F2_Commercial_Data Center_New_Food Preparation_Electric_Griddle_E4 | F2 | Commercial | Data Center | New | Food Preparation | Electric | Griddle | E4 | TRC BC Ratio | 0 | 0 | 0 | 0 | 0 | 0 | 0 | 0 | 0 | 0 | 0 | 0 | 0 | 0 | 0 | 0 | 0 | 0 | 0 | 0 | 0 | 0 | 0 | 0 | 0 | 0 | 0 | 0 | 0 | 0
F2_Commercial_Data Center_New_Food Preparation_Electric_Griddle_E5 | F2 | Commercial | Data Center | New | Food Preparation | Electric | Griddle | E5 | TRC BC Ratio | 0 | 0 | 0 | 0 | 0 | 0 | 0 | 0 | 0 | 0 | 0 | 0 | 0 | 0 | 0 | 0 | 0 | 0 | 0 | 0 | 0 | 0 | 0 | 0 | 0 | 0 | 0 | 0 | 0 | 0
F2_Commercial_Data Center_New_Food Preparation_Electric_Griddle_E6 | F2 | Commercial | Data Center | New | Food Preparation | Electric | Griddle | E6 | TRC BC Ratio | 0 | 0 | 0 | 0 | 0 | 0 | 0 | 0 | 0 | 0 | 0 | 0 | 0 | 0 | 0 | 0 | 0 | 0 | 0 | 0 | 0 | 0 | 0 | 0 | 0 | 0 | 0 | 0 | 0 | 0
F2_Commercial_Data Center_New_Food Preparation_Electric_Griddle_E7 | F2 | Commercial | Data Center | New | Food Preparation | Electric | Griddle | E7 | TRC BC Ratio | 0 | 0 | 0 | 0 | 0 | 0 | 0 | 0 | 0 | 0 | 0 | 0 | 0 | 0 | 0 | 0 | 0 | 0 | 0 | 0 | 0 | 0 | 0 | 0 | 0 | 0 | 0 | 0 | 0 | 0
F2_Commercial_Data Center_New_Food Preparation_Electric_Griddle_E8 | F2 | Commercial | Data Center | New | Food Preparation | Electric | Griddle | E8 | TRC BC Ratio | 0 | 0 | 0 | 0 | 0 | 0 | 0 | 0 | 0 | 0 | 0 | 0 | 0 | 0 | 0 | 0 | 0 | 0 | 0 | 0 | 0 | 0 | 0 | 0 | 0 | 0 | 0 | 0 | 0 | 0
F2_Commercial_Data Center_New_Food Preparation_Electric_Griddle_E9 | F2 | Commercial | Data Center | New | Food Preparation | Electric | Griddle | E9 | TRC BC Ratio | 0 | 0 | 0 | 0 | 0 | 0 | 0 | 0 | 0 | 0 | 0 | 0 | 0 | 0 | 0 | 0 | 0 | 0 | 0 | 0 | 0 | 0 | 0 | 0 | 0 | 0 | 0 | 0 | 0 | 0
F2_Commercial_Data Center_New_Food Preparation_Electric_Griddle_E10 | F2 | Commercial | Data Center | New | Food Preparation | Electric | Griddle | E10 | TRC BC Ratio | 0 | 0 | 0 | 0 | 0 | 0 | 0 | 0 | 0 | 0 | 0 | 0 | 0 | 0 | 0 | 0 | 0 | 0 | 0 | 0 | 0 | 0 | 0 | 0 | 0 | 0 | 0 | 0 | 0 | 0
F3_Commercial_Data Center_New_Food Preparation_Electric_Griddle_E1 | F3 | Commercial | Data Center | New | Food Preparation | Electric | Griddle | E1 | PACT BC Ratio | 0 | 0 | 0 | 0 | 0 | 0 | 0 | 0 | 0 | 0 | 0 | 0 | 0 | 0 | 0 | 0 | 0 | 0 | 0 | 0 | 0 | 0 | 0 | 0 | 0 | 0 | 0 | 0 | 0 | 0
F3_Commercial_Data Center_New_Food Preparation_Electric_Griddle_E2 | F3 | Commercial | Data Center | New | Food Preparation | Electric | Griddle | E2 | PACT BC Ratio | 0 | 0 | 0 | 0 | 0 | 0 | 0 | 0 | 0 | 0 | 0 | 0 | 0 | 0 | 0 | 0 | 0 | 0 | 0 | 0 | 0 | 0 | 0 | 0 | 0 | 0 | 0 | 0 | 0 | 0
F3_Commercial_Data Center_New_Food Preparation_Electric_Griddle_E3 | F3 | Commercial | Data Center | New | Food Preparation | Electric | Griddle | E3 | PACT BC Ratio | 0 | 0 | 0 | 0 | 0 | 0 | 0 | 0 | 0 | 0 | 0 | 0 | 0 | 0 | 0 | 0 | 0 | 0 | 0 | 0 | 0 | 0 | 0 | 0 | 0 | 0 | 0 | 0 | 0 | 0
F3_Commercial_Data Center_New_Food Preparation_Electric_Griddle_E4 | F3 | Commercial | Data Center | New | Food Preparation | Electric | Griddle | E4 | PACT BC Ratio | 0 | 0 | 0 | 0 | 0 | 0 | 0 | 0 | 0 | 0 | 0 | 0 | 0 | 0 | 0 | 0 | 0 | 0 | 0 | 0 | 0 | 0 | 0 | 0 | 0 | 0 | 0 | 0 | 0 | 0
F3_Commercial_Data Center_New_Food Preparation_Electric_Griddle_E5 | F3 | Commercial | Data Center | New | Food Preparation | Electric | Griddle | E5 | PACT BC Ratio | 0 | 0 | 0 | 0 | 0 | 0 | 0 | 0 | 0 | 0 | 0 | 0 | 0 | 0 | 0 | 0 | 0 | 0 | 0 | 0 | 0 | 0 | 0 | 0 | 0 | 0 | 0 | 0 | 0 | 0
F3_Commercial_Data Center_New_Food Preparation_Electric_Griddle_E6 | F3 | Commercial | Data Center | New | Food Preparation | Electric | Griddle | E6 | PACT BC Ratio | 0 | 0 | 0 | 0 | 0 | 0 | 0 | 0 | 0 | 0 | 0 | 0 | 0 | 0 | 0 | 0 | 0 | 0 | 0 | 0 | 0 | 0 | 0 | 0 | 0 | 0 | 0 | 0 | 0 | 0
F3_Commercial_Data Center_New_Food Preparation_Electric_Griddle_E7 | F3 | Commercial | Data Center | New | Food Preparation | Electric | Griddle | E7 | PACT BC Ratio | 0 | 0 | 0 | 0 | 0 | 0 | 0 | 0 | 0 | 0 | 0 | 0 | 0 | 0 | 0 | 0 | 0 | 0 | 0 | 0 | 0 | 0 | 0 | 0 | 0 | 0 | 0 | 0 | 0 | 0
F3_Commercial_Data Center_New_Food Preparation_Electric_Griddle_E8 | F3 | Commercial | Data Center | New | Food Preparation | Electric | Griddle | E8 | PACT BC Ratio | 0 | 0 | 0 | 0 | 0 | 0 | 0 | 0 | 0 | 0 | 0 | 0 | 0 | 0 | 0 | 0 | 0 | 0 | 0 | 0 | 0 | 0 | 0 | 0 | 0 | 0 | 0 | 0 | 0 | 0
F3_Commercial_Data Center_New_Food Preparation_Electric_Griddle_E9 | F3 | Commercial | Data Center | New | Food Preparation | Electric | Griddle | E9 | PACT BC Ratio | 0 | 0 | 0 | 0 | 0 | 0 | 0 | 0 | 0 | 0 | 0 | 0 | 0 | 0 | 0 | 0 | 0 | 0 | 0 | 0 | 0 | 0 | 0 | 0 | 0 | 0 | 0 | 0 | 0 | 0
F3_Commercial_Data Center_New_Food Preparation_Electric_Griddle_E10 | F3 | Commercial | Data Center | New | Food Preparation | Electric | Griddle | E10 | PACT BC Ratio | 0 | 0 | 0 | 0 | 0 | 0 | 0 | 0 | 0 | 0 | 0 | 0 | 0 | 0 | 0 | 0 | 0 | 0 | 0 | 0 | 0 | 0 | 0 | 0 | 0 | 0 | 0 | 0 | 0 | 0
F4_Commercial_Data Center_New_Food Preparation_Electric_Griddle_E1 | F4 | Commercial | Data Center | New | Food Preparation | Electric | Griddle | E1 | RVT BC Ratio | 0 | 0 | 0 | 0 | 0 | 0 | 0 | 0 | 0 | 0 | 0 | 0 | 0 | 0 | 0 | 0 | 0 | 0 | 0 | 0 | 0 | 0 | 0 | 0 | 0 | 0 | 0 | 0 | 0 | 0
F4_Commercial_Data Center_New_Food Preparation_Electric_Griddle_E2 | F4 | Commercial | Data Center | New | Food Preparation | Electric | Griddle | E2 | RVT BC Ratio | 0 | 0 | 0 | 0 | 0 | 0 | 0 | 0 | 0 | 0 | 0 | 0 | 0 | 0 | 0 | 0 | 0 | 0 | 0 | 0 | 0 | 0 | 0 | 0 | 0 | 0 | 0 | 0 | 0 | 0
F4_Commercial_Data Center_New_Food Preparation_Electric_Griddle_E3 | F4 | Commercial | Data Center | New | Food Preparation | Electric | Griddle | E3 | RVT BC Ratio | 0 | 0 | 0 | 0 | 0 | 0 | 0 | 0 | 0 | 0 | 0 | 0 | 0 | 0 | 0 | 0 | 0 | 0 | 0 | 0 | 0 | 0 | 0 | 0 | 0 | 0 | 0 | 0 | 0 | 0
F4_Commercial_Data Center_New_Food Preparation_Electric_Griddle_E4 | F4 | Commercial | Data Center | New | Food Preparation | Electric | Griddle | E4 | RVT BC Ratio | 0 | 0 | 0 | 0 | 0 | 0 | 0 | 0 | 0 | 0 | 0 | 0 | 0 | 0 | 0 | 0 | 0 | 0 | 0 | 0 | 0 | 0 | 0 | 0 | 0 | 0 | 0 | 0 | 0 | 0
F4_Commercial_Data Center_New_Food Preparation_Electric_Griddle_E5 | F4 | Commercial | Data Center | New | Food Preparation | Electric | Griddle | E5 | RVT BC Ratio | 0 | 0 | 0 | 0 | 0 | 0 | 0 | 0 | 0 | 0 | 0 | 0 | 0 | 0 | 0 | 0 | 0 | 0 | 0 | 0 | 0 | 0 | 0 | 0 | 0 | 0 | 0 | 0 | 0 | 0
F4_Commercial_Data Center_New_Food Preparation_Electric_Griddle_E6 | F4 | Commercial | Data Center | New | Food Preparation | Electric | Griddle | E6 | RVT BC Ratio | 0 | 0 | 0 | 0 | 0 | 0 | 0 | 0 | 0 | 0 | 0 | 0 | 0 | 0 | 0 | 0 | 0 | 0 | 0 | 0 | 0 | 0 | 0 | 0 | 0 | 0 | 0 | 0 | 0 | 0
F4_Commercial_Data Center_New_Food Preparation_Electric_Griddle_E7 | F4 | Commercial | Data Center | New | Food Preparation | Electric | Griddle | E7 | RVT BC Ratio | 0 | 0 | 0 | 0 | 0 | 0 | 0 | 0 | 0 | 0 | 0 | 0 | 0 | 0 | 0 | 0 | 0 | 0 | 0 | 0 | 0 | 0 | 0 | 0 | 0 | 0 | 0 | 0 | 0 | 0
F4_Commercial_Data Center_New_Food Preparation_Electric_Griddle_E8 | F4 | Commercial | Data Center | New | Food Preparation | Electric | Griddle | E8 | RVT BC Ratio | 0 | 0 | 0 | 0 | 0 | 0 | 0 | 0 | 0 | 0 | 0 | 0 | 0 | 0 | 0 | 0 | 0 | 0 | 0 | 0 | 0 | 0 | 0 | 0 | 0 | 0 | 0 | 0 | 0 | 0
F4_Commercial_Data Center_New_Food Preparation_Electric_Griddle_E9 | F4 | Commercial | Data Center | New | Food Preparation | Electric | Griddle | E9 | RVT BC Ratio | 0 | 0 | 0 | 0 | 0 | 0 | 0 | 0 | 0 | 0 | 0 | 0 | 0 | 0 | 0 | 0 | 0 | 0 | 0 | 0 | 0 | 0 | 0 | 0 | 0 | 0 | 0 | 0 | 0 | 0
F4_Commercial_Data Center_New_Food Preparation_Electric_Griddle_E10 | F4 | Commercial | Data Center | New | Food Preparation | Electric | Griddle | E10 | RVT BC Ratio | 0 | 0 | 0 | 0 | 0 | 0 | 0 | 0 | 0 | 0 | 0 | 0 | 0 | 0 | 0 | 0 | 0 | 0 | 0 | 0 | 0 | 0 | 0 | 0 | 0 | 0 | 0 | 0 | 0 | 0
F5_Commercial_Data Center_New_Food Preparation_Electric_Griddle_E1 | F5 | Commercial | Data Center | New | Food Preparation | Electric | Griddle | E1 | RIM BC Ratio | 0 | 0 | 0 | 0 | 0 | 0 | 0 | 0 | 0 | 0 | 0 | 0 | 0 | 0 | 0 | 0 | 0 | 0 | 0 | 0 | 0 | 0 | 0 | 0 | 0 | 0 | 0 | 0 | 0 | 0
F5_Commercial_Data Center_New_Food Preparation_Electric_Griddle_E2 | F5 | Commercial | Data Center | New | Food Preparation | Electric | Griddle | E2 | RIM BC Ratio | 0 | 0 | 0 | 0 | 0 | 0 | 0 | 0 | 0 | 0 | 0 | 0 | 0 | 0 | 0 | 0 | 0 | 0 | 0 | 0 | 0 | 0 | 0 | 0 | 0 | 0 | 0 | 0 | 0 | 0
F5_Commercial_Data Center_New_Food Preparation_Electric_Griddle_E3 | F5 | Commercial | Data Center | New | Food Preparation | Electric | Griddle | E3 | RIM BC Ratio | 0 | 0 | 0 | 0 | 0 | 0 | 0 | 0 | 0 | 0 | 0 | 0 | 0 | 0 | 0 | 0 | 0 | 0 | 0 | 0 | 0 | 0 | 0 | 0 | 0 | 0 | 0 | 0 | 0 | 0
F5_Commercial_Data Center_New_Food Preparation_Electric_Griddle_E4 | F5 | Commercial | Data Center | New | Food Preparation | Electric | Griddle | E4 | RIM BC Ratio | 0 | 0 | 0 | 0 | 0 | 0 | 0 | 0 | 0 | 0 | 0 | 0 | 0 | 0 | 0 | 0 | 0 | 0 | 0 | 0 | 0 | 0 | 0 | 0 | 0 | 0 | 0 | 0 | 0 | 0
F5_Commercial_Data Center_New_Food Preparation_Electric_Griddle_E5 | F5 | Commercial | Data Center | New | Food Preparation | Electric | Griddle | E5 | RIM BC Ratio | 0 | 0 | 0 | 0 | 0 | 0 | 0 | 0 | 0 | 0 | 0 | 0 | 0 | 0 | 0 | 0 | 0 | 0 | 0 | 0 | 0 | 0 | 0 | 0 | 0 | 0 | 0 | 0 | 0 | 0
F5_Commercial_Data Center_New_Food Preparation_Electric_Griddle_E6 | F5 | Commercial | Data Center | New | Food Preparation | Electric | Griddle | E6 | RIM BC Ratio | 0 | 0 | 0 | 0 | 0 | 0 | 0 | 0 | 0 | 0 | 0 | 0 | 0 | 0 | 0 | 0 | 0 | 0 | 0 | 0 | 0 | 0 | 0 | 0 | 0 | 0 | 0 | 0 | 0 | 0
F5_Commercial_Data Center_New_Food Preparation_Electric_Griddle_E7 | F5 | Commercial | Data Center | New | Food Preparation | Electric | Griddle | E7 | RIM BC Ratio | 0 | 0 | 0 | 0 | 0 | 0 | 0 | 0 | 0 | 0 | 0 | 0 | 0 | 0 | 0 | 0 | 0 | 0 | 0 | 0 | 0 | 0 | 0 | 0 | 0 | 0 | 0 | 0 | 0 | 0
F5_Commercial_Data Center_New_Food Preparation_Electric_Griddle_E8 | F5 | Commercial | Data Center | New | Food Preparation | Electric | Griddle | E8 | RIM BC Ratio | 0 | 0 | 0 | 0 | 0 | 0 | 0 | 0 | 0 | 0 | 0 | 0 | 0 | 0 | 0 | 0 | 0 | 0 | 0 | 0 | 0 | 0 | 0 | 0 | 0 | 0 | 0 | 0 | 0 | 0
F5_Commercial_Data Center_New_Food Preparation_Electric_Griddle_E9 | F5 | Commercial | Data Center | New | Food Preparation | Electric | Griddle | E9 | RIM BC Ratio | 0 | 0 | 0 | 0 | 0 | 0 | 0 | 0 | 0 | 0 | 0 | 0 | 0 | 0 | 0 | 0 | 0 | 0 | 0 | 0 | 0 | 0 | 0 | 0 | 0 | 0 | 0 | 0 | 0 | 0
F5_Commercial_Data Center_New_Food Preparation_Electric_Griddle_E10 | F5 | Commercial | Data Center | New | Food Preparation | Electric | Griddle | E10 | RIM BC Ratio | 0 | 0 | 0 | 0 | 0 | 0 | 0 | 0 | 0 | 0 | 0 | 0 | 0 | 0 | 0 | 0 | 0 | 0 | 0 | 0 | 0 | 0 | 0 | 0 | 0 | 0 | 0 | 0 | 0 | 0
F0_Commercial_Data Center_New_Office Equipment_Electric_Desktop Computer_E0 | F0 | Commercial | Data Center | New | Office Equipment | Electric | Desktop Computer | E0 | Economic Unit | 0 | 0 | 0 | 0 | 0 | 0 | 0 | 0 | 0 | 0 | 0 | 0 | 0 | 0 | 0 | 0 | 0 | 0 | 0 | 0 | 0 | 0 | 0 | 0 | 0 | 0 | 0 | 0 | 0 | 0
F1_Commercial_Data Center_New_Office Equipment_Electric_Desktop Computer_E1 | F1 | Commercial | Data Center | New | Office Equipment | Electric | Desktop Computer | E1 | CCE | 0 | 0 | 0 | 0 | 0 | 0 | 0 | 0 | 0 | 0 | 0 | 0 | 0 | 0 | 0 | 0 | 0 | 0 | 0 | 0 | 0 | 0 | 0 | 0 | 0 | 0 | 0 | 0 | 0 | 0
F1_Commercial_Data Center_New_Office Equipment_Electric_Desktop Computer_E2 | F1 | Commercial | Data Center | New | Office Equipment | Electric | Desktop Computer | E2 | CCE | 0 | 0 | 0 | 0 | 0 | 0 | 0 | 0 | 0 | 0 | 0 | 0 | 0 | 0 | 0 | 0 | 0 | 0 | 0 | 0 | 0 | 0 | 0 | 0 | 0 | 0 | 0 | 0 | 0 | 0
F1_Commercial_Data Center_New_Office Equipment_Electric_Desktop Computer_E3 | F1 | Commercial | Data Center | New | Office Equipment | Electric | Desktop Computer | E3 | CCE | 0 | 0 | 0 | 0 | 0 | 0 | 0 | 0 | 0 | 0 | 0 | 0 | 0 | 0 | 0 | 0 | 0 | 0 | 0 | 0 | 0 | 0 | 0 | 0 | 0 | 0 | 0 | 0 | 0 | 0
F1_Commercial_Data Center_New_Office Equipment_Electric_Desktop Computer_E4 | F1 | Commercial | Data Center | New | Office Equipment | Electric | Desktop Computer | E4 | CCE | 0 | 0 | 0 | 0 | 0 | 0 | 0 | 0 | 0 | 0 | 0 | 0 | 0 | 0 | 0 | 0 | 0 | 0 | 0 | 0 | 0 | 0 | 0 | 0 | 0 | 0 | 0 | 0 | 0 | 0
F1_Commercial_Data Center_New_Office Equipment_Electric_Desktop Computer_E5 | F1 | Commercial | Data Center | New | Office Equipment | Electric | Desktop Computer | E5 | CCE | 0 | 0 | 0 | 0 | 0 | 0 | 0 | 0 | 0 | 0 | 0 | 0 | 0 | 0 | 0 | 0 | 0 | 0 | 0 | 0 | 0 | 0 | 0 | 0 | 0 | 0 | 0 | 0 | 0 | 0
F1_Commercial_Data Center_New_Office Equipment_Electric_Desktop Computer_E6 | F1 | Commercial | Data Center | New | Office Equipment | Electric | Desktop Computer | E6 | CCE | 0 | 0 | 0 | 0 | 0 | 0 | 0 | 0 | 0 | 0 | 0 | 0 | 0 | 0 | 0 | 0 | 0 | 0 | 0 | 0 | 0 | 0 | 0 | 0 | 0 | 0 | 0 | 0 | 0 | 0
F1_Commercial_Data Center_New_Office Equipment_Electric_Desktop Computer_E7 | F1 | Commercial | Data Center | New | Office Equipment | Electric | Desktop Computer | E7 | CCE | 0 | 0 | 0 | 0 | 0 | 0 | 0 | 0 | 0 | 0 | 0 | 0 | 0 | 0 | 0 | 0 | 0 | 0 | 0 | 0 | 0 | 0 | 0 | 0 | 0 | 0 | 0 | 0 | 0 | 0
F1_Commercial_Data Center_New_Office Equipment_Electric_Desktop Computer_E8 | F1 | Commercial | Data Center | New | Office Equipment | Electric | Desktop Computer | E8 | CCE | 0 | 0 | 0 | 0 | 0 | 0 | 0 | 0 | 0 | 0 | 0 | 0 | 0 | 0 | 0 | 0 | 0 | 0 | 0 | 0 | 0 | 0 | 0 | 0 | 0 | 0 | 0 | 0 | 0 | 0
F1_Commercial_Data Center_New_Office Equipment_Electric_Desktop Computer_E9 | F1 | Commercial | Data Center | New | Office Equipment | Electric | Desktop Computer | E9 | CCE | 0 | 0 | 0 | 0 | 0 | 0 | 0 | 0 | 0 | 0 | 0 | 0 | 0 | 0 | 0 | 0 | 0 | 0 | 0 | 0 | 0 | 0 | 0 | 0 | 0 | 0 | 0 | 0 | 0 | 0
F1_Commercial_Data Center_New_Office Equipment_Electric_Desktop Computer_E10 | F1 | Commercial | Data Center | New | Office Equipment | Electric | Desktop Computer | E10 | CCE | 0 | 0 | 0 | 0 | 0 | 0 | 0 | 0 | 0 | 0 | 0 | 0 | 0 | 0 | 0 | 0 | 0 | 0 | 0 | 0 | 0 | 0 | 0 | 0 | 0 | 0 | 0 | 0 | 0 | 0
F2_Commercial_Data Center_New_Office Equipment_Electric_Desktop Computer_E1 | F2 | Commercial | Data Center | New | Office Equipment | Electric | Desktop Computer | E1 | TRC BC Ratio | 0 | 0 | 0 | 0 | 0 | 0 | 0 | 0 | 0 | 0 | 0 | 0 | 0 | 0 | 0 | 0 | 0 | 0 | 0 | 0 | 0 | 0 | 0 | 0 | 0 | 0 | 0 | 0 | 0 | 0
F2_Commercial_Data Center_New_Office Equipment_Electric_Desktop Computer_E2 | F2 | Commercial | Data Center | New | Office Equipment | Electric | Desktop Computer | E2 | TRC BC Ratio | 0 | 0 | 0 | 0 | 0 | 0 | 0 | 0 | 0 | 0 | 0 | 0 | 0 | 0 | 0 | 0 | 0 | 0 | 0 | 0 | 0 | 0 | 0 | 0 | 0 | 0 | 0 | 0 | 0 | 0
F2_Commercial_Data Center_New_Office Equipment_Electric_Desktop Computer_E3 | F2 | Commercial | Data Center | New | Office Equipment | Electric | Desktop Computer | E3 | TRC BC Ratio | 0 | 0 | 0 | 0 | 0 | 0 | 0 | 0 | 0 | 0 | 0 | 0 | 0 | 0 | 0 | 0 | 0 | 0 | 0 | 0 | 0 | 0 | 0 | 0 | 0 | 0 | 0 | 0 | 0 | 0
F2_Commercial_Data Center_New_Office Equipment_Electric_Desktop Computer_E4 | F2 | Commercial | Data Center | New | Office Equipment | Electric | Desktop Computer | E4 | TRC BC Ratio | 0 | 0 | 0 | 0 | 0 | 0 | 0 | 0 | 0 | 0 | 0 | 0 | 0 | 0 | 0 | 0 | 0 | 0 | 0 | 0 | 0 | 0 | 0 | 0 | 0 | 0 | 0 | 0 | 0 | 0
F2_Commercial_Data Center_New_Office Equipment_Electric_Desktop Computer_E5 | F2 | Commercial | Data Center | New | Office Equipment | Electric | Desktop Computer | E5 | TRC BC Ratio | 0 | 0 | 0 | 0 | 0 | 0 | 0 | 0 | 0 | 0 | 0 | 0 | 0 | 0 | 0 | 0 | 0 | 0 | 0 | 0 | 0 | 0 | 0 | 0 | 0 | 0 | 0 | 0 | 0 | 0
F2_Commercial_Data Center_New_Office Equipment_Electric_Desktop Computer_E6 | F2 | Commercial | Data Center | New | Office Equipment | Electric | Desktop Computer | E6 | TRC BC Ratio | 0 | 0 | 0 | 0 | 0 | 0 | 0 | 0 | 0 | 0 | 0 | 0 | 0 | 0 | 0 | 0 | 0 | 0 | 0 | 0 | 0 | 0 | 0 | 0 | 0 | 0 | 0 | 0 | 0 | 0
F2_Commercial_Data Center_New_Office Equipment_Electric_Desktop Computer_E7 | F2 | Commercial | Data Center | New | Office Equipment | Electric | Desktop Computer | E7 | TRC BC Ratio | 0 | 0 | 0 | 0 | 0 | 0 | 0 | 0 | 0 | 0 | 0 | 0 | 0 | 0 | 0 | 0 | 0 | 0 | 0 | 0 | 0 | 0 | 0 | 0 | 0 | 0 | 0 | 0 | 0 | 0
F2_Commercial_Data Center_New_Office Equipment_Electric_Desktop Computer_E8 | F2 | Commercial | Data Center | New | Office Equipment | Electric | Desktop Computer | E8 | TRC BC Ratio | 0 | 0 | 0 | 0 | 0 | 0 | 0 | 0 | 0 | 0 | 0 | 0 | 0 | 0 | 0 | 0 | 0 | 0 | 0 | 0 | 0 | 0 | 0 | 0 | 0 | 0 | 0 | 0 | 0 | 0
F2_Commercial_Data Center_New_Office Equipment_Electric_Desktop Computer_E9 | F2 | Commercial | Data Center | New | Office Equipment | Electric | Desktop Computer | E9 | TRC BC Ratio | 0 | 0 | 0 | 0 | 0 | 0 | 0 | 0 | 0 | 0 | 0 | 0 | 0 | 0 | 0 | 0 | 0 | 0 | 0 | 0 | 0 | 0 | 0 | 0 | 0 | 0 | 0 | 0 | 0 | 0
F2_Commercial_Data Center_New_Office Equipment_Electric_Desktop Computer_E10 | F2 | Commercial | Data Center | New | Office Equipment | Electric | Desktop Computer | E10 | TRC BC Ratio | 0 | 0 | 0 | 0 | 0 | 0 | 0 | 0 | 0 | 0 | 0 | 0 | 0 | 0 | 0 | 0 | 0 | 0 | 0 | 0 | 0 | 0 | 0 | 0 | 0 | 0 | 0 | 0 | 0 | 0
F3_Commercial_Data Center_New_Office Equipment_Electric_Desktop Computer_E1 | F3 | Commercial | Data Center | New | Office Equipment | Electric | Desktop Computer | E1 | PACT BC Ratio | 0 | 0 | 0 | 0 | 0 | 0 | 0 | 0 | 0 | 0 | 0 | 0 | 0 | 0 | 0 | 0 | 0 | 0 | 0 | 0 | 0 | 0 | 0 | 0 | 0 | 0 | 0 | 0 | 0 | 0
F3_Commercial_Data Center_New_Office Equipment_Electric_Desktop Computer_E2 | F3 | Commercial | Data Center | New | Office Equipment | Electric | Desktop Computer | E2 | PACT BC Ratio | 0 | 0 | 0 | 0 | 0 | 0 | 0 | 0 | 0 | 0 | 0 | 0 | 0 | 0 | 0 | 0 | 0 | 0 | 0 | 0 | 0 | 0 | 0 | 0 | 0 | 0 | 0 | 0 | 0 | 0
F3_Commercial_Data Center_New_Office Equipment_Electric_Desktop Computer_E3 | F3 | Commercial | Data Center | New | Office Equipment | Electric | Desktop Computer | E3 | PACT BC Ratio | 0 | 0 | 0 | 0 | 0 | 0 | 0 | 0 | 0 | 0 | 0 | 0 | 0 | 0 | 0 | 0 | 0 | 0 | 0 | 0 | 0 | 0 | 0 | 0 | 0 | 0 | 0 | 0 | 0 | 0
F3_Commercial_Data Center_New_Office Equipment_Electric_Desktop Computer_E4 | F3 | Commercial | Data Center | New | Office Equipment | Electric | Desktop Computer | E4 | PACT BC Ratio | 0 | 0 | 0 | 0 | 0 | 0 | 0 | 0 | 0 | 0 | 0 | 0 | 0 | 0 | 0 | 0 | 0 | 0 | 0 | 0 | 0 | 0 | 0 | 0 | 0 | 0 | 0 | 0 | 0 | 0
F3_Commercial_Data Center_New_Office Equipment_Electric_Desktop Computer_E5 | F3 | Commercial | Data Center | New | Office Equipment | Electric | Desktop Computer | E5 | PACT BC Ratio | 0 | 0 | 0 | 0 | 0 | 0 | 0 | 0 | 0 | 0 | 0 | 0 | 0 | 0 | 0 | 0 | 0 | 0 | 0 | 0 | 0 | 0 | 0 | 0 | 0 | 0 | 0 | 0 | 0 | 0
F3_Commercial_Data Center_New_Office Equipment_Electric_Desktop Computer_E6 | F3 | Commercial | Data Center | New | Office Equipment | Electric | Desktop Computer | E6 | PACT BC Ratio | 0 | 0 | 0 | 0 | 0 | 0 | 0 | 0 | 0 | 0 | 0 | 0 | 0 | 0 | 0 | 0 | 0 | 0 | 0 | 0 | 0 | 0 | 0 | 0 | 0 | 0 | 0 | 0 | 0 | 0
F3_Commercial_Data Center_New_Office Equipment_Electric_Desktop Computer_E7 | F3 | Commercial | Data Center | New | Office Equipment | Electric | Desktop Computer | E7 | PACT BC Ratio | 0 | 0 | 0 | 0 | 0 | 0 | 0 | 0 | 0 | 0 | 0 | 0 | 0 | 0 | 0 | 0 | 0 | 0 | 0 | 0 | 0 | 0 | 0 | 0 | 0 | 0 | 0 | 0 | 0 | 0
F3_Commercial_Data Center_New_Office Equipment_Electric_Desktop Computer_E8 | F3 | Commercial | Data Center | New | Office Equipment | Electric | Desktop Computer | E8 | PACT BC Ratio | 0 | 0 | 0 | 0 | 0 | 0 | 0 | 0 | 0 | 0 | 0 | 0 | 0 | 0 | 0 | 0 | 0 | 0 | 0 | 0 | 0 | 0 | 0 | 0 | 0 | 0 | 0 | 0 | 0 | 0
F3_Commercial_Data Center_New_Office Equipment_Electric_Desktop Computer_E9 | F3 | Commercial | Data Center | New | Office Equipment | Electric | Desktop Computer | E9 | PACT BC Ratio | 0 | 0 | 0 | 0 | 0 | 0 | 0 | 0 | 0 | 0 | 0 | 0 | 0 | 0 | 0 | 0 | 0 | 0 | 0 | 0 | 0 | 0 | 0 | 0 | 0 | 0 | 0 | 0 | 0 | 0
F3_Commercial_Data Center_New_Office Equipment_Electric_Desktop Computer_E10 | F3 | Commercial | Data Center | New | Office Equipment | Electric | Desktop Computer | E10 | PACT BC Ratio | 0 | 0 | 0 | 0 | 0 | 0 | 0 | 0 | 0 | 0 | 0 | 0 | 0 | 0 | 0 | 0 | 0 | 0 | 0 | 0 | 0 | 0 | 0 | 0 | 0 | 0 | 0 | 0 | 0 | 0
F4_Commercial_Data Center_New_Office Equipment_Electric_Desktop Computer_E1 | F4 | Commercial | Data Center | New | Office Equipment | Electric | Desktop Computer | E1 | RVT BC Ratio | 0 | 0 | 0 | 0 | 0 | 0 | 0 | 0 | 0 | 0 | 0 | 0 | 0 | 0 | 0 | 0 | 0 | 0 | 0 | 0 | 0 | 0 | 0 | 0 | 0 | 0 | 0 | 0 | 0 | 0
F4_Commercial_Data Center_New_Office Equipment_Electric_Desktop Computer_E2 | F4 | Commercial | Data Center | New | Office Equipment | Electric | Desktop Computer | E2 | RVT BC Ratio | 0 | 0 | 0 | 0 | 0 | 0 | 0 | 0 | 0 | 0 | 0 | 0 | 0 | 0 | 0 | 0 | 0 | 0 | 0 | 0 | 0 | 0 | 0 | 0 | 0 | 0 | 0 | 0 | 0 | 0
F4_Commercial_Data Center_New_Office Equipment_Electric_Desktop Computer_E3 | F4 | Commercial | Data Center | New | Office Equipment | Electric | Desktop Computer | E3 | RVT BC Ratio | 0 | 0 | 0 | 0 | 0 | 0 | 0 | 0 | 0 | 0 | 0 | 0 | 0 | 0 | 0 | 0 | 0 | 0 | 0 | 0 | 0 | 0 | 0 | 0 | 0 | 0 | 0 | 0 | 0 | 0
F4_Commercial_Data Center_New_Office Equipment_Electric_Desktop Computer_E4 | F4 | Commercial | Data Center | New | Office Equipment | Electric | Desktop Computer | E4 | RVT BC Ratio | 0 | 0 | 0 | 0 | 0 | 0 | 0 | 0 | 0 | 0 | 0 | 0 | 0 | 0 | 0 | 0 | 0 | 0 | 0 | 0 | 0 | 0 | 0 | 0 | 0 | 0 | 0 | 0 | 0 | 0
F4_Commercial_Data Center_New_Office Equipment_Electric_Desktop Computer_E5 | F4 | Commercial | Data Center | New | Office Equipment | Electric | Desktop Computer | E5 | RVT BC Ratio | 0 | 0 | 0 | 0 | 0 | 0 | 0 | 0 | 0 | 0 | 0 | 0 | 0 | 0 | 0 | 0 | 0 | 0 | 0 | 0 | 0 | 0 | 0 | 0 | 0 | 0 | 0 | 0 | 0 | 0
F4_Commercial_Data Center_New_Office Equipment_Electric_Desktop Computer_E6 | F4 | Commercial | Data Center | New | Office Equipment | Electric | Desktop Computer | E6 | RVT BC Ratio | 0 | 0 | 0 | 0 | 0 | 0 | 0 | 0 | 0 | 0 | 0 | 0 | 0 | 0 | 0 | 0 | 0 | 0 | 0 | 0 | 0 | 0 | 0 | 0 | 0 | 0 | 0 | 0 | 0 | 0
F4_Commercial_Data Center_New_Office Equipment_Electric_Desktop Computer_E7 | F4 | Commercial | Data Center | New | Office Equipment | Electric | Desktop Computer | E7 | RVT BC Ratio | 0 | 0 | 0 | 0 | 0 | 0 | 0 | 0 | 0 | 0 | 0 | 0 | 0 | 0 | 0 | 0 | 0 | 0 | 0 | 0 | 0 | 0 | 0 | 0 | 0 | 0 | 0 | 0 | 0 | 0
F4_Commercial_Data Center_New_Office Equipment_Electric_Desktop Computer_E8 | F4 | Commercial | Data Center | New | Office Equipment | Electric | Desktop Computer | E8 | RVT BC Ratio | 0 | 0 | 0 | 0 | 0 | 0 | 0 | 0 | 0 | 0 | 0 | 0 | 0 | 0 | 0 | 0 | 0 | 0 | 0 | 0 | 0 | 0 | 0 | 0 | 0 | 0 | 0 | 0 | 0 | 0
F4_Commercial_Data Center_New_Office Equipment_Electric_Desktop Computer_E9 | F4 | Commercial | Data Center | New | Office Equipment | Electric | Desktop Computer | E9 | RVT BC Ratio | 0 | 0 | 0 | 0 | 0 | 0 | 0 | 0 | 0 | 0 | 0 | 0 | 0 | 0 | 0 | 0 | 0 | 0 | 0 | 0 | 0 | 0 | 0 | 0 | 0 | 0 | 0 | 0 | 0 | 0
F4_Commercial_Data Center_New_Office Equipment_Electric_Desktop Computer_E10 | F4 | Commercial | Data Center | New | Office Equipment | Electric | Desktop Computer | E10 | RVT BC Ratio | 0 | 0 | 0 | 0 | 0 | 0 | 0 | 0 | 0 | 0 | 0 | 0 | 0 | 0 | 0 | 0 | 0 | 0 | 0 | 0 | 0 | 0 | 0 | 0 | 0 | 0 | 0 | 0 | 0 | 0
F5_Commercial_Data Center_New_Office Equipment_Electric_Desktop Computer_E1 | F5 | Commercial | Data Center | New | Office Equipment | Electric | Desktop Computer | E1 | RIM BC Ratio | 0 | 0 | 0 | 0 | 0 | 0 | 0 | 0 | 0 | 0 | 0 | 0 | 0 | 0 | 0 | 0 | 0 | 0 | 0 | 0 | 0 | 0 | 0 | 0 | 0 | 0 | 0 | 0 | 0 | 0
F5_Commercial_Data Center_New_Office Equipment_Electric_Desktop Computer_E2 | F5 | Commercial | Data Center | New | Office Equipment | Electric | Desktop Computer | E2 | RIM BC Ratio | 0 | 0 | 0 | 0 | 0 | 0 | 0 | 0 | 0 | 0 | 0 | 0 | 0 | 0 | 0 | 0 | 0 | 0 | 0 | 0 | 0 | 0 | 0 | 0 | 0 | 0 | 0 | 0 | 0 | 0
F5_Commercial_Data Center_New_Office Equipment_Electric_Desktop Computer_E3 | F5 | Commercial | Data Center | New | Office Equipment | Electric | Desktop Computer | E3 | RIM BC Ratio | 0 | 0 | 0 | 0 | 0 | 0 | 0 | 0 | 0 | 0 | 0 | 0 | 0 | 0 | 0 | 0 | 0 | 0 | 0 | 0 | 0 | 0 | 0 | 0 | 0 | 0 | 0 | 0 | 0 | 0
F5_Commercial_Data Center_New_Office Equipment_Electric_Desktop Computer_E4 | F5 | Commercial | Data Center | New | Office Equipment | Electric | Desktop Computer | E4 | RIM BC Ratio | 0 | 0 | 0 | 0 | 0 | 0 | 0 | 0 | 0 | 0 | 0 | 0 | 0 | 0 | 0 | 0 | 0 | 0 | 0 | 0 | 0 | 0 | 0 | 0 | 0 | 0 | 0 | 0 | 0 | 0
F5_Commercial_Data Center_New_Office Equipment_Electric_Desktop Computer_E5 | F5 | Commercial | Data Center | New | Office Equipment | Electric | Desktop Computer | E5 | RIM BC Ratio | 0 | 0 | 0 | 0 | 0 | 0 | 0 | 0 | 0 | 0 | 0 | 0 | 0 | 0 | 0 | 0 | 0 | 0 | 0 | 0 | 0 | 0 | 0 | 0 | 0 | 0 | 0 | 0 | 0 | 0
F5_Commercial_Data Center_New_Office Equipment_Electric_Desktop Computer_E6 | F5 | Commercial | Data Center | New | Office Equipment | Electric | Desktop Computer | E6 | RIM BC Ratio | 0 | 0 | 0 | 0 | 0 | 0 | 0 | 0 | 0 | 0 | 0 | 0 | 0 | 0 | 0 | 0 | 0 | 0 | 0 | 0 | 0 | 0 | 0 | 0 | 0 | 0 | 0 | 0 | 0 | 0
F5_Commercial_Data Center_New_Office Equipment_Electric_Desktop Computer_E7 | F5 | Commercial | Data Center | New | Office Equipment | Electric | Desktop Computer | E7 | RIM BC Ratio | 0 | 0 | 0 | 0 | 0 | 0 | 0 | 0 | 0 | 0 | 0 | 0 | 0 | 0 | 0 | 0 | 0 | 0 | 0 | 0 | 0 | 0 | 0 | 0 | 0 | 0 | 0 | 0 | 0 | 0
F5_Commercial_Data Center_New_Office Equipment_Electric_Desktop Computer_E8 | F5 | Commercial | Data Center | New | Office Equipment | Electric | Desktop Computer | E8 | RIM BC Ratio | 0 | 0 | 0 | 0 | 0 | 0 | 0 | 0 | 0 | 0 | 0 | 0 | 0 | 0 | 0 | 0 | 0 | 0 | 0 | 0 | 0 | 0 | 0 | 0 | 0 | 0 | 0 | 0 | 0 | 0
F5_Commercial_Data Center_New_Office Equipment_Electric_Desktop Computer_E9 | F5 | Commercial | Data Center | New | Office Equipment | Electric | Desktop Computer | E9 | RIM BC Ratio | 0 | 0 | 0 | 0 | 0 | 0 | 0 | 0 | 0 | 0 | 0 | 0 | 0 | 0 | 0 | 0 | 0 | 0 | 0 | 0 | 0 | 0 | 0 | 0 | 0 | 0 | 0 | 0 | 0 | 0
F5_Commercial_Data Center_New_Office Equipment_Electric_Desktop Computer_E10 | F5 | Commercial | Data Center | New | Office Equipment | Electric | Desktop Computer | E10 | RIM BC Ratio | 0 | 0 | 0 | 0 | 0 | 0 | 0 | 0 | 0 | 0 | 0 | 0 | 0 | 0 | 0 | 0 | 0 | 0 | 0 | 0 | 0 | 0 | 0 | 0 | 0 | 0 | 0 | 0 | 0 | 0
F0_Commercial_Data Center_New_Office Equipment_Electric_Laptop_E0 | F0 | Commercial | Data Center | New | Office Equipment | Electric | Laptop | E0 | Economic Unit | 0 | 0 | 0 | 0 | 0 | 0 | 0 | 0 | 0 | 0 | 0 | 0 | 0 | 0 | 0 | 0 | 0 | 0 | 0 | 0 | 0 | 0 | 0 | 0 | 0 | 0 | 0 | 0 | 0 | 0
F1_Commercial_Data Center_New_Office Equipment_Electric_Laptop_E1 | F1 | Commercial | Data Center | New | Office Equipment | Electric | Laptop | E1 | CCE | 0 | 0 | 0 | 0 | 0 | 0 | 0 | 0 | 0 | 0 | 0 | 0 | 0 | 0 | 0 | 0 | 0 | 0 | 0 | 0 | 0 | 0 | 0 | 0 | 0 | 0 | 0 | 0 | 0 | 0
F1_Commercial_Data Center_New_Office Equipment_Electric_Laptop_E2 | F1 | Commercial | Data Center | New | Office Equipment | Electric | Laptop | E2 | CCE | 0 | 0 | 0 | 0 | 0 | 0 | 0 | 0 | 0 | 0 | 0 | 0 | 0 | 0 | 0 | 0 | 0 | 0 | 0 | 0 | 0 | 0 | 0 | 0 | 0 | 0 | 0 | 0 | 0 | 0
F1_Commercial_Data Center_New_Office Equipment_Electric_Laptop_E3 | F1 | Commercial | Data Center | New | Office Equipment | Electric | Laptop | E3 | CCE | 0 | 0 | 0 | 0 | 0 | 0 | 0 | 0 | 0 | 0 | 0 | 0 | 0 | 0 | 0 | 0 | 0 | 0 | 0 | 0 | 0 | 0 | 0 | 0 | 0 | 0 | 0 | 0 | 0 | 0
F1_Commercial_Data Center_New_Office Equipment_Electric_Laptop_E4 | F1 | Commercial | Data Center | New | Office Equipment | Electric | Laptop | E4 | CCE | 0 | 0 | 0 | 0 | 0 | 0 | 0 | 0 | 0 | 0 | 0 | 0 | 0 | 0 | 0 | 0 | 0 | 0 | 0 | 0 | 0 | 0 | 0 | 0 | 0 | 0 | 0 | 0 | 0 | 0
F1_Commercial_Data Center_New_Office Equipment_Electric_Laptop_E5 | F1 | Commercial | Data Center | New | Office Equipment | Electric | Laptop | E5 | CCE | 0 | 0 | 0 | 0 | 0 | 0 | 0 | 0 | 0 | 0 | 0 | 0 | 0 | 0 | 0 | 0 | 0 | 0 | 0 | 0 | 0 | 0 | 0 | 0 | 0 | 0 | 0 | 0 | 0 | 0
F1_Commercial_Data Center_New_Office Equipment_Electric_Laptop_E6 | F1 | Commercial | Data Center | New | Office Equipment | Electric | Laptop | E6 | CCE | 0 | 0 | 0 | 0 | 0 | 0 | 0 | 0 | 0 | 0 | 0 | 0 | 0 | 0 | 0 | 0 | 0 | 0 | 0 | 0 | 0 | 0 | 0 | 0 | 0 | 0 | 0 | 0 | 0 | 0
F1_Commercial_Data Center_New_Office Equipment_Electric_Laptop_E7 | F1 | Commercial | Data Center | New | Office Equipment | Electric | Laptop | E7 | CCE | 0 | 0 | 0 | 0 | 0 | 0 | 0 | 0 | 0 | 0 | 0 | 0 | 0 | 0 | 0 | 0 | 0 | 0 | 0 | 0 | 0 | 0 | 0 | 0 | 0 | 0 | 0 | 0 | 0 | 0
F1_Commercial_Data Center_New_Office Equipment_Electric_Laptop_E8 | F1 | Commercial | Data Center | New | Office Equipment | Electric | Laptop | E8 | CCE | 0 | 0 | 0 | 0 | 0 | 0 | 0 | 0 | 0 | 0 | 0 | 0 | 0 | 0 | 0 | 0 | 0 | 0 | 0 | 0 | 0 | 0 | 0 | 0 | 0 | 0 | 0 | 0 | 0 | 0
F1_Commercial_Data Center_New_Office Equipment_Electric_Laptop_E9 | F1 | Commercial | Data Center | New | Office Equipment | Electric | Laptop | E9 | CCE | 0 | 0 | 0 | 0 | 0 | 0 | 0 | 0 | 0 | 0 | 0 | 0 | 0 | 0 | 0 | 0 | 0 | 0 | 0 | 0 | 0 | 0 | 0 | 0 | 0 | 0 | 0 | 0 | 0 | 0
F1_Commercial_Data Center_New_Office Equipment_Electric_Laptop_E10 | F1 | Commercial | Data Center | New | Office Equipment | Electric | Laptop | E10 | CCE | 0 | 0 | 0 | 0 | 0 | 0 | 0 | 0 | 0 | 0 | 0 | 0 | 0 | 0 | 0 | 0 | 0 | 0 | 0 | 0 | 0 | 0 | 0 | 0 | 0 | 0 | 0 | 0 | 0 | 0
F2_Commercial_Data Center_New_Office Equipment_Electric_Laptop_E1 | F2 | Commercial | Data Center | New | Office Equipment | Electric | Laptop | E1 | TRC BC Ratio | 0 | 0 | 0 | 0 | 0 | 0 | 0 | 0 | 0 | 0 | 0 | 0 | 0 | 0 | 0 | 0 | 0 | 0 | 0 | 0 | 0 | 0 | 0 | 0 | 0 | 0 | 0 | 0 | 0 | 0
F2_Commercial_Data Center_New_Office Equipment_Electric_Laptop_E2 | F2 | Commercial | Data Center | New | Office Equipment | Electric | Laptop | E2 | TRC BC Ratio | 0 | 0 | 0 | 0 | 0 | 0 | 0 | 0 | 0 | 0 | 0 | 0 | 0 | 0 | 0 | 0 | 0 | 0 | 0 | 0 | 0 | 0 | 0 | 0 | 0 | 0 | 0 | 0 | 0 | 0
F2_Commercial_Data Center_New_Office Equipment_Electric_Laptop_E3 | F2 | Commercial | Data Center | New | Office Equipment | Electric | Laptop | E3 | TRC BC Ratio | 0 | 0 | 0 | 0 | 0 | 0 | 0 | 0 | 0 | 0 | 0 | 0 | 0 | 0 | 0 | 0 | 0 | 0 | 0 | 0 | 0 | 0 | 0 | 0 | 0 | 0 | 0 | 0 | 0 | 0
F2_Commercial_Data Center_New_Office Equipment_Electric_Laptop_E4 | F2 | Commercial | Data Center | New | Office Equipment | Electric | Laptop | E4 | TRC BC Ratio | 0 | 0 | 0 | 0 | 0 | 0 | 0 | 0 | 0 | 0 | 0 | 0 | 0 | 0 | 0 | 0 | 0 | 0 | 0 | 0 | 0 | 0 | 0 | 0 | 0 | 0 | 0 | 0 | 0 | 0
F2_Commercial_Data Center_New_Office Equipment_Electric_Laptop_E5 | F2 | Commercial | Data Center | New | Office Equipment | Electric | Laptop | E5 | TRC BC Ratio | 0 | 0 | 0 | 0 | 0 | 0 | 0 | 0 | 0 | 0 | 0 | 0 | 0 | 0 | 0 | 0 | 0 | 0 | 0 | 0 | 0 | 0 | 0 | 0 | 0 | 0 | 0 | 0 | 0 | 0
F2_Commercial_Data Center_New_Office Equipment_Electric_Laptop_E6 | F2 | Commercial | Data Center | New | Office Equipment | Electric | Laptop | E6 | TRC BC Ratio | 0 | 0 | 0 | 0 | 0 | 0 | 0 | 0 | 0 | 0 | 0 | 0 | 0 | 0 | 0 | 0 | 0 | 0 | 0 | 0 | 0 | 0 | 0 | 0 | 0 | 0 | 0 | 0 | 0 | 0
F2_Commercial_Data Center_New_Office Equipment_Electric_Laptop_E7 | F2 | Commercial | Data Center | New | Office Equipment | Electric | Laptop | E7 | TRC BC Ratio | 0 | 0 | 0 | 0 | 0 | 0 | 0 | 0 | 0 | 0 | 0 | 0 | 0 | 0 | 0 | 0 | 0 | 0 | 0 | 0 | 0 | 0 | 0 | 0 | 0 | 0 | 0 | 0 | 0 | 0
F2_Commercial_Data Center_New_Office Equipment_Electric_Laptop_E8 | F2 | Commercial | Data Center | New | Office Equipment | Electric | Laptop | E8 | TRC BC Ratio | 0 | 0 | 0 | 0 | 0 | 0 | 0 | 0 | 0 | 0 | 0 | 0 | 0 | 0 | 0 | 0 | 0 | 0 | 0 | 0 | 0 | 0 | 0 | 0 | 0 | 0 | 0 | 0 | 0 | 0
F2_Commercial_Data Center_New_Office Equipment_Electric_Laptop_E9 | F2 | Commercial | Data Center | New | Office Equipment | Electric | Laptop | E9 | TRC BC Ratio | 0 | 0 | 0 | 0 | 0 | 0 | 0 | 0 | 0 | 0 | 0 | 0 | 0 | 0 | 0 | 0 | 0 | 0 | 0 | 0 | 0 | 0 | 0 | 0 | 0 | 0 | 0 | 0 | 0 | 0
F2_Commercial_Data Center_New_Office Equipment_Electric_Laptop_E10 | F2 | Commercial | Data Center | New | Office Equipment | Electric | Laptop | E10 | TRC BC Ratio | 0 | 0 | 0 | 0 | 0 | 0 | 0 | 0 | 0 | 0 | 0 | 0 | 0 | 0 | 0 | 0 | 0 | 0 | 0 | 0 | 0 | 0 | 0 | 0 | 0 | 0 | 0 | 0 | 0 | 0
F3_Commercial_Data Center_New_Office Equipment_Electric_Laptop_E1 | F3 | Commercial | Data Center | New | Office Equipment | Electric | Laptop | E1 | PACT BC Ratio | 0 | 0 | 0 | 0 | 0 | 0 | 0 | 0 | 0 | 0 | 0 | 0 | 0 | 0 | 0 | 0 | 0 | 0 | 0 | 0 | 0 | 0 | 0 | 0 | 0 | 0 | 0 | 0 | 0 | 0
F3_Commercial_Data Center_New_Office Equipment_Electric_Laptop_E2 | F3 | Commercial | Data Center | New | Office Equipment | Electric | Laptop | E2 | PACT BC Ratio | 0 | 0 | 0 | 0 | 0 | 0 | 0 | 0 | 0 | 0 | 0 | 0 | 0 | 0 | 0 | 0 | 0 | 0 | 0 | 0 | 0 | 0 | 0 | 0 | 0 | 0 | 0 | 0 | 0 | 0
F3_Commercial_Data Center_New_Office Equipment_Electric_Laptop_E3 | F3 | Commercial | Data Center | New | Office Equipment | Electric | Laptop | E3 | PACT BC Ratio | 0 | 0 | 0 | 0 | 0 | 0 | 0 | 0 | 0 | 0 | 0 | 0 | 0 | 0 | 0 | 0 | 0 | 0 | 0 | 0 | 0 | 0 | 0 | 0 | 0 | 0 | 0 | 0 | 0 | 0
F3_Commercial_Data Center_New_Office Equipment_Electric_Laptop_E4 | F3 | Commercial | Data Center | New | Office Equipment | Electric | Laptop | E4 | PACT BC Ratio | 0 | 0 | 0 | 0 | 0 | 0 | 0 | 0 | 0 | 0 | 0 | 0 | 0 | 0 | 0 | 0 | 0 | 0 | 0 | 0 | 0 | 0 | 0 | 0 | 0 | 0 | 0 | 0 | 0 | 0
F3_Commercial_Data Center_New_Office Equipment_Electric_Laptop_E5 | F3 | Commercial | Data Center | New | Office Equipment | Electric | Laptop | E5 | PACT BC Ratio | 0 | 0 | 0 | 0 | 0 | 0 | 0 | 0 | 0 | 0 | 0 | 0 | 0 | 0 | 0 | 0 | 0 | 0 | 0 | 0 | 0 | 0 | 0 | 0 | 0 | 0 | 0 | 0 | 0 | 0
F3_Commercial_Data Center_New_Office Equipment_Electric_Laptop_E6 | F3 | Commercial | Data Center | New | Office Equipment | Electric | Laptop | E6 | PACT BC Ratio | 0 | 0 | 0 | 0 | 0 | 0 | 0 | 0 | 0 | 0 | 0 | 0 | 0 | 0 | 0 | 0 | 0 | 0 | 0 | 0 | 0 | 0 | 0 | 0 | 0 | 0 | 0 | 0 | 0 | 0
F3_Commercial_Data Center_New_Office Equipment_Electric_Laptop_E7 | F3 | Commercial | Data Center | New | Office Equipment | Electric | Laptop | E7 | PACT BC Ratio | 0 | 0 | 0 | 0 | 0 | 0 | 0 | 0 | 0 | 0 | 0 | 0 | 0 | 0 | 0 | 0 | 0 | 0 | 0 | 0 | 0 | 0 | 0 | 0 | 0 | 0 | 0 | 0 | 0 | 0
F3_Commercial_Data Center_New_Office Equipment_Electric_Laptop_E8 | F3 | Commercial | Data Center | New | Office Equipment | Electric | Laptop | E8 | PACT BC Ratio | 0 | 0 | 0 | 0 | 0 | 0 | 0 | 0 | 0 | 0 | 0 | 0 | 0 | 0 | 0 | 0 | 0 | 0 | 0 | 0 | 0 | 0 | 0 | 0 | 0 | 0 | 0 | 0 | 0 | 0
F3_Commercial_Data Center_New_Office Equipment_Electric_Laptop_E9 | F3 | Commercial | Data Center | New | Office Equipment | Electric | Laptop | E9 | PACT BC Ratio | 0 | 0 | 0 | 0 | 0 | 0 | 0 | 0 | 0 | 0 | 0 | 0 | 0 | 0 | 0 | 0 | 0 | 0 | 0 | 0 | 0 | 0 | 0 | 0 | 0 | 0 | 0 | 0 | 0 | 0
F3_Commercial_Data Center_New_Office Equipment_Electric_Laptop_E10 | F3 | Commercial | Data Center | New | Office Equipment | Electric | Laptop | E10 | PACT BC Ratio | 0 | 0 | 0 | 0 | 0 | 0 | 0 | 0 | 0 | 0 | 0 | 0 | 0 | 0 | 0 | 0 | 0 | 0 | 0 | 0 | 0 | 0 | 0 | 0 | 0 | 0 | 0 | 0 | 0 | 0
F4_Commercial_Data Center_New_Office Equipment_Electric_Laptop_E1 | F4 | Commercial | Data Center | New | Office Equipment | Electric | Laptop | E1 | RVT BC Ratio | 0 | 0 | 0 | 0 | 0 | 0 | 0 | 0 | 0 | 0 | 0 | 0 | 0 | 0 | 0 | 0 | 0 | 0 | 0 | 0 | 0 | 0 | 0 | 0 | 0 | 0 | 0 | 0 | 0 | 0
F4_Commercial_Data Center_New_Office Equipment_Electric_Laptop_E2 | F4 | Commercial | Data Center | New | Office Equipment | Electric | Laptop | E2 | RVT BC Ratio | 0 | 0 | 0 | 0 | 0 | 0 | 0 | 0 | 0 | 0 | 0 | 0 | 0 | 0 | 0 | 0 | 0 | 0 | 0 | 0 | 0 | 0 | 0 | 0 | 0 | 0 | 0 | 0 | 0 | 0
F4_Commercial_Data Center_New_Office Equipment_Electric_Laptop_E3 | F4 | Commercial | Data Center | New | Office Equipment | Electric | Laptop | E3 | RVT BC Ratio | 0 | 0 | 0 | 0 | 0 | 0 | 0 | 0 | 0 | 0 | 0 | 0 | 0 | 0 | 0 | 0 | 0 | 0 | 0 | 0 | 0 | 0 | 0 | 0 | 0 | 0 | 0 | 0 | 0 | 0
F4_Commercial_Data Center_New_Office Equipment_Electric_Laptop_E4 | F4 | Commercial | Data Center | New | Office Equipment | Electric | Laptop | E4 | RVT BC Ratio | 0 | 0 | 0 | 0 | 0 | 0 | 0 | 0 | 0 | 0 | 0 | 0 | 0 | 0 | 0 | 0 | 0 | 0 | 0 | 0 | 0 | 0 | 0 | 0 | 0 | 0 | 0 | 0 | 0 | 0
F4_Commercial_Data Center_New_Office Equipment_Electric_Laptop_E5 | F4 | Commercial | Data Center | New | Office Equipment | Electric | Laptop | E5 | RVT BC Ratio | 0 | 0 | 0 | 0 | 0 | 0 | 0 | 0 | 0 | 0 | 0 | 0 | 0 | 0 | 0 | 0 | 0 | 0 | 0 | 0 | 0 | 0 | 0 | 0 | 0 | 0 | 0 | 0 | 0 | 0
F4_Commercial_Data Center_New_Office Equipment_Electric_Laptop_E6 | F4 | Commercial | Data Center | New | Office Equipment | Electric | Laptop | E6 | RVT BC Ratio | 0 | 0 | 0 | 0 | 0 | 0 | 0 | 0 | 0 | 0 | 0 | 0 | 0 | 0 | 0 | 0 | 0 | 0 | 0 | 0 | 0 | 0 | 0 | 0 | 0 | 0 | 0 | 0 | 0 | 0
F4_Commercial_Data Center_New_Office Equipment_Electric_Laptop_E7 | F4 | Commercial | Data Center | New | Office Equipment | Electric | Laptop | E7 | RVT BC Ratio | 0 | 0 | 0 | 0 | 0 | 0 | 0 | 0 | 0 | 0 | 0 | 0 | 0 | 0 | 0 | 0 | 0 | 0 | 0 | 0 | 0 | 0 | 0 | 0 | 0 | 0 | 0 | 0 | 0 | 0
F4_Commercial_Data Center_New_Office Equipment_Electric_Laptop_E8 | F4 | Commercial | Data Center | New | Office Equipment | Electric | Laptop | E8 | RVT BC Ratio | 0 | 0 | 0 | 0 | 0 | 0 | 0 | 0 | 0 | 0 | 0 | 0 | 0 | 0 | 0 | 0 | 0 | 0 | 0 | 0 | 0 | 0 | 0 | 0 | 0 | 0 | 0 | 0 | 0 | 0
F4_Commercial_Data Center_New_Office Equipment_Electric_Laptop_E9 | F4 | Commercial | Data Center | New | Office Equipment | Electric | Laptop | E9 | RVT BC Ratio | 0 | 0 | 0 | 0 | 0 | 0 | 0 | 0 | 0 | 0 | 0 | 0 | 0 | 0 | 0 | 0 | 0 | 0 | 0 | 0 | 0 | 0 | 0 | 0 | 0 | 0 | 0 | 0 | 0 | 0
F4_Commercial_Data Center_New_Office Equipment_Electric_Laptop_E10 | F4 | Commercial | Data Center | New | Office Equipment | Electric | Laptop | E10 | RVT BC Ratio | 0 | 0 | 0 | 0 | 0 | 0 | 0 | 0 | 0 | 0 | 0 | 0 | 0 | 0 | 0 | 0 | 0 | 0 | 0 | 0 | 0 | 0 | 0 | 0 | 0 | 0 | 0 | 0 | 0 | 0
F5_Commercial_Data Center_New_Office Equipment_Electric_Laptop_E1 | F5 | Commercial | Data Center | New | Office Equipment | Electric | Laptop | E1 | RIM BC Ratio | 0 | 0 | 0 | 0 | 0 | 0 | 0 | 0 | 0 | 0 | 0 | 0 | 0 | 0 | 0 | 0 | 0 | 0 | 0 | 0 | 0 | 0 | 0 | 0 | 0 | 0 | 0 | 0 | 0 | 0
F5_Commercial_Data Center_New_Office Equipment_Electric_Laptop_E2 | F5 | Commercial | Data Center | New | Office Equipment | Electric | Laptop | E2 | RIM BC Ratio | 0 | 0 | 0 | 0 | 0 | 0 | 0 | 0 | 0 | 0 | 0 | 0 | 0 | 0 | 0 | 0 | 0 | 0 | 0 | 0 | 0 | 0 | 0 | 0 | 0 | 0 | 0 | 0 | 0 | 0
F5_Commercial_Data Center_New_Office Equipment_Electric_Laptop_E3 | F5 | Commercial | Data Center | New | Office Equipment | Electric | Laptop | E3 | RIM BC Ratio | 0 | 0 | 0 | 0 | 0 | 0 | 0 | 0 | 0 | 0 | 0 | 0 | 0 | 0 | 0 | 0 | 0 | 0 | 0 | 0 | 0 | 0 | 0 | 0 | 0 | 0 | 0 | 0 | 0 | 0
F5_Commercial_Data Center_New_Office Equipment_Electric_Laptop_E4 | F5 | Commercial | Data Center | New | Office Equipment | Electric | Laptop | E4 | RIM BC Ratio | 0 | 0 | 0 | 0 | 0 | 0 | 0 | 0 | 0 | 0 | 0 | 0 | 0 | 0 | 0 | 0 | 0 | 0 | 0 | 0 | 0 | 0 | 0 | 0 | 0 | 0 | 0 | 0 | 0 | 0
F5_Commercial_Data Center_New_Office Equipment_Electric_Laptop_E5 | F5 | Commercial | Data Center | New | Office Equipment | Electric | Laptop | E5 | RIM BC Ratio | 0 | 0 | 0 | 0 | 0 | 0 | 0 | 0 | 0 | 0 | 0 | 0 | 0 | 0 | 0 | 0 | 0 | 0 | 0 | 0 | 0 | 0 | 0 | 0 | 0 | 0 | 0 | 0 | 0 | 0
F5_Commercial_Data Center_New_Office Equipment_Electric_Laptop_E6 | F5 | Commercial | Data Center | New | Office Equipment | Electric | Laptop | E6 | RIM BC Ratio | 0 | 0 | 0 | 0 | 0 | 0 | 0 | 0 | 0 | 0 | 0 | 0 | 0 | 0 | 0 | 0 | 0 | 0 | 0 | 0 | 0 | 0 | 0 | 0 | 0 | 0 | 0 | 0 | 0 | 0
F5_Commercial_Data Center_New_Office Equipment_Electric_Laptop_E7 | F5 | Commercial | Data Center | New | Office Equipment | Electric | Laptop | E7 | RIM BC Ratio | 0 | 0 | 0 | 0 | 0 | 0 | 0 | 0 | 0 | 0 | 0 | 0 | 0 | 0 | 0 | 0 | 0 | 0 | 0 | 0 | 0 | 0 | 0 | 0 | 0 | 0 | 0 | 0 | 0 | 0
F5_Commercial_Data Center_New_Office Equipment_Electric_Laptop_E8 | F5 | Commercial | Data Center | New | Office Equipment | Electric | Laptop | E8 | RIM BC Ratio | 0 | 0 | 0 | 0 | 0 | 0 | 0 | 0 | 0 | 0 | 0 | 0 | 0 | 0 | 0 | 0 | 0 | 0 | 0 | 0 | 0 | 0 | 0 | 0 | 0 | 0 | 0 | 0 | 0 | 0
F5_Commercial_Data Center_New_Office Equipment_Electric_Laptop_E9 | F5 | Commercial | Data Center | New | Office Equipment | Electric | Laptop | E9 | RIM BC Ratio | 0 | 0 | 0 | 0 | 0 | 0 | 0 | 0 | 0 | 0 | 0 | 0 | 0 | 0 | 0 | 0 | 0 | 0 | 0 | 0 | 0 | 0 | 0 | 0 | 0 | 0 | 0 | 0 | 0 | 0
F5_Commercial_Data Center_New_Office Equipment_Electric_Laptop_E10 | F5 | Commercial | Data Center | New | Office Equipment | Electric | Laptop | E10 | RIM BC Ratio | 0 | 0 | 0 | 0 | 0 | 0 | 0 | 0 | 0 | 0 | 0 | 0 | 0 | 0 | 0 | 0 | 0 | 0 | 0 | 0 | 0 | 0 | 0 | 0 | 0 | 0 | 0 | 0 | 0 | 0
F0_Commercial_Data Center_New_Office Equipment_Electric_Server_E0 | F0 | Commercial | Data Center | New | Office Equipment | Electric | Server | E0 | Economic Unit | 0 | 0 | 0 | 0 | 0 | 0 | 0 | 0 | 0 | 0 | 0 | 0 | 0 | 0 | 0 | 0 | 0 | 0 | 0 | 0 | 0 | 0 | 0 | 0 | 0 | 0 | 0 | 0 | 0 | 0
F1_Commercial_Data Center_New_Office Equipment_Electric_Server_E1 | F1 | Commercial | Data Center | New | Office Equipment | Electric | Server | E1 | CCE | 0 | 0 | 0 | 0 | 0 | 0 | 0 | 0 | 0 | 0 | 0 | 0 | 0 | 0 | 0 | 0 | 0 | 0 | 0 | 0 | 0 | 0 | 0 | 0 | 0 | 0 | 0 | 0 | 0 | 0
F1_Commercial_Data Center_New_Office Equipment_Electric_Server_E2 | F1 | Commercial | Data Center | New | Office Equipment | Electric | Server | E2 | CCE | 0 | 0 | 0 | 0 | 0 | 0 | 0 | 0 | 0 | 0 | 0 | 0 | 0 | 0 | 0 | 0 | 0 | 0 | 0 | 0 | 0 | 0 | 0 | 0 | 0 | 0 | 0 | 0 | 0 | 0
F1_Commercial_Data Center_New_Office Equipment_Electric_Server_E3 | F1 | Commercial | Data Center | New | Office Equipment | Electric | Server | E3 | CCE | 0 | 0 | 0 | 0 | 0 | 0 | 0 | 0 | 0 | 0 | 0 | 0 | 0 | 0 | 0 | 0 | 0 | 0 | 0 | 0 | 0 | 0 | 0 | 0 | 0 | 0 | 0 | 0 | 0 | 0
F1_Commercial_Data Center_New_Office Equipment_Electric_Server_E4 | F1 | Commercial | Data Center | New | Office Equipment | Electric | Server | E4 | CCE | 0 | 0 | 0 | 0 | 0 | 0 | 0 | 0 | 0 | 0 | 0 | 0 | 0 | 0 | 0 | 0 | 0 | 0 | 0 | 0 | 0 | 0 | 0 | 0 | 0 | 0 | 0 | 0 | 0 | 0
F1_Commercial_Data Center_New_Office Equipment_Electric_Server_E5 | F1 | Commercial | Data Center | New | Office Equipment | Electric | Server | E5 | CCE | 0 | 0 | 0 | 0 | 0 | 0 | 0 | 0 | 0 | 0 | 0 | 0 | 0 | 0 | 0 | 0 | 0 | 0 | 0 | 0 | 0 | 0 | 0 | 0 | 0 | 0 | 0 | 0 | 0 | 0
F1_Commercial_Data Center_New_Office Equipment_Electric_Server_E6 | F1 | Commercial | Data Center | New | Office Equipment | Electric | Server | E6 | CCE | 0 | 0 | 0 | 0 | 0 | 0 | 0 | 0 | 0 | 0 | 0 | 0 | 0 | 0 | 0 | 0 | 0 | 0 | 0 | 0 | 0 | 0 | 0 | 0 | 0 | 0 | 0 | 0 | 0 | 0
F1_Commercial_Data Center_New_Office Equipment_Electric_Server_E7 | F1 | Commercial | Data Center | New | Office Equipment | Electric | Server | E7 | CCE | 0 | 0 | 0 | 0 | 0 | 0 | 0 | 0 | 0 | 0 | 0 | 0 | 0 | 0 | 0 | 0 | 0 | 0 | 0 | 0 | 0 | 0 | 0 | 0 | 0 | 0 | 0 | 0 | 0 | 0
F1_Commercial_Data Center_New_Office Equipment_Electric_Server_E8 | F1 | Commercial | Data Center | New | Office Equipment | Electric | Server | E8 | CCE | 0 | 0 | 0 | 0 | 0 | 0 | 0 | 0 | 0 | 0 | 0 | 0 | 0 | 0 | 0 | 0 | 0 | 0 | 0 | 0 | 0 | 0 | 0 | 0 | 0 | 0 | 0 | 0 | 0 | 0
F1_Commercial_Data Center_New_Office Equipment_Electric_Server_E9 | F1 | Commercial | Data Center | New | Office Equipment | Electric | Server | E9 | CCE | 0 | 0 | 0 | 0 | 0 | 0 | 0 | 0 | 0 | 0 | 0 | 0 | 0 | 0 | 0 | 0 | 0 | 0 | 0 | 0 | 0 | 0 | 0 | 0 | 0 | 0 | 0 | 0 | 0 | 0
F1_Commercial_Data Center_New_Office Equipment_Electric_Server_E10 | F1 | Commercial | Data Center | New | Office Equipment | Electric | Server | E10 | CCE | 0 | 0 | 0 | 0 | 0 | 0 | 0 | 0 | 0 | 0 | 0 | 0 | 0 | 0 | 0 | 0 | 0 | 0 | 0 | 0 | 0 | 0 | 0 | 0 | 0 | 0 | 0 | 0 | 0 | 0
F2_Commercial_Data Center_New_Office Equipment_Electric_Server_E1 | F2 | Commercial | Data Center | New | Office Equipment | Electric | Server | E1 | TRC BC Ratio | 0 | 0 | 0 | 0 | 0 | 0 | 0 | 0 | 0 | 0 | 0 | 0 | 0 | 0 | 0 | 0 | 0 | 0 | 0 | 0 | 0 | 0 | 0 | 0 | 0 | 0 | 0 | 0 | 0 | 0
F2_Commercial_Data Center_New_Office Equipment_Electric_Server_E2 | F2 | Commercial | Data Center | New | Office Equipment | Electric | Server | E2 | TRC BC Ratio | 0 | 0 | 0 | 0 | 0 | 0 | 0 | 0 | 0 | 0 | 0 | 0 | 0 | 0 | 0 | 0 | 0 | 0 | 0 | 0 | 0 | 0 | 0 | 0 | 0 | 0 | 0 | 0 | 0 | 0
F2_Commercial_Data Center_New_Office Equipment_Electric_Server_E3 | F2 | Commercial | Data Center | New | Office Equipment | Electric | Server | E3 | TRC BC Ratio | 0 | 0 | 0 | 0 | 0 | 0 | 0 | 0 | 0 | 0 | 0 | 0 | 0 | 0 | 0 | 0 | 0 | 0 | 0 | 0 | 0 | 0 | 0 | 0 | 0 | 0 | 0 | 0 | 0 | 0
F2_Commercial_Data Center_New_Office Equipment_Electric_Server_E4 | F2 | Commercial | Data Center | New | Office Equipment | Electric | Server | E4 | TRC BC Ratio | 0 | 0 | 0 | 0 | 0 | 0 | 0 | 0 | 0 | 0 | 0 | 0 | 0 | 0 | 0 | 0 | 0 | 0 | 0 | 0 | 0 | 0 | 0 | 0 | 0 | 0 | 0 | 0 | 0 | 0
F2_Commercial_Data Center_New_Office Equipment_Electric_Server_E5 | F2 | Commercial | Data Center | New | Office Equipment | Electric | Server | E5 | TRC BC Ratio | 0 | 0 | 0 | 0 | 0 | 0 | 0 | 0 | 0 | 0 | 0 | 0 | 0 | 0 | 0 | 0 | 0 | 0 | 0 | 0 | 0 | 0 | 0 | 0 | 0 | 0 | 0 | 0 | 0 | 0
F2_Commercial_Data Center_New_Office Equipment_Electric_Server_E6 | F2 | Commercial | Data Center | New | Office Equipment | Electric | Server | E6 | TRC BC Ratio | 0 | 0 | 0 | 0 | 0 | 0 | 0 | 0 | 0 | 0 | 0 | 0 | 0 | 0 | 0 | 0 | 0 | 0 | 0 | 0 | 0 | 0 | 0 | 0 | 0 | 0 | 0 | 0 | 0 | 0
F2_Commercial_Data Center_New_Office Equipment_Electric_Server_E7 | F2 | Commercial | Data Center | New | Office Equipment | Electric | Server | E7 | TRC BC Ratio | 0 | 0 | 0 | 0 | 0 | 0 | 0 | 0 | 0 | 0 | 0 | 0 | 0 | 0 | 0 | 0 | 0 | 0 | 0 | 0 | 0 | 0 | 0 | 0 | 0 | 0 | 0 | 0 | 0 | 0
F2_Commercial_Data Center_New_Office Equipment_Electric_Server_E8 | F2 | Commercial | Data Center | New | Office Equipment | Electric | Server | E8 | TRC BC Ratio | 0 | 0 | 0 | 0 | 0 | 0 | 0 | 0 | 0 | 0 | 0 | 0 | 0 | 0 | 0 | 0 | 0 | 0 | 0 | 0 | 0 | 0 | 0 | 0 | 0 | 0 | 0 | 0 | 0 | 0
F2_Commercial_Data Center_New_Office Equipment_Electric_Server_E9 | F2 | Commercial | Data Center | New | Office Equipment | Electric | Server | E9 | TRC BC Ratio | 0 | 0 | 0 | 0 | 0 | 0 | 0 | 0 | 0 | 0 | 0 | 0 | 0 | 0 | 0 | 0 | 0 | 0 | 0 | 0 | 0 | 0 | 0 | 0 | 0 | 0 | 0 | 0 | 0 | 0
F2_Commercial_Data Center_New_Office Equipment_Electric_Server_E10 | F2 | Commercial | Data Center | New | Office Equipment | Electric | Server | E10 | TRC BC Ratio | 0 | 0 | 0 | 0 | 0 | 0 | 0 | 0 | 0 | 0 | 0 | 0 | 0 | 0 | 0 | 0 | 0 | 0 | 0 | 0 | 0 | 0 | 0 | 0 | 0 | 0 | 0 | 0 | 0 | 0
F3_Commercial_Data Center_New_Office Equipment_Electric_Server_E1 | F3 | Commercial | Data Center | New | Office Equipment | Electric | Server | E1 | PACT BC Ratio | 0 | 0 | 0 | 0 | 0 | 0 | 0 | 0 | 0 | 0 | 0 | 0 | 0 | 0 | 0 | 0 | 0 | 0 | 0 | 0 | 0 | 0 | 0 | 0 | 0 | 0 | 0 | 0 | 0 | 0
F3_Commercial_Data Center_New_Office Equipment_Electric_Server_E2 | F3 | Commercial | Data Center | New | Office Equipment | Electric | Server | E2 | PACT BC Ratio | 0 | 0 | 0 | 0 | 0 | 0 | 0 | 0 | 0 | 0 | 0 | 0 | 0 | 0 | 0 | 0 | 0 | 0 | 0 | 0 | 0 | 0 | 0 | 0 | 0 | 0 | 0 | 0 | 0 | 0
F3_Commercial_Data Center_New_Office Equipment_Electric_Server_E3 | F3 | Commercial | Data Center | New | Office Equipment | Electric | Server | E3 | PACT BC Ratio | 0 | 0 | 0 | 0 | 0 | 0 | 0 | 0 | 0 | 0 | 0 | 0 | 0 | 0 | 0 | 0 | 0 | 0 | 0 | 0 | 0 | 0 | 0 | 0 | 0 | 0 | 0 | 0 | 0 | 0
F3_Commercial_Data Center_New_Office Equipment_Electric_Server_E4 | F3 | Commercial | Data Center | New | Office Equipment | Electric | Server | E4 | PACT BC Ratio | 0 | 0 | 0 | 0 | 0 | 0 | 0 | 0 | 0 | 0 | 0 | 0 | 0 | 0 | 0 | 0 | 0 | 0 | 0 | 0 | 0 | 0 | 0 | 0 | 0 | 0 | 0 | 0 | 0 | 0
F3_Commercial_Data Center_New_Office Equipment_Electric_Server_E5 | F3 | Commercial | Data Center | New | Office Equipment | Electric | Server | E5 | PACT BC Ratio | 0 | 0 | 0 | 0 | 0 | 0 | 0 | 0 | 0 | 0 | 0 | 0 | 0 | 0 | 0 | 0 | 0 | 0 | 0 | 0 | 0 | 0 | 0 | 0 | 0 | 0 | 0 | 0 | 0 | 0
F3_Commercial_Data Center_New_Office Equipment_Electric_Server_E6 | F3 | Commercial | Data Center | New | Office Equipment | Electric | Server | E6 | PACT BC Ratio | 0 | 0 | 0 | 0 | 0 | 0 | 0 | 0 | 0 | 0 | 0 | 0 | 0 | 0 | 0 | 0 | 0 | 0 | 0 | 0 | 0 | 0 | 0 | 0 | 0 | 0 | 0 | 0 | 0 | 0
F3_Commercial_Data Center_New_Office Equipment_Electric_Server_E7 | F3 | Commercial | Data Center | New | Office Equipment | Electric | Server | E7 | PACT BC Ratio | 0 | 0 | 0 | 0 | 0 | 0 | 0 | 0 | 0 | 0 | 0 | 0 | 0 | 0 | 0 | 0 | 0 | 0 | 0 | 0 | 0 | 0 | 0 | 0 | 0 | 0 | 0 | 0 | 0 | 0
F3_Commercial_Data Center_New_Office Equipment_Electric_Server_E8 | F3 | Commercial | Data Center | New | Office Equipment | Electric | Server | E8 | PACT BC Ratio | 0 | 0 | 0 | 0 | 0 | 0 | 0 | 0 | 0 | 0 | 0 | 0 | 0 | 0 | 0 | 0 | 0 | 0 | 0 | 0 | 0 | 0 | 0 | 0 | 0 | 0 | 0 | 0 | 0 | 0
F3_Commercial_Data Center_New_Office Equipment_Electric_Server_E9 | F3 | Commercial | Data Center | New | Office Equipment | Electric | Server | E9 | PACT BC Ratio | 0 | 0 | 0 | 0 | 0 | 0 | 0 | 0 | 0 | 0 | 0 | 0 | 0 | 0 | 0 | 0 | 0 | 0 | 0 | 0 | 0 | 0 | 0 | 0 | 0 | 0 | 0 | 0 | 0 | 0
F3_Commercial_Data Center_New_Office Equipment_Electric_Server_E10 | F3 | Commercial | Data Center | New | Office Equipment | Electric | Server | E10 | PACT BC Ratio | 0 | 0 | 0 | 0 | 0 | 0 | 0 | 0 | 0 | 0 | 0 | 0 | 0 | 0 | 0 | 0 | 0 | 0 | 0 | 0 | 0 | 0 | 0 | 0 | 0 | 0 | 0 | 0 | 0 | 0
F4_Commercial_Data Center_New_Office Equipment_Electric_Server_E1 | F4 | Commercial | Data Center | New | Office Equipment | Electric | Server | E1 | RVT BC Ratio | 0 | 0 | 0 | 0 | 0 | 0 | 0 | 0 | 0 | 0 | 0 | 0 | 0 | 0 | 0 | 0 | 0 | 0 | 0 | 0 | 0 | 0 | 0 | 0 | 0 | 0 | 0 | 0 | 0 | 0
F4_Commercial_Data Center_New_Office Equipment_Electric_Server_E2 | F4 | Commercial | Data Center | New | Office Equipment | Electric | Server | E2 | RVT BC Ratio | 0 | 0 | 0 | 0 | 0 | 0 | 0 | 0 | 0 | 0 | 0 | 0 | 0 | 0 | 0 | 0 | 0 | 0 | 0 | 0 | 0 | 0 | 0 | 0 | 0 | 0 | 0 | 0 | 0 | 0
F4_Commercial_Data Center_New_Office Equipment_Electric_Server_E3 | F4 | Commercial | Data Center | New | Office Equipment | Electric | Server | E3 | RVT BC Ratio | 0 | 0 | 0 | 0 | 0 | 0 | 0 | 0 | 0 | 0 | 0 | 0 | 0 | 0 | 0 | 0 | 0 | 0 | 0 | 0 | 0 | 0 | 0 | 0 | 0 | 0 | 0 | 0 | 0 | 0
F4_Commercial_Data Center_New_Office Equipment_Electric_Server_E4 | F4 | Commercial | Data Center | New | Office Equipment | Electric | Server | E4 | RVT BC Ratio | 0 | 0 | 0 | 0 | 0 | 0 | 0 | 0 | 0 | 0 | 0 | 0 | 0 | 0 | 0 | 0 | 0 | 0 | 0 | 0 | 0 | 0 | 0 | 0 | 0 | 0 | 0 | 0 | 0 | 0
F4_Commercial_Data Center_New_Office Equipment_Electric_Server_E5 | F4 | Commercial | Data Center | New | Office Equipment | Electric | Server | E5 | RVT BC Ratio | 0 | 0 | 0 | 0 | 0 | 0 | 0 | 0 | 0 | 0 | 0 | 0 | 0 | 0 | 0 | 0 | 0 | 0 | 0 | 0 | 0 | 0 | 0 | 0 | 0 | 0 | 0 | 0 | 0 | 0
F4_Commercial_Data Center_New_Office Equipment_Electric_Server_E6 | F4 | Commercial | Data Center | New | Office Equipment | Electric | Server | E6 | RVT BC Ratio | 0 | 0 | 0 | 0 | 0 | 0 | 0 | 0 | 0 | 0 | 0 | 0 | 0 | 0 | 0 | 0 | 0 | 0 | 0 | 0 | 0 | 0 | 0 | 0 | 0 | 0 | 0 | 0 | 0 | 0
F4_Commercial_Data Center_New_Office Equipment_Electric_Server_E7 | F4 | Commercial | Data Center | New | Office Equipment | Electric | Server | E7 | RVT BC Ratio | 0 | 0 | 0 | 0 | 0 | 0 | 0 | 0 | 0 | 0 | 0 | 0 | 0 | 0 | 0 | 0 | 0 | 0 | 0 | 0 | 0 | 0 | 0 | 0 | 0 | 0 | 0 | 0 | 0 | 0
F4_Commercial_Data Center_New_Office Equipment_Electric_Server_E8 | F4 | Commercial | Data Center | New | Office Equipment | Electric | Server | E8 | RVT BC Ratio | 0 | 0 | 0 | 0 | 0 | 0 | 0 | 0 | 0 | 0 | 0 | 0 | 0 | 0 | 0 | 0 | 0 | 0 | 0 | 0 | 0 | 0 | 0 | 0 | 0 | 0 | 0 | 0 | 0 | 0
F4_Commercial_Data Center_New_Office Equipment_Electric_Server_E9 | F4 | Commercial | Data Center | New | Office Equipment | Electric | Server | E9 | RVT BC Ratio | 0 | 0 | 0 | 0 | 0 | 0 | 0 | 0 | 0 | 0 | 0 | 0 | 0 | 0 | 0 | 0 | 0 | 0 | 0 | 0 | 0 | 0 | 0 | 0 | 0 | 0 | 0 | 0 | 0 | 0
F4_Commercial_Data Center_New_Office Equipment_Electric_Server_E10 | F4 | Commercial | Data Center | New | Office Equipment | Electric | Server | E10 | RVT BC Ratio | 0 | 0 | 0 | 0 | 0 | 0 | 0 | 0 | 0 | 0 | 0 | 0 | 0 | 0 | 0 | 0 | 0 | 0 | 0 | 0 | 0 | 0 | 0 | 0 | 0 | 0 | 0 | 0 | 0 | 0
F5_Commercial_Data Center_New_Office Equipment_Electric_Server_E1 | F5 | Commercial | Data Center | New | Office Equipment | Electric | Server | E1 | RIM BC Ratio | 0 | 0 | 0 | 0 | 0 | 0 | 0 | 0 | 0 | 0 | 0 | 0 | 0 | 0 | 0 | 0 | 0 | 0 | 0 | 0 | 0 | 0 | 0 | 0 | 0 | 0 | 0 | 0 | 0 | 0
F5_Commercial_Data Center_New_Office Equipment_Electric_Server_E2 | F5 | Commercial | Data Center | New | Office Equipment | Electric | Server | E2 | RIM BC Ratio | 0 | 0 | 0 | 0 | 0 | 0 | 0 | 0 | 0 | 0 | 0 | 0 | 0 | 0 | 0 | 0 | 0 | 0 | 0 | 0 | 0 | 0 | 0 | 0 | 0 | 0 | 0 | 0 | 0 | 0
F5_Commercial_Data Center_New_Office Equipment_Electric_Server_E3 | F5 | Commercial | Data Center | New | Office Equipment | Electric | Server | E3 | RIM BC Ratio | 0 | 0 | 0 | 0 | 0 | 0 | 0 | 0 | 0 | 0 | 0 | 0 | 0 | 0 | 0 | 0 | 0 | 0 | 0 | 0 | 0 | 0 | 0 | 0 | 0 | 0 | 0 | 0 | 0 | 0
F5_Commercial_Data Center_New_Office Equipment_Electric_Server_E4 | F5 | Commercial | Data Center | New | Office Equipment | Electric | Server | E4 | RIM BC Ratio | 0 | 0 | 0 | 0 | 0 | 0 | 0 | 0 | 0 | 0 | 0 | 0 | 0 | 0 | 0 | 0 | 0 | 0 | 0 | 0 | 0 | 0 | 0 | 0 | 0 | 0 | 0 | 0 | 0 | 0
F5_Commercial_Data Center_New_Office Equipment_Electric_Server_E5 | F5 | Commercial | Data Center | New | Office Equipment | Electric | Server | E5 | RIM BC Ratio | 0 | 0 | 0 | 0 | 0 | 0 | 0 | 0 | 0 | 0 | 0 | 0 | 0 | 0 | 0 | 0 | 0 | 0 | 0 | 0 | 0 | 0 | 0 | 0 | 0 | 0 | 0 | 0 | 0 | 0
F5_Commercial_Data Center_New_Office Equipment_Electric_Server_E6 | F5 | Commercial | Data Center | New | Office Equipment | Electric | Server | E6 | RIM BC Ratio | 0 | 0 | 0 | 0 | 0 | 0 | 0 | 0 | 0 | 0 | 0 | 0 | 0 | 0 | 0 | 0 | 0 | 0 | 0 | 0 | 0 | 0 | 0 | 0 | 0 | 0 | 0 | 0 | 0 | 0
F5_Commercial_Data Center_New_Office Equipment_Electric_Server_E7 | F5 | Commercial | Data Center | New | Office Equipment | Electric | Server | E7 | RIM BC Ratio | 0 | 0 | 0 | 0 | 0 | 0 | 0 | 0 | 0 | 0 | 0 | 0 | 0 | 0 | 0 | 0 | 0 | 0 | 0 | 0 | 0 | 0 | 0 | 0 | 0 | 0 | 0 | 0 | 0 | 0
F5_Commercial_Data Center_New_Office Equipment_Electric_Server_E8 | F5 | Commercial | Data Center | New | Office Equipment | Electric | Server | E8 | RIM BC Ratio | 0 | 0 | 0 | 0 | 0 | 0 | 0 | 0 | 0 | 0 | 0 | 0 | 0 | 0 | 0 | 0 | 0 | 0 | 0 | 0 | 0 | 0 | 0 | 0 | 0 | 0 | 0 | 0 | 0 | 0
F5_Commercial_Data Center_New_Office Equipment_Electric_Server_E9 | F5 | Commercial | Data Center | New | Office Equipment | Electric | Server | E9 | RIM BC Ratio | 0 | 0 | 0 | 0 | 0 | 0 | 0 | 0 | 0 | 0 | 0 | 0 | 0 | 0 | 0 | 0 | 0 | 0 | 0 | 0 | 0 | 0 | 0 | 0 | 0 | 0 | 0 | 0 | 0 | 0
F5_Commercial_Data Center_New_Office Equipment_Electric_Server_E10 | F5 | Commercial | Data Center | New | Office Equipment | Electric | Server | E10 | RIM BC Ratio | 0 | 0 | 0 | 0 | 0 | 0 | 0 | 0 | 0 | 0 | 0 | 0 | 0 | 0 | 0 | 0 | 0 | 0 | 0 | 0 | 0 | 0 | 0 | 0 | 0 | 0 | 0 | 0 | 0 | 0
F0_Commercial_Data Center_New_Office Equipment_Electric_Monitor_E0 | F0 | Commercial | Data Center | New | Office Equipment | Electric | Monitor | E0 | Economic Unit | 0 | 0 | 0 | 0 | 0 | 0 | 0 | 0 | 0 | 0 | 0 | 0 | 0 | 0 | 0 | 0 | 0 | 0 | 0 | 0 | 0 | 0 | 0 | 0 | 0 | 0 | 0 | 0 | 0 | 0
F1_Commercial_Data Center_New_Office Equipment_Electric_Monitor_E1 | F1 | Commercial | Data Center | New | Office Equipment | Electric | Monitor | E1 | CCE | 0 | 0 | 0 | 0 | 0 | 0 | 0 | 0 | 0 | 0 | 0 | 0 | 0 | 0 | 0 | 0 | 0 | 0 | 0 | 0 | 0 | 0 | 0 | 0 | 0 | 0 | 0 | 0 | 0 | 0
F1_Commercial_Data Center_New_Office Equipment_Electric_Monitor_E2 | F1 | Commercial | Data Center | New | Office Equipment | Electric | Monitor | E2 | CCE | 0 | 0 | 0 | 0 | 0 | 0 | 0 | 0 | 0 | 0 | 0 | 0 | 0 | 0 | 0 | 0 | 0 | 0 | 0 | 0 | 0 | 0 | 0 | 0 | 0 | 0 | 0 | 0 | 0 | 0
F1_Commercial_Data Center_New_Office Equipment_Electric_Monitor_E3 | F1 | Commercial | Data Center | New | Office Equipment | Electric | Monitor | E3 | CCE | 0 | 0 | 0 | 0 | 0 | 0 | 0 | 0 | 0 | 0 | 0 | 0 | 0 | 0 | 0 | 0 | 0 | 0 | 0 | 0 | 0 | 0 | 0 | 0 | 0 | 0 | 0 | 0 | 0 | 0
F1_Commercial_Data Center_New_Office Equipment_Electric_Monitor_E4 | F1 | Commercial | Data Center | New | Office Equipment | Electric | Monitor | E4 | CCE | 0 | 0 | 0 | 0 | 0 | 0 | 0 | 0 | 0 | 0 | 0 | 0 | 0 | 0 | 0 | 0 | 0 | 0 | 0 | 0 | 0 | 0 | 0 | 0 | 0 | 0 | 0 | 0 | 0 | 0
F1_Commercial_Data Center_New_Office Equipment_Electric_Monitor_E5 | F1 | Commercial | Data Center | New | Office Equipment | Electric | Monitor | E5 | CCE | 0 | 0 | 0 | 0 | 0 | 0 | 0 | 0 | 0 | 0 | 0 | 0 | 0 | 0 | 0 | 0 | 0 | 0 | 0 | 0 | 0 | 0 | 0 | 0 | 0 | 0 | 0 | 0 | 0 | 0
F1_Commercial_Data Center_New_Office Equipment_Electric_Monitor_E6 | F1 | Commercial | Data Center | New | Office Equipment | Electric | Monitor | E6 | CCE | 0 | 0 | 0 | 0 | 0 | 0 | 0 | 0 | 0 | 0 | 0 | 0 | 0 | 0 | 0 | 0 | 0 | 0 | 0 | 0 | 0 | 0 | 0 | 0 | 0 | 0 | 0 | 0 | 0 | 0
F1_Commercial_Data Center_New_Office Equipment_Electric_Monitor_E7 | F1 | Commercial | Data Center | New | Office Equipment | Electric | Monitor | E7 | CCE | 0 | 0 | 0 | 0 | 0 | 0 | 0 | 0 | 0 | 0 | 0 | 0 | 0 | 0 | 0 | 0 | 0 | 0 | 0 | 0 | 0 | 0 | 0 | 0 | 0 | 0 | 0 | 0 | 0 | 0
F1_Commercial_Data Center_New_Office Equipment_Electric_Monitor_E8 | F1 | Commercial | Data Center | New | Office Equipment | Electric | Monitor | E8 | CCE | 0 | 0 | 0 | 0 | 0 | 0 | 0 | 0 | 0 | 0 | 0 | 0 | 0 | 0 | 0 | 0 | 0 | 0 | 0 | 0 | 0 | 0 | 0 | 0 | 0 | 0 | 0 | 0 | 0 | 0
F1_Commercial_Data Center_New_Office Equipment_Electric_Monitor_E9 | F1 | Commercial | Data Center | New | Office Equipment | Electric | Monitor | E9 | CCE | 0 | 0 | 0 | 0 | 0 | 0 | 0 | 0 | 0 | 0 | 0 | 0 | 0 | 0 | 0 | 0 | 0 | 0 | 0 | 0 | 0 | 0 | 0 | 0 | 0 | 0 | 0 | 0 | 0 | 0
F1_Commercial_Data Center_New_Office Equipment_Electric_Monitor_E10 | F1 | Commercial | Data Center | New | Office Equipment | Electric | Monitor | E10 | CCE | 0 | 0 | 0 | 0 | 0 | 0 | 0 | 0 | 0 | 0 | 0 | 0 | 0 | 0 | 0 | 0 | 0 | 0 | 0 | 0 | 0 | 0 | 0 | 0 | 0 | 0 | 0 | 0 | 0 | 0
F2_Commercial_Data Center_New_Office Equipment_Electric_Monitor_E1 | F2 | Commercial | Data Center | New | Office Equipment | Electric | Monitor | E1 | TRC BC Ratio | 0 | 0 | 0 | 0 | 0 | 0 | 0 | 0 | 0 | 0 | 0 | 0 | 0 | 0 | 0 | 0 | 0 | 0 | 0 | 0 | 0 | 0 | 0 | 0 | 0 | 0 | 0 | 0 | 0 | 0
F2_Commercial_Data Center_New_Office Equipment_Electric_Monitor_E2 | F2 | Commercial | Data Center | New | Office Equipment | Electric | Monitor | E2 | TRC BC Ratio | 0 | 0 | 0 | 0 | 0 | 0 | 0 | 0 | 0 | 0 | 0 | 0 | 0 | 0 | 0 | 0 | 0 | 0 | 0 | 0 | 0 | 0 | 0 | 0 | 0 | 0 | 0 | 0 | 0 | 0
F2_Commercial_Data Center_New_Office Equipment_Electric_Monitor_E3 | F2 | Commercial | Data Center | New | Office Equipment | Electric | Monitor | E3 | TRC BC Ratio | 0 | 0 | 0 | 0 | 0 | 0 | 0 | 0 | 0 | 0 | 0 | 0 | 0 | 0 | 0 | 0 | 0 | 0 | 0 | 0 | 0 | 0 | 0 | 0 | 0 | 0 | 0 | 0 | 0 | 0
F2_Commercial_Data Center_New_Office Equipment_Electric_Monitor_E4 | F2 | Commercial | Data Center | New | Office Equipment | Electric | Monitor | E4 | TRC BC Ratio | 0 | 0 | 0 | 0 | 0 | 0 | 0 | 0 | 0 | 0 | 0 | 0 | 0 | 0 | 0 | 0 | 0 | 0 | 0 | 0 | 0 | 0 | 0 | 0 | 0 | 0 | 0 | 0 | 0 | 0
F2_Commercial_Data Center_New_Office Equipment_Electric_Monitor_E5 | F2 | Commercial | Data Center | New | Office Equipment | Electric | Monitor | E5 | TRC BC Ratio | 0 | 0 | 0 | 0 | 0 | 0 | 0 | 0 | 0 | 0 | 0 | 0 | 0 | 0 | 0 | 0 | 0 | 0 | 0 | 0 | 0 | 0 | 0 | 0 | 0 | 0 | 0 | 0 | 0 | 0
F2_Commercial_Data Center_New_Office Equipment_Electric_Monitor_E6 | F2 | Commercial | Data Center | New | Office Equipment | Electric | Monitor | E6 | TRC BC Ratio | 0 | 0 | 0 | 0 | 0 | 0 | 0 | 0 | 0 | 0 | 0 | 0 | 0 | 0 | 0 | 0 | 0 | 0 | 0 | 0 | 0 | 0 | 0 | 0 | 0 | 0 | 0 | 0 | 0 | 0
F2_Commercial_Data Center_New_Office Equipment_Electric_Monitor_E7 | F2 | Commercial | Data Center | New | Office Equipment | Electric | Monitor | E7 | TRC BC Ratio | 0 | 0 | 0 | 0 | 0 | 0 | 0 | 0 | 0 | 0 | 0 | 0 | 0 | 0 | 0 | 0 | 0 | 0 | 0 | 0 | 0 | 0 | 0 | 0 | 0 | 0 | 0 | 0 | 0 | 0
F2_Commercial_Data Center_New_Office Equipment_Electric_Monitor_E8 | F2 | Commercial | Data Center | New | Office Equipment | Electric | Monitor | E8 | TRC BC Ratio | 0 | 0 | 0 | 0 | 0 | 0 | 0 | 0 | 0 | 0 | 0 | 0 | 0 | 0 | 0 | 0 | 0 | 0 | 0 | 0 | 0 | 0 | 0 | 0 | 0 | 0 | 0 | 0 | 0 | 0
F2_Commercial_Data Center_New_Office Equipment_Electric_Monitor_E9 | F2 | Commercial | Data Center | New | Office Equipment | Electric | Monitor | E9 | TRC BC Ratio | 0 | 0 | 0 | 0 | 0 | 0 | 0 | 0 | 0 | 0 | 0 | 0 | 0 | 0 | 0 | 0 | 0 | 0 | 0 | 0 | 0 | 0 | 0 | 0 | 0 | 0 | 0 | 0 | 0 | 0
F2_Commercial_Data Center_New_Office Equipment_Electric_Monitor_E10 | F2 | Commercial | Data Center | New | Office Equipment | Electric | Monitor | E10 | TRC BC Ratio | 0 | 0 | 0 | 0 | 0 | 0 | 0 | 0 | 0 | 0 | 0 | 0 | 0 | 0 | 0 | 0 | 0 | 0 | 0 | 0 | 0 | 0 | 0 | 0 | 0 | 0 | 0 | 0 | 0 | 0
F3_Commercial_Data Center_New_Office Equipment_Electric_Monitor_E1 | F3 | Commercial | Data Center | New | Office Equipment | Electric | Monitor | E1 | PACT BC Ratio | 0 | 0 | 0 | 0 | 0 | 0 | 0 | 0 | 0 | 0 | 0 | 0 | 0 | 0 | 0 | 0 | 0 | 0 | 0 | 0 | 0 | 0 | 0 | 0 | 0 | 0 | 0 | 0 | 0 | 0
F3_Commercial_Data Center_New_Office Equipment_Electric_Monitor_E2 | F3 | Commercial | Data Center | New | Office Equipment | Electric | Monitor | E2 | PACT BC Ratio | 0 | 0 | 0 | 0 | 0 | 0 | 0 | 0 | 0 | 0 | 0 | 0 | 0 | 0 | 0 | 0 | 0 | 0 | 0 | 0 | 0 | 0 | 0 | 0 | 0 | 0 | 0 | 0 | 0 | 0
F3_Commercial_Data Center_New_Office Equipment_Electric_Monitor_E3 | F3 | Commercial | Data Center | New | Office Equipment | Electric | Monitor | E3 | PACT BC Ratio | 0 | 0 | 0 | 0 | 0 | 0 | 0 | 0 | 0 | 0 | 0 | 0 | 0 | 0 | 0 | 0 | 0 | 0 | 0 | 0 | 0 | 0 | 0 | 0 | 0 | 0 | 0 | 0 | 0 | 0
F3_Commercial_Data Center_New_Office Equipment_Electric_Monitor_E4 | F3 | Commercial | Data Center | New | Office Equipment | Electric | Monitor | E4 | PACT BC Ratio | 0 | 0 | 0 | 0 | 0 | 0 | 0 | 0 | 0 | 0 | 0 | 0 | 0 | 0 | 0 | 0 | 0 | 0 | 0 | 0 | 0 | 0 | 0 | 0 | 0 | 0 | 0 | 0 | 0 | 0
F3_Commercial_Data Center_New_Office Equipment_Electric_Monitor_E5 | F3 | Commercial | Data Center | New | Office Equipment | Electric | Monitor | E5 | PACT BC Ratio | 0 | 0 | 0 | 0 | 0 | 0 | 0 | 0 | 0 | 0 | 0 | 0 | 0 | 0 | 0 | 0 | 0 | 0 | 0 | 0 | 0 | 0 | 0 | 0 | 0 | 0 | 0 | 0 | 0 | 0
F3_Commercial_Data Center_New_Office Equipment_Electric_Monitor_E6 | F3 | Commercial | Data Center | New | Office Equipment | Electric | Monitor | E6 | PACT BC Ratio | 0 | 0 | 0 | 0 | 0 | 0 | 0 | 0 | 0 | 0 | 0 | 0 | 0 | 0 | 0 | 0 | 0 | 0 | 0 | 0 | 0 | 0 | 0 | 0 | 0 | 0 | 0 | 0 | 0 | 0
F3_Commercial_Data Center_New_Office Equipment_Electric_Monitor_E7 | F3 | Commercial | Data Center | New | Office Equipment | Electric | Monitor | E7 | PACT BC Ratio | 0 | 0 | 0 | 0 | 0 | 0 | 0 | 0 | 0 | 0 | 0 | 0 | 0 | 0 | 0 | 0 | 0 | 0 | 0 | 0 | 0 | 0 | 0 | 0 | 0 | 0 | 0 | 0 | 0 | 0
F3_Commercial_Data Center_New_Office Equipment_Electric_Monitor_E8 | F3 | Commercial | Data Center | New | Office Equipment | Electric | Monitor | E8 | PACT BC Ratio | 0 | 0 | 0 | 0 | 0 | 0 | 0 | 0 | 0 | 0 | 0 | 0 | 0 | 0 | 0 | 0 | 0 | 0 | 0 | 0 | 0 | 0 | 0 | 0 | 0 | 0 | 0 | 0 | 0 | 0
F3_Commercial_Data Center_New_Office Equipment_Electric_Monitor_E9 | F3 | Commercial | Data Center | New | Office Equipment | Electric | Monitor | E9 | PACT BC Ratio | 0 | 0 | 0 | 0 | 0 | 0 | 0 | 0 | 0 | 0 | 0 | 0 | 0 | 0 | 0 | 0 | 0 | 0 | 0 | 0 | 0 | 0 | 0 | 0 | 0 | 0 | 0 | 0 | 0 | 0
F3_Commercial_Data Center_New_Office Equipment_Electric_Monitor_E10 | F3 | Commercial | Data Center | New | Office Equipment | Electric | Monitor | E10 | PACT BC Ratio | 0 | 0 | 0 | 0 | 0 | 0 | 0 | 0 | 0 | 0 | 0 | 0 | 0 | 0 | 0 | 0 | 0 | 0 | 0 | 0 | 0 | 0 | 0 | 0 | 0 | 0 | 0 | 0 | 0 | 0
F4_Commercial_Data Center_New_Office Equipment_Electric_Monitor_E1 | F4 | Commercial | Data Center | New | Office Equipment | Electric | Monitor | E1 | RVT BC Ratio | 0 | 0 | 0 | 0 | 0 | 0 | 0 | 0 | 0 | 0 | 0 | 0 | 0 | 0 | 0 | 0 | 0 | 0 | 0 | 0 | 0 | 0 | 0 | 0 | 0 | 0 | 0 | 0 | 0 | 0
F4_Commercial_Data Center_New_Office Equipment_Electric_Monitor_E2 | F4 | Commercial | Data Center | New | Office Equipment | Electric | Monitor | E2 | RVT BC Ratio | 0 | 0 | 0 | 0 | 0 | 0 | 0 | 0 | 0 | 0 | 0 | 0 | 0 | 0 | 0 | 0 | 0 | 0 | 0 | 0 | 0 | 0 | 0 | 0 | 0 | 0 | 0 | 0 | 0 | 0
F4_Commercial_Data Center_New_Office Equipment_Electric_Monitor_E3 | F4 | Commercial | Data Center | New | Office Equipment | Electric | Monitor | E3 | RVT BC Ratio | 0 | 0 | 0 | 0 | 0 | 0 | 0 | 0 | 0 | 0 | 0 | 0 | 0 | 0 | 0 | 0 | 0 | 0 | 0 | 0 | 0 | 0 | 0 | 0 | 0 | 0 | 0 | 0 | 0 | 0
F4_Commercial_Data Center_New_Office Equipment_Electric_Monitor_E4 | F4 | Commercial | Data Center | New | Office Equipment | Electric | Monitor | E4 | RVT BC Ratio | 0 | 0 | 0 | 0 | 0 | 0 | 0 | 0 | 0 | 0 | 0 | 0 | 0 | 0 | 0 | 0 | 0 | 0 | 0 | 0 | 0 | 0 | 0 | 0 | 0 | 0 | 0 | 0 | 0 | 0
F4_Commercial_Data Center_New_Office Equipment_Electric_Monitor_E5 | F4 | Commercial | Data Center | New | Office Equipment | Electric | Monitor | E5 | RVT BC Ratio | 0 | 0 | 0 | 0 | 0 | 0 | 0 | 0 | 0 | 0 | 0 | 0 | 0 | 0 | 0 | 0 | 0 | 0 | 0 | 0 | 0 | 0 | 0 | 0 | 0 | 0 | 0 | 0 | 0 | 0
F4_Commercial_Data Center_New_Office Equipment_Electric_Monitor_E6 | F4 | Commercial | Data Center | New | Office Equipment | Electric | Monitor | E6 | RVT BC Ratio | 0 | 0 | 0 | 0 | 0 | 0 | 0 | 0 | 0 | 0 | 0 | 0 | 0 | 0 | 0 | 0 | 0 | 0 | 0 | 0 | 0 | 0 | 0 | 0 | 0 | 0 | 0 | 0 | 0 | 0
F4_Commercial_Data Center_New_Office Equipment_Electric_Monitor_E7 | F4 | Commercial | Data Center | New | Office Equipment | Electric | Monitor | E7 | RVT BC Ratio | 0 | 0 | 0 | 0 | 0 | 0 | 0 | 0 | 0 | 0 | 0 | 0 | 0 | 0 | 0 | 0 | 0 | 0 | 0 | 0 | 0 | 0 | 0 | 0 | 0 | 0 | 0 | 0 | 0 | 0
F4_Commercial_Data Center_New_Office Equipment_Electric_Monitor_E8 | F4 | Commercial | Data Center | New | Office Equipment | Electric | Monitor | E8 | RVT BC Ratio | 0 | 0 | 0 | 0 | 0 | 0 | 0 | 0 | 0 | 0 | 0 | 0 | 0 | 0 | 0 | 0 | 0 | 0 | 0 | 0 | 0 | 0 | 0 | 0 | 0 | 0 | 0 | 0 | 0 | 0
F4_Commercial_Data Center_New_Office Equipment_Electric_Monitor_E9 | F4 | Commercial | Data Center | New | Office Equipment | Electric | Monitor | E9 | RVT BC Ratio | 0 | 0 | 0 | 0 | 0 | 0 | 0 | 0 | 0 | 0 | 0 | 0 | 0 | 0 | 0 | 0 | 0 | 0 | 0 | 0 | 0 | 0 | 0 | 0 | 0 | 0 | 0 | 0 | 0 | 0
F4_Commercial_Data Center_New_Office Equipment_Electric_Monitor_E10 | F4 | Commercial | Data Center | New | Office Equipment | Electric | Monitor | E10 | RVT BC Ratio | 0 | 0 | 0 | 0 | 0 | 0 | 0 | 0 | 0 | 0 | 0 | 0 | 0 | 0 | 0 | 0 | 0 | 0 | 0 | 0 | 0 | 0 | 0 | 0 | 0 | 0 | 0 | 0 | 0 | 0
F5_Commercial_Data Center_New_Office Equipment_Electric_Monitor_E1 | F5 | Commercial | Data Center | New | Office Equipment | Electric | Monitor | E1 | RIM BC Ratio | 0 | 0 | 0 | 0 | 0 | 0 | 0 | 0 | 0 | 0 | 0 | 0 | 0 | 0 | 0 | 0 | 0 | 0 | 0 | 0 | 0 | 0 | 0 | 0 | 0 | 0 | 0 | 0 | 0 | 0
F5_Commercial_Data Center_New_Office Equipment_Electric_Monitor_E2 | F5 | Commercial | Data Center | New | Office Equipment | Electric | Monitor | E2 | RIM BC Ratio | 0 | 0 | 0 | 0 | 0 | 0 | 0 | 0 | 0 | 0 | 0 | 0 | 0 | 0 | 0 | 0 | 0 | 0 | 0 | 0 | 0 | 0 | 0 | 0 | 0 | 0 | 0 | 0 | 0 | 0
F5_Commercial_Data Center_New_Office Equipment_Electric_Monitor_E3 | F5 | Commercial | Data Center | New | Office Equipment | Electric | Monitor | E3 | RIM BC Ratio | 0 | 0 | 0 | 0 | 0 | 0 | 0 | 0 | 0 | 0 | 0 | 0 | 0 | 0 | 0 | 0 | 0 | 0 | 0 | 0 | 0 | 0 | 0 | 0 | 0 | 0 | 0 | 0 | 0 | 0
F5_Commercial_Data Center_New_Office Equipment_Electric_Monitor_E4 | F5 | Commercial | Data Center | New | Office Equipment | Electric | Monitor | E4 | RIM BC Ratio | 0 | 0 | 0 | 0 | 0 | 0 | 0 | 0 | 0 | 0 | 0 | 0 | 0 | 0 | 0 | 0 | 0 | 0 | 0 | 0 | 0 | 0 | 0 | 0 | 0 | 0 | 0 | 0 | 0 | 0
F5_Commercial_Data Center_New_Office Equipment_Electric_Monitor_E5 | F5 | Commercial | Data Center | New | Office Equipment | Electric | Monitor | E5 | RIM BC Ratio | 0 | 0 | 0 | 0 | 0 | 0 | 0 | 0 | 0 | 0 | 0 | 0 | 0 | 0 | 0 | 0 | 0 | 0 | 0 | 0 | 0 | 0 | 0 | 0 | 0 | 0 | 0 | 0 | 0 | 0
F5_Commercial_Data Center_New_Office Equipment_Electric_Monitor_E6 | F5 | Commercial | Data Center | New | Office Equipment | Electric | Monitor | E6 | RIM BC Ratio | 0 | 0 | 0 | 0 | 0 | 0 | 0 | 0 | 0 | 0 | 0 | 0 | 0 | 0 | 0 | 0 | 0 | 0 | 0 | 0 | 0 | 0 | 0 | 0 | 0 | 0 | 0 | 0 | 0 | 0
F5_Commercial_Data Center_New_Office Equipment_Electric_Monitor_E7 | F5 | Commercial | Data Center | New | Office Equipment | Electric | Monitor | E7 | RIM BC Ratio | 0 | 0 | 0 | 0 | 0 | 0 | 0 | 0 | 0 | 0 | 0 | 0 | 0 | 0 | 0 | 0 | 0 | 0 | 0 | 0 | 0 | 0 | 0 | 0 | 0 | 0 | 0 | 0 | 0 | 0
F5_Commercial_Data Center_New_Office Equipment_Electric_Monitor_E8 | F5 | Commercial | Data Center | New | Office Equipment | Electric | Monitor | E8 | RIM BC Ratio | 0 | 0 | 0 | 0 | 0 | 0 | 0 | 0 | 0 | 0 | 0 | 0 | 0 | 0 | 0 | 0 | 0 | 0 | 0 | 0 | 0 | 0 | 0 | 0 | 0 | 0 | 0 | 0 | 0 | 0
F5_Commercial_Data Center_New_Office Equipment_Electric_Monitor_E9 | F5 | Commercial | Data Center | New | Office Equipment | Electric | Monitor | E9 | RIM BC Ratio | 0 | 0 | 0 | 0 | 0 | 0 | 0 | 0 | 0 | 0 | 0 | 0 | 0 | 0 | 0 | 0 | 0 | 0 | 0 | 0 | 0 | 0 | 0 | 0 | 0 | 0 | 0 | 0 | 0 | 0
F5_Commercial_Data Center_New_Office Equipment_Electric_Monitor_E10 | F5 | Commercial | Data Center | New | Office Equipment | Electric | Monitor | E10 | RIM BC Ratio | 0 | 0 | 0 | 0 | 0 | 0 | 0 | 0 | 0 | 0 | 0 | 0 | 0 | 0 | 0 | 0 | 0 | 0 | 0 | 0 | 0 | 0 | 0 | 0 | 0 | 0 | 0 | 0 | 0 | 0
F0_Commercial_Data Center_New_Office Equipment_Electric_Printer/Copier/Fax_E0 | F0 | Commercial | Data Center | New | Office Equipment | Electric | Printer/Copier/Fax | E0 | Economic Unit | 0 | 0 | 0 | 0 | 0 | 0 | 0 | 0 | 0 | 0 | 0 | 0 | 0 | 0 | 0 | 0 | 0 | 0 | 0 | 0 | 0 | 0 | 0 | 0 | 0 | 0 | 0 | 0 | 0 | 0
F1_Commercial_Data Center_New_Office Equipment_Electric_Printer/Copier/Fax_E1 | F1 | Commercial | Data Center | New | Office Equipment | Electric | Printer/Copier/Fax | E1 | CCE | 0 | 0 | 0 | 0 | 0 | 0 | 0 | 0 | 0 | 0 | 0 | 0 | 0 | 0 | 0 | 0 | 0 | 0 | 0 | 0 | 0 | 0 | 0 | 0 | 0 | 0 | 0 | 0 | 0 | 0
F1_Commercial_Data Center_New_Office Equipment_Electric_Printer/Copier/Fax_E2 | F1 | Commercial | Data Center | New | Office Equipment | Electric | Printer/Copier/Fax | E2 | CCE | 0 | 0 | 0 | 0 | 0 | 0 | 0 | 0 | 0 | 0 | 0 | 0 | 0 | 0 | 0 | 0 | 0 | 0 | 0 | 0 | 0 | 0 | 0 | 0 | 0 | 0 | 0 | 0 | 0 | 0
F1_Commercial_Data Center_New_Office Equipment_Electric_Printer/Copier/Fax_E3 | F1 | Commercial | Data Center | New | Office Equipment | Electric | Printer/Copier/Fax | E3 | CCE | 0 | 0 | 0 | 0 | 0 | 0 | 0 | 0 | 0 | 0 | 0 | 0 | 0 | 0 | 0 | 0 | 0 | 0 | 0 | 0 | 0 | 0 | 0 | 0 | 0 | 0 | 0 | 0 | 0 | 0
F1_Commercial_Data Center_New_Office Equipment_Electric_Printer/Copier/Fax_E4 | F1 | Commercial | Data Center | New | Office Equipment | Electric | Printer/Copier/Fax | E4 | CCE | 0 | 0 | 0 | 0 | 0 | 0 | 0 | 0 | 0 | 0 | 0 | 0 | 0 | 0 | 0 | 0 | 0 | 0 | 0 | 0 | 0 | 0 | 0 | 0 | 0 | 0 | 0 | 0 | 0 | 0
F1_Commercial_Data Center_New_Office Equipment_Electric_Printer/Copier/Fax_E5 | F1 | Commercial | Data Center | New | Office Equipment | Electric | Printer/Copier/Fax | E5 | CCE | 0 | 0 | 0 | 0 | 0 | 0 | 0 | 0 | 0 | 0 | 0 | 0 | 0 | 0 | 0 | 0 | 0 | 0 | 0 | 0 | 0 | 0 | 0 | 0 | 0 | 0 | 0 | 0 | 0 | 0
F1_Commercial_Data Center_New_Office Equipment_Electric_Printer/Copier/Fax_E6 | F1 | Commercial | Data Center | New | Office Equipment | Electric | Printer/Copier/Fax | E6 | CCE | 0 | 0 | 0 | 0 | 0 | 0 | 0 | 0 | 0 | 0 | 0 | 0 | 0 | 0 | 0 | 0 | 0 | 0 | 0 | 0 | 0 | 0 | 0 | 0 | 0 | 0 | 0 | 0 | 0 | 0
F1_Commercial_Data Center_New_Office Equipment_Electric_Printer/Copier/Fax_E7 | F1 | Commercial | Data Center | New | Office Equipment | Electric | Printer/Copier/Fax | E7 | CCE | 0 | 0 | 0 | 0 | 0 | 0 | 0 | 0 | 0 | 0 | 0 | 0 | 0 | 0 | 0 | 0 | 0 | 0 | 0 | 0 | 0 | 0 | 0 | 0 | 0 | 0 | 0 | 0 | 0 | 0
F1_Commercial_Data Center_New_Office Equipment_Electric_Printer/Copier/Fax_E8 | F1 | Commercial | Data Center | New | Office Equipment | Electric | Printer/Copier/Fax | E8 | CCE | 0 | 0 | 0 | 0 | 0 | 0 | 0 | 0 | 0 | 0 | 0 | 0 | 0 | 0 | 0 | 0 | 0 | 0 | 0 | 0 | 0 | 0 | 0 | 0 | 0 | 0 | 0 | 0 | 0 | 0
F1_Commercial_Data Center_New_Office Equipment_Electric_Printer/Copier/Fax_E9 | F1 | Commercial | Data Center | New | Office Equipment | Electric | Printer/Copier/Fax | E9 | CCE | 0 | 0 | 0 | 0 | 0 | 0 | 0 | 0 | 0 | 0 | 0 | 0 | 0 | 0 | 0 | 0 | 0 | 0 | 0 | 0 | 0 | 0 | 0 | 0 | 0 | 0 | 0 | 0 | 0 | 0
F1_Commercial_Data Center_New_Office Equipment_Electric_Printer/Copier/Fax_E10 | F1 | Commercial | Data Center | New | Office Equipment | Electric | Printer/Copier/Fax | E10 | CCE | 0 | 0 | 0 | 0 | 0 | 0 | 0 | 0 | 0 | 0 | 0 | 0 | 0 | 0 | 0 | 0 | 0 | 0 | 0 | 0 | 0 | 0 | 0 | 0 | 0 | 0 | 0 | 0 | 0 | 0
F2_Commercial_Data Center_New_Office Equipment_Electric_Printer/Copier/Fax_E1 | F2 | Commercial | Data Center | New | Office Equipment | Electric | Printer/Copier/Fax | E1 | TRC BC Ratio | 0 | 0 | 0 | 0 | 0 | 0 | 0 | 0 | 0 | 0 | 0 | 0 | 0 | 0 | 0 | 0 | 0 | 0 | 0 | 0 | 0 | 0 | 0 | 0 | 0 | 0 | 0 | 0 | 0 | 0
F2_Commercial_Data Center_New_Office Equipment_Electric_Printer/Copier/Fax_E2 | F2 | Commercial | Data Center | New | Office Equipment | Electric | Printer/Copier/Fax | E2 | TRC BC Ratio | 0 | 0 | 0 | 0 | 0 | 0 | 0 | 0 | 0 | 0 | 0 | 0 | 0 | 0 | 0 | 0 | 0 | 0 | 0 | 0 | 0 | 0 | 0 | 0 | 0 | 0 | 0 | 0 | 0 | 0
F2_Commercial_Data Center_New_Office Equipment_Electric_Printer/Copier/Fax_E3 | F2 | Commercial | Data Center | New | Office Equipment | Electric | Printer/Copier/Fax | E3 | TRC BC Ratio | 0 | 0 | 0 | 0 | 0 | 0 | 0 | 0 | 0 | 0 | 0 | 0 | 0 | 0 | 0 | 0 | 0 | 0 | 0 | 0 | 0 | 0 | 0 | 0 | 0 | 0 | 0 | 0 | 0 | 0
F2_Commercial_Data Center_New_Office Equipment_Electric_Printer/Copier/Fax_E4 | F2 | Commercial | Data Center | New | Office Equipment | Electric | Printer/Copier/Fax | E4 | TRC BC Ratio | 0 | 0 | 0 | 0 | 0 | 0 | 0 | 0 | 0 | 0 | 0 | 0 | 0 | 0 | 0 | 0 | 0 | 0 | 0 | 0 | 0 | 0 | 0 | 0 | 0 | 0 | 0 | 0 | 0 | 0
F2_Commercial_Data Center_New_Office Equipment_Electric_Printer/Copier/Fax_E5 | F2 | Commercial | Data Center | New | Office Equipment | Electric | Printer/Copier/Fax | E5 | TRC BC Ratio | 0 | 0 | 0 | 0 | 0 | 0 | 0 | 0 | 0 | 0 | 0 | 0 | 0 | 0 | 0 | 0 | 0 | 0 | 0 | 0 | 0 | 0 | 0 | 0 | 0 | 0 | 0 | 0 | 0 | 0
F2_Commercial_Data Center_New_Office Equipment_Electric_Printer/Copier/Fax_E6 | F2 | Commercial | Data Center | New | Office Equipment | Electric | Printer/Copier/Fax | E6 | TRC BC Ratio | 0 | 0 | 0 | 0 | 0 | 0 | 0 | 0 | 0 | 0 | 0 | 0 | 0 | 0 | 0 | 0 | 0 | 0 | 0 | 0 | 0 | 0 | 0 | 0 | 0 | 0 | 0 | 0 | 0 | 0
F2_Commercial_Data Center_New_Office Equipment_Electric_Printer/Copier/Fax_E7 | F2 | Commercial | Data Center | New | Office Equipment | Electric | Printer/Copier/Fax | E7 | TRC BC Ratio | 0 | 0 | 0 | 0 | 0 | 0 | 0 | 0 | 0 | 0 | 0 | 0 | 0 | 0 | 0 | 0 | 0 | 0 | 0 | 0 | 0 | 0 | 0 | 0 | 0 | 0 | 0 | 0 | 0 | 0
F2_Commercial_Data Center_New_Office Equipment_Electric_Printer/Copier/Fax_E8 | F2 | Commercial | Data Center | New | Office Equipment | Electric | Printer/Copier/Fax | E8 | TRC BC Ratio | 0 | 0 | 0 | 0 | 0 | 0 | 0 | 0 | 0 | 0 | 0 | 0 | 0 | 0 | 0 | 0 | 0 | 0 | 0 | 0 | 0 | 0 | 0 | 0 | 0 | 0 | 0 | 0 | 0 | 0
F2_Commercial_Data Center_New_Office Equipment_Electric_Printer/Copier/Fax_E9 | F2 | Commercial | Data Center | New | Office Equipment | Electric | Printer/Copier/Fax | E9 | TRC BC Ratio | 0 | 0 | 0 | 0 | 0 | 0 | 0 | 0 | 0 | 0 | 0 | 0 | 0 | 0 | 0 | 0 | 0 | 0 | 0 | 0 | 0 | 0 | 0 | 0 | 0 | 0 | 0 | 0 | 0 | 0
F2_Commercial_Data Center_New_Office Equipment_Electric_Printer/Copier/Fax_E10 | F2 | Commercial | Data Center | New | Office Equipment | Electric | Printer/Copier/Fax | E10 | TRC BC Ratio | 0 | 0 | 0 | 0 | 0 | 0 | 0 | 0 | 0 | 0 | 0 | 0 | 0 | 0 | 0 | 0 | 0 | 0 | 0 | 0 | 0 | 0 | 0 | 0 | 0 | 0 | 0 | 0 | 0 | 0
F3_Commercial_Data Center_New_Office Equipment_Electric_Printer/Copier/Fax_E1 | F3 | Commercial | Data Center | New | Office Equipment | Electric | Printer/Copier/Fax | E1 | PACT BC Ratio | 0 | 0 | 0 | 0 | 0 | 0 | 0 | 0 | 0 | 0 | 0 | 0 | 0 | 0 | 0 | 0 | 0 | 0 | 0 | 0 | 0 | 0 | 0 | 0 | 0 | 0 | 0 | 0 | 0 | 0
F3_Commercial_Data Center_New_Office Equipment_Electric_Printer/Copier/Fax_E2 | F3 | Commercial | Data Center | New | Office Equipment | Electric | Printer/Copier/Fax | E2 | PACT BC Ratio | 0 | 0 | 0 | 0 | 0 | 0 | 0 | 0 | 0 | 0 | 0 | 0 | 0 | 0 | 0 | 0 | 0 | 0 | 0 | 0 | 0 | 0 | 0 | 0 | 0 | 0 | 0 | 0 | 0 | 0
F3_Commercial_Data Center_New_Office Equipment_Electric_Printer/Copier/Fax_E3 | F3 | Commercial | Data Center | New | Office Equipment | Electric | Printer/Copier/Fax | E3 | PACT BC Ratio | 0 | 0 | 0 | 0 | 0 | 0 | 0 | 0 | 0 | 0 | 0 | 0 | 0 | 0 | 0 | 0 | 0 | 0 | 0 | 0 | 0 | 0 | 0 | 0 | 0 | 0 | 0 | 0 | 0 | 0
F3_Commercial_Data Center_New_Office Equipment_Electric_Printer/Copier/Fax_E4 | F3 | Commercial | Data Center | New | Office Equipment | Electric | Printer/Copier/Fax | E4 | PACT BC Ratio | 0 | 0 | 0 | 0 | 0 | 0 | 0 | 0 | 0 | 0 | 0 | 0 | 0 | 0 | 0 | 0 | 0 | 0 | 0 | 0 | 0 | 0 | 0 | 0 | 0 | 0 | 0 | 0 | 0 | 0
F3_Commercial_Data Center_New_Office Equipment_Electric_Printer/Copier/Fax_E5 | F3 | Commercial | Data Center | New | Office Equipment | Electric | Printer/Copier/Fax | E5 | PACT BC Ratio | 0 | 0 | 0 | 0 | 0 | 0 | 0 | 0 | 0 | 0 | 0 | 0 | 0 | 0 | 0 | 0 | 0 | 0 | 0 | 0 | 0 | 0 | 0 | 0 | 0 | 0 | 0 | 0 | 0 | 0
F3_Commercial_Data Center_New_Office Equipment_Electric_Printer/Copier/Fax_E6 | F3 | Commercial | Data Center | New | Office Equipment | Electric | Printer/Copier/Fax | E6 | PACT BC Ratio | 0 | 0 | 0 | 0 | 0 | 0 | 0 | 0 | 0 | 0 | 0 | 0 | 0 | 0 | 0 | 0 | 0 | 0 | 0 | 0 | 0 | 0 | 0 | 0 | 0 | 0 | 0 | 0 | 0 | 0
F3_Commercial_Data Center_New_Office Equipment_Electric_Printer/Copier/Fax_E7 | F3 | Commercial | Data Center | New | Office Equipment | Electric | Printer/Copier/Fax | E7 | PACT BC Ratio | 0 | 0 | 0 | 0 | 0 | 0 | 0 | 0 | 0 | 0 | 0 | 0 | 0 | 0 | 0 | 0 | 0 | 0 | 0 | 0 | 0 | 0 | 0 | 0 | 0 | 0 | 0 | 0 | 0 | 0
F3_Commercial_Data Center_New_Office Equipment_Electric_Printer/Copier/Fax_E8 | F3 | Commercial | Data Center | New | Office Equipment | Electric | Printer/Copier/Fax | E8 | PACT BC Ratio | 0 | 0 | 0 | 0 | 0 | 0 | 0 | 0 | 0 | 0 | 0 | 0 | 0 | 0 | 0 | 0 | 0 | 0 | 0 | 0 | 0 | 0 | 0 | 0 | 0 | 0 | 0 | 0 | 0 | 0
F3_Commercial_Data Center_New_Office Equipment_Electric_Printer/Copier/Fax_E9 | F3 | Commercial | Data Center | New | Office Equipment | Electric | Printer/Copier/Fax | E9 | PACT BC Ratio | 0 | 0 | 0 | 0 | 0 | 0 | 0 | 0 | 0 | 0 | 0 | 0 | 0 | 0 | 0 | 0 | 0 | 0 | 0 | 0 | 0 | 0 | 0 | 0 | 0 | 0 | 0 | 0 | 0 | 0
F3_Commercial_Data Center_New_Office Equipment_Electric_Printer/Copier/Fax_E10 | F3 | Commercial | Data Center | New | Office Equipment | Electric | Printer/Copier/Fax | E10 | PACT BC Ratio | 0 | 0 | 0 | 0 | 0 | 0 | 0 | 0 | 0 | 0 | 0 | 0 | 0 | 0 | 0 | 0 | 0 | 0 | 0 | 0 | 0 | 0 | 0 | 0 | 0 | 0 | 0 | 0 | 0 | 0
F4_Commercial_Data Center_New_Office Equipment_Electric_Printer/Copier/Fax_E1 | F4 | Commercial | Data Center | New | Office Equipment | Electric | Printer/Copier/Fax | E1 | RVT BC Ratio | 0 | 0 | 0 | 0 | 0 | 0 | 0 | 0 | 0 | 0 | 0 | 0 | 0 | 0 | 0 | 0 | 0 | 0 | 0 | 0 | 0 | 0 | 0 | 0 | 0 | 0 | 0 | 0 | 0 | 0
F4_Commercial_Data Center_New_Office Equipment_Electric_Printer/Copier/Fax_E2 | F4 | Commercial | Data Center | New | Office Equipment | Electric | Printer/Copier/Fax | E2 | RVT BC Ratio | 0 | 0 | 0 | 0 | 0 | 0 | 0 | 0 | 0 | 0 | 0 | 0 | 0 | 0 | 0 | 0 | 0 | 0 | 0 | 0 | 0 | 0 | 0 | 0 | 0 | 0 | 0 | 0 | 0 | 0
F4_Commercial_Data Center_New_Office Equipment_Electric_Printer/Copier/Fax_E3 | F4 | Commercial | Data Center | New | Office Equipment | Electric | Printer/Copier/Fax | E3 | RVT BC Ratio | 0 | 0 | 0 | 0 | 0 | 0 | 0 | 0 | 0 | 0 | 0 | 0 | 0 | 0 | 0 | 0 | 0 | 0 | 0 | 0 | 0 | 0 | 0 | 0 | 0 | 0 | 0 | 0 | 0 | 0
F4_Commercial_Data Center_New_Office Equipment_Electric_Printer/Copier/Fax_E4 | F4 | Commercial | Data Center | New | Office Equipment | Electric | Printer/Copier/Fax | E4 | RVT BC Ratio | 0 | 0 | 0 | 0 | 0 | 0 | 0 | 0 | 0 | 0 | 0 | 0 | 0 | 0 | 0 | 0 | 0 | 0 | 0 | 0 | 0 | 0 | 0 | 0 | 0 | 0 | 0 | 0 | 0 | 0
F4_Commercial_Data Center_New_Office Equipment_Electric_Printer/Copier/Fax_E5 | F4 | Commercial | Data Center | New | Office Equipment | Electric | Printer/Copier/Fax | E5 | RVT BC Ratio | 0 | 0 | 0 | 0 | 0 | 0 | 0 | 0 | 0 | 0 | 0 | 0 | 0 | 0 | 0 | 0 | 0 | 0 | 0 | 0 | 0 | 0 | 0 | 0 | 0 | 0 | 0 | 0 | 0 | 0
F4_Commercial_Data Center_New_Office Equipment_Electric_Printer/Copier/Fax_E6 | F4 | Commercial | Data Center | New | Office Equipment | Electric | Printer/Copier/Fax | E6 | RVT BC Ratio | 0 | 0 | 0 | 0 | 0 | 0 | 0 | 0 | 0 | 0 | 0 | 0 | 0 | 0 | 0 | 0 | 0 | 0 | 0 | 0 | 0 | 0 | 0 | 0 | 0 | 0 | 0 | 0 | 0 | 0
F4_Commercial_Data Center_New_Office Equipment_Electric_Printer/Copier/Fax_E7 | F4 | Commercial | Data Center | New | Office Equipment | Electric | Printer/Copier/Fax | E7 | RVT BC Ratio | 0 | 0 | 0 | 0 | 0 | 0 | 0 | 0 | 0 | 0 | 0 | 0 | 0 | 0 | 0 | 0 | 0 | 0 | 0 | 0 | 0 | 0 | 0 | 0 | 0 | 0 | 0 | 0 | 0 | 0
F4_Commercial_Data Center_New_Office Equipment_Electric_Printer/Copier/Fax_E8 | F4 | Commercial | Data Center | New | Office Equipment | Electric | Printer/Copier/Fax | E8 | RVT BC Ratio | 0 | 0 | 0 | 0 | 0 | 0 | 0 | 0 | 0 | 0 | 0 | 0 | 0 | 0 | 0 | 0 | 0 | 0 | 0 | 0 | 0 | 0 | 0 | 0 | 0 | 0 | 0 | 0 | 0 | 0
F4_Commercial_Data Center_New_Office Equipment_Electric_Printer/Copier/Fax_E9 | F4 | Commercial | Data Center | New | Office Equipment | Electric | Printer/Copier/Fax | E9 | RVT BC Ratio | 0 | 0 | 0 | 0 | 0 | 0 | 0 | 0 | 0 | 0 | 0 | 0 | 0 | 0 | 0 | 0 | 0 | 0 | 0 | 0 | 0 | 0 | 0 | 0 | 0 | 0 | 0 | 0 | 0 | 0
F4_Commercial_Data Center_New_Office Equipment_Electric_Printer/Copier/Fax_E10 | F4 | Commercial | Data Center | New | Office Equipment | Electric | Printer/Copier/Fax | E10 | RVT BC Ratio | 0 | 0 | 0 | 0 | 0 | 0 | 0 | 0 | 0 | 0 | 0 | 0 | 0 | 0 | 0 | 0 | 0 | 0 | 0 | 0 | 0 | 0 | 0 | 0 | 0 | 0 | 0 | 0 | 0 | 0
F5_Commercial_Data Center_New_Office Equipment_Electric_Printer/Copier/Fax_E1 | F5 | Commercial | Data Center | New | Office Equipment | Electric | Printer/Copier/Fax | E1 | RIM BC Ratio | 0 | 0 | 0 | 0 | 0 | 0 | 0 | 0 | 0 | 0 | 0 | 0 | 0 | 0 | 0 | 0 | 0 | 0 | 0 | 0 | 0 | 0 | 0 | 0 | 0 | 0 | 0 | 0 | 0 | 0
F5_Commercial_Data Center_New_Office Equipment_Electric_Printer/Copier/Fax_E2 | F5 | Commercial | Data Center | New | Office Equipment | Electric | Printer/Copier/Fax | E2 | RIM BC Ratio | 0 | 0 | 0 | 0 | 0 | 0 | 0 | 0 | 0 | 0 | 0 | 0 | 0 | 0 | 0 | 0 | 0 | 0 | 0 | 0 | 0 | 0 | 0 | 0 | 0 | 0 | 0 | 0 | 0 | 0
F5_Commercial_Data Center_New_Office Equipment_Electric_Printer/Copier/Fax_E3 | F5 | Commercial | Data Center | New | Office Equipment | Electric | Printer/Copier/Fax | E3 | RIM BC Ratio | 0 | 0 | 0 | 0 | 0 | 0 | 0 | 0 | 0 | 0 | 0 | 0 | 0 | 0 | 0 | 0 | 0 | 0 | 0 | 0 | 0 | 0 | 0 | 0 | 0 | 0 | 0 | 0 | 0 | 0
F5_Commercial_Data Center_New_Office Equipment_Electric_Printer/Copier/Fax_E4 | F5 | Commercial | Data Center | New | Office Equipment | Electric | Printer/Copier/Fax | E4 | RIM BC Ratio | 0 | 0 | 0 | 0 | 0 | 0 | 0 | 0 | 0 | 0 | 0 | 0 | 0 | 0 | 0 | 0 | 0 | 0 | 0 | 0 | 0 | 0 | 0 | 0 | 0 | 0 | 0 | 0 | 0 | 0
F5_Commercial_Data Center_New_Office Equipment_Electric_Printer/Copier/Fax_E5 | F5 | Commercial | Data Center | New | Office Equipment | Electric | Printer/Copier/Fax | E5 | RIM BC Ratio | 0 | 0 | 0 | 0 | 0 | 0 | 0 | 0 | 0 | 0 | 0 | 0 | 0 | 0 | 0 | 0 | 0 | 0 | 0 | 0 | 0 | 0 | 0 | 0 | 0 | 0 | 0 | 0 | 0 | 0
F5_Commercial_Data Center_New_Office Equipment_Electric_Printer/Copier/Fax_E6 | F5 | Commercial | Data Center | New | Office Equipment | Electric | Printer/Copier/Fax | E6 | RIM BC Ratio | 0 | 0 | 0 | 0 | 0 | 0 | 0 | 0 | 0 | 0 | 0 | 0 | 0 | 0 | 0 | 0 | 0 | 0 | 0 | 0 | 0 | 0 | 0 | 0 | 0 | 0 | 0 | 0 | 0 | 0
F5_Commercial_Data Center_New_Office Equipment_Electric_Printer/Copier/Fax_E7 | F5 | Commercial | Data Center | New | Office Equipment | Electric | Printer/Copier/Fax | E7 | RIM BC Ratio | 0 | 0 | 0 | 0 | 0 | 0 | 0 | 0 | 0 | 0 | 0 | 0 | 0 | 0 | 0 | 0 | 0 | 0 | 0 | 0 | 0 | 0 | 0 | 0 | 0 | 0 | 0 | 0 | 0 | 0
F5_Commercial_Data Center_New_Office Equipment_Electric_Printer/Copier/Fax_E8 | F5 | Commercial | Data Center | New | Office Equipment | Electric | Printer/Copier/Fax | E8 | RIM BC Ratio | 0 | 0 | 0 | 0 | 0 | 0 | 0 | 0 | 0 | 0 | 0 | 0 | 0 | 0 | 0 | 0 | 0 | 0 | 0 | 0 | 0 | 0 | 0 | 0 | 0 | 0 | 0 | 0 | 0 | 0
F5_Commercial_Data Center_New_Office Equipment_Electric_Printer/Copier/Fax_E9 | F5 | Commercial | Data Center | New | Office Equipment | Electric | Printer/Copier/Fax | E9 | RIM BC Ratio | 0 | 0 | 0 | 0 | 0 | 0 | 0 | 0 | 0 | 0 | 0 | 0 | 0 | 0 | 0 | 0 | 0 | 0 | 0 | 0 | 0 | 0 | 0 | 0 | 0 | 0 | 0 | 0 | 0 | 0
F5_Commercial_Data Center_New_Office Equipment_Electric_Printer/Copier/Fax_E10 | F5 | Commercial | Data Center | New | Office Equipment | Electric | Printer/Copier/Fax | E10 | RIM BC Ratio | 0 | 0 | 0 | 0 | 0 | 0 | 0 | 0 | 0 | 0 | 0 | 0 | 0 | 0 | 0 | 0 | 0 | 0 | 0 | 0 | 0 | 0 | 0 | 0 | 0 | 0 | 0 | 0 | 0 | 0
F0_Commercial_Data Center_New_Office Equipment_Electric_POS Terminal_E0 | F0 | Commercial | Data Center | New | Office Equipment | Electric | POS Terminal | E0 | Economic Unit | 0 | 0 | 0 | 0 | 0 | 0 | 0 | 0 | 0 | 0 | 0 | 0 | 0 | 0 | 0 | 0 | 0 | 0 | 0 | 0 | 0 | 0 | 0 | 0 | 0 | 0 | 0 | 0 | 0 | 0
F1_Commercial_Data Center_New_Office Equipment_Electric_POS Terminal_E1 | F1 | Commercial | Data Center | New | Office Equipment | Electric | POS Terminal | E1 | CCE | 0 | 0 | 0 | 0 | 0 | 0 | 0 | 0 | 0 | 0 | 0 | 0 | 0 | 0 | 0 | 0 | 0 | 0 | 0 | 0 | 0 | 0 | 0 | 0 | 0 | 0 | 0 | 0 | 0 | 0
F1_Commercial_Data Center_New_Office Equipment_Electric_POS Terminal_E2 | F1 | Commercial | Data Center | New | Office Equipment | Electric | POS Terminal | E2 | CCE | 0 | 0 | 0 | 0 | 0 | 0 | 0 | 0 | 0 | 0 | 0 | 0 | 0 | 0 | 0 | 0 | 0 | 0 | 0 | 0 | 0 | 0 | 0 | 0 | 0 | 0 | 0 | 0 | 0 | 0
F1_Commercial_Data Center_New_Office Equipment_Electric_POS Terminal_E3 | F1 | Commercial | Data Center | New | Office Equipment | Electric | POS Terminal | E3 | CCE | 0 | 0 | 0 | 0 | 0 | 0 | 0 | 0 | 0 | 0 | 0 | 0 | 0 | 0 | 0 | 0 | 0 | 0 | 0 | 0 | 0 | 0 | 0 | 0 | 0 | 0 | 0 | 0 | 0 | 0
F1_Commercial_Data Center_New_Office Equipment_Electric_POS Terminal_E4 | F1 | Commercial | Data Center | New | Office Equipment | Electric | POS Terminal | E4 | CCE | 0 | 0 | 0 | 0 | 0 | 0 | 0 | 0 | 0 | 0 | 0 | 0 | 0 | 0 | 0 | 0 | 0 | 0 | 0 | 0 | 0 | 0 | 0 | 0 | 0 | 0 | 0 | 0 | 0 | 0
F1_Commercial_Data Center_New_Office Equipment_Electric_POS Terminal_E5 | F1 | Commercial | Data Center | New | Office Equipment | Electric | POS Terminal | E5 | CCE | 0 | 0 | 0 | 0 | 0 | 0 | 0 | 0 | 0 | 0 | 0 | 0 | 0 | 0 | 0 | 0 | 0 | 0 | 0 | 0 | 0 | 0 | 0 | 0 | 0 | 0 | 0 | 0 | 0 | 0
F1_Commercial_Data Center_New_Office Equipment_Electric_POS Terminal_E6 | F1 | Commercial | Data Center | New | Office Equipment | Electric | POS Terminal | E6 | CCE | 0 | 0 | 0 | 0 | 0 | 0 | 0 | 0 | 0 | 0 | 0 | 0 | 0 | 0 | 0 | 0 | 0 | 0 | 0 | 0 | 0 | 0 | 0 | 0 | 0 | 0 | 0 | 0 | 0 | 0
F1_Commercial_Data Center_New_Office Equipment_Electric_POS Terminal_E7 | F1 | Commercial | Data Center | New | Office Equipment | Electric | POS Terminal | E7 | CCE | 0 | 0 | 0 | 0 | 0 | 0 | 0 | 0 | 0 | 0 | 0 | 0 | 0 | 0 | 0 | 0 | 0 | 0 | 0 | 0 | 0 | 0 | 0 | 0 | 0 | 0 | 0 | 0 | 0 | 0
F1_Commercial_Data Center_New_Office Equipment_Electric_POS Terminal_E8 | F1 | Commercial | Data Center | New | Office Equipment | Electric | POS Terminal | E8 | CCE | 0 | 0 | 0 | 0 | 0 | 0 | 0 | 0 | 0 | 0 | 0 | 0 | 0 | 0 | 0 | 0 | 0 | 0 | 0 | 0 | 0 | 0 | 0 | 0 | 0 | 0 | 0 | 0 | 0 | 0
F1_Commercial_Data Center_New_Office Equipment_Electric_POS Terminal_E9 | F1 | Commercial | Data Center | New | Office Equipment | Electric | POS Terminal | E9 | CCE | 0 | 0 | 0 | 0 | 0 | 0 | 0 | 0 | 0 | 0 | 0 | 0 | 0 | 0 | 0 | 0 | 0 | 0 | 0 | 0 | 0 | 0 | 0 | 0 | 0 | 0 | 0 | 0 | 0 | 0
F1_Commercial_Data Center_New_Office Equipment_Electric_POS Terminal_E10 | F1 | Commercial | Data Center | New | Office Equipment | Electric | POS Terminal | E10 | CCE | 0 | 0 | 0 | 0 | 0 | 0 | 0 | 0 | 0 | 0 | 0 | 0 | 0 | 0 | 0 | 0 | 0 | 0 | 0 | 0 | 0 | 0 | 0 | 0 | 0 | 0 | 0 | 0 | 0 | 0
F2_Commercial_Data Center_New_Office Equipment_Electric_POS Terminal_E1 | F2 | Commercial | Data Center | New | Office Equipment | Electric | POS Terminal | E1 | TRC BC Ratio | 0 | 0 | 0 | 0 | 0 | 0 | 0 | 0 | 0 | 0 | 0 | 0 | 0 | 0 | 0 | 0 | 0 | 0 | 0 | 0 | 0 | 0 | 0 | 0 | 0 | 0 | 0 | 0 | 0 | 0
F2_Commercial_Data Center_New_Office Equipment_Electric_POS Terminal_E2 | F2 | Commercial | Data Center | New | Office Equipment | Electric | POS Terminal | E2 | TRC BC Ratio | 0 | 0 | 0 | 0 | 0 | 0 | 0 | 0 | 0 | 0 | 0 | 0 | 0 | 0 | 0 | 0 | 0 | 0 | 0 | 0 | 0 | 0 | 0 | 0 | 0 | 0 | 0 | 0 | 0 | 0
F2_Commercial_Data Center_New_Office Equipment_Electric_POS Terminal_E3 | F2 | Commercial | Data Center | New | Office Equipment | Electric | POS Terminal | E3 | TRC BC Ratio | 0 | 0 | 0 | 0 | 0 | 0 | 0 | 0 | 0 | 0 | 0 | 0 | 0 | 0 | 0 | 0 | 0 | 0 | 0 | 0 | 0 | 0 | 0 | 0 | 0 | 0 | 0 | 0 | 0 | 0
F2_Commercial_Data Center_New_Office Equipment_Electric_POS Terminal_E4 | F2 | Commercial | Data Center | New | Office Equipment | Electric | POS Terminal | E4 | TRC BC Ratio | 0 | 0 | 0 | 0 | 0 | 0 | 0 | 0 | 0 | 0 | 0 | 0 | 0 | 0 | 0 | 0 | 0 | 0 | 0 | 0 | 0 | 0 | 0 | 0 | 0 | 0 | 0 | 0 | 0 | 0
F2_Commercial_Data Center_New_Office Equipment_Electric_POS Terminal_E5 | F2 | Commercial | Data Center | New | Office Equipment | Electric | POS Terminal | E5 | TRC BC Ratio | 0 | 0 | 0 | 0 | 0 | 0 | 0 | 0 | 0 | 0 | 0 | 0 | 0 | 0 | 0 | 0 | 0 | 0 | 0 | 0 | 0 | 0 | 0 | 0 | 0 | 0 | 0 | 0 | 0 | 0
F2_Commercial_Data Center_New_Office Equipment_Electric_POS Terminal_E6 | F2 | Commercial | Data Center | New | Office Equipment | Electric | POS Terminal | E6 | TRC BC Ratio | 0 | 0 | 0 | 0 | 0 | 0 | 0 | 0 | 0 | 0 | 0 | 0 | 0 | 0 | 0 | 0 | 0 | 0 | 0 | 0 | 0 | 0 | 0 | 0 | 0 | 0 | 0 | 0 | 0 | 0
F2_Commercial_Data Center_New_Office Equipment_Electric_POS Terminal_E7 | F2 | Commercial | Data Center | New | Office Equipment | Electric | POS Terminal | E7 | TRC BC Ratio | 0 | 0 | 0 | 0 | 0 | 0 | 0 | 0 | 0 | 0 | 0 | 0 | 0 | 0 | 0 | 0 | 0 | 0 | 0 | 0 | 0 | 0 | 0 | 0 | 0 | 0 | 0 | 0 | 0 | 0
F2_Commercial_Data Center_New_Office Equipment_Electric_POS Terminal_E8 | F2 | Commercial | Data Center | New | Office Equipment | Electric | POS Terminal | E8 | TRC BC Ratio | 0 | 0 | 0 | 0 | 0 | 0 | 0 | 0 | 0 | 0 | 0 | 0 | 0 | 0 | 0 | 0 | 0 | 0 | 0 | 0 | 0 | 0 | 0 | 0 | 0 | 0 | 0 | 0 | 0 | 0
F2_Commercial_Data Center_New_Office Equipment_Electric_POS Terminal_E9 | F2 | Commercial | Data Center | New | Office Equipment | Electric | POS Terminal | E9 | TRC BC Ratio | 0 | 0 | 0 | 0 | 0 | 0 | 0 | 0 | 0 | 0 | 0 | 0 | 0 | 0 | 0 | 0 | 0 | 0 | 0 | 0 | 0 | 0 | 0 | 0 | 0 | 0 | 0 | 0 | 0 | 0
F2_Commercial_Data Center_New_Office Equipment_Electric_POS Terminal_E10 | F2 | Commercial | Data Center | New | Office Equipment | Electric | POS Terminal | E10 | TRC BC Ratio | 0 | 0 | 0 | 0 | 0 | 0 | 0 | 0 | 0 | 0 | 0 | 0 | 0 | 0 | 0 | 0 | 0 | 0 | 0 | 0 | 0 | 0 | 0 | 0 | 0 | 0 | 0 | 0 | 0 | 0
F3_Commercial_Data Center_New_Office Equipment_Electric_POS Terminal_E1 | F3 | Commercial | Data Center | New | Office Equipment | Electric | POS Terminal | E1 | PACT BC Ratio | 0 | 0 | 0 | 0 | 0 | 0 | 0 | 0 | 0 | 0 | 0 | 0 | 0 | 0 | 0 | 0 | 0 | 0 | 0 | 0 | 0 | 0 | 0 | 0 | 0 | 0 | 0 | 0 | 0 | 0
F3_Commercial_Data Center_New_Office Equipment_Electric_POS Terminal_E2 | F3 | Commercial | Data Center | New | Office Equipment | Electric | POS Terminal | E2 | PACT BC Ratio | 0 | 0 | 0 | 0 | 0 | 0 | 0 | 0 | 0 | 0 | 0 | 0 | 0 | 0 | 0 | 0 | 0 | 0 | 0 | 0 | 0 | 0 | 0 | 0 | 0 | 0 | 0 | 0 | 0 | 0
F3_Commercial_Data Center_New_Office Equipment_Electric_POS Terminal_E3 | F3 | Commercial | Data Center | New | Office Equipment | Electric | POS Terminal | E3 | PACT BC Ratio | 0 | 0 | 0 | 0 | 0 | 0 | 0 | 0 | 0 | 0 | 0 | 0 | 0 | 0 | 0 | 0 | 0 | 0 | 0 | 0 | 0 | 0 | 0 | 0 | 0 | 0 | 0 | 0 | 0 | 0
F3_Commercial_Data Center_New_Office Equipment_Electric_POS Terminal_E4 | F3 | Commercial | Data Center | New | Office Equipment | Electric | POS Terminal | E4 | PACT BC Ratio | 0 | 0 | 0 | 0 | 0 | 0 | 0 | 0 | 0 | 0 | 0 | 0 | 0 | 0 | 0 | 0 | 0 | 0 | 0 | 0 | 0 | 0 | 0 | 0 | 0 | 0 | 0 | 0 | 0 | 0
F3_Commercial_Data Center_New_Office Equipment_Electric_POS Terminal_E5 | F3 | Commercial | Data Center | New | Office Equipment | Electric | POS Terminal | E5 | PACT BC Ratio | 0 | 0 | 0 | 0 | 0 | 0 | 0 | 0 | 0 | 0 | 0 | 0 | 0 | 0 | 0 | 0 | 0 | 0 | 0 | 0 | 0 | 0 | 0 | 0 | 0 | 0 | 0 | 0 | 0 | 0
F3_Commercial_Data Center_New_Office Equipment_Electric_POS Terminal_E6 | F3 | Commercial | Data Center | New | Office Equipment | Electric | POS Terminal | E6 | PACT BC Ratio | 0 | 0 | 0 | 0 | 0 | 0 | 0 | 0 | 0 | 0 | 0 | 0 | 0 | 0 | 0 | 0 | 0 | 0 | 0 | 0 | 0 | 0 | 0 | 0 | 0 | 0 | 0 | 0 | 0 | 0
F3_Commercial_Data Center_New_Office Equipment_Electric_POS Terminal_E7 | F3 | Commercial | Data Center | New | Office Equipment | Electric | POS Terminal | E7 | PACT BC Ratio | 0 | 0 | 0 | 0 | 0 | 0 | 0 | 0 | 0 | 0 | 0 | 0 | 0 | 0 | 0 | 0 | 0 | 0 | 0 | 0 | 0 | 0 | 0 | 0 | 0 | 0 | 0 | 0 | 0 | 0
F3_Commercial_Data Center_New_Office Equipment_Electric_POS Terminal_E8 | F3 | Commercial | Data Center | New | Office Equipment | Electric | POS Terminal | E8 | PACT BC Ratio | 0 | 0 | 0 | 0 | 0 | 0 | 0 | 0 | 0 | 0 | 0 | 0 | 0 | 0 | 0 | 0 | 0 | 0 | 0 | 0 | 0 | 0 | 0 | 0 | 0 | 0 | 0 | 0 | 0 | 0
F3_Commercial_Data Center_New_Office Equipment_Electric_POS Terminal_E9 | F3 | Commercial | Data Center | New | Office Equipment | Electric | POS Terminal | E9 | PACT BC Ratio | 0 | 0 | 0 | 0 | 0 | 0 | 0 | 0 | 0 | 0 | 0 | 0 | 0 | 0 | 0 | 0 | 0 | 0 | 0 | 0 | 0 | 0 | 0 | 0 | 0 | 0 | 0 | 0 | 0 | 0
F3_Commercial_Data Center_New_Office Equipment_Electric_POS Terminal_E10 | F3 | Commercial | Data Center | New | Office Equipment | Electric | POS Terminal | E10 | PACT BC Ratio | 0 | 0 | 0 | 0 | 0 | 0 | 0 | 0 | 0 | 0 | 0 | 0 | 0 | 0 | 0 | 0 | 0 | 0 | 0 | 0 | 0 | 0 | 0 | 0 | 0 | 0 | 0 | 0 | 0 | 0
F4_Commercial_Data Center_New_Office Equipment_Electric_POS Terminal_E1 | F4 | Commercial | Data Center | New | Office Equipment | Electric | POS Terminal | E1 | RVT BC Ratio | 0 | 0 | 0 | 0 | 0 | 0 | 0 | 0 | 0 | 0 | 0 | 0 | 0 | 0 | 0 | 0 | 0 | 0 | 0 | 0 | 0 | 0 | 0 | 0 | 0 | 0 | 0 | 0 | 0 | 0
F4_Commercial_Data Center_New_Office Equipment_Electric_POS Terminal_E2 | F4 | Commercial | Data Center | New | Office Equipment | Electric | POS Terminal | E2 | RVT BC Ratio | 0 | 0 | 0 | 0 | 0 | 0 | 0 | 0 | 0 | 0 | 0 | 0 | 0 | 0 | 0 | 0 | 0 | 0 | 0 | 0 | 0 | 0 | 0 | 0 | 0 | 0 | 0 | 0 | 0 | 0
F4_Commercial_Data Center_New_Office Equipment_Electric_POS Terminal_E3 | F4 | Commercial | Data Center | New | Office Equipment | Electric | POS Terminal | E3 | RVT BC Ratio | 0 | 0 | 0 | 0 | 0 | 0 | 0 | 0 | 0 | 0 | 0 | 0 | 0 | 0 | 0 | 0 | 0 | 0 | 0 | 0 | 0 | 0 | 0 | 0 | 0 | 0 | 0 | 0 | 0 | 0
F4_Commercial_Data Center_New_Office Equipment_Electric_POS Terminal_E4 | F4 | Commercial | Data Center | New | Office Equipment | Electric | POS Terminal | E4 | RVT BC Ratio | 0 | 0 | 0 | 0 | 0 | 0 | 0 | 0 | 0 | 0 | 0 | 0 | 0 | 0 | 0 | 0 | 0 | 0 | 0 | 0 | 0 | 0 | 0 | 0 | 0 | 0 | 0 | 0 | 0 | 0
F4_Commercial_Data Center_New_Office Equipment_Electric_POS Terminal_E5 | F4 | Commercial | Data Center | New | Office Equipment | Electric | POS Terminal | E5 | RVT BC Ratio | 0 | 0 | 0 | 0 | 0 | 0 | 0 | 0 | 0 | 0 | 0 | 0 | 0 | 0 | 0 | 0 | 0 | 0 | 0 | 0 | 0 | 0 | 0 | 0 | 0 | 0 | 0 | 0 | 0 | 0
F4_Commercial_Data Center_New_Office Equipment_Electric_POS Terminal_E6 | F4 | Commercial | Data Center | New | Office Equipment | Electric | POS Terminal | E6 | RVT BC Ratio | 0 | 0 | 0 | 0 | 0 | 0 | 0 | 0 | 0 | 0 | 0 | 0 | 0 | 0 | 0 | 0 | 0 | 0 | 0 | 0 | 0 | 0 | 0 | 0 | 0 | 0 | 0 | 0 | 0 | 0
F4_Commercial_Data Center_New_Office Equipment_Electric_POS Terminal_E7 | F4 | Commercial | Data Center | New | Office Equipment | Electric | POS Terminal | E7 | RVT BC Ratio | 0 | 0 | 0 | 0 | 0 | 0 | 0 | 0 | 0 | 0 | 0 | 0 | 0 | 0 | 0 | 0 | 0 | 0 | 0 | 0 | 0 | 0 | 0 | 0 | 0 | 0 | 0 | 0 | 0 | 0
F4_Commercial_Data Center_New_Office Equipment_Electric_POS Terminal_E8 | F4 | Commercial | Data Center | New | Office Equipment | Electric | POS Terminal | E8 | RVT BC Ratio | 0 | 0 | 0 | 0 | 0 | 0 | 0 | 0 | 0 | 0 | 0 | 0 | 0 | 0 | 0 | 0 | 0 | 0 | 0 | 0 | 0 | 0 | 0 | 0 | 0 | 0 | 0 | 0 | 0 | 0
F4_Commercial_Data Center_New_Office Equipment_Electric_POS Terminal_E9 | F4 | Commercial | Data Center | New | Office Equipment | Electric | POS Terminal | E9 | RVT BC Ratio | 0 | 0 | 0 | 0 | 0 | 0 | 0 | 0 | 0 | 0 | 0 | 0 | 0 | 0 | 0 | 0 | 0 | 0 | 0 | 0 | 0 | 0 | 0 | 0 | 0 | 0 | 0 | 0 | 0 | 0
F4_Commercial_Data Center_New_Office Equipment_Electric_POS Terminal_E10 | F4 | Commercial | Data Center | New | Office Equipment | Electric | POS Terminal | E10 | RVT BC Ratio | 0 | 0 | 0 | 0 | 0 | 0 | 0 | 0 | 0 | 0 | 0 | 0 | 0 | 0 | 0 | 0 | 0 | 0 | 0 | 0 | 0 | 0 | 0 | 0 | 0 | 0 | 0 | 0 | 0 | 0
F5_Commercial_Data Center_New_Office Equipment_Electric_POS Terminal_E1 | F5 | Commercial | Data Center | New | Office Equipment | Electric | POS Terminal | E1 | RIM BC Ratio | 0 | 0 | 0 | 0 | 0 | 0 | 0 | 0 | 0 | 0 | 0 | 0 | 0 | 0 | 0 | 0 | 0 | 0 | 0 | 0 | 0 | 0 | 0 | 0 | 0 | 0 | 0 | 0 | 0 | 0
F5_Commercial_Data Center_New_Office Equipment_Electric_POS Terminal_E2 | F5 | Commercial | Data Center | New | Office Equipment | Electric | POS Terminal | E2 | RIM BC Ratio | 0 | 0 | 0 | 0 | 0 | 0 | 0 | 0 | 0 | 0 | 0 | 0 | 0 | 0 | 0 | 0 | 0 | 0 | 0 | 0 | 0 | 0 | 0 | 0 | 0 | 0 | 0 | 0 | 0 | 0
F5_Commercial_Data Center_New_Office Equipment_Electric_POS Terminal_E3 | F5 | Commercial | Data Center | New | Office Equipment | Electric | POS Terminal | E3 | RIM BC Ratio | 0 | 0 | 0 | 0 | 0 | 0 | 0 | 0 | 0 | 0 | 0 | 0 | 0 | 0 | 0 | 0 | 0 | 0 | 0 | 0 | 0 | 0 | 0 | 0 | 0 | 0 | 0 | 0 | 0 | 0
F5_Commercial_Data Center_New_Office Equipment_Electric_POS Terminal_E4 | F5 | Commercial | Data Center | New | Office Equipment | Electric | POS Terminal | E4 | RIM BC Ratio | 0 | 0 | 0 | 0 | 0 | 0 | 0 | 0 | 0 | 0 | 0 | 0 | 0 | 0 | 0 | 0 | 0 | 0 | 0 | 0 | 0 | 0 | 0 | 0 | 0 | 0 | 0 | 0 | 0 | 0
F5_Commercial_Data Center_New_Office Equipment_Electric_POS Terminal_E5 | F5 | Commercial | Data Center | New | Office Equipment | Electric | POS Terminal | E5 | RIM BC Ratio | 0 | 0 | 0 | 0 | 0 | 0 | 0 | 0 | 0 | 0 | 0 | 0 | 0 | 0 | 0 | 0 | 0 | 0 | 0 | 0 | 0 | 0 | 0 | 0 | 0 | 0 | 0 | 0 | 0 | 0
F5_Commercial_Data Center_New_Office Equipment_Electric_POS Terminal_E6 | F5 | Commercial | Data Center | New | Office Equipment | Electric | POS Terminal | E6 | RIM BC Ratio | 0 | 0 | 0 | 0 | 0 | 0 | 0 | 0 | 0 | 0 | 0 | 0 | 0 | 0 | 0 | 0 | 0 | 0 | 0 | 0 | 0 | 0 | 0 | 0 | 0 | 0 | 0 | 0 | 0 | 0
F5_Commercial_Data Center_New_Office Equipment_Electric_POS Terminal_E7 | F5 | Commercial | Data Center | New | Office Equipment | Electric | POS Terminal | E7 | RIM BC Ratio | 0 | 0 | 0 | 0 | 0 | 0 | 0 | 0 | 0 | 0 | 0 | 0 | 0 | 0 | 0 | 0 | 0 | 0 | 0 | 0 | 0 | 0 | 0 | 0 | 0 | 0 | 0 | 0 | 0 | 0
F5_Commercial_Data Center_New_Office Equipment_Electric_POS Terminal_E8 | F5 | Commercial | Data Center | New | Office Equipment | Electric | POS Terminal | E8 | RIM BC Ratio | 0 | 0 | 0 | 0 | 0 | 0 | 0 | 0 | 0 | 0 | 0 | 0 | 0 | 0 | 0 | 0 | 0 | 0 | 0 | 0 | 0 | 0 | 0 | 0 | 0 | 0 | 0 | 0 | 0 | 0
F5_Commercial_Data Center_New_Office Equipment_Electric_POS Terminal_E9 | F5 | Commercial | Data Center | New | Office Equipment | Electric | POS Terminal | E9 | RIM BC Ratio | 0 | 0 | 0 | 0 | 0 | 0 | 0 | 0 | 0 | 0 | 0 | 0 | 0 | 0 | 0 | 0 | 0 | 0 | 0 | 0 | 0 | 0 | 0 | 0 | 0 | 0 | 0 | 0 | 0 | 0
F5_Commercial_Data Center_New_Office Equipment_Electric_POS Terminal_E10 | F5 | Commercial | Data Center | New | Office Equipment | Electric | POS Terminal | E10 | RIM BC Ratio | 0 | 0 | 0 | 0 | 0 | 0 | 0 | 0 | 0 | 0 | 0 | 0 | 0 | 0 | 0 | 0 | 0 | 0 | 0 | 0 | 0 | 0 | 0 | 0 | 0 | 0 | 0 | 0 | 0 | 0
F0_Commercial_Data Center_New_Miscellaneous_Electric_Non-HVAC Motors_E0 | F0 | Commercial | Data Center | New | Miscellaneous | Electric | Non-HVAC Motors | E0 | Economic Unit | 0 | 0 | 0 | 0 | 0 | 0 | 0 | 0 | 0 | 0 | 0 | 0 | 0 | 0 | 0 | 0 | 0 | 0 | 0 | 0 | 0 | 0 | 0 | 0 | 0 | 0 | 0 | 0 | 0 | 0
F1_Commercial_Data Center_New_Miscellaneous_Electric_Non-HVAC Motors_E1 | F1 | Commercial | Data Center | New | Miscellaneous | Electric | Non-HVAC Motors | E1 | CCE | 0 | 0 | 0 | 0 | 0 | 0 | 0 | 0 | 0 | 0 | 0 | 0 | 0 | 0 | 0 | 0 | 0 | 0 | 0 | 0 | 0 | 0 | 0 | 0 | 0 | 0 | 0 | 0 | 0 | 0
F1_Commercial_Data Center_New_Miscellaneous_Electric_Non-HVAC Motors_E2 | F1 | Commercial | Data Center | New | Miscellaneous | Electric | Non-HVAC Motors | E2 | CCE | 0 | 0 | 0 | 0 | 0 | 0 | 0 | 0 | 0 | 0 | 0 | 0 | 0 | 0 | 0 | 0 | 0 | 0 | 0 | 0 | 0 | 0 | 0 | 0 | 0 | 0 | 0 | 0 | 0 | 0
F1_Commercial_Data Center_New_Miscellaneous_Electric_Non-HVAC Motors_E3 | F1 | Commercial | Data Center | New | Miscellaneous | Electric | Non-HVAC Motors | E3 | CCE | 0 | 0 | 0 | 0 | 0 | 0 | 0 | 0 | 0 | 0 | 0 | 0 | 0 | 0 | 0 | 0 | 0 | 0 | 0 | 0 | 0 | 0 | 0 | 0 | 0 | 0 | 0 | 0 | 0 | 0
F1_Commercial_Data Center_New_Miscellaneous_Electric_Non-HVAC Motors_E4 | F1 | Commercial | Data Center | New | Miscellaneous | Electric | Non-HVAC Motors | E4 | CCE | 0 | 0 | 0 | 0 | 0 | 0 | 0 | 0 | 0 | 0 | 0 | 0 | 0 | 0 | 0 | 0 | 0 | 0 | 0 | 0 | 0 | 0 | 0 | 0 | 0 | 0 | 0 | 0 | 0 | 0
F1_Commercial_Data Center_New_Miscellaneous_Electric_Non-HVAC Motors_E5 | F1 | Commercial | Data Center | New | Miscellaneous | Electric | Non-HVAC Motors | E5 | CCE | 0 | 0 | 0 | 0 | 0 | 0 | 0 | 0 | 0 | 0 | 0 | 0 | 0 | 0 | 0 | 0 | 0 | 0 | 0 | 0 | 0 | 0 | 0 | 0 | 0 | 0 | 0 | 0 | 0 | 0
F1_Commercial_Data Center_New_Miscellaneous_Electric_Non-HVAC Motors_E6 | F1 | Commercial | Data Center | New | Miscellaneous | Electric | Non-HVAC Motors | E6 | CCE | 0 | 0 | 0 | 0 | 0 | 0 | 0 | 0 | 0 | 0 | 0 | 0 | 0 | 0 | 0 | 0 | 0 | 0 | 0 | 0 | 0 | 0 | 0 | 0 | 0 | 0 | 0 | 0 | 0 | 0
F1_Commercial_Data Center_New_Miscellaneous_Electric_Non-HVAC Motors_E7 | F1 | Commercial | Data Center | New | Miscellaneous | Electric | Non-HVAC Motors | E7 | CCE | 0 | 0 | 0 | 0 | 0 | 0 | 0 | 0 | 0 | 0 | 0 | 0 | 0 | 0 | 0 | 0 | 0 | 0 | 0 | 0 | 0 | 0 | 0 | 0 | 0 | 0 | 0 | 0 | 0 | 0
F1_Commercial_Data Center_New_Miscellaneous_Electric_Non-HVAC Motors_E8 | F1 | Commercial | Data Center | New | Miscellaneous | Electric | Non-HVAC Motors | E8 | CCE | 0 | 0 | 0 | 0 | 0 | 0 | 0 | 0 | 0 | 0 | 0 | 0 | 0 | 0 | 0 | 0 | 0 | 0 | 0 | 0 | 0 | 0 | 0 | 0 | 0 | 0 | 0 | 0 | 0 | 0
F1_Commercial_Data Center_New_Miscellaneous_Electric_Non-HVAC Motors_E9 | F1 | Commercial | Data Center | New | Miscellaneous | Electric | Non-HVAC Motors | E9 | CCE | 0 | 0 | 0 | 0 | 0 | 0 | 0 | 0 | 0 | 0 | 0 | 0 | 0 | 0 | 0 | 0 | 0 | 0 | 0 | 0 | 0 | 0 | 0 | 0 | 0 | 0 | 0 | 0 | 0 | 0
F1_Commercial_Data Center_New_Miscellaneous_Electric_Non-HVAC Motors_E10 | F1 | Commercial | Data Center | New | Miscellaneous | Electric | Non-HVAC Motors | E10 | CCE | 0 | 0 | 0 | 0 | 0 | 0 | 0 | 0 | 0 | 0 | 0 | 0 | 0 | 0 | 0 | 0 | 0 | 0 | 0 | 0 | 0 | 0 | 0 | 0 | 0 | 0 | 0 | 0 | 0 | 0
F2_Commercial_Data Center_New_Miscellaneous_Electric_Non-HVAC Motors_E1 | F2 | Commercial | Data Center | New | Miscellaneous | Electric | Non-HVAC Motors | E1 | TRC BC Ratio | 0 | 0 | 0 | 0 | 0 | 0 | 0 | 0 | 0 | 0 | 0 | 0 | 0 | 0 | 0 | 0 | 0 | 0 | 0 | 0 | 0 | 0 | 0 | 0 | 0 | 0 | 0 | 0 | 0 | 0
F2_Commercial_Data Center_New_Miscellaneous_Electric_Non-HVAC Motors_E2 | F2 | Commercial | Data Center | New | Miscellaneous | Electric | Non-HVAC Motors | E2 | TRC BC Ratio | 0 | 0 | 0 | 0 | 0 | 0 | 0 | 0 | 0 | 0 | 0 | 0 | 0 | 0 | 0 | 0 | 0 | 0 | 0 | 0 | 0 | 0 | 0 | 0 | 0 | 0 | 0 | 0 | 0 | 0
F2_Commercial_Data Center_New_Miscellaneous_Electric_Non-HVAC Motors_E3 | F2 | Commercial | Data Center | New | Miscellaneous | Electric | Non-HVAC Motors | E3 | TRC BC Ratio | 0 | 0 | 0 | 0 | 0 | 0 | 0 | 0 | 0 | 0 | 0 | 0 | 0 | 0 | 0 | 0 | 0 | 0 | 0 | 0 | 0 | 0 | 0 | 0 | 0 | 0 | 0 | 0 | 0 | 0
F2_Commercial_Data Center_New_Miscellaneous_Electric_Non-HVAC Motors_E4 | F2 | Commercial | Data Center | New | Miscellaneous | Electric | Non-HVAC Motors | E4 | TRC BC Ratio | 0 | 0 | 0 | 0 | 0 | 0 | 0 | 0 | 0 | 0 | 0 | 0 | 0 | 0 | 0 | 0 | 0 | 0 | 0 | 0 | 0 | 0 | 0 | 0 | 0 | 0 | 0 | 0 | 0 | 0
F2_Commercial_Data Center_New_Miscellaneous_Electric_Non-HVAC Motors_E5 | F2 | Commercial | Data Center | New | Miscellaneous | Electric | Non-HVAC Motors | E5 | TRC BC Ratio | 0 | 0 | 0 | 0 | 0 | 0 | 0 | 0 | 0 | 0 | 0 | 0 | 0 | 0 | 0 | 0 | 0 | 0 | 0 | 0 | 0 | 0 | 0 | 0 | 0 | 0 | 0 | 0 | 0 | 0
F2_Commercial_Data Center_New_Miscellaneous_Electric_Non-HVAC Motors_E6 | F2 | Commercial | Data Center | New | Miscellaneous | Electric | Non-HVAC Motors | E6 | TRC BC Ratio | 0 | 0 | 0 | 0 | 0 | 0 | 0 | 0 | 0 | 0 | 0 | 0 | 0 | 0 | 0 | 0 | 0 | 0 | 0 | 0 | 0 | 0 | 0 | 0 | 0 | 0 | 0 | 0 | 0 | 0
F2_Commercial_Data Center_New_Miscellaneous_Electric_Non-HVAC Motors_E7 | F2 | Commercial | Data Center | New | Miscellaneous | Electric | Non-HVAC Motors | E7 | TRC BC Ratio | 0 | 0 | 0 | 0 | 0 | 0 | 0 | 0 | 0 | 0 | 0 | 0 | 0 | 0 | 0 | 0 | 0 | 0 | 0 | 0 | 0 | 0 | 0 | 0 | 0 | 0 | 0 | 0 | 0 | 0
F2_Commercial_Data Center_New_Miscellaneous_Electric_Non-HVAC Motors_E8 | F2 | Commercial | Data Center | New | Miscellaneous | Electric | Non-HVAC Motors | E8 | TRC BC Ratio | 0 | 0 | 0 | 0 | 0 | 0 | 0 | 0 | 0 | 0 | 0 | 0 | 0 | 0 | 0 | 0 | 0 | 0 | 0 | 0 | 0 | 0 | 0 | 0 | 0 | 0 | 0 | 0 | 0 | 0
F2_Commercial_Data Center_New_Miscellaneous_Electric_Non-HVAC Motors_E9 | F2 | Commercial | Data Center | New | Miscellaneous | Electric | Non-HVAC Motors | E9 | TRC BC Ratio | 0 | 0 | 0 | 0 | 0 | 0 | 0 | 0 | 0 | 0 | 0 | 0 | 0 | 0 | 0 | 0 | 0 | 0 | 0 | 0 | 0 | 0 | 0 | 0 | 0 | 0 | 0 | 0 | 0 | 0
F2_Commercial_Data Center_New_Miscellaneous_Electric_Non-HVAC Motors_E10 | F2 | Commercial | Data Center | New | Miscellaneous | Electric | Non-HVAC Motors | E10 | TRC BC Ratio | 0 | 0 | 0 | 0 | 0 | 0 | 0 | 0 | 0 | 0 | 0 | 0 | 0 | 0 | 0 | 0 | 0 | 0 | 0 | 0 | 0 | 0 | 0 | 0 | 0 | 0 | 0 | 0 | 0 | 0
F3_Commercial_Data Center_New_Miscellaneous_Electric_Non-HVAC Motors_E1 | F3 | Commercial | Data Center | New | Miscellaneous | Electric | Non-HVAC Motors | E1 | PACT BC Ratio | 0 | 0 | 0 | 0 | 0 | 0 | 0 | 0 | 0 | 0 | 0 | 0 | 0 | 0 | 0 | 0 | 0 | 0 | 0 | 0 | 0 | 0 | 0 | 0 | 0 | 0 | 0 | 0 | 0 | 0
F3_Commercial_Data Center_New_Miscellaneous_Electric_Non-HVAC Motors_E2 | F3 | Commercial | Data Center | New | Miscellaneous | Electric | Non-HVAC Motors | E2 | PACT BC Ratio | 0 | 0 | 0 | 0 | 0 | 0 | 0 | 0 | 0 | 0 | 0 | 0 | 0 | 0 | 0 | 0 | 0 | 0 | 0 | 0 | 0 | 0 | 0 | 0 | 0 | 0 | 0 | 0 | 0 | 0
F3_Commercial_Data Center_New_Miscellaneous_Electric_Non-HVAC Motors_E3 | F3 | Commercial | Data Center | New | Miscellaneous | Electric | Non-HVAC Motors | E3 | PACT BC Ratio | 0 | 0 | 0 | 0 | 0 | 0 | 0 | 0 | 0 | 0 | 0 | 0 | 0 | 0 | 0 | 0 | 0 | 0 | 0 | 0 | 0 | 0 | 0 | 0 | 0 | 0 | 0 | 0 | 0 | 0
F3_Commercial_Data Center_New_Miscellaneous_Electric_Non-HVAC Motors_E4 | F3 | Commercial | Data Center | New | Miscellaneous | Electric | Non-HVAC Motors | E4 | PACT BC Ratio | 0 | 0 | 0 | 0 | 0 | 0 | 0 | 0 | 0 | 0 | 0 | 0 | 0 | 0 | 0 | 0 | 0 | 0 | 0 | 0 | 0 | 0 | 0 | 0 | 0 | 0 | 0 | 0 | 0 | 0
F3_Commercial_Data Center_New_Miscellaneous_Electric_Non-HVAC Motors_E5 | F3 | Commercial | Data Center | New | Miscellaneous | Electric | Non-HVAC Motors | E5 | PACT BC Ratio | 0 | 0 | 0 | 0 | 0 | 0 | 0 | 0 | 0 | 0 | 0 | 0 | 0 | 0 | 0 | 0 | 0 | 0 | 0 | 0 | 0 | 0 | 0 | 0 | 0 | 0 | 0 | 0 | 0 | 0
F3_Commercial_Data Center_New_Miscellaneous_Electric_Non-HVAC Motors_E6 | F3 | Commercial | Data Center | New | Miscellaneous | Electric | Non-HVAC Motors | E6 | PACT BC Ratio | 0 | 0 | 0 | 0 | 0 | 0 | 0 | 0 | 0 | 0 | 0 | 0 | 0 | 0 | 0 | 0 | 0 | 0 | 0 | 0 | 0 | 0 | 0 | 0 | 0 | 0 | 0 | 0 | 0 | 0
F3_Commercial_Data Center_New_Miscellaneous_Electric_Non-HVAC Motors_E7 | F3 | Commercial | Data Center | New | Miscellaneous | Electric | Non-HVAC Motors | E7 | PACT BC Ratio | 0 | 0 | 0 | 0 | 0 | 0 | 0 | 0 | 0 | 0 | 0 | 0 | 0 | 0 | 0 | 0 | 0 | 0 | 0 | 0 | 0 | 0 | 0 | 0 | 0 | 0 | 0 | 0 | 0 | 0
F3_Commercial_Data Center_New_Miscellaneous_Electric_Non-HVAC Motors_E8 | F3 | Commercial | Data Center | New | Miscellaneous | Electric | Non-HVAC Motors | E8 | PACT BC Ratio | 0 | 0 | 0 | 0 | 0 | 0 | 0 | 0 | 0 | 0 | 0 | 0 | 0 | 0 | 0 | 0 | 0 | 0 | 0 | 0 | 0 | 0 | 0 | 0 | 0 | 0 | 0 | 0 | 0 | 0
F3_Commercial_Data Center_New_Miscellaneous_Electric_Non-HVAC Motors_E9 | F3 | Commercial | Data Center | New | Miscellaneous | Electric | Non-HVAC Motors | E9 | PACT BC Ratio | 0 | 0 | 0 | 0 | 0 | 0 | 0 | 0 | 0 | 0 | 0 | 0 | 0 | 0 | 0 | 0 | 0 | 0 | 0 | 0 | 0 | 0 | 0 | 0 | 0 | 0 | 0 | 0 | 0 | 0
F3_Commercial_Data Center_New_Miscellaneous_Electric_Non-HVAC Motors_E10 | F3 | Commercial | Data Center | New | Miscellaneous | Electric | Non-HVAC Motors | E10 | PACT BC Ratio | 0 | 0 | 0 | 0 | 0 | 0 | 0 | 0 | 0 | 0 | 0 | 0 | 0 | 0 | 0 | 0 | 0 | 0 | 0 | 0 | 0 | 0 | 0 | 0 | 0 | 0 | 0 | 0 | 0 | 0
F4_Commercial_Data Center_New_Miscellaneous_Electric_Non-HVAC Motors_E1 | F4 | Commercial | Data Center | New | Miscellaneous | Electric | Non-HVAC Motors | E1 | RVT BC Ratio | 0 | 0 | 0 | 0 | 0 | 0 | 0 | 0 | 0 | 0 | 0 | 0 | 0 | 0 | 0 | 0 | 0 | 0 | 0 | 0 | 0 | 0 | 0 | 0 | 0 | 0 | 0 | 0 | 0 | 0
F4_Commercial_Data Center_New_Miscellaneous_Electric_Non-HVAC Motors_E2 | F4 | Commercial | Data Center | New | Miscellaneous | Electric | Non-HVAC Motors | E2 | RVT BC Ratio | 0 | 0 | 0 | 0 | 0 | 0 | 0 | 0 | 0 | 0 | 0 | 0 | 0 | 0 | 0 | 0 | 0 | 0 | 0 | 0 | 0 | 0 | 0 | 0 | 0 | 0 | 0 | 0 | 0 | 0
F4_Commercial_Data Center_New_Miscellaneous_Electric_Non-HVAC Motors_E3 | F4 | Commercial | Data Center | New | Miscellaneous | Electric | Non-HVAC Motors | E3 | RVT BC Ratio | 0 | 0 | 0 | 0 | 0 | 0 | 0 | 0 | 0 | 0 | 0 | 0 | 0 | 0 | 0 | 0 | 0 | 0 | 0 | 0 | 0 | 0 | 0 | 0 | 0 | 0 | 0 | 0 | 0 | 0
F4_Commercial_Data Center_New_Miscellaneous_Electric_Non-HVAC Motors_E4 | F4 | Commercial | Data Center | New | Miscellaneous | Electric | Non-HVAC Motors | E4 | RVT BC Ratio | 0 | 0 | 0 | 0 | 0 | 0 | 0 | 0 | 0 | 0 | 0 | 0 | 0 | 0 | 0 | 0 | 0 | 0 | 0 | 0 | 0 | 0 | 0 | 0 | 0 | 0 | 0 | 0 | 0 | 0
F4_Commercial_Data Center_New_Miscellaneous_Electric_Non-HVAC Motors_E5 | F4 | Commercial | Data Center | New | Miscellaneous | Electric | Non-HVAC Motors | E5 | RVT BC Ratio | 0 | 0 | 0 | 0 | 0 | 0 | 0 | 0 | 0 | 0 | 0 | 0 | 0 | 0 | 0 | 0 | 0 | 0 | 0 | 0 | 0 | 0 | 0 | 0 | 0 | 0 | 0 | 0 | 0 | 0
F4_Commercial_Data Center_New_Miscellaneous_Electric_Non-HVAC Motors_E6 | F4 | Commercial | Data Center | New | Miscellaneous | Electric | Non-HVAC Motors | E6 | RVT BC Ratio | 0 | 0 | 0 | 0 | 0 | 0 | 0 | 0 | 0 | 0 | 0 | 0 | 0 | 0 | 0 | 0 | 0 | 0 | 0 | 0 | 0 | 0 | 0 | 0 | 0 | 0 | 0 | 0 | 0 | 0
F4_Commercial_Data Center_New_Miscellaneous_Electric_Non-HVAC Motors_E7 | F4 | Commercial | Data Center | New | Miscellaneous | Electric | Non-HVAC Motors | E7 | RVT BC Ratio | 0 | 0 | 0 | 0 | 0 | 0 | 0 | 0 | 0 | 0 | 0 | 0 | 0 | 0 | 0 | 0 | 0 | 0 | 0 | 0 | 0 | 0 | 0 | 0 | 0 | 0 | 0 | 0 | 0 | 0
F4_Commercial_Data Center_New_Miscellaneous_Electric_Non-HVAC Motors_E8 | F4 | Commercial | Data Center | New | Miscellaneous | Electric | Non-HVAC Motors | E8 | RVT BC Ratio | 0 | 0 | 0 | 0 | 0 | 0 | 0 | 0 | 0 | 0 | 0 | 0 | 0 | 0 | 0 | 0 | 0 | 0 | 0 | 0 | 0 | 0 | 0 | 0 | 0 | 0 | 0 | 0 | 0 | 0
F4_Commercial_Data Center_New_Miscellaneous_Electric_Non-HVAC Motors_E9 | F4 | Commercial | Data Center | New | Miscellaneous | Electric | Non-HVAC Motors | E9 | RVT BC Ratio | 0 | 0 | 0 | 0 | 0 | 0 | 0 | 0 | 0 | 0 | 0 | 0 | 0 | 0 | 0 | 0 | 0 | 0 | 0 | 0 | 0 | 0 | 0 | 0 | 0 | 0 | 0 | 0 | 0 | 0
F4_Commercial_Data Center_New_Miscellaneous_Electric_Non-HVAC Motors_E10 | F4 | Commercial | Data Center | New | Miscellaneous | Electric | Non-HVAC Motors | E10 | RVT BC Ratio | 0 | 0 | 0 | 0 | 0 | 0 | 0 | 0 | 0 | 0 | 0 | 0 | 0 | 0 | 0 | 0 | 0 | 0 | 0 | 0 | 0 | 0 | 0 | 0 | 0 | 0 | 0 | 0 | 0 | 0
F5_Commercial_Data Center_New_Miscellaneous_Electric_Non-HVAC Motors_E1 | F5 | Commercial | Data Center | New | Miscellaneous | Electric | Non-HVAC Motors | E1 | RIM BC Ratio | 0 | 0 | 0 | 0 | 0 | 0 | 0 | 0 | 0 | 0 | 0 | 0 | 0 | 0 | 0 | 0 | 0 | 0 | 0 | 0 | 0 | 0 | 0 | 0 | 0 | 0 | 0 | 0 | 0 | 0
F5_Commercial_Data Center_New_Miscellaneous_Electric_Non-HVAC Motors_E2 | F5 | Commercial | Data Center | New | Miscellaneous | Electric | Non-HVAC Motors | E2 | RIM BC Ratio | 0 | 0 | 0 | 0 | 0 | 0 | 0 | 0 | 0 | 0 | 0 | 0 | 0 | 0 | 0 | 0 | 0 | 0 | 0 | 0 | 0 | 0 | 0 | 0 | 0 | 0 | 0 | 0 | 0 | 0
F5_Commercial_Data Center_New_Miscellaneous_Electric_Non-HVAC Motors_E3 | F5 | Commercial | Data Center | New | Miscellaneous | Electric | Non-HVAC Motors | E3 | RIM BC Ratio | 0 | 0 | 0 | 0 | 0 | 0 | 0 | 0 | 0 | 0 | 0 | 0 | 0 | 0 | 0 | 0 | 0 | 0 | 0 | 0 | 0 | 0 | 0 | 0 | 0 | 0 | 0 | 0 | 0 | 0
F5_Commercial_Data Center_New_Miscellaneous_Electric_Non-HVAC Motors_E4 | F5 | Commercial | Data Center | New | Miscellaneous | Electric | Non-HVAC Motors | E4 | RIM BC Ratio | 0 | 0 | 0 | 0 | 0 | 0 | 0 | 0 | 0 | 0 | 0 | 0 | 0 | 0 | 0 | 0 | 0 | 0 | 0 | 0 | 0 | 0 | 0 | 0 | 0 | 0 | 0 | 0 | 0 | 0
F5_Commercial_Data Center_New_Miscellaneous_Electric_Non-HVAC Motors_E5 | F5 | Commercial | Data Center | New | Miscellaneous | Electric | Non-HVAC Motors | E5 | RIM BC Ratio | 0 | 0 | 0 | 0 | 0 | 0 | 0 | 0 | 0 | 0 | 0 | 0 | 0 | 0 | 0 | 0 | 0 | 0 | 0 | 0 | 0 | 0 | 0 | 0 | 0 | 0 | 0 | 0 | 0 | 0
F5_Commercial_Data Center_New_Miscellaneous_Electric_Non-HVAC Motors_E6 | F5 | Commercial | Data Center | New | Miscellaneous | Electric | Non-HVAC Motors | E6 | RIM BC Ratio | 0 | 0 | 0 | 0 | 0 | 0 | 0 | 0 | 0 | 0 | 0 | 0 | 0 | 0 | 0 | 0 | 0 | 0 | 0 | 0 | 0 | 0 | 0 | 0 | 0 | 0 | 0 | 0 | 0 | 0
F5_Commercial_Data Center_New_Miscellaneous_Electric_Non-HVAC Motors_E7 | F5 | Commercial | Data Center | New | Miscellaneous | Electric | Non-HVAC Motors | E7 | RIM BC Ratio | 0 | 0 | 0 | 0 | 0 | 0 | 0 | 0 | 0 | 0 | 0 | 0 | 0 | 0 | 0 | 0 | 0 | 0 | 0 | 0 | 0 | 0 | 0 | 0 | 0 | 0 | 0 | 0 | 0 | 0
F5_Commercial_Data Center_New_Miscellaneous_Electric_Non-HVAC Motors_E8 | F5 | Commercial | Data Center | New | Miscellaneous | Electric | Non-HVAC Motors | E8 | RIM BC Ratio | 0 | 0 | 0 | 0 | 0 | 0 | 0 | 0 | 0 | 0 | 0 | 0 | 0 | 0 | 0 | 0 | 0 | 0 | 0 | 0 | 0 | 0 | 0 | 0 | 0 | 0 | 0 | 0 | 0 | 0
F5_Commercial_Data Center_New_Miscellaneous_Electric_Non-HVAC Motors_E9 | F5 | Commercial | Data Center | New | Miscellaneous | Electric | Non-HVAC Motors | E9 | RIM BC Ratio | 0 | 0 | 0 | 0 | 0 | 0 | 0 | 0 | 0 | 0 | 0 | 0 | 0 | 0 | 0 | 0 | 0 | 0 | 0 | 0 | 0 | 0 | 0 | 0 | 0 | 0 | 0 | 0 | 0 | 0
F5_Commercial_Data Center_New_Miscellaneous_Electric_Non-HVAC Motors_E10 | F5 | Commercial | Data Center | New | Miscellaneous | Electric | Non-HVAC Motors | E10 | RIM BC Ratio | 0 | 0 | 0 | 0 | 0 | 0 | 0 | 0 | 0 | 0 | 0 | 0 | 0 | 0 | 0 | 0 | 0 | 0 | 0 | 0 | 0 | 0 | 0 | 0 | 0 | 0 | 0 | 0 | 0 | 0
F0_Commercial_Data Center_New_Miscellaneous_Electric_Pool Pump_E0 | F0 | Commercial | Data Center | New | Miscellaneous | Electric | Pool Pump | E0 | Economic Unit | 0 | 0 | 0 | 0 | 0 | 0 | 0 | 0 | 0 | 0 | 0 | 0 | 0 | 0 | 0 | 0 | 0 | 0 | 0 | 0 | 0 | 0 | 0 | 0 | 0 | 0 | 0 | 0 | 0 | 0
F1_Commercial_Data Center_New_Miscellaneous_Electric_Pool Pump_E1 | F1 | Commercial | Data Center | New | Miscellaneous | Electric | Pool Pump | E1 | CCE | 0 | 0 | 0 | 0 | 0 | 0 | 0 | 0 | 0 | 0 | 0 | 0 | 0 | 0 | 0 | 0 | 0 | 0 | 0 | 0 | 0 | 0 | 0 | 0 | 0 | 0 | 0 | 0 | 0 | 0
F1_Commercial_Data Center_New_Miscellaneous_Electric_Pool Pump_E2 | F1 | Commercial | Data Center | New | Miscellaneous | Electric | Pool Pump | E2 | CCE | 0 | 0 | 0 | 0 | 0 | 0 | 0 | 0 | 0 | 0 | 0 | 0 | 0 | 0 | 0 | 0 | 0 | 0 | 0 | 0 | 0 | 0 | 0 | 0 | 0 | 0 | 0 | 0 | 0 | 0
F1_Commercial_Data Center_New_Miscellaneous_Electric_Pool Pump_E3 | F1 | Commercial | Data Center | New | Miscellaneous | Electric | Pool Pump | E3 | CCE | 0 | 0 | 0 | 0 | 0 | 0 | 0 | 0 | 0 | 0 | 0 | 0 | 0 | 0 | 0 | 0 | 0 | 0 | 0 | 0 | 0 | 0 | 0 | 0 | 0 | 0 | 0 | 0 | 0 | 0
F1_Commercial_Data Center_New_Miscellaneous_Electric_Pool Pump_E4 | F1 | Commercial | Data Center | New | Miscellaneous | Electric | Pool Pump | E4 | CCE | 0 | 0 | 0 | 0 | 0 | 0 | 0 | 0 | 0 | 0 | 0 | 0 | 0 | 0 | 0 | 0 | 0 | 0 | 0 | 0 | 0 | 0 | 0 | 0 | 0 | 0 | 0 | 0 | 0 | 0
F1_Commercial_Data Center_New_Miscellaneous_Electric_Pool Pump_E5 | F1 | Commercial | Data Center | New | Miscellaneous | Electric | Pool Pump | E5 | CCE | 0 | 0 | 0 | 0 | 0 | 0 | 0 | 0 | 0 | 0 | 0 | 0 | 0 | 0 | 0 | 0 | 0 | 0 | 0 | 0 | 0 | 0 | 0 | 0 | 0 | 0 | 0 | 0 | 0 | 0
F1_Commercial_Data Center_New_Miscellaneous_Electric_Pool Pump_E6 | F1 | Commercial | Data Center | New | Miscellaneous | Electric | Pool Pump | E6 | CCE | 0 | 0 | 0 | 0 | 0 | 0 | 0 | 0 | 0 | 0 | 0 | 0 | 0 | 0 | 0 | 0 | 0 | 0 | 0 | 0 | 0 | 0 | 0 | 0 | 0 | 0 | 0 | 0 | 0 | 0
F1_Commercial_Data Center_New_Miscellaneous_Electric_Pool Pump_E7 | F1 | Commercial | Data Center | New | Miscellaneous | Electric | Pool Pump | E7 | CCE | 0 | 0 | 0 | 0 | 0 | 0 | 0 | 0 | 0 | 0 | 0 | 0 | 0 | 0 | 0 | 0 | 0 | 0 | 0 | 0 | 0 | 0 | 0 | 0 | 0 | 0 | 0 | 0 | 0 | 0
F1_Commercial_Data Center_New_Miscellaneous_Electric_Pool Pump_E8 | F1 | Commercial | Data Center | New | Miscellaneous | Electric | Pool Pump | E8 | CCE | 0 | 0 | 0 | 0 | 0 | 0 | 0 | 0 | 0 | 0 | 0 | 0 | 0 | 0 | 0 | 0 | 0 | 0 | 0 | 0 | 0 | 0 | 0 | 0 | 0 | 0 | 0 | 0 | 0 | 0
F1_Commercial_Data Center_New_Miscellaneous_Electric_Pool Pump_E9 | F1 | Commercial | Data Center | New | Miscellaneous | Electric | Pool Pump | E9 | CCE | 0 | 0 | 0 | 0 | 0 | 0 | 0 | 0 | 0 | 0 | 0 | 0 | 0 | 0 | 0 | 0 | 0 | 0 | 0 | 0 | 0 | 0 | 0 | 0 | 0 | 0 | 0 | 0 | 0 | 0
F1_Commercial_Data Center_New_Miscellaneous_Electric_Pool Pump_E10 | F1 | Commercial | Data Center | New | Miscellaneous | Electric | Pool Pump | E10 | CCE | 0 | 0 | 0 | 0 | 0 | 0 | 0 | 0 | 0 | 0 | 0 | 0 | 0 | 0 | 0 | 0 | 0 | 0 | 0 | 0 | 0 | 0 | 0 | 0 | 0 | 0 | 0 | 0 | 0 | 0
F2_Commercial_Data Center_New_Miscellaneous_Electric_Pool Pump_E1 | F2 | Commercial | Data Center | New | Miscellaneous | Electric | Pool Pump | E1 | TRC BC Ratio | 0 | 0 | 0 | 0 | 0 | 0 | 0 | 0 | 0 | 0 | 0 | 0 | 0 | 0 | 0 | 0 | 0 | 0 | 0 | 0 | 0 | 0 | 0 | 0 | 0 | 0 | 0 | 0 | 0 | 0
F2_Commercial_Data Center_New_Miscellaneous_Electric_Pool Pump_E2 | F2 | Commercial | Data Center | New | Miscellaneous | Electric | Pool Pump | E2 | TRC BC Ratio | 0 | 0 | 0 | 0 | 0 | 0 | 0 | 0 | 0 | 0 | 0 | 0 | 0 | 0 | 0 | 0 | 0 | 0 | 0 | 0 | 0 | 0 | 0 | 0 | 0 | 0 | 0 | 0 | 0 | 0
F2_Commercial_Data Center_New_Miscellaneous_Electric_Pool Pump_E3 | F2 | Commercial | Data Center | New | Miscellaneous | Electric | Pool Pump | E3 | TRC BC Ratio | 0 | 0 | 0 | 0 | 0 | 0 | 0 | 0 | 0 | 0 | 0 | 0 | 0 | 0 | 0 | 0 | 0 | 0 | 0 | 0 | 0 | 0 | 0 | 0 | 0 | 0 | 0 | 0 | 0 | 0
F2_Commercial_Data Center_New_Miscellaneous_Electric_Pool Pump_E4 | F2 | Commercial | Data Center | New | Miscellaneous | Electric | Pool Pump | E4 | TRC BC Ratio | 0 | 0 | 0 | 0 | 0 | 0 | 0 | 0 | 0 | 0 | 0 | 0 | 0 | 0 | 0 | 0 | 0 | 0 | 0 | 0 | 0 | 0 | 0 | 0 | 0 | 0 | 0 | 0 | 0 | 0
F2_Commercial_Data Center_New_Miscellaneous_Electric_Pool Pump_E5 | F2 | Commercial | Data Center | New | Miscellaneous | Electric | Pool Pump | E5 | TRC BC Ratio | 0 | 0 | 0 | 0 | 0 | 0 | 0 | 0 | 0 | 0 | 0 | 0 | 0 | 0 | 0 | 0 | 0 | 0 | 0 | 0 | 0 | 0 | 0 | 0 | 0 | 0 | 0 | 0 | 0 | 0
F2_Commercial_Data Center_New_Miscellaneous_Electric_Pool Pump_E6 | F2 | Commercial | Data Center | New | Miscellaneous | Electric | Pool Pump | E6 | TRC BC Ratio | 0 | 0 | 0 | 0 | 0 | 0 | 0 | 0 | 0 | 0 | 0 | 0 | 0 | 0 | 0 | 0 | 0 | 0 | 0 | 0 | 0 | 0 | 0 | 0 | 0 | 0 | 0 | 0 | 0 | 0
F2_Commercial_Data Center_New_Miscellaneous_Electric_Pool Pump_E7 | F2 | Commercial | Data Center | New | Miscellaneous | Electric | Pool Pump | E7 | TRC BC Ratio | 0 | 0 | 0 | 0 | 0 | 0 | 0 | 0 | 0 | 0 | 0 | 0 | 0 | 0 | 0 | 0 | 0 | 0 | 0 | 0 | 0 | 0 | 0 | 0 | 0 | 0 | 0 | 0 | 0 | 0
F2_Commercial_Data Center_New_Miscellaneous_Electric_Pool Pump_E8 | F2 | Commercial | Data Center | New | Miscellaneous | Electric | Pool Pump | E8 | TRC BC Ratio | 0 | 0 | 0 | 0 | 0 | 0 | 0 | 0 | 0 | 0 | 0 | 0 | 0 | 0 | 0 | 0 | 0 | 0 | 0 | 0 | 0 | 0 | 0 | 0 | 0 | 0 | 0 | 0 | 0 | 0
F2_Commercial_Data Center_New_Miscellaneous_Electric_Pool Pump_E9 | F2 | Commercial | Data Center | New | Miscellaneous | Electric | Pool Pump | E9 | TRC BC Ratio | 0 | 0 | 0 | 0 | 0 | 0 | 0 | 0 | 0 | 0 | 0 | 0 | 0 | 0 | 0 | 0 | 0 | 0 | 0 | 0 | 0 | 0 | 0 | 0 | 0 | 0 | 0 | 0 | 0 | 0
F2_Commercial_Data Center_New_Miscellaneous_Electric_Pool Pump_E10 | F2 | Commercial | Data Center | New | Miscellaneous | Electric | Pool Pump | E10 | TRC BC Ratio | 0 | 0 | 0 | 0 | 0 | 0 | 0 | 0 | 0 | 0 | 0 | 0 | 0 | 0 | 0 | 0 | 0 | 0 | 0 | 0 | 0 | 0 | 0 | 0 | 0 | 0 | 0 | 0 | 0 | 0
F3_Commercial_Data Center_New_Miscellaneous_Electric_Pool Pump_E1 | F3 | Commercial | Data Center | New | Miscellaneous | Electric | Pool Pump | E1 | PACT BC Ratio | 0 | 0 | 0 | 0 | 0 | 0 | 0 | 0 | 0 | 0 | 0 | 0 | 0 | 0 | 0 | 0 | 0 | 0 | 0 | 0 | 0 | 0 | 0 | 0 | 0 | 0 | 0 | 0 | 0 | 0
F3_Commercial_Data Center_New_Miscellaneous_Electric_Pool Pump_E2 | F3 | Commercial | Data Center | New | Miscellaneous | Electric | Pool Pump | E2 | PACT BC Ratio | 0 | 0 | 0 | 0 | 0 | 0 | 0 | 0 | 0 | 0 | 0 | 0 | 0 | 0 | 0 | 0 | 0 | 0 | 0 | 0 | 0 | 0 | 0 | 0 | 0 | 0 | 0 | 0 | 0 | 0
F3_Commercial_Data Center_New_Miscellaneous_Electric_Pool Pump_E3 | F3 | Commercial | Data Center | New | Miscellaneous | Electric | Pool Pump | E3 | PACT BC Ratio | 0 | 0 | 0 | 0 | 0 | 0 | 0 | 0 | 0 | 0 | 0 | 0 | 0 | 0 | 0 | 0 | 0 | 0 | 0 | 0 | 0 | 0 | 0 | 0 | 0 | 0 | 0 | 0 | 0 | 0
F3_Commercial_Data Center_New_Miscellaneous_Electric_Pool Pump_E4 | F3 | Commercial | Data Center | New | Miscellaneous | Electric | Pool Pump | E4 | PACT BC Ratio | 0 | 0 | 0 | 0 | 0 | 0 | 0 | 0 | 0 | 0 | 0 | 0 | 0 | 0 | 0 | 0 | 0 | 0 | 0 | 0 | 0 | 0 | 0 | 0 | 0 | 0 | 0 | 0 | 0 | 0
F3_Commercial_Data Center_New_Miscellaneous_Electric_Pool Pump_E5 | F3 | Commercial | Data Center | New | Miscellaneous | Electric | Pool Pump | E5 | PACT BC Ratio | 0 | 0 | 0 | 0 | 0 | 0 | 0 | 0 | 0 | 0 | 0 | 0 | 0 | 0 | 0 | 0 | 0 | 0 | 0 | 0 | 0 | 0 | 0 | 0 | 0 | 0 | 0 | 0 | 0 | 0
F3_Commercial_Data Center_New_Miscellaneous_Electric_Pool Pump_E6 | F3 | Commercial | Data Center | New | Miscellaneous | Electric | Pool Pump | E6 | PACT BC Ratio | 0 | 0 | 0 | 0 | 0 | 0 | 0 | 0 | 0 | 0 | 0 | 0 | 0 | 0 | 0 | 0 | 0 | 0 | 0 | 0 | 0 | 0 | 0 | 0 | 0 | 0 | 0 | 0 | 0 | 0
F3_Commercial_Data Center_New_Miscellaneous_Electric_Pool Pump_E7 | F3 | Commercial | Data Center | New | Miscellaneous | Electric | Pool Pump | E7 | PACT BC Ratio | 0 | 0 | 0 | 0 | 0 | 0 | 0 | 0 | 0 | 0 | 0 | 0 | 0 | 0 | 0 | 0 | 0 | 0 | 0 | 0 | 0 | 0 | 0 | 0 | 0 | 0 | 0 | 0 | 0 | 0
F3_Commercial_Data Center_New_Miscellaneous_Electric_Pool Pump_E8 | F3 | Commercial | Data Center | New | Miscellaneous | Electric | Pool Pump | E8 | PACT BC Ratio | 0 | 0 | 0 | 0 | 0 | 0 | 0 | 0 | 0 | 0 | 0 | 0 | 0 | 0 | 0 | 0 | 0 | 0 | 0 | 0 | 0 | 0 | 0 | 0 | 0 | 0 | 0 | 0 | 0 | 0
F3_Commercial_Data Center_New_Miscellaneous_Electric_Pool Pump_E9 | F3 | Commercial | Data Center | New | Miscellaneous | Electric | Pool Pump | E9 | PACT BC Ratio | 0 | 0 | 0 | 0 | 0 | 0 | 0 | 0 | 0 | 0 | 0 | 0 | 0 | 0 | 0 | 0 | 0 | 0 | 0 | 0 | 0 | 0 | 0 | 0 | 0 | 0 | 0 | 0 | 0 | 0
F3_Commercial_Data Center_New_Miscellaneous_Electric_Pool Pump_E10 | F3 | Commercial | Data Center | New | Miscellaneous | Electric | Pool Pump | E10 | PACT BC Ratio | 0 | 0 | 0 | 0 | 0 | 0 | 0 | 0 | 0 | 0 | 0 | 0 | 0 | 0 | 0 | 0 | 0 | 0 | 0 | 0 | 0 | 0 | 0 | 0 | 0 | 0 | 0 | 0 | 0 | 0
F4_Commercial_Data Center_New_Miscellaneous_Electric_Pool Pump_E1 | F4 | Commercial | Data Center | New | Miscellaneous | Electric | Pool Pump | E1 | RVT BC Ratio | 0 | 0 | 0 | 0 | 0 | 0 | 0 | 0 | 0 | 0 | 0 | 0 | 0 | 0 | 0 | 0 | 0 | 0 | 0 | 0 | 0 | 0 | 0 | 0 | 0 | 0 | 0 | 0 | 0 | 0
F4_Commercial_Data Center_New_Miscellaneous_Electric_Pool Pump_E2 | F4 | Commercial | Data Center | New | Miscellaneous | Electric | Pool Pump | E2 | RVT BC Ratio | 0 | 0 | 0 | 0 | 0 | 0 | 0 | 0 | 0 | 0 | 0 | 0 | 0 | 0 | 0 | 0 | 0 | 0 | 0 | 0 | 0 | 0 | 0 | 0 | 0 | 0 | 0 | 0 | 0 | 0
F4_Commercial_Data Center_New_Miscellaneous_Electric_Pool Pump_E3 | F4 | Commercial | Data Center | New | Miscellaneous | Electric | Pool Pump | E3 | RVT BC Ratio | 0 | 0 | 0 | 0 | 0 | 0 | 0 | 0 | 0 | 0 | 0 | 0 | 0 | 0 | 0 | 0 | 0 | 0 | 0 | 0 | 0 | 0 | 0 | 0 | 0 | 0 | 0 | 0 | 0 | 0
F4_Commercial_Data Center_New_Miscellaneous_Electric_Pool Pump_E4 | F4 | Commercial | Data Center | New | Miscellaneous | Electric | Pool Pump | E4 | RVT BC Ratio | 0 | 0 | 0 | 0 | 0 | 0 | 0 | 0 | 0 | 0 | 0 | 0 | 0 | 0 | 0 | 0 | 0 | 0 | 0 | 0 | 0 | 0 | 0 | 0 | 0 | 0 | 0 | 0 | 0 | 0
F4_Commercial_Data Center_New_Miscellaneous_Electric_Pool Pump_E5 | F4 | Commercial | Data Center | New | Miscellaneous | Electric | Pool Pump | E5 | RVT BC Ratio | 0 | 0 | 0 | 0 | 0 | 0 | 0 | 0 | 0 | 0 | 0 | 0 | 0 | 0 | 0 | 0 | 0 | 0 | 0 | 0 | 0 | 0 | 0 | 0 | 0 | 0 | 0 | 0 | 0 | 0
F4_Commercial_Data Center_New_Miscellaneous_Electric_Pool Pump_E6 | F4 | Commercial | Data Center | New | Miscellaneous | Electric | Pool Pump | E6 | RVT BC Ratio | 0 | 0 | 0 | 0 | 0 | 0 | 0 | 0 | 0 | 0 | 0 | 0 | 0 | 0 | 0 | 0 | 0 | 0 | 0 | 0 | 0 | 0 | 0 | 0 | 0 | 0 | 0 | 0 | 0 | 0
F4_Commercial_Data Center_New_Miscellaneous_Electric_Pool Pump_E7 | F4 | Commercial | Data Center | New | Miscellaneous | Electric | Pool Pump | E7 | RVT BC Ratio | 0 | 0 | 0 | 0 | 0 | 0 | 0 | 0 | 0 | 0 | 0 | 0 | 0 | 0 | 0 | 0 | 0 | 0 | 0 | 0 | 0 | 0 | 0 | 0 | 0 | 0 | 0 | 0 | 0 | 0
F4_Commercial_Data Center_New_Miscellaneous_Electric_Pool Pump_E8 | F4 | Commercial | Data Center | New | Miscellaneous | Electric | Pool Pump | E8 | RVT BC Ratio | 0 | 0 | 0 | 0 | 0 | 0 | 0 | 0 | 0 | 0 | 0 | 0 | 0 | 0 | 0 | 0 | 0 | 0 | 0 | 0 | 0 | 0 | 0 | 0 | 0 | 0 | 0 | 0 | 0 | 0
F4_Commercial_Data Center_New_Miscellaneous_Electric_Pool Pump_E9 | F4 | Commercial | Data Center | New | Miscellaneous | Electric | Pool Pump | E9 | RVT BC Ratio | 0 | 0 | 0 | 0 | 0 | 0 | 0 | 0 | 0 | 0 | 0 | 0 | 0 | 0 | 0 | 0 | 0 | 0 | 0 | 0 | 0 | 0 | 0 | 0 | 0 | 0 | 0 | 0 | 0 | 0
F4_Commercial_Data Center_New_Miscellaneous_Electric_Pool Pump_E10 | F4 | Commercial | Data Center | New | Miscellaneous | Electric | Pool Pump | E10 | RVT BC Ratio | 0 | 0 | 0 | 0 | 0 | 0 | 0 | 0 | 0 | 0 | 0 | 0 | 0 | 0 | 0 | 0 | 0 | 0 | 0 | 0 | 0 | 0 | 0 | 0 | 0 | 0 | 0 | 0 | 0 | 0
F5_Commercial_Data Center_New_Miscellaneous_Electric_Pool Pump_E1 | F5 | Commercial | Data Center | New | Miscellaneous | Electric | Pool Pump | E1 | RIM BC Ratio | 0 | 0 | 0 | 0 | 0 | 0 | 0 | 0 | 0 | 0 | 0 | 0 | 0 | 0 | 0 | 0 | 0 | 0 | 0 | 0 | 0 | 0 | 0 | 0 | 0 | 0 | 0 | 0 | 0 | 0
F5_Commercial_Data Center_New_Miscellaneous_Electric_Pool Pump_E2 | F5 | Commercial | Data Center | New | Miscellaneous | Electric | Pool Pump | E2 | RIM BC Ratio | 0 | 0 | 0 | 0 | 0 | 0 | 0 | 0 | 0 | 0 | 0 | 0 | 0 | 0 | 0 | 0 | 0 | 0 | 0 | 0 | 0 | 0 | 0 | 0 | 0 | 0 | 0 | 0 | 0 | 0
F5_Commercial_Data Center_New_Miscellaneous_Electric_Pool Pump_E3 | F5 | Commercial | Data Center | New | Miscellaneous | Electric | Pool Pump | E3 | RIM BC Ratio | 0 | 0 | 0 | 0 | 0 | 0 | 0 | 0 | 0 | 0 | 0 | 0 | 0 | 0 | 0 | 0 | 0 | 0 | 0 | 0 | 0 | 0 | 0 | 0 | 0 | 0 | 0 | 0 | 0 | 0
F5_Commercial_Data Center_New_Miscellaneous_Electric_Pool Pump_E4 | F5 | Commercial | Data Center | New | Miscellaneous | Electric | Pool Pump | E4 | RIM BC Ratio | 0 | 0 | 0 | 0 | 0 | 0 | 0 | 0 | 0 | 0 | 0 | 0 | 0 | 0 | 0 | 0 | 0 | 0 | 0 | 0 | 0 | 0 | 0 | 0 | 0 | 0 | 0 | 0 | 0 | 0
F5_Commercial_Data Center_New_Miscellaneous_Electric_Pool Pump_E5 | F5 | Commercial | Data Center | New | Miscellaneous | Electric | Pool Pump | E5 | RIM BC Ratio | 0 | 0 | 0 | 0 | 0 | 0 | 0 | 0 | 0 | 0 | 0 | 0 | 0 | 0 | 0 | 0 | 0 | 0 | 0 | 0 | 0 | 0 | 0 | 0 | 0 | 0 | 0 | 0 | 0 | 0
F5_Commercial_Data Center_New_Miscellaneous_Electric_Pool Pump_E6 | F5 | Commercial | Data Center | New | Miscellaneous | Electric | Pool Pump | E6 | RIM BC Ratio | 0 | 0 | 0 | 0 | 0 | 0 | 0 | 0 | 0 | 0 | 0 | 0 | 0 | 0 | 0 | 0 | 0 | 0 | 0 | 0 | 0 | 0 | 0 | 0 | 0 | 0 | 0 | 0 | 0 | 0
F5_Commercial_Data Center_New_Miscellaneous_Electric_Pool Pump_E7 | F5 | Commercial | Data Center | New | Miscellaneous | Electric | Pool Pump | E7 | RIM BC Ratio | 0 | 0 | 0 | 0 | 0 | 0 | 0 | 0 | 0 | 0 | 0 | 0 | 0 | 0 | 0 | 0 | 0 | 0 | 0 | 0 | 0 | 0 | 0 | 0 | 0 | 0 | 0 | 0 | 0 | 0
F5_Commercial_Data Center_New_Miscellaneous_Electric_Pool Pump_E8 | F5 | Commercial | Data Center | New | Miscellaneous | Electric | Pool Pump | E8 | RIM BC Ratio | 0 | 0 | 0 | 0 | 0 | 0 | 0 | 0 | 0 | 0 | 0 | 0 | 0 | 0 | 0 | 0 | 0 | 0 | 0 | 0 | 0 | 0 | 0 | 0 | 0 | 0 | 0 | 0 | 0 | 0
F5_Commercial_Data Center_New_Miscellaneous_Electric_Pool Pump_E9 | F5 | Commercial | Data Center | New | Miscellaneous | Electric | Pool Pump | E9 | RIM BC Ratio | 0 | 0 | 0 | 0 | 0 | 0 | 0 | 0 | 0 | 0 | 0 | 0 | 0 | 0 | 0 | 0 | 0 | 0 | 0 | 0 | 0 | 0 | 0 | 0 | 0 | 0 | 0 | 0 | 0 | 0
F5_Commercial_Data Center_New_Miscellaneous_Electric_Pool Pump_E10 | F5 | Commercial | Data Center | New | Miscellaneous | Electric | Pool Pump | E10 | RIM BC Ratio | 0 | 0 | 0 | 0 | 0 | 0 | 0 | 0 | 0 | 0 | 0 | 0 | 0 | 0 | 0 | 0 | 0 | 0 | 0 | 0 | 0 | 0 | 0 | 0 | 0 | 0 | 0 | 0 | 0 | 0
F0_Commercial_Data Center_New_Miscellaneous_Electric_Pool Heater_E0 | F0 | Commercial | Data Center | New | Miscellaneous | Electric | Pool Heater | E0 | Economic Unit | 0 | 0 | 0 | 0 | 0 | 0 | 0 | 0 | 0 | 0 | 0 | 0 | 0 | 0 | 0 | 0 | 0 | 0 | 0 | 0 | 0 | 0 | 0 | 0 | 0 | 0 | 0 | 0 | 0 | 0
F1_Commercial_Data Center_New_Miscellaneous_Electric_Pool Heater_E1 | F1 | Commercial | Data Center | New | Miscellaneous | Electric | Pool Heater | E1 | CCE | 0 | 0 | 0 | 0 | 0 | 0 | 0 | 0 | 0 | 0 | 0 | 0 | 0 | 0 | 0 | 0 | 0 | 0 | 0 | 0 | 0 | 0 | 0 | 0 | 0 | 0 | 0 | 0 | 0 | 0
F1_Commercial_Data Center_New_Miscellaneous_Electric_Pool Heater_E2 | F1 | Commercial | Data Center | New | Miscellaneous | Electric | Pool Heater | E2 | CCE | 0 | 0 | 0 | 0 | 0 | 0 | 0 | 0 | 0 | 0 | 0 | 0 | 0 | 0 | 0 | 0 | 0 | 0 | 0 | 0 | 0 | 0 | 0 | 0 | 0 | 0 | 0 | 0 | 0 | 0
F1_Commercial_Data Center_New_Miscellaneous_Electric_Pool Heater_E3 | F1 | Commercial | Data Center | New | Miscellaneous | Electric | Pool Heater | E3 | CCE | 0 | 0 | 0 | 0 | 0 | 0 | 0 | 0 | 0 | 0 | 0 | 0 | 0 | 0 | 0 | 0 | 0 | 0 | 0 | 0 | 0 | 0 | 0 | 0 | 0 | 0 | 0 | 0 | 0 | 0
F1_Commercial_Data Center_New_Miscellaneous_Electric_Pool Heater_E4 | F1 | Commercial | Data Center | New | Miscellaneous | Electric | Pool Heater | E4 | CCE | 0 | 0 | 0 | 0 | 0 | 0 | 0 | 0 | 0 | 0 | 0 | 0 | 0 | 0 | 0 | 0 | 0 | 0 | 0 | 0 | 0 | 0 | 0 | 0 | 0 | 0 | 0 | 0 | 0 | 0
F1_Commercial_Data Center_New_Miscellaneous_Electric_Pool Heater_E5 | F1 | Commercial | Data Center | New | Miscellaneous | Electric | Pool Heater | E5 | CCE | 0 | 0 | 0 | 0 | 0 | 0 | 0 | 0 | 0 | 0 | 0 | 0 | 0 | 0 | 0 | 0 | 0 | 0 | 0 | 0 | 0 | 0 | 0 | 0 | 0 | 0 | 0 | 0 | 0 | 0
F1_Commercial_Data Center_New_Miscellaneous_Electric_Pool Heater_E6 | F1 | Commercial | Data Center | New | Miscellaneous | Electric | Pool Heater | E6 | CCE | 0 | 0 | 0 | 0 | 0 | 0 | 0 | 0 | 0 | 0 | 0 | 0 | 0 | 0 | 0 | 0 | 0 | 0 | 0 | 0 | 0 | 0 | 0 | 0 | 0 | 0 | 0 | 0 | 0 | 0
F1_Commercial_Data Center_New_Miscellaneous_Electric_Pool Heater_E7 | F1 | Commercial | Data Center | New | Miscellaneous | Electric | Pool Heater | E7 | CCE | 0 | 0 | 0 | 0 | 0 | 0 | 0 | 0 | 0 | 0 | 0 | 0 | 0 | 0 | 0 | 0 | 0 | 0 | 0 | 0 | 0 | 0 | 0 | 0 | 0 | 0 | 0 | 0 | 0 | 0
F1_Commercial_Data Center_New_Miscellaneous_Electric_Pool Heater_E8 | F1 | Commercial | Data Center | New | Miscellaneous | Electric | Pool Heater | E8 | CCE | 0 | 0 | 0 | 0 | 0 | 0 | 0 | 0 | 0 | 0 | 0 | 0 | 0 | 0 | 0 | 0 | 0 | 0 | 0 | 0 | 0 | 0 | 0 | 0 | 0 | 0 | 0 | 0 | 0 | 0
F1_Commercial_Data Center_New_Miscellaneous_Electric_Pool Heater_E9 | F1 | Commercial | Data Center | New | Miscellaneous | Electric | Pool Heater | E9 | CCE | 0 | 0 | 0 | 0 | 0 | 0 | 0 | 0 | 0 | 0 | 0 | 0 | 0 | 0 | 0 | 0 | 0 | 0 | 0 | 0 | 0 | 0 | 0 | 0 | 0 | 0 | 0 | 0 | 0 | 0
F1_Commercial_Data Center_New_Miscellaneous_Electric_Pool Heater_E10 | F1 | Commercial | Data Center | New | Miscellaneous | Electric | Pool Heater | E10 | CCE | 0 | 0 | 0 | 0 | 0 | 0 | 0 | 0 | 0 | 0 | 0 | 0 | 0 | 0 | 0 | 0 | 0 | 0 | 0 | 0 | 0 | 0 | 0 | 0 | 0 | 0 | 0 | 0 | 0 | 0
F2_Commercial_Data Center_New_Miscellaneous_Electric_Pool Heater_E1 | F2 | Commercial | Data Center | New | Miscellaneous | Electric | Pool Heater | E1 | TRC BC Ratio | 0 | 0 | 0 | 0 | 0 | 0 | 0 | 0 | 0 | 0 | 0 | 0 | 0 | 0 | 0 | 0 | 0 | 0 | 0 | 0 | 0 | 0 | 0 | 0 | 0 | 0 | 0 | 0 | 0 | 0
F2_Commercial_Data Center_New_Miscellaneous_Electric_Pool Heater_E2 | F2 | Commercial | Data Center | New | Miscellaneous | Electric | Pool Heater | E2 | TRC BC Ratio | 0 | 0 | 0 | 0 | 0 | 0 | 0 | 0 | 0 | 0 | 0 | 0 | 0 | 0 | 0 | 0 | 0 | 0 | 0 | 0 | 0 | 0 | 0 | 0 | 0 | 0 | 0 | 0 | 0 | 0
F2_Commercial_Data Center_New_Miscellaneous_Electric_Pool Heater_E3 | F2 | Commercial | Data Center | New | Miscellaneous | Electric | Pool Heater | E3 | TRC BC Ratio | 0 | 0 | 0 | 0 | 0 | 0 | 0 | 0 | 0 | 0 | 0 | 0 | 0 | 0 | 0 | 0 | 0 | 0 | 0 | 0 | 0 | 0 | 0 | 0 | 0 | 0 | 0 | 0 | 0 | 0
F2_Commercial_Data Center_New_Miscellaneous_Electric_Pool Heater_E4 | F2 | Commercial | Data Center | New | Miscellaneous | Electric | Pool Heater | E4 | TRC BC Ratio | 0 | 0 | 0 | 0 | 0 | 0 | 0 | 0 | 0 | 0 | 0 | 0 | 0 | 0 | 0 | 0 | 0 | 0 | 0 | 0 | 0 | 0 | 0 | 0 | 0 | 0 | 0 | 0 | 0 | 0
F2_Commercial_Data Center_New_Miscellaneous_Electric_Pool Heater_E5 | F2 | Commercial | Data Center | New | Miscellaneous | Electric | Pool Heater | E5 | TRC BC Ratio | 0 | 0 | 0 | 0 | 0 | 0 | 0 | 0 | 0 | 0 | 0 | 0 | 0 | 0 | 0 | 0 | 0 | 0 | 0 | 0 | 0 | 0 | 0 | 0 | 0 | 0 | 0 | 0 | 0 | 0
F2_Commercial_Data Center_New_Miscellaneous_Electric_Pool Heater_E6 | F2 | Commercial | Data Center | New | Miscellaneous | Electric | Pool Heater | E6 | TRC BC Ratio | 0 | 0 | 0 | 0 | 0 | 0 | 0 | 0 | 0 | 0 | 0 | 0 | 0 | 0 | 0 | 0 | 0 | 0 | 0 | 0 | 0 | 0 | 0 | 0 | 0 | 0 | 0 | 0 | 0 | 0
F2_Commercial_Data Center_New_Miscellaneous_Electric_Pool Heater_E7 | F2 | Commercial | Data Center | New | Miscellaneous | Electric | Pool Heater | E7 | TRC BC Ratio | 0 | 0 | 0 | 0 | 0 | 0 | 0 | 0 | 0 | 0 | 0 | 0 | 0 | 0 | 0 | 0 | 0 | 0 | 0 | 0 | 0 | 0 | 0 | 0 | 0 | 0 | 0 | 0 | 0 | 0
F2_Commercial_Data Center_New_Miscellaneous_Electric_Pool Heater_E8 | F2 | Commercial | Data Center | New | Miscellaneous | Electric | Pool Heater | E8 | TRC BC Ratio | 0 | 0 | 0 | 0 | 0 | 0 | 0 | 0 | 0 | 0 | 0 | 0 | 0 | 0 | 0 | 0 | 0 | 0 | 0 | 0 | 0 | 0 | 0 | 0 | 0 | 0 | 0 | 0 | 0 | 0
F2_Commercial_Data Center_New_Miscellaneous_Electric_Pool Heater_E9 | F2 | Commercial | Data Center | New | Miscellaneous | Electric | Pool Heater | E9 | TRC BC Ratio | 0 | 0 | 0 | 0 | 0 | 0 | 0 | 0 | 0 | 0 | 0 | 0 | 0 | 0 | 0 | 0 | 0 | 0 | 0 | 0 | 0 | 0 | 0 | 0 | 0 | 0 | 0 | 0 | 0 | 0
F2_Commercial_Data Center_New_Miscellaneous_Electric_Pool Heater_E10 | F2 | Commercial | Data Center | New | Miscellaneous | Electric | Pool Heater | E10 | TRC BC Ratio | 0 | 0 | 0 | 0 | 0 | 0 | 0 | 0 | 0 | 0 | 0 | 0 | 0 | 0 | 0 | 0 | 0 | 0 | 0 | 0 | 0 | 0 | 0 | 0 | 0 | 0 | 0 | 0 | 0 | 0
F3_Commercial_Data Center_New_Miscellaneous_Electric_Pool Heater_E1 | F3 | Commercial | Data Center | New | Miscellaneous | Electric | Pool Heater | E1 | PACT BC Ratio | 0 | 0 | 0 | 0 | 0 | 0 | 0 | 0 | 0 | 0 | 0 | 0 | 0 | 0 | 0 | 0 | 0 | 0 | 0 | 0 | 0 | 0 | 0 | 0 | 0 | 0 | 0 | 0 | 0 | 0
F3_Commercial_Data Center_New_Miscellaneous_Electric_Pool Heater_E2 | F3 | Commercial | Data Center | New | Miscellaneous | Electric | Pool Heater | E2 | PACT BC Ratio | 0 | 0 | 0 | 0 | 0 | 0 | 0 | 0 | 0 | 0 | 0 | 0 | 0 | 0 | 0 | 0 | 0 | 0 | 0 | 0 | 0 | 0 | 0 | 0 | 0 | 0 | 0 | 0 | 0 | 0
F3_Commercial_Data Center_New_Miscellaneous_Electric_Pool Heater_E3 | F3 | Commercial | Data Center | New | Miscellaneous | Electric | Pool Heater | E3 | PACT BC Ratio | 0 | 0 | 0 | 0 | 0 | 0 | 0 | 0 | 0 | 0 | 0 | 0 | 0 | 0 | 0 | 0 | 0 | 0 | 0 | 0 | 0 | 0 | 0 | 0 | 0 | 0 | 0 | 0 | 0 | 0
F3_Commercial_Data Center_New_Miscellaneous_Electric_Pool Heater_E4 | F3 | Commercial | Data Center | New | Miscellaneous | Electric | Pool Heater | E4 | PACT BC Ratio | 0 | 0 | 0 | 0 | 0 | 0 | 0 | 0 | 0 | 0 | 0 | 0 | 0 | 0 | 0 | 0 | 0 | 0 | 0 | 0 | 0 | 0 | 0 | 0 | 0 | 0 | 0 | 0 | 0 | 0
F3_Commercial_Data Center_New_Miscellaneous_Electric_Pool Heater_E5 | F3 | Commercial | Data Center | New | Miscellaneous | Electric | Pool Heater | E5 | PACT BC Ratio | 0 | 0 | 0 | 0 | 0 | 0 | 0 | 0 | 0 | 0 | 0 | 0 | 0 | 0 | 0 | 0 | 0 | 0 | 0 | 0 | 0 | 0 | 0 | 0 | 0 | 0 | 0 | 0 | 0 | 0
F3_Commercial_Data Center_New_Miscellaneous_Electric_Pool Heater_E6 | F3 | Commercial | Data Center | New | Miscellaneous | Electric | Pool Heater | E6 | PACT BC Ratio | 0 | 0 | 0 | 0 | 0 | 0 | 0 | 0 | 0 | 0 | 0 | 0 | 0 | 0 | 0 | 0 | 0 | 0 | 0 | 0 | 0 | 0 | 0 | 0 | 0 | 0 | 0 | 0 | 0 | 0
F3_Commercial_Data Center_New_Miscellaneous_Electric_Pool Heater_E7 | F3 | Commercial | Data Center | New | Miscellaneous | Electric | Pool Heater | E7 | PACT BC Ratio | 0 | 0 | 0 | 0 | 0 | 0 | 0 | 0 | 0 | 0 | 0 | 0 | 0 | 0 | 0 | 0 | 0 | 0 | 0 | 0 | 0 | 0 | 0 | 0 | 0 | 0 | 0 | 0 | 0 | 0
F3_Commercial_Data Center_New_Miscellaneous_Electric_Pool Heater_E8 | F3 | Commercial | Data Center | New | Miscellaneous | Electric | Pool Heater | E8 | PACT BC Ratio | 0 | 0 | 0 | 0 | 0 | 0 | 0 | 0 | 0 | 0 | 0 | 0 | 0 | 0 | 0 | 0 | 0 | 0 | 0 | 0 | 0 | 0 | 0 | 0 | 0 | 0 | 0 | 0 | 0 | 0
F3_Commercial_Data Center_New_Miscellaneous_Electric_Pool Heater_E9 | F3 | Commercial | Data Center | New | Miscellaneous | Electric | Pool Heater | E9 | PACT BC Ratio | 0 | 0 | 0 | 0 | 0 | 0 | 0 | 0 | 0 | 0 | 0 | 0 | 0 | 0 | 0 | 0 | 0 | 0 | 0 | 0 | 0 | 0 | 0 | 0 | 0 | 0 | 0 | 0 | 0 | 0
F3_Commercial_Data Center_New_Miscellaneous_Electric_Pool Heater_E10 | F3 | Commercial | Data Center | New | Miscellaneous | Electric | Pool Heater | E10 | PACT BC Ratio | 0 | 0 | 0 | 0 | 0 | 0 | 0 | 0 | 0 | 0 | 0 | 0 | 0 | 0 | 0 | 0 | 0 | 0 | 0 | 0 | 0 | 0 | 0 | 0 | 0 | 0 | 0 | 0 | 0 | 0
F4_Commercial_Data Center_New_Miscellaneous_Electric_Pool Heater_E1 | F4 | Commercial | Data Center | New | Miscellaneous | Electric | Pool Heater | E1 | RVT BC Ratio | 0 | 0 | 0 | 0 | 0 | 0 | 0 | 0 | 0 | 0 | 0 | 0 | 0 | 0 | 0 | 0 | 0 | 0 | 0 | 0 | 0 | 0 | 0 | 0 | 0 | 0 | 0 | 0 | 0 | 0
F4_Commercial_Data Center_New_Miscellaneous_Electric_Pool Heater_E2 | F4 | Commercial | Data Center | New | Miscellaneous | Electric | Pool Heater | E2 | RVT BC Ratio | 0 | 0 | 0 | 0 | 0 | 0 | 0 | 0 | 0 | 0 | 0 | 0 | 0 | 0 | 0 | 0 | 0 | 0 | 0 | 0 | 0 | 0 | 0 | 0 | 0 | 0 | 0 | 0 | 0 | 0
F4_Commercial_Data Center_New_Miscellaneous_Electric_Pool Heater_E3 | F4 | Commercial | Data Center | New | Miscellaneous | Electric | Pool Heater | E3 | RVT BC Ratio | 0 | 0 | 0 | 0 | 0 | 0 | 0 | 0 | 0 | 0 | 0 | 0 | 0 | 0 | 0 | 0 | 0 | 0 | 0 | 0 | 0 | 0 | 0 | 0 | 0 | 0 | 0 | 0 | 0 | 0
F4_Commercial_Data Center_New_Miscellaneous_Electric_Pool Heater_E4 | F4 | Commercial | Data Center | New | Miscellaneous | Electric | Pool Heater | E4 | RVT BC Ratio | 0 | 0 | 0 | 0 | 0 | 0 | 0 | 0 | 0 | 0 | 0 | 0 | 0 | 0 | 0 | 0 | 0 | 0 | 0 | 0 | 0 | 0 | 0 | 0 | 0 | 0 | 0 | 0 | 0 | 0
F4_Commercial_Data Center_New_Miscellaneous_Electric_Pool Heater_E5 | F4 | Commercial | Data Center | New | Miscellaneous | Electric | Pool Heater | E5 | RVT BC Ratio | 0 | 0 | 0 | 0 | 0 | 0 | 0 | 0 | 0 | 0 | 0 | 0 | 0 | 0 | 0 | 0 | 0 | 0 | 0 | 0 | 0 | 0 | 0 | 0 | 0 | 0 | 0 | 0 | 0 | 0
F4_Commercial_Data Center_New_Miscellaneous_Electric_Pool Heater_E6 | F4 | Commercial | Data Center | New | Miscellaneous | Electric | Pool Heater | E6 | RVT BC Ratio | 0 | 0 | 0 | 0 | 0 | 0 | 0 | 0 | 0 | 0 | 0 | 0 | 0 | 0 | 0 | 0 | 0 | 0 | 0 | 0 | 0 | 0 | 0 | 0 | 0 | 0 | 0 | 0 | 0 | 0
F4_Commercial_Data Center_New_Miscellaneous_Electric_Pool Heater_E7 | F4 | Commercial | Data Center | New | Miscellaneous | Electric | Pool Heater | E7 | RVT BC Ratio | 0 | 0 | 0 | 0 | 0 | 0 | 0 | 0 | 0 | 0 | 0 | 0 | 0 | 0 | 0 | 0 | 0 | 0 | 0 | 0 | 0 | 0 | 0 | 0 | 0 | 0 | 0 | 0 | 0 | 0
F4_Commercial_Data Center_New_Miscellaneous_Electric_Pool Heater_E8 | F4 | Commercial | Data Center | New | Miscellaneous | Electric | Pool Heater | E8 | RVT BC Ratio | 0 | 0 | 0 | 0 | 0 | 0 | 0 | 0 | 0 | 0 | 0 | 0 | 0 | 0 | 0 | 0 | 0 | 0 | 0 | 0 | 0 | 0 | 0 | 0 | 0 | 0 | 0 | 0 | 0 | 0
F4_Commercial_Data Center_New_Miscellaneous_Electric_Pool Heater_E9 | F4 | Commercial | Data Center | New | Miscellaneous | Electric | Pool Heater | E9 | RVT BC Ratio | 0 | 0 | 0 | 0 | 0 | 0 | 0 | 0 | 0 | 0 | 0 | 0 | 0 | 0 | 0 | 0 | 0 | 0 | 0 | 0 | 0 | 0 | 0 | 0 | 0 | 0 | 0 | 0 | 0 | 0
F4_Commercial_Data Center_New_Miscellaneous_Electric_Pool Heater_E10 | F4 | Commercial | Data Center | New | Miscellaneous | Electric | Pool Heater | E10 | RVT BC Ratio | 0 | 0 | 0 | 0 | 0 | 0 | 0 | 0 | 0 | 0 | 0 | 0 | 0 | 0 | 0 | 0 | 0 | 0 | 0 | 0 | 0 | 0 | 0 | 0 | 0 | 0 | 0 | 0 | 0 | 0
F5_Commercial_Data Center_New_Miscellaneous_Electric_Pool Heater_E1 | F5 | Commercial | Data Center | New | Miscellaneous | Electric | Pool Heater | E1 | RIM BC Ratio | 0 | 0 | 0 | 0 | 0 | 0 | 0 | 0 | 0 | 0 | 0 | 0 | 0 | 0 | 0 | 0 | 0 | 0 | 0 | 0 | 0 | 0 | 0 | 0 | 0 | 0 | 0 | 0 | 0 | 0
F5_Commercial_Data Center_New_Miscellaneous_Electric_Pool Heater_E2 | F5 | Commercial | Data Center | New | Miscellaneous | Electric | Pool Heater | E2 | RIM BC Ratio | 0 | 0 | 0 | 0 | 0 | 0 | 0 | 0 | 0 | 0 | 0 | 0 | 0 | 0 | 0 | 0 | 0 | 0 | 0 | 0 | 0 | 0 | 0 | 0 | 0 | 0 | 0 | 0 | 0 | 0
F5_Commercial_Data Center_New_Miscellaneous_Electric_Pool Heater_E3 | F5 | Commercial | Data Center | New | Miscellaneous | Electric | Pool Heater | E3 | RIM BC Ratio | 0 | 0 | 0 | 0 | 0 | 0 | 0 | 0 | 0 | 0 | 0 | 0 | 0 | 0 | 0 | 0 | 0 | 0 | 0 | 0 | 0 | 0 | 0 | 0 | 0 | 0 | 0 | 0 | 0 | 0
F5_Commercial_Data Center_New_Miscellaneous_Electric_Pool Heater_E4 | F5 | Commercial | Data Center | New | Miscellaneous | Electric | Pool Heater | E4 | RIM BC Ratio | 0 | 0 | 0 | 0 | 0 | 0 | 0 | 0 | 0 | 0 | 0 | 0 | 0 | 0 | 0 | 0 | 0 | 0 | 0 | 0 | 0 | 0 | 0 | 0 | 0 | 0 | 0 | 0 | 0 | 0
F5_Commercial_Data Center_New_Miscellaneous_Electric_Pool Heater_E5 | F5 | Commercial | Data Center | New | Miscellaneous | Electric | Pool Heater | E5 | RIM BC Ratio | 0 | 0 | 0 | 0 | 0 | 0 | 0 | 0 | 0 | 0 | 0 | 0 | 0 | 0 | 0 | 0 | 0 | 0 | 0 | 0 | 0 | 0 | 0 | 0 | 0 | 0 | 0 | 0 | 0 | 0
F5_Commercial_Data Center_New_Miscellaneous_Electric_Pool Heater_E6 | F5 | Commercial | Data Center | New | Miscellaneous | Electric | Pool Heater | E6 | RIM BC Ratio | 0 | 0 | 0 | 0 | 0 | 0 | 0 | 0 | 0 | 0 | 0 | 0 | 0 | 0 | 0 | 0 | 0 | 0 | 0 | 0 | 0 | 0 | 0 | 0 | 0 | 0 | 0 | 0 | 0 | 0
F5_Commercial_Data Center_New_Miscellaneous_Electric_Pool Heater_E7 | F5 | Commercial | Data Center | New | Miscellaneous | Electric | Pool Heater | E7 | RIM BC Ratio | 0 | 0 | 0 | 0 | 0 | 0 | 0 | 0 | 0 | 0 | 0 | 0 | 0 | 0 | 0 | 0 | 0 | 0 | 0 | 0 | 0 | 0 | 0 | 0 | 0 | 0 | 0 | 0 | 0 | 0
F5_Commercial_Data Center_New_Miscellaneous_Electric_Pool Heater_E8 | F5 | Commercial | Data Center | New | Miscellaneous | Electric | Pool Heater | E8 | RIM BC Ratio | 0 | 0 | 0 | 0 | 0 | 0 | 0 | 0 | 0 | 0 | 0 | 0 | 0 | 0 | 0 | 0 | 0 | 0 | 0 | 0 | 0 | 0 | 0 | 0 | 0 | 0 | 0 | 0 | 0 | 0
F5_Commercial_Data Center_New_Miscellaneous_Electric_Pool Heater_E9 | F5 | Commercial | Data Center | New | Miscellaneous | Electric | Pool Heater | E9 | RIM BC Ratio | 0 | 0 | 0 | 0 | 0 | 0 | 0 | 0 | 0 | 0 | 0 | 0 | 0 | 0 | 0 | 0 | 0 | 0 | 0 | 0 | 0 | 0 | 0 | 0 | 0 | 0 | 0 | 0 | 0 | 0
F5_Commercial_Data Center_New_Miscellaneous_Electric_Pool Heater_E10 | F5 | Commercial | Data Center | New | Miscellaneous | Electric | Pool Heater | E10 | RIM BC Ratio | 0 | 0 | 0 | 0 | 0 | 0 | 0 | 0 | 0 | 0 | 0 | 0 | 0 | 0 | 0 | 0 | 0 | 0 | 0 | 0 | 0 | 0 | 0 | 0 | 0 | 0 | 0 | 0 | 0 | 0
F0_Commercial_Data Center_New_Miscellaneous_Electric_Clothes Washer_E0 | F0 | Commercial | Data Center | New | Miscellaneous | Electric | Clothes Washer | E0 | Economic Unit | 0 | 0 | 0 | 0 | 0 | 0 | 0 | 0 | 0 | 0 | 0 | 0 | 0 | 0 | 0 | 0 | 0 | 0 | 0 | 0 | 0 | 0 | 0 | 0 | 0 | 0 | 0 | 0 | 0 | 0
F1_Commercial_Data Center_New_Miscellaneous_Electric_Clothes Washer_E1 | F1 | Commercial | Data Center | New | Miscellaneous | Electric | Clothes Washer | E1 | CCE | 0 | 0 | 0 | 0 | 0 | 0 | 0 | 0 | 0 | 0 | 0 | 0 | 0 | 0 | 0 | 0 | 0 | 0 | 0 | 0 | 0 | 0 | 0 | 0 | 0 | 0 | 0 | 0 | 0 | 0
F1_Commercial_Data Center_New_Miscellaneous_Electric_Clothes Washer_E2 | F1 | Commercial | Data Center | New | Miscellaneous | Electric | Clothes Washer | E2 | CCE | 0 | 0 | 0 | 0 | 0 | 0 | 0 | 0 | 0 | 0 | 0 | 0 | 0 | 0 | 0 | 0 | 0 | 0 | 0 | 0 | 0 | 0 | 0 | 0 | 0 | 0 | 0 | 0 | 0 | 0
F1_Commercial_Data Center_New_Miscellaneous_Electric_Clothes Washer_E3 | F1 | Commercial | Data Center | New | Miscellaneous | Electric | Clothes Washer | E3 | CCE | 0 | 0 | 0 | 0 | 0 | 0 | 0 | 0 | 0 | 0 | 0 | 0 | 0 | 0 | 0 | 0 | 0 | 0 | 0 | 0 | 0 | 0 | 0 | 0 | 0 | 0 | 0 | 0 | 0 | 0
F1_Commercial_Data Center_New_Miscellaneous_Electric_Clothes Washer_E4 | F1 | Commercial | Data Center | New | Miscellaneous | Electric | Clothes Washer | E4 | CCE | 0 | 0 | 0 | 0 | 0 | 0 | 0 | 0 | 0 | 0 | 0 | 0 | 0 | 0 | 0 | 0 | 0 | 0 | 0 | 0 | 0 | 0 | 0 | 0 | 0 | 0 | 0 | 0 | 0 | 0
F1_Commercial_Data Center_New_Miscellaneous_Electric_Clothes Washer_E5 | F1 | Commercial | Data Center | New | Miscellaneous | Electric | Clothes Washer | E5 | CCE | 0 | 0 | 0 | 0 | 0 | 0 | 0 | 0 | 0 | 0 | 0 | 0 | 0 | 0 | 0 | 0 | 0 | 0 | 0 | 0 | 0 | 0 | 0 | 0 | 0 | 0 | 0 | 0 | 0 | 0
F1_Commercial_Data Center_New_Miscellaneous_Electric_Clothes Washer_E6 | F1 | Commercial | Data Center | New | Miscellaneous | Electric | Clothes Washer | E6 | CCE | 0 | 0 | 0 | 0 | 0 | 0 | 0 | 0 | 0 | 0 | 0 | 0 | 0 | 0 | 0 | 0 | 0 | 0 | 0 | 0 | 0 | 0 | 0 | 0 | 0 | 0 | 0 | 0 | 0 | 0
F1_Commercial_Data Center_New_Miscellaneous_Electric_Clothes Washer_E7 | F1 | Commercial | Data Center | New | Miscellaneous | Electric | Clothes Washer | E7 | CCE | 0 | 0 | 0 | 0 | 0 | 0 | 0 | 0 | 0 | 0 | 0 | 0 | 0 | 0 | 0 | 0 | 0 | 0 | 0 | 0 | 0 | 0 | 0 | 0 | 0 | 0 | 0 | 0 | 0 | 0
F1_Commercial_Data Center_New_Miscellaneous_Electric_Clothes Washer_E8 | F1 | Commercial | Data Center | New | Miscellaneous | Electric | Clothes Washer | E8 | CCE | 0 | 0 | 0 | 0 | 0 | 0 | 0 | 0 | 0 | 0 | 0 | 0 | 0 | 0 | 0 | 0 | 0 | 0 | 0 | 0 | 0 | 0 | 0 | 0 | 0 | 0 | 0 | 0 | 0 | 0
F1_Commercial_Data Center_New_Miscellaneous_Electric_Clothes Washer_E9 | F1 | Commercial | Data Center | New | Miscellaneous | Electric | Clothes Washer | E9 | CCE | 0 | 0 | 0 | 0 | 0 | 0 | 0 | 0 | 0 | 0 | 0 | 0 | 0 | 0 | 0 | 0 | 0 | 0 | 0 | 0 | 0 | 0 | 0 | 0 | 0 | 0 | 0 | 0 | 0 | 0
F1_Commercial_Data Center_New_Miscellaneous_Electric_Clothes Washer_E10 | F1 | Commercial | Data Center | New | Miscellaneous | Electric | Clothes Washer | E10 | CCE | 0 | 0 | 0 | 0 | 0 | 0 | 0 | 0 | 0 | 0 | 0 | 0 | 0 | 0 | 0 | 0 | 0 | 0 | 0 | 0 | 0 | 0 | 0 | 0 | 0 | 0 | 0 | 0 | 0 | 0
F2_Commercial_Data Center_New_Miscellaneous_Electric_Clothes Washer_E1 | F2 | Commercial | Data Center | New | Miscellaneous | Electric | Clothes Washer | E1 | TRC BC Ratio | 0 | 0 | 0 | 0 | 0 | 0 | 0 | 0 | 0 | 0 | 0 | 0 | 0 | 0 | 0 | 0 | 0 | 0 | 0 | 0 | 0 | 0 | 0 | 0 | 0 | 0 | 0 | 0 | 0 | 0
F2_Commercial_Data Center_New_Miscellaneous_Electric_Clothes Washer_E2 | F2 | Commercial | Data Center | New | Miscellaneous | Electric | Clothes Washer | E2 | TRC BC Ratio | 0 | 0 | 0 | 0 | 0 | 0 | 0 | 0 | 0 | 0 | 0 | 0 | 0 | 0 | 0 | 0 | 0 | 0 | 0 | 0 | 0 | 0 | 0 | 0 | 0 | 0 | 0 | 0 | 0 | 0
F2_Commercial_Data Center_New_Miscellaneous_Electric_Clothes Washer_E3 | F2 | Commercial | Data Center | New | Miscellaneous | Electric | Clothes Washer | E3 | TRC BC Ratio | 0 | 0 | 0 | 0 | 0 | 0 | 0 | 0 | 0 | 0 | 0 | 0 | 0 | 0 | 0 | 0 | 0 | 0 | 0 | 0 | 0 | 0 | 0 | 0 | 0 | 0 | 0 | 0 | 0 | 0
F2_Commercial_Data Center_New_Miscellaneous_Electric_Clothes Washer_E4 | F2 | Commercial | Data Center | New | Miscellaneous | Electric | Clothes Washer | E4 | TRC BC Ratio | 0 | 0 | 0 | 0 | 0 | 0 | 0 | 0 | 0 | 0 | 0 | 0 | 0 | 0 | 0 | 0 | 0 | 0 | 0 | 0 | 0 | 0 | 0 | 0 | 0 | 0 | 0 | 0 | 0 | 0
F2_Commercial_Data Center_New_Miscellaneous_Electric_Clothes Washer_E5 | F2 | Commercial | Data Center | New | Miscellaneous | Electric | Clothes Washer | E5 | TRC BC Ratio | 0 | 0 | 0 | 0 | 0 | 0 | 0 | 0 | 0 | 0 | 0 | 0 | 0 | 0 | 0 | 0 | 0 | 0 | 0 | 0 | 0 | 0 | 0 | 0 | 0 | 0 | 0 | 0 | 0 | 0
F2_Commercial_Data Center_New_Miscellaneous_Electric_Clothes Washer_E6 | F2 | Commercial | Data Center | New | Miscellaneous | Electric | Clothes Washer | E6 | TRC BC Ratio | 0 | 0 | 0 | 0 | 0 | 0 | 0 | 0 | 0 | 0 | 0 | 0 | 0 | 0 | 0 | 0 | 0 | 0 | 0 | 0 | 0 | 0 | 0 | 0 | 0 | 0 | 0 | 0 | 0 | 0
F2_Commercial_Data Center_New_Miscellaneous_Electric_Clothes Washer_E7 | F2 | Commercial | Data Center | New | Miscellaneous | Electric | Clothes Washer | E7 | TRC BC Ratio | 0 | 0 | 0 | 0 | 0 | 0 | 0 | 0 | 0 | 0 | 0 | 0 | 0 | 0 | 0 | 0 | 0 | 0 | 0 | 0 | 0 | 0 | 0 | 0 | 0 | 0 | 0 | 0 | 0 | 0
F2_Commercial_Data Center_New_Miscellaneous_Electric_Clothes Washer_E8 | F2 | Commercial | Data Center | New | Miscellaneous | Electric | Clothes Washer | E8 | TRC BC Ratio | 0 | 0 | 0 | 0 | 0 | 0 | 0 | 0 | 0 | 0 | 0 | 0 | 0 | 0 | 0 | 0 | 0 | 0 | 0 | 0 | 0 | 0 | 0 | 0 | 0 | 0 | 0 | 0 | 0 | 0
F2_Commercial_Data Center_New_Miscellaneous_Electric_Clothes Washer_E9 | F2 | Commercial | Data Center | New | Miscellaneous | Electric | Clothes Washer | E9 | TRC BC Ratio | 0 | 0 | 0 | 0 | 0 | 0 | 0 | 0 | 0 | 0 | 0 | 0 | 0 | 0 | 0 | 0 | 0 | 0 | 0 | 0 | 0 | 0 | 0 | 0 | 0 | 0 | 0 | 0 | 0 | 0
F2_Commercial_Data Center_New_Miscellaneous_Electric_Clothes Washer_E10 | F2 | Commercial | Data Center | New | Miscellaneous | Electric | Clothes Washer | E10 | TRC BC Ratio | 0 | 0 | 0 | 0 | 0 | 0 | 0 | 0 | 0 | 0 | 0 | 0 | 0 | 0 | 0 | 0 | 0 | 0 | 0 | 0 | 0 | 0 | 0 | 0 | 0 | 0 | 0 | 0 | 0 | 0
F3_Commercial_Data Center_New_Miscellaneous_Electric_Clothes Washer_E1 | F3 | Commercial | Data Center | New | Miscellaneous | Electric | Clothes Washer | E1 | PACT BC Ratio | 0 | 0 | 0 | 0 | 0 | 0 | 0 | 0 | 0 | 0 | 0 | 0 | 0 | 0 | 0 | 0 | 0 | 0 | 0 | 0 | 0 | 0 | 0 | 0 | 0 | 0 | 0 | 0 | 0 | 0
F3_Commercial_Data Center_New_Miscellaneous_Electric_Clothes Washer_E2 | F3 | Commercial | Data Center | New | Miscellaneous | Electric | Clothes Washer | E2 | PACT BC Ratio | 0 | 0 | 0 | 0 | 0 | 0 | 0 | 0 | 0 | 0 | 0 | 0 | 0 | 0 | 0 | 0 | 0 | 0 | 0 | 0 | 0 | 0 | 0 | 0 | 0 | 0 | 0 | 0 | 0 | 0
F3_Commercial_Data Center_New_Miscellaneous_Electric_Clothes Washer_E3 | F3 | Commercial | Data Center | New | Miscellaneous | Electric | Clothes Washer | E3 | PACT BC Ratio | 0 | 0 | 0 | 0 | 0 | 0 | 0 | 0 | 0 | 0 | 0 | 0 | 0 | 0 | 0 | 0 | 0 | 0 | 0 | 0 | 0 | 0 | 0 | 0 | 0 | 0 | 0 | 0 | 0 | 0
F3_Commercial_Data Center_New_Miscellaneous_Electric_Clothes Washer_E4 | F3 | Commercial | Data Center | New | Miscellaneous | Electric | Clothes Washer | E4 | PACT BC Ratio | 0 | 0 | 0 | 0 | 0 | 0 | 0 | 0 | 0 | 0 | 0 | 0 | 0 | 0 | 0 | 0 | 0 | 0 | 0 | 0 | 0 | 0 | 0 | 0 | 0 | 0 | 0 | 0 | 0 | 0
F3_Commercial_Data Center_New_Miscellaneous_Electric_Clothes Washer_E5 | F3 | Commercial | Data Center | New | Miscellaneous | Electric | Clothes Washer | E5 | PACT BC Ratio | 0 | 0 | 0 | 0 | 0 | 0 | 0 | 0 | 0 | 0 | 0 | 0 | 0 | 0 | 0 | 0 | 0 | 0 | 0 | 0 | 0 | 0 | 0 | 0 | 0 | 0 | 0 | 0 | 0 | 0
F3_Commercial_Data Center_New_Miscellaneous_Electric_Clothes Washer_E6 | F3 | Commercial | Data Center | New | Miscellaneous | Electric | Clothes Washer | E6 | PACT BC Ratio | 0 | 0 | 0 | 0 | 0 | 0 | 0 | 0 | 0 | 0 | 0 | 0 | 0 | 0 | 0 | 0 | 0 | 0 | 0 | 0 | 0 | 0 | 0 | 0 | 0 | 0 | 0 | 0 | 0 | 0
F3_Commercial_Data Center_New_Miscellaneous_Electric_Clothes Washer_E7 | F3 | Commercial | Data Center | New | Miscellaneous | Electric | Clothes Washer | E7 | PACT BC Ratio | 0 | 0 | 0 | 0 | 0 | 0 | 0 | 0 | 0 | 0 | 0 | 0 | 0 | 0 | 0 | 0 | 0 | 0 | 0 | 0 | 0 | 0 | 0 | 0 | 0 | 0 | 0 | 0 | 0 | 0
F3_Commercial_Data Center_New_Miscellaneous_Electric_Clothes Washer_E8 | F3 | Commercial | Data Center | New | Miscellaneous | Electric | Clothes Washer | E8 | PACT BC Ratio | 0 | 0 | 0 | 0 | 0 | 0 | 0 | 0 | 0 | 0 | 0 | 0 | 0 | 0 | 0 | 0 | 0 | 0 | 0 | 0 | 0 | 0 | 0 | 0 | 0 | 0 | 0 | 0 | 0 | 0
F3_Commercial_Data Center_New_Miscellaneous_Electric_Clothes Washer_E9 | F3 | Commercial | Data Center | New | Miscellaneous | Electric | Clothes Washer | E9 | PACT BC Ratio | 0 | 0 | 0 | 0 | 0 | 0 | 0 | 0 | 0 | 0 | 0 | 0 | 0 | 0 | 0 | 0 | 0 | 0 | 0 | 0 | 0 | 0 | 0 | 0 | 0 | 0 | 0 | 0 | 0 | 0
F3_Commercial_Data Center_New_Miscellaneous_Electric_Clothes Washer_E10 | F3 | Commercial | Data Center | New | Miscellaneous | Electric | Clothes Washer | E10 | PACT BC Ratio | 0 | 0 | 0 | 0 | 0 | 0 | 0 | 0 | 0 | 0 | 0 | 0 | 0 | 0 | 0 | 0 | 0 | 0 | 0 | 0 | 0 | 0 | 0 | 0 | 0 | 0 | 0 | 0 | 0 | 0
F4_Commercial_Data Center_New_Miscellaneous_Electric_Clothes Washer_E1 | F4 | Commercial | Data Center | New | Miscellaneous | Electric | Clothes Washer | E1 | RVT BC Ratio | 0 | 0 | 0 | 0 | 0 | 0 | 0 | 0 | 0 | 0 | 0 | 0 | 0 | 0 | 0 | 0 | 0 | 0 | 0 | 0 | 0 | 0 | 0 | 0 | 0 | 0 | 0 | 0 | 0 | 0
F4_Commercial_Data Center_New_Miscellaneous_Electric_Clothes Washer_E2 | F4 | Commercial | Data Center | New | Miscellaneous | Electric | Clothes Washer | E2 | RVT BC Ratio | 0 | 0 | 0 | 0 | 0 | 0 | 0 | 0 | 0 | 0 | 0 | 0 | 0 | 0 | 0 | 0 | 0 | 0 | 0 | 0 | 0 | 0 | 0 | 0 | 0 | 0 | 0 | 0 | 0 | 0
F4_Commercial_Data Center_New_Miscellaneous_Electric_Clothes Washer_E3 | F4 | Commercial | Data Center | New | Miscellaneous | Electric | Clothes Washer | E3 | RVT BC Ratio | 0 | 0 | 0 | 0 | 0 | 0 | 0 | 0 | 0 | 0 | 0 | 0 | 0 | 0 | 0 | 0 | 0 | 0 | 0 | 0 | 0 | 0 | 0 | 0 | 0 | 0 | 0 | 0 | 0 | 0
F4_Commercial_Data Center_New_Miscellaneous_Electric_Clothes Washer_E4 | F4 | Commercial | Data Center | New | Miscellaneous | Electric | Clothes Washer | E4 | RVT BC Ratio | 0 | 0 | 0 | 0 | 0 | 0 | 0 | 0 | 0 | 0 | 0 | 0 | 0 | 0 | 0 | 0 | 0 | 0 | 0 | 0 | 0 | 0 | 0 | 0 | 0 | 0 | 0 | 0 | 0 | 0
F4_Commercial_Data Center_New_Miscellaneous_Electric_Clothes Washer_E5 | F4 | Commercial | Data Center | New | Miscellaneous | Electric | Clothes Washer | E5 | RVT BC Ratio | 0 | 0 | 0 | 0 | 0 | 0 | 0 | 0 | 0 | 0 | 0 | 0 | 0 | 0 | 0 | 0 | 0 | 0 | 0 | 0 | 0 | 0 | 0 | 0 | 0 | 0 | 0 | 0 | 0 | 0
F4_Commercial_Data Center_New_Miscellaneous_Electric_Clothes Washer_E6 | F4 | Commercial | Data Center | New | Miscellaneous | Electric | Clothes Washer | E6 | RVT BC Ratio | 0 | 0 | 0 | 0 | 0 | 0 | 0 | 0 | 0 | 0 | 0 | 0 | 0 | 0 | 0 | 0 | 0 | 0 | 0 | 0 | 0 | 0 | 0 | 0 | 0 | 0 | 0 | 0 | 0 | 0
F4_Commercial_Data Center_New_Miscellaneous_Electric_Clothes Washer_E7 | F4 | Commercial | Data Center | New | Miscellaneous | Electric | Clothes Washer | E7 | RVT BC Ratio | 0 | 0 | 0 | 0 | 0 | 0 | 0 | 0 | 0 | 0 | 0 | 0 | 0 | 0 | 0 | 0 | 0 | 0 | 0 | 0 | 0 | 0 | 0 | 0 | 0 | 0 | 0 | 0 | 0 | 0
F4_Commercial_Data Center_New_Miscellaneous_Electric_Clothes Washer_E8 | F4 | Commercial | Data Center | New | Miscellaneous | Electric | Clothes Washer | E8 | RVT BC Ratio | 0 | 0 | 0 | 0 | 0 | 0 | 0 | 0 | 0 | 0 | 0 | 0 | 0 | 0 | 0 | 0 | 0 | 0 | 0 | 0 | 0 | 0 | 0 | 0 | 0 | 0 | 0 | 0 | 0 | 0
F4_Commercial_Data Center_New_Miscellaneous_Electric_Clothes Washer_E9 | F4 | Commercial | Data Center | New | Miscellaneous | Electric | Clothes Washer | E9 | RVT BC Ratio | 0 | 0 | 0 | 0 | 0 | 0 | 0 | 0 | 0 | 0 | 0 | 0 | 0 | 0 | 0 | 0 | 0 | 0 | 0 | 0 | 0 | 0 | 0 | 0 | 0 | 0 | 0 | 0 | 0 | 0
F4_Commercial_Data Center_New_Miscellaneous_Electric_Clothes Washer_E10 | F4 | Commercial | Data Center | New | Miscellaneous | Electric | Clothes Washer | E10 | RVT BC Ratio | 0 | 0 | 0 | 0 | 0 | 0 | 0 | 0 | 0 | 0 | 0 | 0 | 0 | 0 | 0 | 0 | 0 | 0 | 0 | 0 | 0 | 0 | 0 | 0 | 0 | 0 | 0 | 0 | 0 | 0
F5_Commercial_Data Center_New_Miscellaneous_Electric_Clothes Washer_E1 | F5 | Commercial | Data Center | New | Miscellaneous | Electric | Clothes Washer | E1 | RIM BC Ratio | 0 | 0 | 0 | 0 | 0 | 0 | 0 | 0 | 0 | 0 | 0 | 0 | 0 | 0 | 0 | 0 | 0 | 0 | 0 | 0 | 0 | 0 | 0 | 0 | 0 | 0 | 0 | 0 | 0 | 0
F5_Commercial_Data Center_New_Miscellaneous_Electric_Clothes Washer_E2 | F5 | Commercial | Data Center | New | Miscellaneous | Electric | Clothes Washer | E2 | RIM BC Ratio | 0 | 0 | 0 | 0 | 0 | 0 | 0 | 0 | 0 | 0 | 0 | 0 | 0 | 0 | 0 | 0 | 0 | 0 | 0 | 0 | 0 | 0 | 0 | 0 | 0 | 0 | 0 | 0 | 0 | 0
F5_Commercial_Data Center_New_Miscellaneous_Electric_Clothes Washer_E3 | F5 | Commercial | Data Center | New | Miscellaneous | Electric | Clothes Washer | E3 | RIM BC Ratio | 0 | 0 | 0 | 0 | 0 | 0 | 0 | 0 | 0 | 0 | 0 | 0 | 0 | 0 | 0 | 0 | 0 | 0 | 0 | 0 | 0 | 0 | 0 | 0 | 0 | 0 | 0 | 0 | 0 | 0
F5_Commercial_Data Center_New_Miscellaneous_Electric_Clothes Washer_E4 | F5 | Commercial | Data Center | New | Miscellaneous | Electric | Clothes Washer | E4 | RIM BC Ratio | 0 | 0 | 0 | 0 | 0 | 0 | 0 | 0 | 0 | 0 | 0 | 0 | 0 | 0 | 0 | 0 | 0 | 0 | 0 | 0 | 0 | 0 | 0 | 0 | 0 | 0 | 0 | 0 | 0 | 0
F5_Commercial_Data Center_New_Miscellaneous_Electric_Clothes Washer_E5 | F5 | Commercial | Data Center | New | Miscellaneous | Electric | Clothes Washer | E5 | RIM BC Ratio | 0 | 0 | 0 | 0 | 0 | 0 | 0 | 0 | 0 | 0 | 0 | 0 | 0 | 0 | 0 | 0 | 0 | 0 | 0 | 0 | 0 | 0 | 0 | 0 | 0 | 0 | 0 | 0 | 0 | 0
F5_Commercial_Data Center_New_Miscellaneous_Electric_Clothes Washer_E6 | F5 | Commercial | Data Center | New | Miscellaneous | Electric | Clothes Washer | E6 | RIM BC Ratio | 0 | 0 | 0 | 0 | 0 | 0 | 0 | 0 | 0 | 0 | 0 | 0 | 0 | 0 | 0 | 0 | 0 | 0 | 0 | 0 | 0 | 0 | 0 | 0 | 0 | 0 | 0 | 0 | 0 | 0
F5_Commercial_Data Center_New_Miscellaneous_Electric_Clothes Washer_E7 | F5 | Commercial | Data Center | New | Miscellaneous | Electric | Clothes Washer | E7 | RIM BC Ratio | 0 | 0 | 0 | 0 | 0 | 0 | 0 | 0 | 0 | 0 | 0 | 0 | 0 | 0 | 0 | 0 | 0 | 0 | 0 | 0 | 0 | 0 | 0 | 0 | 0 | 0 | 0 | 0 | 0 | 0
F5_Commercial_Data Center_New_Miscellaneous_Electric_Clothes Washer_E8 | F5 | Commercial | Data Center | New | Miscellaneous | Electric | Clothes Washer | E8 | RIM BC Ratio | 0 | 0 | 0 | 0 | 0 | 0 | 0 | 0 | 0 | 0 | 0 | 0 | 0 | 0 | 0 | 0 | 0 | 0 | 0 | 0 | 0 | 0 | 0 | 0 | 0 | 0 | 0 | 0 | 0 | 0
F5_Commercial_Data Center_New_Miscellaneous_Electric_Clothes Washer_E9 | F5 | Commercial | Data Center | New | Miscellaneous | Electric | Clothes Washer | E9 | RIM BC Ratio | 0 | 0 | 0 | 0 | 0 | 0 | 0 | 0 | 0 | 0 | 0 | 0 | 0 | 0 | 0 | 0 | 0 | 0 | 0 | 0 | 0 | 0 | 0 | 0 | 0 | 0 | 0 | 0 | 0 | 0
F5_Commercial_Data Center_New_Miscellaneous_Electric_Clothes Washer_E10 | F5 | Commercial | Data Center | New | Miscellaneous | Electric | Clothes Washer | E10 | RIM BC Ratio | 0 | 0 | 0 | 0 | 0 | 0 | 0 | 0 | 0 | 0 | 0 | 0 | 0 | 0 | 0 | 0 | 0 | 0 | 0 | 0 | 0 | 0 | 0 | 0 | 0 | 0 | 0 | 0 | 0 | 0
F0_Commercial_Data Center_New_Miscellaneous_Electric_Clothes Dryer_E0 | F0 | Commercial | Data Center | New | Miscellaneous | Electric | Clothes Dryer | E0 | Economic Unit | 0 | 0 | 0 | 0 | 0 | 0 | 0 | 0 | 0 | 0 | 0 | 0 | 0 | 0 | 0 | 0 | 0 | 0 | 0 | 0 | 0 | 0 | 0 | 0 | 0 | 0 | 0 | 0 | 0 | 0
F1_Commercial_Data Center_New_Miscellaneous_Electric_Clothes Dryer_E1 | F1 | Commercial | Data Center | New | Miscellaneous | Electric | Clothes Dryer | E1 | CCE | 0 | 0 | 0 | 0 | 0 | 0 | 0 | 0 | 0 | 0 | 0 | 0 | 0 | 0 | 0 | 0 | 0 | 0 | 0 | 0 | 0 | 0 | 0 | 0 | 0 | 0 | 0 | 0 | 0 | 0
F1_Commercial_Data Center_New_Miscellaneous_Electric_Clothes Dryer_E2 | F1 | Commercial | Data Center | New | Miscellaneous | Electric | Clothes Dryer | E2 | CCE | 0 | 0 | 0 | 0 | 0 | 0 | 0 | 0 | 0 | 0 | 0 | 0 | 0 | 0 | 0 | 0 | 0 | 0 | 0 | 0 | 0 | 0 | 0 | 0 | 0 | 0 | 0 | 0 | 0 | 0
F1_Commercial_Data Center_New_Miscellaneous_Electric_Clothes Dryer_E3 | F1 | Commercial | Data Center | New | Miscellaneous | Electric | Clothes Dryer | E3 | CCE | 0 | 0 | 0 | 0 | 0 | 0 | 0 | 0 | 0 | 0 | 0 | 0 | 0 | 0 | 0 | 0 | 0 | 0 | 0 | 0 | 0 | 0 | 0 | 0 | 0 | 0 | 0 | 0 | 0 | 0
F1_Commercial_Data Center_New_Miscellaneous_Electric_Clothes Dryer_E4 | F1 | Commercial | Data Center | New | Miscellaneous | Electric | Clothes Dryer | E4 | CCE | 0 | 0 | 0 | 0 | 0 | 0 | 0 | 0 | 0 | 0 | 0 | 0 | 0 | 0 | 0 | 0 | 0 | 0 | 0 | 0 | 0 | 0 | 0 | 0 | 0 | 0 | 0 | 0 | 0 | 0
F1_Commercial_Data Center_New_Miscellaneous_Electric_Clothes Dryer_E5 | F1 | Commercial | Data Center | New | Miscellaneous | Electric | Clothes Dryer | E5 | CCE | 0 | 0 | 0 | 0 | 0 | 0 | 0 | 0 | 0 | 0 | 0 | 0 | 0 | 0 | 0 | 0 | 0 | 0 | 0 | 0 | 0 | 0 | 0 | 0 | 0 | 0 | 0 | 0 | 0 | 0
F1_Commercial_Data Center_New_Miscellaneous_Electric_Clothes Dryer_E6 | F1 | Commercial | Data Center | New | Miscellaneous | Electric | Clothes Dryer | E6 | CCE | 0 | 0 | 0 | 0 | 0 | 0 | 0 | 0 | 0 | 0 | 0 | 0 | 0 | 0 | 0 | 0 | 0 | 0 | 0 | 0 | 0 | 0 | 0 | 0 | 0 | 0 | 0 | 0 | 0 | 0
F1_Commercial_Data Center_New_Miscellaneous_Electric_Clothes Dryer_E7 | F1 | Commercial | Data Center | New | Miscellaneous | Electric | Clothes Dryer | E7 | CCE | 0 | 0 | 0 | 0 | 0 | 0 | 0 | 0 | 0 | 0 | 0 | 0 | 0 | 0 | 0 | 0 | 0 | 0 | 0 | 0 | 0 | 0 | 0 | 0 | 0 | 0 | 0 | 0 | 0 | 0
F1_Commercial_Data Center_New_Miscellaneous_Electric_Clothes Dryer_E8 | F1 | Commercial | Data Center | New | Miscellaneous | Electric | Clothes Dryer | E8 | CCE | 0 | 0 | 0 | 0 | 0 | 0 | 0 | 0 | 0 | 0 | 0 | 0 | 0 | 0 | 0 | 0 | 0 | 0 | 0 | 0 | 0 | 0 | 0 | 0 | 0 | 0 | 0 | 0 | 0 | 0
F1_Commercial_Data Center_New_Miscellaneous_Electric_Clothes Dryer_E9 | F1 | Commercial | Data Center | New | Miscellaneous | Electric | Clothes Dryer | E9 | CCE | 0 | 0 | 0 | 0 | 0 | 0 | 0 | 0 | 0 | 0 | 0 | 0 | 0 | 0 | 0 | 0 | 0 | 0 | 0 | 0 | 0 | 0 | 0 | 0 | 0 | 0 | 0 | 0 | 0 | 0
F1_Commercial_Data Center_New_Miscellaneous_Electric_Clothes Dryer_E10 | F1 | Commercial | Data Center | New | Miscellaneous | Electric | Clothes Dryer | E10 | CCE | 0 | 0 | 0 | 0 | 0 | 0 | 0 | 0 | 0 | 0 | 0 | 0 | 0 | 0 | 0 | 0 | 0 | 0 | 0 | 0 | 0 | 0 | 0 | 0 | 0 | 0 | 0 | 0 | 0 | 0
F2_Commercial_Data Center_New_Miscellaneous_Electric_Clothes Dryer_E1 | F2 | Commercial | Data Center | New | Miscellaneous | Electric | Clothes Dryer | E1 | TRC BC Ratio | 0 | 0 | 0 | 0 | 0 | 0 | 0 | 0 | 0 | 0 | 0 | 0 | 0 | 0 | 0 | 0 | 0 | 0 | 0 | 0 | 0 | 0 | 0 | 0 | 0 | 0 | 0 | 0 | 0 | 0
F2_Commercial_Data Center_New_Miscellaneous_Electric_Clothes Dryer_E2 | F2 | Commercial | Data Center | New | Miscellaneous | Electric | Clothes Dryer | E2 | TRC BC Ratio | 0 | 0 | 0 | 0 | 0 | 0 | 0 | 0 | 0 | 0 | 0 | 0 | 0 | 0 | 0 | 0 | 0 | 0 | 0 | 0 | 0 | 0 | 0 | 0 | 0 | 0 | 0 | 0 | 0 | 0
F2_Commercial_Data Center_New_Miscellaneous_Electric_Clothes Dryer_E3 | F2 | Commercial | Data Center | New | Miscellaneous | Electric | Clothes Dryer | E3 | TRC BC Ratio | 0 | 0 | 0 | 0 | 0 | 0 | 0 | 0 | 0 | 0 | 0 | 0 | 0 | 0 | 0 | 0 | 0 | 0 | 0 | 0 | 0 | 0 | 0 | 0 | 0 | 0 | 0 | 0 | 0 | 0
F2_Commercial_Data Center_New_Miscellaneous_Electric_Clothes Dryer_E4 | F2 | Commercial | Data Center | New | Miscellaneous | Electric | Clothes Dryer | E4 | TRC BC Ratio | 0 | 0 | 0 | 0 | 0 | 0 | 0 | 0 | 0 | 0 | 0 | 0 | 0 | 0 | 0 | 0 | 0 | 0 | 0 | 0 | 0 | 0 | 0 | 0 | 0 | 0 | 0 | 0 | 0 | 0
F2_Commercial_Data Center_New_Miscellaneous_Electric_Clothes Dryer_E5 | F2 | Commercial | Data Center | New | Miscellaneous | Electric | Clothes Dryer | E5 | TRC BC Ratio | 0 | 0 | 0 | 0 | 0 | 0 | 0 | 0 | 0 | 0 | 0 | 0 | 0 | 0 | 0 | 0 | 0 | 0 | 0 | 0 | 0 | 0 | 0 | 0 | 0 | 0 | 0 | 0 | 0 | 0
F2_Commercial_Data Center_New_Miscellaneous_Electric_Clothes Dryer_E6 | F2 | Commercial | Data Center | New | Miscellaneous | Electric | Clothes Dryer | E6 | TRC BC Ratio | 0 | 0 | 0 | 0 | 0 | 0 | 0 | 0 | 0 | 0 | 0 | 0 | 0 | 0 | 0 | 0 | 0 | 0 | 0 | 0 | 0 | 0 | 0 | 0 | 0 | 0 | 0 | 0 | 0 | 0
F2_Commercial_Data Center_New_Miscellaneous_Electric_Clothes Dryer_E7 | F2 | Commercial | Data Center | New | Miscellaneous | Electric | Clothes Dryer | E7 | TRC BC Ratio | 0 | 0 | 0 | 0 | 0 | 0 | 0 | 0 | 0 | 0 | 0 | 0 | 0 | 0 | 0 | 0 | 0 | 0 | 0 | 0 | 0 | 0 | 0 | 0 | 0 | 0 | 0 | 0 | 0 | 0
F2_Commercial_Data Center_New_Miscellaneous_Electric_Clothes Dryer_E8 | F2 | Commercial | Data Center | New | Miscellaneous | Electric | Clothes Dryer | E8 | TRC BC Ratio | 0 | 0 | 0 | 0 | 0 | 0 | 0 | 0 | 0 | 0 | 0 | 0 | 0 | 0 | 0 | 0 | 0 | 0 | 0 | 0 | 0 | 0 | 0 | 0 | 0 | 0 | 0 | 0 | 0 | 0
F2_Commercial_Data Center_New_Miscellaneous_Electric_Clothes Dryer_E9 | F2 | Commercial | Data Center | New | Miscellaneous | Electric | Clothes Dryer | E9 | TRC BC Ratio | 0 | 0 | 0 | 0 | 0 | 0 | 0 | 0 | 0 | 0 | 0 | 0 | 0 | 0 | 0 | 0 | 0 | 0 | 0 | 0 | 0 | 0 | 0 | 0 | 0 | 0 | 0 | 0 | 0 | 0
F2_Commercial_Data Center_New_Miscellaneous_Electric_Clothes Dryer_E10 | F2 | Commercial | Data Center | New | Miscellaneous | Electric | Clothes Dryer | E10 | TRC BC Ratio | 0 | 0 | 0 | 0 | 0 | 0 | 0 | 0 | 0 | 0 | 0 | 0 | 0 | 0 | 0 | 0 | 0 | 0 | 0 | 0 | 0 | 0 | 0 | 0 | 0 | 0 | 0 | 0 | 0 | 0
F3_Commercial_Data Center_New_Miscellaneous_Electric_Clothes Dryer_E1 | F3 | Commercial | Data Center | New | Miscellaneous | Electric | Clothes Dryer | E1 | PACT BC Ratio | 0 | 0 | 0 | 0 | 0 | 0 | 0 | 0 | 0 | 0 | 0 | 0 | 0 | 0 | 0 | 0 | 0 | 0 | 0 | 0 | 0 | 0 | 0 | 0 | 0 | 0 | 0 | 0 | 0 | 0
F3_Commercial_Data Center_New_Miscellaneous_Electric_Clothes Dryer_E2 | F3 | Commercial | Data Center | New | Miscellaneous | Electric | Clothes Dryer | E2 | PACT BC Ratio | 0 | 0 | 0 | 0 | 0 | 0 | 0 | 0 | 0 | 0 | 0 | 0 | 0 | 0 | 0 | 0 | 0 | 0 | 0 | 0 | 0 | 0 | 0 | 0 | 0 | 0 | 0 | 0 | 0 | 0
F3_Commercial_Data Center_New_Miscellaneous_Electric_Clothes Dryer_E3 | F3 | Commercial | Data Center | New | Miscellaneous | Electric | Clothes Dryer | E3 | PACT BC Ratio | 0 | 0 | 0 | 0 | 0 | 0 | 0 | 0 | 0 | 0 | 0 | 0 | 0 | 0 | 0 | 0 | 0 | 0 | 0 | 0 | 0 | 0 | 0 | 0 | 0 | 0 | 0 | 0 | 0 | 0
F3_Commercial_Data Center_New_Miscellaneous_Electric_Clothes Dryer_E4 | F3 | Commercial | Data Center | New | Miscellaneous | Electric | Clothes Dryer | E4 | PACT BC Ratio | 0 | 0 | 0 | 0 | 0 | 0 | 0 | 0 | 0 | 0 | 0 | 0 | 0 | 0 | 0 | 0 | 0 | 0 | 0 | 0 | 0 | 0 | 0 | 0 | 0 | 0 | 0 | 0 | 0 | 0
F3_Commercial_Data Center_New_Miscellaneous_Electric_Clothes Dryer_E5 | F3 | Commercial | Data Center | New | Miscellaneous | Electric | Clothes Dryer | E5 | PACT BC Ratio | 0 | 0 | 0 | 0 | 0 | 0 | 0 | 0 | 0 | 0 | 0 | 0 | 0 | 0 | 0 | 0 | 0 | 0 | 0 | 0 | 0 | 0 | 0 | 0 | 0 | 0 | 0 | 0 | 0 | 0
F3_Commercial_Data Center_New_Miscellaneous_Electric_Clothes Dryer_E6 | F3 | Commercial | Data Center | New | Miscellaneous | Electric | Clothes Dryer | E6 | PACT BC Ratio | 0 | 0 | 0 | 0 | 0 | 0 | 0 | 0 | 0 | 0 | 0 | 0 | 0 | 0 | 0 | 0 | 0 | 0 | 0 | 0 | 0 | 0 | 0 | 0 | 0 | 0 | 0 | 0 | 0 | 0
F3_Commercial_Data Center_New_Miscellaneous_Electric_Clothes Dryer_E7 | F3 | Commercial | Data Center | New | Miscellaneous | Electric | Clothes Dryer | E7 | PACT BC Ratio | 0 | 0 | 0 | 0 | 0 | 0 | 0 | 0 | 0 | 0 | 0 | 0 | 0 | 0 | 0 | 0 | 0 | 0 | 0 | 0 | 0 | 0 | 0 | 0 | 0 | 0 | 0 | 0 | 0 | 0
F3_Commercial_Data Center_New_Miscellaneous_Electric_Clothes Dryer_E8 | F3 | Commercial | Data Center | New | Miscellaneous | Electric | Clothes Dryer | E8 | PACT BC Ratio | 0 | 0 | 0 | 0 | 0 | 0 | 0 | 0 | 0 | 0 | 0 | 0 | 0 | 0 | 0 | 0 | 0 | 0 | 0 | 0 | 0 | 0 | 0 | 0 | 0 | 0 | 0 | 0 | 0 | 0
F3_Commercial_Data Center_New_Miscellaneous_Electric_Clothes Dryer_E9 | F3 | Commercial | Data Center | New | Miscellaneous | Electric | Clothes Dryer | E9 | PACT BC Ratio | 0 | 0 | 0 | 0 | 0 | 0 | 0 | 0 | 0 | 0 | 0 | 0 | 0 | 0 | 0 | 0 | 0 | 0 | 0 | 0 | 0 | 0 | 0 | 0 | 0 | 0 | 0 | 0 | 0 | 0
F3_Commercial_Data Center_New_Miscellaneous_Electric_Clothes Dryer_E10 | F3 | Commercial | Data Center | New | Miscellaneous | Electric | Clothes Dryer | E10 | PACT BC Ratio | 0 | 0 | 0 | 0 | 0 | 0 | 0 | 0 | 0 | 0 | 0 | 0 | 0 | 0 | 0 | 0 | 0 | 0 | 0 | 0 | 0 | 0 | 0 | 0 | 0 | 0 | 0 | 0 | 0 | 0
F4_Commercial_Data Center_New_Miscellaneous_Electric_Clothes Dryer_E1 | F4 | Commercial | Data Center | New | Miscellaneous | Electric | Clothes Dryer | E1 | RVT BC Ratio | 0 | 0 | 0 | 0 | 0 | 0 | 0 | 0 | 0 | 0 | 0 | 0 | 0 | 0 | 0 | 0 | 0 | 0 | 0 | 0 | 0 | 0 | 0 | 0 | 0 | 0 | 0 | 0 | 0 | 0
F4_Commercial_Data Center_New_Miscellaneous_Electric_Clothes Dryer_E2 | F4 | Commercial | Data Center | New | Miscellaneous | Electric | Clothes Dryer | E2 | RVT BC Ratio | 0 | 0 | 0 | 0 | 0 | 0 | 0 | 0 | 0 | 0 | 0 | 0 | 0 | 0 | 0 | 0 | 0 | 0 | 0 | 0 | 0 | 0 | 0 | 0 | 0 | 0 | 0 | 0 | 0 | 0
F4_Commercial_Data Center_New_Miscellaneous_Electric_Clothes Dryer_E3 | F4 | Commercial | Data Center | New | Miscellaneous | Electric | Clothes Dryer | E3 | RVT BC Ratio | 0 | 0 | 0 | 0 | 0 | 0 | 0 | 0 | 0 | 0 | 0 | 0 | 0 | 0 | 0 | 0 | 0 | 0 | 0 | 0 | 0 | 0 | 0 | 0 | 0 | 0 | 0 | 0 | 0 | 0
F4_Commercial_Data Center_New_Miscellaneous_Electric_Clothes Dryer_E4 | F4 | Commercial | Data Center | New | Miscellaneous | Electric | Clothes Dryer | E4 | RVT BC Ratio | 0 | 0 | 0 | 0 | 0 | 0 | 0 | 0 | 0 | 0 | 0 | 0 | 0 | 0 | 0 | 0 | 0 | 0 | 0 | 0 | 0 | 0 | 0 | 0 | 0 | 0 | 0 | 0 | 0 | 0
F4_Commercial_Data Center_New_Miscellaneous_Electric_Clothes Dryer_E5 | F4 | Commercial | Data Center | New | Miscellaneous | Electric | Clothes Dryer | E5 | RVT BC Ratio | 0 | 0 | 0 | 0 | 0 | 0 | 0 | 0 | 0 | 0 | 0 | 0 | 0 | 0 | 0 | 0 | 0 | 0 | 0 | 0 | 0 | 0 | 0 | 0 | 0 | 0 | 0 | 0 | 0 | 0
F4_Commercial_Data Center_New_Miscellaneous_Electric_Clothes Dryer_E6 | F4 | Commercial | Data Center | New | Miscellaneous | Electric | Clothes Dryer | E6 | RVT BC Ratio | 0 | 0 | 0 | 0 | 0 | 0 | 0 | 0 | 0 | 0 | 0 | 0 | 0 | 0 | 0 | 0 | 0 | 0 | 0 | 0 | 0 | 0 | 0 | 0 | 0 | 0 | 0 | 0 | 0 | 0
F4_Commercial_Data Center_New_Miscellaneous_Electric_Clothes Dryer_E7 | F4 | Commercial | Data Center | New | Miscellaneous | Electric | Clothes Dryer | E7 | RVT BC Ratio | 0 | 0 | 0 | 0 | 0 | 0 | 0 | 0 | 0 | 0 | 0 | 0 | 0 | 0 | 0 | 0 | 0 | 0 | 0 | 0 | 0 | 0 | 0 | 0 | 0 | 0 | 0 | 0 | 0 | 0
F4_Commercial_Data Center_New_Miscellaneous_Electric_Clothes Dryer_E8 | F4 | Commercial | Data Center | New | Miscellaneous | Electric | Clothes Dryer | E8 | RVT BC Ratio | 0 | 0 | 0 | 0 | 0 | 0 | 0 | 0 | 0 | 0 | 0 | 0 | 0 | 0 | 0 | 0 | 0 | 0 | 0 | 0 | 0 | 0 | 0 | 0 | 0 | 0 | 0 | 0 | 0 | 0
F4_Commercial_Data Center_New_Miscellaneous_Electric_Clothes Dryer_E9 | F4 | Commercial | Data Center | New | Miscellaneous | Electric | Clothes Dryer | E9 | RVT BC Ratio | 0 | 0 | 0 | 0 | 0 | 0 | 0 | 0 | 0 | 0 | 0 | 0 | 0 | 0 | 0 | 0 | 0 | 0 | 0 | 0 | 0 | 0 | 0 | 0 | 0 | 0 | 0 | 0 | 0 | 0
F4_Commercial_Data Center_New_Miscellaneous_Electric_Clothes Dryer_E10 | F4 | Commercial | Data Center | New | Miscellaneous | Electric | Clothes Dryer | E10 | RVT BC Ratio | 0 | 0 | 0 | 0 | 0 | 0 | 0 | 0 | 0 | 0 | 0 | 0 | 0 | 0 | 0 | 0 | 0 | 0 | 0 | 0 | 0 | 0 | 0 | 0 | 0 | 0 | 0 | 0 | 0 | 0
F5_Commercial_Data Center_New_Miscellaneous_Electric_Clothes Dryer_E1 | F5 | Commercial | Data Center | New | Miscellaneous | Electric | Clothes Dryer | E1 | RIM BC Ratio | 0 | 0 | 0 | 0 | 0 | 0 | 0 | 0 | 0 | 0 | 0 | 0 | 0 | 0 | 0 | 0 | 0 | 0 | 0 | 0 | 0 | 0 | 0 | 0 | 0 | 0 | 0 | 0 | 0 | 0
F5_Commercial_Data Center_New_Miscellaneous_Electric_Clothes Dryer_E2 | F5 | Commercial | Data Center | New | Miscellaneous | Electric | Clothes Dryer | E2 | RIM BC Ratio | 0 | 0 | 0 | 0 | 0 | 0 | 0 | 0 | 0 | 0 | 0 | 0 | 0 | 0 | 0 | 0 | 0 | 0 | 0 | 0 | 0 | 0 | 0 | 0 | 0 | 0 | 0 | 0 | 0 | 0
F5_Commercial_Data Center_New_Miscellaneous_Electric_Clothes Dryer_E3 | F5 | Commercial | Data Center | New | Miscellaneous | Electric | Clothes Dryer | E3 | RIM BC Ratio | 0 | 0 | 0 | 0 | 0 | 0 | 0 | 0 | 0 | 0 | 0 | 0 | 0 | 0 | 0 | 0 | 0 | 0 | 0 | 0 | 0 | 0 | 0 | 0 | 0 | 0 | 0 | 0 | 0 | 0
F5_Commercial_Data Center_New_Miscellaneous_Electric_Clothes Dryer_E4 | F5 | Commercial | Data Center | New | Miscellaneous | Electric | Clothes Dryer | E4 | RIM BC Ratio | 0 | 0 | 0 | 0 | 0 | 0 | 0 | 0 | 0 | 0 | 0 | 0 | 0 | 0 | 0 | 0 | 0 | 0 | 0 | 0 | 0 | 0 | 0 | 0 | 0 | 0 | 0 | 0 | 0 | 0
F5_Commercial_Data Center_New_Miscellaneous_Electric_Clothes Dryer_E5 | F5 | Commercial | Data Center | New | Miscellaneous | Electric | Clothes Dryer | E5 | RIM BC Ratio | 0 | 0 | 0 | 0 | 0 | 0 | 0 | 0 | 0 | 0 | 0 | 0 | 0 | 0 | 0 | 0 | 0 | 0 | 0 | 0 | 0 | 0 | 0 | 0 | 0 | 0 | 0 | 0 | 0 | 0
F5_Commercial_Data Center_New_Miscellaneous_Electric_Clothes Dryer_E6 | F5 | Commercial | Data Center | New | Miscellaneous | Electric | Clothes Dryer | E6 | RIM BC Ratio | 0 | 0 | 0 | 0 | 0 | 0 | 0 | 0 | 0 | 0 | 0 | 0 | 0 | 0 | 0 | 0 | 0 | 0 | 0 | 0 | 0 | 0 | 0 | 0 | 0 | 0 | 0 | 0 | 0 | 0
F5_Commercial_Data Center_New_Miscellaneous_Electric_Clothes Dryer_E7 | F5 | Commercial | Data Center | New | Miscellaneous | Electric | Clothes Dryer | E7 | RIM BC Ratio | 0 | 0 | 0 | 0 | 0 | 0 | 0 | 0 | 0 | 0 | 0 | 0 | 0 | 0 | 0 | 0 | 0 | 0 | 0 | 0 | 0 | 0 | 0 | 0 | 0 | 0 | 0 | 0 | 0 | 0
F5_Commercial_Data Center_New_Miscellaneous_Electric_Clothes Dryer_E8 | F5 | Commercial | Data Center | New | Miscellaneous | Electric | Clothes Dryer | E8 | RIM BC Ratio | 0 | 0 | 0 | 0 | 0 | 0 | 0 | 0 | 0 | 0 | 0 | 0 | 0 | 0 | 0 | 0 | 0 | 0 | 0 | 0 | 0 | 0 | 0 | 0 | 0 | 0 | 0 | 0 | 0 | 0
F5_Commercial_Data Center_New_Miscellaneous_Electric_Clothes Dryer_E9 | F5 | Commercial | Data Center | New | Miscellaneous | Electric | Clothes Dryer | E9 | RIM BC Ratio | 0 | 0 | 0 | 0 | 0 | 0 | 0 | 0 | 0 | 0 | 0 | 0 | 0 | 0 | 0 | 0 | 0 | 0 | 0 | 0 | 0 | 0 | 0 | 0 | 0 | 0 | 0 | 0 | 0 | 0
F5_Commercial_Data Center_New_Miscellaneous_Electric_Clothes Dryer_E10 | F5 | Commercial | Data Center | New | Miscellaneous | Electric | Clothes Dryer | E10 | RIM BC Ratio | 0 | 0 | 0 | 0 | 0 | 0 | 0 | 0 | 0 | 0 | 0 | 0 | 0 | 0 | 0 | 0 | 0 | 0 | 0 | 0 | 0 | 0 | 0 | 0 | 0 | 0 | 0 | 0 | 0 | 0
F0_Commercial_Data Center_New_Miscellaneous_Electric_Miscellaneous_E0 | F0 | Commercial | Data Center | New | Miscellaneous | Electric | Miscellaneous | E0 | Economic Unit | 0 | 0 | 0 | 0 | 0 | 0 | 0 | 0 | 0 | 0 | 0 | 0 | 0 | 0 | 0 | 0 | 0 | 0 | 0 | 0 | 0 | 0 | 0 | 0 | 0 | 0 | 0 | 0 | 0 | 0
F1_Commercial_Data Center_New_Miscellaneous_Electric_Miscellaneous_E1 | F1 | Commercial | Data Center | New | Miscellaneous | Electric | Miscellaneous | E1 | CCE | 0 | 0 | 0 | 0 | 0 | 0 | 0 | 0 | 0 | 0 | 0 | 0 | 0 | 0 | 0 | 0 | 0 | 0 | 0 | 0 | 0 | 0 | 0 | 0 | 0 | 0 | 0 | 0 | 0 | 0
F1_Commercial_Data Center_New_Miscellaneous_Electric_Miscellaneous_E2 | F1 | Commercial | Data Center | New | Miscellaneous | Electric | Miscellaneous | E2 | CCE | 0 | 0 | 0 | 0 | 0 | 0 | 0 | 0 | 0 | 0 | 0 | 0 | 0 | 0 | 0 | 0 | 0 | 0 | 0 | 0 | 0 | 0 | 0 | 0 | 0 | 0 | 0 | 0 | 0 | 0
F1_Commercial_Data Center_New_Miscellaneous_Electric_Miscellaneous_E3 | F1 | Commercial | Data Center | New | Miscellaneous | Electric | Miscellaneous | E3 | CCE | 0 | 0 | 0 | 0 | 0 | 0 | 0 | 0 | 0 | 0 | 0 | 0 | 0 | 0 | 0 | 0 | 0 | 0 | 0 | 0 | 0 | 0 | 0 | 0 | 0 | 0 | 0 | 0 | 0 | 0
F1_Commercial_Data Center_New_Miscellaneous_Electric_Miscellaneous_E4 | F1 | Commercial | Data Center | New | Miscellaneous | Electric | Miscellaneous | E4 | CCE | 0 | 0 | 0 | 0 | 0 | 0 | 0 | 0 | 0 | 0 | 0 | 0 | 0 | 0 | 0 | 0 | 0 | 0 | 0 | 0 | 0 | 0 | 0 | 0 | 0 | 0 | 0 | 0 | 0 | 0
F1_Commercial_Data Center_New_Miscellaneous_Electric_Miscellaneous_E5 | F1 | Commercial | Data Center | New | Miscellaneous | Electric | Miscellaneous | E5 | CCE | 0 | 0 | 0 | 0 | 0 | 0 | 0 | 0 | 0 | 0 | 0 | 0 | 0 | 0 | 0 | 0 | 0 | 0 | 0 | 0 | 0 | 0 | 0 | 0 | 0 | 0 | 0 | 0 | 0 | 0
F1_Commercial_Data Center_New_Miscellaneous_Electric_Miscellaneous_E6 | F1 | Commercial | Data Center | New | Miscellaneous | Electric | Miscellaneous | E6 | CCE | 0 | 0 | 0 | 0 | 0 | 0 | 0 | 0 | 0 | 0 | 0 | 0 | 0 | 0 | 0 | 0 | 0 | 0 | 0 | 0 | 0 | 0 | 0 | 0 | 0 | 0 | 0 | 0 | 0 | 0
F1_Commercial_Data Center_New_Miscellaneous_Electric_Miscellaneous_E7 | F1 | Commercial | Data Center | New | Miscellaneous | Electric | Miscellaneous | E7 | CCE | 0 | 0 | 0 | 0 | 0 | 0 | 0 | 0 | 0 | 0 | 0 | 0 | 0 | 0 | 0 | 0 | 0 | 0 | 0 | 0 | 0 | 0 | 0 | 0 | 0 | 0 | 0 | 0 | 0 | 0
F1_Commercial_Data Center_New_Miscellaneous_Electric_Miscellaneous_E8 | F1 | Commercial | Data Center | New | Miscellaneous | Electric | Miscellaneous | E8 | CCE | 0 | 0 | 0 | 0 | 0 | 0 | 0 | 0 | 0 | 0 | 0 | 0 | 0 | 0 | 0 | 0 | 0 | 0 | 0 | 0 | 0 | 0 | 0 | 0 | 0 | 0 | 0 | 0 | 0 | 0
F1_Commercial_Data Center_New_Miscellaneous_Electric_Miscellaneous_E9 | F1 | Commercial | Data Center | New | Miscellaneous | Electric | Miscellaneous | E9 | CCE | 0 | 0 | 0 | 0 | 0 | 0 | 0 | 0 | 0 | 0 | 0 | 0 | 0 | 0 | 0 | 0 | 0 | 0 | 0 | 0 | 0 | 0 | 0 | 0 | 0 | 0 | 0 | 0 | 0 | 0
F1_Commercial_Data Center_New_Miscellaneous_Electric_Miscellaneous_E10 | F1 | Commercial | Data Center | New | Miscellaneous | Electric | Miscellaneous | E10 | CCE | 0 | 0 | 0 | 0 | 0 | 0 | 0 | 0 | 0 | 0 | 0 | 0 | 0 | 0 | 0 | 0 | 0 | 0 | 0 | 0 | 0 | 0 | 0 | 0 | 0 | 0 | 0 | 0 | 0 | 0
F2_Commercial_Data Center_New_Miscellaneous_Electric_Miscellaneous_E1 | F2 | Commercial | Data Center | New | Miscellaneous | Electric | Miscellaneous | E1 | TRC BC Ratio | 0 | 0 | 0 | 0 | 0 | 0 | 0 | 0 | 0 | 0 | 0 | 0 | 0 | 0 | 0 | 0 | 0 | 0 | 0 | 0 | 0 | 0 | 0 | 0 | 0 | 0 | 0 | 0 | 0 | 0
F2_Commercial_Data Center_New_Miscellaneous_Electric_Miscellaneous_E2 | F2 | Commercial | Data Center | New | Miscellaneous | Electric | Miscellaneous | E2 | TRC BC Ratio | 0 | 0 | 0 | 0 | 0 | 0 | 0 | 0 | 0 | 0 | 0 | 0 | 0 | 0 | 0 | 0 | 0 | 0 | 0 | 0 | 0 | 0 | 0 | 0 | 0 | 0 | 0 | 0 | 0 | 0
F2_Commercial_Data Center_New_Miscellaneous_Electric_Miscellaneous_E3 | F2 | Commercial | Data Center | New | Miscellaneous | Electric | Miscellaneous | E3 | TRC BC Ratio | 0 | 0 | 0 | 0 | 0 | 0 | 0 | 0 | 0 | 0 | 0 | 0 | 0 | 0 | 0 | 0 | 0 | 0 | 0 | 0 | 0 | 0 | 0 | 0 | 0 | 0 | 0 | 0 | 0 | 0
F2_Commercial_Data Center_New_Miscellaneous_Electric_Miscellaneous_E4 | F2 | Commercial | Data Center | New | Miscellaneous | Electric | Miscellaneous | E4 | TRC BC Ratio | 0 | 0 | 0 | 0 | 0 | 0 | 0 | 0 | 0 | 0 | 0 | 0 | 0 | 0 | 0 | 0 | 0 | 0 | 0 | 0 | 0 | 0 | 0 | 0 | 0 | 0 | 0 | 0 | 0 | 0
F2_Commercial_Data Center_New_Miscellaneous_Electric_Miscellaneous_E5 | F2 | Commercial | Data Center | New | Miscellaneous | Electric | Miscellaneous | E5 | TRC BC Ratio | 0 | 0 | 0 | 0 | 0 | 0 | 0 | 0 | 0 | 0 | 0 | 0 | 0 | 0 | 0 | 0 | 0 | 0 | 0 | 0 | 0 | 0 | 0 | 0 | 0 | 0 | 0 | 0 | 0 | 0
F2_Commercial_Data Center_New_Miscellaneous_Electric_Miscellaneous_E6 | F2 | Commercial | Data Center | New | Miscellaneous | Electric | Miscellaneous | E6 | TRC BC Ratio | 0 | 0 | 0 | 0 | 0 | 0 | 0 | 0 | 0 | 0 | 0 | 0 | 0 | 0 | 0 | 0 | 0 | 0 | 0 | 0 | 0 | 0 | 0 | 0 | 0 | 0 | 0 | 0 | 0 | 0
F2_Commercial_Data Center_New_Miscellaneous_Electric_Miscellaneous_E7 | F2 | Commercial | Data Center | New | Miscellaneous | Electric | Miscellaneous | E7 | TRC BC Ratio | 0 | 0 | 0 | 0 | 0 | 0 | 0 | 0 | 0 | 0 | 0 | 0 | 0 | 0 | 0 | 0 | 0 | 0 | 0 | 0 | 0 | 0 | 0 | 0 | 0 | 0 | 0 | 0 | 0 | 0
F2_Commercial_Data Center_New_Miscellaneous_Electric_Miscellaneous_E8 | F2 | Commercial | Data Center | New | Miscellaneous | Electric | Miscellaneous | E8 | TRC BC Ratio | 0 | 0 | 0 | 0 | 0 | 0 | 0 | 0 | 0 | 0 | 0 | 0 | 0 | 0 | 0 | 0 | 0 | 0 | 0 | 0 | 0 | 0 | 0 | 0 | 0 | 0 | 0 | 0 | 0 | 0
F2_Commercial_Data Center_New_Miscellaneous_Electric_Miscellaneous_E9 | F2 | Commercial | Data Center | New | Miscellaneous | Electric | Miscellaneous | E9 | TRC BC Ratio | 0 | 0 | 0 | 0 | 0 | 0 | 0 | 0 | 0 | 0 | 0 | 0 | 0 | 0 | 0 | 0 | 0 | 0 | 0 | 0 | 0 | 0 | 0 | 0 | 0 | 0 | 0 | 0 | 0 | 0
F2_Commercial_Data Center_New_Miscellaneous_Electric_Miscellaneous_E10 | F2 | Commercial | Data Center | New | Miscellaneous | Electric | Miscellaneous | E10 | TRC BC Ratio | 0 | 0 | 0 | 0 | 0 | 0 | 0 | 0 | 0 | 0 | 0 | 0 | 0 | 0 | 0 | 0 | 0 | 0 | 0 | 0 | 0 | 0 | 0 | 0 | 0 | 0 | 0 | 0 | 0 | 0
F3_Commercial_Data Center_New_Miscellaneous_Electric_Miscellaneous_E1 | F3 | Commercial | Data Center | New | Miscellaneous | Electric | Miscellaneous | E1 | PACT BC Ratio | 0 | 0 | 0 | 0 | 0 | 0 | 0 | 0 | 0 | 0 | 0 | 0 | 0 | 0 | 0 | 0 | 0 | 0 | 0 | 0 | 0 | 0 | 0 | 0 | 0 | 0 | 0 | 0 | 0 | 0
F3_Commercial_Data Center_New_Miscellaneous_Electric_Miscellaneous_E2 | F3 | Commercial | Data Center | New | Miscellaneous | Electric | Miscellaneous | E2 | PACT BC Ratio | 0 | 0 | 0 | 0 | 0 | 0 | 0 | 0 | 0 | 0 | 0 | 0 | 0 | 0 | 0 | 0 | 0 | 0 | 0 | 0 | 0 | 0 | 0 | 0 | 0 | 0 | 0 | 0 | 0 | 0
F3_Commercial_Data Center_New_Miscellaneous_Electric_Miscellaneous_E3 | F3 | Commercial | Data Center | New | Miscellaneous | Electric | Miscellaneous | E3 | PACT BC Ratio | 0 | 0 | 0 | 0 | 0 | 0 | 0 | 0 | 0 | 0 | 0 | 0 | 0 | 0 | 0 | 0 | 0 | 0 | 0 | 0 | 0 | 0 | 0 | 0 | 0 | 0 | 0 | 0 | 0 | 0
F3_Commercial_Data Center_New_Miscellaneous_Electric_Miscellaneous_E4 | F3 | Commercial | Data Center | New | Miscellaneous | Electric | Miscellaneous | E4 | PACT BC Ratio | 0 | 0 | 0 | 0 | 0 | 0 | 0 | 0 | 0 | 0 | 0 | 0 | 0 | 0 | 0 | 0 | 0 | 0 | 0 | 0 | 0 | 0 | 0 | 0 | 0 | 0 | 0 | 0 | 0 | 0
F3_Commercial_Data Center_New_Miscellaneous_Electric_Miscellaneous_E5 | F3 | Commercial | Data Center | New | Miscellaneous | Electric | Miscellaneous | E5 | PACT BC Ratio | 0 | 0 | 0 | 0 | 0 | 0 | 0 | 0 | 0 | 0 | 0 | 0 | 0 | 0 | 0 | 0 | 0 | 0 | 0 | 0 | 0 | 0 | 0 | 0 | 0 | 0 | 0 | 0 | 0 | 0
F3_Commercial_Data Center_New_Miscellaneous_Electric_Miscellaneous_E6 | F3 | Commercial | Data Center | New | Miscellaneous | Electric | Miscellaneous | E6 | PACT BC Ratio | 0 | 0 | 0 | 0 | 0 | 0 | 0 | 0 | 0 | 0 | 0 | 0 | 0 | 0 | 0 | 0 | 0 | 0 | 0 | 0 | 0 | 0 | 0 | 0 | 0 | 0 | 0 | 0 | 0 | 0
F3_Commercial_Data Center_New_Miscellaneous_Electric_Miscellaneous_E7 | F3 | Commercial | Data Center | New | Miscellaneous | Electric | Miscellaneous | E7 | PACT BC Ratio | 0 | 0 | 0 | 0 | 0 | 0 | 0 | 0 | 0 | 0 | 0 | 0 | 0 | 0 | 0 | 0 | 0 | 0 | 0 | 0 | 0 | 0 | 0 | 0 | 0 | 0 | 0 | 0 | 0 | 0
F3_Commercial_Data Center_New_Miscellaneous_Electric_Miscellaneous_E8 | F3 | Commercial | Data Center | New | Miscellaneous | Electric | Miscellaneous | E8 | PACT BC Ratio | 0 | 0 | 0 | 0 | 0 | 0 | 0 | 0 | 0 | 0 | 0 | 0 | 0 | 0 | 0 | 0 | 0 | 0 | 0 | 0 | 0 | 0 | 0 | 0 | 0 | 0 | 0 | 0 | 0 | 0
F3_Commercial_Data Center_New_Miscellaneous_Electric_Miscellaneous_E9 | F3 | Commercial | Data Center | New | Miscellaneous | Electric | Miscellaneous | E9 | PACT BC Ratio | 0 | 0 | 0 | 0 | 0 | 0 | 0 | 0 | 0 | 0 | 0 | 0 | 0 | 0 | 0 | 0 | 0 | 0 | 0 | 0 | 0 | 0 | 0 | 0 | 0 | 0 | 0 | 0 | 0 | 0
F3_Commercial_Data Center_New_Miscellaneous_Electric_Miscellaneous_E10 | F3 | Commercial | Data Center | New | Miscellaneous | Electric | Miscellaneous | E10 | PACT BC Ratio | 0 | 0 | 0 | 0 | 0 | 0 | 0 | 0 | 0 | 0 | 0 | 0 | 0 | 0 | 0 | 0 | 0 | 0 | 0 | 0 | 0 | 0 | 0 | 0 | 0 | 0 | 0 | 0 | 0 | 0
F4_Commercial_Data Center_New_Miscellaneous_Electric_Miscellaneous_E1 | F4 | Commercial | Data Center | New | Miscellaneous | Electric | Miscellaneous | E1 | RVT BC Ratio | 0 | 0 | 0 | 0 | 0 | 0 | 0 | 0 | 0 | 0 | 0 | 0 | 0 | 0 | 0 | 0 | 0 | 0 | 0 | 0 | 0 | 0 | 0 | 0 | 0 | 0 | 0 | 0 | 0 | 0
F4_Commercial_Data Center_New_Miscellaneous_Electric_Miscellaneous_E2 | F4 | Commercial | Data Center | New | Miscellaneous | Electric | Miscellaneous | E2 | RVT BC Ratio | 0 | 0 | 0 | 0 | 0 | 0 | 0 | 0 | 0 | 0 | 0 | 0 | 0 | 0 | 0 | 0 | 0 | 0 | 0 | 0 | 0 | 0 | 0 | 0 | 0 | 0 | 0 | 0 | 0 | 0
F4_Commercial_Data Center_New_Miscellaneous_Electric_Miscellaneous_E3 | F4 | Commercial | Data Center | New | Miscellaneous | Electric | Miscellaneous | E3 | RVT BC Ratio | 0 | 0 | 0 | 0 | 0 | 0 | 0 | 0 | 0 | 0 | 0 | 0 | 0 | 0 | 0 | 0 | 0 | 0 | 0 | 0 | 0 | 0 | 0 | 0 | 0 | 0 | 0 | 0 | 0 | 0
F4_Commercial_Data Center_New_Miscellaneous_Electric_Miscellaneous_E4 | F4 | Commercial | Data Center | New | Miscellaneous | Electric | Miscellaneous | E4 | RVT BC Ratio | 0 | 0 | 0 | 0 | 0 | 0 | 0 | 0 | 0 | 0 | 0 | 0 | 0 | 0 | 0 | 0 | 0 | 0 | 0 | 0 | 0 | 0 | 0 | 0 | 0 | 0 | 0 | 0 | 0 | 0
F4_Commercial_Data Center_New_Miscellaneous_Electric_Miscellaneous_E5 | F4 | Commercial | Data Center | New | Miscellaneous | Electric | Miscellaneous | E5 | RVT BC Ratio | 0 | 0 | 0 | 0 | 0 | 0 | 0 | 0 | 0 | 0 | 0 | 0 | 0 | 0 | 0 | 0 | 0 | 0 | 0 | 0 | 0 | 0 | 0 | 0 | 0 | 0 | 0 | 0 | 0 | 0
F4_Commercial_Data Center_New_Miscellaneous_Electric_Miscellaneous_E6 | F4 | Commercial | Data Center | New | Miscellaneous | Electric | Miscellaneous | E6 | RVT BC Ratio | 0 | 0 | 0 | 0 | 0 | 0 | 0 | 0 | 0 | 0 | 0 | 0 | 0 | 0 | 0 | 0 | 0 | 0 | 0 | 0 | 0 | 0 | 0 | 0 | 0 | 0 | 0 | 0 | 0 | 0
F4_Commercial_Data Center_New_Miscellaneous_Electric_Miscellaneous_E7 | F4 | Commercial | Data Center | New | Miscellaneous | Electric | Miscellaneous | E7 | RVT BC Ratio | 0 | 0 | 0 | 0 | 0 | 0 | 0 | 0 | 0 | 0 | 0 | 0 | 0 | 0 | 0 | 0 | 0 | 0 | 0 | 0 | 0 | 0 | 0 | 0 | 0 | 0 | 0 | 0 | 0 | 0
F4_Commercial_Data Center_New_Miscellaneous_Electric_Miscellaneous_E8 | F4 | Commercial | Data Center | New | Miscellaneous | Electric | Miscellaneous | E8 | RVT BC Ratio | 0 | 0 | 0 | 0 | 0 | 0 | 0 | 0 | 0 | 0 | 0 | 0 | 0 | 0 | 0 | 0 | 0 | 0 | 0 | 0 | 0 | 0 | 0 | 0 | 0 | 0 | 0 | 0 | 0 | 0
F4_Commercial_Data Center_New_Miscellaneous_Electric_Miscellaneous_E9 | F4 | Commercial | Data Center | New | Miscellaneous | Electric | Miscellaneous | E9 | RVT BC Ratio | 0 | 0 | 0 | 0 | 0 | 0 | 0 | 0 | 0 | 0 | 0 | 0 | 0 | 0 | 0 | 0 | 0 | 0 | 0 | 0 | 0 | 0 | 0 | 0 | 0 | 0 | 0 | 0 | 0 | 0
F4_Commercial_Data Center_New_Miscellaneous_Electric_Miscellaneous_E10 | F4 | Commercial | Data Center | New | Miscellaneous | Electric | Miscellaneous | E10 | RVT BC Ratio | 0 | 0 | 0 | 0 | 0 | 0 | 0 | 0 | 0 | 0 | 0 | 0 | 0 | 0 | 0 | 0 | 0 | 0 | 0 | 0 | 0 | 0 | 0 | 0 | 0 | 0 | 0 | 0 | 0 | 0
F5_Commercial_Data Center_New_Miscellaneous_Electric_Miscellaneous_E1 | F5 | Commercial | Data Center | New | Miscellaneous | Electric | Miscellaneous | E1 | RIM BC Ratio | 0 | 0 | 0 | 0 | 0 | 0 | 0 | 0 | 0 | 0 | 0 | 0 | 0 | 0 | 0 | 0 | 0 | 0 | 0 | 0 | 0 | 0 | 0 | 0 | 0 | 0 | 0 | 0 | 0 | 0
F5_Commercial_Data Center_New_Miscellaneous_Electric_Miscellaneous_E2 | F5 | Commercial | Data Center | New | Miscellaneous | Electric | Miscellaneous | E2 | RIM BC Ratio | 0 | 0 | 0 | 0 | 0 | 0 | 0 | 0 | 0 | 0 | 0 | 0 | 0 | 0 | 0 | 0 | 0 | 0 | 0 | 0 | 0 | 0 | 0 | 0 | 0 | 0 | 0 | 0 | 0 | 0
F5_Commercial_Data Center_New_Miscellaneous_Electric_Miscellaneous_E3 | F5 | Commercial | Data Center | New | Miscellaneous | Electric | Miscellaneous | E3 | RIM BC Ratio | 0 | 0 | 0 | 0 | 0 | 0 | 0 | 0 | 0 | 0 | 0 | 0 | 0 | 0 | 0 | 0 | 0 | 0 | 0 | 0 | 0 | 0 | 0 | 0 | 0 | 0 | 0 | 0 | 0 | 0
F5_Commercial_Data Center_New_Miscellaneous_Electric_Miscellaneous_E4 | F5 | Commercial | Data Center | New | Miscellaneous | Electric | Miscellaneous | E4 | RIM BC Ratio | 0 | 0 | 0 | 0 | 0 | 0 | 0 | 0 | 0 | 0 | 0 | 0 | 0 | 0 | 0 | 0 | 0 | 0 | 0 | 0 | 0 | 0 | 0 | 0 | 0 | 0 | 0 | 0 | 0 | 0
F5_Commercial_Data Center_New_Miscellaneous_Electric_Miscellaneous_E5 | F5 | Commercial | Data Center | New | Miscellaneous | Electric | Miscellaneous | E5 | RIM BC Ratio | 0 | 0 | 0 | 0 | 0 | 0 | 0 | 0 | 0 | 0 | 0 | 0 | 0 | 0 | 0 | 0 | 0 | 0 | 0 | 0 | 0 | 0 | 0 | 0 | 0 | 0 | 0 | 0 | 0 | 0
F5_Commercial_Data Center_New_Miscellaneous_Electric_Miscellaneous_E6 | F5 | Commercial | Data Center | New | Miscellaneous | Electric | Miscellaneous | E6 | RIM BC Ratio | 0 | 0 | 0 | 0 | 0 | 0 | 0 | 0 | 0 | 0 | 0 | 0 | 0 | 0 | 0 | 0 | 0 | 0 | 0 | 0 | 0 | 0 | 0 | 0 | 0 | 0 | 0 | 0 | 0 | 0
F5_Commercial_Data Center_New_Miscellaneous_Electric_Miscellaneous_E7 | F5 | Commercial | Data Center | New | Miscellaneous | Electric | Miscellaneous | E7 | RIM BC Ratio | 0 | 0 | 0 | 0 | 0 | 0 | 0 | 0 | 0 | 0 | 0 | 0 | 0 | 0 | 0 | 0 | 0 | 0 | 0 | 0 | 0 | 0 | 0 | 0 | 0 | 0 | 0 | 0 | 0 | 0
F5_Commercial_Data Center_New_Miscellaneous_Electric_Miscellaneous_E8 | F5 | Commercial | Data Center | New | Miscellaneous | Electric | Miscellaneous | E8 | RIM BC Ratio | 0 | 0 | 0 | 0 | 0 | 0 | 0 | 0 | 0 | 0 | 0 | 0 | 0 | 0 | 0 | 0 | 0 | 0 | 0 | 0 | 0 | 0 | 0 | 0 | 0 | 0 | 0 | 0 | 0 | 0
F5_Commercial_Data Center_New_Miscellaneous_Electric_Miscellaneous_E9 | F5 | Commercial | Data Center | New | Miscellaneous | Electric | Miscellaneous | E9 | RIM BC Ratio | 0 | 0 | 0 | 0 | 0 | 0 | 0 | 0 | 0 | 0 | 0 | 0 | 0 | 0 | 0 | 0 | 0 | 0 | 0 | 0 | 0 | 0 | 0 | 0 | 0 | 0 | 0 | 0 | 0 | 0
F5_Commercial_Data Center_New_Miscellaneous_Electric_Miscellaneous_E10 | F5 | Commercial | Data Center | New | Miscellaneous | Electric | Miscellaneous | E10 | RIM BC Ratio | 0 | 0 | 0 | 0 | 0 | 0 | 0 | 0 | 0 | 0 | 0 | 0 | 0 | 0 | 0 | 0 | 0 | 0 | 0 | 0 | 0 | 0 | 0 | 0 | 0 | 0 | 0 | 0 | 0 | 0
F0_Commercial_Data Center_New_Generation_Electric_Solar PV_E0 | F0 | Commercial | Data Center | New | Generation | Electric | Solar PV | E0 | Economic Unit | 0 | 0 | 0 | 0 | 0 | 0 | 0 | 0 | 0 | 0 | 0 | 0 | 0 | 0 | 0 | 0 | 0 | 0 | 0 | 0 | 0 | 0 | 0 | 0 | 0 | 0 | 0 | 0 | 0 | 0
F1_Commercial_Data Center_New_Generation_Electric_Solar PV_E1 | F1 | Commercial | Data Center | New | Generation | Electric | Solar PV | E1 | CCE | 0 | 0 | 0 | 0 | 0 | 0 | 0 | 0 | 0 | 0 | 0 | 0 | 0 | 0 | 0 | 0 | 0 | 0 | 0 | 0 | 0 | 0 | 0 | 0 | 0 | 0 | 0 | 0 | 0 | 0
F1_Commercial_Data Center_New_Generation_Electric_Solar PV_E2 | F1 | Commercial | Data Center | New | Generation | Electric | Solar PV | E2 | CCE | 0 | 0 | 0 | 0 | 0 | 0 | 0 | 0 | 0 | 0 | 0 | 0 | 0 | 0 | 0 | 0 | 0 | 0 | 0 | 0 | 0 | 0 | 0 | 0 | 0 | 0 | 0 | 0 | 0 | 0
F1_Commercial_Data Center_New_Generation_Electric_Solar PV_E3 | F1 | Commercial | Data Center | New | Generation | Electric | Solar PV | E3 | CCE | 0 | 0 | 0 | 0 | 0 | 0 | 0 | 0 | 0 | 0 | 0 | 0 | 0 | 0 | 0 | 0 | 0 | 0 | 0 | 0 | 0 | 0 | 0 | 0 | 0 | 0 | 0 | 0 | 0 | 0
F1_Commercial_Data Center_New_Generation_Electric_Solar PV_E4 | F1 | Commercial | Data Center | New | Generation | Electric | Solar PV | E4 | CCE | 0 | 0 | 0 | 0 | 0 | 0 | 0 | 0 | 0 | 0 | 0 | 0 | 0 | 0 | 0 | 0 | 0 | 0 | 0 | 0 | 0 | 0 | 0 | 0 | 0 | 0 | 0 | 0 | 0 | 0
F1_Commercial_Data Center_New_Generation_Electric_Solar PV_E5 | F1 | Commercial | Data Center | New | Generation | Electric | Solar PV | E5 | CCE | 0 | 0 | 0 | 0 | 0 | 0 | 0 | 0 | 0 | 0 | 0 | 0 | 0 | 0 | 0 | 0 | 0 | 0 | 0 | 0 | 0 | 0 | 0 | 0 | 0 | 0 | 0 | 0 | 0 | 0
F1_Commercial_Data Center_New_Generation_Electric_Solar PV_E6 | F1 | Commercial | Data Center | New | Generation | Electric | Solar PV | E6 | CCE | 0 | 0 | 0 | 0 | 0 | 0 | 0 | 0 | 0 | 0 | 0 | 0 | 0 | 0 | 0 | 0 | 0 | 0 | 0 | 0 | 0 | 0 | 0 | 0 | 0 | 0 | 0 | 0 | 0 | 0
F1_Commercial_Data Center_New_Generation_Electric_Solar PV_E7 | F1 | Commercial | Data Center | New | Generation | Electric | Solar PV | E7 | CCE | 0 | 0 | 0 | 0 | 0 | 0 | 0 | 0 | 0 | 0 | 0 | 0 | 0 | 0 | 0 | 0 | 0 | 0 | 0 | 0 | 0 | 0 | 0 | 0 | 0 | 0 | 0 | 0 | 0 | 0
F1_Commercial_Data Center_New_Generation_Electric_Solar PV_E8 | F1 | Commercial | Data Center | New | Generation | Electric | Solar PV | E8 | CCE | 0 | 0 | 0 | 0 | 0 | 0 | 0 | 0 | 0 | 0 | 0 | 0 | 0 | 0 | 0 | 0 | 0 | 0 | 0 | 0 | 0 | 0 | 0 | 0 | 0 | 0 | 0 | 0 | 0 | 0
F1_Commercial_Data Center_New_Generation_Electric_Solar PV_E9 | F1 | Commercial | Data Center | New | Generation | Electric | Solar PV | E9 | CCE | 0 | 0 | 0 | 0 | 0 | 0 | 0 | 0 | 0 | 0 | 0 | 0 | 0 | 0 | 0 | 0 | 0 | 0 | 0 | 0 | 0 | 0 | 0 | 0 | 0 | 0 | 0 | 0 | 0 | 0
F1_Commercial_Data Center_New_Generation_Electric_Solar PV_E10 | F1 | Commercial | Data Center | New | Generation | Electric | Solar PV | E10 | CCE | 0 | 0 | 0 | 0 | 0 | 0 | 0 | 0 | 0 | 0 | 0 | 0 | 0 | 0 | 0 | 0 | 0 | 0 | 0 | 0 | 0 | 0 | 0 | 0 | 0 | 0 | 0 | 0 | 0 | 0
F2_Commercial_Data Center_New_Generation_Electric_Solar PV_E1 | F2 | Commercial | Data Center | New | Generation | Electric | Solar PV | E1 | TRC BC Ratio | 0 | 0 | 0 | 0 | 0 | 0 | 0 | 0 | 0 | 0 | 0 | 0 | 0 | 0 | 0 | 0 | 0 | 0 | 0 | 0 | 0 | 0 | 0 | 0 | 0 | 0 | 0 | 0 | 0 | 0
F2_Commercial_Data Center_New_Generation_Electric_Solar PV_E2 | F2 | Commercial | Data Center | New | Generation | Electric | Solar PV | E2 | TRC BC Ratio | 0 | 0 | 0 | 0 | 0 | 0 | 0 | 0 | 0 | 0 | 0 | 0 | 0 | 0 | 0 | 0 | 0 | 0 | 0 | 0 | 0 | 0 | 0 | 0 | 0 | 0 | 0 | 0 | 0 | 0
F2_Commercial_Data Center_New_Generation_Electric_Solar PV_E3 | F2 | Commercial | Data Center | New | Generation | Electric | Solar PV | E3 | TRC BC Ratio | 0 | 0 | 0 | 0 | 0 | 0 | 0 | 0 | 0 | 0 | 0 | 0 | 0 | 0 | 0 | 0 | 0 | 0 | 0 | 0 | 0 | 0 | 0 | 0 | 0 | 0 | 0 | 0 | 0 | 0
F2_Commercial_Data Center_New_Generation_Electric_Solar PV_E4 | F2 | Commercial | Data Center | New | Generation | Electric | Solar PV | E4 | TRC BC Ratio | 0 | 0 | 0 | 0 | 0 | 0 | 0 | 0 | 0 | 0 | 0 | 0 | 0 | 0 | 0 | 0 | 0 | 0 | 0 | 0 | 0 | 0 | 0 | 0 | 0 | 0 | 0 | 0 | 0 | 0
F2_Commercial_Data Center_New_Generation_Electric_Solar PV_E5 | F2 | Commercial | Data Center | New | Generation | Electric | Solar PV | E5 | TRC BC Ratio | 0 | 0 | 0 | 0 | 0 | 0 | 0 | 0 | 0 | 0 | 0 | 0 | 0 | 0 | 0 | 0 | 0 | 0 | 0 | 0 | 0 | 0 | 0 | 0 | 0 | 0 | 0 | 0 | 0 | 0
F2_Commercial_Data Center_New_Generation_Electric_Solar PV_E6 | F2 | Commercial | Data Center | New | Generation | Electric | Solar PV | E6 | TRC BC Ratio | 0 | 0 | 0 | 0 | 0 | 0 | 0 | 0 | 0 | 0 | 0 | 0 | 0 | 0 | 0 | 0 | 0 | 0 | 0 | 0 | 0 | 0 | 0 | 0 | 0 | 0 | 0 | 0 | 0 | 0
F2_Commercial_Data Center_New_Generation_Electric_Solar PV_E7 | F2 | Commercial | Data Center | New | Generation | Electric | Solar PV | E7 | TRC BC Ratio | 0 | 0 | 0 | 0 | 0 | 0 | 0 | 0 | 0 | 0 | 0 | 0 | 0 | 0 | 0 | 0 | 0 | 0 | 0 | 0 | 0 | 0 | 0 | 0 | 0 | 0 | 0 | 0 | 0 | 0
F2_Commercial_Data Center_New_Generation_Electric_Solar PV_E8 | F2 | Commercial | Data Center | New | Generation | Electric | Solar PV | E8 | TRC BC Ratio | 0 | 0 | 0 | 0 | 0 | 0 | 0 | 0 | 0 | 0 | 0 | 0 | 0 | 0 | 0 | 0 | 0 | 0 | 0 | 0 | 0 | 0 | 0 | 0 | 0 | 0 | 0 | 0 | 0 | 0
F2_Commercial_Data Center_New_Generation_Electric_Solar PV_E9 | F2 | Commercial | Data Center | New | Generation | Electric | Solar PV | E9 | TRC BC Ratio | 0 | 0 | 0 | 0 | 0 | 0 | 0 | 0 | 0 | 0 | 0 | 0 | 0 | 0 | 0 | 0 | 0 | 0 | 0 | 0 | 0 | 0 | 0 | 0 | 0 | 0 | 0 | 0 | 0 | 0
F2_Commercial_Data Center_New_Generation_Electric_Solar PV_E10 | F2 | Commercial | Data Center | New | Generation | Electric | Solar PV | E10 | TRC BC Ratio | 0 | 0 | 0 | 0 | 0 | 0 | 0 | 0 | 0 | 0 | 0 | 0 | 0 | 0 | 0 | 0 | 0 | 0 | 0 | 0 | 0 | 0 | 0 | 0 | 0 | 0 | 0 | 0 | 0 | 0
F3_Commercial_Data Center_New_Generation_Electric_Solar PV_E1 | F3 | Commercial | Data Center | New | Generation | Electric | Solar PV | E1 | PACT BC Ratio | 0 | 0 | 0 | 0 | 0 | 0 | 0 | 0 | 0 | 0 | 0 | 0 | 0 | 0 | 0 | 0 | 0 | 0 | 0 | 0 | 0 | 0 | 0 | 0 | 0 | 0 | 0 | 0 | 0 | 0
F3_Commercial_Data Center_New_Generation_Electric_Solar PV_E2 | F3 | Commercial | Data Center | New | Generation | Electric | Solar PV | E2 | PACT BC Ratio | 0 | 0 | 0 | 0 | 0 | 0 | 0 | 0 | 0 | 0 | 0 | 0 | 0 | 0 | 0 | 0 | 0 | 0 | 0 | 0 | 0 | 0 | 0 | 0 | 0 | 0 | 0 | 0 | 0 | 0
F3_Commercial_Data Center_New_Generation_Electric_Solar PV_E3 | F3 | Commercial | Data Center | New | Generation | Electric | Solar PV | E3 | PACT BC Ratio | 0 | 0 | 0 | 0 | 0 | 0 | 0 | 0 | 0 | 0 | 0 | 0 | 0 | 0 | 0 | 0 | 0 | 0 | 0 | 0 | 0 | 0 | 0 | 0 | 0 | 0 | 0 | 0 | 0 | 0
F3_Commercial_Data Center_New_Generation_Electric_Solar PV_E4 | F3 | Commercial | Data Center | New | Generation | Electric | Solar PV | E4 | PACT BC Ratio | 0 | 0 | 0 | 0 | 0 | 0 | 0 | 0 | 0 | 0 | 0 | 0 | 0 | 0 | 0 | 0 | 0 | 0 | 0 | 0 | 0 | 0 | 0 | 0 | 0 | 0 | 0 | 0 | 0 | 0
F3_Commercial_Data Center_New_Generation_Electric_Solar PV_E5 | F3 | Commercial | Data Center | New | Generation | Electric | Solar PV | E5 | PACT BC Ratio | 0 | 0 | 0 | 0 | 0 | 0 | 0 | 0 | 0 | 0 | 0 | 0 | 0 | 0 | 0 | 0 | 0 | 0 | 0 | 0 | 0 | 0 | 0 | 0 | 0 | 0 | 0 | 0 | 0 | 0
F3_Commercial_Data Center_New_Generation_Electric_Solar PV_E6 | F3 | Commercial | Data Center | New | Generation | Electric | Solar PV | E6 | PACT BC Ratio | 0 | 0 | 0 | 0 | 0 | 0 | 0 | 0 | 0 | 0 | 0 | 0 | 0 | 0 | 0 | 0 | 0 | 0 | 0 | 0 | 0 | 0 | 0 | 0 | 0 | 0 | 0 | 0 | 0 | 0
F3_Commercial_Data Center_New_Generation_Electric_Solar PV_E7 | F3 | Commercial | Data Center | New | Generation | Electric | Solar PV | E7 | PACT BC Ratio | 0 | 0 | 0 | 0 | 0 | 0 | 0 | 0 | 0 | 0 | 0 | 0 | 0 | 0 | 0 | 0 | 0 | 0 | 0 | 0 | 0 | 0 | 0 | 0 | 0 | 0 | 0 | 0 | 0 | 0
F3_Commercial_Data Center_New_Generation_Electric_Solar PV_E8 | F3 | Commercial | Data Center | New | Generation | Electric | Solar PV | E8 | PACT BC Ratio | 0 | 0 | 0 | 0 | 0 | 0 | 0 | 0 | 0 | 0 | 0 | 0 | 0 | 0 | 0 | 0 | 0 | 0 | 0 | 0 | 0 | 0 | 0 | 0 | 0 | 0 | 0 | 0 | 0 | 0
F3_Commercial_Data Center_New_Generation_Electric_Solar PV_E9 | F3 | Commercial | Data Center | New | Generation | Electric | Solar PV | E9 | PACT BC Ratio | 0 | 0 | 0 | 0 | 0 | 0 | 0 | 0 | 0 | 0 | 0 | 0 | 0 | 0 | 0 | 0 | 0 | 0 | 0 | 0 | 0 | 0 | 0 | 0 | 0 | 0 | 0 | 0 | 0 | 0
F3_Commercial_Data Center_New_Generation_Electric_Solar PV_E10 | F3 | Commercial | Data Center | New | Generation | Electric | Solar PV | E10 | PACT BC Ratio | 0 | 0 | 0 | 0 | 0 | 0 | 0 | 0 | 0 | 0 | 0 | 0 | 0 | 0 | 0 | 0 | 0 | 0 | 0 | 0 | 0 | 0 | 0 | 0 | 0 | 0 | 0 | 0 | 0 | 0
F4_Commercial_Data Center_New_Generation_Electric_Solar PV_E1 | F4 | Commercial | Data Center | New | Generation | Electric | Solar PV | E1 | RVT BC Ratio | 0 | 0 | 0 | 0 | 0 | 0 | 0 | 0 | 0 | 0 | 0 | 0 | 0 | 0 | 0 | 0 | 0 | 0 | 0 | 0 | 0 | 0 | 0 | 0 | 0 | 0 | 0 | 0 | 0 | 0
F4_Commercial_Data Center_New_Generation_Electric_Solar PV_E2 | F4 | Commercial | Data Center | New | Generation | Electric | Solar PV | E2 | RVT BC Ratio | 0 | 0 | 0 | 0 | 0 | 0 | 0 | 0 | 0 | 0 | 0 | 0 | 0 | 0 | 0 | 0 | 0 | 0 | 0 | 0 | 0 | 0 | 0 | 0 | 0 | 0 | 0 | 0 | 0 | 0
F4_Commercial_Data Center_New_Generation_Electric_Solar PV_E3 | F4 | Commercial | Data Center | New | Generation | Electric | Solar PV | E3 | RVT BC Ratio | 0 | 0 | 0 | 0 | 0 | 0 | 0 | 0 | 0 | 0 | 0 | 0 | 0 | 0 | 0 | 0 | 0 | 0 | 0 | 0 | 0 | 0 | 0 | 0 | 0 | 0 | 0 | 0 | 0 | 0
F4_Commercial_Data Center_New_Generation_Electric_Solar PV_E4 | F4 | Commercial | Data Center | New | Generation | Electric | Solar PV | E4 | RVT BC Ratio | 0 | 0 | 0 | 0 | 0 | 0 | 0 | 0 | 0 | 0 | 0 | 0 | 0 | 0 | 0 | 0 | 0 | 0 | 0 | 0 | 0 | 0 | 0 | 0 | 0 | 0 | 0 | 0 | 0 | 0
F4_Commercial_Data Center_New_Generation_Electric_Solar PV_E5 | F4 | Commercial | Data Center | New | Generation | Electric | Solar PV | E5 | RVT BC Ratio | 0 | 0 | 0 | 0 | 0 | 0 | 0 | 0 | 0 | 0 | 0 | 0 | 0 | 0 | 0 | 0 | 0 | 0 | 0 | 0 | 0 | 0 | 0 | 0 | 0 | 0 | 0 | 0 | 0 | 0
F4_Commercial_Data Center_New_Generation_Electric_Solar PV_E6 | F4 | Commercial | Data Center | New | Generation | Electric | Solar PV | E6 | RVT BC Ratio | 0 | 0 | 0 | 0 | 0 | 0 | 0 | 0 | 0 | 0 | 0 | 0 | 0 | 0 | 0 | 0 | 0 | 0 | 0 | 0 | 0 | 0 | 0 | 0 | 0 | 0 | 0 | 0 | 0 | 0
F4_Commercial_Data Center_New_Generation_Electric_Solar PV_E7 | F4 | Commercial | Data Center | New | Generation | Electric | Solar PV | E7 | RVT BC Ratio | 0 | 0 | 0 | 0 | 0 | 0 | 0 | 0 | 0 | 0 | 0 | 0 | 0 | 0 | 0 | 0 | 0 | 0 | 0 | 0 | 0 | 0 | 0 | 0 | 0 | 0 | 0 | 0 | 0 | 0
F4_Commercial_Data Center_New_Generation_Electric_Solar PV_E8 | F4 | Commercial | Data Center | New | Generation | Electric | Solar PV | E8 | RVT BC Ratio | 0 | 0 | 0 | 0 | 0 | 0 | 0 | 0 | 0 | 0 | 0 | 0 | 0 | 0 | 0 | 0 | 0 | 0 | 0 | 0 | 0 | 0 | 0 | 0 | 0 | 0 | 0 | 0 | 0 | 0
F4_Commercial_Data Center_New_Generation_Electric_Solar PV_E9 | F4 | Commercial | Data Center | New | Generation | Electric | Solar PV | E9 | RVT BC Ratio | 0 | 0 | 0 | 0 | 0 | 0 | 0 | 0 | 0 | 0 | 0 | 0 | 0 | 0 | 0 | 0 | 0 | 0 | 0 | 0 | 0 | 0 | 0 | 0 | 0 | 0 | 0 | 0 | 0 | 0
F4_Commercial_Data Center_New_Generation_Electric_Solar PV_E10 | F4 | Commercial | Data Center | New | Generation | Electric | Solar PV | E10 | RVT BC Ratio | 0 | 0 | 0 | 0 | 0 | 0 | 0 | 0 | 0 | 0 | 0 | 0 | 0 | 0 | 0 | 0 | 0 | 0 | 0 | 0 | 0 | 0 | 0 | 0 | 0 | 0 | 0 | 0 | 0 | 0
F5_Commercial_Data Center_New_Generation_Electric_Solar PV_E1 | F5 | Commercial | Data Center | New | Generation | Electric | Solar PV | E1 | RIM BC Ratio | 0 | 0 | 0 | 0 | 0 | 0 | 0 | 0 | 0 | 0 | 0 | 0 | 0 | 0 | 0 | 0 | 0 | 0 | 0 | 0 | 0 | 0 | 0 | 0 | 0 | 0 | 0 | 0 | 0 | 0
F5_Commercial_Data Center_New_Generation_Electric_Solar PV_E2 | F5 | Commercial | Data Center | New | Generation | Electric | Solar PV | E2 | RIM BC Ratio | 0 | 0 | 0 | 0 | 0 | 0 | 0 | 0 | 0 | 0 | 0 | 0 | 0 | 0 | 0 | 0 | 0 | 0 | 0 | 0 | 0 | 0 | 0 | 0 | 0 | 0 | 0 | 0 | 0 | 0
F5_Commercial_Data Center_New_Generation_Electric_Solar PV_E3 | F5 | Commercial | Data Center | New | Generation | Electric | Solar PV | E3 | RIM BC Ratio | 0 | 0 | 0 | 0 | 0 | 0 | 0 | 0 | 0 | 0 | 0 | 0 | 0 | 0 | 0 | 0 | 0 | 0 | 0 | 0 | 0 | 0 | 0 | 0 | 0 | 0 | 0 | 0 | 0 | 0
F5_Commercial_Data Center_New_Generation_Electric_Solar PV_E4 | F5 | Commercial | Data Center | New | Generation | Electric | Solar PV | E4 | RIM BC Ratio | 0 | 0 | 0 | 0 | 0 | 0 | 0 | 0 | 0 | 0 | 0 | 0 | 0 | 0 | 0 | 0 | 0 | 0 | 0 | 0 | 0 | 0 | 0 | 0 | 0 | 0 | 0 | 0 | 0 | 0
F5_Commercial_Data Center_New_Generation_Electric_Solar PV_E5 | F5 | Commercial | Data Center | New | Generation | Electric | Solar PV | E5 | RIM BC Ratio | 0 | 0 | 0 | 0 | 0 | 0 | 0 | 0 | 0 | 0 | 0 | 0 | 0 | 0 | 0 | 0 | 0 | 0 | 0 | 0 | 0 | 0 | 0 | 0 | 0 | 0 | 0 | 0 | 0 | 0
F5_Commercial_Data Center_New_Generation_Electric_Solar PV_E6 | F5 | Commercial | Data Center | New | Generation | Electric | Solar PV | E6 | RIM BC Ratio | 0 | 0 | 0 | 0 | 0 | 0 | 0 | 0 | 0 | 0 | 0 | 0 | 0 | 0 | 0 | 0 | 0 | 0 | 0 | 0 | 0 | 0 | 0 | 0 | 0 | 0 | 0 | 0 | 0 | 0
F5_Commercial_Data Center_New_Generation_Electric_Solar PV_E7 | F5 | Commercial | Data Center | New | Generation | Electric | Solar PV | E7 | RIM BC Ratio | 0 | 0 | 0 | 0 | 0 | 0 | 0 | 0 | 0 | 0 | 0 | 0 | 0 | 0 | 0 | 0 | 0 | 0 | 0 | 0 | 0 | 0 | 0 | 0 | 0 | 0 | 0 | 0 | 0 | 0
F5_Commercial_Data Center_New_Generation_Electric_Solar PV_E8 | F5 | Commercial | Data Center | New | Generation | Electric | Solar PV | E8 | RIM BC Ratio | 0 | 0 | 0 | 0 | 0 | 0 | 0 | 0 | 0 | 0 | 0 | 0 | 0 | 0 | 0 | 0 | 0 | 0 | 0 | 0 | 0 | 0 | 0 | 0 | 0 | 0 | 0 | 0 | 0 | 0
F5_Commercial_Data Center_New_Generation_Electric_Solar PV_E9 | F5 | Commercial | Data Center | New | Generation | Electric | Solar PV | E9 | RIM BC Ratio | 0 | 0 | 0 | 0 | 0 | 0 | 0 | 0 | 0 | 0 | 0 | 0 | 0 | 0 | 0 | 0 | 0 | 0 | 0 | 0 | 0 | 0 | 0 | 0 | 0 | 0 | 0 | 0 | 0 | 0
F5_Commercial_Data Center_New_Generation_Electric_Solar PV_E10 | F5 | Commercial | Data Center | New | Generation | Electric | Solar PV | E10 | RIM BC Ratio | 0 | 0 | 0 | 0 | 0 | 0 | 0 | 0 | 0 | 0 | 0 | 0 | 0 | 0 | 0 | 0 | 0 | 0 | 0 | 0 | 0 | 0 | 0 | 0 | 0 | 0 | 0 | 0 | 0 | 0
F0_Commercial_Miscellaneous_Existing_Cooling_Electric_Air-Cooled Chiller_E0 | F0 | Commercial | Miscellaneous | Existing | Cooling | Electric | Air-Cooled Chiller | E0 | Economic Unit | 0 | 0 | 0 | 0 | 0 | 0 | 0 | 0 | 0 | 0 | 0 | 0 | 0 | 0 | 0 | 0 | 0 | 0 | 0 | 0 | 0 | 0 | 0 | 0 | 0 | 0 | 0 | 0 | 0 | 0
F1_Commercial_Miscellaneous_Existing_Cooling_Electric_Air-Cooled Chiller_E1 | F1 | Commercial | Miscellaneous | Existing | Cooling | Electric | Air-Cooled Chiller | E1 | CCE | 0 | 0 | 0 | 0 | 0 | 0 | 0 | 0 | 0 | 0 | 0 | 0 | 0 | 0 | 0 | 0 | 0 | 0 | 0 | 0 | 0 | 0 | 0 | 0 | 0 | 0 | 0 | 0 | 0 | 0
F1_Commercial_Miscellaneous_Existing_Cooling_Electric_Air-Cooled Chiller_E2 | F1 | Commercial | Miscellaneous | Existing | Cooling | Electric | Air-Cooled Chiller | E2 | CCE | 0 | 0 | 0 | 0 | 0 | 0 | 0 | 0 | 0 | 0 | 0 | 0 | 0 | 0 | 0 | 0 | 0 | 0 | 0 | 0 | 0 | 0 | 0 | 0 | 0 | 0 | 0 | 0 | 0 | 0
F1_Commercial_Miscellaneous_Existing_Cooling_Electric_Air-Cooled Chiller_E3 | F1 | Commercial | Miscellaneous | Existing | Cooling | Electric | Air-Cooled Chiller | E3 | CCE | 0 | 0 | 0 | 0 | 0 | 0 | 0 | 0 | 0 | 0 | 0 | 0 | 0 | 0 | 0 | 0 | 0 | 0 | 0 | 0 | 0 | 0 | 0 | 0 | 0 | 0 | 0 | 0 | 0 | 0
F1_Commercial_Miscellaneous_Existing_Cooling_Electric_Air-Cooled Chiller_E4 | F1 | Commercial | Miscellaneous | Existing | Cooling | Electric | Air-Cooled Chiller | E4 | CCE | 0 | 0 | 0 | 0 | 0 | 0 | 0 | 0 | 0 | 0 | 0 | 0 | 0 | 0 | 0 | 0 | 0 | 0 | 0 | 0 | 0 | 0 | 0 | 0 | 0 | 0 | 0 | 0 | 0 | 0
F1_Commercial_Miscellaneous_Existing_Cooling_Electric_Air-Cooled Chiller_E5 | F1 | Commercial | Miscellaneous | Existing | Cooling | Electric | Air-Cooled Chiller | E5 | CCE | 0 | 0 | 0 | 0 | 0 | 0 | 0 | 0 | 0 | 0 | 0 | 0 | 0 | 0 | 0 | 0 | 0 | 0 | 0 | 0 | 0 | 0 | 0 | 0 | 0 | 0 | 0 | 0 | 0 | 0
F1_Commercial_Miscellaneous_Existing_Cooling_Electric_Air-Cooled Chiller_E6 | F1 | Commercial | Miscellaneous | Existing | Cooling | Electric | Air-Cooled Chiller | E6 | CCE | 0 | 0 | 0 | 0 | 0 | 0 | 0 | 0 | 0 | 0 | 0 | 0 | 0 | 0 | 0 | 0 | 0 | 0 | 0 | 0 | 0 | 0 | 0 | 0 | 0 | 0 | 0 | 0 | 0 | 0
F1_Commercial_Miscellaneous_Existing_Cooling_Electric_Air-Cooled Chiller_E7 | F1 | Commercial | Miscellaneous | Existing | Cooling | Electric | Air-Cooled Chiller | E7 | CCE | 0 | 0 | 0 | 0 | 0 | 0 | 0 | 0 | 0 | 0 | 0 | 0 | 0 | 0 | 0 | 0 | 0 | 0 | 0 | 0 | 0 | 0 | 0 | 0 | 0 | 0 | 0 | 0 | 0 | 0
F1_Commercial_Miscellaneous_Existing_Cooling_Electric_Air-Cooled Chiller_E8 | F1 | Commercial | Miscellaneous | Existing | Cooling | Electric | Air-Cooled Chiller | E8 | CCE | 0 | 0 | 0 | 0 | 0 | 0 | 0 | 0 | 0 | 0 | 0 | 0 | 0 | 0 | 0 | 0 | 0 | 0 | 0 | 0 | 0 | 0 | 0 | 0 | 0 | 0 | 0 | 0 | 0 | 0
F1_Commercial_Miscellaneous_Existing_Cooling_Electric_Air-Cooled Chiller_E9 | F1 | Commercial | Miscellaneous | Existing | Cooling | Electric | Air-Cooled Chiller | E9 | CCE | 0 | 0 | 0 | 0 | 0 | 0 | 0 | 0 | 0 | 0 | 0 | 0 | 0 | 0 | 0 | 0 | 0 | 0 | 0 | 0 | 0 | 0 | 0 | 0 | 0 | 0 | 0 | 0 | 0 | 0
F1_Commercial_Miscellaneous_Existing_Cooling_Electric_Air-Cooled Chiller_E10 | F1 | Commercial | Miscellaneous | Existing | Cooling | Electric | Air-Cooled Chiller | E10 | CCE | 0 | 0 | 0 | 0 | 0 | 0 | 0 | 0 | 0 | 0 | 0 | 0 | 0 | 0 | 0 | 0 | 0 | 0 | 0 | 0 | 0 | 0 | 0 | 0 | 0 | 0 | 0 | 0 | 0 | 0
F2_Commercial_Miscellaneous_Existing_Cooling_Electric_Air-Cooled Chiller_E1 | F2 | Commercial | Miscellaneous | Existing | Cooling | Electric | Air-Cooled Chiller | E1 | TRC BC Ratio | 0 | 0 | 0 | 0 | 0 | 0 | 0 | 0 | 0 | 0 | 0 | 0 | 0 | 0 | 0 | 0 | 0 | 0 | 0 | 0 | 0 | 0 | 0 | 0 | 0 | 0 | 0 | 0 | 0 | 0
F2_Commercial_Miscellaneous_Existing_Cooling_Electric_Air-Cooled Chiller_E2 | F2 | Commercial | Miscellaneous | Existing | Cooling | Electric | Air-Cooled Chiller | E2 | TRC BC Ratio | 0 | 0 | 0 | 0 | 0 | 0 | 0 | 0 | 0 | 0 | 0 | 0 | 0 | 0 | 0 | 0 | 0 | 0 | 0 | 0 | 0 | 0 | 0 | 0 | 0 | 0 | 0 | 0 | 0 | 0
F2_Commercial_Miscellaneous_Existing_Cooling_Electric_Air-Cooled Chiller_E3 | F2 | Commercial | Miscellaneous | Existing | Cooling | Electric | Air-Cooled Chiller | E3 | TRC BC Ratio | 0 | 0 | 0 | 0 | 0 | 0 | 0 | 0 | 0 | 0 | 0 | 0 | 0 | 0 | 0 | 0 | 0 | 0 | 0 | 0 | 0 | 0 | 0 | 0 | 0 | 0 | 0 | 0 | 0 | 0
F2_Commercial_Miscellaneous_Existing_Cooling_Electric_Air-Cooled Chiller_E4 | F2 | Commercial | Miscellaneous | Existing | Cooling | Electric | Air-Cooled Chiller | E4 | TRC BC Ratio | 0 | 0 | 0 | 0 | 0 | 0 | 0 | 0 | 0 | 0 | 0 | 0 | 0 | 0 | 0 | 0 | 0 | 0 | 0 | 0 | 0 | 0 | 0 | 0 | 0 | 0 | 0 | 0 | 0 | 0
F2_Commercial_Miscellaneous_Existing_Cooling_Electric_Air-Cooled Chiller_E5 | F2 | Commercial | Miscellaneous | Existing | Cooling | Electric | Air-Cooled Chiller | E5 | TRC BC Ratio | 0 | 0 | 0 | 0 | 0 | 0 | 0 | 0 | 0 | 0 | 0 | 0 | 0 | 0 | 0 | 0 | 0 | 0 | 0 | 0 | 0 | 0 | 0 | 0 | 0 | 0 | 0 | 0 | 0 | 0
F2_Commercial_Miscellaneous_Existing_Cooling_Electric_Air-Cooled Chiller_E6 | F2 | Commercial | Miscellaneous | Existing | Cooling | Electric | Air-Cooled Chiller | E6 | TRC BC Ratio | 0 | 0 | 0 | 0 | 0 | 0 | 0 | 0 | 0 | 0 | 0 | 0 | 0 | 0 | 0 | 0 | 0 | 0 | 0 | 0 | 0 | 0 | 0 | 0 | 0 | 0 | 0 | 0 | 0 | 0
F2_Commercial_Miscellaneous_Existing_Cooling_Electric_Air-Cooled Chiller_E7 | F2 | Commercial | Miscellaneous | Existing | Cooling | Electric | Air-Cooled Chiller | E7 | TRC BC Ratio | 0 | 0 | 0 | 0 | 0 | 0 | 0 | 0 | 0 | 0 | 0 | 0 | 0 | 0 | 0 | 0 | 0 | 0 | 0 | 0 | 0 | 0 | 0 | 0 | 0 | 0 | 0 | 0 | 0 | 0
F2_Commercial_Miscellaneous_Existing_Cooling_Electric_Air-Cooled Chiller_E8 | F2 | Commercial | Miscellaneous | Existing | Cooling | Electric | Air-Cooled Chiller | E8 | TRC BC Ratio | 0 | 0 | 0 | 0 | 0 | 0 | 0 | 0 | 0 | 0 | 0 | 0 | 0 | 0 | 0 | 0 | 0 | 0 | 0 | 0 | 0 | 0 | 0 | 0 | 0 | 0 | 0 | 0 | 0 | 0
F2_Commercial_Miscellaneous_Existing_Cooling_Electric_Air-Cooled Chiller_E9 | F2 | Commercial | Miscellaneous | Existing | Cooling | Electric | Air-Cooled Chiller | E9 | TRC BC Ratio | 0 | 0 | 0 | 0 | 0 | 0 | 0 | 0 | 0 | 0 | 0 | 0 | 0 | 0 | 0 | 0 | 0 | 0 | 0 | 0 | 0 | 0 | 0 | 0 | 0 | 0 | 0 | 0 | 0 | 0
F2_Commercial_Miscellaneous_Existing_Cooling_Electric_Air-Cooled Chiller_E10 | F2 | Commercial | Miscellaneous | Existing | Cooling | Electric | Air-Cooled Chiller | E10 | TRC BC Ratio | 0 | 0 | 0 | 0 | 0 | 0 | 0 | 0 | 0 | 0 | 0 | 0 | 0 | 0 | 0 | 0 | 0 | 0 | 0 | 0 | 0 | 0 | 0 | 0 | 0 | 0 | 0 | 0 | 0 | 0
F3_Commercial_Miscellaneous_Existing_Cooling_Electric_Air-Cooled Chiller_E1 | F3 | Commercial | Miscellaneous | Existing | Cooling | Electric | Air-Cooled Chiller | E1 | PACT BC Ratio | 0 | 0 | 0 | 0 | 0 | 0 | 0 | 0 | 0 | 0 | 0 | 0 | 0 | 0 | 0 | 0 | 0 | 0 | 0 | 0 | 0 | 0 | 0 | 0 | 0 | 0 | 0 | 0 | 0 | 0
F3_Commercial_Miscellaneous_Existing_Cooling_Electric_Air-Cooled Chiller_E2 | F3 | Commercial | Miscellaneous | Existing | Cooling | Electric | Air-Cooled Chiller | E2 | PACT BC Ratio | 0 | 0 | 0 | 0 | 0 | 0 | 0 | 0 | 0 | 0 | 0 | 0 | 0 | 0 | 0 | 0 | 0 | 0 | 0 | 0 | 0 | 0 | 0 | 0 | 0 | 0 | 0 | 0 | 0 | 0
F3_Commercial_Miscellaneous_Existing_Cooling_Electric_Air-Cooled Chiller_E3 | F3 | Commercial | Miscellaneous | Existing | Cooling | Electric | Air-Cooled Chiller | E3 | PACT BC Ratio | 0 | 0 | 0 | 0 | 0 | 0 | 0 | 0 | 0 | 0 | 0 | 0 | 0 | 0 | 0 | 0 | 0 | 0 | 0 | 0 | 0 | 0 | 0 | 0 | 0 | 0 | 0 | 0 | 0 | 0
F3_Commercial_Miscellaneous_Existing_Cooling_Electric_Air-Cooled Chiller_E4 | F3 | Commercial | Miscellaneous | Existing | Cooling | Electric | Air-Cooled Chiller | E4 | PACT BC Ratio | 0 | 0 | 0 | 0 | 0 | 0 | 0 | 0 | 0 | 0 | 0 | 0 | 0 | 0 | 0 | 0 | 0 | 0 | 0 | 0 | 0 | 0 | 0 | 0 | 0 | 0 | 0 | 0 | 0 | 0
F3_Commercial_Miscellaneous_Existing_Cooling_Electric_Air-Cooled Chiller_E5 | F3 | Commercial | Miscellaneous | Existing | Cooling | Electric | Air-Cooled Chiller | E5 | PACT BC Ratio | 0 | 0 | 0 | 0 | 0 | 0 | 0 | 0 | 0 | 0 | 0 | 0 | 0 | 0 | 0 | 0 | 0 | 0 | 0 | 0 | 0 | 0 | 0 | 0 | 0 | 0 | 0 | 0 | 0 | 0
F3_Commercial_Miscellaneous_Existing_Cooling_Electric_Air-Cooled Chiller_E6 | F3 | Commercial | Miscellaneous | Existing | Cooling | Electric | Air-Cooled Chiller | E6 | PACT BC Ratio | 0 | 0 | 0 | 0 | 0 | 0 | 0 | 0 | 0 | 0 | 0 | 0 | 0 | 0 | 0 | 0 | 0 | 0 | 0 | 0 | 0 | 0 | 0 | 0 | 0 | 0 | 0 | 0 | 0 | 0
F3_Commercial_Miscellaneous_Existing_Cooling_Electric_Air-Cooled Chiller_E7 | F3 | Commercial | Miscellaneous | Existing | Cooling | Electric | Air-Cooled Chiller | E7 | PACT BC Ratio | 0 | 0 | 0 | 0 | 0 | 0 | 0 | 0 | 0 | 0 | 0 | 0 | 0 | 0 | 0 | 0 | 0 | 0 | 0 | 0 | 0 | 0 | 0 | 0 | 0 | 0 | 0 | 0 | 0 | 0
F3_Commercial_Miscellaneous_Existing_Cooling_Electric_Air-Cooled Chiller_E8 | F3 | Commercial | Miscellaneous | Existing | Cooling | Electric | Air-Cooled Chiller | E8 | PACT BC Ratio | 0 | 0 | 0 | 0 | 0 | 0 | 0 | 0 | 0 | 0 | 0 | 0 | 0 | 0 | 0 | 0 | 0 | 0 | 0 | 0 | 0 | 0 | 0 | 0 | 0 | 0 | 0 | 0 | 0 | 0
F3_Commercial_Miscellaneous_Existing_Cooling_Electric_Air-Cooled Chiller_E9 | F3 | Commercial | Miscellaneous | Existing | Cooling | Electric | Air-Cooled Chiller | E9 | PACT BC Ratio | 0 | 0 | 0 | 0 | 0 | 0 | 0 | 0 | 0 | 0 | 0 | 0 | 0 | 0 | 0 | 0 | 0 | 0 | 0 | 0 | 0 | 0 | 0 | 0 | 0 | 0 | 0 | 0 | 0 | 0
F3_Commercial_Miscellaneous_Existing_Cooling_Electric_Air-Cooled Chiller_E10 | F3 | Commercial | Miscellaneous | Existing | Cooling | Electric | Air-Cooled Chiller | E10 | PACT BC Ratio | 0 | 0 | 0 | 0 | 0 | 0 | 0 | 0 | 0 | 0 | 0 | 0 | 0 | 0 | 0 | 0 | 0 | 0 | 0 | 0 | 0 | 0 | 0 | 0 | 0 | 0 | 0 | 0 | 0 | 0
F4_Commercial_Miscellaneous_Existing_Cooling_Electric_Air-Cooled Chiller_E1 | F4 | Commercial | Miscellaneous | Existing | Cooling | Electric | Air-Cooled Chiller | E1 | RVT BC Ratio | 0 | 0 | 0 | 0 | 0 | 0 | 0 | 0 | 0 | 0 | 0 | 0 | 0 | 0 | 0 | 0 | 0 | 0 | 0 | 0 | 0 | 0 | 0 | 0 | 0 | 0 | 0 | 0 | 0 | 0
F4_Commercial_Miscellaneous_Existing_Cooling_Electric_Air-Cooled Chiller_E2 | F4 | Commercial | Miscellaneous | Existing | Cooling | Electric | Air-Cooled Chiller | E2 | RVT BC Ratio | 0 | 0 | 0 | 0 | 0 | 0 | 0 | 0 | 0 | 0 | 0 | 0 | 0 | 0 | 0 | 0 | 0 | 0 | 0 | 0 | 0 | 0 | 0 | 0 | 0 | 0 | 0 | 0 | 0 | 0
F4_Commercial_Miscellaneous_Existing_Cooling_Electric_Air-Cooled Chiller_E3 | F4 | Commercial | Miscellaneous | Existing | Cooling | Electric | Air-Cooled Chiller | E3 | RVT BC Ratio | 0 | 0 | 0 | 0 | 0 | 0 | 0 | 0 | 0 | 0 | 0 | 0 | 0 | 0 | 0 | 0 | 0 | 0 | 0 | 0 | 0 | 0 | 0 | 0 | 0 | 0 | 0 | 0 | 0 | 0
F4_Commercial_Miscellaneous_Existing_Cooling_Electric_Air-Cooled Chiller_E4 | F4 | Commercial | Miscellaneous | Existing | Cooling | Electric | Air-Cooled Chiller | E4 | RVT BC Ratio | 0 | 0 | 0 | 0 | 0 | 0 | 0 | 0 | 0 | 0 | 0 | 0 | 0 | 0 | 0 | 0 | 0 | 0 | 0 | 0 | 0 | 0 | 0 | 0 | 0 | 0 | 0 | 0 | 0 | 0
F4_Commercial_Miscellaneous_Existing_Cooling_Electric_Air-Cooled Chiller_E5 | F4 | Commercial | Miscellaneous | Existing | Cooling | Electric | Air-Cooled Chiller | E5 | RVT BC Ratio | 0 | 0 | 0 | 0 | 0 | 0 | 0 | 0 | 0 | 0 | 0 | 0 | 0 | 0 | 0 | 0 | 0 | 0 | 0 | 0 | 0 | 0 | 0 | 0 | 0 | 0 | 0 | 0 | 0 | 0
F4_Commercial_Miscellaneous_Existing_Cooling_Electric_Air-Cooled Chiller_E6 | F4 | Commercial | Miscellaneous | Existing | Cooling | Electric | Air-Cooled Chiller | E6 | RVT BC Ratio | 0 | 0 | 0 | 0 | 0 | 0 | 0 | 0 | 0 | 0 | 0 | 0 | 0 | 0 | 0 | 0 | 0 | 0 | 0 | 0 | 0 | 0 | 0 | 0 | 0 | 0 | 0 | 0 | 0 | 0
F4_Commercial_Miscellaneous_Existing_Cooling_Electric_Air-Cooled Chiller_E7 | F4 | Commercial | Miscellaneous | Existing | Cooling | Electric | Air-Cooled Chiller | E7 | RVT BC Ratio | 0 | 0 | 0 | 0 | 0 | 0 | 0 | 0 | 0 | 0 | 0 | 0 | 0 | 0 | 0 | 0 | 0 | 0 | 0 | 0 | 0 | 0 | 0 | 0 | 0 | 0 | 0 | 0 | 0 | 0
F4_Commercial_Miscellaneous_Existing_Cooling_Electric_Air-Cooled Chiller_E8 | F4 | Commercial | Miscellaneous | Existing | Cooling | Electric | Air-Cooled Chiller | E8 | RVT BC Ratio | 0 | 0 | 0 | 0 | 0 | 0 | 0 | 0 | 0 | 0 | 0 | 0 | 0 | 0 | 0 | 0 | 0 | 0 | 0 | 0 | 0 | 0 | 0 | 0 | 0 | 0 | 0 | 0 | 0 | 0
F4_Commercial_Miscellaneous_Existing_Cooling_Electric_Air-Cooled Chiller_E9 | F4 | Commercial | Miscellaneous | Existing | Cooling | Electric | Air-Cooled Chiller | E9 | RVT BC Ratio | 0 | 0 | 0 | 0 | 0 | 0 | 0 | 0 | 0 | 0 | 0 | 0 | 0 | 0 | 0 | 0 | 0 | 0 | 0 | 0 | 0 | 0 | 0 | 0 | 0 | 0 | 0 | 0 | 0 | 0
F4_Commercial_Miscellaneous_Existing_Cooling_Electric_Air-Cooled Chiller_E10 | F4 | Commercial | Miscellaneous | Existing | Cooling | Electric | Air-Cooled Chiller | E10 | RVT BC Ratio | 0 | 0 | 0 | 0 | 0 | 0 | 0 | 0 | 0 | 0 | 0 | 0 | 0 | 0 | 0 | 0 | 0 | 0 | 0 | 0 | 0 | 0 | 0 | 0 | 0 | 0 | 0 | 0 | 0 | 0
F5_Commercial_Miscellaneous_Existing_Cooling_Electric_Air-Cooled Chiller_E1 | F5 | Commercial | Miscellaneous | Existing | Cooling | Electric | Air-Cooled Chiller | E1 | RIM BC Ratio | 0 | 0 | 0 | 0 | 0 | 0 | 0 | 0 | 0 | 0 | 0 | 0 | 0 | 0 | 0 | 0 | 0 | 0 | 0 | 0 | 0 | 0 | 0 | 0 | 0 | 0 | 0 | 0 | 0 | 0
F5_Commercial_Miscellaneous_Existing_Cooling_Electric_Air-Cooled Chiller_E2 | F5 | Commercial | Miscellaneous | Existing | Cooling | Electric | Air-Cooled Chiller | E2 | RIM BC Ratio | 0 | 0 | 0 | 0 | 0 | 0 | 0 | 0 | 0 | 0 | 0 | 0 | 0 | 0 | 0 | 0 | 0 | 0 | 0 | 0 | 0 | 0 | 0 | 0 | 0 | 0 | 0 | 0 | 0 | 0
F5_Commercial_Miscellaneous_Existing_Cooling_Electric_Air-Cooled Chiller_E3 | F5 | Commercial | Miscellaneous | Existing | Cooling | Electric | Air-Cooled Chiller | E3 | RIM BC Ratio | 0 | 0 | 0 | 0 | 0 | 0 | 0 | 0 | 0 | 0 | 0 | 0 | 0 | 0 | 0 | 0 | 0 | 0 | 0 | 0 | 0 | 0 | 0 | 0 | 0 | 0 | 0 | 0 | 0 | 0
F5_Commercial_Miscellaneous_Existing_Cooling_Electric_Air-Cooled Chiller_E4 | F5 | Commercial | Miscellaneous | Existing | Cooling | Electric | Air-Cooled Chiller | E4 | RIM BC Ratio | 0 | 0 | 0 | 0 | 0 | 0 | 0 | 0 | 0 | 0 | 0 | 0 | 0 | 0 | 0 | 0 | 0 | 0 | 0 | 0 | 0 | 0 | 0 | 0 | 0 | 0 | 0 | 0 | 0 | 0
F5_Commercial_Miscellaneous_Existing_Cooling_Electric_Air-Cooled Chiller_E5 | F5 | Commercial | Miscellaneous | Existing | Cooling | Electric | Air-Cooled Chiller | E5 | RIM BC Ratio | 0 | 0 | 0 | 0 | 0 | 0 | 0 | 0 | 0 | 0 | 0 | 0 | 0 | 0 | 0 | 0 | 0 | 0 | 0 | 0 | 0 | 0 | 0 | 0 | 0 | 0 | 0 | 0 | 0 | 0
F5_Commercial_Miscellaneous_Existing_Cooling_Electric_Air-Cooled Chiller_E6 | F5 | Commercial | Miscellaneous | Existing | Cooling | Electric | Air-Cooled Chiller | E6 | RIM BC Ratio | 0 | 0 | 0 | 0 | 0 | 0 | 0 | 0 | 0 | 0 | 0 | 0 | 0 | 0 | 0 | 0 | 0 | 0 | 0 | 0 | 0 | 0 | 0 | 0 | 0 | 0 | 0 | 0 | 0 | 0
F5_Commercial_Miscellaneous_Existing_Cooling_Electric_Air-Cooled Chiller_E7 | F5 | Commercial | Miscellaneous | Existing | Cooling | Electric | Air-Cooled Chiller | E7 | RIM BC Ratio | 0 | 0 | 0 | 0 | 0 | 0 | 0 | 0 | 0 | 0 | 0 | 0 | 0 | 0 | 0 | 0 | 0 | 0 | 0 | 0 | 0 | 0 | 0 | 0 | 0 | 0 | 0 | 0 | 0 | 0
F5_Commercial_Miscellaneous_Existing_Cooling_Electric_Air-Cooled Chiller_E8 | F5 | Commercial | Miscellaneous | Existing | Cooling | Electric | Air-Cooled Chiller | E8 | RIM BC Ratio | 0 | 0 | 0 | 0 | 0 | 0 | 0 | 0 | 0 | 0 | 0 | 0 | 0 | 0 | 0 | 0 | 0 | 0 | 0 | 0 | 0 | 0 | 0 | 0 | 0 | 0 | 0 | 0 | 0 | 0
F5_Commercial_Miscellaneous_Existing_Cooling_Electric_Air-Cooled Chiller_E9 | F5 | Commercial | Miscellaneous | Existing | Cooling | Electric | Air-Cooled Chiller | E9 | RIM BC Ratio | 0 | 0 | 0 | 0 | 0 | 0 | 0 | 0 | 0 | 0 | 0 | 0 | 0 | 0 | 0 | 0 | 0 | 0 | 0 | 0 | 0 | 0 | 0 | 0 | 0 | 0 | 0 | 0 | 0 | 0
F5_Commercial_Miscellaneous_Existing_Cooling_Electric_Air-Cooled Chiller_E10 | F5 | Commercial | Miscellaneous | Existing | Cooling | Electric | Air-Cooled Chiller | E10 | RIM BC Ratio | 0 | 0 | 0 | 0 | 0 | 0 | 0 | 0 | 0 | 0 | 0 | 0 | 0 | 0 | 0 | 0 | 0 | 0 | 0 | 0 | 0 | 0 | 0 | 0 | 0 | 0 | 0 | 0 | 0 | 0
F0_Commercial_Miscellaneous_Existing_Cooling_Electric_Water-Cooled Chiller_E0 | F0 | Commercial | Miscellaneous | Existing | Cooling | Electric | Water-Cooled Chiller | E0 | Economic Unit | 0 | 0 | 0 | 0 | 0 | 0 | 0 | 0 | 0 | 0 | 0 | 0 | 0 | 0 | 0 | 0 | 0 | 0 | 0 | 0 | 0 | 0 | 0 | 0 | 0 | 0 | 0 | 0 | 0 | 0
F1_Commercial_Miscellaneous_Existing_Cooling_Electric_Water-Cooled Chiller_E1 | F1 | Commercial | Miscellaneous | Existing | Cooling | Electric | Water-Cooled Chiller | E1 | CCE | 0 | 0 | 0 | 0 | 0 | 0 | 0 | 0 | 0 | 0 | 0 | 0 | 0 | 0 | 0 | 0 | 0 | 0 | 0 | 0 | 0 | 0 | 0 | 0 | 0 | 0 | 0 | 0 | 0 | 0
F1_Commercial_Miscellaneous_Existing_Cooling_Electric_Water-Cooled Chiller_E2 | F1 | Commercial | Miscellaneous | Existing | Cooling | Electric | Water-Cooled Chiller | E2 | CCE | 0 | 0 | 0 | 0 | 0 | 0 | 0 | 0 | 0 | 0 | 0 | 0 | 0 | 0 | 0 | 0 | 0 | 0 | 0 | 0 | 0 | 0 | 0 | 0 | 0 | 0 | 0 | 0 | 0 | 0
F1_Commercial_Miscellaneous_Existing_Cooling_Electric_Water-Cooled Chiller_E3 | F1 | Commercial | Miscellaneous | Existing | Cooling | Electric | Water-Cooled Chiller | E3 | CCE | 0 | 0 | 0 | 0 | 0 | 0 | 0 | 0 | 0 | 0 | 0 | 0 | 0 | 0 | 0 | 0 | 0 | 0 | 0 | 0 | 0 | 0 | 0 | 0 | 0 | 0 | 0 | 0 | 0 | 0
F1_Commercial_Miscellaneous_Existing_Cooling_Electric_Water-Cooled Chiller_E4 | F1 | Commercial | Miscellaneous | Existing | Cooling | Electric | Water-Cooled Chiller | E4 | CCE | 0 | 0 | 0 | 0 | 0 | 0 | 0 | 0 | 0 | 0 | 0 | 0 | 0 | 0 | 0 | 0 | 0 | 0 | 0 | 0 | 0 | 0 | 0 | 0 | 0 | 0 | 0 | 0 | 0 | 0
F1_Commercial_Miscellaneous_Existing_Cooling_Electric_Water-Cooled Chiller_E5 | F1 | Commercial | Miscellaneous | Existing | Cooling | Electric | Water-Cooled Chiller | E5 | CCE | 0 | 0 | 0 | 0 | 0 | 0 | 0 | 0 | 0 | 0 | 0 | 0 | 0 | 0 | 0 | 0 | 0 | 0 | 0 | 0 | 0 | 0 | 0 | 0 | 0 | 0 | 0 | 0 | 0 | 0
F1_Commercial_Miscellaneous_Existing_Cooling_Electric_Water-Cooled Chiller_E6 | F1 | Commercial | Miscellaneous | Existing | Cooling | Electric | Water-Cooled Chiller | E6 | CCE | 0 | 0 | 0 | 0 | 0 | 0 | 0 | 0 | 0 | 0 | 0 | 0 | 0 | 0 | 0 | 0 | 0 | 0 | 0 | 0 | 0 | 0 | 0 | 0 | 0 | 0 | 0 | 0 | 0 | 0
F1_Commercial_Miscellaneous_Existing_Cooling_Electric_Water-Cooled Chiller_E7 | F1 | Commercial | Miscellaneous | Existing | Cooling | Electric | Water-Cooled Chiller | E7 | CCE | 0 | 0 | 0 | 0 | 0 | 0 | 0 | 0 | 0 | 0 | 0 | 0 | 0 | 0 | 0 | 0 | 0 | 0 | 0 | 0 | 0 | 0 | 0 | 0 | 0 | 0 | 0 | 0 | 0 | 0
F1_Commercial_Miscellaneous_Existing_Cooling_Electric_Water-Cooled Chiller_E8 | F1 | Commercial | Miscellaneous | Existing | Cooling | Electric | Water-Cooled Chiller | E8 | CCE | 0 | 0 | 0 | 0 | 0 | 0 | 0 | 0 | 0 | 0 | 0 | 0 | 0 | 0 | 0 | 0 | 0 | 0 | 0 | 0 | 0 | 0 | 0 | 0 | 0 | 0 | 0 | 0 | 0 | 0
F1_Commercial_Miscellaneous_Existing_Cooling_Electric_Water-Cooled Chiller_E9 | F1 | Commercial | Miscellaneous | Existing | Cooling | Electric | Water-Cooled Chiller | E9 | CCE | 0 | 0 | 0 | 0 | 0 | 0 | 0 | 0 | 0 | 0 | 0 | 0 | 0 | 0 | 0 | 0 | 0 | 0 | 0 | 0 | 0 | 0 | 0 | 0 | 0 | 0 | 0 | 0 | 0 | 0
F1_Commercial_Miscellaneous_Existing_Cooling_Electric_Water-Cooled Chiller_E10 | F1 | Commercial | Miscellaneous | Existing | Cooling | Electric | Water-Cooled Chiller | E10 | CCE | 0 | 0 | 0 | 0 | 0 | 0 | 0 | 0 | 0 | 0 | 0 | 0 | 0 | 0 | 0 | 0 | 0 | 0 | 0 | 0 | 0 | 0 | 0 | 0 | 0 | 0 | 0 | 0 | 0 | 0
F2_Commercial_Miscellaneous_Existing_Cooling_Electric_Water-Cooled Chiller_E1 | F2 | Commercial | Miscellaneous | Existing | Cooling | Electric | Water-Cooled Chiller | E1 | TRC BC Ratio | 0 | 0 | 0 | 0 | 0 | 0 | 0 | 0 | 0 | 0 | 0 | 0 | 0 | 0 | 0 | 0 | 0 | 0 | 0 | 0 | 0 | 0 | 0 | 0 | 0 | 0 | 0 | 0 | 0 | 0
F2_Commercial_Miscellaneous_Existing_Cooling_Electric_Water-Cooled Chiller_E2 | F2 | Commercial | Miscellaneous | Existing | Cooling | Electric | Water-Cooled Chiller | E2 | TRC BC Ratio | 0 | 0 | 0 | 0 | 0 | 0 | 0 | 0 | 0 | 0 | 0 | 0 | 0 | 0 | 0 | 0 | 0 | 0 | 0 | 0 | 0 | 0 | 0 | 0 | 0 | 0 | 0 | 0 | 0 | 0
F2_Commercial_Miscellaneous_Existing_Cooling_Electric_Water-Cooled Chiller_E3 | F2 | Commercial | Miscellaneous | Existing | Cooling | Electric | Water-Cooled Chiller | E3 | TRC BC Ratio | 0 | 0 | 0 | 0 | 0 | 0 | 0 | 0 | 0 | 0 | 0 | 0 | 0 | 0 | 0 | 0 | 0 | 0 | 0 | 0 | 0 | 0 | 0 | 0 | 0 | 0 | 0 | 0 | 0 | 0
F2_Commercial_Miscellaneous_Existing_Cooling_Electric_Water-Cooled Chiller_E4 | F2 | Commercial | Miscellaneous | Existing | Cooling | Electric | Water-Cooled Chiller | E4 | TRC BC Ratio | 0 | 0 | 0 | 0 | 0 | 0 | 0 | 0 | 0 | 0 | 0 | 0 | 0 | 0 | 0 | 0 | 0 | 0 | 0 | 0 | 0 | 0 | 0 | 0 | 0 | 0 | 0 | 0 | 0 | 0
F2_Commercial_Miscellaneous_Existing_Cooling_Electric_Water-Cooled Chiller_E5 | F2 | Commercial | Miscellaneous | Existing | Cooling | Electric | Water-Cooled Chiller | E5 | TRC BC Ratio | 0 | 0 | 0 | 0 | 0 | 0 | 0 | 0 | 0 | 0 | 0 | 0 | 0 | 0 | 0 | 0 | 0 | 0 | 0 | 0 | 0 | 0 | 0 | 0 | 0 | 0 | 0 | 0 | 0 | 0
F2_Commercial_Miscellaneous_Existing_Cooling_Electric_Water-Cooled Chiller_E6 | F2 | Commercial | Miscellaneous | Existing | Cooling | Electric | Water-Cooled Chiller | E6 | TRC BC Ratio | 0 | 0 | 0 | 0 | 0 | 0 | 0 | 0 | 0 | 0 | 0 | 0 | 0 | 0 | 0 | 0 | 0 | 0 | 0 | 0 | 0 | 0 | 0 | 0 | 0 | 0 | 0 | 0 | 0 | 0
F2_Commercial_Miscellaneous_Existing_Cooling_Electric_Water-Cooled Chiller_E7 | F2 | Commercial | Miscellaneous | Existing | Cooling | Electric | Water-Cooled Chiller | E7 | TRC BC Ratio | 0 | 0 | 0 | 0 | 0 | 0 | 0 | 0 | 0 | 0 | 0 | 0 | 0 | 0 | 0 | 0 | 0 | 0 | 0 | 0 | 0 | 0 | 0 | 0 | 0 | 0 | 0 | 0 | 0 | 0
F2_Commercial_Miscellaneous_Existing_Cooling_Electric_Water-Cooled Chiller_E8 | F2 | Commercial | Miscellaneous | Existing | Cooling | Electric | Water-Cooled Chiller | E8 | TRC BC Ratio | 0 | 0 | 0 | 0 | 0 | 0 | 0 | 0 | 0 | 0 | 0 | 0 | 0 | 0 | 0 | 0 | 0 | 0 | 0 | 0 | 0 | 0 | 0 | 0 | 0 | 0 | 0 | 0 | 0 | 0
F2_Commercial_Miscellaneous_Existing_Cooling_Electric_Water-Cooled Chiller_E9 | F2 | Commercial | Miscellaneous | Existing | Cooling | Electric | Water-Cooled Chiller | E9 | TRC BC Ratio | 0 | 0 | 0 | 0 | 0 | 0 | 0 | 0 | 0 | 0 | 0 | 0 | 0 | 0 | 0 | 0 | 0 | 0 | 0 | 0 | 0 | 0 | 0 | 0 | 0 | 0 | 0 | 0 | 0 | 0
F2_Commercial_Miscellaneous_Existing_Cooling_Electric_Water-Cooled Chiller_E10 | F2 | Commercial | Miscellaneous | Existing | Cooling | Electric | Water-Cooled Chiller | E10 | TRC BC Ratio | 0 | 0 | 0 | 0 | 0 | 0 | 0 | 0 | 0 | 0 | 0 | 0 | 0 | 0 | 0 | 0 | 0 | 0 | 0 | 0 | 0 | 0 | 0 | 0 | 0 | 0 | 0 | 0 | 0 | 0
F3_Commercial_Miscellaneous_Existing_Cooling_Electric_Water-Cooled Chiller_E1 | F3 | Commercial | Miscellaneous | Existing | Cooling | Electric | Water-Cooled Chiller | E1 | PACT BC Ratio | 0 | 0 | 0 | 0 | 0 | 0 | 0 | 0 | 0 | 0 | 0 | 0 | 0 | 0 | 0 | 0 | 0 | 0 | 0 | 0 | 0 | 0 | 0 | 0 | 0 | 0 | 0 | 0 | 0 | 0
F3_Commercial_Miscellaneous_Existing_Cooling_Electric_Water-Cooled Chiller_E2 | F3 | Commercial | Miscellaneous | Existing | Cooling | Electric | Water-Cooled Chiller | E2 | PACT BC Ratio | 0 | 0 | 0 | 0 | 0 | 0 | 0 | 0 | 0 | 0 | 0 | 0 | 0 | 0 | 0 | 0 | 0 | 0 | 0 | 0 | 0 | 0 | 0 | 0 | 0 | 0 | 0 | 0 | 0 | 0
F3_Commercial_Miscellaneous_Existing_Cooling_Electric_Water-Cooled Chiller_E3 | F3 | Commercial | Miscellaneous | Existing | Cooling | Electric | Water-Cooled Chiller | E3 | PACT BC Ratio | 0 | 0 | 0 | 0 | 0 | 0 | 0 | 0 | 0 | 0 | 0 | 0 | 0 | 0 | 0 | 0 | 0 | 0 | 0 | 0 | 0 | 0 | 0 | 0 | 0 | 0 | 0 | 0 | 0 | 0
F3_Commercial_Miscellaneous_Existing_Cooling_Electric_Water-Cooled Chiller_E4 | F3 | Commercial | Miscellaneous | Existing | Cooling | Electric | Water-Cooled Chiller | E4 | PACT BC Ratio | 0 | 0 | 0 | 0 | 0 | 0 | 0 | 0 | 0 | 0 | 0 | 0 | 0 | 0 | 0 | 0 | 0 | 0 | 0 | 0 | 0 | 0 | 0 | 0 | 0 | 0 | 0 | 0 | 0 | 0
F3_Commercial_Miscellaneous_Existing_Cooling_Electric_Water-Cooled Chiller_E5 | F3 | Commercial | Miscellaneous | Existing | Cooling | Electric | Water-Cooled Chiller | E5 | PACT BC Ratio | 0 | 0 | 0 | 0 | 0 | 0 | 0 | 0 | 0 | 0 | 0 | 0 | 0 | 0 | 0 | 0 | 0 | 0 | 0 | 0 | 0 | 0 | 0 | 0 | 0 | 0 | 0 | 0 | 0 | 0
F3_Commercial_Miscellaneous_Existing_Cooling_Electric_Water-Cooled Chiller_E6 | F3 | Commercial | Miscellaneous | Existing | Cooling | Electric | Water-Cooled Chiller | E6 | PACT BC Ratio | 0 | 0 | 0 | 0 | 0 | 0 | 0 | 0 | 0 | 0 | 0 | 0 | 0 | 0 | 0 | 0 | 0 | 0 | 0 | 0 | 0 | 0 | 0 | 0 | 0 | 0 | 0 | 0 | 0 | 0
F3_Commercial_Miscellaneous_Existing_Cooling_Electric_Water-Cooled Chiller_E7 | F3 | Commercial | Miscellaneous | Existing | Cooling | Electric | Water-Cooled Chiller | E7 | PACT BC Ratio | 0 | 0 | 0 | 0 | 0 | 0 | 0 | 0 | 0 | 0 | 0 | 0 | 0 | 0 | 0 | 0 | 0 | 0 | 0 | 0 | 0 | 0 | 0 | 0 | 0 | 0 | 0 | 0 | 0 | 0
F3_Commercial_Miscellaneous_Existing_Cooling_Electric_Water-Cooled Chiller_E8 | F3 | Commercial | Miscellaneous | Existing | Cooling | Electric | Water-Cooled Chiller | E8 | PACT BC Ratio | 0 | 0 | 0 | 0 | 0 | 0 | 0 | 0 | 0 | 0 | 0 | 0 | 0 | 0 | 0 | 0 | 0 | 0 | 0 | 0 | 0 | 0 | 0 | 0 | 0 | 0 | 0 | 0 | 0 | 0
F3_Commercial_Miscellaneous_Existing_Cooling_Electric_Water-Cooled Chiller_E9 | F3 | Commercial | Miscellaneous | Existing | Cooling | Electric | Water-Cooled Chiller | E9 | PACT BC Ratio | 0 | 0 | 0 | 0 | 0 | 0 | 0 | 0 | 0 | 0 | 0 | 0 | 0 | 0 | 0 | 0 | 0 | 0 | 0 | 0 | 0 | 0 | 0 | 0 | 0 | 0 | 0 | 0 | 0 | 0
F3_Commercial_Miscellaneous_Existing_Cooling_Electric_Water-Cooled Chiller_E10 | F3 | Commercial | Miscellaneous | Existing | Cooling | Electric | Water-Cooled Chiller | E10 | PACT BC Ratio | 0 | 0 | 0 | 0 | 0 | 0 | 0 | 0 | 0 | 0 | 0 | 0 | 0 | 0 | 0 | 0 | 0 | 0 | 0 | 0 | 0 | 0 | 0 | 0 | 0 | 0 | 0 | 0 | 0 | 0
F4_Commercial_Miscellaneous_Existing_Cooling_Electric_Water-Cooled Chiller_E1 | F4 | Commercial | Miscellaneous | Existing | Cooling | Electric | Water-Cooled Chiller | E1 | RVT BC Ratio | 0 | 0 | 0 | 0 | 0 | 0 | 0 | 0 | 0 | 0 | 0 | 0 | 0 | 0 | 0 | 0 | 0 | 0 | 0 | 0 | 0 | 0 | 0 | 0 | 0 | 0 | 0 | 0 | 0 | 0
F4_Commercial_Miscellaneous_Existing_Cooling_Electric_Water-Cooled Chiller_E2 | F4 | Commercial | Miscellaneous | Existing | Cooling | Electric | Water-Cooled Chiller | E2 | RVT BC Ratio | 0 | 0 | 0 | 0 | 0 | 0 | 0 | 0 | 0 | 0 | 0 | 0 | 0 | 0 | 0 | 0 | 0 | 0 | 0 | 0 | 0 | 0 | 0 | 0 | 0 | 0 | 0 | 0 | 0 | 0
F4_Commercial_Miscellaneous_Existing_Cooling_Electric_Water-Cooled Chiller_E3 | F4 | Commercial | Miscellaneous | Existing | Cooling | Electric | Water-Cooled Chiller | E3 | RVT BC Ratio | 0 | 0 | 0 | 0 | 0 | 0 | 0 | 0 | 0 | 0 | 0 | 0 | 0 | 0 | 0 | 0 | 0 | 0 | 0 | 0 | 0 | 0 | 0 | 0 | 0 | 0 | 0 | 0 | 0 | 0
F4_Commercial_Miscellaneous_Existing_Cooling_Electric_Water-Cooled Chiller_E4 | F4 | Commercial | Miscellaneous | Existing | Cooling | Electric | Water-Cooled Chiller | E4 | RVT BC Ratio | 0 | 0 | 0 | 0 | 0 | 0 | 0 | 0 | 0 | 0 | 0 | 0 | 0 | 0 | 0 | 0 | 0 | 0 | 0 | 0 | 0 | 0 | 0 | 0 | 0 | 0 | 0 | 0 | 0 | 0
F4_Commercial_Miscellaneous_Existing_Cooling_Electric_Water-Cooled Chiller_E5 | F4 | Commercial | Miscellaneous | Existing | Cooling | Electric | Water-Cooled Chiller | E5 | RVT BC Ratio | 0 | 0 | 0 | 0 | 0 | 0 | 0 | 0 | 0 | 0 | 0 | 0 | 0 | 0 | 0 | 0 | 0 | 0 | 0 | 0 | 0 | 0 | 0 | 0 | 0 | 0 | 0 | 0 | 0 | 0
F4_Commercial_Miscellaneous_Existing_Cooling_Electric_Water-Cooled Chiller_E6 | F4 | Commercial | Miscellaneous | Existing | Cooling | Electric | Water-Cooled Chiller | E6 | RVT BC Ratio | 0 | 0 | 0 | 0 | 0 | 0 | 0 | 0 | 0 | 0 | 0 | 0 | 0 | 0 | 0 | 0 | 0 | 0 | 0 | 0 | 0 | 0 | 0 | 0 | 0 | 0 | 0 | 0 | 0 | 0
F4_Commercial_Miscellaneous_Existing_Cooling_Electric_Water-Cooled Chiller_E7 | F4 | Commercial | Miscellaneous | Existing | Cooling | Electric | Water-Cooled Chiller | E7 | RVT BC Ratio | 0 | 0 | 0 | 0 | 0 | 0 | 0 | 0 | 0 | 0 | 0 | 0 | 0 | 0 | 0 | 0 | 0 | 0 | 0 | 0 | 0 | 0 | 0 | 0 | 0 | 0 | 0 | 0 | 0 | 0
F4_Commercial_Miscellaneous_Existing_Cooling_Electric_Water-Cooled Chiller_E8 | F4 | Commercial | Miscellaneous | Existing | Cooling | Electric | Water-Cooled Chiller | E8 | RVT BC Ratio | 0 | 0 | 0 | 0 | 0 | 0 | 0 | 0 | 0 | 0 | 0 | 0 | 0 | 0 | 0 | 0 | 0 | 0 | 0 | 0 | 0 | 0 | 0 | 0 | 0 | 0 | 0 | 0 | 0 | 0
F4_Commercial_Miscellaneous_Existing_Cooling_Electric_Water-Cooled Chiller_E9 | F4 | Commercial | Miscellaneous | Existing | Cooling | Electric | Water-Cooled Chiller | E9 | RVT BC Ratio | 0 | 0 | 0 | 0 | 0 | 0 | 0 | 0 | 0 | 0 | 0 | 0 | 0 | 0 | 0 | 0 | 0 | 0 | 0 | 0 | 0 | 0 | 0 | 0 | 0 | 0 | 0 | 0 | 0 | 0
F4_Commercial_Miscellaneous_Existing_Cooling_Electric_Water-Cooled Chiller_E10 | F4 | Commercial | Miscellaneous | Existing | Cooling | Electric | Water-Cooled Chiller | E10 | RVT BC Ratio | 0 | 0 | 0 | 0 | 0 | 0 | 0 | 0 | 0 | 0 | 0 | 0 | 0 | 0 | 0 | 0 | 0 | 0 | 0 | 0 | 0 | 0 | 0 | 0 | 0 | 0 | 0 | 0 | 0 | 0
F5_Commercial_Miscellaneous_Existing_Cooling_Electric_Water-Cooled Chiller_E1 | F5 | Commercial | Miscellaneous | Existing | Cooling | Electric | Water-Cooled Chiller | E1 | RIM BC Ratio | 0 | 0 | 0 | 0 | 0 | 0 | 0 | 0 | 0 | 0 | 0 | 0 | 0 | 0 | 0 | 0 | 0 | 0 | 0 | 0 | 0 | 0 | 0 | 0 | 0 | 0 | 0 | 0 | 0 | 0
F5_Commercial_Miscellaneous_Existing_Cooling_Electric_Water-Cooled Chiller_E2 | F5 | Commercial | Miscellaneous | Existing | Cooling | Electric | Water-Cooled Chiller | E2 | RIM BC Ratio | 0 | 0 | 0 | 0 | 0 | 0 | 0 | 0 | 0 | 0 | 0 | 0 | 0 | 0 | 0 | 0 | 0 | 0 | 0 | 0 | 0 | 0 | 0 | 0 | 0 | 0 | 0 | 0 | 0 | 0
F5_Commercial_Miscellaneous_Existing_Cooling_Electric_Water-Cooled Chiller_E3 | F5 | Commercial | Miscellaneous | Existing | Cooling | Electric | Water-Cooled Chiller | E3 | RIM BC Ratio | 0 | 0 | 0 | 0 | 0 | 0 | 0 | 0 | 0 | 0 | 0 | 0 | 0 | 0 | 0 | 0 | 0 | 0 | 0 | 0 | 0 | 0 | 0 | 0 | 0 | 0 | 0 | 0 | 0 | 0
F5_Commercial_Miscellaneous_Existing_Cooling_Electric_Water-Cooled Chiller_E4 | F5 | Commercial | Miscellaneous | Existing | Cooling | Electric | Water-Cooled Chiller | E4 | RIM BC Ratio | 0 | 0 | 0 | 0 | 0 | 0 | 0 | 0 | 0 | 0 | 0 | 0 | 0 | 0 | 0 | 0 | 0 | 0 | 0 | 0 | 0 | 0 | 0 | 0 | 0 | 0 | 0 | 0 | 0 | 0
F5_Commercial_Miscellaneous_Existing_Cooling_Electric_Water-Cooled Chiller_E5 | F5 | Commercial | Miscellaneous | Existing | Cooling | Electric | Water-Cooled Chiller | E5 | RIM BC Ratio | 0 | 0 | 0 | 0 | 0 | 0 | 0 | 0 | 0 | 0 | 0 | 0 | 0 | 0 | 0 | 0 | 0 | 0 | 0 | 0 | 0 | 0 | 0 | 0 | 0 | 0 | 0 | 0 | 0 | 0
F5_Commercial_Miscellaneous_Existing_Cooling_Electric_Water-Cooled Chiller_E6 | F5 | Commercial | Miscellaneous | Existing | Cooling | Electric | Water-Cooled Chiller | E6 | RIM BC Ratio | 0 | 0 | 0 | 0 | 0 | 0 | 0 | 0 | 0 | 0 | 0 | 0 | 0 | 0 | 0 | 0 | 0 | 0 | 0 | 0 | 0 | 0 | 0 | 0 | 0 | 0 | 0 | 0 | 0 | 0
F5_Commercial_Miscellaneous_Existing_Cooling_Electric_Water-Cooled Chiller_E7 | F5 | Commercial | Miscellaneous | Existing | Cooling | Electric | Water-Cooled Chiller | E7 | RIM BC Ratio | 0 | 0 | 0 | 0 | 0 | 0 | 0 | 0 | 0 | 0 | 0 | 0 | 0 | 0 | 0 | 0 | 0 | 0 | 0 | 0 | 0 | 0 | 0 | 0 | 0 | 0 | 0 | 0 | 0 | 0
F5_Commercial_Miscellaneous_Existing_Cooling_Electric_Water-Cooled Chiller_E8 | F5 | Commercial | Miscellaneous | Existing | Cooling | Electric | Water-Cooled Chiller | E8 | RIM BC Ratio | 0 | 0 | 0 | 0 | 0 | 0 | 0 | 0 | 0 | 0 | 0 | 0 | 0 | 0 | 0 | 0 | 0 | 0 | 0 | 0 | 0 | 0 | 0 | 0 | 0 | 0 | 0 | 0 | 0 | 0
F5_Commercial_Miscellaneous_Existing_Cooling_Electric_Water-Cooled Chiller_E9 | F5 | Commercial | Miscellaneous | Existing | Cooling | Electric | Water-Cooled Chiller | E9 | RIM BC Ratio | 0 | 0 | 0 | 0 | 0 | 0 | 0 | 0 | 0 | 0 | 0 | 0 | 0 | 0 | 0 | 0 | 0 | 0 | 0 | 0 | 0 | 0 | 0 | 0 | 0 | 0 | 0 | 0 | 0 | 0
F5_Commercial_Miscellaneous_Existing_Cooling_Electric_Water-Cooled Chiller_E10 | F5 | Commercial | Miscellaneous | Existing | Cooling | Electric | Water-Cooled Chiller | E10 | RIM BC Ratio | 0 | 0 | 0 | 0 | 0 | 0 | 0 | 0 | 0 | 0 | 0 | 0 | 0 | 0 | 0 | 0 | 0 | 0 | 0 | 0 | 0 | 0 | 0 | 0 | 0 | 0 | 0 | 0 | 0 | 0
F0_Commercial_Miscellaneous_Existing_Cooling_Electric_RTU_E0 | F0 | Commercial | Miscellaneous | Existing | Cooling | Electric | RTU | E0 | Economic Unit | 0 | 0 | 0 | 0 | 0 | 0 | 0 | 0 | 0 | 0 | 0 | 0 | 0 | 0 | 0 | 0 | 0 | 0 | 0 | 0 | 0 | 0 | 0 | 0 | 0 | 0 | 0 | 0 | 0 | 0
F1_Commercial_Miscellaneous_Existing_Cooling_Electric_RTU_E1 | F1 | Commercial | Miscellaneous | Existing | Cooling | Electric | RTU | E1 | CCE | 0 | 0 | 0 | 0 | 0 | 0 | 0 | 0 | 0 | 0 | 0 | 0 | 0 | 0 | 0 | 0 | 0 | 0 | 0 | 0 | 0 | 0 | 0 | 0 | 0 | 0 | 0 | 0 | 0 | 0
F1_Commercial_Miscellaneous_Existing_Cooling_Electric_RTU_E2 | F1 | Commercial | Miscellaneous | Existing | Cooling | Electric | RTU | E2 | CCE | 0 | 0 | 0 | 0 | 0 | 0 | 0 | 0 | 0 | 0 | 0 | 0 | 0 | 0 | 0 | 0 | 0 | 0 | 0 | 0 | 0 | 0 | 0 | 0 | 0 | 0 | 0 | 0 | 0 | 0
F1_Commercial_Miscellaneous_Existing_Cooling_Electric_RTU_E3 | F1 | Commercial | Miscellaneous | Existing | Cooling | Electric | RTU | E3 | CCE | 0 | 0 | 0 | 0 | 0 | 0 | 0 | 0 | 0 | 0 | 0 | 0 | 0 | 0 | 0 | 0 | 0 | 0 | 0 | 0 | 0 | 0 | 0 | 0 | 0 | 0 | 0 | 0 | 0 | 0
F1_Commercial_Miscellaneous_Existing_Cooling_Electric_RTU_E4 | F1 | Commercial | Miscellaneous | Existing | Cooling | Electric | RTU | E4 | CCE | 0 | 0 | 0 | 0 | 0 | 0 | 0 | 0 | 0 | 0 | 0 | 0 | 0 | 0 | 0 | 0 | 0 | 0 | 0 | 0 | 0 | 0 | 0 | 0 | 0 | 0 | 0 | 0 | 0 | 0
F1_Commercial_Miscellaneous_Existing_Cooling_Electric_RTU_E5 | F1 | Commercial | Miscellaneous | Existing | Cooling | Electric | RTU | E5 | CCE | 0 | 0 | 0 | 0 | 0 | 0 | 0 | 0 | 0 | 0 | 0 | 0 | 0 | 0 | 0 | 0 | 0 | 0 | 0 | 0 | 0 | 0 | 0 | 0 | 0 | 0 | 0 | 0 | 0 | 0
F1_Commercial_Miscellaneous_Existing_Cooling_Electric_RTU_E6 | F1 | Commercial | Miscellaneous | Existing | Cooling | Electric | RTU | E6 | CCE | 0 | 0 | 0 | 0 | 0 | 0 | 0 | 0 | 0 | 0 | 0 | 0 | 0 | 0 | 0 | 0 | 0 | 0 | 0 | 0 | 0 | 0 | 0 | 0 | 0 | 0 | 0 | 0 | 0 | 0
F1_Commercial_Miscellaneous_Existing_Cooling_Electric_RTU_E7 | F1 | Commercial | Miscellaneous | Existing | Cooling | Electric | RTU | E7 | CCE | 0 | 0 | 0 | 0 | 0 | 0 | 0 | 0 | 0 | 0 | 0 | 0 | 0 | 0 | 0 | 0 | 0 | 0 | 0 | 0 | 0 | 0 | 0 | 0 | 0 | 0 | 0 | 0 | 0 | 0
F1_Commercial_Miscellaneous_Existing_Cooling_Electric_RTU_E8 | F1 | Commercial | Miscellaneous | Existing | Cooling | Electric | RTU | E8 | CCE | 0 | 0 | 0 | 0 | 0 | 0 | 0 | 0 | 0 | 0 | 0 | 0 | 0 | 0 | 0 | 0 | 0 | 0 | 0 | 0 | 0 | 0 | 0 | 0 | 0 | 0 | 0 | 0 | 0 | 0
F1_Commercial_Miscellaneous_Existing_Cooling_Electric_RTU_E9 | F1 | Commercial | Miscellaneous | Existing | Cooling | Electric | RTU | E9 | CCE | 0 | 0 | 0 | 0 | 0 | 0 | 0 | 0 | 0 | 0 | 0 | 0 | 0 | 0 | 0 | 0 | 0 | 0 | 0 | 0 | 0 | 0 | 0 | 0 | 0 | 0 | 0 | 0 | 0 | 0
F1_Commercial_Miscellaneous_Existing_Cooling_Electric_RTU_E10 | F1 | Commercial | Miscellaneous | Existing | Cooling | Electric | RTU | E10 | CCE | 0 | 0 | 0 | 0 | 0 | 0 | 0 | 0 | 0 | 0 | 0 | 0 | 0 | 0 | 0 | 0 | 0 | 0 | 0 | 0 | 0 | 0 | 0 | 0 | 0 | 0 | 0 | 0 | 0 | 0
F2_Commercial_Miscellaneous_Existing_Cooling_Electric_RTU_E1 | F2 | Commercial | Miscellaneous | Existing | Cooling | Electric | RTU | E1 | TRC BC Ratio | 0 | 0 | 0 | 0 | 0 | 0 | 0 | 0 | 0 | 0 | 0 | 0 | 0 | 0 | 0 | 0 | 0 | 0 | 0 | 0 | 0 | 0 | 0 | 0 | 0 | 0 | 0 | 0 | 0 | 0
F2_Commercial_Miscellaneous_Existing_Cooling_Electric_RTU_E2 | F2 | Commercial | Miscellaneous | Existing | Cooling | Electric | RTU | E2 | TRC BC Ratio | 0 | 0 | 0 | 0 | 0 | 0 | 0 | 0 | 0 | 0 | 0 | 0 | 0 | 0 | 0 | 0 | 0 | 0 | 0 | 0 | 0 | 0 | 0 | 0 | 0 | 0 | 0 | 0 | 0 | 0
F2_Commercial_Miscellaneous_Existing_Cooling_Electric_RTU_E3 | F2 | Commercial | Miscellaneous | Existing | Cooling | Electric | RTU | E3 | TRC BC Ratio | 0 | 0 | 0 | 0 | 0 | 0 | 0 | 0 | 0 | 0 | 0 | 0 | 0 | 0 | 0 | 0 | 0 | 0 | 0 | 0 | 0 | 0 | 0 | 0 | 0 | 0 | 0 | 0 | 0 | 0
F2_Commercial_Miscellaneous_Existing_Cooling_Electric_RTU_E4 | F2 | Commercial | Miscellaneous | Existing | Cooling | Electric | RTU | E4 | TRC BC Ratio | 0 | 0 | 0 | 0 | 0 | 0 | 0 | 0 | 0 | 0 | 0 | 0 | 0 | 0 | 0 | 0 | 0 | 0 | 0 | 0 | 0 | 0 | 0 | 0 | 0 | 0 | 0 | 0 | 0 | 0
F2_Commercial_Miscellaneous_Existing_Cooling_Electric_RTU_E5 | F2 | Commercial | Miscellaneous | Existing | Cooling | Electric | RTU | E5 | TRC BC Ratio | 0 | 0 | 0 | 0 | 0 | 0 | 0 | 0 | 0 | 0 | 0 | 0 | 0 | 0 | 0 | 0 | 0 | 0 | 0 | 0 | 0 | 0 | 0 | 0 | 0 | 0 | 0 | 0 | 0 | 0
F2_Commercial_Miscellaneous_Existing_Cooling_Electric_RTU_E6 | F2 | Commercial | Miscellaneous | Existing | Cooling | Electric | RTU | E6 | TRC BC Ratio | 0 | 0 | 0 | 0 | 0 | 0 | 0 | 0 | 0 | 0 | 0 | 0 | 0 | 0 | 0 | 0 | 0 | 0 | 0 | 0 | 0 | 0 | 0 | 0 | 0 | 0 | 0 | 0 | 0 | 0
F2_Commercial_Miscellaneous_Existing_Cooling_Electric_RTU_E7 | F2 | Commercial | Miscellaneous | Existing | Cooling | Electric | RTU | E7 | TRC BC Ratio | 0 | 0 | 0 | 0 | 0 | 0 | 0 | 0 | 0 | 0 | 0 | 0 | 0 | 0 | 0 | 0 | 0 | 0 | 0 | 0 | 0 | 0 | 0 | 0 | 0 | 0 | 0 | 0 | 0 | 0
F2_Commercial_Miscellaneous_Existing_Cooling_Electric_RTU_E8 | F2 | Commercial | Miscellaneous | Existing | Cooling | Electric | RTU | E8 | TRC BC Ratio | 0 | 0 | 0 | 0 | 0 | 0 | 0 | 0 | 0 | 0 | 0 | 0 | 0 | 0 | 0 | 0 | 0 | 0 | 0 | 0 | 0 | 0 | 0 | 0 | 0 | 0 | 0 | 0 | 0 | 0
F2_Commercial_Miscellaneous_Existing_Cooling_Electric_RTU_E9 | F2 | Commercial | Miscellaneous | Existing | Cooling | Electric | RTU | E9 | TRC BC Ratio | 0 | 0 | 0 | 0 | 0 | 0 | 0 | 0 | 0 | 0 | 0 | 0 | 0 | 0 | 0 | 0 | 0 | 0 | 0 | 0 | 0 | 0 | 0 | 0 | 0 | 0 | 0 | 0 | 0 | 0
F2_Commercial_Miscellaneous_Existing_Cooling_Electric_RTU_E10 | F2 | Commercial | Miscellaneous | Existing | Cooling | Electric | RTU | E10 | TRC BC Ratio | 0 | 0 | 0 | 0 | 0 | 0 | 0 | 0 | 0 | 0 | 0 | 0 | 0 | 0 | 0 | 0 | 0 | 0 | 0 | 0 | 0 | 0 | 0 | 0 | 0 | 0 | 0 | 0 | 0 | 0
F3_Commercial_Miscellaneous_Existing_Cooling_Electric_RTU_E1 | F3 | Commercial | Miscellaneous | Existing | Cooling | Electric | RTU | E1 | PACT BC Ratio | 0 | 0 | 0 | 0 | 0 | 0 | 0 | 0 | 0 | 0 | 0 | 0 | 0 | 0 | 0 | 0 | 0 | 0 | 0 | 0 | 0 | 0 | 0 | 0 | 0 | 0 | 0 | 0 | 0 | 0
F3_Commercial_Miscellaneous_Existing_Cooling_Electric_RTU_E2 | F3 | Commercial | Miscellaneous | Existing | Cooling | Electric | RTU | E2 | PACT BC Ratio | 0 | 0 | 0 | 0 | 0 | 0 | 0 | 0 | 0 | 0 | 0 | 0 | 0 | 0 | 0 | 0 | 0 | 0 | 0 | 0 | 0 | 0 | 0 | 0 | 0 | 0 | 0 | 0 | 0 | 0
F3_Commercial_Miscellaneous_Existing_Cooling_Electric_RTU_E3 | F3 | Commercial | Miscellaneous | Existing | Cooling | Electric | RTU | E3 | PACT BC Ratio | 0 | 0 | 0 | 0 | 0 | 0 | 0 | 0 | 0 | 0 | 0 | 0 | 0 | 0 | 0 | 0 | 0 | 0 | 0 | 0 | 0 | 0 | 0 | 0 | 0 | 0 | 0 | 0 | 0 | 0
F3_Commercial_Miscellaneous_Existing_Cooling_Electric_RTU_E4 | F3 | Commercial | Miscellaneous | Existing | Cooling | Electric | RTU | E4 | PACT BC Ratio | 0 | 0 | 0 | 0 | 0 | 0 | 0 | 0 | 0 | 0 | 0 | 0 | 0 | 0 | 0 | 0 | 0 | 0 | 0 | 0 | 0 | 0 | 0 | 0 | 0 | 0 | 0 | 0 | 0 | 0
F3_Commercial_Miscellaneous_Existing_Cooling_Electric_RTU_E5 | F3 | Commercial | Miscellaneous | Existing | Cooling | Electric | RTU | E5 | PACT BC Ratio | 0 | 0 | 0 | 0 | 0 | 0 | 0 | 0 | 0 | 0 | 0 | 0 | 0 | 0 | 0 | 0 | 0 | 0 | 0 | 0 | 0 | 0 | 0 | 0 | 0 | 0 | 0 | 0 | 0 | 0
F3_Commercial_Miscellaneous_Existing_Cooling_Electric_RTU_E6 | F3 | Commercial | Miscellaneous | Existing | Cooling | Electric | RTU | E6 | PACT BC Ratio | 0 | 0 | 0 | 0 | 0 | 0 | 0 | 0 | 0 | 0 | 0 | 0 | 0 | 0 | 0 | 0 | 0 | 0 | 0 | 0 | 0 | 0 | 0 | 0 | 0 | 0 | 0 | 0 | 0 | 0
F3_Commercial_Miscellaneous_Existing_Cooling_Electric_RTU_E7 | F3 | Commercial | Miscellaneous | Existing | Cooling | Electric | RTU | E7 | PACT BC Ratio | 0 | 0 | 0 | 0 | 0 | 0 | 0 | 0 | 0 | 0 | 0 | 0 | 0 | 0 | 0 | 0 | 0 | 0 | 0 | 0 | 0 | 0 | 0 | 0 | 0 | 0 | 0 | 0 | 0 | 0
F3_Commercial_Miscellaneous_Existing_Cooling_Electric_RTU_E8 | F3 | Commercial | Miscellaneous | Existing | Cooling | Electric | RTU | E8 | PACT BC Ratio | 0 | 0 | 0 | 0 | 0 | 0 | 0 | 0 | 0 | 0 | 0 | 0 | 0 | 0 | 0 | 0 | 0 | 0 | 0 | 0 | 0 | 0 | 0 | 0 | 0 | 0 | 0 | 0 | 0 | 0
F3_Commercial_Miscellaneous_Existing_Cooling_Electric_RTU_E9 | F3 | Commercial | Miscellaneous | Existing | Cooling | Electric | RTU | E9 | PACT BC Ratio | 0 | 0 | 0 | 0 | 0 | 0 | 0 | 0 | 0 | 0 | 0 | 0 | 0 | 0 | 0 | 0 | 0 | 0 | 0 | 0 | 0 | 0 | 0 | 0 | 0 | 0 | 0 | 0 | 0 | 0
F3_Commercial_Miscellaneous_Existing_Cooling_Electric_RTU_E10 | F3 | Commercial | Miscellaneous | Existing | Cooling | Electric | RTU | E10 | PACT BC Ratio | 0 | 0 | 0 | 0 | 0 | 0 | 0 | 0 | 0 | 0 | 0 | 0 | 0 | 0 | 0 | 0 | 0 | 0 | 0 | 0 | 0 | 0 | 0 | 0 | 0 | 0 | 0 | 0 | 0 | 0
F4_Commercial_Miscellaneous_Existing_Cooling_Electric_RTU_E1 | F4 | Commercial | Miscellaneous | Existing | Cooling | Electric | RTU | E1 | RVT BC Ratio | 0 | 0 | 0 | 0 | 0 | 0 | 0 | 0 | 0 | 0 | 0 | 0 | 0 | 0 | 0 | 0 | 0 | 0 | 0 | 0 | 0 | 0 | 0 | 0 | 0 | 0 | 0 | 0 | 0 | 0
F4_Commercial_Miscellaneous_Existing_Cooling_Electric_RTU_E2 | F4 | Commercial | Miscellaneous | Existing | Cooling | Electric | RTU | E2 | RVT BC Ratio | 0 | 0 | 0 | 0 | 0 | 0 | 0 | 0 | 0 | 0 | 0 | 0 | 0 | 0 | 0 | 0 | 0 | 0 | 0 | 0 | 0 | 0 | 0 | 0 | 0 | 0 | 0 | 0 | 0 | 0
F4_Commercial_Miscellaneous_Existing_Cooling_Electric_RTU_E3 | F4 | Commercial | Miscellaneous | Existing | Cooling | Electric | RTU | E3 | RVT BC Ratio | 0 | 0 | 0 | 0 | 0 | 0 | 0 | 0 | 0 | 0 | 0 | 0 | 0 | 0 | 0 | 0 | 0 | 0 | 0 | 0 | 0 | 0 | 0 | 0 | 0 | 0 | 0 | 0 | 0 | 0
F4_Commercial_Miscellaneous_Existing_Cooling_Electric_RTU_E4 | F4 | Commercial | Miscellaneous | Existing | Cooling | Electric | RTU | E4 | RVT BC Ratio | 0 | 0 | 0 | 0 | 0 | 0 | 0 | 0 | 0 | 0 | 0 | 0 | 0 | 0 | 0 | 0 | 0 | 0 | 0 | 0 | 0 | 0 | 0 | 0 | 0 | 0 | 0 | 0 | 0 | 0
F4_Commercial_Miscellaneous_Existing_Cooling_Electric_RTU_E5 | F4 | Commercial | Miscellaneous | Existing | Cooling | Electric | RTU | E5 | RVT BC Ratio | 0 | 0 | 0 | 0 | 0 | 0 | 0 | 0 | 0 | 0 | 0 | 0 | 0 | 0 | 0 | 0 | 0 | 0 | 0 | 0 | 0 | 0 | 0 | 0 | 0 | 0 | 0 | 0 | 0 | 0
F4_Commercial_Miscellaneous_Existing_Cooling_Electric_RTU_E6 | F4 | Commercial | Miscellaneous | Existing | Cooling | Electric | RTU | E6 | RVT BC Ratio | 0 | 0 | 0 | 0 | 0 | 0 | 0 | 0 | 0 | 0 | 0 | 0 | 0 | 0 | 0 | 0 | 0 | 0 | 0 | 0 | 0 | 0 | 0 | 0 | 0 | 0 | 0 | 0 | 0 | 0
F4_Commercial_Miscellaneous_Existing_Cooling_Electric_RTU_E7 | F4 | Commercial | Miscellaneous | Existing | Cooling | Electric | RTU | E7 | RVT BC Ratio | 0 | 0 | 0 | 0 | 0 | 0 | 0 | 0 | 0 | 0 | 0 | 0 | 0 | 0 | 0 | 0 | 0 | 0 | 0 | 0 | 0 | 0 | 0 | 0 | 0 | 0 | 0 | 0 | 0 | 0
F4_Commercial_Miscellaneous_Existing_Cooling_Electric_RTU_E8 | F4 | Commercial | Miscellaneous | Existing | Cooling | Electric | RTU | E8 | RVT BC Ratio | 0 | 0 | 0 | 0 | 0 | 0 | 0 | 0 | 0 | 0 | 0 | 0 | 0 | 0 | 0 | 0 | 0 | 0 | 0 | 0 | 0 | 0 | 0 | 0 | 0 | 0 | 0 | 0 | 0 | 0
F4_Commercial_Miscellaneous_Existing_Cooling_Electric_RTU_E9 | F4 | Commercial | Miscellaneous | Existing | Cooling | Electric | RTU | E9 | RVT BC Ratio | 0 | 0 | 0 | 0 | 0 | 0 | 0 | 0 | 0 | 0 | 0 | 0 | 0 | 0 | 0 | 0 | 0 | 0 | 0 | 0 | 0 | 0 | 0 | 0 | 0 | 0 | 0 | 0 | 0 | 0
F4_Commercial_Miscellaneous_Existing_Cooling_Electric_RTU_E10 | F4 | Commercial | Miscellaneous | Existing | Cooling | Electric | RTU | E10 | RVT BC Ratio | 0 | 0 | 0 | 0 | 0 | 0 | 0 | 0 | 0 | 0 | 0 | 0 | 0 | 0 | 0 | 0 | 0 | 0 | 0 | 0 | 0 | 0 | 0 | 0 | 0 | 0 | 0 | 0 | 0 | 0
F5_Commercial_Miscellaneous_Existing_Cooling_Electric_RTU_E1 | F5 | Commercial | Miscellaneous | Existing | Cooling | Electric | RTU | E1 | RIM BC Ratio | 0 | 0 | 0 | 0 | 0 | 0 | 0 | 0 | 0 | 0 | 0 | 0 | 0 | 0 | 0 | 0 | 0 | 0 | 0 | 0 | 0 | 0 | 0 | 0 | 0 | 0 | 0 | 0 | 0 | 0
F5_Commercial_Miscellaneous_Existing_Cooling_Electric_RTU_E2 | F5 | Commercial | Miscellaneous | Existing | Cooling | Electric | RTU | E2 | RIM BC Ratio | 0 | 0 | 0 | 0 | 0 | 0 | 0 | 0 | 0 | 0 | 0 | 0 | 0 | 0 | 0 | 0 | 0 | 0 | 0 | 0 | 0 | 0 | 0 | 0 | 0 | 0 | 0 | 0 | 0 | 0
F5_Commercial_Miscellaneous_Existing_Cooling_Electric_RTU_E3 | F5 | Commercial | Miscellaneous | Existing | Cooling | Electric | RTU | E3 | RIM BC Ratio | 0 | 0 | 0 | 0 | 0 | 0 | 0 | 0 | 0 | 0 | 0 | 0 | 0 | 0 | 0 | 0 | 0 | 0 | 0 | 0 | 0 | 0 | 0 | 0 | 0 | 0 | 0 | 0 | 0 | 0
F5_Commercial_Miscellaneous_Existing_Cooling_Electric_RTU_E4 | F5 | Commercial | Miscellaneous | Existing | Cooling | Electric | RTU | E4 | RIM BC Ratio | 0 | 0 | 0 | 0 | 0 | 0 | 0 | 0 | 0 | 0 | 0 | 0 | 0 | 0 | 0 | 0 | 0 | 0 | 0 | 0 | 0 | 0 | 0 | 0 | 0 | 0 | 0 | 0 | 0 | 0
F5_Commercial_Miscellaneous_Existing_Cooling_Electric_RTU_E5 | F5 | Commercial | Miscellaneous | Existing | Cooling | Electric | RTU | E5 | RIM BC Ratio | 0 | 0 | 0 | 0 | 0 | 0 | 0 | 0 | 0 | 0 | 0 | 0 | 0 | 0 | 0 | 0 | 0 | 0 | 0 | 0 | 0 | 0 | 0 | 0 | 0 | 0 | 0 | 0 | 0 | 0
F5_Commercial_Miscellaneous_Existing_Cooling_Electric_RTU_E6 | F5 | Commercial | Miscellaneous | Existing | Cooling | Electric | RTU | E6 | RIM BC Ratio | 0 | 0 | 0 | 0 | 0 | 0 | 0 | 0 | 0 | 0 | 0 | 0 | 0 | 0 | 0 | 0 | 0 | 0 | 0 | 0 | 0 | 0 | 0 | 0 | 0 | 0 | 0 | 0 | 0 | 0
F5_Commercial_Miscellaneous_Existing_Cooling_Electric_RTU_E7 | F5 | Commercial | Miscellaneous | Existing | Cooling | Electric | RTU | E7 | RIM BC Ratio | 0 | 0 | 0 | 0 | 0 | 0 | 0 | 0 | 0 | 0 | 0 | 0 | 0 | 0 | 0 | 0 | 0 | 0 | 0 | 0 | 0 | 0 | 0 | 0 | 0 | 0 | 0 | 0 | 0 | 0
F5_Commercial_Miscellaneous_Existing_Cooling_Electric_RTU_E8 | F5 | Commercial | Miscellaneous | Existing | Cooling | Electric | RTU | E8 | RIM BC Ratio | 0 | 0 | 0 | 0 | 0 | 0 | 0 | 0 | 0 | 0 | 0 | 0 | 0 | 0 | 0 | 0 | 0 | 0 | 0 | 0 | 0 | 0 | 0 | 0 | 0 | 0 | 0 | 0 | 0 | 0
F5_Commercial_Miscellaneous_Existing_Cooling_Electric_RTU_E9 | F5 | Commercial | Miscellaneous | Existing | Cooling | Electric | RTU | E9 | RIM BC Ratio | 0 | 0 | 0 | 0 | 0 | 0 | 0 | 0 | 0 | 0 | 0 | 0 | 0 | 0 | 0 | 0 | 0 | 0 | 0 | 0 | 0 | 0 | 0 | 0 | 0 | 0 | 0 | 0 | 0 | 0
F5_Commercial_Miscellaneous_Existing_Cooling_Electric_RTU_E10 | F5 | Commercial | Miscellaneous | Existing | Cooling | Electric | RTU | E10 | RIM BC Ratio | 0 | 0 | 0 | 0 | 0 | 0 | 0 | 0 | 0 | 0 | 0 | 0 | 0 | 0 | 0 | 0 | 0 | 0 | 0 | 0 | 0 | 0 | 0 | 0 | 0 | 0 | 0 | 0 | 0 | 0
F0_Commercial_Miscellaneous_Existing_Cooling_Electric_Packaged Terminal AC_E0 | F0 | Commercial | Miscellaneous | Existing | Cooling | Electric | Packaged Terminal AC | E0 | Economic Unit | 0 | 0 | 0 | 0 | 0 | 0 | 0 | 0 | 0 | 0 | 0 | 0 | 0 | 0 | 0 | 0 | 0 | 0 | 0 | 0 | 0 | 0 | 0 | 0 | 0 | 0 | 0 | 0 | 0 | 0
F1_Commercial_Miscellaneous_Existing_Cooling_Electric_Packaged Terminal AC_E1 | F1 | Commercial | Miscellaneous | Existing | Cooling | Electric | Packaged Terminal AC | E1 | CCE | 0 | 0 | 0 | 0 | 0 | 0 | 0 | 0 | 0 | 0 | 0 | 0 | 0 | 0 | 0 | 0 | 0 | 0 | 0 | 0 | 0 | 0 | 0 | 0 | 0 | 0 | 0 | 0 | 0 | 0
F1_Commercial_Miscellaneous_Existing_Cooling_Electric_Packaged Terminal AC_E2 | F1 | Commercial | Miscellaneous | Existing | Cooling | Electric | Packaged Terminal AC | E2 | CCE | 0 | 0 | 0 | 0 | 0 | 0 | 0 | 0 | 0 | 0 | 0 | 0 | 0 | 0 | 0 | 0 | 0 | 0 | 0 | 0 | 0 | 0 | 0 | 0 | 0 | 0 | 0 | 0 | 0 | 0
F1_Commercial_Miscellaneous_Existing_Cooling_Electric_Packaged Terminal AC_E3 | F1 | Commercial | Miscellaneous | Existing | Cooling | Electric | Packaged Terminal AC | E3 | CCE | 0 | 0 | 0 | 0 | 0 | 0 | 0 | 0 | 0 | 0 | 0 | 0 | 0 | 0 | 0 | 0 | 0 | 0 | 0 | 0 | 0 | 0 | 0 | 0 | 0 | 0 | 0 | 0 | 0 | 0
F1_Commercial_Miscellaneous_Existing_Cooling_Electric_Packaged Terminal AC_E4 | F1 | Commercial | Miscellaneous | Existing | Cooling | Electric | Packaged Terminal AC | E4 | CCE | 0 | 0 | 0 | 0 | 0 | 0 | 0 | 0 | 0 | 0 | 0 | 0 | 0 | 0 | 0 | 0 | 0 | 0 | 0 | 0 | 0 | 0 | 0 | 0 | 0 | 0 | 0 | 0 | 0 | 0
F1_Commercial_Miscellaneous_Existing_Cooling_Electric_Packaged Terminal AC_E5 | F1 | Commercial | Miscellaneous | Existing | Cooling | Electric | Packaged Terminal AC | E5 | CCE | 0 | 0 | 0 | 0 | 0 | 0 | 0 | 0 | 0 | 0 | 0 | 0 | 0 | 0 | 0 | 0 | 0 | 0 | 0 | 0 | 0 | 0 | 0 | 0 | 0 | 0 | 0 | 0 | 0 | 0
F1_Commercial_Miscellaneous_Existing_Cooling_Electric_Packaged Terminal AC_E6 | F1 | Commercial | Miscellaneous | Existing | Cooling | Electric | Packaged Terminal AC | E6 | CCE | 0 | 0 | 0 | 0 | 0 | 0 | 0 | 0 | 0 | 0 | 0 | 0 | 0 | 0 | 0 | 0 | 0 | 0 | 0 | 0 | 0 | 0 | 0 | 0 | 0 | 0 | 0 | 0 | 0 | 0
F1_Commercial_Miscellaneous_Existing_Cooling_Electric_Packaged Terminal AC_E7 | F1 | Commercial | Miscellaneous | Existing | Cooling | Electric | Packaged Terminal AC | E7 | CCE | 0 | 0 | 0 | 0 | 0 | 0 | 0 | 0 | 0 | 0 | 0 | 0 | 0 | 0 | 0 | 0 | 0 | 0 | 0 | 0 | 0 | 0 | 0 | 0 | 0 | 0 | 0 | 0 | 0 | 0
F1_Commercial_Miscellaneous_Existing_Cooling_Electric_Packaged Terminal AC_E8 | F1 | Commercial | Miscellaneous | Existing | Cooling | Electric | Packaged Terminal AC | E8 | CCE | 0 | 0 | 0 | 0 | 0 | 0 | 0 | 0 | 0 | 0 | 0 | 0 | 0 | 0 | 0 | 0 | 0 | 0 | 0 | 0 | 0 | 0 | 0 | 0 | 0 | 0 | 0 | 0 | 0 | 0
F1_Commercial_Miscellaneous_Existing_Cooling_Electric_Packaged Terminal AC_E9 | F1 | Commercial | Miscellaneous | Existing | Cooling | Electric | Packaged Terminal AC | E9 | CCE | 0 | 0 | 0 | 0 | 0 | 0 | 0 | 0 | 0 | 0 | 0 | 0 | 0 | 0 | 0 | 0 | 0 | 0 | 0 | 0 | 0 | 0 | 0 | 0 | 0 | 0 | 0 | 0 | 0 | 0
F1_Commercial_Miscellaneous_Existing_Cooling_Electric_Packaged Terminal AC_E10 | F1 | Commercial | Miscellaneous | Existing | Cooling | Electric | Packaged Terminal AC | E10 | CCE | 0 | 0 | 0 | 0 | 0 | 0 | 0 | 0 | 0 | 0 | 0 | 0 | 0 | 0 | 0 | 0 | 0 | 0 | 0 | 0 | 0 | 0 | 0 | 0 | 0 | 0 | 0 | 0 | 0 | 0
F2_Commercial_Miscellaneous_Existing_Cooling_Electric_Packaged Terminal AC_E1 | F2 | Commercial | Miscellaneous | Existing | Cooling | Electric | Packaged Terminal AC | E1 | TRC BC Ratio | 0 | 0 | 0 | 0 | 0 | 0 | 0 | 0 | 0 | 0 | 0 | 0 | 0 | 0 | 0 | 0 | 0 | 0 | 0 | 0 | 0 | 0 | 0 | 0 | 0 | 0 | 0 | 0 | 0 | 0
F2_Commercial_Miscellaneous_Existing_Cooling_Electric_Packaged Terminal AC_E2 | F2 | Commercial | Miscellaneous | Existing | Cooling | Electric | Packaged Terminal AC | E2 | TRC BC Ratio | 0 | 0 | 0 | 0 | 0 | 0 | 0 | 0 | 0 | 0 | 0 | 0 | 0 | 0 | 0 | 0 | 0 | 0 | 0 | 0 | 0 | 0 | 0 | 0 | 0 | 0 | 0 | 0 | 0 | 0
F2_Commercial_Miscellaneous_Existing_Cooling_Electric_Packaged Terminal AC_E3 | F2 | Commercial | Miscellaneous | Existing | Cooling | Electric | Packaged Terminal AC | E3 | TRC BC Ratio | 0 | 0 | 0 | 0 | 0 | 0 | 0 | 0 | 0 | 0 | 0 | 0 | 0 | 0 | 0 | 0 | 0 | 0 | 0 | 0 | 0 | 0 | 0 | 0 | 0 | 0 | 0 | 0 | 0 | 0
F2_Commercial_Miscellaneous_Existing_Cooling_Electric_Packaged Terminal AC_E4 | F2 | Commercial | Miscellaneous | Existing | Cooling | Electric | Packaged Terminal AC | E4 | TRC BC Ratio | 0 | 0 | 0 | 0 | 0 | 0 | 0 | 0 | 0 | 0 | 0 | 0 | 0 | 0 | 0 | 0 | 0 | 0 | 0 | 0 | 0 | 0 | 0 | 0 | 0 | 0 | 0 | 0 | 0 | 0
F2_Commercial_Miscellaneous_Existing_Cooling_Electric_Packaged Terminal AC_E5 | F2 | Commercial | Miscellaneous | Existing | Cooling | Electric | Packaged Terminal AC | E5 | TRC BC Ratio | 0 | 0 | 0 | 0 | 0 | 0 | 0 | 0 | 0 | 0 | 0 | 0 | 0 | 0 | 0 | 0 | 0 | 0 | 0 | 0 | 0 | 0 | 0 | 0 | 0 | 0 | 0 | 0 | 0 | 0
F2_Commercial_Miscellaneous_Existing_Cooling_Electric_Packaged Terminal AC_E6 | F2 | Commercial | Miscellaneous | Existing | Cooling | Electric | Packaged Terminal AC | E6 | TRC BC Ratio | 0 | 0 | 0 | 0 | 0 | 0 | 0 | 0 | 0 | 0 | 0 | 0 | 0 | 0 | 0 | 0 | 0 | 0 | 0 | 0 | 0 | 0 | 0 | 0 | 0 | 0 | 0 | 0 | 0 | 0
F2_Commercial_Miscellaneous_Existing_Cooling_Electric_Packaged Terminal AC_E7 | F2 | Commercial | Miscellaneous | Existing | Cooling | Electric | Packaged Terminal AC | E7 | TRC BC Ratio | 0 | 0 | 0 | 0 | 0 | 0 | 0 | 0 | 0 | 0 | 0 | 0 | 0 | 0 | 0 | 0 | 0 | 0 | 0 | 0 | 0 | 0 | 0 | 0 | 0 | 0 | 0 | 0 | 0 | 0
F2_Commercial_Miscellaneous_Existing_Cooling_Electric_Packaged Terminal AC_E8 | F2 | Commercial | Miscellaneous | Existing | Cooling | Electric | Packaged Terminal AC | E8 | TRC BC Ratio | 0 | 0 | 0 | 0 | 0 | 0 | 0 | 0 | 0 | 0 | 0 | 0 | 0 | 0 | 0 | 0 | 0 | 0 | 0 | 0 | 0 | 0 | 0 | 0 | 0 | 0 | 0 | 0 | 0 | 0
F2_Commercial_Miscellaneous_Existing_Cooling_Electric_Packaged Terminal AC_E9 | F2 | Commercial | Miscellaneous | Existing | Cooling | Electric | Packaged Terminal AC | E9 | TRC BC Ratio | 0 | 0 | 0 | 0 | 0 | 0 | 0 | 0 | 0 | 0 | 0 | 0 | 0 | 0 | 0 | 0 | 0 | 0 | 0 | 0 | 0 | 0 | 0 | 0 | 0 | 0 | 0 | 0 | 0 | 0
F2_Commercial_Miscellaneous_Existing_Cooling_Electric_Packaged Terminal AC_E10 | F2 | Commercial | Miscellaneous | Existing | Cooling | Electric | Packaged Terminal AC | E10 | TRC BC Ratio | 0 | 0 | 0 | 0 | 0 | 0 | 0 | 0 | 0 | 0 | 0 | 0 | 0 | 0 | 0 | 0 | 0 | 0 | 0 | 0 | 0 | 0 | 0 | 0 | 0 | 0 | 0 | 0 | 0 | 0
F3_Commercial_Miscellaneous_Existing_Cooling_Electric_Packaged Terminal AC_E1 | F3 | Commercial | Miscellaneous | Existing | Cooling | Electric | Packaged Terminal AC | E1 | PACT BC Ratio | 0 | 0 | 0 | 0 | 0 | 0 | 0 | 0 | 0 | 0 | 0 | 0 | 0 | 0 | 0 | 0 | 0 | 0 | 0 | 0 | 0 | 0 | 0 | 0 | 0 | 0 | 0 | 0 | 0 | 0
F3_Commercial_Miscellaneous_Existing_Cooling_Electric_Packaged Terminal AC_E2 | F3 | Commercial | Miscellaneous | Existing | Cooling | Electric | Packaged Terminal AC | E2 | PACT BC Ratio | 0 | 0 | 0 | 0 | 0 | 0 | 0 | 0 | 0 | 0 | 0 | 0 | 0 | 0 | 0 | 0 | 0 | 0 | 0 | 0 | 0 | 0 | 0 | 0 | 0 | 0 | 0 | 0 | 0 | 0
F3_Commercial_Miscellaneous_Existing_Cooling_Electric_Packaged Terminal AC_E3 | F3 | Commercial | Miscellaneous | Existing | Cooling | Electric | Packaged Terminal AC | E3 | PACT BC Ratio | 0 | 0 | 0 | 0 | 0 | 0 | 0 | 0 | 0 | 0 | 0 | 0 | 0 | 0 | 0 | 0 | 0 | 0 | 0 | 0 | 0 | 0 | 0 | 0 | 0 | 0 | 0 | 0 | 0 | 0
F3_Commercial_Miscellaneous_Existing_Cooling_Electric_Packaged Terminal AC_E4 | F3 | Commercial | Miscellaneous | Existing | Cooling | Electric | Packaged Terminal AC | E4 | PACT BC Ratio | 0 | 0 | 0 | 0 | 0 | 0 | 0 | 0 | 0 | 0 | 0 | 0 | 0 | 0 | 0 | 0 | 0 | 0 | 0 | 0 | 0 | 0 | 0 | 0 | 0 | 0 | 0 | 0 | 0 | 0
F3_Commercial_Miscellaneous_Existing_Cooling_Electric_Packaged Terminal AC_E5 | F3 | Commercial | Miscellaneous | Existing | Cooling | Electric | Packaged Terminal AC | E5 | PACT BC Ratio | 0 | 0 | 0 | 0 | 0 | 0 | 0 | 0 | 0 | 0 | 0 | 0 | 0 | 0 | 0 | 0 | 0 | 0 | 0 | 0 | 0 | 0 | 0 | 0 | 0 | 0 | 0 | 0 | 0 | 0
F3_Commercial_Miscellaneous_Existing_Cooling_Electric_Packaged Terminal AC_E6 | F3 | Commercial | Miscellaneous | Existing | Cooling | Electric | Packaged Terminal AC | E6 | PACT BC Ratio | 0 | 0 | 0 | 0 | 0 | 0 | 0 | 0 | 0 | 0 | 0 | 0 | 0 | 0 | 0 | 0 | 0 | 0 | 0 | 0 | 0 | 0 | 0 | 0 | 0 | 0 | 0 | 0 | 0 | 0
F3_Commercial_Miscellaneous_Existing_Cooling_Electric_Packaged Terminal AC_E7 | F3 | Commercial | Miscellaneous | Existing | Cooling | Electric | Packaged Terminal AC | E7 | PACT BC Ratio | 0 | 0 | 0 | 0 | 0 | 0 | 0 | 0 | 0 | 0 | 0 | 0 | 0 | 0 | 0 | 0 | 0 | 0 | 0 | 0 | 0 | 0 | 0 | 0 | 0 | 0 | 0 | 0 | 0 | 0
F3_Commercial_Miscellaneous_Existing_Cooling_Electric_Packaged Terminal AC_E8 | F3 | Commercial | Miscellaneous | Existing | Cooling | Electric | Packaged Terminal AC | E8 | PACT BC Ratio | 0 | 0 | 0 | 0 | 0 | 0 | 0 | 0 | 0 | 0 | 0 | 0 | 0 | 0 | 0 | 0 | 0 | 0 | 0 | 0 | 0 | 0 | 0 | 0 | 0 | 0 | 0 | 0 | 0 | 0
F3_Commercial_Miscellaneous_Existing_Cooling_Electric_Packaged Terminal AC_E9 | F3 | Commercial | Miscellaneous | Existing | Cooling | Electric | Packaged Terminal AC | E9 | PACT BC Ratio | 0 | 0 | 0 | 0 | 0 | 0 | 0 | 0 | 0 | 0 | 0 | 0 | 0 | 0 | 0 | 0 | 0 | 0 | 0 | 0 | 0 | 0 | 0 | 0 | 0 | 0 | 0 | 0 | 0 | 0
F3_Commercial_Miscellaneous_Existing_Cooling_Electric_Packaged Terminal AC_E10 | F3 | Commercial | Miscellaneous | Existing | Cooling | Electric | Packaged Terminal AC | E10 | PACT BC Ratio | 0 | 0 | 0 | 0 | 0 | 0 | 0 | 0 | 0 | 0 | 0 | 0 | 0 | 0 | 0 | 0 | 0 | 0 | 0 | 0 | 0 | 0 | 0 | 0 | 0 | 0 | 0 | 0 | 0 | 0
F4_Commercial_Miscellaneous_Existing_Cooling_Electric_Packaged Terminal AC_E1 | F4 | Commercial | Miscellaneous | Existing | Cooling | Electric | Packaged Terminal AC | E1 | RVT BC Ratio | 0 | 0 | 0 | 0 | 0 | 0 | 0 | 0 | 0 | 0 | 0 | 0 | 0 | 0 | 0 | 0 | 0 | 0 | 0 | 0 | 0 | 0 | 0 | 0 | 0 | 0 | 0 | 0 | 0 | 0
F4_Commercial_Miscellaneous_Existing_Cooling_Electric_Packaged Terminal AC_E2 | F4 | Commercial | Miscellaneous | Existing | Cooling | Electric | Packaged Terminal AC | E2 | RVT BC Ratio | 0 | 0 | 0 | 0 | 0 | 0 | 0 | 0 | 0 | 0 | 0 | 0 | 0 | 0 | 0 | 0 | 0 | 0 | 0 | 0 | 0 | 0 | 0 | 0 | 0 | 0 | 0 | 0 | 0 | 0
F4_Commercial_Miscellaneous_Existing_Cooling_Electric_Packaged Terminal AC_E3 | F4 | Commercial | Miscellaneous | Existing | Cooling | Electric | Packaged Terminal AC | E3 | RVT BC Ratio | 0 | 0 | 0 | 0 | 0 | 0 | 0 | 0 | 0 | 0 | 0 | 0 | 0 | 0 | 0 | 0 | 0 | 0 | 0 | 0 | 0 | 0 | 0 | 0 | 0 | 0 | 0 | 0 | 0 | 0
F4_Commercial_Miscellaneous_Existing_Cooling_Electric_Packaged Terminal AC_E4 | F4 | Commercial | Miscellaneous | Existing | Cooling | Electric | Packaged Terminal AC | E4 | RVT BC Ratio | 0 | 0 | 0 | 0 | 0 | 0 | 0 | 0 | 0 | 0 | 0 | 0 | 0 | 0 | 0 | 0 | 0 | 0 | 0 | 0 | 0 | 0 | 0 | 0 | 0 | 0 | 0 | 0 | 0 | 0
F4_Commercial_Miscellaneous_Existing_Cooling_Electric_Packaged Terminal AC_E5 | F4 | Commercial | Miscellaneous | Existing | Cooling | Electric | Packaged Terminal AC | E5 | RVT BC Ratio | 0 | 0 | 0 | 0 | 0 | 0 | 0 | 0 | 0 | 0 | 0 | 0 | 0 | 0 | 0 | 0 | 0 | 0 | 0 | 0 | 0 | 0 | 0 | 0 | 0 | 0 | 0 | 0 | 0 | 0
F4_Commercial_Miscellaneous_Existing_Cooling_Electric_Packaged Terminal AC_E6 | F4 | Commercial | Miscellaneous | Existing | Cooling | Electric | Packaged Terminal AC | E6 | RVT BC Ratio | 0 | 0 | 0 | 0 | 0 | 0 | 0 | 0 | 0 | 0 | 0 | 0 | 0 | 0 | 0 | 0 | 0 | 0 | 0 | 0 | 0 | 0 | 0 | 0 | 0 | 0 | 0 | 0 | 0 | 0
F4_Commercial_Miscellaneous_Existing_Cooling_Electric_Packaged Terminal AC_E7 | F4 | Commercial | Miscellaneous | Existing | Cooling | Electric | Packaged Terminal AC | E7 | RVT BC Ratio | 0 | 0 | 0 | 0 | 0 | 0 | 0 | 0 | 0 | 0 | 0 | 0 | 0 | 0 | 0 | 0 | 0 | 0 | 0 | 0 | 0 | 0 | 0 | 0 | 0 | 0 | 0 | 0 | 0 | 0
F4_Commercial_Miscellaneous_Existing_Cooling_Electric_Packaged Terminal AC_E8 | F4 | Commercial | Miscellaneous | Existing | Cooling | Electric | Packaged Terminal AC | E8 | RVT BC Ratio | 0 | 0 | 0 | 0 | 0 | 0 | 0 | 0 | 0 | 0 | 0 | 0 | 0 | 0 | 0 | 0 | 0 | 0 | 0 | 0 | 0 | 0 | 0 | 0 | 0 | 0 | 0 | 0 | 0 | 0
F4_Commercial_Miscellaneous_Existing_Cooling_Electric_Packaged Terminal AC_E9 | F4 | Commercial | Miscellaneous | Existing | Cooling | Electric | Packaged Terminal AC | E9 | RVT BC Ratio | 0 | 0 | 0 | 0 | 0 | 0 | 0 | 0 | 0 | 0 | 0 | 0 | 0 | 0 | 0 | 0 | 0 | 0 | 0 | 0 | 0 | 0 | 0 | 0 | 0 | 0 | 0 | 0 | 0 | 0
F4_Commercial_Miscellaneous_Existing_Cooling_Electric_Packaged Terminal AC_E10 | F4 | Commercial | Miscellaneous | Existing | Cooling | Electric | Packaged Terminal AC | E10 | RVT BC Ratio | 0 | 0 | 0 | 0 | 0 | 0 | 0 | 0 | 0 | 0 | 0 | 0 | 0 | 0 | 0 | 0 | 0 | 0 | 0 | 0 | 0 | 0 | 0 | 0 | 0 | 0 | 0 | 0 | 0 | 0
F5_Commercial_Miscellaneous_Existing_Cooling_Electric_Packaged Terminal AC_E1 | F5 | Commercial | Miscellaneous | Existing | Cooling | Electric | Packaged Terminal AC | E1 | RIM BC Ratio | 0 | 0 | 0 | 0 | 0 | 0 | 0 | 0 | 0 | 0 | 0 | 0 | 0 | 0 | 0 | 0 | 0 | 0 | 0 | 0 | 0 | 0 | 0 | 0 | 0 | 0 | 0 | 0 | 0 | 0
F5_Commercial_Miscellaneous_Existing_Cooling_Electric_Packaged Terminal AC_E2 | F5 | Commercial | Miscellaneous | Existing | Cooling | Electric | Packaged Terminal AC | E2 | RIM BC Ratio | 0 | 0 | 0 | 0 | 0 | 0 | 0 | 0 | 0 | 0 | 0 | 0 | 0 | 0 | 0 | 0 | 0 | 0 | 0 | 0 | 0 | 0 | 0 | 0 | 0 | 0 | 0 | 0 | 0 | 0
F5_Commercial_Miscellaneous_Existing_Cooling_Electric_Packaged Terminal AC_E3 | F5 | Commercial | Miscellaneous | Existing | Cooling | Electric | Packaged Terminal AC | E3 | RIM BC Ratio | 0 | 0 | 0 | 0 | 0 | 0 | 0 | 0 | 0 | 0 | 0 | 0 | 0 | 0 | 0 | 0 | 0 | 0 | 0 | 0 | 0 | 0 | 0 | 0 | 0 | 0 | 0 | 0 | 0 | 0
F5_Commercial_Miscellaneous_Existing_Cooling_Electric_Packaged Terminal AC_E4 | F5 | Commercial | Miscellaneous | Existing | Cooling | Electric | Packaged Terminal AC | E4 | RIM BC Ratio | 0 | 0 | 0 | 0 | 0 | 0 | 0 | 0 | 0 | 0 | 0 | 0 | 0 | 0 | 0 | 0 | 0 | 0 | 0 | 0 | 0 | 0 | 0 | 0 | 0 | 0 | 0 | 0 | 0 | 0
F5_Commercial_Miscellaneous_Existing_Cooling_Electric_Packaged Terminal AC_E5 | F5 | Commercial | Miscellaneous | Existing | Cooling | Electric | Packaged Terminal AC | E5 | RIM BC Ratio | 0 | 0 | 0 | 0 | 0 | 0 | 0 | 0 | 0 | 0 | 0 | 0 | 0 | 0 | 0 | 0 | 0 | 0 | 0 | 0 | 0 | 0 | 0 | 0 | 0 | 0 | 0 | 0 | 0 | 0
F5_Commercial_Miscellaneous_Existing_Cooling_Electric_Packaged Terminal AC_E6 | F5 | Commercial | Miscellaneous | Existing | Cooling | Electric | Packaged Terminal AC | E6 | RIM BC Ratio | 0 | 0 | 0 | 0 | 0 | 0 | 0 | 0 | 0 | 0 | 0 | 0 | 0 | 0 | 0 | 0 | 0 | 0 | 0 | 0 | 0 | 0 | 0 | 0 | 0 | 0 | 0 | 0 | 0 | 0
F5_Commercial_Miscellaneous_Existing_Cooling_Electric_Packaged Terminal AC_E7 | F5 | Commercial | Miscellaneous | Existing | Cooling | Electric | Packaged Terminal AC | E7 | RIM BC Ratio | 0 | 0 | 0 | 0 | 0 | 0 | 0 | 0 | 0 | 0 | 0 | 0 | 0 | 0 | 0 | 0 | 0 | 0 | 0 | 0 | 0 | 0 | 0 | 0 | 0 | 0 | 0 | 0 | 0 | 0
F5_Commercial_Miscellaneous_Existing_Cooling_Electric_Packaged Terminal AC_E8 | F5 | Commercial | Miscellaneous | Existing | Cooling | Electric | Packaged Terminal AC | E8 | RIM BC Ratio | 0 | 0 | 0 | 0 | 0 | 0 | 0 | 0 | 0 | 0 | 0 | 0 | 0 | 0 | 0 | 0 | 0 | 0 | 0 | 0 | 0 | 0 | 0 | 0 | 0 | 0 | 0 | 0 | 0 | 0
F5_Commercial_Miscellaneous_Existing_Cooling_Electric_Packaged Terminal AC_E9 | F5 | Commercial | Miscellaneous | Existing | Cooling | Electric | Packaged Terminal AC | E9 | RIM BC Ratio | 0 | 0 | 0 | 0 | 0 | 0 | 0 | 0 | 0 | 0 | 0 | 0 | 0 | 0 | 0 | 0 | 0 | 0 | 0 | 0 | 0 | 0 | 0 | 0 | 0 | 0 | 0 | 0 | 0 | 0
F5_Commercial_Miscellaneous_Existing_Cooling_Electric_Packaged Terminal AC_E10 | F5 | Commercial | Miscellaneous | Existing | Cooling | Electric | Packaged Terminal AC | E10 | RIM BC Ratio | 0 | 0 | 0 | 0 | 0 | 0 | 0 | 0 | 0 | 0 | 0 | 0 | 0 | 0 | 0 | 0 | 0 | 0 | 0 | 0 | 0 | 0 | 0 | 0 | 0 | 0 | 0 | 0 | 0 | 0
F0_Commercial_Miscellaneous_Existing_Cooling_Electric_Packaged Terminal HP_E0 | F0 | Commercial | Miscellaneous | Existing | Cooling | Electric | Packaged Terminal HP | E0 | Economic Unit | 0 | 0 | 0 | 0 | 0 | 0 | 0 | 0 | 0 | 0 | 0 | 0 | 0 | 0 | 0 | 0 | 0 | 0 | 0 | 0 | 0 | 0 | 0 | 0 | 0 | 0 | 0 | 0 | 0 | 0
F1_Commercial_Miscellaneous_Existing_Cooling_Electric_Packaged Terminal HP_E1 | F1 | Commercial | Miscellaneous | Existing | Cooling | Electric | Packaged Terminal HP | E1 | CCE | 0 | 0 | 0 | 0 | 0 | 0 | 0 | 0 | 0 | 0 | 0 | 0 | 0 | 0 | 0 | 0 | 0 | 0 | 0 | 0 | 0 | 0 | 0 | 0 | 0 | 0 | 0 | 0 | 0 | 0
F1_Commercial_Miscellaneous_Existing_Cooling_Electric_Packaged Terminal HP_E2 | F1 | Commercial | Miscellaneous | Existing | Cooling | Electric | Packaged Terminal HP | E2 | CCE | 0 | 0 | 0 | 0 | 0 | 0 | 0 | 0 | 0 | 0 | 0 | 0 | 0 | 0 | 0 | 0 | 0 | 0 | 0 | 0 | 0 | 0 | 0 | 0 | 0 | 0 | 0 | 0 | 0 | 0
F1_Commercial_Miscellaneous_Existing_Cooling_Electric_Packaged Terminal HP_E3 | F1 | Commercial | Miscellaneous | Existing | Cooling | Electric | Packaged Terminal HP | E3 | CCE | 0 | 0 | 0 | 0 | 0 | 0 | 0 | 0 | 0 | 0 | 0 | 0 | 0 | 0 | 0 | 0 | 0 | 0 | 0 | 0 | 0 | 0 | 0 | 0 | 0 | 0 | 0 | 0 | 0 | 0
F1_Commercial_Miscellaneous_Existing_Cooling_Electric_Packaged Terminal HP_E4 | F1 | Commercial | Miscellaneous | Existing | Cooling | Electric | Packaged Terminal HP | E4 | CCE | 0 | 0 | 0 | 0 | 0 | 0 | 0 | 0 | 0 | 0 | 0 | 0 | 0 | 0 | 0 | 0 | 0 | 0 | 0 | 0 | 0 | 0 | 0 | 0 | 0 | 0 | 0 | 0 | 0 | 0
F1_Commercial_Miscellaneous_Existing_Cooling_Electric_Packaged Terminal HP_E5 | F1 | Commercial | Miscellaneous | Existing | Cooling | Electric | Packaged Terminal HP | E5 | CCE | 0 | 0 | 0 | 0 | 0 | 0 | 0 | 0 | 0 | 0 | 0 | 0 | 0 | 0 | 0 | 0 | 0 | 0 | 0 | 0 | 0 | 0 | 0 | 0 | 0 | 0 | 0 | 0 | 0 | 0
F1_Commercial_Miscellaneous_Existing_Cooling_Electric_Packaged Terminal HP_E6 | F1 | Commercial | Miscellaneous | Existing | Cooling | Electric | Packaged Terminal HP | E6 | CCE | 0 | 0 | 0 | 0 | 0 | 0 | 0 | 0 | 0 | 0 | 0 | 0 | 0 | 0 | 0 | 0 | 0 | 0 | 0 | 0 | 0 | 0 | 0 | 0 | 0 | 0 | 0 | 0 | 0 | 0
F1_Commercial_Miscellaneous_Existing_Cooling_Electric_Packaged Terminal HP_E7 | F1 | Commercial | Miscellaneous | Existing | Cooling | Electric | Packaged Terminal HP | E7 | CCE | 0 | 0 | 0 | 0 | 0 | 0 | 0 | 0 | 0 | 0 | 0 | 0 | 0 | 0 | 0 | 0 | 0 | 0 | 0 | 0 | 0 | 0 | 0 | 0 | 0 | 0 | 0 | 0 | 0 | 0
F1_Commercial_Miscellaneous_Existing_Cooling_Electric_Packaged Terminal HP_E8 | F1 | Commercial | Miscellaneous | Existing | Cooling | Electric | Packaged Terminal HP | E8 | CCE | 0 | 0 | 0 | 0 | 0 | 0 | 0 | 0 | 0 | 0 | 0 | 0 | 0 | 0 | 0 | 0 | 0 | 0 | 0 | 0 | 0 | 0 | 0 | 0 | 0 | 0 | 0 | 0 | 0 | 0
F1_Commercial_Miscellaneous_Existing_Cooling_Electric_Packaged Terminal HP_E9 | F1 | Commercial | Miscellaneous | Existing | Cooling | Electric | Packaged Terminal HP | E9 | CCE | 0 | 0 | 0 | 0 | 0 | 0 | 0 | 0 | 0 | 0 | 0 | 0 | 0 | 0 | 0 | 0 | 0 | 0 | 0 | 0 | 0 | 0 | 0 | 0 | 0 | 0 | 0 | 0 | 0 | 0
F1_Commercial_Miscellaneous_Existing_Cooling_Electric_Packaged Terminal HP_E10 | F1 | Commercial | Miscellaneous | Existing | Cooling | Electric | Packaged Terminal HP | E10 | CCE | 0 | 0 | 0 | 0 | 0 | 0 | 0 | 0 | 0 | 0 | 0 | 0 | 0 | 0 | 0 | 0 | 0 | 0 | 0 | 0 | 0 | 0 | 0 | 0 | 0 | 0 | 0 | 0 | 0 | 0
F2_Commercial_Miscellaneous_Existing_Cooling_Electric_Packaged Terminal HP_E1 | F2 | Commercial | Miscellaneous | Existing | Cooling | Electric | Packaged Terminal HP | E1 | TRC BC Ratio | 0 | 0 | 0 | 0 | 0 | 0 | 0 | 0 | 0 | 0 | 0 | 0 | 0 | 0 | 0 | 0 | 0 | 0 | 0 | 0 | 0 | 0 | 0 | 0 | 0 | 0 | 0 | 0 | 0 | 0
F2_Commercial_Miscellaneous_Existing_Cooling_Electric_Packaged Terminal HP_E2 | F2 | Commercial | Miscellaneous | Existing | Cooling | Electric | Packaged Terminal HP | E2 | TRC BC Ratio | 0 | 0 | 0 | 0 | 0 | 0 | 0 | 0 | 0 | 0 | 0 | 0 | 0 | 0 | 0 | 0 | 0 | 0 | 0 | 0 | 0 | 0 | 0 | 0 | 0 | 0 | 0 | 0 | 0 | 0
F2_Commercial_Miscellaneous_Existing_Cooling_Electric_Packaged Terminal HP_E3 | F2 | Commercial | Miscellaneous | Existing | Cooling | Electric | Packaged Terminal HP | E3 | TRC BC Ratio | 0 | 0 | 0 | 0 | 0 | 0 | 0 | 0 | 0 | 0 | 0 | 0 | 0 | 0 | 0 | 0 | 0 | 0 | 0 | 0 | 0 | 0 | 0 | 0 | 0 | 0 | 0 | 0 | 0 | 0
F2_Commercial_Miscellaneous_Existing_Cooling_Electric_Packaged Terminal HP_E4 | F2 | Commercial | Miscellaneous | Existing | Cooling | Electric | Packaged Terminal HP | E4 | TRC BC Ratio | 0 | 0 | 0 | 0 | 0 | 0 | 0 | 0 | 0 | 0 | 0 | 0 | 0 | 0 | 0 | 0 | 0 | 0 | 0 | 0 | 0 | 0 | 0 | 0 | 0 | 0 | 0 | 0 | 0 | 0
F2_Commercial_Miscellaneous_Existing_Cooling_Electric_Packaged Terminal HP_E5 | F2 | Commercial | Miscellaneous | Existing | Cooling | Electric | Packaged Terminal HP | E5 | TRC BC Ratio | 0 | 0 | 0 | 0 | 0 | 0 | 0 | 0 | 0 | 0 | 0 | 0 | 0 | 0 | 0 | 0 | 0 | 0 | 0 | 0 | 0 | 0 | 0 | 0 | 0 | 0 | 0 | 0 | 0 | 0
F2_Commercial_Miscellaneous_Existing_Cooling_Electric_Packaged Terminal HP_E6 | F2 | Commercial | Miscellaneous | Existing | Cooling | Electric | Packaged Terminal HP | E6 | TRC BC Ratio | 0 | 0 | 0 | 0 | 0 | 0 | 0 | 0 | 0 | 0 | 0 | 0 | 0 | 0 | 0 | 0 | 0 | 0 | 0 | 0 | 0 | 0 | 0 | 0 | 0 | 0 | 0 | 0 | 0 | 0
F2_Commercial_Miscellaneous_Existing_Cooling_Electric_Packaged Terminal HP_E7 | F2 | Commercial | Miscellaneous | Existing | Cooling | Electric | Packaged Terminal HP | E7 | TRC BC Ratio | 0 | 0 | 0 | 0 | 0 | 0 | 0 | 0 | 0 | 0 | 0 | 0 | 0 | 0 | 0 | 0 | 0 | 0 | 0 | 0 | 0 | 0 | 0 | 0 | 0 | 0 | 0 | 0 | 0 | 0
F2_Commercial_Miscellaneous_Existing_Cooling_Electric_Packaged Terminal HP_E8 | F2 | Commercial | Miscellaneous | Existing | Cooling | Electric | Packaged Terminal HP | E8 | TRC BC Ratio | 0 | 0 | 0 | 0 | 0 | 0 | 0 | 0 | 0 | 0 | 0 | 0 | 0 | 0 | 0 | 0 | 0 | 0 | 0 | 0 | 0 | 0 | 0 | 0 | 0 | 0 | 0 | 0 | 0 | 0
F2_Commercial_Miscellaneous_Existing_Cooling_Electric_Packaged Terminal HP_E9 | F2 | Commercial | Miscellaneous | Existing | Cooling | Electric | Packaged Terminal HP | E9 | TRC BC Ratio | 0 | 0 | 0 | 0 | 0 | 0 | 0 | 0 | 0 | 0 | 0 | 0 | 0 | 0 | 0 | 0 | 0 | 0 | 0 | 0 | 0 | 0 | 0 | 0 | 0 | 0 | 0 | 0 | 0 | 0
F2_Commercial_Miscellaneous_Existing_Cooling_Electric_Packaged Terminal HP_E10 | F2 | Commercial | Miscellaneous | Existing | Cooling | Electric | Packaged Terminal HP | E10 | TRC BC Ratio | 0 | 0 | 0 | 0 | 0 | 0 | 0 | 0 | 0 | 0 | 0 | 0 | 0 | 0 | 0 | 0 | 0 | 0 | 0 | 0 | 0 | 0 | 0 | 0 | 0 | 0 | 0 | 0 | 0 | 0
F3_Commercial_Miscellaneous_Existing_Cooling_Electric_Packaged Terminal HP_E1 | F3 | Commercial | Miscellaneous | Existing | Cooling | Electric | Packaged Terminal HP | E1 | PACT BC Ratio | 0 | 0 | 0 | 0 | 0 | 0 | 0 | 0 | 0 | 0 | 0 | 0 | 0 | 0 | 0 | 0 | 0 | 0 | 0 | 0 | 0 | 0 | 0 | 0 | 0 | 0 | 0 | 0 | 0 | 0
F3_Commercial_Miscellaneous_Existing_Cooling_Electric_Packaged Terminal HP_E2 | F3 | Commercial | Miscellaneous | Existing | Cooling | Electric | Packaged Terminal HP | E2 | PACT BC Ratio | 0 | 0 | 0 | 0 | 0 | 0 | 0 | 0 | 0 | 0 | 0 | 0 | 0 | 0 | 0 | 0 | 0 | 0 | 0 | 0 | 0 | 0 | 0 | 0 | 0 | 0 | 0 | 0 | 0 | 0
F3_Commercial_Miscellaneous_Existing_Cooling_Electric_Packaged Terminal HP_E3 | F3 | Commercial | Miscellaneous | Existing | Cooling | Electric | Packaged Terminal HP | E3 | PACT BC Ratio | 0 | 0 | 0 | 0 | 0 | 0 | 0 | 0 | 0 | 0 | 0 | 0 | 0 | 0 | 0 | 0 | 0 | 0 | 0 | 0 | 0 | 0 | 0 | 0 | 0 | 0 | 0 | 0 | 0 | 0
F3_Commercial_Miscellaneous_Existing_Cooling_Electric_Packaged Terminal HP_E4 | F3 | Commercial | Miscellaneous | Existing | Cooling | Electric | Packaged Terminal HP | E4 | PACT BC Ratio | 0 | 0 | 0 | 0 | 0 | 0 | 0 | 0 | 0 | 0 | 0 | 0 | 0 | 0 | 0 | 0 | 0 | 0 | 0 | 0 | 0 | 0 | 0 | 0 | 0 | 0 | 0 | 0 | 0 | 0
F3_Commercial_Miscellaneous_Existing_Cooling_Electric_Packaged Terminal HP_E5 | F3 | Commercial | Miscellaneous | Existing | Cooling | Electric | Packaged Terminal HP | E5 | PACT BC Ratio | 0 | 0 | 0 | 0 | 0 | 0 | 0 | 0 | 0 | 0 | 0 | 0 | 0 | 0 | 0 | 0 | 0 | 0 | 0 | 0 | 0 | 0 | 0 | 0 | 0 | 0 | 0 | 0 | 0 | 0
F3_Commercial_Miscellaneous_Existing_Cooling_Electric_Packaged Terminal HP_E6 | F3 | Commercial | Miscellaneous | Existing | Cooling | Electric | Packaged Terminal HP | E6 | PACT BC Ratio | 0 | 0 | 0 | 0 | 0 | 0 | 0 | 0 | 0 | 0 | 0 | 0 | 0 | 0 | 0 | 0 | 0 | 0 | 0 | 0 | 0 | 0 | 0 | 0 | 0 | 0 | 0 | 0 | 0 | 0
F3_Commercial_Miscellaneous_Existing_Cooling_Electric_Packaged Terminal HP_E7 | F3 | Commercial | Miscellaneous | Existing | Cooling | Electric | Packaged Terminal HP | E7 | PACT BC Ratio | 0 | 0 | 0 | 0 | 0 | 0 | 0 | 0 | 0 | 0 | 0 | 0 | 0 | 0 | 0 | 0 | 0 | 0 | 0 | 0 | 0 | 0 | 0 | 0 | 0 | 0 | 0 | 0 | 0 | 0
F3_Commercial_Miscellaneous_Existing_Cooling_Electric_Packaged Terminal HP_E8 | F3 | Commercial | Miscellaneous | Existing | Cooling | Electric | Packaged Terminal HP | E8 | PACT BC Ratio | 0 | 0 | 0 | 0 | 0 | 0 | 0 | 0 | 0 | 0 | 0 | 0 | 0 | 0 | 0 | 0 | 0 | 0 | 0 | 0 | 0 | 0 | 0 | 0 | 0 | 0 | 0 | 0 | 0 | 0
F3_Commercial_Miscellaneous_Existing_Cooling_Electric_Packaged Terminal HP_E9 | F3 | Commercial | Miscellaneous | Existing | Cooling | Electric | Packaged Terminal HP | E9 | PACT BC Ratio | 0 | 0 | 0 | 0 | 0 | 0 | 0 | 0 | 0 | 0 | 0 | 0 | 0 | 0 | 0 | 0 | 0 | 0 | 0 | 0 | 0 | 0 | 0 | 0 | 0 | 0 | 0 | 0 | 0 | 0
F3_Commercial_Miscellaneous_Existing_Cooling_Electric_Packaged Terminal HP_E10 | F3 | Commercial | Miscellaneous | Existing | Cooling | Electric | Packaged Terminal HP | E10 | PACT BC Ratio | 0 | 0 | 0 | 0 | 0 | 0 | 0 | 0 | 0 | 0 | 0 | 0 | 0 | 0 | 0 | 0 | 0 | 0 | 0 | 0 | 0 | 0 | 0 | 0 | 0 | 0 | 0 | 0 | 0 | 0
F4_Commercial_Miscellaneous_Existing_Cooling_Electric_Packaged Terminal HP_E1 | F4 | Commercial | Miscellaneous | Existing | Cooling | Electric | Packaged Terminal HP | E1 | RVT BC Ratio | 0 | 0 | 0 | 0 | 0 | 0 | 0 | 0 | 0 | 0 | 0 | 0 | 0 | 0 | 0 | 0 | 0 | 0 | 0 | 0 | 0 | 0 | 0 | 0 | 0 | 0 | 0 | 0 | 0 | 0
F4_Commercial_Miscellaneous_Existing_Cooling_Electric_Packaged Terminal HP_E2 | F4 | Commercial | Miscellaneous | Existing | Cooling | Electric | Packaged Terminal HP | E2 | RVT BC Ratio | 0 | 0 | 0 | 0 | 0 | 0 | 0 | 0 | 0 | 0 | 0 | 0 | 0 | 0 | 0 | 0 | 0 | 0 | 0 | 0 | 0 | 0 | 0 | 0 | 0 | 0 | 0 | 0 | 0 | 0
F4_Commercial_Miscellaneous_Existing_Cooling_Electric_Packaged Terminal HP_E3 | F4 | Commercial | Miscellaneous | Existing | Cooling | Electric | Packaged Terminal HP | E3 | RVT BC Ratio | 0 | 0 | 0 | 0 | 0 | 0 | 0 | 0 | 0 | 0 | 0 | 0 | 0 | 0 | 0 | 0 | 0 | 0 | 0 | 0 | 0 | 0 | 0 | 0 | 0 | 0 | 0 | 0 | 0 | 0
F4_Commercial_Miscellaneous_Existing_Cooling_Electric_Packaged Terminal HP_E4 | F4 | Commercial | Miscellaneous | Existing | Cooling | Electric | Packaged Terminal HP | E4 | RVT BC Ratio | 0 | 0 | 0 | 0 | 0 | 0 | 0 | 0 | 0 | 0 | 0 | 0 | 0 | 0 | 0 | 0 | 0 | 0 | 0 | 0 | 0 | 0 | 0 | 0 | 0 | 0 | 0 | 0 | 0 | 0
F4_Commercial_Miscellaneous_Existing_Cooling_Electric_Packaged Terminal HP_E5 | F4 | Commercial | Miscellaneous | Existing | Cooling | Electric | Packaged Terminal HP | E5 | RVT BC Ratio | 0 | 0 | 0 | 0 | 0 | 0 | 0 | 0 | 0 | 0 | 0 | 0 | 0 | 0 | 0 | 0 | 0 | 0 | 0 | 0 | 0 | 0 | 0 | 0 | 0 | 0 | 0 | 0 | 0 | 0
F4_Commercial_Miscellaneous_Existing_Cooling_Electric_Packaged Terminal HP_E6 | F4 | Commercial | Miscellaneous | Existing | Cooling | Electric | Packaged Terminal HP | E6 | RVT BC Ratio | 0 | 0 | 0 | 0 | 0 | 0 | 0 | 0 | 0 | 0 | 0 | 0 | 0 | 0 | 0 | 0 | 0 | 0 | 0 | 0 | 0 | 0 | 0 | 0 | 0 | 0 | 0 | 0 | 0 | 0
F4_Commercial_Miscellaneous_Existing_Cooling_Electric_Packaged Terminal HP_E7 | F4 | Commercial | Miscellaneous | Existing | Cooling | Electric | Packaged Terminal HP | E7 | RVT BC Ratio | 0 | 0 | 0 | 0 | 0 | 0 | 0 | 0 | 0 | 0 | 0 | 0 | 0 | 0 | 0 | 0 | 0 | 0 | 0 | 0 | 0 | 0 | 0 | 0 | 0 | 0 | 0 | 0 | 0 | 0
F4_Commercial_Miscellaneous_Existing_Cooling_Electric_Packaged Terminal HP_E8 | F4 | Commercial | Miscellaneous | Existing | Cooling | Electric | Packaged Terminal HP | E8 | RVT BC Ratio | 0 | 0 | 0 | 0 | 0 | 0 | 0 | 0 | 0 | 0 | 0 | 0 | 0 | 0 | 0 | 0 | 0 | 0 | 0 | 0 | 0 | 0 | 0 | 0 | 0 | 0 | 0 | 0 | 0 | 0
F4_Commercial_Miscellaneous_Existing_Cooling_Electric_Packaged Terminal HP_E9 | F4 | Commercial | Miscellaneous | Existing | Cooling | Electric | Packaged Terminal HP | E9 | RVT BC Ratio | 0 | 0 | 0 | 0 | 0 | 0 | 0 | 0 | 0 | 0 | 0 | 0 | 0 | 0 | 0 | 0 | 0 | 0 | 0 | 0 | 0 | 0 | 0 | 0 | 0 | 0 | 0 | 0 | 0 | 0
F4_Commercial_Miscellaneous_Existing_Cooling_Electric_Packaged Terminal HP_E10 | F4 | Commercial | Miscellaneous | Existing | Cooling | Electric | Packaged Terminal HP | E10 | RVT BC Ratio | 0 | 0 | 0 | 0 | 0 | 0 | 0 | 0 | 0 | 0 | 0 | 0 | 0 | 0 | 0 | 0 | 0 | 0 | 0 | 0 | 0 | 0 | 0 | 0 | 0 | 0 | 0 | 0 | 0 | 0
F5_Commercial_Miscellaneous_Existing_Cooling_Electric_Packaged Terminal HP_E1 | F5 | Commercial | Miscellaneous | Existing | Cooling | Electric | Packaged Terminal HP | E1 | RIM BC Ratio | 0 | 0 | 0 | 0 | 0 | 0 | 0 | 0 | 0 | 0 | 0 | 0 | 0 | 0 | 0 | 0 | 0 | 0 | 0 | 0 | 0 | 0 | 0 | 0 | 0 | 0 | 0 | 0 | 0 | 0
F5_Commercial_Miscellaneous_Existing_Cooling_Electric_Packaged Terminal HP_E2 | F5 | Commercial | Miscellaneous | Existing | Cooling | Electric | Packaged Terminal HP | E2 | RIM BC Ratio | 0 | 0 | 0 | 0 | 0 | 0 | 0 | 0 | 0 | 0 | 0 | 0 | 0 | 0 | 0 | 0 | 0 | 0 | 0 | 0 | 0 | 0 | 0 | 0 | 0 | 0 | 0 | 0 | 0 | 0
F5_Commercial_Miscellaneous_Existing_Cooling_Electric_Packaged Terminal HP_E3 | F5 | Commercial | Miscellaneous | Existing | Cooling | Electric | Packaged Terminal HP | E3 | RIM BC Ratio | 0 | 0 | 0 | 0 | 0 | 0 | 0 | 0 | 0 | 0 | 0 | 0 | 0 | 0 | 0 | 0 | 0 | 0 | 0 | 0 | 0 | 0 | 0 | 0 | 0 | 0 | 0 | 0 | 0 | 0
F5_Commercial_Miscellaneous_Existing_Cooling_Electric_Packaged Terminal HP_E4 | F5 | Commercial | Miscellaneous | Existing | Cooling | Electric | Packaged Terminal HP | E4 | RIM BC Ratio | 0 | 0 | 0 | 0 | 0 | 0 | 0 | 0 | 0 | 0 | 0 | 0 | 0 | 0 | 0 | 0 | 0 | 0 | 0 | 0 | 0 | 0 | 0 | 0 | 0 | 0 | 0 | 0 | 0 | 0
F5_Commercial_Miscellaneous_Existing_Cooling_Electric_Packaged Terminal HP_E5 | F5 | Commercial | Miscellaneous | Existing | Cooling | Electric | Packaged Terminal HP | E5 | RIM BC Ratio | 0 | 0 | 0 | 0 | 0 | 0 | 0 | 0 | 0 | 0 | 0 | 0 | 0 | 0 | 0 | 0 | 0 | 0 | 0 | 0 | 0 | 0 | 0 | 0 | 0 | 0 | 0 | 0 | 0 | 0
F5_Commercial_Miscellaneous_Existing_Cooling_Electric_Packaged Terminal HP_E6 | F5 | Commercial | Miscellaneous | Existing | Cooling | Electric | Packaged Terminal HP | E6 | RIM BC Ratio | 0 | 0 | 0 | 0 | 0 | 0 | 0 | 0 | 0 | 0 | 0 | 0 | 0 | 0 | 0 | 0 | 0 | 0 | 0 | 0 | 0 | 0 | 0 | 0 | 0 | 0 | 0 | 0 | 0 | 0
F5_Commercial_Miscellaneous_Existing_Cooling_Electric_Packaged Terminal HP_E7 | F5 | Commercial | Miscellaneous | Existing | Cooling | Electric | Packaged Terminal HP | E7 | RIM BC Ratio | 0 | 0 | 0 | 0 | 0 | 0 | 0 | 0 | 0 | 0 | 0 | 0 | 0 | 0 | 0 | 0 | 0 | 0 | 0 | 0 | 0 | 0 | 0 | 0 | 0 | 0 | 0 | 0 | 0 | 0
F5_Commercial_Miscellaneous_Existing_Cooling_Electric_Packaged Terminal HP_E8 | F5 | Commercial | Miscellaneous | Existing | Cooling | Electric | Packaged Terminal HP | E8 | RIM BC Ratio | 0 | 0 | 0 | 0 | 0 | 0 | 0 | 0 | 0 | 0 | 0 | 0 | 0 | 0 | 0 | 0 | 0 | 0 | 0 | 0 | 0 | 0 | 0 | 0 | 0 | 0 | 0 | 0 | 0 | 0
F5_Commercial_Miscellaneous_Existing_Cooling_Electric_Packaged Terminal HP_E9 | F5 | Commercial | Miscellaneous | Existing | Cooling | Electric | Packaged Terminal HP | E9 | RIM BC Ratio | 0 | 0 | 0 | 0 | 0 | 0 | 0 | 0 | 0 | 0 | 0 | 0 | 0 | 0 | 0 | 0 | 0 | 0 | 0 | 0 | 0 | 0 | 0 | 0 | 0 | 0 | 0 | 0 | 0 | 0
F5_Commercial_Miscellaneous_Existing_Cooling_Electric_Packaged Terminal HP_E10 | F5 | Commercial | Miscellaneous | Existing | Cooling | Electric | Packaged Terminal HP | E10 | RIM BC Ratio | 0 | 0 | 0 | 0 | 0 | 0 | 0 | 0 | 0 | 0 | 0 | 0 | 0 | 0 | 0 | 0 | 0 | 0 | 0 | 0 | 0 | 0 | 0 | 0 | 0 | 0 | 0 | 0 | 0 | 0
F0_Commercial_Miscellaneous_Existing_Cooling_Electric_Evaporative Central AC_E0 | F0 | Commercial | Miscellaneous | Existing | Cooling | Electric | Evaporative Central AC | E0 | Economic Unit | 0 | 0 | 0 | 0 | 0 | 0 | 0 | 0 | 0 | 0 | 0 | 0 | 0 | 0 | 0 | 0 | 0 | 0 | 0 | 0 | 0 | 0 | 0 | 0 | 0 | 0 | 0 | 0 | 0 | 0
F1_Commercial_Miscellaneous_Existing_Cooling_Electric_Evaporative Central AC_E1 | F1 | Commercial | Miscellaneous | Existing | Cooling | Electric | Evaporative Central AC | E1 | CCE | 0 | 0 | 0 | 0 | 0 | 0 | 0 | 0 | 0 | 0 | 0 | 0 | 0 | 0 | 0 | 0 | 0 | 0 | 0 | 0 | 0 | 0 | 0 | 0 | 0 | 0 | 0 | 0 | 0 | 0
F1_Commercial_Miscellaneous_Existing_Cooling_Electric_Evaporative Central AC_E2 | F1 | Commercial | Miscellaneous | Existing | Cooling | Electric | Evaporative Central AC | E2 | CCE | 0 | 0 | 0 | 0 | 0 | 0 | 0 | 0 | 0 | 0 | 0 | 0 | 0 | 0 | 0 | 0 | 0 | 0 | 0 | 0 | 0 | 0 | 0 | 0 | 0 | 0 | 0 | 0 | 0 | 0
F1_Commercial_Miscellaneous_Existing_Cooling_Electric_Evaporative Central AC_E3 | F1 | Commercial | Miscellaneous | Existing | Cooling | Electric | Evaporative Central AC | E3 | CCE | 0 | 0 | 0 | 0 | 0 | 0 | 0 | 0 | 0 | 0 | 0 | 0 | 0 | 0 | 0 | 0 | 0 | 0 | 0 | 0 | 0 | 0 | 0 | 0 | 0 | 0 | 0 | 0 | 0 | 0
F1_Commercial_Miscellaneous_Existing_Cooling_Electric_Evaporative Central AC_E4 | F1 | Commercial | Miscellaneous | Existing | Cooling | Electric | Evaporative Central AC | E4 | CCE | 0 | 0 | 0 | 0 | 0 | 0 | 0 | 0 | 0 | 0 | 0 | 0 | 0 | 0 | 0 | 0 | 0 | 0 | 0 | 0 | 0 | 0 | 0 | 0 | 0 | 0 | 0 | 0 | 0 | 0
F1_Commercial_Miscellaneous_Existing_Cooling_Electric_Evaporative Central AC_E5 | F1 | Commercial | Miscellaneous | Existing | Cooling | Electric | Evaporative Central AC | E5 | CCE | 0 | 0 | 0 | 0 | 0 | 0 | 0 | 0 | 0 | 0 | 0 | 0 | 0 | 0 | 0 | 0 | 0 | 0 | 0 | 0 | 0 | 0 | 0 | 0 | 0 | 0 | 0 | 0 | 0 | 0
F1_Commercial_Miscellaneous_Existing_Cooling_Electric_Evaporative Central AC_E6 | F1 | Commercial | Miscellaneous | Existing | Cooling | Electric | Evaporative Central AC | E6 | CCE | 0 | 0 | 0 | 0 | 0 | 0 | 0 | 0 | 0 | 0 | 0 | 0 | 0 | 0 | 0 | 0 | 0 | 0 | 0 | 0 | 0 | 0 | 0 | 0 | 0 | 0 | 0 | 0 | 0 | 0
F1_Commercial_Miscellaneous_Existing_Cooling_Electric_Evaporative Central AC_E7 | F1 | Commercial | Miscellaneous | Existing | Cooling | Electric | Evaporative Central AC | E7 | CCE | 0 | 0 | 0 | 0 | 0 | 0 | 0 | 0 | 0 | 0 | 0 | 0 | 0 | 0 | 0 | 0 | 0 | 0 | 0 | 0 | 0 | 0 | 0 | 0 | 0 | 0 | 0 | 0 | 0 | 0
F1_Commercial_Miscellaneous_Existing_Cooling_Electric_Evaporative Central AC_E8 | F1 | Commercial | Miscellaneous | Existing | Cooling | Electric | Evaporative Central AC | E8 | CCE | 0 | 0 | 0 | 0 | 0 | 0 | 0 | 0 | 0 | 0 | 0 | 0 | 0 | 0 | 0 | 0 | 0 | 0 | 0 | 0 | 0 | 0 | 0 | 0 | 0 | 0 | 0 | 0 | 0 | 0
F1_Commercial_Miscellaneous_Existing_Cooling_Electric_Evaporative Central AC_E9 | F1 | Commercial | Miscellaneous | Existing | Cooling | Electric | Evaporative Central AC | E9 | CCE | 0 | 0 | 0 | 0 | 0 | 0 | 0 | 0 | 0 | 0 | 0 | 0 | 0 | 0 | 0 | 0 | 0 | 0 | 0 | 0 | 0 | 0 | 0 | 0 | 0 | 0 | 0 | 0 | 0 | 0
F1_Commercial_Miscellaneous_Existing_Cooling_Electric_Evaporative Central AC_E10 | F1 | Commercial | Miscellaneous | Existing | Cooling | Electric | Evaporative Central AC | E10 | CCE | 0 | 0 | 0 | 0 | 0 | 0 | 0 | 0 | 0 | 0 | 0 | 0 | 0 | 0 | 0 | 0 | 0 | 0 | 0 | 0 | 0 | 0 | 0 | 0 | 0 | 0 | 0 | 0 | 0 | 0
F2_Commercial_Miscellaneous_Existing_Cooling_Electric_Evaporative Central AC_E1 | F2 | Commercial | Miscellaneous | Existing | Cooling | Electric | Evaporative Central AC | E1 | TRC BC Ratio | 0 | 0 | 0 | 0 | 0 | 0 | 0 | 0 | 0 | 0 | 0 | 0 | 0 | 0 | 0 | 0 | 0 | 0 | 0 | 0 | 0 | 0 | 0 | 0 | 0 | 0 | 0 | 0 | 0 | 0
F2_Commercial_Miscellaneous_Existing_Cooling_Electric_Evaporative Central AC_E2 | F2 | Commercial | Miscellaneous | Existing | Cooling | Electric | Evaporative Central AC | E2 | TRC BC Ratio | 0 | 0 | 0 | 0 | 0 | 0 | 0 | 0 | 0 | 0 | 0 | 0 | 0 | 0 | 0 | 0 | 0 | 0 | 0 | 0 | 0 | 0 | 0 | 0 | 0 | 0 | 0 | 0 | 0 | 0
F2_Commercial_Miscellaneous_Existing_Cooling_Electric_Evaporative Central AC_E3 | F2 | Commercial | Miscellaneous | Existing | Cooling | Electric | Evaporative Central AC | E3 | TRC BC Ratio | 0 | 0 | 0 | 0 | 0 | 0 | 0 | 0 | 0 | 0 | 0 | 0 | 0 | 0 | 0 | 0 | 0 | 0 | 0 | 0 | 0 | 0 | 0 | 0 | 0 | 0 | 0 | 0 | 0 | 0
F2_Commercial_Miscellaneous_Existing_Cooling_Electric_Evaporative Central AC_E4 | F2 | Commercial | Miscellaneous | Existing | Cooling | Electric | Evaporative Central AC | E4 | TRC BC Ratio | 0 | 0 | 0 | 0 | 0 | 0 | 0 | 0 | 0 | 0 | 0 | 0 | 0 | 0 | 0 | 0 | 0 | 0 | 0 | 0 | 0 | 0 | 0 | 0 | 0 | 0 | 0 | 0 | 0 | 0
F2_Commercial_Miscellaneous_Existing_Cooling_Electric_Evaporative Central AC_E5 | F2 | Commercial | Miscellaneous | Existing | Cooling | Electric | Evaporative Central AC | E5 | TRC BC Ratio | 0 | 0 | 0 | 0 | 0 | 0 | 0 | 0 | 0 | 0 | 0 | 0 | 0 | 0 | 0 | 0 | 0 | 0 | 0 | 0 | 0 | 0 | 0 | 0 | 0 | 0 | 0 | 0 | 0 | 0
F2_Commercial_Miscellaneous_Existing_Cooling_Electric_Evaporative Central AC_E6 | F2 | Commercial | Miscellaneous | Existing | Cooling | Electric | Evaporative Central AC | E6 | TRC BC Ratio | 0 | 0 | 0 | 0 | 0 | 0 | 0 | 0 | 0 | 0 | 0 | 0 | 0 | 0 | 0 | 0 | 0 | 0 | 0 | 0 | 0 | 0 | 0 | 0 | 0 | 0 | 0 | 0 | 0 | 0
F2_Commercial_Miscellaneous_Existing_Cooling_Electric_Evaporative Central AC_E7 | F2 | Commercial | Miscellaneous | Existing | Cooling | Electric | Evaporative Central AC | E7 | TRC BC Ratio | 0 | 0 | 0 | 0 | 0 | 0 | 0 | 0 | 0 | 0 | 0 | 0 | 0 | 0 | 0 | 0 | 0 | 0 | 0 | 0 | 0 | 0 | 0 | 0 | 0 | 0 | 0 | 0 | 0 | 0
F2_Commercial_Miscellaneous_Existing_Cooling_Electric_Evaporative Central AC_E8 | F2 | Commercial | Miscellaneous | Existing | Cooling | Electric | Evaporative Central AC | E8 | TRC BC Ratio | 0 | 0 | 0 | 0 | 0 | 0 | 0 | 0 | 0 | 0 | 0 | 0 | 0 | 0 | 0 | 0 | 0 | 0 | 0 | 0 | 0 | 0 | 0 | 0 | 0 | 0 | 0 | 0 | 0 | 0
F2_Commercial_Miscellaneous_Existing_Cooling_Electric_Evaporative Central AC_E9 | F2 | Commercial | Miscellaneous | Existing | Cooling | Electric | Evaporative Central AC | E9 | TRC BC Ratio | 0 | 0 | 0 | 0 | 0 | 0 | 0 | 0 | 0 | 0 | 0 | 0 | 0 | 0 | 0 | 0 | 0 | 0 | 0 | 0 | 0 | 0 | 0 | 0 | 0 | 0 | 0 | 0 | 0 | 0
F2_Commercial_Miscellaneous_Existing_Cooling_Electric_Evaporative Central AC_E10 | F2 | Commercial | Miscellaneous | Existing | Cooling | Electric | Evaporative Central AC | E10 | TRC BC Ratio | 0 | 0 | 0 | 0 | 0 | 0 | 0 | 0 | 0 | 0 | 0 | 0 | 0 | 0 | 0 | 0 | 0 | 0 | 0 | 0 | 0 | 0 | 0 | 0 | 0 | 0 | 0 | 0 | 0 | 0
F3_Commercial_Miscellaneous_Existing_Cooling_Electric_Evaporative Central AC_E1 | F3 | Commercial | Miscellaneous | Existing | Cooling | Electric | Evaporative Central AC | E1 | PACT BC Ratio | 0 | 0 | 0 | 0 | 0 | 0 | 0 | 0 | 0 | 0 | 0 | 0 | 0 | 0 | 0 | 0 | 0 | 0 | 0 | 0 | 0 | 0 | 0 | 0 | 0 | 0 | 0 | 0 | 0 | 0
F3_Commercial_Miscellaneous_Existing_Cooling_Electric_Evaporative Central AC_E2 | F3 | Commercial | Miscellaneous | Existing | Cooling | Electric | Evaporative Central AC | E2 | PACT BC Ratio | 0 | 0 | 0 | 0 | 0 | 0 | 0 | 0 | 0 | 0 | 0 | 0 | 0 | 0 | 0 | 0 | 0 | 0 | 0 | 0 | 0 | 0 | 0 | 0 | 0 | 0 | 0 | 0 | 0 | 0
F3_Commercial_Miscellaneous_Existing_Cooling_Electric_Evaporative Central AC_E3 | F3 | Commercial | Miscellaneous | Existing | Cooling | Electric | Evaporative Central AC | E3 | PACT BC Ratio | 0 | 0 | 0 | 0 | 0 | 0 | 0 | 0 | 0 | 0 | 0 | 0 | 0 | 0 | 0 | 0 | 0 | 0 | 0 | 0 | 0 | 0 | 0 | 0 | 0 | 0 | 0 | 0 | 0 | 0
F3_Commercial_Miscellaneous_Existing_Cooling_Electric_Evaporative Central AC_E4 | F3 | Commercial | Miscellaneous | Existing | Cooling | Electric | Evaporative Central AC | E4 | PACT BC Ratio | 0 | 0 | 0 | 0 | 0 | 0 | 0 | 0 | 0 | 0 | 0 | 0 | 0 | 0 | 0 | 0 | 0 | 0 | 0 | 0 | 0 | 0 | 0 | 0 | 0 | 0 | 0 | 0 | 0 | 0
F3_Commercial_Miscellaneous_Existing_Cooling_Electric_Evaporative Central AC_E5 | F3 | Commercial | Miscellaneous | Existing | Cooling | Electric | Evaporative Central AC | E5 | PACT BC Ratio | 0 | 0 | 0 | 0 | 0 | 0 | 0 | 0 | 0 | 0 | 0 | 0 | 0 | 0 | 0 | 0 | 0 | 0 | 0 | 0 | 0 | 0 | 0 | 0 | 0 | 0 | 0 | 0 | 0 | 0
F3_Commercial_Miscellaneous_Existing_Cooling_Electric_Evaporative Central AC_E6 | F3 | Commercial | Miscellaneous | Existing | Cooling | Electric | Evaporative Central AC | E6 | PACT BC Ratio | 0 | 0 | 0 | 0 | 0 | 0 | 0 | 0 | 0 | 0 | 0 | 0 | 0 | 0 | 0 | 0 | 0 | 0 | 0 | 0 | 0 | 0 | 0 | 0 | 0 | 0 | 0 | 0 | 0 | 0
F3_Commercial_Miscellaneous_Existing_Cooling_Electric_Evaporative Central AC_E7 | F3 | Commercial | Miscellaneous | Existing | Cooling | Electric | Evaporative Central AC | E7 | PACT BC Ratio | 0 | 0 | 0 | 0 | 0 | 0 | 0 | 0 | 0 | 0 | 0 | 0 | 0 | 0 | 0 | 0 | 0 | 0 | 0 | 0 | 0 | 0 | 0 | 0 | 0 | 0 | 0 | 0 | 0 | 0
F3_Commercial_Miscellaneous_Existing_Cooling_Electric_Evaporative Central AC_E8 | F3 | Commercial | Miscellaneous | Existing | Cooling | Electric | Evaporative Central AC | E8 | PACT BC Ratio | 0 | 0 | 0 | 0 | 0 | 0 | 0 | 0 | 0 | 0 | 0 | 0 | 0 | 0 | 0 | 0 | 0 | 0 | 0 | 0 | 0 | 0 | 0 | 0 | 0 | 0 | 0 | 0 | 0 | 0
F3_Commercial_Miscellaneous_Existing_Cooling_Electric_Evaporative Central AC_E9 | F3 | Commercial | Miscellaneous | Existing | Cooling | Electric | Evaporative Central AC | E9 | PACT BC Ratio | 0 | 0 | 0 | 0 | 0 | 0 | 0 | 0 | 0 | 0 | 0 | 0 | 0 | 0 | 0 | 0 | 0 | 0 | 0 | 0 | 0 | 0 | 0 | 0 | 0 | 0 | 0 | 0 | 0 | 0
F3_Commercial_Miscellaneous_Existing_Cooling_Electric_Evaporative Central AC_E10 | F3 | Commercial | Miscellaneous | Existing | Cooling | Electric | Evaporative Central AC | E10 | PACT BC Ratio | 0 | 0 | 0 | 0 | 0 | 0 | 0 | 0 | 0 | 0 | 0 | 0 | 0 | 0 | 0 | 0 | 0 | 0 | 0 | 0 | 0 | 0 | 0 | 0 | 0 | 0 | 0 | 0 | 0 | 0
F4_Commercial_Miscellaneous_Existing_Cooling_Electric_Evaporative Central AC_E1 | F4 | Commercial | Miscellaneous | Existing | Cooling | Electric | Evaporative Central AC | E1 | RVT BC Ratio | 0 | 0 | 0 | 0 | 0 | 0 | 0 | 0 | 0 | 0 | 0 | 0 | 0 | 0 | 0 | 0 | 0 | 0 | 0 | 0 | 0 | 0 | 0 | 0 | 0 | 0 | 0 | 0 | 0 | 0
F4_Commercial_Miscellaneous_Existing_Cooling_Electric_Evaporative Central AC_E2 | F4 | Commercial | Miscellaneous | Existing | Cooling | Electric | Evaporative Central AC | E2 | RVT BC Ratio | 0 | 0 | 0 | 0 | 0 | 0 | 0 | 0 | 0 | 0 | 0 | 0 | 0 | 0 | 0 | 0 | 0 | 0 | 0 | 0 | 0 | 0 | 0 | 0 | 0 | 0 | 0 | 0 | 0 | 0
F4_Commercial_Miscellaneous_Existing_Cooling_Electric_Evaporative Central AC_E3 | F4 | Commercial | Miscellaneous | Existing | Cooling | Electric | Evaporative Central AC | E3 | RVT BC Ratio | 0 | 0 | 0 | 0 | 0 | 0 | 0 | 0 | 0 | 0 | 0 | 0 | 0 | 0 | 0 | 0 | 0 | 0 | 0 | 0 | 0 | 0 | 0 | 0 | 0 | 0 | 0 | 0 | 0 | 0
F4_Commercial_Miscellaneous_Existing_Cooling_Electric_Evaporative Central AC_E4 | F4 | Commercial | Miscellaneous | Existing | Cooling | Electric | Evaporative Central AC | E4 | RVT BC Ratio | 0 | 0 | 0 | 0 | 0 | 0 | 0 | 0 | 0 | 0 | 0 | 0 | 0 | 0 | 0 | 0 | 0 | 0 | 0 | 0 | 0 | 0 | 0 | 0 | 0 | 0 | 0 | 0 | 0 | 0
F4_Commercial_Miscellaneous_Existing_Cooling_Electric_Evaporative Central AC_E5 | F4 | Commercial | Miscellaneous | Existing | Cooling | Electric | Evaporative Central AC | E5 | RVT BC Ratio | 0 | 0 | 0 | 0 | 0 | 0 | 0 | 0 | 0 | 0 | 0 | 0 | 0 | 0 | 0 | 0 | 0 | 0 | 0 | 0 | 0 | 0 | 0 | 0 | 0 | 0 | 0 | 0 | 0 | 0
F4_Commercial_Miscellaneous_Existing_Cooling_Electric_Evaporative Central AC_E6 | F4 | Commercial | Miscellaneous | Existing | Cooling | Electric | Evaporative Central AC | E6 | RVT BC Ratio | 0 | 0 | 0 | 0 | 0 | 0 | 0 | 0 | 0 | 0 | 0 | 0 | 0 | 0 | 0 | 0 | 0 | 0 | 0 | 0 | 0 | 0 | 0 | 0 | 0 | 0 | 0 | 0 | 0 | 0
F4_Commercial_Miscellaneous_Existing_Cooling_Electric_Evaporative Central AC_E7 | F4 | Commercial | Miscellaneous | Existing | Cooling | Electric | Evaporative Central AC | E7 | RVT BC Ratio | 0 | 0 | 0 | 0 | 0 | 0 | 0 | 0 | 0 | 0 | 0 | 0 | 0 | 0 | 0 | 0 | 0 | 0 | 0 | 0 | 0 | 0 | 0 | 0 | 0 | 0 | 0 | 0 | 0 | 0
F4_Commercial_Miscellaneous_Existing_Cooling_Electric_Evaporative Central AC_E8 | F4 | Commercial | Miscellaneous | Existing | Cooling | Electric | Evaporative Central AC | E8 | RVT BC Ratio | 0 | 0 | 0 | 0 | 0 | 0 | 0 | 0 | 0 | 0 | 0 | 0 | 0 | 0 | 0 | 0 | 0 | 0 | 0 | 0 | 0 | 0 | 0 | 0 | 0 | 0 | 0 | 0 | 0 | 0
F4_Commercial_Miscellaneous_Existing_Cooling_Electric_Evaporative Central AC_E9 | F4 | Commercial | Miscellaneous | Existing | Cooling | Electric | Evaporative Central AC | E9 | RVT BC Ratio | 0 | 0 | 0 | 0 | 0 | 0 | 0 | 0 | 0 | 0 | 0 | 0 | 0 | 0 | 0 | 0 | 0 | 0 | 0 | 0 | 0 | 0 | 0 | 0 | 0 | 0 | 0 | 0 | 0 | 0
F4_Commercial_Miscellaneous_Existing_Cooling_Electric_Evaporative Central AC_E10 | F4 | Commercial | Miscellaneous | Existing | Cooling | Electric | Evaporative Central AC | E10 | RVT BC Ratio | 0 | 0 | 0 | 0 | 0 | 0 | 0 | 0 | 0 | 0 | 0 | 0 | 0 | 0 | 0 | 0 | 0 | 0 | 0 | 0 | 0 | 0 | 0 | 0 | 0 | 0 | 0 | 0 | 0 | 0
F5_Commercial_Miscellaneous_Existing_Cooling_Electric_Evaporative Central AC_E1 | F5 | Commercial | Miscellaneous | Existing | Cooling | Electric | Evaporative Central AC | E1 | RIM BC Ratio | 0 | 0 | 0 | 0 | 0 | 0 | 0 | 0 | 0 | 0 | 0 | 0 | 0 | 0 | 0 | 0 | 0 | 0 | 0 | 0 | 0 | 0 | 0 | 0 | 0 | 0 | 0 | 0 | 0 | 0
F5_Commercial_Miscellaneous_Existing_Cooling_Electric_Evaporative Central AC_E2 | F5 | Commercial | Miscellaneous | Existing | Cooling | Electric | Evaporative Central AC | E2 | RIM BC Ratio | 0 | 0 | 0 | 0 | 0 | 0 | 0 | 0 | 0 | 0 | 0 | 0 | 0 | 0 | 0 | 0 | 0 | 0 | 0 | 0 | 0 | 0 | 0 | 0 | 0 | 0 | 0 | 0 | 0 | 0
F5_Commercial_Miscellaneous_Existing_Cooling_Electric_Evaporative Central AC_E3 | F5 | Commercial | Miscellaneous | Existing | Cooling | Electric | Evaporative Central AC | E3 | RIM BC Ratio | 0 | 0 | 0 | 0 | 0 | 0 | 0 | 0 | 0 | 0 | 0 | 0 | 0 | 0 | 0 | 0 | 0 | 0 | 0 | 0 | 0 | 0 | 0 | 0 | 0 | 0 | 0 | 0 | 0 | 0
F5_Commercial_Miscellaneous_Existing_Cooling_Electric_Evaporative Central AC_E4 | F5 | Commercial | Miscellaneous | Existing | Cooling | Electric | Evaporative Central AC | E4 | RIM BC Ratio | 0 | 0 | 0 | 0 | 0 | 0 | 0 | 0 | 0 | 0 | 0 | 0 | 0 | 0 | 0 | 0 | 0 | 0 | 0 | 0 | 0 | 0 | 0 | 0 | 0 | 0 | 0 | 0 | 0 | 0
F5_Commercial_Miscellaneous_Existing_Cooling_Electric_Evaporative Central AC_E5 | F5 | Commercial | Miscellaneous | Existing | Cooling | Electric | Evaporative Central AC | E5 | RIM BC Ratio | 0 | 0 | 0 | 0 | 0 | 0 | 0 | 0 | 0 | 0 | 0 | 0 | 0 | 0 | 0 | 0 | 0 | 0 | 0 | 0 | 0 | 0 | 0 | 0 | 0 | 0 | 0 | 0 | 0 | 0
F5_Commercial_Miscellaneous_Existing_Cooling_Electric_Evaporative Central AC_E6 | F5 | Commercial | Miscellaneous | Existing | Cooling | Electric | Evaporative Central AC | E6 | RIM BC Ratio | 0 | 0 | 0 | 0 | 0 | 0 | 0 | 0 | 0 | 0 | 0 | 0 | 0 | 0 | 0 | 0 | 0 | 0 | 0 | 0 | 0 | 0 | 0 | 0 | 0 | 0 | 0 | 0 | 0 | 0
F5_Commercial_Miscellaneous_Existing_Cooling_Electric_Evaporative Central AC_E7 | F5 | Commercial | Miscellaneous | Existing | Cooling | Electric | Evaporative Central AC | E7 | RIM BC Ratio | 0 | 0 | 0 | 0 | 0 | 0 | 0 | 0 | 0 | 0 | 0 | 0 | 0 | 0 | 0 | 0 | 0 | 0 | 0 | 0 | 0 | 0 | 0 | 0 | 0 | 0 | 0 | 0 | 0 | 0
F5_Commercial_Miscellaneous_Existing_Cooling_Electric_Evaporative Central AC_E8 | F5 | Commercial | Miscellaneous | Existing | Cooling | Electric | Evaporative Central AC | E8 | RIM BC Ratio | 0 | 0 | 0 | 0 | 0 | 0 | 0 | 0 | 0 | 0 | 0 | 0 | 0 | 0 | 0 | 0 | 0 | 0 | 0 | 0 | 0 | 0 | 0 | 0 | 0 | 0 | 0 | 0 | 0 | 0
F5_Commercial_Miscellaneous_Existing_Cooling_Electric_Evaporative Central AC_E9 | F5 | Commercial | Miscellaneous | Existing | Cooling | Electric | Evaporative Central AC | E9 | RIM BC Ratio | 0 | 0 | 0 | 0 | 0 | 0 | 0 | 0 | 0 | 0 | 0 | 0 | 0 | 0 | 0 | 0 | 0 | 0 | 0 | 0 | 0 | 0 | 0 | 0 | 0 | 0 | 0 | 0 | 0 | 0
F5_Commercial_Miscellaneous_Existing_Cooling_Electric_Evaporative Central AC_E10 | F5 | Commercial | Miscellaneous | Existing | Cooling | Electric | Evaporative Central AC | E10 | RIM BC Ratio | 0 | 0 | 0 | 0 | 0 | 0 | 0 | 0 | 0 | 0 | 0 | 0 | 0 | 0 | 0 | 0 | 0 | 0 | 0 | 0 | 0 | 0 | 0 | 0 | 0 | 0 | 0 | 0 | 0 | 0
F0_Commercial_Miscellaneous_Existing_Cooling_Electric_Air-Source Heat Pump_E0 | F0 | Commercial | Miscellaneous | Existing | Cooling | Electric | Air-Source Heat Pump | E0 | Economic Unit | 0 | 0 | 0 | 0 | 0 | 0 | 0 | 0 | 0 | 0 | 0 | 0 | 0 | 0 | 0 | 0 | 0 | 0 | 0 | 0 | 0 | 0 | 0 | 0 | 0 | 0 | 0 | 0 | 0 | 0
F1_Commercial_Miscellaneous_Existing_Cooling_Electric_Air-Source Heat Pump_E1 | F1 | Commercial | Miscellaneous | Existing | Cooling | Electric | Air-Source Heat Pump | E1 | CCE | 0 | 0 | 0 | 0 | 0 | 0 | 0 | 0 | 0 | 0 | 0 | 0 | 0 | 0 | 0 | 0 | 0 | 0 | 0 | 0 | 0 | 0 | 0 | 0 | 0 | 0 | 0 | 0 | 0 | 0
F1_Commercial_Miscellaneous_Existing_Cooling_Electric_Air-Source Heat Pump_E2 | F1 | Commercial | Miscellaneous | Existing | Cooling | Electric | Air-Source Heat Pump | E2 | CCE | 0 | 0 | 0 | 0 | 0 | 0 | 0 | 0 | 0 | 0 | 0 | 0 | 0 | 0 | 0 | 0 | 0 | 0 | 0 | 0 | 0 | 0 | 0 | 0 | 0 | 0 | 0 | 0 | 0 | 0
F1_Commercial_Miscellaneous_Existing_Cooling_Electric_Air-Source Heat Pump_E3 | F1 | Commercial | Miscellaneous | Existing | Cooling | Electric | Air-Source Heat Pump | E3 | CCE | 0 | 0 | 0 | 0 | 0 | 0 | 0 | 0 | 0 | 0 | 0 | 0 | 0 | 0 | 0 | 0 | 0 | 0 | 0 | 0 | 0 | 0 | 0 | 0 | 0 | 0 | 0 | 0 | 0 | 0
F1_Commercial_Miscellaneous_Existing_Cooling_Electric_Air-Source Heat Pump_E4 | F1 | Commercial | Miscellaneous | Existing | Cooling | Electric | Air-Source Heat Pump | E4 | CCE | 0 | 0 | 0 | 0 | 0 | 0 | 0 | 0 | 0 | 0 | 0 | 0 | 0 | 0 | 0 | 0 | 0 | 0 | 0 | 0 | 0 | 0 | 0 | 0 | 0 | 0 | 0 | 0 | 0 | 0
F1_Commercial_Miscellaneous_Existing_Cooling_Electric_Air-Source Heat Pump_E5 | F1 | Commercial | Miscellaneous | Existing | Cooling | Electric | Air-Source Heat Pump | E5 | CCE | 0 | 0 | 0 | 0 | 0 | 0 | 0 | 0 | 0 | 0 | 0 | 0 | 0 | 0 | 0 | 0 | 0 | 0 | 0 | 0 | 0 | 0 | 0 | 0 | 0 | 0 | 0 | 0 | 0 | 0
F1_Commercial_Miscellaneous_Existing_Cooling_Electric_Air-Source Heat Pump_E6 | F1 | Commercial | Miscellaneous | Existing | Cooling | Electric | Air-Source Heat Pump | E6 | CCE | 0 | 0 | 0 | 0 | 0 | 0 | 0 | 0 | 0 | 0 | 0 | 0 | 0 | 0 | 0 | 0 | 0 | 0 | 0 | 0 | 0 | 0 | 0 | 0 | 0 | 0 | 0 | 0 | 0 | 0
F1_Commercial_Miscellaneous_Existing_Cooling_Electric_Air-Source Heat Pump_E7 | F1 | Commercial | Miscellaneous | Existing | Cooling | Electric | Air-Source Heat Pump | E7 | CCE | 0 | 0 | 0 | 0 | 0 | 0 | 0 | 0 | 0 | 0 | 0 | 0 | 0 | 0 | 0 | 0 | 0 | 0 | 0 | 0 | 0 | 0 | 0 | 0 | 0 | 0 | 0 | 0 | 0 | 0
F1_Commercial_Miscellaneous_Existing_Cooling_Electric_Air-Source Heat Pump_E8 | F1 | Commercial | Miscellaneous | Existing | Cooling | Electric | Air-Source Heat Pump | E8 | CCE | 0 | 0 | 0 | 0 | 0 | 0 | 0 | 0 | 0 | 0 | 0 | 0 | 0 | 0 | 0 | 0 | 0 | 0 | 0 | 0 | 0 | 0 | 0 | 0 | 0 | 0 | 0 | 0 | 0 | 0
F1_Commercial_Miscellaneous_Existing_Cooling_Electric_Air-Source Heat Pump_E9 | F1 | Commercial | Miscellaneous | Existing | Cooling | Electric | Air-Source Heat Pump | E9 | CCE | 0 | 0 | 0 | 0 | 0 | 0 | 0 | 0 | 0 | 0 | 0 | 0 | 0 | 0 | 0 | 0 | 0 | 0 | 0 | 0 | 0 | 0 | 0 | 0 | 0 | 0 | 0 | 0 | 0 | 0
F1_Commercial_Miscellaneous_Existing_Cooling_Electric_Air-Source Heat Pump_E10 | F1 | Commercial | Miscellaneous | Existing | Cooling | Electric | Air-Source Heat Pump | E10 | CCE | 0 | 0 | 0 | 0 | 0 | 0 | 0 | 0 | 0 | 0 | 0 | 0 | 0 | 0 | 0 | 0 | 0 | 0 | 0 | 0 | 0 | 0 | 0 | 0 | 0 | 0 | 0 | 0 | 0 | 0
F2_Commercial_Miscellaneous_Existing_Cooling_Electric_Air-Source Heat Pump_E1 | F2 | Commercial | Miscellaneous | Existing | Cooling | Electric | Air-Source Heat Pump | E1 | TRC BC Ratio | 0 | 0 | 0 | 0 | 0 | 0 | 0 | 0 | 0 | 0 | 0 | 0 | 0 | 0 | 0 | 0 | 0 | 0 | 0 | 0 | 0 | 0 | 0 | 0 | 0 | 0 | 0 | 0 | 0 | 0
F2_Commercial_Miscellaneous_Existing_Cooling_Electric_Air-Source Heat Pump_E2 | F2 | Commercial | Miscellaneous | Existing | Cooling | Electric | Air-Source Heat Pump | E2 | TRC BC Ratio | 0 | 0 | 0 | 0 | 0 | 0 | 0 | 0 | 0 | 0 | 0 | 0 | 0 | 0 | 0 | 0 | 0 | 0 | 0 | 0 | 0 | 0 | 0 | 0 | 0 | 0 | 0 | 0 | 0 | 0
F2_Commercial_Miscellaneous_Existing_Cooling_Electric_Air-Source Heat Pump_E3 | F2 | Commercial | Miscellaneous | Existing | Cooling | Electric | Air-Source Heat Pump | E3 | TRC BC Ratio | 0 | 0 | 0 | 0 | 0 | 0 | 0 | 0 | 0 | 0 | 0 | 0 | 0 | 0 | 0 | 0 | 0 | 0 | 0 | 0 | 0 | 0 | 0 | 0 | 0 | 0 | 0 | 0 | 0 | 0
F2_Commercial_Miscellaneous_Existing_Cooling_Electric_Air-Source Heat Pump_E4 | F2 | Commercial | Miscellaneous | Existing | Cooling | Electric | Air-Source Heat Pump | E4 | TRC BC Ratio | 0 | 0 | 0 | 0 | 0 | 0 | 0 | 0 | 0 | 0 | 0 | 0 | 0 | 0 | 0 | 0 | 0 | 0 | 0 | 0 | 0 | 0 | 0 | 0 | 0 | 0 | 0 | 0 | 0 | 0
F2_Commercial_Miscellaneous_Existing_Cooling_Electric_Air-Source Heat Pump_E5 | F2 | Commercial | Miscellaneous | Existing | Cooling | Electric | Air-Source Heat Pump | E5 | TRC BC Ratio | 0 | 0 | 0 | 0 | 0 | 0 | 0 | 0 | 0 | 0 | 0 | 0 | 0 | 0 | 0 | 0 | 0 | 0 | 0 | 0 | 0 | 0 | 0 | 0 | 0 | 0 | 0 | 0 | 0 | 0
F2_Commercial_Miscellaneous_Existing_Cooling_Electric_Air-Source Heat Pump_E6 | F2 | Commercial | Miscellaneous | Existing | Cooling | Electric | Air-Source Heat Pump | E6 | TRC BC Ratio | 0 | 0 | 0 | 0 | 0 | 0 | 0 | 0 | 0 | 0 | 0 | 0 | 0 | 0 | 0 | 0 | 0 | 0 | 0 | 0 | 0 | 0 | 0 | 0 | 0 | 0 | 0 | 0 | 0 | 0
F2_Commercial_Miscellaneous_Existing_Cooling_Electric_Air-Source Heat Pump_E7 | F2 | Commercial | Miscellaneous | Existing | Cooling | Electric | Air-Source Heat Pump | E7 | TRC BC Ratio | 0 | 0 | 0 | 0 | 0 | 0 | 0 | 0 | 0 | 0 | 0 | 0 | 0 | 0 | 0 | 0 | 0 | 0 | 0 | 0 | 0 | 0 | 0 | 0 | 0 | 0 | 0 | 0 | 0 | 0
F2_Commercial_Miscellaneous_Existing_Cooling_Electric_Air-Source Heat Pump_E8 | F2 | Commercial | Miscellaneous | Existing | Cooling | Electric | Air-Source Heat Pump | E8 | TRC BC Ratio | 0 | 0 | 0 | 0 | 0 | 0 | 0 | 0 | 0 | 0 | 0 | 0 | 0 | 0 | 0 | 0 | 0 | 0 | 0 | 0 | 0 | 0 | 0 | 0 | 0 | 0 | 0 | 0 | 0 | 0
F2_Commercial_Miscellaneous_Existing_Cooling_Electric_Air-Source Heat Pump_E9 | F2 | Commercial | Miscellaneous | Existing | Cooling | Electric | Air-Source Heat Pump | E9 | TRC BC Ratio | 0 | 0 | 0 | 0 | 0 | 0 | 0 | 0 | 0 | 0 | 0 | 0 | 0 | 0 | 0 | 0 | 0 | 0 | 0 | 0 | 0 | 0 | 0 | 0 | 0 | 0 | 0 | 0 | 0 | 0
F2_Commercial_Miscellaneous_Existing_Cooling_Electric_Air-Source Heat Pump_E10 | F2 | Commercial | Miscellaneous | Existing | Cooling | Electric | Air-Source Heat Pump | E10 | TRC BC Ratio | 0 | 0 | 0 | 0 | 0 | 0 | 0 | 0 | 0 | 0 | 0 | 0 | 0 | 0 | 0 | 0 | 0 | 0 | 0 | 0 | 0 | 0 | 0 | 0 | 0 | 0 | 0 | 0 | 0 | 0
F3_Commercial_Miscellaneous_Existing_Cooling_Electric_Air-Source Heat Pump_E1 | F3 | Commercial | Miscellaneous | Existing | Cooling | Electric | Air-Source Heat Pump | E1 | PACT BC Ratio | 0 | 0 | 0 | 0 | 0 | 0 | 0 | 0 | 0 | 0 | 0 | 0 | 0 | 0 | 0 | 0 | 0 | 0 | 0 | 0 | 0 | 0 | 0 | 0 | 0 | 0 | 0 | 0 | 0 | 0
F3_Commercial_Miscellaneous_Existing_Cooling_Electric_Air-Source Heat Pump_E2 | F3 | Commercial | Miscellaneous | Existing | Cooling | Electric | Air-Source Heat Pump | E2 | PACT BC Ratio | 0 | 0 | 0 | 0 | 0 | 0 | 0 | 0 | 0 | 0 | 0 | 0 | 0 | 0 | 0 | 0 | 0 | 0 | 0 | 0 | 0 | 0 | 0 | 0 | 0 | 0 | 0 | 0 | 0 | 0
F3_Commercial_Miscellaneous_Existing_Cooling_Electric_Air-Source Heat Pump_E3 | F3 | Commercial | Miscellaneous | Existing | Cooling | Electric | Air-Source Heat Pump | E3 | PACT BC Ratio | 0 | 0 | 0 | 0 | 0 | 0 | 0 | 0 | 0 | 0 | 0 | 0 | 0 | 0 | 0 | 0 | 0 | 0 | 0 | 0 | 0 | 0 | 0 | 0 | 0 | 0 | 0 | 0 | 0 | 0
F3_Commercial_Miscellaneous_Existing_Cooling_Electric_Air-Source Heat Pump_E4 | F3 | Commercial | Miscellaneous | Existing | Cooling | Electric | Air-Source Heat Pump | E4 | PACT BC Ratio | 0 | 0 | 0 | 0 | 0 | 0 | 0 | 0 | 0 | 0 | 0 | 0 | 0 | 0 | 0 | 0 | 0 | 0 | 0 | 0 | 0 | 0 | 0 | 0 | 0 | 0 | 0 | 0 | 0 | 0
F3_Commercial_Miscellaneous_Existing_Cooling_Electric_Air-Source Heat Pump_E5 | F3 | Commercial | Miscellaneous | Existing | Cooling | Electric | Air-Source Heat Pump | E5 | PACT BC Ratio | 0 | 0 | 0 | 0 | 0 | 0 | 0 | 0 | 0 | 0 | 0 | 0 | 0 | 0 | 0 | 0 | 0 | 0 | 0 | 0 | 0 | 0 | 0 | 0 | 0 | 0 | 0 | 0 | 0 | 0
F3_Commercial_Miscellaneous_Existing_Cooling_Electric_Air-Source Heat Pump_E6 | F3 | Commercial | Miscellaneous | Existing | Cooling | Electric | Air-Source Heat Pump | E6 | PACT BC Ratio | 0 | 0 | 0 | 0 | 0 | 0 | 0 | 0 | 0 | 0 | 0 | 0 | 0 | 0 | 0 | 0 | 0 | 0 | 0 | 0 | 0 | 0 | 0 | 0 | 0 | 0 | 0 | 0 | 0 | 0
F3_Commercial_Miscellaneous_Existing_Cooling_Electric_Air-Source Heat Pump_E7 | F3 | Commercial | Miscellaneous | Existing | Cooling | Electric | Air-Source Heat Pump | E7 | PACT BC Ratio | 0 | 0 | 0 | 0 | 0 | 0 | 0 | 0 | 0 | 0 | 0 | 0 | 0 | 0 | 0 | 0 | 0 | 0 | 0 | 0 | 0 | 0 | 0 | 0 | 0 | 0 | 0 | 0 | 0 | 0
F3_Commercial_Miscellaneous_Existing_Cooling_Electric_Air-Source Heat Pump_E8 | F3 | Commercial | Miscellaneous | Existing | Cooling | Electric | Air-Source Heat Pump | E8 | PACT BC Ratio | 0 | 0 | 0 | 0 | 0 | 0 | 0 | 0 | 0 | 0 | 0 | 0 | 0 | 0 | 0 | 0 | 0 | 0 | 0 | 0 | 0 | 0 | 0 | 0 | 0 | 0 | 0 | 0 | 0 | 0
F3_Commercial_Miscellaneous_Existing_Cooling_Electric_Air-Source Heat Pump_E9 | F3 | Commercial | Miscellaneous | Existing | Cooling | Electric | Air-Source Heat Pump | E9 | PACT BC Ratio | 0 | 0 | 0 | 0 | 0 | 0 | 0 | 0 | 0 | 0 | 0 | 0 | 0 | 0 | 0 | 0 | 0 | 0 | 0 | 0 | 0 | 0 | 0 | 0 | 0 | 0 | 0 | 0 | 0 | 0
F3_Commercial_Miscellaneous_Existing_Cooling_Electric_Air-Source Heat Pump_E10 | F3 | Commercial | Miscellaneous | Existing | Cooling | Electric | Air-Source Heat Pump | E10 | PACT BC Ratio | 0 | 0 | 0 | 0 | 0 | 0 | 0 | 0 | 0 | 0 | 0 | 0 | 0 | 0 | 0 | 0 | 0 | 0 | 0 | 0 | 0 | 0 | 0 | 0 | 0 | 0 | 0 | 0 | 0 | 0
F4_Commercial_Miscellaneous_Existing_Cooling_Electric_Air-Source Heat Pump_E1 | F4 | Commercial | Miscellaneous | Existing | Cooling | Electric | Air-Source Heat Pump | E1 | RVT BC Ratio | 0 | 0 | 0 | 0 | 0 | 0 | 0 | 0 | 0 | 0 | 0 | 0 | 0 | 0 | 0 | 0 | 0 | 0 | 0 | 0 | 0 | 0 | 0 | 0 | 0 | 0 | 0 | 0 | 0 | 0
F4_Commercial_Miscellaneous_Existing_Cooling_Electric_Air-Source Heat Pump_E2 | F4 | Commercial | Miscellaneous | Existing | Cooling | Electric | Air-Source Heat Pump | E2 | RVT BC Ratio | 0 | 0 | 0 | 0 | 0 | 0 | 0 | 0 | 0 | 0 | 0 | 0 | 0 | 0 | 0 | 0 | 0 | 0 | 0 | 0 | 0 | 0 | 0 | 0 | 0 | 0 | 0 | 0 | 0 | 0
F4_Commercial_Miscellaneous_Existing_Cooling_Electric_Air-Source Heat Pump_E3 | F4 | Commercial | Miscellaneous | Existing | Cooling | Electric | Air-Source Heat Pump | E3 | RVT BC Ratio | 0 | 0 | 0 | 0 | 0 | 0 | 0 | 0 | 0 | 0 | 0 | 0 | 0 | 0 | 0 | 0 | 0 | 0 | 0 | 0 | 0 | 0 | 0 | 0 | 0 | 0 | 0 | 0 | 0 | 0
F4_Commercial_Miscellaneous_Existing_Cooling_Electric_Air-Source Heat Pump_E4 | F4 | Commercial | Miscellaneous | Existing | Cooling | Electric | Air-Source Heat Pump | E4 | RVT BC Ratio | 0 | 0 | 0 | 0 | 0 | 0 | 0 | 0 | 0 | 0 | 0 | 0 | 0 | 0 | 0 | 0 | 0 | 0 | 0 | 0 | 0 | 0 | 0 | 0 | 0 | 0 | 0 | 0 | 0 | 0
F4_Commercial_Miscellaneous_Existing_Cooling_Electric_Air-Source Heat Pump_E5 | F4 | Commercial | Miscellaneous | Existing | Cooling | Electric | Air-Source Heat Pump | E5 | RVT BC Ratio | 0 | 0 | 0 | 0 | 0 | 0 | 0 | 0 | 0 | 0 | 0 | 0 | 0 | 0 | 0 | 0 | 0 | 0 | 0 | 0 | 0 | 0 | 0 | 0 | 0 | 0 | 0 | 0 | 0 | 0
F4_Commercial_Miscellaneous_Existing_Cooling_Electric_Air-Source Heat Pump_E6 | F4 | Commercial | Miscellaneous | Existing | Cooling | Electric | Air-Source Heat Pump | E6 | RVT BC Ratio | 0 | 0 | 0 | 0 | 0 | 0 | 0 | 0 | 0 | 0 | 0 | 0 | 0 | 0 | 0 | 0 | 0 | 0 | 0 | 0 | 0 | 0 | 0 | 0 | 0 | 0 | 0 | 0 | 0 | 0
F4_Commercial_Miscellaneous_Existing_Cooling_Electric_Air-Source Heat Pump_E7 | F4 | Commercial | Miscellaneous | Existing | Cooling | Electric | Air-Source Heat Pump | E7 | RVT BC Ratio | 0 | 0 | 0 | 0 | 0 | 0 | 0 | 0 | 0 | 0 | 0 | 0 | 0 | 0 | 0 | 0 | 0 | 0 | 0 | 0 | 0 | 0 | 0 | 0 | 0 | 0 | 0 | 0 | 0 | 0
F4_Commercial_Miscellaneous_Existing_Cooling_Electric_Air-Source Heat Pump_E8 | F4 | Commercial | Miscellaneous | Existing | Cooling | Electric | Air-Source Heat Pump | E8 | RVT BC Ratio | 0 | 0 | 0 | 0 | 0 | 0 | 0 | 0 | 0 | 0 | 0 | 0 | 0 | 0 | 0 | 0 | 0 | 0 | 0 | 0 | 0 | 0 | 0 | 0 | 0 | 0 | 0 | 0 | 0 | 0
F4_Commercial_Miscellaneous_Existing_Cooling_Electric_Air-Source Heat Pump_E9 | F4 | Commercial | Miscellaneous | Existing | Cooling | Electric | Air-Source Heat Pump | E9 | RVT BC Ratio | 0 | 0 | 0 | 0 | 0 | 0 | 0 | 0 | 0 | 0 | 0 | 0 | 0 | 0 | 0 | 0 | 0 | 0 | 0 | 0 | 0 | 0 | 0 | 0 | 0 | 0 | 0 | 0 | 0 | 0
F4_Commercial_Miscellaneous_Existing_Cooling_Electric_Air-Source Heat Pump_E10 | F4 | Commercial | Miscellaneous | Existing | Cooling | Electric | Air-Source Heat Pump | E10 | RVT BC Ratio | 0 | 0 | 0 | 0 | 0 | 0 | 0 | 0 | 0 | 0 | 0 | 0 | 0 | 0 | 0 | 0 | 0 | 0 | 0 | 0 | 0 | 0 | 0 | 0 | 0 | 0 | 0 | 0 | 0 | 0
F5_Commercial_Miscellaneous_Existing_Cooling_Electric_Air-Source Heat Pump_E1 | F5 | Commercial | Miscellaneous | Existing | Cooling | Electric | Air-Source Heat Pump | E1 | RIM BC Ratio | 0 | 0 | 0 | 0 | 0 | 0 | 0 | 0 | 0 | 0 | 0 | 0 | 0 | 0 | 0 | 0 | 0 | 0 | 0 | 0 | 0 | 0 | 0 | 0 | 0 | 0 | 0 | 0 | 0 | 0
F5_Commercial_Miscellaneous_Existing_Cooling_Electric_Air-Source Heat Pump_E2 | F5 | Commercial | Miscellaneous | Existing | Cooling | Electric | Air-Source Heat Pump | E2 | RIM BC Ratio | 0 | 0 | 0 | 0 | 0 | 0 | 0 | 0 | 0 | 0 | 0 | 0 | 0 | 0 | 0 | 0 | 0 | 0 | 0 | 0 | 0 | 0 | 0 | 0 | 0 | 0 | 0 | 0 | 0 | 0
F5_Commercial_Miscellaneous_Existing_Cooling_Electric_Air-Source Heat Pump_E3 | F5 | Commercial | Miscellaneous | Existing | Cooling | Electric | Air-Source Heat Pump | E3 | RIM BC Ratio | 0 | 0 | 0 | 0 | 0 | 0 | 0 | 0 | 0 | 0 | 0 | 0 | 0 | 0 | 0 | 0 | 0 | 0 | 0 | 0 | 0 | 0 | 0 | 0 | 0 | 0 | 0 | 0 | 0 | 0
F5_Commercial_Miscellaneous_Existing_Cooling_Electric_Air-Source Heat Pump_E4 | F5 | Commercial | Miscellaneous | Existing | Cooling | Electric | Air-Source Heat Pump | E4 | RIM BC Ratio | 0 | 0 | 0 | 0 | 0 | 0 | 0 | 0 | 0 | 0 | 0 | 0 | 0 | 0 | 0 | 0 | 0 | 0 | 0 | 0 | 0 | 0 | 0 | 0 | 0 | 0 | 0 | 0 | 0 | 0
F5_Commercial_Miscellaneous_Existing_Cooling_Electric_Air-Source Heat Pump_E5 | F5 | Commercial | Miscellaneous | Existing | Cooling | Electric | Air-Source Heat Pump | E5 | RIM BC Ratio | 0 | 0 | 0 | 0 | 0 | 0 | 0 | 0 | 0 | 0 | 0 | 0 | 0 | 0 | 0 | 0 | 0 | 0 | 0 | 0 | 0 | 0 | 0 | 0 | 0 | 0 | 0 | 0 | 0 | 0
F5_Commercial_Miscellaneous_Existing_Cooling_Electric_Air-Source Heat Pump_E6 | F5 | Commercial | Miscellaneous | Existing | Cooling | Electric | Air-Source Heat Pump | E6 | RIM BC Ratio | 0 | 0 | 0 | 0 | 0 | 0 | 0 | 0 | 0 | 0 | 0 | 0 | 0 | 0 | 0 | 0 | 0 | 0 | 0 | 0 | 0 | 0 | 0 | 0 | 0 | 0 | 0 | 0 | 0 | 0
F5_Commercial_Miscellaneous_Existing_Cooling_Electric_Air-Source Heat Pump_E7 | F5 | Commercial | Miscellaneous | Existing | Cooling | Electric | Air-Source Heat Pump | E7 | RIM BC Ratio | 0 | 0 | 0 | 0 | 0 | 0 | 0 | 0 | 0 | 0 | 0 | 0 | 0 | 0 | 0 | 0 | 0 | 0 | 0 | 0 | 0 | 0 | 0 | 0 | 0 | 0 | 0 | 0 | 0 | 0
F5_Commercial_Miscellaneous_Existing_Cooling_Electric_Air-Source Heat Pump_E8 | F5 | Commercial | Miscellaneous | Existing | Cooling | Electric | Air-Source Heat Pump | E8 | RIM BC Ratio | 0 | 0 | 0 | 0 | 0 | 0 | 0 | 0 | 0 | 0 | 0 | 0 | 0 | 0 | 0 | 0 | 0 | 0 | 0 | 0 | 0 | 0 | 0 | 0 | 0 | 0 | 0 | 0 | 0 | 0
F5_Commercial_Miscellaneous_Existing_Cooling_Electric_Air-Source Heat Pump_E9 | F5 | Commercial | Miscellaneous | Existing | Cooling | Electric | Air-Source Heat Pump | E9 | RIM BC Ratio | 0 | 0 | 0 | 0 | 0 | 0 | 0 | 0 | 0 | 0 | 0 | 0 | 0 | 0 | 0 | 0 | 0 | 0 | 0 | 0 | 0 | 0 | 0 | 0 | 0 | 0 | 0 | 0 | 0 | 0
F5_Commercial_Miscellaneous_Existing_Cooling_Electric_Air-Source Heat Pump_E10 | F5 | Commercial | Miscellaneous | Existing | Cooling | Electric | Air-Source Heat Pump | E10 | RIM BC Ratio | 0 | 0 | 0 | 0 | 0 | 0 | 0 | 0 | 0 | 0 | 0 | 0 | 0 | 0 | 0 | 0 | 0 | 0 | 0 | 0 | 0 | 0 | 0 | 0 | 0 | 0 | 0 | 0 | 0 | 0
F0_Commercial_Miscellaneous_Existing_Cooling_Electric_Geothermal Heat Pump_E0 | F0 | Commercial | Miscellaneous | Existing | Cooling | Electric | Geothermal Heat Pump | E0 | Economic Unit | 0 | 0 | 0 | 0 | 0 | 0 | 0 | 0 | 0 | 0 | 0 | 0 | 0 | 0 | 0 | 0 | 0 | 0 | 0 | 0 | 0 | 0 | 0 | 0 | 0 | 0 | 0 | 0 | 0 | 0
F1_Commercial_Miscellaneous_Existing_Cooling_Electric_Geothermal Heat Pump_E1 | F1 | Commercial | Miscellaneous | Existing | Cooling | Electric | Geothermal Heat Pump | E1 | CCE | 0 | 0 | 0 | 0 | 0 | 0 | 0 | 0 | 0 | 0 | 0 | 0 | 0 | 0 | 0 | 0 | 0 | 0 | 0 | 0 | 0 | 0 | 0 | 0 | 0 | 0 | 0 | 0 | 0 | 0
F1_Commercial_Miscellaneous_Existing_Cooling_Electric_Geothermal Heat Pump_E2 | F1 | Commercial | Miscellaneous | Existing | Cooling | Electric | Geothermal Heat Pump | E2 | CCE | 0 | 0 | 0 | 0 | 0 | 0 | 0 | 0 | 0 | 0 | 0 | 0 | 0 | 0 | 0 | 0 | 0 | 0 | 0 | 0 | 0 | 0 | 0 | 0 | 0 | 0 | 0 | 0 | 0 | 0
F1_Commercial_Miscellaneous_Existing_Cooling_Electric_Geothermal Heat Pump_E3 | F1 | Commercial | Miscellaneous | Existing | Cooling | Electric | Geothermal Heat Pump | E3 | CCE | 0 | 0 | 0 | 0 | 0 | 0 | 0 | 0 | 0 | 0 | 0 | 0 | 0 | 0 | 0 | 0 | 0 | 0 | 0 | 0 | 0 | 0 | 0 | 0 | 0 | 0 | 0 | 0 | 0 | 0
F1_Commercial_Miscellaneous_Existing_Cooling_Electric_Geothermal Heat Pump_E4 | F1 | Commercial | Miscellaneous | Existing | Cooling | Electric | Geothermal Heat Pump | E4 | CCE | 0 | 0 | 0 | 0 | 0 | 0 | 0 | 0 | 0 | 0 | 0 | 0 | 0 | 0 | 0 | 0 | 0 | 0 | 0 | 0 | 0 | 0 | 0 | 0 | 0 | 0 | 0 | 0 | 0 | 0
F1_Commercial_Miscellaneous_Existing_Cooling_Electric_Geothermal Heat Pump_E5 | F1 | Commercial | Miscellaneous | Existing | Cooling | Electric | Geothermal Heat Pump | E5 | CCE | 0 | 0 | 0 | 0 | 0 | 0 | 0 | 0 | 0 | 0 | 0 | 0 | 0 | 0 | 0 | 0 | 0 | 0 | 0 | 0 | 0 | 0 | 0 | 0 | 0 | 0 | 0 | 0 | 0 | 0
F1_Commercial_Miscellaneous_Existing_Cooling_Electric_Geothermal Heat Pump_E6 | F1 | Commercial | Miscellaneous | Existing | Cooling | Electric | Geothermal Heat Pump | E6 | CCE | 0 | 0 | 0 | 0 | 0 | 0 | 0 | 0 | 0 | 0 | 0 | 0 | 0 | 0 | 0 | 0 | 0 | 0 | 0 | 0 | 0 | 0 | 0 | 0 | 0 | 0 | 0 | 0 | 0 | 0
F1_Commercial_Miscellaneous_Existing_Cooling_Electric_Geothermal Heat Pump_E7 | F1 | Commercial | Miscellaneous | Existing | Cooling | Electric | Geothermal Heat Pump | E7 | CCE | 0 | 0 | 0 | 0 | 0 | 0 | 0 | 0 | 0 | 0 | 0 | 0 | 0 | 0 | 0 | 0 | 0 | 0 | 0 | 0 | 0 | 0 | 0 | 0 | 0 | 0 | 0 | 0 | 0 | 0
F1_Commercial_Miscellaneous_Existing_Cooling_Electric_Geothermal Heat Pump_E8 | F1 | Commercial | Miscellaneous | Existing | Cooling | Electric | Geothermal Heat Pump | E8 | CCE | 0 | 0 | 0 | 0 | 0 | 0 | 0 | 0 | 0 | 0 | 0 | 0 | 0 | 0 | 0 | 0 | 0 | 0 | 0 | 0 | 0 | 0 | 0 | 0 | 0 | 0 | 0 | 0 | 0 | 0
F1_Commercial_Miscellaneous_Existing_Cooling_Electric_Geothermal Heat Pump_E9 | F1 | Commercial | Miscellaneous | Existing | Cooling | Electric | Geothermal Heat Pump | E9 | CCE | 0 | 0 | 0 | 0 | 0 | 0 | 0 | 0 | 0 | 0 | 0 | 0 | 0 | 0 | 0 | 0 | 0 | 0 | 0 | 0 | 0 | 0 | 0 | 0 | 0 | 0 | 0 | 0 | 0 | 0
F1_Commercial_Miscellaneous_Existing_Cooling_Electric_Geothermal Heat Pump_E10 | F1 | Commercial | Miscellaneous | Existing | Cooling | Electric | Geothermal Heat Pump | E10 | CCE | 0 | 0 | 0 | 0 | 0 | 0 | 0 | 0 | 0 | 0 | 0 | 0 | 0 | 0 | 0 | 0 | 0 | 0 | 0 | 0 | 0 | 0 | 0 | 0 | 0 | 0 | 0 | 0 | 0 | 0
F2_Commercial_Miscellaneous_Existing_Cooling_Electric_Geothermal Heat Pump_E1 | F2 | Commercial | Miscellaneous | Existing | Cooling | Electric | Geothermal Heat Pump | E1 | TRC BC Ratio | 0 | 0 | 0 | 0 | 0 | 0 | 0 | 0 | 0 | 0 | 0 | 0 | 0 | 0 | 0 | 0 | 0 | 0 | 0 | 0 | 0 | 0 | 0 | 0 | 0 | 0 | 0 | 0 | 0 | 0
F2_Commercial_Miscellaneous_Existing_Cooling_Electric_Geothermal Heat Pump_E2 | F2 | Commercial | Miscellaneous | Existing | Cooling | Electric | Geothermal Heat Pump | E2 | TRC BC Ratio | 0 | 0 | 0 | 0 | 0 | 0 | 0 | 0 | 0 | 0 | 0 | 0 | 0 | 0 | 0 | 0 | 0 | 0 | 0 | 0 | 0 | 0 | 0 | 0 | 0 | 0 | 0 | 0 | 0 | 0
F2_Commercial_Miscellaneous_Existing_Cooling_Electric_Geothermal Heat Pump_E3 | F2 | Commercial | Miscellaneous | Existing | Cooling | Electric | Geothermal Heat Pump | E3 | TRC BC Ratio | 0 | 0 | 0 | 0 | 0 | 0 | 0 | 0 | 0 | 0 | 0 | 0 | 0 | 0 | 0 | 0 | 0 | 0 | 0 | 0 | 0 | 0 | 0 | 0 | 0 | 0 | 0 | 0 | 0 | 0
F2_Commercial_Miscellaneous_Existing_Cooling_Electric_Geothermal Heat Pump_E4 | F2 | Commercial | Miscellaneous | Existing | Cooling | Electric | Geothermal Heat Pump | E4 | TRC BC Ratio | 0 | 0 | 0 | 0 | 0 | 0 | 0 | 0 | 0 | 0 | 0 | 0 | 0 | 0 | 0 | 0 | 0 | 0 | 0 | 0 | 0 | 0 | 0 | 0 | 0 | 0 | 0 | 0 | 0 | 0
F2_Commercial_Miscellaneous_Existing_Cooling_Electric_Geothermal Heat Pump_E5 | F2 | Commercial | Miscellaneous | Existing | Cooling | Electric | Geothermal Heat Pump | E5 | TRC BC Ratio | 0 | 0 | 0 | 0 | 0 | 0 | 0 | 0 | 0 | 0 | 0 | 0 | 0 | 0 | 0 | 0 | 0 | 0 | 0 | 0 | 0 | 0 | 0 | 0 | 0 | 0 | 0 | 0 | 0 | 0
F2_Commercial_Miscellaneous_Existing_Cooling_Electric_Geothermal Heat Pump_E6 | F2 | Commercial | Miscellaneous | Existing | Cooling | Electric | Geothermal Heat Pump | E6 | TRC BC Ratio | 0 | 0 | 0 | 0 | 0 | 0 | 0 | 0 | 0 | 0 | 0 | 0 | 0 | 0 | 0 | 0 | 0 | 0 | 0 | 0 | 0 | 0 | 0 | 0 | 0 | 0 | 0 | 0 | 0 | 0
F2_Commercial_Miscellaneous_Existing_Cooling_Electric_Geothermal Heat Pump_E7 | F2 | Commercial | Miscellaneous | Existing | Cooling | Electric | Geothermal Heat Pump | E7 | TRC BC Ratio | 0 | 0 | 0 | 0 | 0 | 0 | 0 | 0 | 0 | 0 | 0 | 0 | 0 | 0 | 0 | 0 | 0 | 0 | 0 | 0 | 0 | 0 | 0 | 0 | 0 | 0 | 0 | 0 | 0 | 0
F2_Commercial_Miscellaneous_Existing_Cooling_Electric_Geothermal Heat Pump_E8 | F2 | Commercial | Miscellaneous | Existing | Cooling | Electric | Geothermal Heat Pump | E8 | TRC BC Ratio | 0 | 0 | 0 | 0 | 0 | 0 | 0 | 0 | 0 | 0 | 0 | 0 | 0 | 0 | 0 | 0 | 0 | 0 | 0 | 0 | 0 | 0 | 0 | 0 | 0 | 0 | 0 | 0 | 0 | 0
F2_Commercial_Miscellaneous_Existing_Cooling_Electric_Geothermal Heat Pump_E9 | F2 | Commercial | Miscellaneous | Existing | Cooling | Electric | Geothermal Heat Pump | E9 | TRC BC Ratio | 0 | 0 | 0 | 0 | 0 | 0 | 0 | 0 | 0 | 0 | 0 | 0 | 0 | 0 | 0 | 0 | 0 | 0 | 0 | 0 | 0 | 0 | 0 | 0 | 0 | 0 | 0 | 0 | 0 | 0
F2_Commercial_Miscellaneous_Existing_Cooling_Electric_Geothermal Heat Pump_E10 | F2 | Commercial | Miscellaneous | Existing | Cooling | Electric | Geothermal Heat Pump | E10 | TRC BC Ratio | 0 | 0 | 0 | 0 | 0 | 0 | 0 | 0 | 0 | 0 | 0 | 0 | 0 | 0 | 0 | 0 | 0 | 0 | 0 | 0 | 0 | 0 | 0 | 0 | 0 | 0 | 0 | 0 | 0 | 0
F3_Commercial_Miscellaneous_Existing_Cooling_Electric_Geothermal Heat Pump_E1 | F3 | Commercial | Miscellaneous | Existing | Cooling | Electric | Geothermal Heat Pump | E1 | PACT BC Ratio | 0 | 0 | 0 | 0 | 0 | 0 | 0 | 0 | 0 | 0 | 0 | 0 | 0 | 0 | 0 | 0 | 0 | 0 | 0 | 0 | 0 | 0 | 0 | 0 | 0 | 0 | 0 | 0 | 0 | 0
F3_Commercial_Miscellaneous_Existing_Cooling_Electric_Geothermal Heat Pump_E2 | F3 | Commercial | Miscellaneous | Existing | Cooling | Electric | Geothermal Heat Pump | E2 | PACT BC Ratio | 0 | 0 | 0 | 0 | 0 | 0 | 0 | 0 | 0 | 0 | 0 | 0 | 0 | 0 | 0 | 0 | 0 | 0 | 0 | 0 | 0 | 0 | 0 | 0 | 0 | 0 | 0 | 0 | 0 | 0
F3_Commercial_Miscellaneous_Existing_Cooling_Electric_Geothermal Heat Pump_E3 | F3 | Commercial | Miscellaneous | Existing | Cooling | Electric | Geothermal Heat Pump | E3 | PACT BC Ratio | 0 | 0 | 0 | 0 | 0 | 0 | 0 | 0 | 0 | 0 | 0 | 0 | 0 | 0 | 0 | 0 | 0 | 0 | 0 | 0 | 0 | 0 | 0 | 0 | 0 | 0 | 0 | 0 | 0 | 0
F3_Commercial_Miscellaneous_Existing_Cooling_Electric_Geothermal Heat Pump_E4 | F3 | Commercial | Miscellaneous | Existing | Cooling | Electric | Geothermal Heat Pump | E4 | PACT BC Ratio | 0 | 0 | 0 | 0 | 0 | 0 | 0 | 0 | 0 | 0 | 0 | 0 | 0 | 0 | 0 | 0 | 0 | 0 | 0 | 0 | 0 | 0 | 0 | 0 | 0 | 0 | 0 | 0 | 0 | 0
F3_Commercial_Miscellaneous_Existing_Cooling_Electric_Geothermal Heat Pump_E5 | F3 | Commercial | Miscellaneous | Existing | Cooling | Electric | Geothermal Heat Pump | E5 | PACT BC Ratio | 0 | 0 | 0 | 0 | 0 | 0 | 0 | 0 | 0 | 0 | 0 | 0 | 0 | 0 | 0 | 0 | 0 | 0 | 0 | 0 | 0 | 0 | 0 | 0 | 0 | 0 | 0 | 0 | 0 | 0
F3_Commercial_Miscellaneous_Existing_Cooling_Electric_Geothermal Heat Pump_E6 | F3 | Commercial | Miscellaneous | Existing | Cooling | Electric | Geothermal Heat Pump | E6 | PACT BC Ratio | 0 | 0 | 0 | 0 | 0 | 0 | 0 | 0 | 0 | 0 | 0 | 0 | 0 | 0 | 0 | 0 | 0 | 0 | 0 | 0 | 0 | 0 | 0 | 0 | 0 | 0 | 0 | 0 | 0 | 0
F3_Commercial_Miscellaneous_Existing_Cooling_Electric_Geothermal Heat Pump_E7 | F3 | Commercial | Miscellaneous | Existing | Cooling | Electric | Geothermal Heat Pump | E7 | PACT BC Ratio | 0 | 0 | 0 | 0 | 0 | 0 | 0 | 0 | 0 | 0 | 0 | 0 | 0 | 0 | 0 | 0 | 0 | 0 | 0 | 0 | 0 | 0 | 0 | 0 | 0 | 0 | 0 | 0 | 0 | 0
F3_Commercial_Miscellaneous_Existing_Cooling_Electric_Geothermal Heat Pump_E8 | F3 | Commercial | Miscellaneous | Existing | Cooling | Electric | Geothermal Heat Pump | E8 | PACT BC Ratio | 0 | 0 | 0 | 0 | 0 | 0 | 0 | 0 | 0 | 0 | 0 | 0 | 0 | 0 | 0 | 0 | 0 | 0 | 0 | 0 | 0 | 0 | 0 | 0 | 0 | 0 | 0 | 0 | 0 | 0
F3_Commercial_Miscellaneous_Existing_Cooling_Electric_Geothermal Heat Pump_E9 | F3 | Commercial | Miscellaneous | Existing | Cooling | Electric | Geothermal Heat Pump | E9 | PACT BC Ratio | 0 | 0 | 0 | 0 | 0 | 0 | 0 | 0 | 0 | 0 | 0 | 0 | 0 | 0 | 0 | 0 | 0 | 0 | 0 | 0 | 0 | 0 | 0 | 0 | 0 | 0 | 0 | 0 | 0 | 0
F3_Commercial_Miscellaneous_Existing_Cooling_Electric_Geothermal Heat Pump_E10 | F3 | Commercial | Miscellaneous | Existing | Cooling | Electric | Geothermal Heat Pump | E10 | PACT BC Ratio | 0 | 0 | 0 | 0 | 0 | 0 | 0 | 0 | 0 | 0 | 0 | 0 | 0 | 0 | 0 | 0 | 0 | 0 | 0 | 0 | 0 | 0 | 0 | 0 | 0 | 0 | 0 | 0 | 0 | 0
F4_Commercial_Miscellaneous_Existing_Cooling_Electric_Geothermal Heat Pump_E1 | F4 | Commercial | Miscellaneous | Existing | Cooling | Electric | Geothermal Heat Pump | E1 | RVT BC Ratio | 0 | 0 | 0 | 0 | 0 | 0 | 0 | 0 | 0 | 0 | 0 | 0 | 0 | 0 | 0 | 0 | 0 | 0 | 0 | 0 | 0 | 0 | 0 | 0 | 0 | 0 | 0 | 0 | 0 | 0
F4_Commercial_Miscellaneous_Existing_Cooling_Electric_Geothermal Heat Pump_E2 | F4 | Commercial | Miscellaneous | Existing | Cooling | Electric | Geothermal Heat Pump | E2 | RVT BC Ratio | 0 | 0 | 0 | 0 | 0 | 0 | 0 | 0 | 0 | 0 | 0 | 0 | 0 | 0 | 0 | 0 | 0 | 0 | 0 | 0 | 0 | 0 | 0 | 0 | 0 | 0 | 0 | 0 | 0 | 0
F4_Commercial_Miscellaneous_Existing_Cooling_Electric_Geothermal Heat Pump_E3 | F4 | Commercial | Miscellaneous | Existing | Cooling | Electric | Geothermal Heat Pump | E3 | RVT BC Ratio | 0 | 0 | 0 | 0 | 0 | 0 | 0 | 0 | 0 | 0 | 0 | 0 | 0 | 0 | 0 | 0 | 0 | 0 | 0 | 0 | 0 | 0 | 0 | 0 | 0 | 0 | 0 | 0 | 0 | 0
F4_Commercial_Miscellaneous_Existing_Cooling_Electric_Geothermal Heat Pump_E4 | F4 | Commercial | Miscellaneous | Existing | Cooling | Electric | Geothermal Heat Pump | E4 | RVT BC Ratio | 0 | 0 | 0 | 0 | 0 | 0 | 0 | 0 | 0 | 0 | 0 | 0 | 0 | 0 | 0 | 0 | 0 | 0 | 0 | 0 | 0 | 0 | 0 | 0 | 0 | 0 | 0 | 0 | 0 | 0
F4_Commercial_Miscellaneous_Existing_Cooling_Electric_Geothermal Heat Pump_E5 | F4 | Commercial | Miscellaneous | Existing | Cooling | Electric | Geothermal Heat Pump | E5 | RVT BC Ratio | 0 | 0 | 0 | 0 | 0 | 0 | 0 | 0 | 0 | 0 | 0 | 0 | 0 | 0 | 0 | 0 | 0 | 0 | 0 | 0 | 0 | 0 | 0 | 0 | 0 | 0 | 0 | 0 | 0 | 0
F4_Commercial_Miscellaneous_Existing_Cooling_Electric_Geothermal Heat Pump_E6 | F4 | Commercial | Miscellaneous | Existing | Cooling | Electric | Geothermal Heat Pump | E6 | RVT BC Ratio | 0 | 0 | 0 | 0 | 0 | 0 | 0 | 0 | 0 | 0 | 0 | 0 | 0 | 0 | 0 | 0 | 0 | 0 | 0 | 0 | 0 | 0 | 0 | 0 | 0 | 0 | 0 | 0 | 0 | 0
F4_Commercial_Miscellaneous_Existing_Cooling_Electric_Geothermal Heat Pump_E7 | F4 | Commercial | Miscellaneous | Existing | Cooling | Electric | Geothermal Heat Pump | E7 | RVT BC Ratio | 0 | 0 | 0 | 0 | 0 | 0 | 0 | 0 | 0 | 0 | 0 | 0 | 0 | 0 | 0 | 0 | 0 | 0 | 0 | 0 | 0 | 0 | 0 | 0 | 0 | 0 | 0 | 0 | 0 | 0
F4_Commercial_Miscellaneous_Existing_Cooling_Electric_Geothermal Heat Pump_E8 | F4 | Commercial | Miscellaneous | Existing | Cooling | Electric | Geothermal Heat Pump | E8 | RVT BC Ratio | 0 | 0 | 0 | 0 | 0 | 0 | 0 | 0 | 0 | 0 | 0 | 0 | 0 | 0 | 0 | 0 | 0 | 0 | 0 | 0 | 0 | 0 | 0 | 0 | 0 | 0 | 0 | 0 | 0 | 0
F4_Commercial_Miscellaneous_Existing_Cooling_Electric_Geothermal Heat Pump_E9 | F4 | Commercial | Miscellaneous | Existing | Cooling | Electric | Geothermal Heat Pump | E9 | RVT BC Ratio | 0 | 0 | 0 | 0 | 0 | 0 | 0 | 0 | 0 | 0 | 0 | 0 | 0 | 0 | 0 | 0 | 0 | 0 | 0 | 0 | 0 | 0 | 0 | 0 | 0 | 0 | 0 | 0 | 0 | 0
F4_Commercial_Miscellaneous_Existing_Cooling_Electric_Geothermal Heat Pump_E10 | F4 | Commercial | Miscellaneous | Existing | Cooling | Electric | Geothermal Heat Pump | E10 | RVT BC Ratio | 0 | 0 | 0 | 0 | 0 | 0 | 0 | 0 | 0 | 0 | 0 | 0 | 0 | 0 | 0 | 0 | 0 | 0 | 0 | 0 | 0 | 0 | 0 | 0 | 0 | 0 | 0 | 0 | 0 | 0
F5_Commercial_Miscellaneous_Existing_Cooling_Electric_Geothermal Heat Pump_E1 | F5 | Commercial | Miscellaneous | Existing | Cooling | Electric | Geothermal Heat Pump | E1 | RIM BC Ratio | 0 | 0 | 0 | 0 | 0 | 0 | 0 | 0 | 0 | 0 | 0 | 0 | 0 | 0 | 0 | 0 | 0 | 0 | 0 | 0 | 0 | 0 | 0 | 0 | 0 | 0 | 0 | 0 | 0 | 0
F5_Commercial_Miscellaneous_Existing_Cooling_Electric_Geothermal Heat Pump_E2 | F5 | Commercial | Miscellaneous | Existing | Cooling | Electric | Geothermal Heat Pump | E2 | RIM BC Ratio | 0 | 0 | 0 | 0 | 0 | 0 | 0 | 0 | 0 | 0 | 0 | 0 | 0 | 0 | 0 | 0 | 0 | 0 | 0 | 0 | 0 | 0 | 0 | 0 | 0 | 0 | 0 | 0 | 0 | 0
F5_Commercial_Miscellaneous_Existing_Cooling_Electric_Geothermal Heat Pump_E3 | F5 | Commercial | Miscellaneous | Existing | Cooling | Electric | Geothermal Heat Pump | E3 | RIM BC Ratio | 0 | 0 | 0 | 0 | 0 | 0 | 0 | 0 | 0 | 0 | 0 | 0 | 0 | 0 | 0 | 0 | 0 | 0 | 0 | 0 | 0 | 0 | 0 | 0 | 0 | 0 | 0 | 0 | 0 | 0
F5_Commercial_Miscellaneous_Existing_Cooling_Electric_Geothermal Heat Pump_E4 | F5 | Commercial | Miscellaneous | Existing | Cooling | Electric | Geothermal Heat Pump | E4 | RIM BC Ratio | 0 | 0 | 0 | 0 | 0 | 0 | 0 | 0 | 0 | 0 | 0 | 0 | 0 | 0 | 0 | 0 | 0 | 0 | 0 | 0 | 0 | 0 | 0 | 0 | 0 | 0 | 0 | 0 | 0 | 0
F5_Commercial_Miscellaneous_Existing_Cooling_Electric_Geothermal Heat Pump_E5 | F5 | Commercial | Miscellaneous | Existing | Cooling | Electric | Geothermal Heat Pump | E5 | RIM BC Ratio | 0 | 0 | 0 | 0 | 0 | 0 | 0 | 0 | 0 | 0 | 0 | 0 | 0 | 0 | 0 | 0 | 0 | 0 | 0 | 0 | 0 | 0 | 0 | 0 | 0 | 0 | 0 | 0 | 0 | 0
F5_Commercial_Miscellaneous_Existing_Cooling_Electric_Geothermal Heat Pump_E6 | F5 | Commercial | Miscellaneous | Existing | Cooling | Electric | Geothermal Heat Pump | E6 | RIM BC Ratio | 0 | 0 | 0 | 0 | 0 | 0 | 0 | 0 | 0 | 0 | 0 | 0 | 0 | 0 | 0 | 0 | 0 | 0 | 0 | 0 | 0 | 0 | 0 | 0 | 0 | 0 | 0 | 0 | 0 | 0
F5_Commercial_Miscellaneous_Existing_Cooling_Electric_Geothermal Heat Pump_E7 | F5 | Commercial | Miscellaneous | Existing | Cooling | Electric | Geothermal Heat Pump | E7 | RIM BC Ratio | 0 | 0 | 0 | 0 | 0 | 0 | 0 | 0 | 0 | 0 | 0 | 0 | 0 | 0 | 0 | 0 | 0 | 0 | 0 | 0 | 0 | 0 | 0 | 0 | 0 | 0 | 0 | 0 | 0 | 0
F5_Commercial_Miscellaneous_Existing_Cooling_Electric_Geothermal Heat Pump_E8 | F5 | Commercial | Miscellaneous | Existing | Cooling | Electric | Geothermal Heat Pump | E8 | RIM BC Ratio | 0 | 0 | 0 | 0 | 0 | 0 | 0 | 0 | 0 | 0 | 0 | 0 | 0 | 0 | 0 | 0 | 0 | 0 | 0 | 0 | 0 | 0 | 0 | 0 | 0 | 0 | 0 | 0 | 0 | 0
F5_Commercial_Miscellaneous_Existing_Cooling_Electric_Geothermal Heat Pump_E9 | F5 | Commercial | Miscellaneous | Existing | Cooling | Electric | Geothermal Heat Pump | E9 | RIM BC Ratio | 0 | 0 | 0 | 0 | 0 | 0 | 0 | 0 | 0 | 0 | 0 | 0 | 0 | 0 | 0 | 0 | 0 | 0 | 0 | 0 | 0 | 0 | 0 | 0 | 0 | 0 | 0 | 0 | 0 | 0
F5_Commercial_Miscellaneous_Existing_Cooling_Electric_Geothermal Heat Pump_E10 | F5 | Commercial | Miscellaneous | Existing | Cooling | Electric | Geothermal Heat Pump | E10 | RIM BC Ratio | 0 | 0 | 0 | 0 | 0 | 0 | 0 | 0 | 0 | 0 | 0 | 0 | 0 | 0 | 0 | 0 | 0 | 0 | 0 | 0 | 0 | 0 | 0 | 0 | 0 | 0 | 0 | 0 | 0 | 0
F0_Commercial_Miscellaneous_Existing_Space Heating_Electric_Electric Furnace_E0 | F0 | Commercial | Miscellaneous | Existing | Space Heating | Electric | Electric Furnace | E0 | Economic Unit | 0 | 0 | 0 | 0 | 0 | 0 | 0 | 0 | 0 | 0 | 0 | 0 | 0 | 0 | 0 | 0 | 0 | 0 | 0 | 0 | 0 | 0 | 0 | 0 | 0 | 0 | 0 | 0 | 0 | 0
F1_Commercial_Miscellaneous_Existing_Space Heating_Electric_Electric Furnace_E1 | F1 | Commercial | Miscellaneous | Existing | Space Heating | Electric | Electric Furnace | E1 | CCE | 0 | 0 | 0 | 0 | 0 | 0 | 0 | 0 | 0 | 0 | 0 | 0 | 0 | 0 | 0 | 0 | 0 | 0 | 0 | 0 | 0 | 0 | 0 | 0 | 0 | 0 | 0 | 0 | 0 | 0
F1_Commercial_Miscellaneous_Existing_Space Heating_Electric_Electric Furnace_E2 | F1 | Commercial | Miscellaneous | Existing | Space Heating | Electric | Electric Furnace | E2 | CCE | 0 | 0 | 0 | 0 | 0 | 0 | 0 | 0 | 0 | 0 | 0 | 0 | 0 | 0 | 0 | 0 | 0 | 0 | 0 | 0 | 0 | 0 | 0 | 0 | 0 | 0 | 0 | 0 | 0 | 0
F1_Commercial_Miscellaneous_Existing_Space Heating_Electric_Electric Furnace_E3 | F1 | Commercial | Miscellaneous | Existing | Space Heating | Electric | Electric Furnace | E3 | CCE | 0 | 0 | 0 | 0 | 0 | 0 | 0 | 0 | 0 | 0 | 0 | 0 | 0 | 0 | 0 | 0 | 0 | 0 | 0 | 0 | 0 | 0 | 0 | 0 | 0 | 0 | 0 | 0 | 0 | 0
F1_Commercial_Miscellaneous_Existing_Space Heating_Electric_Electric Furnace_E4 | F1 | Commercial | Miscellaneous | Existing | Space Heating | Electric | Electric Furnace | E4 | CCE | 0 | 0 | 0 | 0 | 0 | 0 | 0 | 0 | 0 | 0 | 0 | 0 | 0 | 0 | 0 | 0 | 0 | 0 | 0 | 0 | 0 | 0 | 0 | 0 | 0 | 0 | 0 | 0 | 0 | 0
F1_Commercial_Miscellaneous_Existing_Space Heating_Electric_Electric Furnace_E5 | F1 | Commercial | Miscellaneous | Existing | Space Heating | Electric | Electric Furnace | E5 | CCE | 0 | 0 | 0 | 0 | 0 | 0 | 0 | 0 | 0 | 0 | 0 | 0 | 0 | 0 | 0 | 0 | 0 | 0 | 0 | 0 | 0 | 0 | 0 | 0 | 0 | 0 | 0 | 0 | 0 | 0
F1_Commercial_Miscellaneous_Existing_Space Heating_Electric_Electric Furnace_E6 | F1 | Commercial | Miscellaneous | Existing | Space Heating | Electric | Electric Furnace | E6 | CCE | 0 | 0 | 0 | 0 | 0 | 0 | 0 | 0 | 0 | 0 | 0 | 0 | 0 | 0 | 0 | 0 | 0 | 0 | 0 | 0 | 0 | 0 | 0 | 0 | 0 | 0 | 0 | 0 | 0 | 0
F1_Commercial_Miscellaneous_Existing_Space Heating_Electric_Electric Furnace_E7 | F1 | Commercial | Miscellaneous | Existing | Space Heating | Electric | Electric Furnace | E7 | CCE | 0 | 0 | 0 | 0 | 0 | 0 | 0 | 0 | 0 | 0 | 0 | 0 | 0 | 0 | 0 | 0 | 0 | 0 | 0 | 0 | 0 | 0 | 0 | 0 | 0 | 0 | 0 | 0 | 0 | 0
F1_Commercial_Miscellaneous_Existing_Space Heating_Electric_Electric Furnace_E8 | F1 | Commercial | Miscellaneous | Existing | Space Heating | Electric | Electric Furnace | E8 | CCE | 0 | 0 | 0 | 0 | 0 | 0 | 0 | 0 | 0 | 0 | 0 | 0 | 0 | 0 | 0 | 0 | 0 | 0 | 0 | 0 | 0 | 0 | 0 | 0 | 0 | 0 | 0 | 0 | 0 | 0
F1_Commercial_Miscellaneous_Existing_Space Heating_Electric_Electric Furnace_E9 | F1 | Commercial | Miscellaneous | Existing | Space Heating | Electric | Electric Furnace | E9 | CCE | 0 | 0 | 0 | 0 | 0 | 0 | 0 | 0 | 0 | 0 | 0 | 0 | 0 | 0 | 0 | 0 | 0 | 0 | 0 | 0 | 0 | 0 | 0 | 0 | 0 | 0 | 0 | 0 | 0 | 0
F1_Commercial_Miscellaneous_Existing_Space Heating_Electric_Electric Furnace_E10 | F1 | Commercial | Miscellaneous | Existing | Space Heating | Electric | Electric Furnace | E10 | CCE | 0 | 0 | 0 | 0 | 0 | 0 | 0 | 0 | 0 | 0 | 0 | 0 | 0 | 0 | 0 | 0 | 0 | 0 | 0 | 0 | 0 | 0 | 0 | 0 | 0 | 0 | 0 | 0 | 0 | 0
F2_Commercial_Miscellaneous_Existing_Space Heating_Electric_Electric Furnace_E1 | F2 | Commercial | Miscellaneous | Existing | Space Heating | Electric | Electric Furnace | E1 | TRC BC Ratio | 0 | 0 | 0 | 0 | 0 | 0 | 0 | 0 | 0 | 0 | 0 | 0 | 0 | 0 | 0 | 0 | 0 | 0 | 0 | 0 | 0 | 0 | 0 | 0 | 0 | 0 | 0 | 0 | 0 | 0
F2_Commercial_Miscellaneous_Existing_Space Heating_Electric_Electric Furnace_E2 | F2 | Commercial | Miscellaneous | Existing | Space Heating | Electric | Electric Furnace | E2 | TRC BC Ratio | 0 | 0 | 0 | 0 | 0 | 0 | 0 | 0 | 0 | 0 | 0 | 0 | 0 | 0 | 0 | 0 | 0 | 0 | 0 | 0 | 0 | 0 | 0 | 0 | 0 | 0 | 0 | 0 | 0 | 0
F2_Commercial_Miscellaneous_Existing_Space Heating_Electric_Electric Furnace_E3 | F2 | Commercial | Miscellaneous | Existing | Space Heating | Electric | Electric Furnace | E3 | TRC BC Ratio | 0 | 0 | 0 | 0 | 0 | 0 | 0 | 0 | 0 | 0 | 0 | 0 | 0 | 0 | 0 | 0 | 0 | 0 | 0 | 0 | 0 | 0 | 0 | 0 | 0 | 0 | 0 | 0 | 0 | 0
F2_Commercial_Miscellaneous_Existing_Space Heating_Electric_Electric Furnace_E4 | F2 | Commercial | Miscellaneous | Existing | Space Heating | Electric | Electric Furnace | E4 | TRC BC Ratio | 0 | 0 | 0 | 0 | 0 | 0 | 0 | 0 | 0 | 0 | 0 | 0 | 0 | 0 | 0 | 0 | 0 | 0 | 0 | 0 | 0 | 0 | 0 | 0 | 0 | 0 | 0 | 0 | 0 | 0
F2_Commercial_Miscellaneous_Existing_Space Heating_Electric_Electric Furnace_E5 | F2 | Commercial | Miscellaneous | Existing | Space Heating | Electric | Electric Furnace | E5 | TRC BC Ratio | 0 | 0 | 0 | 0 | 0 | 0 | 0 | 0 | 0 | 0 | 0 | 0 | 0 | 0 | 0 | 0 | 0 | 0 | 0 | 0 | 0 | 0 | 0 | 0 | 0 | 0 | 0 | 0 | 0 | 0
F2_Commercial_Miscellaneous_Existing_Space Heating_Electric_Electric Furnace_E6 | F2 | Commercial | Miscellaneous | Existing | Space Heating | Electric | Electric Furnace | E6 | TRC BC Ratio | 0 | 0 | 0 | 0 | 0 | 0 | 0 | 0 | 0 | 0 | 0 | 0 | 0 | 0 | 0 | 0 | 0 | 0 | 0 | 0 | 0 | 0 | 0 | 0 | 0 | 0 | 0 | 0 | 0 | 0
F2_Commercial_Miscellaneous_Existing_Space Heating_Electric_Electric Furnace_E7 | F2 | Commercial | Miscellaneous | Existing | Space Heating | Electric | Electric Furnace | E7 | TRC BC Ratio | 0 | 0 | 0 | 0 | 0 | 0 | 0 | 0 | 0 | 0 | 0 | 0 | 0 | 0 | 0 | 0 | 0 | 0 | 0 | 0 | 0 | 0 | 0 | 0 | 0 | 0 | 0 | 0 | 0 | 0
F2_Commercial_Miscellaneous_Existing_Space Heating_Electric_Electric Furnace_E8 | F2 | Commercial | Miscellaneous | Existing | Space Heating | Electric | Electric Furnace | E8 | TRC BC Ratio | 0 | 0 | 0 | 0 | 0 | 0 | 0 | 0 | 0 | 0 | 0 | 0 | 0 | 0 | 0 | 0 | 0 | 0 | 0 | 0 | 0 | 0 | 0 | 0 | 0 | 0 | 0 | 0 | 0 | 0
F2_Commercial_Miscellaneous_Existing_Space Heating_Electric_Electric Furnace_E9 | F2 | Commercial | Miscellaneous | Existing | Space Heating | Electric | Electric Furnace | E9 | TRC BC Ratio | 0 | 0 | 0 | 0 | 0 | 0 | 0 | 0 | 0 | 0 | 0 | 0 | 0 | 0 | 0 | 0 | 0 | 0 | 0 | 0 | 0 | 0 | 0 | 0 | 0 | 0 | 0 | 0 | 0 | 0
F2_Commercial_Miscellaneous_Existing_Space Heating_Electric_Electric Furnace_E10 | F2 | Commercial | Miscellaneous | Existing | Space Heating | Electric | Electric Furnace | E10 | TRC BC Ratio | 0 | 0 | 0 | 0 | 0 | 0 | 0 | 0 | 0 | 0 | 0 | 0 | 0 | 0 | 0 | 0 | 0 | 0 | 0 | 0 | 0 | 0 | 0 | 0 | 0 | 0 | 0 | 0 | 0 | 0
F3_Commercial_Miscellaneous_Existing_Space Heating_Electric_Electric Furnace_E1 | F3 | Commercial | Miscellaneous | Existing | Space Heating | Electric | Electric Furnace | E1 | PACT BC Ratio | 0 | 0 | 0 | 0 | 0 | 0 | 0 | 0 | 0 | 0 | 0 | 0 | 0 | 0 | 0 | 0 | 0 | 0 | 0 | 0 | 0 | 0 | 0 | 0 | 0 | 0 | 0 | 0 | 0 | 0
F3_Commercial_Miscellaneous_Existing_Space Heating_Electric_Electric Furnace_E2 | F3 | Commercial | Miscellaneous | Existing | Space Heating | Electric | Electric Furnace | E2 | PACT BC Ratio | 0 | 0 | 0 | 0 | 0 | 0 | 0 | 0 | 0 | 0 | 0 | 0 | 0 | 0 | 0 | 0 | 0 | 0 | 0 | 0 | 0 | 0 | 0 | 0 | 0 | 0 | 0 | 0 | 0 | 0
F3_Commercial_Miscellaneous_Existing_Space Heating_Electric_Electric Furnace_E3 | F3 | Commercial | Miscellaneous | Existing | Space Heating | Electric | Electric Furnace | E3 | PACT BC Ratio | 0 | 0 | 0 | 0 | 0 | 0 | 0 | 0 | 0 | 0 | 0 | 0 | 0 | 0 | 0 | 0 | 0 | 0 | 0 | 0 | 0 | 0 | 0 | 0 | 0 | 0 | 0 | 0 | 0 | 0
F3_Commercial_Miscellaneous_Existing_Space Heating_Electric_Electric Furnace_E4 | F3 | Commercial | Miscellaneous | Existing | Space Heating | Electric | Electric Furnace | E4 | PACT BC Ratio | 0 | 0 | 0 | 0 | 0 | 0 | 0 | 0 | 0 | 0 | 0 | 0 | 0 | 0 | 0 | 0 | 0 | 0 | 0 | 0 | 0 | 0 | 0 | 0 | 0 | 0 | 0 | 0 | 0 | 0
F3_Commercial_Miscellaneous_Existing_Space Heating_Electric_Electric Furnace_E5 | F3 | Commercial | Miscellaneous | Existing | Space Heating | Electric | Electric Furnace | E5 | PACT BC Ratio | 0 | 0 | 0 | 0 | 0 | 0 | 0 | 0 | 0 | 0 | 0 | 0 | 0 | 0 | 0 | 0 | 0 | 0 | 0 | 0 | 0 | 0 | 0 | 0 | 0 | 0 | 0 | 0 | 0 | 0
F3_Commercial_Miscellaneous_Existing_Space Heating_Electric_Electric Furnace_E6 | F3 | Commercial | Miscellaneous | Existing | Space Heating | Electric | Electric Furnace | E6 | PACT BC Ratio | 0 | 0 | 0 | 0 | 0 | 0 | 0 | 0 | 0 | 0 | 0 | 0 | 0 | 0 | 0 | 0 | 0 | 0 | 0 | 0 | 0 | 0 | 0 | 0 | 0 | 0 | 0 | 0 | 0 | 0
F3_Commercial_Miscellaneous_Existing_Space Heating_Electric_Electric Furnace_E7 | F3 | Commercial | Miscellaneous | Existing | Space Heating | Electric | Electric Furnace | E7 | PACT BC Ratio | 0 | 0 | 0 | 0 | 0 | 0 | 0 | 0 | 0 | 0 | 0 | 0 | 0 | 0 | 0 | 0 | 0 | 0 | 0 | 0 | 0 | 0 | 0 | 0 | 0 | 0 | 0 | 0 | 0 | 0
F3_Commercial_Miscellaneous_Existing_Space Heating_Electric_Electric Furnace_E8 | F3 | Commercial | Miscellaneous | Existing | Space Heating | Electric | Electric Furnace | E8 | PACT BC Ratio | 0 | 0 | 0 | 0 | 0 | 0 | 0 | 0 | 0 | 0 | 0 | 0 | 0 | 0 | 0 | 0 | 0 | 0 | 0 | 0 | 0 | 0 | 0 | 0 | 0 | 0 | 0 | 0 | 0 | 0
F3_Commercial_Miscellaneous_Existing_Space Heating_Electric_Electric Furnace_E9 | F3 | Commercial | Miscellaneous | Existing | Space Heating | Electric | Electric Furnace | E9 | PACT BC Ratio | 0 | 0 | 0 | 0 | 0 | 0 | 0 | 0 | 0 | 0 | 0 | 0 | 0 | 0 | 0 | 0 | 0 | 0 | 0 | 0 | 0 | 0 | 0 | 0 | 0 | 0 | 0 | 0 | 0 | 0
F3_Commercial_Miscellaneous_Existing_Space Heating_Electric_Electric Furnace_E10 | F3 | Commercial | Miscellaneous | Existing | Space Heating | Electric | Electric Furnace | E10 | PACT BC Ratio | 0 | 0 | 0 | 0 | 0 | 0 | 0 | 0 | 0 | 0 | 0 | 0 | 0 | 0 | 0 | 0 | 0 | 0 | 0 | 0 | 0 | 0 | 0 | 0 | 0 | 0 | 0 | 0 | 0 | 0
F4_Commercial_Miscellaneous_Existing_Space Heating_Electric_Electric Furnace_E1 | F4 | Commercial | Miscellaneous | Existing | Space Heating | Electric | Electric Furnace | E1 | RVT BC Ratio | 0 | 0 | 0 | 0 | 0 | 0 | 0 | 0 | 0 | 0 | 0 | 0 | 0 | 0 | 0 | 0 | 0 | 0 | 0 | 0 | 0 | 0 | 0 | 0 | 0 | 0 | 0 | 0 | 0 | 0
F4_Commercial_Miscellaneous_Existing_Space Heating_Electric_Electric Furnace_E2 | F4 | Commercial | Miscellaneous | Existing | Space Heating | Electric | Electric Furnace | E2 | RVT BC Ratio | 0 | 0 | 0 | 0 | 0 | 0 | 0 | 0 | 0 | 0 | 0 | 0 | 0 | 0 | 0 | 0 | 0 | 0 | 0 | 0 | 0 | 0 | 0 | 0 | 0 | 0 | 0 | 0 | 0 | 0
F4_Commercial_Miscellaneous_Existing_Space Heating_Electric_Electric Furnace_E3 | F4 | Commercial | Miscellaneous | Existing | Space Heating | Electric | Electric Furnace | E3 | RVT BC Ratio | 0 | 0 | 0 | 0 | 0 | 0 | 0 | 0 | 0 | 0 | 0 | 0 | 0 | 0 | 0 | 0 | 0 | 0 | 0 | 0 | 0 | 0 | 0 | 0 | 0 | 0 | 0 | 0 | 0 | 0
F4_Commercial_Miscellaneous_Existing_Space Heating_Electric_Electric Furnace_E4 | F4 | Commercial | Miscellaneous | Existing | Space Heating | Electric | Electric Furnace | E4 | RVT BC Ratio | 0 | 0 | 0 | 0 | 0 | 0 | 0 | 0 | 0 | 0 | 0 | 0 | 0 | 0 | 0 | 0 | 0 | 0 | 0 | 0 | 0 | 0 | 0 | 0 | 0 | 0 | 0 | 0 | 0 | 0
F4_Commercial_Miscellaneous_Existing_Space Heating_Electric_Electric Furnace_E5 | F4 | Commercial | Miscellaneous | Existing | Space Heating | Electric | Electric Furnace | E5 | RVT BC Ratio | 0 | 0 | 0 | 0 | 0 | 0 | 0 | 0 | 0 | 0 | 0 | 0 | 0 | 0 | 0 | 0 | 0 | 0 | 0 | 0 | 0 | 0 | 0 | 0 | 0 | 0 | 0 | 0 | 0 | 0
F4_Commercial_Miscellaneous_Existing_Space Heating_Electric_Electric Furnace_E6 | F4 | Commercial | Miscellaneous | Existing | Space Heating | Electric | Electric Furnace | E6 | RVT BC Ratio | 0 | 0 | 0 | 0 | 0 | 0 | 0 | 0 | 0 | 0 | 0 | 0 | 0 | 0 | 0 | 0 | 0 | 0 | 0 | 0 | 0 | 0 | 0 | 0 | 0 | 0 | 0 | 0 | 0 | 0
F4_Commercial_Miscellaneous_Existing_Space Heating_Electric_Electric Furnace_E7 | F4 | Commercial | Miscellaneous | Existing | Space Heating | Electric | Electric Furnace | E7 | RVT BC Ratio | 0 | 0 | 0 | 0 | 0 | 0 | 0 | 0 | 0 | 0 | 0 | 0 | 0 | 0 | 0 | 0 | 0 | 0 | 0 | 0 | 0 | 0 | 0 | 0 | 0 | 0 | 0 | 0 | 0 | 0
F4_Commercial_Miscellaneous_Existing_Space Heating_Electric_Electric Furnace_E8 | F4 | Commercial | Miscellaneous | Existing | Space Heating | Electric | Electric Furnace | E8 | RVT BC Ratio | 0 | 0 | 0 | 0 | 0 | 0 | 0 | 0 | 0 | 0 | 0 | 0 | 0 | 0 | 0 | 0 | 0 | 0 | 0 | 0 | 0 | 0 | 0 | 0 | 0 | 0 | 0 | 0 | 0 | 0
F4_Commercial_Miscellaneous_Existing_Space Heating_Electric_Electric Furnace_E9 | F4 | Commercial | Miscellaneous | Existing | Space Heating | Electric | Electric Furnace | E9 | RVT BC Ratio | 0 | 0 | 0 | 0 | 0 | 0 | 0 | 0 | 0 | 0 | 0 | 0 | 0 | 0 | 0 | 0 | 0 | 0 | 0 | 0 | 0 | 0 | 0 | 0 | 0 | 0 | 0 | 0 | 0 | 0
F4_Commercial_Miscellaneous_Existing_Space Heating_Electric_Electric Furnace_E10 | F4 | Commercial | Miscellaneous | Existing | Space Heating | Electric | Electric Furnace | E10 | RVT BC Ratio | 0 | 0 | 0 | 0 | 0 | 0 | 0 | 0 | 0 | 0 | 0 | 0 | 0 | 0 | 0 | 0 | 0 | 0 | 0 | 0 | 0 | 0 | 0 | 0 | 0 | 0 | 0 | 0 | 0 | 0
F5_Commercial_Miscellaneous_Existing_Space Heating_Electric_Electric Furnace_E1 | F5 | Commercial | Miscellaneous | Existing | Space Heating | Electric | Electric Furnace | E1 | RIM BC Ratio | 0 | 0 | 0 | 0 | 0 | 0 | 0 | 0 | 0 | 0 | 0 | 0 | 0 | 0 | 0 | 0 | 0 | 0 | 0 | 0 | 0 | 0 | 0 | 0 | 0 | 0 | 0 | 0 | 0 | 0
F5_Commercial_Miscellaneous_Existing_Space Heating_Electric_Electric Furnace_E2 | F5 | Commercial | Miscellaneous | Existing | Space Heating | Electric | Electric Furnace | E2 | RIM BC Ratio | 0 | 0 | 0 | 0 | 0 | 0 | 0 | 0 | 0 | 0 | 0 | 0 | 0 | 0 | 0 | 0 | 0 | 0 | 0 | 0 | 0 | 0 | 0 | 0 | 0 | 0 | 0 | 0 | 0 | 0
F5_Commercial_Miscellaneous_Existing_Space Heating_Electric_Electric Furnace_E3 | F5 | Commercial | Miscellaneous | Existing | Space Heating | Electric | Electric Furnace | E3 | RIM BC Ratio | 0 | 0 | 0 | 0 | 0 | 0 | 0 | 0 | 0 | 0 | 0 | 0 | 0 | 0 | 0 | 0 | 0 | 0 | 0 | 0 | 0 | 0 | 0 | 0 | 0 | 0 | 0 | 0 | 0 | 0
F5_Commercial_Miscellaneous_Existing_Space Heating_Electric_Electric Furnace_E4 | F5 | Commercial | Miscellaneous | Existing | Space Heating | Electric | Electric Furnace | E4 | RIM BC Ratio | 0 | 0 | 0 | 0 | 0 | 0 | 0 | 0 | 0 | 0 | 0 | 0 | 0 | 0 | 0 | 0 | 0 | 0 | 0 | 0 | 0 | 0 | 0 | 0 | 0 | 0 | 0 | 0 | 0 | 0
F5_Commercial_Miscellaneous_Existing_Space Heating_Electric_Electric Furnace_E5 | F5 | Commercial | Miscellaneous | Existing | Space Heating | Electric | Electric Furnace | E5 | RIM BC Ratio | 0 | 0 | 0 | 0 | 0 | 0 | 0 | 0 | 0 | 0 | 0 | 0 | 0 | 0 | 0 | 0 | 0 | 0 | 0 | 0 | 0 | 0 | 0 | 0 | 0 | 0 | 0 | 0 | 0 | 0
F5_Commercial_Miscellaneous_Existing_Space Heating_Electric_Electric Furnace_E6 | F5 | Commercial | Miscellaneous | Existing | Space Heating | Electric | Electric Furnace | E6 | RIM BC Ratio | 0 | 0 | 0 | 0 | 0 | 0 | 0 | 0 | 0 | 0 | 0 | 0 | 0 | 0 | 0 | 0 | 0 | 0 | 0 | 0 | 0 | 0 | 0 | 0 | 0 | 0 | 0 | 0 | 0 | 0
F5_Commercial_Miscellaneous_Existing_Space Heating_Electric_Electric Furnace_E7 | F5 | Commercial | Miscellaneous | Existing | Space Heating | Electric | Electric Furnace | E7 | RIM BC Ratio | 0 | 0 | 0 | 0 | 0 | 0 | 0 | 0 | 0 | 0 | 0 | 0 | 0 | 0 | 0 | 0 | 0 | 0 | 0 | 0 | 0 | 0 | 0 | 0 | 0 | 0 | 0 | 0 | 0 | 0
F5_Commercial_Miscellaneous_Existing_Space Heating_Electric_Electric Furnace_E8 | F5 | Commercial | Miscellaneous | Existing | Space Heating | Electric | Electric Furnace | E8 | RIM BC Ratio | 0 | 0 | 0 | 0 | 0 | 0 | 0 | 0 | 0 | 0 | 0 | 0 | 0 | 0 | 0 | 0 | 0 | 0 | 0 | 0 | 0 | 0 | 0 | 0 | 0 | 0 | 0 | 0 | 0 | 0
F5_Commercial_Miscellaneous_Existing_Space Heating_Electric_Electric Furnace_E9 | F5 | Commercial | Miscellaneous | Existing | Space Heating | Electric | Electric Furnace | E9 | RIM BC Ratio | 0 | 0 | 0 | 0 | 0 | 0 | 0 | 0 | 0 | 0 | 0 | 0 | 0 | 0 | 0 | 0 | 0 | 0 | 0 | 0 | 0 | 0 | 0 | 0 | 0 | 0 | 0 | 0 | 0 | 0
F5_Commercial_Miscellaneous_Existing_Space Heating_Electric_Electric Furnace_E10 | F5 | Commercial | Miscellaneous | Existing | Space Heating | Electric | Electric Furnace | E10 | RIM BC Ratio | 0 | 0 | 0 | 0 | 0 | 0 | 0 | 0 | 0 | 0 | 0 | 0 | 0 | 0 | 0 | 0 | 0 | 0 | 0 | 0 | 0 | 0 | 0 | 0 | 0 | 0 | 0 | 0 | 0 | 0
F0_Commercial_Miscellaneous_Existing_Space Heating_Electric_Electric Room Heat_E0 | F0 | Commercial | Miscellaneous | Existing | Space Heating | Electric | Electric Room Heat | E0 | Economic Unit | 0 | 0 | 0 | 0 | 0 | 0 | 0 | 0 | 0 | 0 | 0 | 0 | 0 | 0 | 0 | 0 | 0 | 0 | 0 | 0 | 0 | 0 | 0 | 0 | 0 | 0 | 0 | 0 | 0 | 0
F1_Commercial_Miscellaneous_Existing_Space Heating_Electric_Electric Room Heat_E1 | F1 | Commercial | Miscellaneous | Existing | Space Heating | Electric | Electric Room Heat | E1 | CCE | 0 | 0 | 0 | 0 | 0 | 0 | 0 | 0 | 0 | 0 | 0 | 0 | 0 | 0 | 0 | 0 | 0 | 0 | 0 | 0 | 0 | 0 | 0 | 0 | 0 | 0 | 0 | 0 | 0 | 0
F1_Commercial_Miscellaneous_Existing_Space Heating_Electric_Electric Room Heat_E2 | F1 | Commercial | Miscellaneous | Existing | Space Heating | Electric | Electric Room Heat | E2 | CCE | 0 | 0 | 0 | 0 | 0 | 0 | 0 | 0 | 0 | 0 | 0 | 0 | 0 | 0 | 0 | 0 | 0 | 0 | 0 | 0 | 0 | 0 | 0 | 0 | 0 | 0 | 0 | 0 | 0 | 0
F1_Commercial_Miscellaneous_Existing_Space Heating_Electric_Electric Room Heat_E3 | F1 | Commercial | Miscellaneous | Existing | Space Heating | Electric | Electric Room Heat | E3 | CCE | 0 | 0 | 0 | 0 | 0 | 0 | 0 | 0 | 0 | 0 | 0 | 0 | 0 | 0 | 0 | 0 | 0 | 0 | 0 | 0 | 0 | 0 | 0 | 0 | 0 | 0 | 0 | 0 | 0 | 0
F1_Commercial_Miscellaneous_Existing_Space Heating_Electric_Electric Room Heat_E4 | F1 | Commercial | Miscellaneous | Existing | Space Heating | Electric | Electric Room Heat | E4 | CCE | 0 | 0 | 0 | 0 | 0 | 0 | 0 | 0 | 0 | 0 | 0 | 0 | 0 | 0 | 0 | 0 | 0 | 0 | 0 | 0 | 0 | 0 | 0 | 0 | 0 | 0 | 0 | 0 | 0 | 0
F1_Commercial_Miscellaneous_Existing_Space Heating_Electric_Electric Room Heat_E5 | F1 | Commercial | Miscellaneous | Existing | Space Heating | Electric | Electric Room Heat | E5 | CCE | 0 | 0 | 0 | 0 | 0 | 0 | 0 | 0 | 0 | 0 | 0 | 0 | 0 | 0 | 0 | 0 | 0 | 0 | 0 | 0 | 0 | 0 | 0 | 0 | 0 | 0 | 0 | 0 | 0 | 0
F1_Commercial_Miscellaneous_Existing_Space Heating_Electric_Electric Room Heat_E6 | F1 | Commercial | Miscellaneous | Existing | Space Heating | Electric | Electric Room Heat | E6 | CCE | 0 | 0 | 0 | 0 | 0 | 0 | 0 | 0 | 0 | 0 | 0 | 0 | 0 | 0 | 0 | 0 | 0 | 0 | 0 | 0 | 0 | 0 | 0 | 0 | 0 | 0 | 0 | 0 | 0 | 0
F1_Commercial_Miscellaneous_Existing_Space Heating_Electric_Electric Room Heat_E7 | F1 | Commercial | Miscellaneous | Existing | Space Heating | Electric | Electric Room Heat | E7 | CCE | 0 | 0 | 0 | 0 | 0 | 0 | 0 | 0 | 0 | 0 | 0 | 0 | 0 | 0 | 0 | 0 | 0 | 0 | 0 | 0 | 0 | 0 | 0 | 0 | 0 | 0 | 0 | 0 | 0 | 0
F1_Commercial_Miscellaneous_Existing_Space Heating_Electric_Electric Room Heat_E8 | F1 | Commercial | Miscellaneous | Existing | Space Heating | Electric | Electric Room Heat | E8 | CCE | 0 | 0 | 0 | 0 | 0 | 0 | 0 | 0 | 0 | 0 | 0 | 0 | 0 | 0 | 0 | 0 | 0 | 0 | 0 | 0 | 0 | 0 | 0 | 0 | 0 | 0 | 0 | 0 | 0 | 0
F1_Commercial_Miscellaneous_Existing_Space Heating_Electric_Electric Room Heat_E9 | F1 | Commercial | Miscellaneous | Existing | Space Heating | Electric | Electric Room Heat | E9 | CCE | 0 | 0 | 0 | 0 | 0 | 0 | 0 | 0 | 0 | 0 | 0 | 0 | 0 | 0 | 0 | 0 | 0 | 0 | 0 | 0 | 0 | 0 | 0 | 0 | 0 | 0 | 0 | 0 | 0 | 0
F1_Commercial_Miscellaneous_Existing_Space Heating_Electric_Electric Room Heat_E10 | F1 | Commercial | Miscellaneous | Existing | Space Heating | Electric | Electric Room Heat | E10 | CCE | 0 | 0 | 0 | 0 | 0 | 0 | 0 | 0 | 0 | 0 | 0 | 0 | 0 | 0 | 0 | 0 | 0 | 0 | 0 | 0 | 0 | 0 | 0 | 0 | 0 | 0 | 0 | 0 | 0 | 0
F2_Commercial_Miscellaneous_Existing_Space Heating_Electric_Electric Room Heat_E1 | F2 | Commercial | Miscellaneous | Existing | Space Heating | Electric | Electric Room Heat | E1 | TRC BC Ratio | 0 | 0 | 0 | 0 | 0 | 0 | 0 | 0 | 0 | 0 | 0 | 0 | 0 | 0 | 0 | 0 | 0 | 0 | 0 | 0 | 0 | 0 | 0 | 0 | 0 | 0 | 0 | 0 | 0 | 0
F2_Commercial_Miscellaneous_Existing_Space Heating_Electric_Electric Room Heat_E2 | F2 | Commercial | Miscellaneous | Existing | Space Heating | Electric | Electric Room Heat | E2 | TRC BC Ratio | 0 | 0 | 0 | 0 | 0 | 0 | 0 | 0 | 0 | 0 | 0 | 0 | 0 | 0 | 0 | 0 | 0 | 0 | 0 | 0 | 0 | 0 | 0 | 0 | 0 | 0 | 0 | 0 | 0 | 0
F2_Commercial_Miscellaneous_Existing_Space Heating_Electric_Electric Room Heat_E3 | F2 | Commercial | Miscellaneous | Existing | Space Heating | Electric | Electric Room Heat | E3 | TRC BC Ratio | 0 | 0 | 0 | 0 | 0 | 0 | 0 | 0 | 0 | 0 | 0 | 0 | 0 | 0 | 0 | 0 | 0 | 0 | 0 | 0 | 0 | 0 | 0 | 0 | 0 | 0 | 0 | 0 | 0 | 0
F2_Commercial_Miscellaneous_Existing_Space Heating_Electric_Electric Room Heat_E4 | F2 | Commercial | Miscellaneous | Existing | Space Heating | Electric | Electric Room Heat | E4 | TRC BC Ratio | 0 | 0 | 0 | 0 | 0 | 0 | 0 | 0 | 0 | 0 | 0 | 0 | 0 | 0 | 0 | 0 | 0 | 0 | 0 | 0 | 0 | 0 | 0 | 0 | 0 | 0 | 0 | 0 | 0 | 0
F2_Commercial_Miscellaneous_Existing_Space Heating_Electric_Electric Room Heat_E5 | F2 | Commercial | Miscellaneous | Existing | Space Heating | Electric | Electric Room Heat | E5 | TRC BC Ratio | 0 | 0 | 0 | 0 | 0 | 0 | 0 | 0 | 0 | 0 | 0 | 0 | 0 | 0 | 0 | 0 | 0 | 0 | 0 | 0 | 0 | 0 | 0 | 0 | 0 | 0 | 0 | 0 | 0 | 0
F2_Commercial_Miscellaneous_Existing_Space Heating_Electric_Electric Room Heat_E6 | F2 | Commercial | Miscellaneous | Existing | Space Heating | Electric | Electric Room Heat | E6 | TRC BC Ratio | 0 | 0 | 0 | 0 | 0 | 0 | 0 | 0 | 0 | 0 | 0 | 0 | 0 | 0 | 0 | 0 | 0 | 0 | 0 | 0 | 0 | 0 | 0 | 0 | 0 | 0 | 0 | 0 | 0 | 0
F2_Commercial_Miscellaneous_Existing_Space Heating_Electric_Electric Room Heat_E7 | F2 | Commercial | Miscellaneous | Existing | Space Heating | Electric | Electric Room Heat | E7 | TRC BC Ratio | 0 | 0 | 0 | 0 | 0 | 0 | 0 | 0 | 0 | 0 | 0 | 0 | 0 | 0 | 0 | 0 | 0 | 0 | 0 | 0 | 0 | 0 | 0 | 0 | 0 | 0 | 0 | 0 | 0 | 0
F2_Commercial_Miscellaneous_Existing_Space Heating_Electric_Electric Room Heat_E8 | F2 | Commercial | Miscellaneous | Existing | Space Heating | Electric | Electric Room Heat | E8 | TRC BC Ratio | 0 | 0 | 0 | 0 | 0 | 0 | 0 | 0 | 0 | 0 | 0 | 0 | 0 | 0 | 0 | 0 | 0 | 0 | 0 | 0 | 0 | 0 | 0 | 0 | 0 | 0 | 0 | 0 | 0 | 0
F2_Commercial_Miscellaneous_Existing_Space Heating_Electric_Electric Room Heat_E9 | F2 | Commercial | Miscellaneous | Existing | Space Heating | Electric | Electric Room Heat | E9 | TRC BC Ratio | 0 | 0 | 0 | 0 | 0 | 0 | 0 | 0 | 0 | 0 | 0 | 0 | 0 | 0 | 0 | 0 | 0 | 0 | 0 | 0 | 0 | 0 | 0 | 0 | 0 | 0 | 0 | 0 | 0 | 0
F2_Commercial_Miscellaneous_Existing_Space Heating_Electric_Electric Room Heat_E10 | F2 | Commercial | Miscellaneous | Existing | Space Heating | Electric | Electric Room Heat | E10 | TRC BC Ratio | 0 | 0 | 0 | 0 | 0 | 0 | 0 | 0 | 0 | 0 | 0 | 0 | 0 | 0 | 0 | 0 | 0 | 0 | 0 | 0 | 0 | 0 | 0 | 0 | 0 | 0 | 0 | 0 | 0 | 0
F3_Commercial_Miscellaneous_Existing_Space Heating_Electric_Electric Room Heat_E1 | F3 | Commercial | Miscellaneous | Existing | Space Heating | Electric | Electric Room Heat | E1 | PACT BC Ratio | 0 | 0 | 0 | 0 | 0 | 0 | 0 | 0 | 0 | 0 | 0 | 0 | 0 | 0 | 0 | 0 | 0 | 0 | 0 | 0 | 0 | 0 | 0 | 0 | 0 | 0 | 0 | 0 | 0 | 0
F3_Commercial_Miscellaneous_Existing_Space Heating_Electric_Electric Room Heat_E2 | F3 | Commercial | Miscellaneous | Existing | Space Heating | Electric | Electric Room Heat | E2 | PACT BC Ratio | 0 | 0 | 0 | 0 | 0 | 0 | 0 | 0 | 0 | 0 | 0 | 0 | 0 | 0 | 0 | 0 | 0 | 0 | 0 | 0 | 0 | 0 | 0 | 0 | 0 | 0 | 0 | 0 | 0 | 0
F3_Commercial_Miscellaneous_Existing_Space Heating_Electric_Electric Room Heat_E3 | F3 | Commercial | Miscellaneous | Existing | Space Heating | Electric | Electric Room Heat | E3 | PACT BC Ratio | 0 | 0 | 0 | 0 | 0 | 0 | 0 | 0 | 0 | 0 | 0 | 0 | 0 | 0 | 0 | 0 | 0 | 0 | 0 | 0 | 0 | 0 | 0 | 0 | 0 | 0 | 0 | 0 | 0 | 0
F3_Commercial_Miscellaneous_Existing_Space Heating_Electric_Electric Room Heat_E4 | F3 | Commercial | Miscellaneous | Existing | Space Heating | Electric | Electric Room Heat | E4 | PACT BC Ratio | 0 | 0 | 0 | 0 | 0 | 0 | 0 | 0 | 0 | 0 | 0 | 0 | 0 | 0 | 0 | 0 | 0 | 0 | 0 | 0 | 0 | 0 | 0 | 0 | 0 | 0 | 0 | 0 | 0 | 0
F3_Commercial_Miscellaneous_Existing_Space Heating_Electric_Electric Room Heat_E5 | F3 | Commercial | Miscellaneous | Existing | Space Heating | Electric | Electric Room Heat | E5 | PACT BC Ratio | 0 | 0 | 0 | 0 | 0 | 0 | 0 | 0 | 0 | 0 | 0 | 0 | 0 | 0 | 0 | 0 | 0 | 0 | 0 | 0 | 0 | 0 | 0 | 0 | 0 | 0 | 0 | 0 | 0 | 0
F3_Commercial_Miscellaneous_Existing_Space Heating_Electric_Electric Room Heat_E6 | F3 | Commercial | Miscellaneous | Existing | Space Heating | Electric | Electric Room Heat | E6 | PACT BC Ratio | 0 | 0 | 0 | 0 | 0 | 0 | 0 | 0 | 0 | 0 | 0 | 0 | 0 | 0 | 0 | 0 | 0 | 0 | 0 | 0 | 0 | 0 | 0 | 0 | 0 | 0 | 0 | 0 | 0 | 0
F3_Commercial_Miscellaneous_Existing_Space Heating_Electric_Electric Room Heat_E7 | F3 | Commercial | Miscellaneous | Existing | Space Heating | Electric | Electric Room Heat | E7 | PACT BC Ratio | 0 | 0 | 0 | 0 | 0 | 0 | 0 | 0 | 0 | 0 | 0 | 0 | 0 | 0 | 0 | 0 | 0 | 0 | 0 | 0 | 0 | 0 | 0 | 0 | 0 | 0 | 0 | 0 | 0 | 0
F3_Commercial_Miscellaneous_Existing_Space Heating_Electric_Electric Room Heat_E8 | F3 | Commercial | Miscellaneous | Existing | Space Heating | Electric | Electric Room Heat | E8 | PACT BC Ratio | 0 | 0 | 0 | 0 | 0 | 0 | 0 | 0 | 0 | 0 | 0 | 0 | 0 | 0 | 0 | 0 | 0 | 0 | 0 | 0 | 0 | 0 | 0 | 0 | 0 | 0 | 0 | 0 | 0 | 0
F3_Commercial_Miscellaneous_Existing_Space Heating_Electric_Electric Room Heat_E9 | F3 | Commercial | Miscellaneous | Existing | Space Heating | Electric | Electric Room Heat | E9 | PACT BC Ratio | 0 | 0 | 0 | 0 | 0 | 0 | 0 | 0 | 0 | 0 | 0 | 0 | 0 | 0 | 0 | 0 | 0 | 0 | 0 | 0 | 0 | 0 | 0 | 0 | 0 | 0 | 0 | 0 | 0 | 0
F3_Commercial_Miscellaneous_Existing_Space Heating_Electric_Electric Room Heat_E10 | F3 | Commercial | Miscellaneous | Existing | Space Heating | Electric | Electric Room Heat | E10 | PACT BC Ratio | 0 | 0 | 0 | 0 | 0 | 0 | 0 | 0 | 0 | 0 | 0 | 0 | 0 | 0 | 0 | 0 | 0 | 0 | 0 | 0 | 0 | 0 | 0 | 0 | 0 | 0 | 0 | 0 | 0 | 0
F4_Commercial_Miscellaneous_Existing_Space Heating_Electric_Electric Room Heat_E1 | F4 | Commercial | Miscellaneous | Existing | Space Heating | Electric | Electric Room Heat | E1 | RVT BC Ratio | 0 | 0 | 0 | 0 | 0 | 0 | 0 | 0 | 0 | 0 | 0 | 0 | 0 | 0 | 0 | 0 | 0 | 0 | 0 | 0 | 0 | 0 | 0 | 0 | 0 | 0 | 0 | 0 | 0 | 0
F4_Commercial_Miscellaneous_Existing_Space Heating_Electric_Electric Room Heat_E2 | F4 | Commercial | Miscellaneous | Existing | Space Heating | Electric | Electric Room Heat | E2 | RVT BC Ratio | 0 | 0 | 0 | 0 | 0 | 0 | 0 | 0 | 0 | 0 | 0 | 0 | 0 | 0 | 0 | 0 | 0 | 0 | 0 | 0 | 0 | 0 | 0 | 0 | 0 | 0 | 0 | 0 | 0 | 0
F4_Commercial_Miscellaneous_Existing_Space Heating_Electric_Electric Room Heat_E3 | F4 | Commercial | Miscellaneous | Existing | Space Heating | Electric | Electric Room Heat | E3 | RVT BC Ratio | 0 | 0 | 0 | 0 | 0 | 0 | 0 | 0 | 0 | 0 | 0 | 0 | 0 | 0 | 0 | 0 | 0 | 0 | 0 | 0 | 0 | 0 | 0 | 0 | 0 | 0 | 0 | 0 | 0 | 0
F4_Commercial_Miscellaneous_Existing_Space Heating_Electric_Electric Room Heat_E4 | F4 | Commercial | Miscellaneous | Existing | Space Heating | Electric | Electric Room Heat | E4 | RVT BC Ratio | 0 | 0 | 0 | 0 | 0 | 0 | 0 | 0 | 0 | 0 | 0 | 0 | 0 | 0 | 0 | 0 | 0 | 0 | 0 | 0 | 0 | 0 | 0 | 0 | 0 | 0 | 0 | 0 | 0 | 0
F4_Commercial_Miscellaneous_Existing_Space Heating_Electric_Electric Room Heat_E5 | F4 | Commercial | Miscellaneous | Existing | Space Heating | Electric | Electric Room Heat | E5 | RVT BC Ratio | 0 | 0 | 0 | 0 | 0 | 0 | 0 | 0 | 0 | 0 | 0 | 0 | 0 | 0 | 0 | 0 | 0 | 0 | 0 | 0 | 0 | 0 | 0 | 0 | 0 | 0 | 0 | 0 | 0 | 0
F4_Commercial_Miscellaneous_Existing_Space Heating_Electric_Electric Room Heat_E6 | F4 | Commercial | Miscellaneous | Existing | Space Heating | Electric | Electric Room Heat | E6 | RVT BC Ratio | 0 | 0 | 0 | 0 | 0 | 0 | 0 | 0 | 0 | 0 | 0 | 0 | 0 | 0 | 0 | 0 | 0 | 0 | 0 | 0 | 0 | 0 | 0 | 0 | 0 | 0 | 0 | 0 | 0 | 0
F4_Commercial_Miscellaneous_Existing_Space Heating_Electric_Electric Room Heat_E7 | F4 | Commercial | Miscellaneous | Existing | Space Heating | Electric | Electric Room Heat | E7 | RVT BC Ratio | 0 | 0 | 0 | 0 | 0 | 0 | 0 | 0 | 0 | 0 | 0 | 0 | 0 | 0 | 0 | 0 | 0 | 0 | 0 | 0 | 0 | 0 | 0 | 0 | 0 | 0 | 0 | 0 | 0 | 0
F4_Commercial_Miscellaneous_Existing_Space Heating_Electric_Electric Room Heat_E8 | F4 | Commercial | Miscellaneous | Existing | Space Heating | Electric | Electric Room Heat | E8 | RVT BC Ratio | 0 | 0 | 0 | 0 | 0 | 0 | 0 | 0 | 0 | 0 | 0 | 0 | 0 | 0 | 0 | 0 | 0 | 0 | 0 | 0 | 0 | 0 | 0 | 0 | 0 | 0 | 0 | 0 | 0 | 0
F4_Commercial_Miscellaneous_Existing_Space Heating_Electric_Electric Room Heat_E9 | F4 | Commercial | Miscellaneous | Existing | Space Heating | Electric | Electric Room Heat | E9 | RVT BC Ratio | 0 | 0 | 0 | 0 | 0 | 0 | 0 | 0 | 0 | 0 | 0 | 0 | 0 | 0 | 0 | 0 | 0 | 0 | 0 | 0 | 0 | 0 | 0 | 0 | 0 | 0 | 0 | 0 | 0 | 0
F4_Commercial_Miscellaneous_Existing_Space Heating_Electric_Electric Room Heat_E10 | F4 | Commercial | Miscellaneous | Existing | Space Heating | Electric | Electric Room Heat | E10 | RVT BC Ratio | 0 | 0 | 0 | 0 | 0 | 0 | 0 | 0 | 0 | 0 | 0 | 0 | 0 | 0 | 0 | 0 | 0 | 0 | 0 | 0 | 0 | 0 | 0 | 0 | 0 | 0 | 0 | 0 | 0 | 0
F5_Commercial_Miscellaneous_Existing_Space Heating_Electric_Electric Room Heat_E1 | F5 | Commercial | Miscellaneous | Existing | Space Heating | Electric | Electric Room Heat | E1 | RIM BC Ratio | 0 | 0 | 0 | 0 | 0 | 0 | 0 | 0 | 0 | 0 | 0 | 0 | 0 | 0 | 0 | 0 | 0 | 0 | 0 | 0 | 0 | 0 | 0 | 0 | 0 | 0 | 0 | 0 | 0 | 0
F5_Commercial_Miscellaneous_Existing_Space Heating_Electric_Electric Room Heat_E2 | F5 | Commercial | Miscellaneous | Existing | Space Heating | Electric | Electric Room Heat | E2 | RIM BC Ratio | 0 | 0 | 0 | 0 | 0 | 0 | 0 | 0 | 0 | 0 | 0 | 0 | 0 | 0 | 0 | 0 | 0 | 0 | 0 | 0 | 0 | 0 | 0 | 0 | 0 | 0 | 0 | 0 | 0 | 0
F5_Commercial_Miscellaneous_Existing_Space Heating_Electric_Electric Room Heat_E3 | F5 | Commercial | Miscellaneous | Existing | Space Heating | Electric | Electric Room Heat | E3 | RIM BC Ratio | 0 | 0 | 0 | 0 | 0 | 0 | 0 | 0 | 0 | 0 | 0 | 0 | 0 | 0 | 0 | 0 | 0 | 0 | 0 | 0 | 0 | 0 | 0 | 0 | 0 | 0 | 0 | 0 | 0 | 0
F5_Commercial_Miscellaneous_Existing_Space Heating_Electric_Electric Room Heat_E4 | F5 | Commercial | Miscellaneous | Existing | Space Heating | Electric | Electric Room Heat | E4 | RIM BC Ratio | 0 | 0 | 0 | 0 | 0 | 0 | 0 | 0 | 0 | 0 | 0 | 0 | 0 | 0 | 0 | 0 | 0 | 0 | 0 | 0 | 0 | 0 | 0 | 0 | 0 | 0 | 0 | 0 | 0 | 0
F5_Commercial_Miscellaneous_Existing_Space Heating_Electric_Electric Room Heat_E5 | F5 | Commercial | Miscellaneous | Existing | Space Heating | Electric | Electric Room Heat | E5 | RIM BC Ratio | 0 | 0 | 0 | 0 | 0 | 0 | 0 | 0 | 0 | 0 | 0 | 0 | 0 | 0 | 0 | 0 | 0 | 0 | 0 | 0 | 0 | 0 | 0 | 0 | 0 | 0 | 0 | 0 | 0 | 0
F5_Commercial_Miscellaneous_Existing_Space Heating_Electric_Electric Room Heat_E6 | F5 | Commercial | Miscellaneous | Existing | Space Heating | Electric | Electric Room Heat | E6 | RIM BC Ratio | 0 | 0 | 0 | 0 | 0 | 0 | 0 | 0 | 0 | 0 | 0 | 0 | 0 | 0 | 0 | 0 | 0 | 0 | 0 | 0 | 0 | 0 | 0 | 0 | 0 | 0 | 0 | 0 | 0 | 0
F5_Commercial_Miscellaneous_Existing_Space Heating_Electric_Electric Room Heat_E7 | F5 | Commercial | Miscellaneous | Existing | Space Heating | Electric | Electric Room Heat | E7 | RIM BC Ratio | 0 | 0 | 0 | 0 | 0 | 0 | 0 | 0 | 0 | 0 | 0 | 0 | 0 | 0 | 0 | 0 | 0 | 0 | 0 | 0 | 0 | 0 | 0 | 0 | 0 | 0 | 0 | 0 | 0 | 0
F5_Commercial_Miscellaneous_Existing_Space Heating_Electric_Electric Room Heat_E8 | F5 | Commercial | Miscellaneous | Existing | Space Heating | Electric | Electric Room Heat | E8 | RIM BC Ratio | 0 | 0 | 0 | 0 | 0 | 0 | 0 | 0 | 0 | 0 | 0 | 0 | 0 | 0 | 0 | 0 | 0 | 0 | 0 | 0 | 0 | 0 | 0 | 0 | 0 | 0 | 0 | 0 | 0 | 0
F5_Commercial_Miscellaneous_Existing_Space Heating_Electric_Electric Room Heat_E9 | F5 | Commercial | Miscellaneous | Existing | Space Heating | Electric | Electric Room Heat | E9 | RIM BC Ratio | 0 | 0 | 0 | 0 | 0 | 0 | 0 | 0 | 0 | 0 | 0 | 0 | 0 | 0 | 0 | 0 | 0 | 0 | 0 | 0 | 0 | 0 | 0 | 0 | 0 | 0 | 0 | 0 | 0 | 0
F5_Commercial_Miscellaneous_Existing_Space Heating_Electric_Electric Room Heat_E10 | F5 | Commercial | Miscellaneous | Existing | Space Heating | Electric | Electric Room Heat | E10 | RIM BC Ratio | 0 | 0 | 0 | 0 | 0 | 0 | 0 | 0 | 0 | 0 | 0 | 0 | 0 | 0 | 0 | 0 | 0 | 0 | 0 | 0 | 0 | 0 | 0 | 0 | 0 | 0 | 0 | 0 | 0 | 0
F0_Commercial_Miscellaneous_Existing_Space Heating_Electric_Packaged Terminal HP_E0 | F0 | Commercial | Miscellaneous | Existing | Space Heating | Electric | Packaged Terminal HP | E0 | Economic Unit | 0 | 0 | 0 | 0 | 0 | 0 | 0 | 0 | 0 | 0 | 0 | 0 | 0 | 0 | 0 | 0 | 0 | 0 | 0 | 0 | 0 | 0 | 0 | 0 | 0 | 0 | 0 | 0 | 0 | 0
F1_Commercial_Miscellaneous_Existing_Space Heating_Electric_Packaged Terminal HP_E1 | F1 | Commercial | Miscellaneous | Existing | Space Heating | Electric | Packaged Terminal HP | E1 | CCE | 0 | 0 | 0 | 0 | 0 | 0 | 0 | 0 | 0 | 0 | 0 | 0 | 0 | 0 | 0 | 0 | 0 | 0 | 0 | 0 | 0 | 0 | 0 | 0 | 0 | 0 | 0 | 0 | 0 | 0
F1_Commercial_Miscellaneous_Existing_Space Heating_Electric_Packaged Terminal HP_E2 | F1 | Commercial | Miscellaneous | Existing | Space Heating | Electric | Packaged Terminal HP | E2 | CCE | 0 | 0 | 0 | 0 | 0 | 0 | 0 | 0 | 0 | 0 | 0 | 0 | 0 | 0 | 0 | 0 | 0 | 0 | 0 | 0 | 0 | 0 | 0 | 0 | 0 | 0 | 0 | 0 | 0 | 0
F1_Commercial_Miscellaneous_Existing_Space Heating_Electric_Packaged Terminal HP_E3 | F1 | Commercial | Miscellaneous | Existing | Space Heating | Electric | Packaged Terminal HP | E3 | CCE | 0 | 0 | 0 | 0 | 0 | 0 | 0 | 0 | 0 | 0 | 0 | 0 | 0 | 0 | 0 | 0 | 0 | 0 | 0 | 0 | 0 | 0 | 0 | 0 | 0 | 0 | 0 | 0 | 0 | 0
F1_Commercial_Miscellaneous_Existing_Space Heating_Electric_Packaged Terminal HP_E4 | F1 | Commercial | Miscellaneous | Existing | Space Heating | Electric | Packaged Terminal HP | E4 | CCE | 0 | 0 | 0 | 0 | 0 | 0 | 0 | 0 | 0 | 0 | 0 | 0 | 0 | 0 | 0 | 0 | 0 | 0 | 0 | 0 | 0 | 0 | 0 | 0 | 0 | 0 | 0 | 0 | 0 | 0
F1_Commercial_Miscellaneous_Existing_Space Heating_Electric_Packaged Terminal HP_E5 | F1 | Commercial | Miscellaneous | Existing | Space Heating | Electric | Packaged Terminal HP | E5 | CCE | 0 | 0 | 0 | 0 | 0 | 0 | 0 | 0 | 0 | 0 | 0 | 0 | 0 | 0 | 0 | 0 | 0 | 0 | 0 | 0 | 0 | 0 | 0 | 0 | 0 | 0 | 0 | 0 | 0 | 0
F1_Commercial_Miscellaneous_Existing_Space Heating_Electric_Packaged Terminal HP_E6 | F1 | Commercial | Miscellaneous | Existing | Space Heating | Electric | Packaged Terminal HP | E6 | CCE | 0 | 0 | 0 | 0 | 0 | 0 | 0 | 0 | 0 | 0 | 0 | 0 | 0 | 0 | 0 | 0 | 0 | 0 | 0 | 0 | 0 | 0 | 0 | 0 | 0 | 0 | 0 | 0 | 0 | 0
F1_Commercial_Miscellaneous_Existing_Space Heating_Electric_Packaged Terminal HP_E7 | F1 | Commercial | Miscellaneous | Existing | Space Heating | Electric | Packaged Terminal HP | E7 | CCE | 0 | 0 | 0 | 0 | 0 | 0 | 0 | 0 | 0 | 0 | 0 | 0 | 0 | 0 | 0 | 0 | 0 | 0 | 0 | 0 | 0 | 0 | 0 | 0 | 0 | 0 | 0 | 0 | 0 | 0
F1_Commercial_Miscellaneous_Existing_Space Heating_Electric_Packaged Terminal HP_E8 | F1 | Commercial | Miscellaneous | Existing | Space Heating | Electric | Packaged Terminal HP | E8 | CCE | 0 | 0 | 0 | 0 | 0 | 0 | 0 | 0 | 0 | 0 | 0 | 0 | 0 | 0 | 0 | 0 | 0 | 0 | 0 | 0 | 0 | 0 | 0 | 0 | 0 | 0 | 0 | 0 | 0 | 0
F1_Commercial_Miscellaneous_Existing_Space Heating_Electric_Packaged Terminal HP_E9 | F1 | Commercial | Miscellaneous | Existing | Space Heating | Electric | Packaged Terminal HP | E9 | CCE | 0 | 0 | 0 | 0 | 0 | 0 | 0 | 0 | 0 | 0 | 0 | 0 | 0 | 0 | 0 | 0 | 0 | 0 | 0 | 0 | 0 | 0 | 0 | 0 | 0 | 0 | 0 | 0 | 0 | 0
F1_Commercial_Miscellaneous_Existing_Space Heating_Electric_Packaged Terminal HP_E10 | F1 | Commercial | Miscellaneous | Existing | Space Heating | Electric | Packaged Terminal HP | E10 | CCE | 0 | 0 | 0 | 0 | 0 | 0 | 0 | 0 | 0 | 0 | 0 | 0 | 0 | 0 | 0 | 0 | 0 | 0 | 0 | 0 | 0 | 0 | 0 | 0 | 0 | 0 | 0 | 0 | 0 | 0
F2_Commercial_Miscellaneous_Existing_Space Heating_Electric_Packaged Terminal HP_E1 | F2 | Commercial | Miscellaneous | Existing | Space Heating | Electric | Packaged Terminal HP | E1 | TRC BC Ratio | 0 | 0 | 0 | 0 | 0 | 0 | 0 | 0 | 0 | 0 | 0 | 0 | 0 | 0 | 0 | 0 | 0 | 0 | 0 | 0 | 0 | 0 | 0 | 0 | 0 | 0 | 0 | 0 | 0 | 0
F2_Commercial_Miscellaneous_Existing_Space Heating_Electric_Packaged Terminal HP_E2 | F2 | Commercial | Miscellaneous | Existing | Space Heating | Electric | Packaged Terminal HP | E2 | TRC BC Ratio | 0 | 0 | 0 | 0 | 0 | 0 | 0 | 0 | 0 | 0 | 0 | 0 | 0 | 0 | 0 | 0 | 0 | 0 | 0 | 0 | 0 | 0 | 0 | 0 | 0 | 0 | 0 | 0 | 0 | 0
F2_Commercial_Miscellaneous_Existing_Space Heating_Electric_Packaged Terminal HP_E3 | F2 | Commercial | Miscellaneous | Existing | Space Heating | Electric | Packaged Terminal HP | E3 | TRC BC Ratio | 0 | 0 | 0 | 0 | 0 | 0 | 0 | 0 | 0 | 0 | 0 | 0 | 0 | 0 | 0 | 0 | 0 | 0 | 0 | 0 | 0 | 0 | 0 | 0 | 0 | 0 | 0 | 0 | 0 | 0
F2_Commercial_Miscellaneous_Existing_Space Heating_Electric_Packaged Terminal HP_E4 | F2 | Commercial | Miscellaneous | Existing | Space Heating | Electric | Packaged Terminal HP | E4 | TRC BC Ratio | 0 | 0 | 0 | 0 | 0 | 0 | 0 | 0 | 0 | 0 | 0 | 0 | 0 | 0 | 0 | 0 | 0 | 0 | 0 | 0 | 0 | 0 | 0 | 0 | 0 | 0 | 0 | 0 | 0 | 0
F2_Commercial_Miscellaneous_Existing_Space Heating_Electric_Packaged Terminal HP_E5 | F2 | Commercial | Miscellaneous | Existing | Space Heating | Electric | Packaged Terminal HP | E5 | TRC BC Ratio | 0 | 0 | 0 | 0 | 0 | 0 | 0 | 0 | 0 | 0 | 0 | 0 | 0 | 0 | 0 | 0 | 0 | 0 | 0 | 0 | 0 | 0 | 0 | 0 | 0 | 0 | 0 | 0 | 0 | 0
F2_Commercial_Miscellaneous_Existing_Space Heating_Electric_Packaged Terminal HP_E6 | F2 | Commercial | Miscellaneous | Existing | Space Heating | Electric | Packaged Terminal HP | E6 | TRC BC Ratio | 0 | 0 | 0 | 0 | 0 | 0 | 0 | 0 | 0 | 0 | 0 | 0 | 0 | 0 | 0 | 0 | 0 | 0 | 0 | 0 | 0 | 0 | 0 | 0 | 0 | 0 | 0 | 0 | 0 | 0
F2_Commercial_Miscellaneous_Existing_Space Heating_Electric_Packaged Terminal HP_E7 | F2 | Commercial | Miscellaneous | Existing | Space Heating | Electric | Packaged Terminal HP | E7 | TRC BC Ratio | 0 | 0 | 0 | 0 | 0 | 0 | 0 | 0 | 0 | 0 | 0 | 0 | 0 | 0 | 0 | 0 | 0 | 0 | 0 | 0 | 0 | 0 | 0 | 0 | 0 | 0 | 0 | 0 | 0 | 0
F2_Commercial_Miscellaneous_Existing_Space Heating_Electric_Packaged Terminal HP_E8 | F2 | Commercial | Miscellaneous | Existing | Space Heating | Electric | Packaged Terminal HP | E8 | TRC BC Ratio | 0 | 0 | 0 | 0 | 0 | 0 | 0 | 0 | 0 | 0 | 0 | 0 | 0 | 0 | 0 | 0 | 0 | 0 | 0 | 0 | 0 | 0 | 0 | 0 | 0 | 0 | 0 | 0 | 0 | 0
F2_Commercial_Miscellaneous_Existing_Space Heating_Electric_Packaged Terminal HP_E9 | F2 | Commercial | Miscellaneous | Existing | Space Heating | Electric | Packaged Terminal HP | E9 | TRC BC Ratio | 0 | 0 | 0 | 0 | 0 | 0 | 0 | 0 | 0 | 0 | 0 | 0 | 0 | 0 | 0 | 0 | 0 | 0 | 0 | 0 | 0 | 0 | 0 | 0 | 0 | 0 | 0 | 0 | 0 | 0
F2_Commercial_Miscellaneous_Existing_Space Heating_Electric_Packaged Terminal HP_E10 | F2 | Commercial | Miscellaneous | Existing | Space Heating | Electric | Packaged Terminal HP | E10 | TRC BC Ratio | 0 | 0 | 0 | 0 | 0 | 0 | 0 | 0 | 0 | 0 | 0 | 0 | 0 | 0 | 0 | 0 | 0 | 0 | 0 | 0 | 0 | 0 | 0 | 0 | 0 | 0 | 0 | 0 | 0 | 0
F3_Commercial_Miscellaneous_Existing_Space Heating_Electric_Packaged Terminal HP_E1 | F3 | Commercial | Miscellaneous | Existing | Space Heating | Electric | Packaged Terminal HP | E1 | PACT BC Ratio | 0 | 0 | 0 | 0 | 0 | 0 | 0 | 0 | 0 | 0 | 0 | 0 | 0 | 0 | 0 | 0 | 0 | 0 | 0 | 0 | 0 | 0 | 0 | 0 | 0 | 0 | 0 | 0 | 0 | 0
F3_Commercial_Miscellaneous_Existing_Space Heating_Electric_Packaged Terminal HP_E2 | F3 | Commercial | Miscellaneous | Existing | Space Heating | Electric | Packaged Terminal HP | E2 | PACT BC Ratio | 0 | 0 | 0 | 0 | 0 | 0 | 0 | 0 | 0 | 0 | 0 | 0 | 0 | 0 | 0 | 0 | 0 | 0 | 0 | 0 | 0 | 0 | 0 | 0 | 0 | 0 | 0 | 0 | 0 | 0
F3_Commercial_Miscellaneous_Existing_Space Heating_Electric_Packaged Terminal HP_E3 | F3 | Commercial | Miscellaneous | Existing | Space Heating | Electric | Packaged Terminal HP | E3 | PACT BC Ratio | 0 | 0 | 0 | 0 | 0 | 0 | 0 | 0 | 0 | 0 | 0 | 0 | 0 | 0 | 0 | 0 | 0 | 0 | 0 | 0 | 0 | 0 | 0 | 0 | 0 | 0 | 0 | 0 | 0 | 0
F3_Commercial_Miscellaneous_Existing_Space Heating_Electric_Packaged Terminal HP_E4 | F3 | Commercial | Miscellaneous | Existing | Space Heating | Electric | Packaged Terminal HP | E4 | PACT BC Ratio | 0 | 0 | 0 | 0 | 0 | 0 | 0 | 0 | 0 | 0 | 0 | 0 | 0 | 0 | 0 | 0 | 0 | 0 | 0 | 0 | 0 | 0 | 0 | 0 | 0 | 0 | 0 | 0 | 0 | 0
F3_Commercial_Miscellaneous_Existing_Space Heating_Electric_Packaged Terminal HP_E5 | F3 | Commercial | Miscellaneous | Existing | Space Heating | Electric | Packaged Terminal HP | E5 | PACT BC Ratio | 0 | 0 | 0 | 0 | 0 | 0 | 0 | 0 | 0 | 0 | 0 | 0 | 0 | 0 | 0 | 0 | 0 | 0 | 0 | 0 | 0 | 0 | 0 | 0 | 0 | 0 | 0 | 0 | 0 | 0
F3_Commercial_Miscellaneous_Existing_Space Heating_Electric_Packaged Terminal HP_E6 | F3 | Commercial | Miscellaneous | Existing | Space Heating | Electric | Packaged Terminal HP | E6 | PACT BC Ratio | 0 | 0 | 0 | 0 | 0 | 0 | 0 | 0 | 0 | 0 | 0 | 0 | 0 | 0 | 0 | 0 | 0 | 0 | 0 | 0 | 0 | 0 | 0 | 0 | 0 | 0 | 0 | 0 | 0 | 0
F3_Commercial_Miscellaneous_Existing_Space Heating_Electric_Packaged Terminal HP_E7 | F3 | Commercial | Miscellaneous | Existing | Space Heating | Electric | Packaged Terminal HP | E7 | PACT BC Ratio | 0 | 0 | 0 | 0 | 0 | 0 | 0 | 0 | 0 | 0 | 0 | 0 | 0 | 0 | 0 | 0 | 0 | 0 | 0 | 0 | 0 | 0 | 0 | 0 | 0 | 0 | 0 | 0 | 0 | 0
F3_Commercial_Miscellaneous_Existing_Space Heating_Electric_Packaged Terminal HP_E8 | F3 | Commercial | Miscellaneous | Existing | Space Heating | Electric | Packaged Terminal HP | E8 | PACT BC Ratio | 0 | 0 | 0 | 0 | 0 | 0 | 0 | 0 | 0 | 0 | 0 | 0 | 0 | 0 | 0 | 0 | 0 | 0 | 0 | 0 | 0 | 0 | 0 | 0 | 0 | 0 | 0 | 0 | 0 | 0
F3_Commercial_Miscellaneous_Existing_Space Heating_Electric_Packaged Terminal HP_E9 | F3 | Commercial | Miscellaneous | Existing | Space Heating | Electric | Packaged Terminal HP | E9 | PACT BC Ratio | 0 | 0 | 0 | 0 | 0 | 0 | 0 | 0 | 0 | 0 | 0 | 0 | 0 | 0 | 0 | 0 | 0 | 0 | 0 | 0 | 0 | 0 | 0 | 0 | 0 | 0 | 0 | 0 | 0 | 0
F3_Commercial_Miscellaneous_Existing_Space Heating_Electric_Packaged Terminal HP_E10 | F3 | Commercial | Miscellaneous | Existing | Space Heating | Electric | Packaged Terminal HP | E10 | PACT BC Ratio | 0 | 0 | 0 | 0 | 0 | 0 | 0 | 0 | 0 | 0 | 0 | 0 | 0 | 0 | 0 | 0 | 0 | 0 | 0 | 0 | 0 | 0 | 0 | 0 | 0 | 0 | 0 | 0 | 0 | 0
F4_Commercial_Miscellaneous_Existing_Space Heating_Electric_Packaged Terminal HP_E1 | F4 | Commercial | Miscellaneous | Existing | Space Heating | Electric | Packaged Terminal HP | E1 | RVT BC Ratio | 0 | 0 | 0 | 0 | 0 | 0 | 0 | 0 | 0 | 0 | 0 | 0 | 0 | 0 | 0 | 0 | 0 | 0 | 0 | 0 | 0 | 0 | 0 | 0 | 0 | 0 | 0 | 0 | 0 | 0
F4_Commercial_Miscellaneous_Existing_Space Heating_Electric_Packaged Terminal HP_E2 | F4 | Commercial | Miscellaneous | Existing | Space Heating | Electric | Packaged Terminal HP | E2 | RVT BC Ratio | 0 | 0 | 0 | 0 | 0 | 0 | 0 | 0 | 0 | 0 | 0 | 0 | 0 | 0 | 0 | 0 | 0 | 0 | 0 | 0 | 0 | 0 | 0 | 0 | 0 | 0 | 0 | 0 | 0 | 0
F4_Commercial_Miscellaneous_Existing_Space Heating_Electric_Packaged Terminal HP_E3 | F4 | Commercial | Miscellaneous | Existing | Space Heating | Electric | Packaged Terminal HP | E3 | RVT BC Ratio | 0 | 0 | 0 | 0 | 0 | 0 | 0 | 0 | 0 | 0 | 0 | 0 | 0 | 0 | 0 | 0 | 0 | 0 | 0 | 0 | 0 | 0 | 0 | 0 | 0 | 0 | 0 | 0 | 0 | 0
F4_Commercial_Miscellaneous_Existing_Space Heating_Electric_Packaged Terminal HP_E4 | F4 | Commercial | Miscellaneous | Existing | Space Heating | Electric | Packaged Terminal HP | E4 | RVT BC Ratio | 0 | 0 | 0 | 0 | 0 | 0 | 0 | 0 | 0 | 0 | 0 | 0 | 0 | 0 | 0 | 0 | 0 | 0 | 0 | 0 | 0 | 0 | 0 | 0 | 0 | 0 | 0 | 0 | 0 | 0
F4_Commercial_Miscellaneous_Existing_Space Heating_Electric_Packaged Terminal HP_E5 | F4 | Commercial | Miscellaneous | Existing | Space Heating | Electric | Packaged Terminal HP | E5 | RVT BC Ratio | 0 | 0 | 0 | 0 | 0 | 0 | 0 | 0 | 0 | 0 | 0 | 0 | 0 | 0 | 0 | 0 | 0 | 0 | 0 | 0 | 0 | 0 | 0 | 0 | 0 | 0 | 0 | 0 | 0 | 0
F4_Commercial_Miscellaneous_Existing_Space Heating_Electric_Packaged Terminal HP_E6 | F4 | Commercial | Miscellaneous | Existing | Space Heating | Electric | Packaged Terminal HP | E6 | RVT BC Ratio | 0 | 0 | 0 | 0 | 0 | 0 | 0 | 0 | 0 | 0 | 0 | 0 | 0 | 0 | 0 | 0 | 0 | 0 | 0 | 0 | 0 | 0 | 0 | 0 | 0 | 0 | 0 | 0 | 0 | 0
F4_Commercial_Miscellaneous_Existing_Space Heating_Electric_Packaged Terminal HP_E7 | F4 | Commercial | Miscellaneous | Existing | Space Heating | Electric | Packaged Terminal HP | E7 | RVT BC Ratio | 0 | 0 | 0 | 0 | 0 | 0 | 0 | 0 | 0 | 0 | 0 | 0 | 0 | 0 | 0 | 0 | 0 | 0 | 0 | 0 | 0 | 0 | 0 | 0 | 0 | 0 | 0 | 0 | 0 | 0
F4_Commercial_Miscellaneous_Existing_Space Heating_Electric_Packaged Terminal HP_E8 | F4 | Commercial | Miscellaneous | Existing | Space Heating | Electric | Packaged Terminal HP | E8 | RVT BC Ratio | 0 | 0 | 0 | 0 | 0 | 0 | 0 | 0 | 0 | 0 | 0 | 0 | 0 | 0 | 0 | 0 | 0 | 0 | 0 | 0 | 0 | 0 | 0 | 0 | 0 | 0 | 0 | 0 | 0 | 0
F4_Commercial_Miscellaneous_Existing_Space Heating_Electric_Packaged Terminal HP_E9 | F4 | Commercial | Miscellaneous | Existing | Space Heating | Electric | Packaged Terminal HP | E9 | RVT BC Ratio | 0 | 0 | 0 | 0 | 0 | 0 | 0 | 0 | 0 | 0 | 0 | 0 | 0 | 0 | 0 | 0 | 0 | 0 | 0 | 0 | 0 | 0 | 0 | 0 | 0 | 0 | 0 | 0 | 0 | 0
F4_Commercial_Miscellaneous_Existing_Space Heating_Electric_Packaged Terminal HP_E10 | F4 | Commercial | Miscellaneous | Existing | Space Heating | Electric | Packaged Terminal HP | E10 | RVT BC Ratio | 0 | 0 | 0 | 0 | 0 | 0 | 0 | 0 | 0 | 0 | 0 | 0 | 0 | 0 | 0 | 0 | 0 | 0 | 0 | 0 | 0 | 0 | 0 | 0 | 0 | 0 | 0 | 0 | 0 | 0
F5_Commercial_Miscellaneous_Existing_Space Heating_Electric_Packaged Terminal HP_E1 | F5 | Commercial | Miscellaneous | Existing | Space Heating | Electric | Packaged Terminal HP | E1 | RIM BC Ratio | 0 | 0 | 0 | 0 | 0 | 0 | 0 | 0 | 0 | 0 | 0 | 0 | 0 | 0 | 0 | 0 | 0 | 0 | 0 | 0 | 0 | 0 | 0 | 0 | 0 | 0 | 0 | 0 | 0 | 0
F5_Commercial_Miscellaneous_Existing_Space Heating_Electric_Packaged Terminal HP_E2 | F5 | Commercial | Miscellaneous | Existing | Space Heating | Electric | Packaged Terminal HP | E2 | RIM BC Ratio | 0 | 0 | 0 | 0 | 0 | 0 | 0 | 0 | 0 | 0 | 0 | 0 | 0 | 0 | 0 | 0 | 0 | 0 | 0 | 0 | 0 | 0 | 0 | 0 | 0 | 0 | 0 | 0 | 0 | 0
F5_Commercial_Miscellaneous_Existing_Space Heating_Electric_Packaged Terminal HP_E3 | F5 | Commercial | Miscellaneous | Existing | Space Heating | Electric | Packaged Terminal HP | E3 | RIM BC Ratio | 0 | 0 | 0 | 0 | 0 | 0 | 0 | 0 | 0 | 0 | 0 | 0 | 0 | 0 | 0 | 0 | 0 | 0 | 0 | 0 | 0 | 0 | 0 | 0 | 0 | 0 | 0 | 0 | 0 | 0
F5_Commercial_Miscellaneous_Existing_Space Heating_Electric_Packaged Terminal HP_E4 | F5 | Commercial | Miscellaneous | Existing | Space Heating | Electric | Packaged Terminal HP | E4 | RIM BC Ratio | 0 | 0 | 0 | 0 | 0 | 0 | 0 | 0 | 0 | 0 | 0 | 0 | 0 | 0 | 0 | 0 | 0 | 0 | 0 | 0 | 0 | 0 | 0 | 0 | 0 | 0 | 0 | 0 | 0 | 0
F5_Commercial_Miscellaneous_Existing_Space Heating_Electric_Packaged Terminal HP_E5 | F5 | Commercial | Miscellaneous | Existing | Space Heating | Electric | Packaged Terminal HP | E5 | RIM BC Ratio | 0 | 0 | 0 | 0 | 0 | 0 | 0 | 0 | 0 | 0 | 0 | 0 | 0 | 0 | 0 | 0 | 0 | 0 | 0 | 0 | 0 | 0 | 0 | 0 | 0 | 0 | 0 | 0 | 0 | 0
F5_Commercial_Miscellaneous_Existing_Space Heating_Electric_Packaged Terminal HP_E6 | F5 | Commercial | Miscellaneous | Existing | Space Heating | Electric | Packaged Terminal HP | E6 | RIM BC Ratio | 0 | 0 | 0 | 0 | 0 | 0 | 0 | 0 | 0 | 0 | 0 | 0 | 0 | 0 | 0 | 0 | 0 | 0 | 0 | 0 | 0 | 0 | 0 | 0 | 0 | 0 | 0 | 0 | 0 | 0
F5_Commercial_Miscellaneous_Existing_Space Heating_Electric_Packaged Terminal HP_E7 | F5 | Commercial | Miscellaneous | Existing | Space Heating | Electric | Packaged Terminal HP | E7 | RIM BC Ratio | 0 | 0 | 0 | 0 | 0 | 0 | 0 | 0 | 0 | 0 | 0 | 0 | 0 | 0 | 0 | 0 | 0 | 0 | 0 | 0 | 0 | 0 | 0 | 0 | 0 | 0 | 0 | 0 | 0 | 0
F5_Commercial_Miscellaneous_Existing_Space Heating_Electric_Packaged Terminal HP_E8 | F5 | Commercial | Miscellaneous | Existing | Space Heating | Electric | Packaged Terminal HP | E8 | RIM BC Ratio | 0 | 0 | 0 | 0 | 0 | 0 | 0 | 0 | 0 | 0 | 0 | 0 | 0 | 0 | 0 | 0 | 0 | 0 | 0 | 0 | 0 | 0 | 0 | 0 | 0 | 0 | 0 | 0 | 0 | 0
F5_Commercial_Miscellaneous_Existing_Space Heating_Electric_Packaged Terminal HP_E9 | F5 | Commercial | Miscellaneous | Existing | Space Heating | Electric | Packaged Terminal HP | E9 | RIM BC Ratio | 0 | 0 | 0 | 0 | 0 | 0 | 0 | 0 | 0 | 0 | 0 | 0 | 0 | 0 | 0 | 0 | 0 | 0 | 0 | 0 | 0 | 0 | 0 | 0 | 0 | 0 | 0 | 0 | 0 | 0
F5_Commercial_Miscellaneous_Existing_Space Heating_Electric_Packaged Terminal HP_E10 | F5 | Commercial | Miscellaneous | Existing | Space Heating | Electric | Packaged Terminal HP | E10 | RIM BC Ratio | 0 | 0 | 0 | 0 | 0 | 0 | 0 | 0 | 0 | 0 | 0 | 0 | 0 | 0 | 0 | 0 | 0 | 0 | 0 | 0 | 0 | 0 | 0 | 0 | 0 | 0 | 0 | 0 | 0 | 0
F0_Commercial_Miscellaneous_Existing_Space Heating_Electric_Air-Source Heat Pump_E0 | F0 | Commercial | Miscellaneous | Existing | Space Heating | Electric | Air-Source Heat Pump | E0 | Economic Unit | 0 | 0 | 0 | 0 | 0 | 0 | 0 | 0 | 0 | 0 | 0 | 0 | 0 | 0 | 0 | 0 | 0 | 0 | 0 | 0 | 0 | 0 | 0 | 0 | 0 | 0 | 0 | 0 | 0 | 0
F1_Commercial_Miscellaneous_Existing_Space Heating_Electric_Air-Source Heat Pump_E1 | F1 | Commercial | Miscellaneous | Existing | Space Heating | Electric | Air-Source Heat Pump | E1 | CCE | 0 | 0 | 0 | 0 | 0 | 0 | 0 | 0 | 0 | 0 | 0 | 0 | 0 | 0 | 0 | 0 | 0 | 0 | 0 | 0 | 0 | 0 | 0 | 0 | 0 | 0 | 0 | 0 | 0 | 0
F1_Commercial_Miscellaneous_Existing_Space Heating_Electric_Air-Source Heat Pump_E2 | F1 | Commercial | Miscellaneous | Existing | Space Heating | Electric | Air-Source Heat Pump | E2 | CCE | 0 | 0 | 0 | 0 | 0 | 0 | 0 | 0 | 0 | 0 | 0 | 0 | 0 | 0 | 0 | 0 | 0 | 0 | 0 | 0 | 0 | 0 | 0 | 0 | 0 | 0 | 0 | 0 | 0 | 0
F1_Commercial_Miscellaneous_Existing_Space Heating_Electric_Air-Source Heat Pump_E3 | F1 | Commercial | Miscellaneous | Existing | Space Heating | Electric | Air-Source Heat Pump | E3 | CCE | 0 | 0 | 0 | 0 | 0 | 0 | 0 | 0 | 0 | 0 | 0 | 0 | 0 | 0 | 0 | 0 | 0 | 0 | 0 | 0 | 0 | 0 | 0 | 0 | 0 | 0 | 0 | 0 | 0 | 0
F1_Commercial_Miscellaneous_Existing_Space Heating_Electric_Air-Source Heat Pump_E4 | F1 | Commercial | Miscellaneous | Existing | Space Heating | Electric | Air-Source Heat Pump | E4 | CCE | 0 | 0 | 0 | 0 | 0 | 0 | 0 | 0 | 0 | 0 | 0 | 0 | 0 | 0 | 0 | 0 | 0 | 0 | 0 | 0 | 0 | 0 | 0 | 0 | 0 | 0 | 0 | 0 | 0 | 0
F1_Commercial_Miscellaneous_Existing_Space Heating_Electric_Air-Source Heat Pump_E5 | F1 | Commercial | Miscellaneous | Existing | Space Heating | Electric | Air-Source Heat Pump | E5 | CCE | 0 | 0 | 0 | 0 | 0 | 0 | 0 | 0 | 0 | 0 | 0 | 0 | 0 | 0 | 0 | 0 | 0 | 0 | 0 | 0 | 0 | 0 | 0 | 0 | 0 | 0 | 0 | 0 | 0 | 0
F1_Commercial_Miscellaneous_Existing_Space Heating_Electric_Air-Source Heat Pump_E6 | F1 | Commercial | Miscellaneous | Existing | Space Heating | Electric | Air-Source Heat Pump | E6 | CCE | 0 | 0 | 0 | 0 | 0 | 0 | 0 | 0 | 0 | 0 | 0 | 0 | 0 | 0 | 0 | 0 | 0 | 0 | 0 | 0 | 0 | 0 | 0 | 0 | 0 | 0 | 0 | 0 | 0 | 0
F1_Commercial_Miscellaneous_Existing_Space Heating_Electric_Air-Source Heat Pump_E7 | F1 | Commercial | Miscellaneous | Existing | Space Heating | Electric | Air-Source Heat Pump | E7 | CCE | 0 | 0 | 0 | 0 | 0 | 0 | 0 | 0 | 0 | 0 | 0 | 0 | 0 | 0 | 0 | 0 | 0 | 0 | 0 | 0 | 0 | 0 | 0 | 0 | 0 | 0 | 0 | 0 | 0 | 0
F1_Commercial_Miscellaneous_Existing_Space Heating_Electric_Air-Source Heat Pump_E8 | F1 | Commercial | Miscellaneous | Existing | Space Heating | Electric | Air-Source Heat Pump | E8 | CCE | 0 | 0 | 0 | 0 | 0 | 0 | 0 | 0 | 0 | 0 | 0 | 0 | 0 | 0 | 0 | 0 | 0 | 0 | 0 | 0 | 0 | 0 | 0 | 0 | 0 | 0 | 0 | 0 | 0 | 0
F1_Commercial_Miscellaneous_Existing_Space Heating_Electric_Air-Source Heat Pump_E9 | F1 | Commercial | Miscellaneous | Existing | Space Heating | Electric | Air-Source Heat Pump | E9 | CCE | 0 | 0 | 0 | 0 | 0 | 0 | 0 | 0 | 0 | 0 | 0 | 0 | 0 | 0 | 0 | 0 | 0 | 0 | 0 | 0 | 0 | 0 | 0 | 0 | 0 | 0 | 0 | 0 | 0 | 0
F1_Commercial_Miscellaneous_Existing_Space Heating_Electric_Air-Source Heat Pump_E10 | F1 | Commercial | Miscellaneous | Existing | Space Heating | Electric | Air-Source Heat Pump | E10 | CCE | 0 | 0 | 0 | 0 | 0 | 0 | 0 | 0 | 0 | 0 | 0 | 0 | 0 | 0 | 0 | 0 | 0 | 0 | 0 | 0 | 0 | 0 | 0 | 0 | 0 | 0 | 0 | 0 | 0 | 0
F2_Commercial_Miscellaneous_Existing_Space Heating_Electric_Air-Source Heat Pump_E1 | F2 | Commercial | Miscellaneous | Existing | Space Heating | Electric | Air-Source Heat Pump | E1 | TRC BC Ratio | 0 | 0 | 0 | 0 | 0 | 0 | 0 | 0 | 0 | 0 | 0 | 0 | 0 | 0 | 0 | 0 | 0 | 0 | 0 | 0 | 0 | 0 | 0 | 0 | 0 | 0 | 0 | 0 | 0 | 0
F2_Commercial_Miscellaneous_Existing_Space Heating_Electric_Air-Source Heat Pump_E2 | F2 | Commercial | Miscellaneous | Existing | Space Heating | Electric | Air-Source Heat Pump | E2 | TRC BC Ratio | 0 | 0 | 0 | 0 | 0 | 0 | 0 | 0 | 0 | 0 | 0 | 0 | 0 | 0 | 0 | 0 | 0 | 0 | 0 | 0 | 0 | 0 | 0 | 0 | 0 | 0 | 0 | 0 | 0 | 0
F2_Commercial_Miscellaneous_Existing_Space Heating_Electric_Air-Source Heat Pump_E3 | F2 | Commercial | Miscellaneous | Existing | Space Heating | Electric | Air-Source Heat Pump | E3 | TRC BC Ratio | 0 | 0 | 0 | 0 | 0 | 0 | 0 | 0 | 0 | 0 | 0 | 0 | 0 | 0 | 0 | 0 | 0 | 0 | 0 | 0 | 0 | 0 | 0 | 0 | 0 | 0 | 0 | 0 | 0 | 0
F2_Commercial_Miscellaneous_Existing_Space Heating_Electric_Air-Source Heat Pump_E4 | F2 | Commercial | Miscellaneous | Existing | Space Heating | Electric | Air-Source Heat Pump | E4 | TRC BC Ratio | 0 | 0 | 0 | 0 | 0 | 0 | 0 | 0 | 0 | 0 | 0 | 0 | 0 | 0 | 0 | 0 | 0 | 0 | 0 | 0 | 0 | 0 | 0 | 0 | 0 | 0 | 0 | 0 | 0 | 0
F2_Commercial_Miscellaneous_Existing_Space Heating_Electric_Air-Source Heat Pump_E5 | F2 | Commercial | Miscellaneous | Existing | Space Heating | Electric | Air-Source Heat Pump | E5 | TRC BC Ratio | 0 | 0 | 0 | 0 | 0 | 0 | 0 | 0 | 0 | 0 | 0 | 0 | 0 | 0 | 0 | 0 | 0 | 0 | 0 | 0 | 0 | 0 | 0 | 0 | 0 | 0 | 0 | 0 | 0 | 0
F2_Commercial_Miscellaneous_Existing_Space Heating_Electric_Air-Source Heat Pump_E6 | F2 | Commercial | Miscellaneous | Existing | Space Heating | Electric | Air-Source Heat Pump | E6 | TRC BC Ratio | 0 | 0 | 0 | 0 | 0 | 0 | 0 | 0 | 0 | 0 | 0 | 0 | 0 | 0 | 0 | 0 | 0 | 0 | 0 | 0 | 0 | 0 | 0 | 0 | 0 | 0 | 0 | 0 | 0 | 0
F2_Commercial_Miscellaneous_Existing_Space Heating_Electric_Air-Source Heat Pump_E7 | F2 | Commercial | Miscellaneous | Existing | Space Heating | Electric | Air-Source Heat Pump | E7 | TRC BC Ratio | 0 | 0 | 0 | 0 | 0 | 0 | 0 | 0 | 0 | 0 | 0 | 0 | 0 | 0 | 0 | 0 | 0 | 0 | 0 | 0 | 0 | 0 | 0 | 0 | 0 | 0 | 0 | 0 | 0 | 0
F2_Commercial_Miscellaneous_Existing_Space Heating_Electric_Air-Source Heat Pump_E8 | F2 | Commercial | Miscellaneous | Existing | Space Heating | Electric | Air-Source Heat Pump | E8 | TRC BC Ratio | 0 | 0 | 0 | 0 | 0 | 0 | 0 | 0 | 0 | 0 | 0 | 0 | 0 | 0 | 0 | 0 | 0 | 0 | 0 | 0 | 0 | 0 | 0 | 0 | 0 | 0 | 0 | 0 | 0 | 0
F2_Commercial_Miscellaneous_Existing_Space Heating_Electric_Air-Source Heat Pump_E9 | F2 | Commercial | Miscellaneous | Existing | Space Heating | Electric | Air-Source Heat Pump | E9 | TRC BC Ratio | 0 | 0 | 0 | 0 | 0 | 0 | 0 | 0 | 0 | 0 | 0 | 0 | 0 | 0 | 0 | 0 | 0 | 0 | 0 | 0 | 0 | 0 | 0 | 0 | 0 | 0 | 0 | 0 | 0 | 0
F2_Commercial_Miscellaneous_Existing_Space Heating_Electric_Air-Source Heat Pump_E10 | F2 | Commercial | Miscellaneous | Existing | Space Heating | Electric | Air-Source Heat Pump | E10 | TRC BC Ratio | 0 | 0 | 0 | 0 | 0 | 0 | 0 | 0 | 0 | 0 | 0 | 0 | 0 | 0 | 0 | 0 | 0 | 0 | 0 | 0 | 0 | 0 | 0 | 0 | 0 | 0 | 0 | 0 | 0 | 0
F3_Commercial_Miscellaneous_Existing_Space Heating_Electric_Air-Source Heat Pump_E1 | F3 | Commercial | Miscellaneous | Existing | Space Heating | Electric | Air-Source Heat Pump | E1 | PACT BC Ratio | 0 | 0 | 0 | 0 | 0 | 0 | 0 | 0 | 0 | 0 | 0 | 0 | 0 | 0 | 0 | 0 | 0 | 0 | 0 | 0 | 0 | 0 | 0 | 0 | 0 | 0 | 0 | 0 | 0 | 0
F3_Commercial_Miscellaneous_Existing_Space Heating_Electric_Air-Source Heat Pump_E2 | F3 | Commercial | Miscellaneous | Existing | Space Heating | Electric | Air-Source Heat Pump | E2 | PACT BC Ratio | 0 | 0 | 0 | 0 | 0 | 0 | 0 | 0 | 0 | 0 | 0 | 0 | 0 | 0 | 0 | 0 | 0 | 0 | 0 | 0 | 0 | 0 | 0 | 0 | 0 | 0 | 0 | 0 | 0 | 0
F3_Commercial_Miscellaneous_Existing_Space Heating_Electric_Air-Source Heat Pump_E3 | F3 | Commercial | Miscellaneous | Existing | Space Heating | Electric | Air-Source Heat Pump | E3 | PACT BC Ratio | 0 | 0 | 0 | 0 | 0 | 0 | 0 | 0 | 0 | 0 | 0 | 0 | 0 | 0 | 0 | 0 | 0 | 0 | 0 | 0 | 0 | 0 | 0 | 0 | 0 | 0 | 0 | 0 | 0 | 0
F3_Commercial_Miscellaneous_Existing_Space Heating_Electric_Air-Source Heat Pump_E4 | F3 | Commercial | Miscellaneous | Existing | Space Heating | Electric | Air-Source Heat Pump | E4 | PACT BC Ratio | 0 | 0 | 0 | 0 | 0 | 0 | 0 | 0 | 0 | 0 | 0 | 0 | 0 | 0 | 0 | 0 | 0 | 0 | 0 | 0 | 0 | 0 | 0 | 0 | 0 | 0 | 0 | 0 | 0 | 0
F3_Commercial_Miscellaneous_Existing_Space Heating_Electric_Air-Source Heat Pump_E5 | F3 | Commercial | Miscellaneous | Existing | Space Heating | Electric | Air-Source Heat Pump | E5 | PACT BC Ratio | 0 | 0 | 0 | 0 | 0 | 0 | 0 | 0 | 0 | 0 | 0 | 0 | 0 | 0 | 0 | 0 | 0 | 0 | 0 | 0 | 0 | 0 | 0 | 0 | 0 | 0 | 0 | 0 | 0 | 0
F3_Commercial_Miscellaneous_Existing_Space Heating_Electric_Air-Source Heat Pump_E6 | F3 | Commercial | Miscellaneous | Existing | Space Heating | Electric | Air-Source Heat Pump | E6 | PACT BC Ratio | 0 | 0 | 0 | 0 | 0 | 0 | 0 | 0 | 0 | 0 | 0 | 0 | 0 | 0 | 0 | 0 | 0 | 0 | 0 | 0 | 0 | 0 | 0 | 0 | 0 | 0 | 0 | 0 | 0 | 0
F3_Commercial_Miscellaneous_Existing_Space Heating_Electric_Air-Source Heat Pump_E7 | F3 | Commercial | Miscellaneous | Existing | Space Heating | Electric | Air-Source Heat Pump | E7 | PACT BC Ratio | 0 | 0 | 0 | 0 | 0 | 0 | 0 | 0 | 0 | 0 | 0 | 0 | 0 | 0 | 0 | 0 | 0 | 0 | 0 | 0 | 0 | 0 | 0 | 0 | 0 | 0 | 0 | 0 | 0 | 0
F3_Commercial_Miscellaneous_Existing_Space Heating_Electric_Air-Source Heat Pump_E8 | F3 | Commercial | Miscellaneous | Existing | Space Heating | Electric | Air-Source Heat Pump | E8 | PACT BC Ratio | 0 | 0 | 0 | 0 | 0 | 0 | 0 | 0 | 0 | 0 | 0 | 0 | 0 | 0 | 0 | 0 | 0 | 0 | 0 | 0 | 0 | 0 | 0 | 0 | 0 | 0 | 0 | 0 | 0 | 0
F3_Commercial_Miscellaneous_Existing_Space Heating_Electric_Air-Source Heat Pump_E9 | F3 | Commercial | Miscellaneous | Existing | Space Heating | Electric | Air-Source Heat Pump | E9 | PACT BC Ratio | 0 | 0 | 0 | 0 | 0 | 0 | 0 | 0 | 0 | 0 | 0 | 0 | 0 | 0 | 0 | 0 | 0 | 0 | 0 | 0 | 0 | 0 | 0 | 0 | 0 | 0 | 0 | 0 | 0 | 0
F3_Commercial_Miscellaneous_Existing_Space Heating_Electric_Air-Source Heat Pump_E10 | F3 | Commercial | Miscellaneous | Existing | Space Heating | Electric | Air-Source Heat Pump | E10 | PACT BC Ratio | 0 | 0 | 0 | 0 | 0 | 0 | 0 | 0 | 0 | 0 | 0 | 0 | 0 | 0 | 0 | 0 | 0 | 0 | 0 | 0 | 0 | 0 | 0 | 0 | 0 | 0 | 0 | 0 | 0 | 0
F4_Commercial_Miscellaneous_Existing_Space Heating_Electric_Air-Source Heat Pump_E1 | F4 | Commercial | Miscellaneous | Existing | Space Heating | Electric | Air-Source Heat Pump | E1 | RVT BC Ratio | 0 | 0 | 0 | 0 | 0 | 0 | 0 | 0 | 0 | 0 | 0 | 0 | 0 | 0 | 0 | 0 | 0 | 0 | 0 | 0 | 0 | 0 | 0 | 0 | 0 | 0 | 0 | 0 | 0 | 0
F4_Commercial_Miscellaneous_Existing_Space Heating_Electric_Air-Source Heat Pump_E2 | F4 | Commercial | Miscellaneous | Existing | Space Heating | Electric | Air-Source Heat Pump | E2 | RVT BC Ratio | 0 | 0 | 0 | 0 | 0 | 0 | 0 | 0 | 0 | 0 | 0 | 0 | 0 | 0 | 0 | 0 | 0 | 0 | 0 | 0 | 0 | 0 | 0 | 0 | 0 | 0 | 0 | 0 | 0 | 0
F4_Commercial_Miscellaneous_Existing_Space Heating_Electric_Air-Source Heat Pump_E3 | F4 | Commercial | Miscellaneous | Existing | Space Heating | Electric | Air-Source Heat Pump | E3 | RVT BC Ratio | 0 | 0 | 0 | 0 | 0 | 0 | 0 | 0 | 0 | 0 | 0 | 0 | 0 | 0 | 0 | 0 | 0 | 0 | 0 | 0 | 0 | 0 | 0 | 0 | 0 | 0 | 0 | 0 | 0 | 0
F4_Commercial_Miscellaneous_Existing_Space Heating_Electric_Air-Source Heat Pump_E4 | F4 | Commercial | Miscellaneous | Existing | Space Heating | Electric | Air-Source Heat Pump | E4 | RVT BC Ratio | 0 | 0 | 0 | 0 | 0 | 0 | 0 | 0 | 0 | 0 | 0 | 0 | 0 | 0 | 0 | 0 | 0 | 0 | 0 | 0 | 0 | 0 | 0 | 0 | 0 | 0 | 0 | 0 | 0 | 0
F4_Commercial_Miscellaneous_Existing_Space Heating_Electric_Air-Source Heat Pump_E5 | F4 | Commercial | Miscellaneous | Existing | Space Heating | Electric | Air-Source Heat Pump | E5 | RVT BC Ratio | 0 | 0 | 0 | 0 | 0 | 0 | 0 | 0 | 0 | 0 | 0 | 0 | 0 | 0 | 0 | 0 | 0 | 0 | 0 | 0 | 0 | 0 | 0 | 0 | 0 | 0 | 0 | 0 | 0 | 0
F4_Commercial_Miscellaneous_Existing_Space Heating_Electric_Air-Source Heat Pump_E6 | F4 | Commercial | Miscellaneous | Existing | Space Heating | Electric | Air-Source Heat Pump | E6 | RVT BC Ratio | 0 | 0 | 0 | 0 | 0 | 0 | 0 | 0 | 0 | 0 | 0 | 0 | 0 | 0 | 0 | 0 | 0 | 0 | 0 | 0 | 0 | 0 | 0 | 0 | 0 | 0 | 0 | 0 | 0 | 0
F4_Commercial_Miscellaneous_Existing_Space Heating_Electric_Air-Source Heat Pump_E7 | F4 | Commercial | Miscellaneous | Existing | Space Heating | Electric | Air-Source Heat Pump | E7 | RVT BC Ratio | 0 | 0 | 0 | 0 | 0 | 0 | 0 | 0 | 0 | 0 | 0 | 0 | 0 | 0 | 0 | 0 | 0 | 0 | 0 | 0 | 0 | 0 | 0 | 0 | 0 | 0 | 0 | 0 | 0 | 0
F4_Commercial_Miscellaneous_Existing_Space Heating_Electric_Air-Source Heat Pump_E8 | F4 | Commercial | Miscellaneous | Existing | Space Heating | Electric | Air-Source Heat Pump | E8 | RVT BC Ratio | 0 | 0 | 0 | 0 | 0 | 0 | 0 | 0 | 0 | 0 | 0 | 0 | 0 | 0 | 0 | 0 | 0 | 0 | 0 | 0 | 0 | 0 | 0 | 0 | 0 | 0 | 0 | 0 | 0 | 0
F4_Commercial_Miscellaneous_Existing_Space Heating_Electric_Air-Source Heat Pump_E9 | F4 | Commercial | Miscellaneous | Existing | Space Heating | Electric | Air-Source Heat Pump | E9 | RVT BC Ratio | 0 | 0 | 0 | 0 | 0 | 0 | 0 | 0 | 0 | 0 | 0 | 0 | 0 | 0 | 0 | 0 | 0 | 0 | 0 | 0 | 0 | 0 | 0 | 0 | 0 | 0 | 0 | 0 | 0 | 0
F4_Commercial_Miscellaneous_Existing_Space Heating_Electric_Air-Source Heat Pump_E10 | F4 | Commercial | Miscellaneous | Existing | Space Heating | Electric | Air-Source Heat Pump | E10 | RVT BC Ratio | 0 | 0 | 0 | 0 | 0 | 0 | 0 | 0 | 0 | 0 | 0 | 0 | 0 | 0 | 0 | 0 | 0 | 0 | 0 | 0 | 0 | 0 | 0 | 0 | 0 | 0 | 0 | 0 | 0 | 0
F5_Commercial_Miscellaneous_Existing_Space Heating_Electric_Air-Source Heat Pump_E1 | F5 | Commercial | Miscellaneous | Existing | Space Heating | Electric | Air-Source Heat Pump | E1 | RIM BC Ratio | 0 | 0 | 0 | 0 | 0 | 0 | 0 | 0 | 0 | 0 | 0 | 0 | 0 | 0 | 0 | 0 | 0 | 0 | 0 | 0 | 0 | 0 | 0 | 0 | 0 | 0 | 0 | 0 | 0 | 0
F5_Commercial_Miscellaneous_Existing_Space Heating_Electric_Air-Source Heat Pump_E2 | F5 | Commercial | Miscellaneous | Existing | Space Heating | Electric | Air-Source Heat Pump | E2 | RIM BC Ratio | 0 | 0 | 0 | 0 | 0 | 0 | 0 | 0 | 0 | 0 | 0 | 0 | 0 | 0 | 0 | 0 | 0 | 0 | 0 | 0 | 0 | 0 | 0 | 0 | 0 | 0 | 0 | 0 | 0 | 0
F5_Commercial_Miscellaneous_Existing_Space Heating_Electric_Air-Source Heat Pump_E3 | F5 | Commercial | Miscellaneous | Existing | Space Heating | Electric | Air-Source Heat Pump | E3 | RIM BC Ratio | 0 | 0 | 0 | 0 | 0 | 0 | 0 | 0 | 0 | 0 | 0 | 0 | 0 | 0 | 0 | 0 | 0 | 0 | 0 | 0 | 0 | 0 | 0 | 0 | 0 | 0 | 0 | 0 | 0 | 0
F5_Commercial_Miscellaneous_Existing_Space Heating_Electric_Air-Source Heat Pump_E4 | F5 | Commercial | Miscellaneous | Existing | Space Heating | Electric | Air-Source Heat Pump | E4 | RIM BC Ratio | 0 | 0 | 0 | 0 | 0 | 0 | 0 | 0 | 0 | 0 | 0 | 0 | 0 | 0 | 0 | 0 | 0 | 0 | 0 | 0 | 0 | 0 | 0 | 0 | 0 | 0 | 0 | 0 | 0 | 0
F5_Commercial_Miscellaneous_Existing_Space Heating_Electric_Air-Source Heat Pump_E5 | F5 | Commercial | Miscellaneous | Existing | Space Heating | Electric | Air-Source Heat Pump | E5 | RIM BC Ratio | 0 | 0 | 0 | 0 | 0 | 0 | 0 | 0 | 0 | 0 | 0 | 0 | 0 | 0 | 0 | 0 | 0 | 0 | 0 | 0 | 0 | 0 | 0 | 0 | 0 | 0 | 0 | 0 | 0 | 0
F5_Commercial_Miscellaneous_Existing_Space Heating_Electric_Air-Source Heat Pump_E6 | F5 | Commercial | Miscellaneous | Existing | Space Heating | Electric | Air-Source Heat Pump | E6 | RIM BC Ratio | 0 | 0 | 0 | 0 | 0 | 0 | 0 | 0 | 0 | 0 | 0 | 0 | 0 | 0 | 0 | 0 | 0 | 0 | 0 | 0 | 0 | 0 | 0 | 0 | 0 | 0 | 0 | 0 | 0 | 0
F5_Commercial_Miscellaneous_Existing_Space Heating_Electric_Air-Source Heat Pump_E7 | F5 | Commercial | Miscellaneous | Existing | Space Heating | Electric | Air-Source Heat Pump | E7 | RIM BC Ratio | 0 | 0 | 0 | 0 | 0 | 0 | 0 | 0 | 0 | 0 | 0 | 0 | 0 | 0 | 0 | 0 | 0 | 0 | 0 | 0 | 0 | 0 | 0 | 0 | 0 | 0 | 0 | 0 | 0 | 0
F5_Commercial_Miscellaneous_Existing_Space Heating_Electric_Air-Source Heat Pump_E8 | F5 | Commercial | Miscellaneous | Existing | Space Heating | Electric | Air-Source Heat Pump | E8 | RIM BC Ratio | 0 | 0 | 0 | 0 | 0 | 0 | 0 | 0 | 0 | 0 | 0 | 0 | 0 | 0 | 0 | 0 | 0 | 0 | 0 | 0 | 0 | 0 | 0 | 0 | 0 | 0 | 0 | 0 | 0 | 0
F5_Commercial_Miscellaneous_Existing_Space Heating_Electric_Air-Source Heat Pump_E9 | F5 | Commercial | Miscellaneous | Existing | Space Heating | Electric | Air-Source Heat Pump | E9 | RIM BC Ratio | 0 | 0 | 0 | 0 | 0 | 0 | 0 | 0 | 0 | 0 | 0 | 0 | 0 | 0 | 0 | 0 | 0 | 0 | 0 | 0 | 0 | 0 | 0 | 0 | 0 | 0 | 0 | 0 | 0 | 0
F5_Commercial_Miscellaneous_Existing_Space Heating_Electric_Air-Source Heat Pump_E10 | F5 | Commercial | Miscellaneous | Existing | Space Heating | Electric | Air-Source Heat Pump | E10 | RIM BC Ratio | 0 | 0 | 0 | 0 | 0 | 0 | 0 | 0 | 0 | 0 | 0 | 0 | 0 | 0 | 0 | 0 | 0 | 0 | 0 | 0 | 0 | 0 | 0 | 0 | 0 | 0 | 0 | 0 | 0 | 0
F0_Commercial_Miscellaneous_Existing_Space Heating_Electric_Geothermal Heat Pump_E0 | F0 | Commercial | Miscellaneous | Existing | Space Heating | Electric | Geothermal Heat Pump | E0 | Economic Unit | 0 | 0 | 0 | 0 | 0 | 0 | 0 | 0 | 0 | 0 | 0 | 0 | 0 | 0 | 0 | 0 | 0 | 0 | 0 | 0 | 0 | 0 | 0 | 0 | 0 | 0 | 0 | 0 | 0 | 0
F1_Commercial_Miscellaneous_Existing_Space Heating_Electric_Geothermal Heat Pump_E1 | F1 | Commercial | Miscellaneous | Existing | Space Heating | Electric | Geothermal Heat Pump | E1 | CCE | 0 | 0 | 0 | 0 | 0 | 0 | 0 | 0 | 0 | 0 | 0 | 0 | 0 | 0 | 0 | 0 | 0 | 0 | 0 | 0 | 0 | 0 | 0 | 0 | 0 | 0 | 0 | 0 | 0 | 0
F1_Commercial_Miscellaneous_Existing_Space Heating_Electric_Geothermal Heat Pump_E2 | F1 | Commercial | Miscellaneous | Existing | Space Heating | Electric | Geothermal Heat Pump | E2 | CCE | 0 | 0 | 0 | 0 | 0 | 0 | 0 | 0 | 0 | 0 | 0 | 0 | 0 | 0 | 0 | 0 | 0 | 0 | 0 | 0 | 0 | 0 | 0 | 0 | 0 | 0 | 0 | 0 | 0 | 0
F1_Commercial_Miscellaneous_Existing_Space Heating_Electric_Geothermal Heat Pump_E3 | F1 | Commercial | Miscellaneous | Existing | Space Heating | Electric | Geothermal Heat Pump | E3 | CCE | 0 | 0 | 0 | 0 | 0 | 0 | 0 | 0 | 0 | 0 | 0 | 0 | 0 | 0 | 0 | 0 | 0 | 0 | 0 | 0 | 0 | 0 | 0 | 0 | 0 | 0 | 0 | 0 | 0 | 0
F1_Commercial_Miscellaneous_Existing_Space Heating_Electric_Geothermal Heat Pump_E4 | F1 | Commercial | Miscellaneous | Existing | Space Heating | Electric | Geothermal Heat Pump | E4 | CCE | 0 | 0 | 0 | 0 | 0 | 0 | 0 | 0 | 0 | 0 | 0 | 0 | 0 | 0 | 0 | 0 | 0 | 0 | 0 | 0 | 0 | 0 | 0 | 0 | 0 | 0 | 0 | 0 | 0 | 0
F1_Commercial_Miscellaneous_Existing_Space Heating_Electric_Geothermal Heat Pump_E5 | F1 | Commercial | Miscellaneous | Existing | Space Heating | Electric | Geothermal Heat Pump | E5 | CCE | 0 | 0 | 0 | 0 | 0 | 0 | 0 | 0 | 0 | 0 | 0 | 0 | 0 | 0 | 0 | 0 | 0 | 0 | 0 | 0 | 0 | 0 | 0 | 0 | 0 | 0 | 0 | 0 | 0 | 0
F1_Commercial_Miscellaneous_Existing_Space Heating_Electric_Geothermal Heat Pump_E6 | F1 | Commercial | Miscellaneous | Existing | Space Heating | Electric | Geothermal Heat Pump | E6 | CCE | 0 | 0 | 0 | 0 | 0 | 0 | 0 | 0 | 0 | 0 | 0 | 0 | 0 | 0 | 0 | 0 | 0 | 0 | 0 | 0 | 0 | 0 | 0 | 0 | 0 | 0 | 0 | 0 | 0 | 0
F1_Commercial_Miscellaneous_Existing_Space Heating_Electric_Geothermal Heat Pump_E7 | F1 | Commercial | Miscellaneous | Existing | Space Heating | Electric | Geothermal Heat Pump | E7 | CCE | 0 | 0 | 0 | 0 | 0 | 0 | 0 | 0 | 0 | 0 | 0 | 0 | 0 | 0 | 0 | 0 | 0 | 0 | 0 | 0 | 0 | 0 | 0 | 0 | 0 | 0 | 0 | 0 | 0 | 0
F1_Commercial_Miscellaneous_Existing_Space Heating_Electric_Geothermal Heat Pump_E8 | F1 | Commercial | Miscellaneous | Existing | Space Heating | Electric | Geothermal Heat Pump | E8 | CCE | 0 | 0 | 0 | 0 | 0 | 0 | 0 | 0 | 0 | 0 | 0 | 0 | 0 | 0 | 0 | 0 | 0 | 0 | 0 | 0 | 0 | 0 | 0 | 0 | 0 | 0 | 0 | 0 | 0 | 0
F1_Commercial_Miscellaneous_Existing_Space Heating_Electric_Geothermal Heat Pump_E9 | F1 | Commercial | Miscellaneous | Existing | Space Heating | Electric | Geothermal Heat Pump | E9 | CCE | 0 | 0 | 0 | 0 | 0 | 0 | 0 | 0 | 0 | 0 | 0 | 0 | 0 | 0 | 0 | 0 | 0 | 0 | 0 | 0 | 0 | 0 | 0 | 0 | 0 | 0 | 0 | 0 | 0 | 0
F1_Commercial_Miscellaneous_Existing_Space Heating_Electric_Geothermal Heat Pump_E10 | F1 | Commercial | Miscellaneous | Existing | Space Heating | Electric | Geothermal Heat Pump | E10 | CCE | 0 | 0 | 0 | 0 | 0 | 0 | 0 | 0 | 0 | 0 | 0 | 0 | 0 | 0 | 0 | 0 | 0 | 0 | 0 | 0 | 0 | 0 | 0 | 0 | 0 | 0 | 0 | 0 | 0 | 0
F2_Commercial_Miscellaneous_Existing_Space Heating_Electric_Geothermal Heat Pump_E1 | F2 | Commercial | Miscellaneous | Existing | Space Heating | Electric | Geothermal Heat Pump | E1 | TRC BC Ratio | 0 | 0 | 0 | 0 | 0 | 0 | 0 | 0 | 0 | 0 | 0 | 0 | 0 | 0 | 0 | 0 | 0 | 0 | 0 | 0 | 0 | 0 | 0 | 0 | 0 | 0 | 0 | 0 | 0 | 0
F2_Commercial_Miscellaneous_Existing_Space Heating_Electric_Geothermal Heat Pump_E2 | F2 | Commercial | Miscellaneous | Existing | Space Heating | Electric | Geothermal Heat Pump | E2 | TRC BC Ratio | 0 | 0 | 0 | 0 | 0 | 0 | 0 | 0 | 0 | 0 | 0 | 0 | 0 | 0 | 0 | 0 | 0 | 0 | 0 | 0 | 0 | 0 | 0 | 0 | 0 | 0 | 0 | 0 | 0 | 0
F2_Commercial_Miscellaneous_Existing_Space Heating_Electric_Geothermal Heat Pump_E3 | F2 | Commercial | Miscellaneous | Existing | Space Heating | Electric | Geothermal Heat Pump | E3 | TRC BC Ratio | 0 | 0 | 0 | 0 | 0 | 0 | 0 | 0 | 0 | 0 | 0 | 0 | 0 | 0 | 0 | 0 | 0 | 0 | 0 | 0 | 0 | 0 | 0 | 0 | 0 | 0 | 0 | 0 | 0 | 0
F2_Commercial_Miscellaneous_Existing_Space Heating_Electric_Geothermal Heat Pump_E4 | F2 | Commercial | Miscellaneous | Existing | Space Heating | Electric | Geothermal Heat Pump | E4 | TRC BC Ratio | 0 | 0 | 0 | 0 | 0 | 0 | 0 | 0 | 0 | 0 | 0 | 0 | 0 | 0 | 0 | 0 | 0 | 0 | 0 | 0 | 0 | 0 | 0 | 0 | 0 | 0 | 0 | 0 | 0 | 0
F2_Commercial_Miscellaneous_Existing_Space Heating_Electric_Geothermal Heat Pump_E5 | F2 | Commercial | Miscellaneous | Existing | Space Heating | Electric | Geothermal Heat Pump | E5 | TRC BC Ratio | 0 | 0 | 0 | 0 | 0 | 0 | 0 | 0 | 0 | 0 | 0 | 0 | 0 | 0 | 0 | 0 | 0 | 0 | 0 | 0 | 0 | 0 | 0 | 0 | 0 | 0 | 0 | 0 | 0 | 0
F2_Commercial_Miscellaneous_Existing_Space Heating_Electric_Geothermal Heat Pump_E6 | F2 | Commercial | Miscellaneous | Existing | Space Heating | Electric | Geothermal Heat Pump | E6 | TRC BC Ratio | 0 | 0 | 0 | 0 | 0 | 0 | 0 | 0 | 0 | 0 | 0 | 0 | 0 | 0 | 0 | 0 | 0 | 0 | 0 | 0 | 0 | 0 | 0 | 0 | 0 | 0 | 0 | 0 | 0 | 0
F2_Commercial_Miscellaneous_Existing_Space Heating_Electric_Geothermal Heat Pump_E7 | F2 | Commercial | Miscellaneous | Existing | Space Heating | Electric | Geothermal Heat Pump | E7 | TRC BC Ratio | 0 | 0 | 0 | 0 | 0 | 0 | 0 | 0 | 0 | 0 | 0 | 0 | 0 | 0 | 0 | 0 | 0 | 0 | 0 | 0 | 0 | 0 | 0 | 0 | 0 | 0 | 0 | 0 | 0 | 0
F2_Commercial_Miscellaneous_Existing_Space Heating_Electric_Geothermal Heat Pump_E8 | F2 | Commercial | Miscellaneous | Existing | Space Heating | Electric | Geothermal Heat Pump | E8 | TRC BC Ratio | 0 | 0 | 0 | 0 | 0 | 0 | 0 | 0 | 0 | 0 | 0 | 0 | 0 | 0 | 0 | 0 | 0 | 0 | 0 | 0 | 0 | 0 | 0 | 0 | 0 | 0 | 0 | 0 | 0 | 0
F2_Commercial_Miscellaneous_Existing_Space Heating_Electric_Geothermal Heat Pump_E9 | F2 | Commercial | Miscellaneous | Existing | Space Heating | Electric | Geothermal Heat Pump | E9 | TRC BC Ratio | 0 | 0 | 0 | 0 | 0 | 0 | 0 | 0 | 0 | 0 | 0 | 0 | 0 | 0 | 0 | 0 | 0 | 0 | 0 | 0 | 0 | 0 | 0 | 0 | 0 | 0 | 0 | 0 | 0 | 0
F2_Commercial_Miscellaneous_Existing_Space Heating_Electric_Geothermal Heat Pump_E10 | F2 | Commercial | Miscellaneous | Existing | Space Heating | Electric | Geothermal Heat Pump | E10 | TRC BC Ratio | 0 | 0 | 0 | 0 | 0 | 0 | 0 | 0 | 0 | 0 | 0 | 0 | 0 | 0 | 0 | 0 | 0 | 0 | 0 | 0 | 0 | 0 | 0 | 0 | 0 | 0 | 0 | 0 | 0 | 0
F3_Commercial_Miscellaneous_Existing_Space Heating_Electric_Geothermal Heat Pump_E1 | F3 | Commercial | Miscellaneous | Existing | Space Heating | Electric | Geothermal Heat Pump | E1 | PACT BC Ratio | 0 | 0 | 0 | 0 | 0 | 0 | 0 | 0 | 0 | 0 | 0 | 0 | 0 | 0 | 0 | 0 | 0 | 0 | 0 | 0 | 0 | 0 | 0 | 0 | 0 | 0 | 0 | 0 | 0 | 0
F3_Commercial_Miscellaneous_Existing_Space Heating_Electric_Geothermal Heat Pump_E2 | F3 | Commercial | Miscellaneous | Existing | Space Heating | Electric | Geothermal Heat Pump | E2 | PACT BC Ratio | 0 | 0 | 0 | 0 | 0 | 0 | 0 | 0 | 0 | 0 | 0 | 0 | 0 | 0 | 0 | 0 | 0 | 0 | 0 | 0 | 0 | 0 | 0 | 0 | 0 | 0 | 0 | 0 | 0 | 0
F3_Commercial_Miscellaneous_Existing_Space Heating_Electric_Geothermal Heat Pump_E3 | F3 | Commercial | Miscellaneous | Existing | Space Heating | Electric | Geothermal Heat Pump | E3 | PACT BC Ratio | 0 | 0 | 0 | 0 | 0 | 0 | 0 | 0 | 0 | 0 | 0 | 0 | 0 | 0 | 0 | 0 | 0 | 0 | 0 | 0 | 0 | 0 | 0 | 0 | 0 | 0 | 0 | 0 | 0 | 0
F3_Commercial_Miscellaneous_Existing_Space Heating_Electric_Geothermal Heat Pump_E4 | F3 | Commercial | Miscellaneous | Existing | Space Heating | Electric | Geothermal Heat Pump | E4 | PACT BC Ratio | 0 | 0 | 0 | 0 | 0 | 0 | 0 | 0 | 0 | 0 | 0 | 0 | 0 | 0 | 0 | 0 | 0 | 0 | 0 | 0 | 0 | 0 | 0 | 0 | 0 | 0 | 0 | 0 | 0 | 0
F3_Commercial_Miscellaneous_Existing_Space Heating_Electric_Geothermal Heat Pump_E5 | F3 | Commercial | Miscellaneous | Existing | Space Heating | Electric | Geothermal Heat Pump | E5 | PACT BC Ratio | 0 | 0 | 0 | 0 | 0 | 0 | 0 | 0 | 0 | 0 | 0 | 0 | 0 | 0 | 0 | 0 | 0 | 0 | 0 | 0 | 0 | 0 | 0 | 0 | 0 | 0 | 0 | 0 | 0 | 0
F3_Commercial_Miscellaneous_Existing_Space Heating_Electric_Geothermal Heat Pump_E6 | F3 | Commercial | Miscellaneous | Existing | Space Heating | Electric | Geothermal Heat Pump | E6 | PACT BC Ratio | 0 | 0 | 0 | 0 | 0 | 0 | 0 | 0 | 0 | 0 | 0 | 0 | 0 | 0 | 0 | 0 | 0 | 0 | 0 | 0 | 0 | 0 | 0 | 0 | 0 | 0 | 0 | 0 | 0 | 0
F3_Commercial_Miscellaneous_Existing_Space Heating_Electric_Geothermal Heat Pump_E7 | F3 | Commercial | Miscellaneous | Existing | Space Heating | Electric | Geothermal Heat Pump | E7 | PACT BC Ratio | 0 | 0 | 0 | 0 | 0 | 0 | 0 | 0 | 0 | 0 | 0 | 0 | 0 | 0 | 0 | 0 | 0 | 0 | 0 | 0 | 0 | 0 | 0 | 0 | 0 | 0 | 0 | 0 | 0 | 0
F3_Commercial_Miscellaneous_Existing_Space Heating_Electric_Geothermal Heat Pump_E8 | F3 | Commercial | Miscellaneous | Existing | Space Heating | Electric | Geothermal Heat Pump | E8 | PACT BC Ratio | 0 | 0 | 0 | 0 | 0 | 0 | 0 | 0 | 0 | 0 | 0 | 0 | 0 | 0 | 0 | 0 | 0 | 0 | 0 | 0 | 0 | 0 | 0 | 0 | 0 | 0 | 0 | 0 | 0 | 0
F3_Commercial_Miscellaneous_Existing_Space Heating_Electric_Geothermal Heat Pump_E9 | F3 | Commercial | Miscellaneous | Existing | Space Heating | Electric | Geothermal Heat Pump | E9 | PACT BC Ratio | 0 | 0 | 0 | 0 | 0 | 0 | 0 | 0 | 0 | 0 | 0 | 0 | 0 | 0 | 0 | 0 | 0 | 0 | 0 | 0 | 0 | 0 | 0 | 0 | 0 | 0 | 0 | 0 | 0 | 0
F3_Commercial_Miscellaneous_Existing_Space Heating_Electric_Geothermal Heat Pump_E10 | F3 | Commercial | Miscellaneous | Existing | Space Heating | Electric | Geothermal Heat Pump | E10 | PACT BC Ratio | 0 | 0 | 0 | 0 | 0 | 0 | 0 | 0 | 0 | 0 | 0 | 0 | 0 | 0 | 0 | 0 | 0 | 0 | 0 | 0 | 0 | 0 | 0 | 0 | 0 | 0 | 0 | 0 | 0 | 0
F4_Commercial_Miscellaneous_Existing_Space Heating_Electric_Geothermal Heat Pump_E1 | F4 | Commercial | Miscellaneous | Existing | Space Heating | Electric | Geothermal Heat Pump | E1 | RVT BC Ratio | 0 | 0 | 0 | 0 | 0 | 0 | 0 | 0 | 0 | 0 | 0 | 0 | 0 | 0 | 0 | 0 | 0 | 0 | 0 | 0 | 0 | 0 | 0 | 0 | 0 | 0 | 0 | 0 | 0 | 0
F4_Commercial_Miscellaneous_Existing_Space Heating_Electric_Geothermal Heat Pump_E2 | F4 | Commercial | Miscellaneous | Existing | Space Heating | Electric | Geothermal Heat Pump | E2 | RVT BC Ratio | 0 | 0 | 0 | 0 | 0 | 0 | 0 | 0 | 0 | 0 | 0 | 0 | 0 | 0 | 0 | 0 | 0 | 0 | 0 | 0 | 0 | 0 | 0 | 0 | 0 | 0 | 0 | 0 | 0 | 0
F4_Commercial_Miscellaneous_Existing_Space Heating_Electric_Geothermal Heat Pump_E3 | F4 | Commercial | Miscellaneous | Existing | Space Heating | Electric | Geothermal Heat Pump | E3 | RVT BC Ratio | 0 | 0 | 0 | 0 | 0 | 0 | 0 | 0 | 0 | 0 | 0 | 0 | 0 | 0 | 0 | 0 | 0 | 0 | 0 | 0 | 0 | 0 | 0 | 0 | 0 | 0 | 0 | 0 | 0 | 0
F4_Commercial_Miscellaneous_Existing_Space Heating_Electric_Geothermal Heat Pump_E4 | F4 | Commercial | Miscellaneous | Existing | Space Heating | Electric | Geothermal Heat Pump | E4 | RVT BC Ratio | 0 | 0 | 0 | 0 | 0 | 0 | 0 | 0 | 0 | 0 | 0 | 0 | 0 | 0 | 0 | 0 | 0 | 0 | 0 | 0 | 0 | 0 | 0 | 0 | 0 | 0 | 0 | 0 | 0 | 0
F4_Commercial_Miscellaneous_Existing_Space Heating_Electric_Geothermal Heat Pump_E5 | F4 | Commercial | Miscellaneous | Existing | Space Heating | Electric | Geothermal Heat Pump | E5 | RVT BC Ratio | 0 | 0 | 0 | 0 | 0 | 0 | 0 | 0 | 0 | 0 | 0 | 0 | 0 | 0 | 0 | 0 | 0 | 0 | 0 | 0 | 0 | 0 | 0 | 0 | 0 | 0 | 0 | 0 | 0 | 0
F4_Commercial_Miscellaneous_Existing_Space Heating_Electric_Geothermal Heat Pump_E6 | F4 | Commercial | Miscellaneous | Existing | Space Heating | Electric | Geothermal Heat Pump | E6 | RVT BC Ratio | 0 | 0 | 0 | 0 | 0 | 0 | 0 | 0 | 0 | 0 | 0 | 0 | 0 | 0 | 0 | 0 | 0 | 0 | 0 | 0 | 0 | 0 | 0 | 0 | 0 | 0 | 0 | 0 | 0 | 0
F4_Commercial_Miscellaneous_Existing_Space Heating_Electric_Geothermal Heat Pump_E7 | F4 | Commercial | Miscellaneous | Existing | Space Heating | Electric | Geothermal Heat Pump | E7 | RVT BC Ratio | 0 | 0 | 0 | 0 | 0 | 0 | 0 | 0 | 0 | 0 | 0 | 0 | 0 | 0 | 0 | 0 | 0 | 0 | 0 | 0 | 0 | 0 | 0 | 0 | 0 | 0 | 0 | 0 | 0 | 0
F4_Commercial_Miscellaneous_Existing_Space Heating_Electric_Geothermal Heat Pump_E8 | F4 | Commercial | Miscellaneous | Existing | Space Heating | Electric | Geothermal Heat Pump | E8 | RVT BC Ratio | 0 | 0 | 0 | 0 | 0 | 0 | 0 | 0 | 0 | 0 | 0 | 0 | 0 | 0 | 0 | 0 | 0 | 0 | 0 | 0 | 0 | 0 | 0 | 0 | 0 | 0 | 0 | 0 | 0 | 0
F4_Commercial_Miscellaneous_Existing_Space Heating_Electric_Geothermal Heat Pump_E9 | F4 | Commercial | Miscellaneous | Existing | Space Heating | Electric | Geothermal Heat Pump | E9 | RVT BC Ratio | 0 | 0 | 0 | 0 | 0 | 0 | 0 | 0 | 0 | 0 | 0 | 0 | 0 | 0 | 0 | 0 | 0 | 0 | 0 | 0 | 0 | 0 | 0 | 0 | 0 | 0 | 0 | 0 | 0 | 0
F4_Commercial_Miscellaneous_Existing_Space Heating_Electric_Geothermal Heat Pump_E10 | F4 | Commercial | Miscellaneous | Existing | Space Heating | Electric | Geothermal Heat Pump | E10 | RVT BC Ratio | 0 | 0 | 0 | 0 | 0 | 0 | 0 | 0 | 0 | 0 | 0 | 0 | 0 | 0 | 0 | 0 | 0 | 0 | 0 | 0 | 0 | 0 | 0 | 0 | 0 | 0 | 0 | 0 | 0 | 0
F5_Commercial_Miscellaneous_Existing_Space Heating_Electric_Geothermal Heat Pump_E1 | F5 | Commercial | Miscellaneous | Existing | Space Heating | Electric | Geothermal Heat Pump | E1 | RIM BC Ratio | 0 | 0 | 0 | 0 | 0 | 0 | 0 | 0 | 0 | 0 | 0 | 0 | 0 | 0 | 0 | 0 | 0 | 0 | 0 | 0 | 0 | 0 | 0 | 0 | 0 | 0 | 0 | 0 | 0 | 0
F5_Commercial_Miscellaneous_Existing_Space Heating_Electric_Geothermal Heat Pump_E2 | F5 | Commercial | Miscellaneous | Existing | Space Heating | Electric | Geothermal Heat Pump | E2 | RIM BC Ratio | 0 | 0 | 0 | 0 | 0 | 0 | 0 | 0 | 0 | 0 | 0 | 0 | 0 | 0 | 0 | 0 | 0 | 0 | 0 | 0 | 0 | 0 | 0 | 0 | 0 | 0 | 0 | 0 | 0 | 0
F5_Commercial_Miscellaneous_Existing_Space Heating_Electric_Geothermal Heat Pump_E3 | F5 | Commercial | Miscellaneous | Existing | Space Heating | Electric | Geothermal Heat Pump | E3 | RIM BC Ratio | 0 | 0 | 0 | 0 | 0 | 0 | 0 | 0 | 0 | 0 | 0 | 0 | 0 | 0 | 0 | 0 | 0 | 0 | 0 | 0 | 0 | 0 | 0 | 0 | 0 | 0 | 0 | 0 | 0 | 0
F5_Commercial_Miscellaneous_Existing_Space Heating_Electric_Geothermal Heat Pump_E4 | F5 | Commercial | Miscellaneous | Existing | Space Heating | Electric | Geothermal Heat Pump | E4 | RIM BC Ratio | 0 | 0 | 0 | 0 | 0 | 0 | 0 | 0 | 0 | 0 | 0 | 0 | 0 | 0 | 0 | 0 | 0 | 0 | 0 | 0 | 0 | 0 | 0 | 0 | 0 | 0 | 0 | 0 | 0 | 0
F5_Commercial_Miscellaneous_Existing_Space Heating_Electric_Geothermal Heat Pump_E5 | F5 | Commercial | Miscellaneous | Existing | Space Heating | Electric | Geothermal Heat Pump | E5 | RIM BC Ratio | 0 | 0 | 0 | 0 | 0 | 0 | 0 | 0 | 0 | 0 | 0 | 0 | 0 | 0 | 0 | 0 | 0 | 0 | 0 | 0 | 0 | 0 | 0 | 0 | 0 | 0 | 0 | 0 | 0 | 0
F5_Commercial_Miscellaneous_Existing_Space Heating_Electric_Geothermal Heat Pump_E6 | F5 | Commercial | Miscellaneous | Existing | Space Heating | Electric | Geothermal Heat Pump | E6 | RIM BC Ratio | 0 | 0 | 0 | 0 | 0 | 0 | 0 | 0 | 0 | 0 | 0 | 0 | 0 | 0 | 0 | 0 | 0 | 0 | 0 | 0 | 0 | 0 | 0 | 0 | 0 | 0 | 0 | 0 | 0 | 0
F5_Commercial_Miscellaneous_Existing_Space Heating_Electric_Geothermal Heat Pump_E7 | F5 | Commercial | Miscellaneous | Existing | Space Heating | Electric | Geothermal Heat Pump | E7 | RIM BC Ratio | 0 | 0 | 0 | 0 | 0 | 0 | 0 | 0 | 0 | 0 | 0 | 0 | 0 | 0 | 0 | 0 | 0 | 0 | 0 | 0 | 0 | 0 | 0 | 0 | 0 | 0 | 0 | 0 | 0 | 0
F5_Commercial_Miscellaneous_Existing_Space Heating_Electric_Geothermal Heat Pump_E8 | F5 | Commercial | Miscellaneous | Existing | Space Heating | Electric | Geothermal Heat Pump | E8 | RIM BC Ratio | 0 | 0 | 0 | 0 | 0 | 0 | 0 | 0 | 0 | 0 | 0 | 0 | 0 | 0 | 0 | 0 | 0 | 0 | 0 | 0 | 0 | 0 | 0 | 0 | 0 | 0 | 0 | 0 | 0 | 0
F5_Commercial_Miscellaneous_Existing_Space Heating_Electric_Geothermal Heat Pump_E9 | F5 | Commercial | Miscellaneous | Existing | Space Heating | Electric | Geothermal Heat Pump | E9 | RIM BC Ratio | 0 | 0 | 0 | 0 | 0 | 0 | 0 | 0 | 0 | 0 | 0 | 0 | 0 | 0 | 0 | 0 | 0 | 0 | 0 | 0 | 0 | 0 | 0 | 0 | 0 | 0 | 0 | 0 | 0 | 0
F5_Commercial_Miscellaneous_Existing_Space Heating_Electric_Geothermal Heat Pump_E10 | F5 | Commercial | Miscellaneous | Existing | Space Heating | Electric | Geothermal Heat Pump | E10 | RIM BC Ratio | 0 | 0 | 0 | 0 | 0 | 0 | 0 | 0 | 0 | 0 | 0 | 0 | 0 | 0 | 0 | 0 | 0 | 0 | 0 | 0 | 0 | 0 | 0 | 0 | 0 | 0 | 0 | 0 | 0 | 0
F0_Commercial_Miscellaneous_Existing_Ventilation_Electric_Ventilation_E0 | F0 | Commercial | Miscellaneous | Existing | Ventilation | Electric | Ventilation | E0 | Economic Unit | 0 | 0 | 0 | 0 | 0 | 0 | 0 | 0 | 0 | 0 | 0 | 0 | 0 | 0 | 0 | 0 | 0 | 0 | 0 | 0 | 0 | 0 | 0 | 0 | 0 | 0 | 0 | 0 | 0 | 0
F1_Commercial_Miscellaneous_Existing_Ventilation_Electric_Ventilation_E1 | F1 | Commercial | Miscellaneous | Existing | Ventilation | Electric | Ventilation | E1 | CCE | 0 | 0 | 0 | 0 | 0 | 0 | 0 | 0 | 0 | 0 | 0 | 0 | 0 | 0 | 0 | 0 | 0 | 0 | 0 | 0 | 0 | 0 | 0 | 0 | 0 | 0 | 0 | 0 | 0 | 0
F1_Commercial_Miscellaneous_Existing_Ventilation_Electric_Ventilation_E2 | F1 | Commercial | Miscellaneous | Existing | Ventilation | Electric | Ventilation | E2 | CCE | 0 | 0 | 0 | 0 | 0 | 0 | 0 | 0 | 0 | 0 | 0 | 0 | 0 | 0 | 0 | 0 | 0 | 0 | 0 | 0 | 0 | 0 | 0 | 0 | 0 | 0 | 0 | 0 | 0 | 0
F1_Commercial_Miscellaneous_Existing_Ventilation_Electric_Ventilation_E3 | F1 | Commercial | Miscellaneous | Existing | Ventilation | Electric | Ventilation | E3 | CCE | 0 | 0 | 0 | 0 | 0 | 0 | 0 | 0 | 0 | 0 | 0 | 0 | 0 | 0 | 0 | 0 | 0 | 0 | 0 | 0 | 0 | 0 | 0 | 0 | 0 | 0 | 0 | 0 | 0 | 0
F1_Commercial_Miscellaneous_Existing_Ventilation_Electric_Ventilation_E4 | F1 | Commercial | Miscellaneous | Existing | Ventilation | Electric | Ventilation | E4 | CCE | 0 | 0 | 0 | 0 | 0 | 0 | 0 | 0 | 0 | 0 | 0 | 0 | 0 | 0 | 0 | 0 | 0 | 0 | 0 | 0 | 0 | 0 | 0 | 0 | 0 | 0 | 0 | 0 | 0 | 0
F1_Commercial_Miscellaneous_Existing_Ventilation_Electric_Ventilation_E5 | F1 | Commercial | Miscellaneous | Existing | Ventilation | Electric | Ventilation | E5 | CCE | 0 | 0 | 0 | 0 | 0 | 0 | 0 | 0 | 0 | 0 | 0 | 0 | 0 | 0 | 0 | 0 | 0 | 0 | 0 | 0 | 0 | 0 | 0 | 0 | 0 | 0 | 0 | 0 | 0 | 0
F1_Commercial_Miscellaneous_Existing_Ventilation_Electric_Ventilation_E6 | F1 | Commercial | Miscellaneous | Existing | Ventilation | Electric | Ventilation | E6 | CCE | 0 | 0 | 0 | 0 | 0 | 0 | 0 | 0 | 0 | 0 | 0 | 0 | 0 | 0 | 0 | 0 | 0 | 0 | 0 | 0 | 0 | 0 | 0 | 0 | 0 | 0 | 0 | 0 | 0 | 0
F1_Commercial_Miscellaneous_Existing_Ventilation_Electric_Ventilation_E7 | F1 | Commercial | Miscellaneous | Existing | Ventilation | Electric | Ventilation | E7 | CCE | 0 | 0 | 0 | 0 | 0 | 0 | 0 | 0 | 0 | 0 | 0 | 0 | 0 | 0 | 0 | 0 | 0 | 0 | 0 | 0 | 0 | 0 | 0 | 0 | 0 | 0 | 0 | 0 | 0 | 0
F1_Commercial_Miscellaneous_Existing_Ventilation_Electric_Ventilation_E8 | F1 | Commercial | Miscellaneous | Existing | Ventilation | Electric | Ventilation | E8 | CCE | 0 | 0 | 0 | 0 | 0 | 0 | 0 | 0 | 0 | 0 | 0 | 0 | 0 | 0 | 0 | 0 | 0 | 0 | 0 | 0 | 0 | 0 | 0 | 0 | 0 | 0 | 0 | 0 | 0 | 0
F1_Commercial_Miscellaneous_Existing_Ventilation_Electric_Ventilation_E9 | F1 | Commercial | Miscellaneous | Existing | Ventilation | Electric | Ventilation | E9 | CCE | 0 | 0 | 0 | 0 | 0 | 0 | 0 | 0 | 0 | 0 | 0 | 0 | 0 | 0 | 0 | 0 | 0 | 0 | 0 | 0 | 0 | 0 | 0 | 0 | 0 | 0 | 0 | 0 | 0 | 0
F1_Commercial_Miscellaneous_Existing_Ventilation_Electric_Ventilation_E10 | F1 | Commercial | Miscellaneous | Existing | Ventilation | Electric | Ventilation | E10 | CCE | 0 | 0 | 0 | 0 | 0 | 0 | 0 | 0 | 0 | 0 | 0 | 0 | 0 | 0 | 0 | 0 | 0 | 0 | 0 | 0 | 0 | 0 | 0 | 0 | 0 | 0 | 0 | 0 | 0 | 0
F2_Commercial_Miscellaneous_Existing_Ventilation_Electric_Ventilation_E1 | F2 | Commercial | Miscellaneous | Existing | Ventilation | Electric | Ventilation | E1 | TRC BC Ratio | 0 | 0 | 0 | 0 | 0 | 0 | 0 | 0 | 0 | 0 | 0 | 0 | 0 | 0 | 0 | 0 | 0 | 0 | 0 | 0 | 0 | 0 | 0 | 0 | 0 | 0 | 0 | 0 | 0 | 0
F2_Commercial_Miscellaneous_Existing_Ventilation_Electric_Ventilation_E2 | F2 | Commercial | Miscellaneous | Existing | Ventilation | Electric | Ventilation | E2 | TRC BC Ratio | 0 | 0 | 0 | 0 | 0 | 0 | 0 | 0 | 0 | 0 | 0 | 0 | 0 | 0 | 0 | 0 | 0 | 0 | 0 | 0 | 0 | 0 | 0 | 0 | 0 | 0 | 0 | 0 | 0 | 0
F2_Commercial_Miscellaneous_Existing_Ventilation_Electric_Ventilation_E3 | F2 | Commercial | Miscellaneous | Existing | Ventilation | Electric | Ventilation | E3 | TRC BC Ratio | 0 | 0 | 0 | 0 | 0 | 0 | 0 | 0 | 0 | 0 | 0 | 0 | 0 | 0 | 0 | 0 | 0 | 0 | 0 | 0 | 0 | 0 | 0 | 0 | 0 | 0 | 0 | 0 | 0 | 0
F2_Commercial_Miscellaneous_Existing_Ventilation_Electric_Ventilation_E4 | F2 | Commercial | Miscellaneous | Existing | Ventilation | Electric | Ventilation | E4 | TRC BC Ratio | 0 | 0 | 0 | 0 | 0 | 0 | 0 | 0 | 0 | 0 | 0 | 0 | 0 | 0 | 0 | 0 | 0 | 0 | 0 | 0 | 0 | 0 | 0 | 0 | 0 | 0 | 0 | 0 | 0 | 0
F2_Commercial_Miscellaneous_Existing_Ventilation_Electric_Ventilation_E5 | F2 | Commercial | Miscellaneous | Existing | Ventilation | Electric | Ventilation | E5 | TRC BC Ratio | 0 | 0 | 0 | 0 | 0 | 0 | 0 | 0 | 0 | 0 | 0 | 0 | 0 | 0 | 0 | 0 | 0 | 0 | 0 | 0 | 0 | 0 | 0 | 0 | 0 | 0 | 0 | 0 | 0 | 0
F2_Commercial_Miscellaneous_Existing_Ventilation_Electric_Ventilation_E6 | F2 | Commercial | Miscellaneous | Existing | Ventilation | Electric | Ventilation | E6 | TRC BC Ratio | 0 | 0 | 0 | 0 | 0 | 0 | 0 | 0 | 0 | 0 | 0 | 0 | 0 | 0 | 0 | 0 | 0 | 0 | 0 | 0 | 0 | 0 | 0 | 0 | 0 | 0 | 0 | 0 | 0 | 0
F2_Commercial_Miscellaneous_Existing_Ventilation_Electric_Ventilation_E7 | F2 | Commercial | Miscellaneous | Existing | Ventilation | Electric | Ventilation | E7 | TRC BC Ratio | 0 | 0 | 0 | 0 | 0 | 0 | 0 | 0 | 0 | 0 | 0 | 0 | 0 | 0 | 0 | 0 | 0 | 0 | 0 | 0 | 0 | 0 | 0 | 0 | 0 | 0 | 0 | 0 | 0 | 0
F2_Commercial_Miscellaneous_Existing_Ventilation_Electric_Ventilation_E8 | F2 | Commercial | Miscellaneous | Existing | Ventilation | Electric | Ventilation | E8 | TRC BC Ratio | 0 | 0 | 0 | 0 | 0 | 0 | 0 | 0 | 0 | 0 | 0 | 0 | 0 | 0 | 0 | 0 | 0 | 0 | 0 | 0 | 0 | 0 | 0 | 0 | 0 | 0 | 0 | 0 | 0 | 0
F2_Commercial_Miscellaneous_Existing_Ventilation_Electric_Ventilation_E9 | F2 | Commercial | Miscellaneous | Existing | Ventilation | Electric | Ventilation | E9 | TRC BC Ratio | 0 | 0 | 0 | 0 | 0 | 0 | 0 | 0 | 0 | 0 | 0 | 0 | 0 | 0 | 0 | 0 | 0 | 0 | 0 | 0 | 0 | 0 | 0 | 0 | 0 | 0 | 0 | 0 | 0 | 0
F2_Commercial_Miscellaneous_Existing_Ventilation_Electric_Ventilation_E10 | F2 | Commercial | Miscellaneous | Existing | Ventilation | Electric | Ventilation | E10 | TRC BC Ratio | 0 | 0 | 0 | 0 | 0 | 0 | 0 | 0 | 0 | 0 | 0 | 0 | 0 | 0 | 0 | 0 | 0 | 0 | 0 | 0 | 0 | 0 | 0 | 0 | 0 | 0 | 0 | 0 | 0 | 0
F3_Commercial_Miscellaneous_Existing_Ventilation_Electric_Ventilation_E1 | F3 | Commercial | Miscellaneous | Existing | Ventilation | Electric | Ventilation | E1 | PACT BC Ratio | 0 | 0 | 0 | 0 | 0 | 0 | 0 | 0 | 0 | 0 | 0 | 0 | 0 | 0 | 0 | 0 | 0 | 0 | 0 | 0 | 0 | 0 | 0 | 0 | 0 | 0 | 0 | 0 | 0 | 0
F3_Commercial_Miscellaneous_Existing_Ventilation_Electric_Ventilation_E2 | F3 | Commercial | Miscellaneous | Existing | Ventilation | Electric | Ventilation | E2 | PACT BC Ratio | 0 | 0 | 0 | 0 | 0 | 0 | 0 | 0 | 0 | 0 | 0 | 0 | 0 | 0 | 0 | 0 | 0 | 0 | 0 | 0 | 0 | 0 | 0 | 0 | 0 | 0 | 0 | 0 | 0 | 0
F3_Commercial_Miscellaneous_Existing_Ventilation_Electric_Ventilation_E3 | F3 | Commercial | Miscellaneous | Existing | Ventilation | Electric | Ventilation | E3 | PACT BC Ratio | 0 | 0 | 0 | 0 | 0 | 0 | 0 | 0 | 0 | 0 | 0 | 0 | 0 | 0 | 0 | 0 | 0 | 0 | 0 | 0 | 0 | 0 | 0 | 0 | 0 | 0 | 0 | 0 | 0 | 0
F3_Commercial_Miscellaneous_Existing_Ventilation_Electric_Ventilation_E4 | F3 | Commercial | Miscellaneous | Existing | Ventilation | Electric | Ventilation | E4 | PACT BC Ratio | 0 | 0 | 0 | 0 | 0 | 0 | 0 | 0 | 0 | 0 | 0 | 0 | 0 | 0 | 0 | 0 | 0 | 0 | 0 | 0 | 0 | 0 | 0 | 0 | 0 | 0 | 0 | 0 | 0 | 0
F3_Commercial_Miscellaneous_Existing_Ventilation_Electric_Ventilation_E5 | F3 | Commercial | Miscellaneous | Existing | Ventilation | Electric | Ventilation | E5 | PACT BC Ratio | 0 | 0 | 0 | 0 | 0 | 0 | 0 | 0 | 0 | 0 | 0 | 0 | 0 | 0 | 0 | 0 | 0 | 0 | 0 | 0 | 0 | 0 | 0 | 0 | 0 | 0 | 0 | 0 | 0 | 0
F3_Commercial_Miscellaneous_Existing_Ventilation_Electric_Ventilation_E6 | F3 | Commercial | Miscellaneous | Existing | Ventilation | Electric | Ventilation | E6 | PACT BC Ratio | 0 | 0 | 0 | 0 | 0 | 0 | 0 | 0 | 0 | 0 | 0 | 0 | 0 | 0 | 0 | 0 | 0 | 0 | 0 | 0 | 0 | 0 | 0 | 0 | 0 | 0 | 0 | 0 | 0 | 0
F3_Commercial_Miscellaneous_Existing_Ventilation_Electric_Ventilation_E7 | F3 | Commercial | Miscellaneous | Existing | Ventilation | Electric | Ventilation | E7 | PACT BC Ratio | 0 | 0 | 0 | 0 | 0 | 0 | 0 | 0 | 0 | 0 | 0 | 0 | 0 | 0 | 0 | 0 | 0 | 0 | 0 | 0 | 0 | 0 | 0 | 0 | 0 | 0 | 0 | 0 | 0 | 0
F3_Commercial_Miscellaneous_Existing_Ventilation_Electric_Ventilation_E8 | F3 | Commercial | Miscellaneous | Existing | Ventilation | Electric | Ventilation | E8 | PACT BC Ratio | 0 | 0 | 0 | 0 | 0 | 0 | 0 | 0 | 0 | 0 | 0 | 0 | 0 | 0 | 0 | 0 | 0 | 0 | 0 | 0 | 0 | 0 | 0 | 0 | 0 | 0 | 0 | 0 | 0 | 0
F3_Commercial_Miscellaneous_Existing_Ventilation_Electric_Ventilation_E9 | F3 | Commercial | Miscellaneous | Existing | Ventilation | Electric | Ventilation | E9 | PACT BC Ratio | 0 | 0 | 0 | 0 | 0 | 0 | 0 | 0 | 0 | 0 | 0 | 0 | 0 | 0 | 0 | 0 | 0 | 0 | 0 | 0 | 0 | 0 | 0 | 0 | 0 | 0 | 0 | 0 | 0 | 0
F3_Commercial_Miscellaneous_Existing_Ventilation_Electric_Ventilation_E10 | F3 | Commercial | Miscellaneous | Existing | Ventilation | Electric | Ventilation | E10 | PACT BC Ratio | 0 | 0 | 0 | 0 | 0 | 0 | 0 | 0 | 0 | 0 | 0 | 0 | 0 | 0 | 0 | 0 | 0 | 0 | 0 | 0 | 0 | 0 | 0 | 0 | 0 | 0 | 0 | 0 | 0 | 0
F4_Commercial_Miscellaneous_Existing_Ventilation_Electric_Ventilation_E1 | F4 | Commercial | Miscellaneous | Existing | Ventilation | Electric | Ventilation | E1 | RVT BC Ratio | 0 | 0 | 0 | 0 | 0 | 0 | 0 | 0 | 0 | 0 | 0 | 0 | 0 | 0 | 0 | 0 | 0 | 0 | 0 | 0 | 0 | 0 | 0 | 0 | 0 | 0 | 0 | 0 | 0 | 0
F4_Commercial_Miscellaneous_Existing_Ventilation_Electric_Ventilation_E2 | F4 | Commercial | Miscellaneous | Existing | Ventilation | Electric | Ventilation | E2 | RVT BC Ratio | 0 | 0 | 0 | 0 | 0 | 0 | 0 | 0 | 0 | 0 | 0 | 0 | 0 | 0 | 0 | 0 | 0 | 0 | 0 | 0 | 0 | 0 | 0 | 0 | 0 | 0 | 0 | 0 | 0 | 0
F4_Commercial_Miscellaneous_Existing_Ventilation_Electric_Ventilation_E3 | F4 | Commercial | Miscellaneous | Existing | Ventilation | Electric | Ventilation | E3 | RVT BC Ratio | 0 | 0 | 0 | 0 | 0 | 0 | 0 | 0 | 0 | 0 | 0 | 0 | 0 | 0 | 0 | 0 | 0 | 0 | 0 | 0 | 0 | 0 | 0 | 0 | 0 | 0 | 0 | 0 | 0 | 0
F4_Commercial_Miscellaneous_Existing_Ventilation_Electric_Ventilation_E4 | F4 | Commercial | Miscellaneous | Existing | Ventilation | Electric | Ventilation | E4 | RVT BC Ratio | 0 | 0 | 0 | 0 | 0 | 0 | 0 | 0 | 0 | 0 | 0 | 0 | 0 | 0 | 0 | 0 | 0 | 0 | 0 | 0 | 0 | 0 | 0 | 0 | 0 | 0 | 0 | 0 | 0 | 0
F4_Commercial_Miscellaneous_Existing_Ventilation_Electric_Ventilation_E5 | F4 | Commercial | Miscellaneous | Existing | Ventilation | Electric | Ventilation | E5 | RVT BC Ratio | 0 | 0 | 0 | 0 | 0 | 0 | 0 | 0 | 0 | 0 | 0 | 0 | 0 | 0 | 0 | 0 | 0 | 0 | 0 | 0 | 0 | 0 | 0 | 0 | 0 | 0 | 0 | 0 | 0 | 0
F4_Commercial_Miscellaneous_Existing_Ventilation_Electric_Ventilation_E6 | F4 | Commercial | Miscellaneous | Existing | Ventilation | Electric | Ventilation | E6 | RVT BC Ratio | 0 | 0 | 0 | 0 | 0 | 0 | 0 | 0 | 0 | 0 | 0 | 0 | 0 | 0 | 0 | 0 | 0 | 0 | 0 | 0 | 0 | 0 | 0 | 0 | 0 | 0 | 0 | 0 | 0 | 0
F4_Commercial_Miscellaneous_Existing_Ventilation_Electric_Ventilation_E7 | F4 | Commercial | Miscellaneous | Existing | Ventilation | Electric | Ventilation | E7 | RVT BC Ratio | 0 | 0 | 0 | 0 | 0 | 0 | 0 | 0 | 0 | 0 | 0 | 0 | 0 | 0 | 0 | 0 | 0 | 0 | 0 | 0 | 0 | 0 | 0 | 0 | 0 | 0 | 0 | 0 | 0 | 0
F4_Commercial_Miscellaneous_Existing_Ventilation_Electric_Ventilation_E8 | F4 | Commercial | Miscellaneous | Existing | Ventilation | Electric | Ventilation | E8 | RVT BC Ratio | 0 | 0 | 0 | 0 | 0 | 0 | 0 | 0 | 0 | 0 | 0 | 0 | 0 | 0 | 0 | 0 | 0 | 0 | 0 | 0 | 0 | 0 | 0 | 0 | 0 | 0 | 0 | 0 | 0 | 0
F4_Commercial_Miscellaneous_Existing_Ventilation_Electric_Ventilation_E9 | F4 | Commercial | Miscellaneous | Existing | Ventilation | Electric | Ventilation | E9 | RVT BC Ratio | 0 | 0 | 0 | 0 | 0 | 0 | 0 | 0 | 0 | 0 | 0 | 0 | 0 | 0 | 0 | 0 | 0 | 0 | 0 | 0 | 0 | 0 | 0 | 0 | 0 | 0 | 0 | 0 | 0 | 0
F4_Commercial_Miscellaneous_Existing_Ventilation_Electric_Ventilation_E10 | F4 | Commercial | Miscellaneous | Existing | Ventilation | Electric | Ventilation | E10 | RVT BC Ratio | 0 | 0 | 0 | 0 | 0 | 0 | 0 | 0 | 0 | 0 | 0 | 0 | 0 | 0 | 0 | 0 | 0 | 0 | 0 | 0 | 0 | 0 | 0 | 0 | 0 | 0 | 0 | 0 | 0 | 0
F5_Commercial_Miscellaneous_Existing_Ventilation_Electric_Ventilation_E1 | F5 | Commercial | Miscellaneous | Existing | Ventilation | Electric | Ventilation | E1 | RIM BC Ratio | 0 | 0 | 0 | 0 | 0 | 0 | 0 | 0 | 0 | 0 | 0 | 0 | 0 | 0 | 0 | 0 | 0 | 0 | 0 | 0 | 0 | 0 | 0 | 0 | 0 | 0 | 0 | 0 | 0 | 0
F5_Commercial_Miscellaneous_Existing_Ventilation_Electric_Ventilation_E2 | F5 | Commercial | Miscellaneous | Existing | Ventilation | Electric | Ventilation | E2 | RIM BC Ratio | 0 | 0 | 0 | 0 | 0 | 0 | 0 | 0 | 0 | 0 | 0 | 0 | 0 | 0 | 0 | 0 | 0 | 0 | 0 | 0 | 0 | 0 | 0 | 0 | 0 | 0 | 0 | 0 | 0 | 0
F5_Commercial_Miscellaneous_Existing_Ventilation_Electric_Ventilation_E3 | F5 | Commercial | Miscellaneous | Existing | Ventilation | Electric | Ventilation | E3 | RIM BC Ratio | 0 | 0 | 0 | 0 | 0 | 0 | 0 | 0 | 0 | 0 | 0 | 0 | 0 | 0 | 0 | 0 | 0 | 0 | 0 | 0 | 0 | 0 | 0 | 0 | 0 | 0 | 0 | 0 | 0 | 0
F5_Commercial_Miscellaneous_Existing_Ventilation_Electric_Ventilation_E4 | F5 | Commercial | Miscellaneous | Existing | Ventilation | Electric | Ventilation | E4 | RIM BC Ratio | 0 | 0 | 0 | 0 | 0 | 0 | 0 | 0 | 0 | 0 | 0 | 0 | 0 | 0 | 0 | 0 | 0 | 0 | 0 | 0 | 0 | 0 | 0 | 0 | 0 | 0 | 0 | 0 | 0 | 0
F5_Commercial_Miscellaneous_Existing_Ventilation_Electric_Ventilation_E5 | F5 | Commercial | Miscellaneous | Existing | Ventilation | Electric | Ventilation | E5 | RIM BC Ratio | 0 | 0 | 0 | 0 | 0 | 0 | 0 | 0 | 0 | 0 | 0 | 0 | 0 | 0 | 0 | 0 | 0 | 0 | 0 | 0 | 0 | 0 | 0 | 0 | 0 | 0 | 0 | 0 | 0 | 0
F5_Commercial_Miscellaneous_Existing_Ventilation_Electric_Ventilation_E6 | F5 | Commercial | Miscellaneous | Existing | Ventilation | Electric | Ventilation | E6 | RIM BC Ratio | 0 | 0 | 0 | 0 | 0 | 0 | 0 | 0 | 0 | 0 | 0 | 0 | 0 | 0 | 0 | 0 | 0 | 0 | 0 | 0 | 0 | 0 | 0 | 0 | 0 | 0 | 0 | 0 | 0 | 0
F5_Commercial_Miscellaneous_Existing_Ventilation_Electric_Ventilation_E7 | F5 | Commercial | Miscellaneous | Existing | Ventilation | Electric | Ventilation | E7 | RIM BC Ratio | 0 | 0 | 0 | 0 | 0 | 0 | 0 | 0 | 0 | 0 | 0 | 0 | 0 | 0 | 0 | 0 | 0 | 0 | 0 | 0 | 0 | 0 | 0 | 0 | 0 | 0 | 0 | 0 | 0 | 0
F5_Commercial_Miscellaneous_Existing_Ventilation_Electric_Ventilation_E8 | F5 | Commercial | Miscellaneous | Existing | Ventilation | Electric | Ventilation | E8 | RIM BC Ratio | 0 | 0 | 0 | 0 | 0 | 0 | 0 | 0 | 0 | 0 | 0 | 0 | 0 | 0 | 0 | 0 | 0 | 0 | 0 | 0 | 0 | 0 | 0 | 0 | 0 | 0 | 0 | 0 | 0 | 0
F5_Commercial_Miscellaneous_Existing_Ventilation_Electric_Ventilation_E9 | F5 | Commercial | Miscellaneous | Existing | Ventilation | Electric | Ventilation | E9 | RIM BC Ratio | 0 | 0 | 0 | 0 | 0 | 0 | 0 | 0 | 0 | 0 | 0 | 0 | 0 | 0 | 0 | 0 | 0 | 0 | 0 | 0 | 0 | 0 | 0 | 0 | 0 | 0 | 0 | 0 | 0 | 0
F5_Commercial_Miscellaneous_Existing_Ventilation_Electric_Ventilation_E10 | F5 | Commercial | Miscellaneous | Existing | Ventilation | Electric | Ventilation | E10 | RIM BC Ratio | 0 | 0 | 0 | 0 | 0 | 0 | 0 | 0 | 0 | 0 | 0 | 0 | 0 | 0 | 0 | 0 | 0 | 0 | 0 | 0 | 0 | 0 | 0 | 0 | 0 | 0 | 0 | 0 | 0 | 0
F0_Commercial_Miscellaneous_Existing_Water Heating_Electric_Water Heater_E0 | F0 | Commercial | Miscellaneous | Existing | Water Heating | Electric | Water Heater | E0 | Economic Unit | 0 | 0 | 0 | 0 | 0 | 0 | 0 | 0 | 0 | 0 | 0 | 0 | 0 | 0 | 0 | 0 | 0 | 0 | 0 | 0 | 0 | 0 | 0 | 0 | 0 | 0 | 0 | 0 | 0 | 0
F1_Commercial_Miscellaneous_Existing_Water Heating_Electric_Water Heater_E1 | F1 | Commercial | Miscellaneous | Existing | Water Heating | Electric | Water Heater | E1 | CCE | 0 | 0 | 0 | 0 | 0 | 0 | 0 | 0 | 0 | 0 | 0 | 0 | 0 | 0 | 0 | 0 | 0 | 0 | 0 | 0 | 0 | 0 | 0 | 0 | 0 | 0 | 0 | 0 | 0 | 0
F1_Commercial_Miscellaneous_Existing_Water Heating_Electric_Water Heater_E2 | F1 | Commercial | Miscellaneous | Existing | Water Heating | Electric | Water Heater | E2 | CCE | 0 | 0 | 0 | 0 | 0 | 0 | 0 | 0 | 0 | 0 | 0 | 0 | 0 | 0 | 0 | 0 | 0 | 0 | 0 | 0 | 0 | 0 | 0 | 0 | 0 | 0 | 0 | 0 | 0 | 0
F1_Commercial_Miscellaneous_Existing_Water Heating_Electric_Water Heater_E3 | F1 | Commercial | Miscellaneous | Existing | Water Heating | Electric | Water Heater | E3 | CCE | 0 | 0 | 0 | 0 | 0 | 0 | 0 | 0 | 0 | 0 | 0 | 0 | 0 | 0 | 0 | 0 | 0 | 0 | 0 | 0 | 0 | 0 | 0 | 0 | 0 | 0 | 0 | 0 | 0 | 0
F1_Commercial_Miscellaneous_Existing_Water Heating_Electric_Water Heater_E4 | F1 | Commercial | Miscellaneous | Existing | Water Heating | Electric | Water Heater | E4 | CCE | 0 | 0 | 0 | 0 | 0 | 0 | 0 | 0 | 0 | 0 | 0 | 0 | 0 | 0 | 0 | 0 | 0 | 0 | 0 | 0 | 0 | 0 | 0 | 0 | 0 | 0 | 0 | 0 | 0 | 0
F1_Commercial_Miscellaneous_Existing_Water Heating_Electric_Water Heater_E5 | F1 | Commercial | Miscellaneous | Existing | Water Heating | Electric | Water Heater | E5 | CCE | 0 | 0 | 0 | 0 | 0 | 0 | 0 | 0 | 0 | 0 | 0 | 0 | 0 | 0 | 0 | 0 | 0 | 0 | 0 | 0 | 0 | 0 | 0 | 0 | 0 | 0 | 0 | 0 | 0 | 0
F1_Commercial_Miscellaneous_Existing_Water Heating_Electric_Water Heater_E6 | F1 | Commercial | Miscellaneous | Existing | Water Heating | Electric | Water Heater | E6 | CCE | 0 | 0 | 0 | 0 | 0 | 0 | 0 | 0 | 0 | 0 | 0 | 0 | 0 | 0 | 0 | 0 | 0 | 0 | 0 | 0 | 0 | 0 | 0 | 0 | 0 | 0 | 0 | 0 | 0 | 0
F1_Commercial_Miscellaneous_Existing_Water Heating_Electric_Water Heater_E7 | F1 | Commercial | Miscellaneous | Existing | Water Heating | Electric | Water Heater | E7 | CCE | 0 | 0 | 0 | 0 | 0 | 0 | 0 | 0 | 0 | 0 | 0 | 0 | 0 | 0 | 0 | 0 | 0 | 0 | 0 | 0 | 0 | 0 | 0 | 0 | 0 | 0 | 0 | 0 | 0 | 0
F1_Commercial_Miscellaneous_Existing_Water Heating_Electric_Water Heater_E8 | F1 | Commercial | Miscellaneous | Existing | Water Heating | Electric | Water Heater | E8 | CCE | 0 | 0 | 0 | 0 | 0 | 0 | 0 | 0 | 0 | 0 | 0 | 0 | 0 | 0 | 0 | 0 | 0 | 0 | 0 | 0 | 0 | 0 | 0 | 0 | 0 | 0 | 0 | 0 | 0 | 0
F1_Commercial_Miscellaneous_Existing_Water Heating_Electric_Water Heater_E9 | F1 | Commercial | Miscellaneous | Existing | Water Heating | Electric | Water Heater | E9 | CCE | 0 | 0 | 0 | 0 | 0 | 0 | 0 | 0 | 0 | 0 | 0 | 0 | 0 | 0 | 0 | 0 | 0 | 0 | 0 | 0 | 0 | 0 | 0 | 0 | 0 | 0 | 0 | 0 | 0 | 0
F1_Commercial_Miscellaneous_Existing_Water Heating_Electric_Water Heater_E10 | F1 | Commercial | Miscellaneous | Existing | Water Heating | Electric | Water Heater | E10 | CCE | 0 | 0 | 0 | 0 | 0 | 0 | 0 | 0 | 0 | 0 | 0 | 0 | 0 | 0 | 0 | 0 | 0 | 0 | 0 | 0 | 0 | 0 | 0 | 0 | 0 | 0 | 0 | 0 | 0 | 0
F2_Commercial_Miscellaneous_Existing_Water Heating_Electric_Water Heater_E1 | F2 | Commercial | Miscellaneous | Existing | Water Heating | Electric | Water Heater | E1 | TRC BC Ratio | 0 | 0 | 0 | 0 | 0 | 0 | 0 | 0 | 0 | 0 | 0 | 0 | 0 | 0 | 0 | 0 | 0 | 0 | 0 | 0 | 0 | 0 | 0 | 0 | 0 | 0 | 0 | 0 | 0 | 0
F2_Commercial_Miscellaneous_Existing_Water Heating_Electric_Water Heater_E2 | F2 | Commercial | Miscellaneous | Existing | Water Heating | Electric | Water Heater | E2 | TRC BC Ratio | 0 | 0 | 0 | 0 | 0 | 0 | 0 | 0 | 0 | 0 | 0 | 0 | 0 | 0 | 0 | 0 | 0 | 0 | 0 | 0 | 0 | 0 | 0 | 0 | 0 | 0 | 0 | 0 | 0 | 0
F2_Commercial_Miscellaneous_Existing_Water Heating_Electric_Water Heater_E3 | F2 | Commercial | Miscellaneous | Existing | Water Heating | Electric | Water Heater | E3 | TRC BC Ratio | 0 | 0 | 0 | 0 | 0 | 0 | 0 | 0 | 0 | 0 | 0 | 0 | 0 | 0 | 0 | 0 | 0 | 0 | 0 | 0 | 0 | 0 | 0 | 0 | 0 | 0 | 0 | 0 | 0 | 0
F2_Commercial_Miscellaneous_Existing_Water Heating_Electric_Water Heater_E4 | F2 | Commercial | Miscellaneous | Existing | Water Heating | Electric | Water Heater | E4 | TRC BC Ratio | 0 | 0 | 0 | 0 | 0 | 0 | 0 | 0 | 0 | 0 | 0 | 0 | 0 | 0 | 0 | 0 | 0 | 0 | 0 | 0 | 0 | 0 | 0 | 0 | 0 | 0 | 0 | 0 | 0 | 0
F2_Commercial_Miscellaneous_Existing_Water Heating_Electric_Water Heater_E5 | F2 | Commercial | Miscellaneous | Existing | Water Heating | Electric | Water Heater | E5 | TRC BC Ratio | 0 | 0 | 0 | 0 | 0 | 0 | 0 | 0 | 0 | 0 | 0 | 0 | 0 | 0 | 0 | 0 | 0 | 0 | 0 | 0 | 0 | 0 | 0 | 0 | 0 | 0 | 0 | 0 | 0 | 0
F2_Commercial_Miscellaneous_Existing_Water Heating_Electric_Water Heater_E6 | F2 | Commercial | Miscellaneous | Existing | Water Heating | Electric | Water Heater | E6 | TRC BC Ratio | 0 | 0 | 0 | 0 | 0 | 0 | 0 | 0 | 0 | 0 | 0 | 0 | 0 | 0 | 0 | 0 | 0 | 0 | 0 | 0 | 0 | 0 | 0 | 0 | 0 | 0 | 0 | 0 | 0 | 0
F2_Commercial_Miscellaneous_Existing_Water Heating_Electric_Water Heater_E7 | F2 | Commercial | Miscellaneous | Existing | Water Heating | Electric | Water Heater | E7 | TRC BC Ratio | 0 | 0 | 0 | 0 | 0 | 0 | 0 | 0 | 0 | 0 | 0 | 0 | 0 | 0 | 0 | 0 | 0 | 0 | 0 | 0 | 0 | 0 | 0 | 0 | 0 | 0 | 0 | 0 | 0 | 0
F2_Commercial_Miscellaneous_Existing_Water Heating_Electric_Water Heater_E8 | F2 | Commercial | Miscellaneous | Existing | Water Heating | Electric | Water Heater | E8 | TRC BC Ratio | 0 | 0 | 0 | 0 | 0 | 0 | 0 | 0 | 0 | 0 | 0 | 0 | 0 | 0 | 0 | 0 | 0 | 0 | 0 | 0 | 0 | 0 | 0 | 0 | 0 | 0 | 0 | 0 | 0 | 0
F2_Commercial_Miscellaneous_Existing_Water Heating_Electric_Water Heater_E9 | F2 | Commercial | Miscellaneous | Existing | Water Heating | Electric | Water Heater | E9 | TRC BC Ratio | 0 | 0 | 0 | 0 | 0 | 0 | 0 | 0 | 0 | 0 | 0 | 0 | 0 | 0 | 0 | 0 | 0 | 0 | 0 | 0 | 0 | 0 | 0 | 0 | 0 | 0 | 0 | 0 | 0 | 0
F2_Commercial_Miscellaneous_Existing_Water Heating_Electric_Water Heater_E10 | F2 | Commercial | Miscellaneous | Existing | Water Heating | Electric | Water Heater | E10 | TRC BC Ratio | 0 | 0 | 0 | 0 | 0 | 0 | 0 | 0 | 0 | 0 | 0 | 0 | 0 | 0 | 0 | 0 | 0 | 0 | 0 | 0 | 0 | 0 | 0 | 0 | 0 | 0 | 0 | 0 | 0 | 0
F3_Commercial_Miscellaneous_Existing_Water Heating_Electric_Water Heater_E1 | F3 | Commercial | Miscellaneous | Existing | Water Heating | Electric | Water Heater | E1 | PACT BC Ratio | 0 | 0 | 0 | 0 | 0 | 0 | 0 | 0 | 0 | 0 | 0 | 0 | 0 | 0 | 0 | 0 | 0 | 0 | 0 | 0 | 0 | 0 | 0 | 0 | 0 | 0 | 0 | 0 | 0 | 0
F3_Commercial_Miscellaneous_Existing_Water Heating_Electric_Water Heater_E2 | F3 | Commercial | Miscellaneous | Existing | Water Heating | Electric | Water Heater | E2 | PACT BC Ratio | 0 | 0 | 0 | 0 | 0 | 0 | 0 | 0 | 0 | 0 | 0 | 0 | 0 | 0 | 0 | 0 | 0 | 0 | 0 | 0 | 0 | 0 | 0 | 0 | 0 | 0 | 0 | 0 | 0 | 0
F3_Commercial_Miscellaneous_Existing_Water Heating_Electric_Water Heater_E3 | F3 | Commercial | Miscellaneous | Existing | Water Heating | Electric | Water Heater | E3 | PACT BC Ratio | 0 | 0 | 0 | 0 | 0 | 0 | 0 | 0 | 0 | 0 | 0 | 0 | 0 | 0 | 0 | 0 | 0 | 0 | 0 | 0 | 0 | 0 | 0 | 0 | 0 | 0 | 0 | 0 | 0 | 0
F3_Commercial_Miscellaneous_Existing_Water Heating_Electric_Water Heater_E4 | F3 | Commercial | Miscellaneous | Existing | Water Heating | Electric | Water Heater | E4 | PACT BC Ratio | 0 | 0 | 0 | 0 | 0 | 0 | 0 | 0 | 0 | 0 | 0 | 0 | 0 | 0 | 0 | 0 | 0 | 0 | 0 | 0 | 0 | 0 | 0 | 0 | 0 | 0 | 0 | 0 | 0 | 0
F3_Commercial_Miscellaneous_Existing_Water Heating_Electric_Water Heater_E5 | F3 | Commercial | Miscellaneous | Existing | Water Heating | Electric | Water Heater | E5 | PACT BC Ratio | 0 | 0 | 0 | 0 | 0 | 0 | 0 | 0 | 0 | 0 | 0 | 0 | 0 | 0 | 0 | 0 | 0 | 0 | 0 | 0 | 0 | 0 | 0 | 0 | 0 | 0 | 0 | 0 | 0 | 0
F3_Commercial_Miscellaneous_Existing_Water Heating_Electric_Water Heater_E6 | F3 | Commercial | Miscellaneous | Existing | Water Heating | Electric | Water Heater | E6 | PACT BC Ratio | 0 | 0 | 0 | 0 | 0 | 0 | 0 | 0 | 0 | 0 | 0 | 0 | 0 | 0 | 0 | 0 | 0 | 0 | 0 | 0 | 0 | 0 | 0 | 0 | 0 | 0 | 0 | 0 | 0 | 0
F3_Commercial_Miscellaneous_Existing_Water Heating_Electric_Water Heater_E7 | F3 | Commercial | Miscellaneous | Existing | Water Heating | Electric | Water Heater | E7 | PACT BC Ratio | 0 | 0 | 0 | 0 | 0 | 0 | 0 | 0 | 0 | 0 | 0 | 0 | 0 | 0 | 0 | 0 | 0 | 0 | 0 | 0 | 0 | 0 | 0 | 0 | 0 | 0 | 0 | 0 | 0 | 0
F3_Commercial_Miscellaneous_Existing_Water Heating_Electric_Water Heater_E8 | F3 | Commercial | Miscellaneous | Existing | Water Heating | Electric | Water Heater | E8 | PACT BC Ratio | 0 | 0 | 0 | 0 | 0 | 0 | 0 | 0 | 0 | 0 | 0 | 0 | 0 | 0 | 0 | 0 | 0 | 0 | 0 | 0 | 0 | 0 | 0 | 0 | 0 | 0 | 0 | 0 | 0 | 0
F3_Commercial_Miscellaneous_Existing_Water Heating_Electric_Water Heater_E9 | F3 | Commercial | Miscellaneous | Existing | Water Heating | Electric | Water Heater | E9 | PACT BC Ratio | 0 | 0 | 0 | 0 | 0 | 0 | 0 | 0 | 0 | 0 | 0 | 0 | 0 | 0 | 0 | 0 | 0 | 0 | 0 | 0 | 0 | 0 | 0 | 0 | 0 | 0 | 0 | 0 | 0 | 0
F3_Commercial_Miscellaneous_Existing_Water Heating_Electric_Water Heater_E10 | F3 | Commercial | Miscellaneous | Existing | Water Heating | Electric | Water Heater | E10 | PACT BC Ratio | 0 | 0 | 0 | 0 | 0 | 0 | 0 | 0 | 0 | 0 | 0 | 0 | 0 | 0 | 0 | 0 | 0 | 0 | 0 | 0 | 0 | 0 | 0 | 0 | 0 | 0 | 0 | 0 | 0 | 0
F4_Commercial_Miscellaneous_Existing_Water Heating_Electric_Water Heater_E1 | F4 | Commercial | Miscellaneous | Existing | Water Heating | Electric | Water Heater | E1 | RVT BC Ratio | 0 | 0 | 0 | 0 | 0 | 0 | 0 | 0 | 0 | 0 | 0 | 0 | 0 | 0 | 0 | 0 | 0 | 0 | 0 | 0 | 0 | 0 | 0 | 0 | 0 | 0 | 0 | 0 | 0 | 0
F4_Commercial_Miscellaneous_Existing_Water Heating_Electric_Water Heater_E2 | F4 | Commercial | Miscellaneous | Existing | Water Heating | Electric | Water Heater | E2 | RVT BC Ratio | 0 | 0 | 0 | 0 | 0 | 0 | 0 | 0 | 0 | 0 | 0 | 0 | 0 | 0 | 0 | 0 | 0 | 0 | 0 | 0 | 0 | 0 | 0 | 0 | 0 | 0 | 0 | 0 | 0 | 0
F4_Commercial_Miscellaneous_Existing_Water Heating_Electric_Water Heater_E3 | F4 | Commercial | Miscellaneous | Existing | Water Heating | Electric | Water Heater | E3 | RVT BC Ratio | 0 | 0 | 0 | 0 | 0 | 0 | 0 | 0 | 0 | 0 | 0 | 0 | 0 | 0 | 0 | 0 | 0 | 0 | 0 | 0 | 0 | 0 | 0 | 0 | 0 | 0 | 0 | 0 | 0 | 0
F4_Commercial_Miscellaneous_Existing_Water Heating_Electric_Water Heater_E4 | F4 | Commercial | Miscellaneous | Existing | Water Heating | Electric | Water Heater | E4 | RVT BC Ratio | 0 | 0 | 0 | 0 | 0 | 0 | 0 | 0 | 0 | 0 | 0 | 0 | 0 | 0 | 0 | 0 | 0 | 0 | 0 | 0 | 0 | 0 | 0 | 0 | 0 | 0 | 0 | 0 | 0 | 0
F4_Commercial_Miscellaneous_Existing_Water Heating_Electric_Water Heater_E5 | F4 | Commercial | Miscellaneous | Existing | Water Heating | Electric | Water Heater | E5 | RVT BC Ratio | 0 | 0 | 0 | 0 | 0 | 0 | 0 | 0 | 0 | 0 | 0 | 0 | 0 | 0 | 0 | 0 | 0 | 0 | 0 | 0 | 0 | 0 | 0 | 0 | 0 | 0 | 0 | 0 | 0 | 0
F4_Commercial_Miscellaneous_Existing_Water Heating_Electric_Water Heater_E6 | F4 | Commercial | Miscellaneous | Existing | Water Heating | Electric | Water Heater | E6 | RVT BC Ratio | 0 | 0 | 0 | 0 | 0 | 0 | 0 | 0 | 0 | 0 | 0 | 0 | 0 | 0 | 0 | 0 | 0 | 0 | 0 | 0 | 0 | 0 | 0 | 0 | 0 | 0 | 0 | 0 | 0 | 0
F4_Commercial_Miscellaneous_Existing_Water Heating_Electric_Water Heater_E7 | F4 | Commercial | Miscellaneous | Existing | Water Heating | Electric | Water Heater | E7 | RVT BC Ratio | 0 | 0 | 0 | 0 | 0 | 0 | 0 | 0 | 0 | 0 | 0 | 0 | 0 | 0 | 0 | 0 | 0 | 0 | 0 | 0 | 0 | 0 | 0 | 0 | 0 | 0 | 0 | 0 | 0 | 0
F4_Commercial_Miscellaneous_Existing_Water Heating_Electric_Water Heater_E8 | F4 | Commercial | Miscellaneous | Existing | Water Heating | Electric | Water Heater | E8 | RVT BC Ratio | 0 | 0 | 0 | 0 | 0 | 0 | 0 | 0 | 0 | 0 | 0 | 0 | 0 | 0 | 0 | 0 | 0 | 0 | 0 | 0 | 0 | 0 | 0 | 0 | 0 | 0 | 0 | 0 | 0 | 0
F4_Commercial_Miscellaneous_Existing_Water Heating_Electric_Water Heater_E9 | F4 | Commercial | Miscellaneous | Existing | Water Heating | Electric | Water Heater | E9 | RVT BC Ratio | 0 | 0 | 0 | 0 | 0 | 0 | 0 | 0 | 0 | 0 | 0 | 0 | 0 | 0 | 0 | 0 | 0 | 0 | 0 | 0 | 0 | 0 | 0 | 0 | 0 | 0 | 0 | 0 | 0 | 0
F4_Commercial_Miscellaneous_Existing_Water Heating_Electric_Water Heater_E10 | F4 | Commercial | Miscellaneous | Existing | Water Heating | Electric | Water Heater | E10 | RVT BC Ratio | 0 | 0 | 0 | 0 | 0 | 0 | 0 | 0 | 0 | 0 | 0 | 0 | 0 | 0 | 0 | 0 | 0 | 0 | 0 | 0 | 0 | 0 | 0 | 0 | 0 | 0 | 0 | 0 | 0 | 0
F5_Commercial_Miscellaneous_Existing_Water Heating_Electric_Water Heater_E1 | F5 | Commercial | Miscellaneous | Existing | Water Heating | Electric | Water Heater | E1 | RIM BC Ratio | 0 | 0 | 0 | 0 | 0 | 0 | 0 | 0 | 0 | 0 | 0 | 0 | 0 | 0 | 0 | 0 | 0 | 0 | 0 | 0 | 0 | 0 | 0 | 0 | 0 | 0 | 0 | 0 | 0 | 0
F5_Commercial_Miscellaneous_Existing_Water Heating_Electric_Water Heater_E2 | F5 | Commercial | Miscellaneous | Existing | Water Heating | Electric | Water Heater | E2 | RIM BC Ratio | 0 | 0 | 0 | 0 | 0 | 0 | 0 | 0 | 0 | 0 | 0 | 0 | 0 | 0 | 0 | 0 | 0 | 0 | 0 | 0 | 0 | 0 | 0 | 0 | 0 | 0 | 0 | 0 | 0 | 0
F5_Commercial_Miscellaneous_Existing_Water Heating_Electric_Water Heater_E3 | F5 | Commercial | Miscellaneous | Existing | Water Heating | Electric | Water Heater | E3 | RIM BC Ratio | 0 | 0 | 0 | 0 | 0 | 0 | 0 | 0 | 0 | 0 | 0 | 0 | 0 | 0 | 0 | 0 | 0 | 0 | 0 | 0 | 0 | 0 | 0 | 0 | 0 | 0 | 0 | 0 | 0 | 0
F5_Commercial_Miscellaneous_Existing_Water Heating_Electric_Water Heater_E4 | F5 | Commercial | Miscellaneous | Existing | Water Heating | Electric | Water Heater | E4 | RIM BC Ratio | 0 | 0 | 0 | 0 | 0 | 0 | 0 | 0 | 0 | 0 | 0 | 0 | 0 | 0 | 0 | 0 | 0 | 0 | 0 | 0 | 0 | 0 | 0 | 0 | 0 | 0 | 0 | 0 | 0 | 0
F5_Commercial_Miscellaneous_Existing_Water Heating_Electric_Water Heater_E5 | F5 | Commercial | Miscellaneous | Existing | Water Heating | Electric | Water Heater | E5 | RIM BC Ratio | 0 | 0 | 0 | 0 | 0 | 0 | 0 | 0 | 0 | 0 | 0 | 0 | 0 | 0 | 0 | 0 | 0 | 0 | 0 | 0 | 0 | 0 | 0 | 0 | 0 | 0 | 0 | 0 | 0 | 0
F5_Commercial_Miscellaneous_Existing_Water Heating_Electric_Water Heater_E6 | F5 | Commercial | Miscellaneous | Existing | Water Heating | Electric | Water Heater | E6 | RIM BC Ratio | 0 | 0 | 0 | 0 | 0 | 0 | 0 | 0 | 0 | 0 | 0 | 0 | 0 | 0 | 0 | 0 | 0 | 0 | 0 | 0 | 0 | 0 | 0 | 0 | 0 | 0 | 0 | 0 | 0 | 0
F5_Commercial_Miscellaneous_Existing_Water Heating_Electric_Water Heater_E7 | F5 | Commercial | Miscellaneous | Existing | Water Heating | Electric | Water Heater | E7 | RIM BC Ratio | 0 | 0 | 0 | 0 | 0 | 0 | 0 | 0 | 0 | 0 | 0 | 0 | 0 | 0 | 0 | 0 | 0 | 0 | 0 | 0 | 0 | 0 | 0 | 0 | 0 | 0 | 0 | 0 | 0 | 0
F5_Commercial_Miscellaneous_Existing_Water Heating_Electric_Water Heater_E8 | F5 | Commercial | Miscellaneous | Existing | Water Heating | Electric | Water Heater | E8 | RIM BC Ratio | 0 | 0 | 0 | 0 | 0 | 0 | 0 | 0 | 0 | 0 | 0 | 0 | 0 | 0 | 0 | 0 | 0 | 0 | 0 | 0 | 0 | 0 | 0 | 0 | 0 | 0 | 0 | 0 | 0 | 0
F5_Commercial_Miscellaneous_Existing_Water Heating_Electric_Water Heater_E9 | F5 | Commercial | Miscellaneous | Existing | Water Heating | Electric | Water Heater | E9 | RIM BC Ratio | 0 | 0 | 0 | 0 | 0 | 0 | 0 | 0 | 0 | 0 | 0 | 0 | 0 | 0 | 0 | 0 | 0 | 0 | 0 | 0 | 0 | 0 | 0 | 0 | 0 | 0 | 0 | 0 | 0 | 0
F5_Commercial_Miscellaneous_Existing_Water Heating_Electric_Water Heater_E10 | F5 | Commercial | Miscellaneous | Existing | Water Heating | Electric | Water Heater | E10 | RIM BC Ratio | 0 | 0 | 0 | 0 | 0 | 0 | 0 | 0 | 0 | 0 | 0 | 0 | 0 | 0 | 0 | 0 | 0 | 0 | 0 | 0 | 0 | 0 | 0 | 0 | 0 | 0 | 0 | 0 | 0 | 0
F0_Commercial_Miscellaneous_Existing_Interior Lighting_Electric_General Service Lighting_E0 | F0 | Commercial | Miscellaneous | Existing | Interior Lighting | Electric | General Service Lighting | E0 | Economic Unit | 0 | 0 | 0 | 0 | 0 | 0 | 0 | 0 | 0 | 0 | 0 | 0 | 0 | 0 | 0 | 0 | 0 | 0 | 0 | 0 | 0 | 0 | 0 | 0 | 0 | 0 | 0 | 0 | 0 | 0
F1_Commercial_Miscellaneous_Existing_Interior Lighting_Electric_General Service Lighting_E1 | F1 | Commercial | Miscellaneous | Existing | Interior Lighting | Electric | General Service Lighting | E1 | CCE | 0 | 0 | 0 | 0 | 0 | 0 | 0 | 0 | 0 | 0 | 0 | 0 | 0 | 0 | 0 | 0 | 0 | 0 | 0 | 0 | 0 | 0 | 0 | 0 | 0 | 0 | 0 | 0 | 0 | 0
F1_Commercial_Miscellaneous_Existing_Interior Lighting_Electric_General Service Lighting_E2 | F1 | Commercial | Miscellaneous | Existing | Interior Lighting | Electric | General Service Lighting | E2 | CCE | 0 | 0 | 0 | 0 | 0 | 0 | 0 | 0 | 0 | 0 | 0 | 0 | 0 | 0 | 0 | 0 | 0 | 0 | 0 | 0 | 0 | 0 | 0 | 0 | 0 | 0 | 0 | 0 | 0 | 0
F1_Commercial_Miscellaneous_Existing_Interior Lighting_Electric_General Service Lighting_E3 | F1 | Commercial | Miscellaneous | Existing | Interior Lighting | Electric | General Service Lighting | E3 | CCE | 0 | 0 | 0 | 0 | 0 | 0 | 0 | 0 | 0 | 0 | 0 | 0 | 0 | 0 | 0 | 0 | 0 | 0 | 0 | 0 | 0 | 0 | 0 | 0 | 0 | 0 | 0 | 0 | 0 | 0
F1_Commercial_Miscellaneous_Existing_Interior Lighting_Electric_General Service Lighting_E4 | F1 | Commercial | Miscellaneous | Existing | Interior Lighting | Electric | General Service Lighting | E4 | CCE | 0 | 0 | 0 | 0 | 0 | 0 | 0 | 0 | 0 | 0 | 0 | 0 | 0 | 0 | 0 | 0 | 0 | 0 | 0 | 0 | 0 | 0 | 0 | 0 | 0 | 0 | 0 | 0 | 0 | 0
F1_Commercial_Miscellaneous_Existing_Interior Lighting_Electric_General Service Lighting_E5 | F1 | Commercial | Miscellaneous | Existing | Interior Lighting | Electric | General Service Lighting | E5 | CCE | 0 | 0 | 0 | 0 | 0 | 0 | 0 | 0 | 0 | 0 | 0 | 0 | 0 | 0 | 0 | 0 | 0 | 0 | 0 | 0 | 0 | 0 | 0 | 0 | 0 | 0 | 0 | 0 | 0 | 0
F1_Commercial_Miscellaneous_Existing_Interior Lighting_Electric_General Service Lighting_E6 | F1 | Commercial | Miscellaneous | Existing | Interior Lighting | Electric | General Service Lighting | E6 | CCE | 0 | 0 | 0 | 0 | 0 | 0 | 0 | 0 | 0 | 0 | 0 | 0 | 0 | 0 | 0 | 0 | 0 | 0 | 0 | 0 | 0 | 0 | 0 | 0 | 0 | 0 | 0 | 0 | 0 | 0
F1_Commercial_Miscellaneous_Existing_Interior Lighting_Electric_General Service Lighting_E7 | F1 | Commercial | Miscellaneous | Existing | Interior Lighting | Electric | General Service Lighting | E7 | CCE | 0 | 0 | 0 | 0 | 0 | 0 | 0 | 0 | 0 | 0 | 0 | 0 | 0 | 0 | 0 | 0 | 0 | 0 | 0 | 0 | 0 | 0 | 0 | 0 | 0 | 0 | 0 | 0 | 0 | 0
F1_Commercial_Miscellaneous_Existing_Interior Lighting_Electric_General Service Lighting_E8 | F1 | Commercial | Miscellaneous | Existing | Interior Lighting | Electric | General Service Lighting | E8 | CCE | 0 | 0 | 0 | 0 | 0 | 0 | 0 | 0 | 0 | 0 | 0 | 0 | 0 | 0 | 0 | 0 | 0 | 0 | 0 | 0 | 0 | 0 | 0 | 0 | 0 | 0 | 0 | 0 | 0 | 0
F1_Commercial_Miscellaneous_Existing_Interior Lighting_Electric_General Service Lighting_E9 | F1 | Commercial | Miscellaneous | Existing | Interior Lighting | Electric | General Service Lighting | E9 | CCE | 0 | 0 | 0 | 0 | 0 | 0 | 0 | 0 | 0 | 0 | 0 | 0 | 0 | 0 | 0 | 0 | 0 | 0 | 0 | 0 | 0 | 0 | 0 | 0 | 0 | 0 | 0 | 0 | 0 | 0
F1_Commercial_Miscellaneous_Existing_Interior Lighting_Electric_General Service Lighting_E10 | F1 | Commercial | Miscellaneous | Existing | Interior Lighting | Electric | General Service Lighting | E10 | CCE | 0 | 0 | 0 | 0 | 0 | 0 | 0 | 0 | 0 | 0 | 0 | 0 | 0 | 0 | 0 | 0 | 0 | 0 | 0 | 0 | 0 | 0 | 0 | 0 | 0 | 0 | 0 | 0 | 0 | 0
F2_Commercial_Miscellaneous_Existing_Interior Lighting_Electric_General Service Lighting_E1 | F2 | Commercial | Miscellaneous | Existing | Interior Lighting | Electric | General Service Lighting | E1 | TRC BC Ratio | 0 | 0 | 0 | 0 | 0 | 0 | 0 | 0 | 0 | 0 | 0 | 0 | 0 | 0 | 0 | 0 | 0 | 0 | 0 | 0 | 0 | 0 | 0 | 0 | 0 | 0 | 0 | 0 | 0 | 0
F2_Commercial_Miscellaneous_Existing_Interior Lighting_Electric_General Service Lighting_E2 | F2 | Commercial | Miscellaneous | Existing | Interior Lighting | Electric | General Service Lighting | E2 | TRC BC Ratio | 0 | 0 | 0 | 0 | 0 | 0 | 0 | 0 | 0 | 0 | 0 | 0 | 0 | 0 | 0 | 0 | 0 | 0 | 0 | 0 | 0 | 0 | 0 | 0 | 0 | 0 | 0 | 0 | 0 | 0
F2_Commercial_Miscellaneous_Existing_Interior Lighting_Electric_General Service Lighting_E3 | F2 | Commercial | Miscellaneous | Existing | Interior Lighting | Electric | General Service Lighting | E3 | TRC BC Ratio | 0 | 0 | 0 | 0 | 0 | 0 | 0 | 0 | 0 | 0 | 0 | 0 | 0 | 0 | 0 | 0 | 0 | 0 | 0 | 0 | 0 | 0 | 0 | 0 | 0 | 0 | 0 | 0 | 0 | 0
F2_Commercial_Miscellaneous_Existing_Interior Lighting_Electric_General Service Lighting_E4 | F2 | Commercial | Miscellaneous | Existing | Interior Lighting | Electric | General Service Lighting | E4 | TRC BC Ratio | 0 | 0 | 0 | 0 | 0 | 0 | 0 | 0 | 0 | 0 | 0 | 0 | 0 | 0 | 0 | 0 | 0 | 0 | 0 | 0 | 0 | 0 | 0 | 0 | 0 | 0 | 0 | 0 | 0 | 0
F2_Commercial_Miscellaneous_Existing_Interior Lighting_Electric_General Service Lighting_E5 | F2 | Commercial | Miscellaneous | Existing | Interior Lighting | Electric | General Service Lighting | E5 | TRC BC Ratio | 0 | 0 | 0 | 0 | 0 | 0 | 0 | 0 | 0 | 0 | 0 | 0 | 0 | 0 | 0 | 0 | 0 | 0 | 0 | 0 | 0 | 0 | 0 | 0 | 0 | 0 | 0 | 0 | 0 | 0
F2_Commercial_Miscellaneous_Existing_Interior Lighting_Electric_General Service Lighting_E6 | F2 | Commercial | Miscellaneous | Existing | Interior Lighting | Electric | General Service Lighting | E6 | TRC BC Ratio | 0 | 0 | 0 | 0 | 0 | 0 | 0 | 0 | 0 | 0 | 0 | 0 | 0 | 0 | 0 | 0 | 0 | 0 | 0 | 0 | 0 | 0 | 0 | 0 | 0 | 0 | 0 | 0 | 0 | 0
F2_Commercial_Miscellaneous_Existing_Interior Lighting_Electric_General Service Lighting_E7 | F2 | Commercial | Miscellaneous | Existing | Interior Lighting | Electric | General Service Lighting | E7 | TRC BC Ratio | 0 | 0 | 0 | 0 | 0 | 0 | 0 | 0 | 0 | 0 | 0 | 0 | 0 | 0 | 0 | 0 | 0 | 0 | 0 | 0 | 0 | 0 | 0 | 0 | 0 | 0 | 0 | 0 | 0 | 0
F2_Commercial_Miscellaneous_Existing_Interior Lighting_Electric_General Service Lighting_E8 | F2 | Commercial | Miscellaneous | Existing | Interior Lighting | Electric | General Service Lighting | E8 | TRC BC Ratio | 0 | 0 | 0 | 0 | 0 | 0 | 0 | 0 | 0 | 0 | 0 | 0 | 0 | 0 | 0 | 0 | 0 | 0 | 0 | 0 | 0 | 0 | 0 | 0 | 0 | 0 | 0 | 0 | 0 | 0
F2_Commercial_Miscellaneous_Existing_Interior Lighting_Electric_General Service Lighting_E9 | F2 | Commercial | Miscellaneous | Existing | Interior Lighting | Electric | General Service Lighting | E9 | TRC BC Ratio | 0 | 0 | 0 | 0 | 0 | 0 | 0 | 0 | 0 | 0 | 0 | 0 | 0 | 0 | 0 | 0 | 0 | 0 | 0 | 0 | 0 | 0 | 0 | 0 | 0 | 0 | 0 | 0 | 0 | 0
F2_Commercial_Miscellaneous_Existing_Interior Lighting_Electric_General Service Lighting_E10 | F2 | Commercial | Miscellaneous | Existing | Interior Lighting | Electric | General Service Lighting | E10 | TRC BC Ratio | 0 | 0 | 0 | 0 | 0 | 0 | 0 | 0 | 0 | 0 | 0 | 0 | 0 | 0 | 0 | 0 | 0 | 0 | 0 | 0 | 0 | 0 | 0 | 0 | 0 | 0 | 0 | 0 | 0 | 0
F3_Commercial_Miscellaneous_Existing_Interior Lighting_Electric_General Service Lighting_E1 | F3 | Commercial | Miscellaneous | Existing | Interior Lighting | Electric | General Service Lighting | E1 | PACT BC Ratio | 0 | 0 | 0 | 0 | 0 | 0 | 0 | 0 | 0 | 0 | 0 | 0 | 0 | 0 | 0 | 0 | 0 | 0 | 0 | 0 | 0 | 0 | 0 | 0 | 0 | 0 | 0 | 0 | 0 | 0
F3_Commercial_Miscellaneous_Existing_Interior Lighting_Electric_General Service Lighting_E2 | F3 | Commercial | Miscellaneous | Existing | Interior Lighting | Electric | General Service Lighting | E2 | PACT BC Ratio | 0 | 0 | 0 | 0 | 0 | 0 | 0 | 0 | 0 | 0 | 0 | 0 | 0 | 0 | 0 | 0 | 0 | 0 | 0 | 0 | 0 | 0 | 0 | 0 | 0 | 0 | 0 | 0 | 0 | 0
F3_Commercial_Miscellaneous_Existing_Interior Lighting_Electric_General Service Lighting_E3 | F3 | Commercial | Miscellaneous | Existing | Interior Lighting | Electric | General Service Lighting | E3 | PACT BC Ratio | 0 | 0 | 0 | 0 | 0 | 0 | 0 | 0 | 0 | 0 | 0 | 0 | 0 | 0 | 0 | 0 | 0 | 0 | 0 | 0 | 0 | 0 | 0 | 0 | 0 | 0 | 0 | 0 | 0 | 0
F3_Commercial_Miscellaneous_Existing_Interior Lighting_Electric_General Service Lighting_E4 | F3 | Commercial | Miscellaneous | Existing | Interior Lighting | Electric | General Service Lighting | E4 | PACT BC Ratio | 0 | 0 | 0 | 0 | 0 | 0 | 0 | 0 | 0 | 0 | 0 | 0 | 0 | 0 | 0 | 0 | 0 | 0 | 0 | 0 | 0 | 0 | 0 | 0 | 0 | 0 | 0 | 0 | 0 | 0
F3_Commercial_Miscellaneous_Existing_Interior Lighting_Electric_General Service Lighting_E5 | F3 | Commercial | Miscellaneous | Existing | Interior Lighting | Electric | General Service Lighting | E5 | PACT BC Ratio | 0 | 0 | 0 | 0 | 0 | 0 | 0 | 0 | 0 | 0 | 0 | 0 | 0 | 0 | 0 | 0 | 0 | 0 | 0 | 0 | 0 | 0 | 0 | 0 | 0 | 0 | 0 | 0 | 0 | 0
F3_Commercial_Miscellaneous_Existing_Interior Lighting_Electric_General Service Lighting_E6 | F3 | Commercial | Miscellaneous | Existing | Interior Lighting | Electric | General Service Lighting | E6 | PACT BC Ratio | 0 | 0 | 0 | 0 | 0 | 0 | 0 | 0 | 0 | 0 | 0 | 0 | 0 | 0 | 0 | 0 | 0 | 0 | 0 | 0 | 0 | 0 | 0 | 0 | 0 | 0 | 0 | 0 | 0 | 0
F3_Commercial_Miscellaneous_Existing_Interior Lighting_Electric_General Service Lighting_E7 | F3 | Commercial | Miscellaneous | Existing | Interior Lighting | Electric | General Service Lighting | E7 | PACT BC Ratio | 0 | 0 | 0 | 0 | 0 | 0 | 0 | 0 | 0 | 0 | 0 | 0 | 0 | 0 | 0 | 0 | 0 | 0 | 0 | 0 | 0 | 0 | 0 | 0 | 0 | 0 | 0 | 0 | 0 | 0
F3_Commercial_Miscellaneous_Existing_Interior Lighting_Electric_General Service Lighting_E8 | F3 | Commercial | Miscellaneous | Existing | Interior Lighting | Electric | General Service Lighting | E8 | PACT BC Ratio | 0 | 0 | 0 | 0 | 0 | 0 | 0 | 0 | 0 | 0 | 0 | 0 | 0 | 0 | 0 | 0 | 0 | 0 | 0 | 0 | 0 | 0 | 0 | 0 | 0 | 0 | 0 | 0 | 0 | 0
F3_Commercial_Miscellaneous_Existing_Interior Lighting_Electric_General Service Lighting_E9 | F3 | Commercial | Miscellaneous | Existing | Interior Lighting | Electric | General Service Lighting | E9 | PACT BC Ratio | 0 | 0 | 0 | 0 | 0 | 0 | 0 | 0 | 0 | 0 | 0 | 0 | 0 | 0 | 0 | 0 | 0 | 0 | 0 | 0 | 0 | 0 | 0 | 0 | 0 | 0 | 0 | 0 | 0 | 0
F3_Commercial_Miscellaneous_Existing_Interior Lighting_Electric_General Service Lighting_E10 | F3 | Commercial | Miscellaneous | Existing | Interior Lighting | Electric | General Service Lighting | E10 | PACT BC Ratio | 0 | 0 | 0 | 0 | 0 | 0 | 0 | 0 | 0 | 0 | 0 | 0 | 0 | 0 | 0 | 0 | 0 | 0 | 0 | 0 | 0 | 0 | 0 | 0 | 0 | 0 | 0 | 0 | 0 | 0
F4_Commercial_Miscellaneous_Existing_Interior Lighting_Electric_General Service Lighting_E1 | F4 | Commercial | Miscellaneous | Existing | Interior Lighting | Electric | General Service Lighting | E1 | RVT BC Ratio | 0 | 0 | 0 | 0 | 0 | 0 | 0 | 0 | 0 | 0 | 0 | 0 | 0 | 0 | 0 | 0 | 0 | 0 | 0 | 0 | 0 | 0 | 0 | 0 | 0 | 0 | 0 | 0 | 0 | 0
F4_Commercial_Miscellaneous_Existing_Interior Lighting_Electric_General Service Lighting_E2 | F4 | Commercial | Miscellaneous | Existing | Interior Lighting | Electric | General Service Lighting | E2 | RVT BC Ratio | 0 | 0 | 0 | 0 | 0 | 0 | 0 | 0 | 0 | 0 | 0 | 0 | 0 | 0 | 0 | 0 | 0 | 0 | 0 | 0 | 0 | 0 | 0 | 0 | 0 | 0 | 0 | 0 | 0 | 0
F4_Commercial_Miscellaneous_Existing_Interior Lighting_Electric_General Service Lighting_E3 | F4 | Commercial | Miscellaneous | Existing | Interior Lighting | Electric | General Service Lighting | E3 | RVT BC Ratio | 0 | 0 | 0 | 0 | 0 | 0 | 0 | 0 | 0 | 0 | 0 | 0 | 0 | 0 | 0 | 0 | 0 | 0 | 0 | 0 | 0 | 0 | 0 | 0 | 0 | 0 | 0 | 0 | 0 | 0
F4_Commercial_Miscellaneous_Existing_Interior Lighting_Electric_General Service Lighting_E4 | F4 | Commercial | Miscellaneous | Existing | Interior Lighting | Electric | General Service Lighting | E4 | RVT BC Ratio | 0 | 0 | 0 | 0 | 0 | 0 | 0 | 0 | 0 | 0 | 0 | 0 | 0 | 0 | 0 | 0 | 0 | 0 | 0 | 0 | 0 | 0 | 0 | 0 | 0 | 0 | 0 | 0 | 0 | 0
F4_Commercial_Miscellaneous_Existing_Interior Lighting_Electric_General Service Lighting_E5 | F4 | Commercial | Miscellaneous | Existing | Interior Lighting | Electric | General Service Lighting | E5 | RVT BC Ratio | 0 | 0 | 0 | 0 | 0 | 0 | 0 | 0 | 0 | 0 | 0 | 0 | 0 | 0 | 0 | 0 | 0 | 0 | 0 | 0 | 0 | 0 | 0 | 0 | 0 | 0 | 0 | 0 | 0 | 0
F4_Commercial_Miscellaneous_Existing_Interior Lighting_Electric_General Service Lighting_E6 | F4 | Commercial | Miscellaneous | Existing | Interior Lighting | Electric | General Service Lighting | E6 | RVT BC Ratio | 0 | 0 | 0 | 0 | 0 | 0 | 0 | 0 | 0 | 0 | 0 | 0 | 0 | 0 | 0 | 0 | 0 | 0 | 0 | 0 | 0 | 0 | 0 | 0 | 0 | 0 | 0 | 0 | 0 | 0
F4_Commercial_Miscellaneous_Existing_Interior Lighting_Electric_General Service Lighting_E7 | F4 | Commercial | Miscellaneous | Existing | Interior Lighting | Electric | General Service Lighting | E7 | RVT BC Ratio | 0 | 0 | 0 | 0 | 0 | 0 | 0 | 0 | 0 | 0 | 0 | 0 | 0 | 0 | 0 | 0 | 0 | 0 | 0 | 0 | 0 | 0 | 0 | 0 | 0 | 0 | 0 | 0 | 0 | 0
F4_Commercial_Miscellaneous_Existing_Interior Lighting_Electric_General Service Lighting_E8 | F4 | Commercial | Miscellaneous | Existing | Interior Lighting | Electric | General Service Lighting | E8 | RVT BC Ratio | 0 | 0 | 0 | 0 | 0 | 0 | 0 | 0 | 0 | 0 | 0 | 0 | 0 | 0 | 0 | 0 | 0 | 0 | 0 | 0 | 0 | 0 | 0 | 0 | 0 | 0 | 0 | 0 | 0 | 0
F4_Commercial_Miscellaneous_Existing_Interior Lighting_Electric_General Service Lighting_E9 | F4 | Commercial | Miscellaneous | Existing | Interior Lighting | Electric | General Service Lighting | E9 | RVT BC Ratio | 0 | 0 | 0 | 0 | 0 | 0 | 0 | 0 | 0 | 0 | 0 | 0 | 0 | 0 | 0 | 0 | 0 | 0 | 0 | 0 | 0 | 0 | 0 | 0 | 0 | 0 | 0 | 0 | 0 | 0
F4_Commercial_Miscellaneous_Existing_Interior Lighting_Electric_General Service Lighting_E10 | F4 | Commercial | Miscellaneous | Existing | Interior Lighting | Electric | General Service Lighting | E10 | RVT BC Ratio | 0 | 0 | 0 | 0 | 0 | 0 | 0 | 0 | 0 | 0 | 0 | 0 | 0 | 0 | 0 | 0 | 0 | 0 | 0 | 0 | 0 | 0 | 0 | 0 | 0 | 0 | 0 | 0 | 0 | 0
F5_Commercial_Miscellaneous_Existing_Interior Lighting_Electric_General Service Lighting_E1 | F5 | Commercial | Miscellaneous | Existing | Interior Lighting | Electric | General Service Lighting | E1 | RIM BC Ratio | 0 | 0 | 0 | 0 | 0 | 0 | 0 | 0 | 0 | 0 | 0 | 0 | 0 | 0 | 0 | 0 | 0 | 0 | 0 | 0 | 0 | 0 | 0 | 0 | 0 | 0 | 0 | 0 | 0 | 0
F5_Commercial_Miscellaneous_Existing_Interior Lighting_Electric_General Service Lighting_E2 | F5 | Commercial | Miscellaneous | Existing | Interior Lighting | Electric | General Service Lighting | E2 | RIM BC Ratio | 0 | 0 | 0 | 0 | 0 | 0 | 0 | 0 | 0 | 0 | 0 | 0 | 0 | 0 | 0 | 0 | 0 | 0 | 0 | 0 | 0 | 0 | 0 | 0 | 0 | 0 | 0 | 0 | 0 | 0
F5_Commercial_Miscellaneous_Existing_Interior Lighting_Electric_General Service Lighting_E3 | F5 | Commercial | Miscellaneous | Existing | Interior Lighting | Electric | General Service Lighting | E3 | RIM BC Ratio | 0 | 0 | 0 | 0 | 0 | 0 | 0 | 0 | 0 | 0 | 0 | 0 | 0 | 0 | 0 | 0 | 0 | 0 | 0 | 0 | 0 | 0 | 0 | 0 | 0 | 0 | 0 | 0 | 0 | 0
F5_Commercial_Miscellaneous_Existing_Interior Lighting_Electric_General Service Lighting_E4 | F5 | Commercial | Miscellaneous | Existing | Interior Lighting | Electric | General Service Lighting | E4 | RIM BC Ratio | 0 | 0 | 0 | 0 | 0 | 0 | 0 | 0 | 0 | 0 | 0 | 0 | 0 | 0 | 0 | 0 | 0 | 0 | 0 | 0 | 0 | 0 | 0 | 0 | 0 | 0 | 0 | 0 | 0 | 0
F5_Commercial_Miscellaneous_Existing_Interior Lighting_Electric_General Service Lighting_E5 | F5 | Commercial | Miscellaneous | Existing | Interior Lighting | Electric | General Service Lighting | E5 | RIM BC Ratio | 0 | 0 | 0 | 0 | 0 | 0 | 0 | 0 | 0 | 0 | 0 | 0 | 0 | 0 | 0 | 0 | 0 | 0 | 0 | 0 | 0 | 0 | 0 | 0 | 0 | 0 | 0 | 0 | 0 | 0
F5_Commercial_Miscellaneous_Existing_Interior Lighting_Electric_General Service Lighting_E6 | F5 | Commercial | Miscellaneous | Existing | Interior Lighting | Electric | General Service Lighting | E6 | RIM BC Ratio | 0 | 0 | 0 | 0 | 0 | 0 | 0 | 0 | 0 | 0 | 0 | 0 | 0 | 0 | 0 | 0 | 0 | 0 | 0 | 0 | 0 | 0 | 0 | 0 | 0 | 0 | 0 | 0 | 0 | 0
F5_Commercial_Miscellaneous_Existing_Interior Lighting_Electric_General Service Lighting_E7 | F5 | Commercial | Miscellaneous | Existing | Interior Lighting | Electric | General Service Lighting | E7 | RIM BC Ratio | 0 | 0 | 0 | 0 | 0 | 0 | 0 | 0 | 0 | 0 | 0 | 0 | 0 | 0 | 0 | 0 | 0 | 0 | 0 | 0 | 0 | 0 | 0 | 0 | 0 | 0 | 0 | 0 | 0 | 0
F5_Commercial_Miscellaneous_Existing_Interior Lighting_Electric_General Service Lighting_E8 | F5 | Commercial | Miscellaneous | Existing | Interior Lighting | Electric | General Service Lighting | E8 | RIM BC Ratio | 0 | 0 | 0 | 0 | 0 | 0 | 0 | 0 | 0 | 0 | 0 | 0 | 0 | 0 | 0 | 0 | 0 | 0 | 0 | 0 | 0 | 0 | 0 | 0 | 0 | 0 | 0 | 0 | 0 | 0
F5_Commercial_Miscellaneous_Existing_Interior Lighting_Electric_General Service Lighting_E9 | F5 | Commercial | Miscellaneous | Existing | Interior Lighting | Electric | General Service Lighting | E9 | RIM BC Ratio | 0 | 0 | 0 | 0 | 0 | 0 | 0 | 0 | 0 | 0 | 0 | 0 | 0 | 0 | 0 | 0 | 0 | 0 | 0 | 0 | 0 | 0 | 0 | 0 | 0 | 0 | 0 | 0 | 0 | 0
F5_Commercial_Miscellaneous_Existing_Interior Lighting_Electric_General Service Lighting_E10 | F5 | Commercial | Miscellaneous | Existing | Interior Lighting | Electric | General Service Lighting | E10 | RIM BC Ratio | 0 | 0 | 0 | 0 | 0 | 0 | 0 | 0 | 0 | 0 | 0 | 0 | 0 | 0 | 0 | 0 | 0 | 0 | 0 | 0 | 0 | 0 | 0 | 0 | 0 | 0 | 0 | 0 | 0 | 0
F0_Commercial_Miscellaneous_Existing_Interior Lighting_Electric_Exempted Lighting_E0 | F0 | Commercial | Miscellaneous | Existing | Interior Lighting | Electric | Exempted Lighting | E0 | Economic Unit | 0 | 0 | 0 | 0 | 0 | 0 | 0 | 0 | 0 | 0 | 0 | 0 | 0 | 0 | 0 | 0 | 0 | 0 | 0 | 0 | 0 | 0 | 0 | 0 | 0 | 0 | 0 | 0 | 0 | 0
F1_Commercial_Miscellaneous_Existing_Interior Lighting_Electric_Exempted Lighting_E1 | F1 | Commercial | Miscellaneous | Existing | Interior Lighting | Electric | Exempted Lighting | E1 | CCE | 0 | 0 | 0 | 0 | 0 | 0 | 0 | 0 | 0 | 0 | 0 | 0 | 0 | 0 | 0 | 0 | 0 | 0 | 0 | 0 | 0 | 0 | 0 | 0 | 0 | 0 | 0 | 0 | 0 | 0
F1_Commercial_Miscellaneous_Existing_Interior Lighting_Electric_Exempted Lighting_E2 | F1 | Commercial | Miscellaneous | Existing | Interior Lighting | Electric | Exempted Lighting | E2 | CCE | 0 | 0 | 0 | 0 | 0 | 0 | 0 | 0 | 0 | 0 | 0 | 0 | 0 | 0 | 0 | 0 | 0 | 0 | 0 | 0 | 0 | 0 | 0 | 0 | 0 | 0 | 0 | 0 | 0 | 0
F1_Commercial_Miscellaneous_Existing_Interior Lighting_Electric_Exempted Lighting_E3 | F1 | Commercial | Miscellaneous | Existing | Interior Lighting | Electric | Exempted Lighting | E3 | CCE | 0 | 0 | 0 | 0 | 0 | 0 | 0 | 0 | 0 | 0 | 0 | 0 | 0 | 0 | 0 | 0 | 0 | 0 | 0 | 0 | 0 | 0 | 0 | 0 | 0 | 0 | 0 | 0 | 0 | 0
F1_Commercial_Miscellaneous_Existing_Interior Lighting_Electric_Exempted Lighting_E4 | F1 | Commercial | Miscellaneous | Existing | Interior Lighting | Electric | Exempted Lighting | E4 | CCE | 0 | 0 | 0 | 0 | 0 | 0 | 0 | 0 | 0 | 0 | 0 | 0 | 0 | 0 | 0 | 0 | 0 | 0 | 0 | 0 | 0 | 0 | 0 | 0 | 0 | 0 | 0 | 0 | 0 | 0
F1_Commercial_Miscellaneous_Existing_Interior Lighting_Electric_Exempted Lighting_E5 | F1 | Commercial | Miscellaneous | Existing | Interior Lighting | Electric | Exempted Lighting | E5 | CCE | 0 | 0 | 0 | 0 | 0 | 0 | 0 | 0 | 0 | 0 | 0 | 0 | 0 | 0 | 0 | 0 | 0 | 0 | 0 | 0 | 0 | 0 | 0 | 0 | 0 | 0 | 0 | 0 | 0 | 0
F1_Commercial_Miscellaneous_Existing_Interior Lighting_Electric_Exempted Lighting_E6 | F1 | Commercial | Miscellaneous | Existing | Interior Lighting | Electric | Exempted Lighting | E6 | CCE | 0 | 0 | 0 | 0 | 0 | 0 | 0 | 0 | 0 | 0 | 0 | 0 | 0 | 0 | 0 | 0 | 0 | 0 | 0 | 0 | 0 | 0 | 0 | 0 | 0 | 0 | 0 | 0 | 0 | 0
F1_Commercial_Miscellaneous_Existing_Interior Lighting_Electric_Exempted Lighting_E7 | F1 | Commercial | Miscellaneous | Existing | Interior Lighting | Electric | Exempted Lighting | E7 | CCE | 0 | 0 | 0 | 0 | 0 | 0 | 0 | 0 | 0 | 0 | 0 | 0 | 0 | 0 | 0 | 0 | 0 | 0 | 0 | 0 | 0 | 0 | 0 | 0 | 0 | 0 | 0 | 0 | 0 | 0
F1_Commercial_Miscellaneous_Existing_Interior Lighting_Electric_Exempted Lighting_E8 | F1 | Commercial | Miscellaneous | Existing | Interior Lighting | Electric | Exempted Lighting | E8 | CCE | 0 | 0 | 0 | 0 | 0 | 0 | 0 | 0 | 0 | 0 | 0 | 0 | 0 | 0 | 0 | 0 | 0 | 0 | 0 | 0 | 0 | 0 | 0 | 0 | 0 | 0 | 0 | 0 | 0 | 0
F1_Commercial_Miscellaneous_Existing_Interior Lighting_Electric_Exempted Lighting_E9 | F1 | Commercial | Miscellaneous | Existing | Interior Lighting | Electric | Exempted Lighting | E9 | CCE | 0 | 0 | 0 | 0 | 0 | 0 | 0 | 0 | 0 | 0 | 0 | 0 | 0 | 0 | 0 | 0 | 0 | 0 | 0 | 0 | 0 | 0 | 0 | 0 | 0 | 0 | 0 | 0 | 0 | 0
F1_Commercial_Miscellaneous_Existing_Interior Lighting_Electric_Exempted Lighting_E10 | F1 | Commercial | Miscellaneous | Existing | Interior Lighting | Electric | Exempted Lighting | E10 | CCE | 0 | 0 | 0 | 0 | 0 | 0 | 0 | 0 | 0 | 0 | 0 | 0 | 0 | 0 | 0 | 0 | 0 | 0 | 0 | 0 | 0 | 0 | 0 | 0 | 0 | 0 | 0 | 0 | 0 | 0
F2_Commercial_Miscellaneous_Existing_Interior Lighting_Electric_Exempted Lighting_E1 | F2 | Commercial | Miscellaneous | Existing | Interior Lighting | Electric | Exempted Lighting | E1 | TRC BC Ratio | 0 | 0 | 0 | 0 | 0 | 0 | 0 | 0 | 0 | 0 | 0 | 0 | 0 | 0 | 0 | 0 | 0 | 0 | 0 | 0 | 0 | 0 | 0 | 0 | 0 | 0 | 0 | 0 | 0 | 0
F2_Commercial_Miscellaneous_Existing_Interior Lighting_Electric_Exempted Lighting_E2 | F2 | Commercial | Miscellaneous | Existing | Interior Lighting | Electric | Exempted Lighting | E2 | TRC BC Ratio | 0 | 0 | 0 | 0 | 0 | 0 | 0 | 0 | 0 | 0 | 0 | 0 | 0 | 0 | 0 | 0 | 0 | 0 | 0 | 0 | 0 | 0 | 0 | 0 | 0 | 0 | 0 | 0 | 0 | 0
F2_Commercial_Miscellaneous_Existing_Interior Lighting_Electric_Exempted Lighting_E3 | F2 | Commercial | Miscellaneous | Existing | Interior Lighting | Electric | Exempted Lighting | E3 | TRC BC Ratio | 0 | 0 | 0 | 0 | 0 | 0 | 0 | 0 | 0 | 0 | 0 | 0 | 0 | 0 | 0 | 0 | 0 | 0 | 0 | 0 | 0 | 0 | 0 | 0 | 0 | 0 | 0 | 0 | 0 | 0
F2_Commercial_Miscellaneous_Existing_Interior Lighting_Electric_Exempted Lighting_E4 | F2 | Commercial | Miscellaneous | Existing | Interior Lighting | Electric | Exempted Lighting | E4 | TRC BC Ratio | 0 | 0 | 0 | 0 | 0 | 0 | 0 | 0 | 0 | 0 | 0 | 0 | 0 | 0 | 0 | 0 | 0 | 0 | 0 | 0 | 0 | 0 | 0 | 0 | 0 | 0 | 0 | 0 | 0 | 0
F2_Commercial_Miscellaneous_Existing_Interior Lighting_Electric_Exempted Lighting_E5 | F2 | Commercial | Miscellaneous | Existing | Interior Lighting | Electric | Exempted Lighting | E5 | TRC BC Ratio | 0 | 0 | 0 | 0 | 0 | 0 | 0 | 0 | 0 | 0 | 0 | 0 | 0 | 0 | 0 | 0 | 0 | 0 | 0 | 0 | 0 | 0 | 0 | 0 | 0 | 0 | 0 | 0 | 0 | 0
F2_Commercial_Miscellaneous_Existing_Interior Lighting_Electric_Exempted Lighting_E6 | F2 | Commercial | Miscellaneous | Existing | Interior Lighting | Electric | Exempted Lighting | E6 | TRC BC Ratio | 0 | 0 | 0 | 0 | 0 | 0 | 0 | 0 | 0 | 0 | 0 | 0 | 0 | 0 | 0 | 0 | 0 | 0 | 0 | 0 | 0 | 0 | 0 | 0 | 0 | 0 | 0 | 0 | 0 | 0
F2_Commercial_Miscellaneous_Existing_Interior Lighting_Electric_Exempted Lighting_E7 | F2 | Commercial | Miscellaneous | Existing | Interior Lighting | Electric | Exempted Lighting | E7 | TRC BC Ratio | 0 | 0 | 0 | 0 | 0 | 0 | 0 | 0 | 0 | 0 | 0 | 0 | 0 | 0 | 0 | 0 | 0 | 0 | 0 | 0 | 0 | 0 | 0 | 0 | 0 | 0 | 0 | 0 | 0 | 0
F2_Commercial_Miscellaneous_Existing_Interior Lighting_Electric_Exempted Lighting_E8 | F2 | Commercial | Miscellaneous | Existing | Interior Lighting | Electric | Exempted Lighting | E8 | TRC BC Ratio | 0 | 0 | 0 | 0 | 0 | 0 | 0 | 0 | 0 | 0 | 0 | 0 | 0 | 0 | 0 | 0 | 0 | 0 | 0 | 0 | 0 | 0 | 0 | 0 | 0 | 0 | 0 | 0 | 0 | 0
F2_Commercial_Miscellaneous_Existing_Interior Lighting_Electric_Exempted Lighting_E9 | F2 | Commercial | Miscellaneous | Existing | Interior Lighting | Electric | Exempted Lighting | E9 | TRC BC Ratio | 0 | 0 | 0 | 0 | 0 | 0 | 0 | 0 | 0 | 0 | 0 | 0 | 0 | 0 | 0 | 0 | 0 | 0 | 0 | 0 | 0 | 0 | 0 | 0 | 0 | 0 | 0 | 0 | 0 | 0
F2_Commercial_Miscellaneous_Existing_Interior Lighting_Electric_Exempted Lighting_E10 | F2 | Commercial | Miscellaneous | Existing | Interior Lighting | Electric | Exempted Lighting | E10 | TRC BC Ratio | 0 | 0 | 0 | 0 | 0 | 0 | 0 | 0 | 0 | 0 | 0 | 0 | 0 | 0 | 0 | 0 | 0 | 0 | 0 | 0 | 0 | 0 | 0 | 0 | 0 | 0 | 0 | 0 | 0 | 0
F3_Commercial_Miscellaneous_Existing_Interior Lighting_Electric_Exempted Lighting_E1 | F3 | Commercial | Miscellaneous | Existing | Interior Lighting | Electric | Exempted Lighting | E1 | PACT BC Ratio | 0 | 0 | 0 | 0 | 0 | 0 | 0 | 0 | 0 | 0 | 0 | 0 | 0 | 0 | 0 | 0 | 0 | 0 | 0 | 0 | 0 | 0 | 0 | 0 | 0 | 0 | 0 | 0 | 0 | 0
F3_Commercial_Miscellaneous_Existing_Interior Lighting_Electric_Exempted Lighting_E2 | F3 | Commercial | Miscellaneous | Existing | Interior Lighting | Electric | Exempted Lighting | E2 | PACT BC Ratio | 0 | 0 | 0 | 0 | 0 | 0 | 0 | 0 | 0 | 0 | 0 | 0 | 0 | 0 | 0 | 0 | 0 | 0 | 0 | 0 | 0 | 0 | 0 | 0 | 0 | 0 | 0 | 0 | 0 | 0
F3_Commercial_Miscellaneous_Existing_Interior Lighting_Electric_Exempted Lighting_E3 | F3 | Commercial | Miscellaneous | Existing | Interior Lighting | Electric | Exempted Lighting | E3 | PACT BC Ratio | 0 | 0 | 0 | 0 | 0 | 0 | 0 | 0 | 0 | 0 | 0 | 0 | 0 | 0 | 0 | 0 | 0 | 0 | 0 | 0 | 0 | 0 | 0 | 0 | 0 | 0 | 0 | 0 | 0 | 0
F3_Commercial_Miscellaneous_Existing_Interior Lighting_Electric_Exempted Lighting_E4 | F3 | Commercial | Miscellaneous | Existing | Interior Lighting | Electric | Exempted Lighting | E4 | PACT BC Ratio | 0 | 0 | 0 | 0 | 0 | 0 | 0 | 0 | 0 | 0 | 0 | 0 | 0 | 0 | 0 | 0 | 0 | 0 | 0 | 0 | 0 | 0 | 0 | 0 | 0 | 0 | 0 | 0 | 0 | 0
F3_Commercial_Miscellaneous_Existing_Interior Lighting_Electric_Exempted Lighting_E5 | F3 | Commercial | Miscellaneous | Existing | Interior Lighting | Electric | Exempted Lighting | E5 | PACT BC Ratio | 0 | 0 | 0 | 0 | 0 | 0 | 0 | 0 | 0 | 0 | 0 | 0 | 0 | 0 | 0 | 0 | 0 | 0 | 0 | 0 | 0 | 0 | 0 | 0 | 0 | 0 | 0 | 0 | 0 | 0
F3_Commercial_Miscellaneous_Existing_Interior Lighting_Electric_Exempted Lighting_E6 | F3 | Commercial | Miscellaneous | Existing | Interior Lighting | Electric | Exempted Lighting | E6 | PACT BC Ratio | 0 | 0 | 0 | 0 | 0 | 0 | 0 | 0 | 0 | 0 | 0 | 0 | 0 | 0 | 0 | 0 | 0 | 0 | 0 | 0 | 0 | 0 | 0 | 0 | 0 | 0 | 0 | 0 | 0 | 0
F3_Commercial_Miscellaneous_Existing_Interior Lighting_Electric_Exempted Lighting_E7 | F3 | Commercial | Miscellaneous | Existing | Interior Lighting | Electric | Exempted Lighting | E7 | PACT BC Ratio | 0 | 0 | 0 | 0 | 0 | 0 | 0 | 0 | 0 | 0 | 0 | 0 | 0 | 0 | 0 | 0 | 0 | 0 | 0 | 0 | 0 | 0 | 0 | 0 | 0 | 0 | 0 | 0 | 0 | 0
F3_Commercial_Miscellaneous_Existing_Interior Lighting_Electric_Exempted Lighting_E8 | F3 | Commercial | Miscellaneous | Existing | Interior Lighting | Electric | Exempted Lighting | E8 | PACT BC Ratio | 0 | 0 | 0 | 0 | 0 | 0 | 0 | 0 | 0 | 0 | 0 | 0 | 0 | 0 | 0 | 0 | 0 | 0 | 0 | 0 | 0 | 0 | 0 | 0 | 0 | 0 | 0 | 0 | 0 | 0
F3_Commercial_Miscellaneous_Existing_Interior Lighting_Electric_Exempted Lighting_E9 | F3 | Commercial | Miscellaneous | Existing | Interior Lighting | Electric | Exempted Lighting | E9 | PACT BC Ratio | 0 | 0 | 0 | 0 | 0 | 0 | 0 | 0 | 0 | 0 | 0 | 0 | 0 | 0 | 0 | 0 | 0 | 0 | 0 | 0 | 0 | 0 | 0 | 0 | 0 | 0 | 0 | 0 | 0 | 0
F3_Commercial_Miscellaneous_Existing_Interior Lighting_Electric_Exempted Lighting_E10 | F3 | Commercial | Miscellaneous | Existing | Interior Lighting | Electric | Exempted Lighting | E10 | PACT BC Ratio | 0 | 0 | 0 | 0 | 0 | 0 | 0 | 0 | 0 | 0 | 0 | 0 | 0 | 0 | 0 | 0 | 0 | 0 | 0 | 0 | 0 | 0 | 0 | 0 | 0 | 0 | 0 | 0 | 0 | 0
F4_Commercial_Miscellaneous_Existing_Interior Lighting_Electric_Exempted Lighting_E1 | F4 | Commercial | Miscellaneous | Existing | Interior Lighting | Electric | Exempted Lighting | E1 | RVT BC Ratio | 0 | 0 | 0 | 0 | 0 | 0 | 0 | 0 | 0 | 0 | 0 | 0 | 0 | 0 | 0 | 0 | 0 | 0 | 0 | 0 | 0 | 0 | 0 | 0 | 0 | 0 | 0 | 0 | 0 | 0
F4_Commercial_Miscellaneous_Existing_Interior Lighting_Electric_Exempted Lighting_E2 | F4 | Commercial | Miscellaneous | Existing | Interior Lighting | Electric | Exempted Lighting | E2 | RVT BC Ratio | 0 | 0 | 0 | 0 | 0 | 0 | 0 | 0 | 0 | 0 | 0 | 0 | 0 | 0 | 0 | 0 | 0 | 0 | 0 | 0 | 0 | 0 | 0 | 0 | 0 | 0 | 0 | 0 | 0 | 0
F4_Commercial_Miscellaneous_Existing_Interior Lighting_Electric_Exempted Lighting_E3 | F4 | Commercial | Miscellaneous | Existing | Interior Lighting | Electric | Exempted Lighting | E3 | RVT BC Ratio | 0 | 0 | 0 | 0 | 0 | 0 | 0 | 0 | 0 | 0 | 0 | 0 | 0 | 0 | 0 | 0 | 0 | 0 | 0 | 0 | 0 | 0 | 0 | 0 | 0 | 0 | 0 | 0 | 0 | 0
F4_Commercial_Miscellaneous_Existing_Interior Lighting_Electric_Exempted Lighting_E4 | F4 | Commercial | Miscellaneous | Existing | Interior Lighting | Electric | Exempted Lighting | E4 | RVT BC Ratio | 0 | 0 | 0 | 0 | 0 | 0 | 0 | 0 | 0 | 0 | 0 | 0 | 0 | 0 | 0 | 0 | 0 | 0 | 0 | 0 | 0 | 0 | 0 | 0 | 0 | 0 | 0 | 0 | 0 | 0
F4_Commercial_Miscellaneous_Existing_Interior Lighting_Electric_Exempted Lighting_E5 | F4 | Commercial | Miscellaneous | Existing | Interior Lighting | Electric | Exempted Lighting | E5 | RVT BC Ratio | 0 | 0 | 0 | 0 | 0 | 0 | 0 | 0 | 0 | 0 | 0 | 0 | 0 | 0 | 0 | 0 | 0 | 0 | 0 | 0 | 0 | 0 | 0 | 0 | 0 | 0 | 0 | 0 | 0 | 0
F4_Commercial_Miscellaneous_Existing_Interior Lighting_Electric_Exempted Lighting_E6 | F4 | Commercial | Miscellaneous | Existing | Interior Lighting | Electric | Exempted Lighting | E6 | RVT BC Ratio | 0 | 0 | 0 | 0 | 0 | 0 | 0 | 0 | 0 | 0 | 0 | 0 | 0 | 0 | 0 | 0 | 0 | 0 | 0 | 0 | 0 | 0 | 0 | 0 | 0 | 0 | 0 | 0 | 0 | 0
F4_Commercial_Miscellaneous_Existing_Interior Lighting_Electric_Exempted Lighting_E7 | F4 | Commercial | Miscellaneous | Existing | Interior Lighting | Electric | Exempted Lighting | E7 | RVT BC Ratio | 0 | 0 | 0 | 0 | 0 | 0 | 0 | 0 | 0 | 0 | 0 | 0 | 0 | 0 | 0 | 0 | 0 | 0 | 0 | 0 | 0 | 0 | 0 | 0 | 0 | 0 | 0 | 0 | 0 | 0
F4_Commercial_Miscellaneous_Existing_Interior Lighting_Electric_Exempted Lighting_E8 | F4 | Commercial | Miscellaneous | Existing | Interior Lighting | Electric | Exempted Lighting | E8 | RVT BC Ratio | 0 | 0 | 0 | 0 | 0 | 0 | 0 | 0 | 0 | 0 | 0 | 0 | 0 | 0 | 0 | 0 | 0 | 0 | 0 | 0 | 0 | 0 | 0 | 0 | 0 | 0 | 0 | 0 | 0 | 0
F4_Commercial_Miscellaneous_Existing_Interior Lighting_Electric_Exempted Lighting_E9 | F4 | Commercial | Miscellaneous | Existing | Interior Lighting | Electric | Exempted Lighting | E9 | RVT BC Ratio | 0 | 0 | 0 | 0 | 0 | 0 | 0 | 0 | 0 | 0 | 0 | 0 | 0 | 0 | 0 | 0 | 0 | 0 | 0 | 0 | 0 | 0 | 0 | 0 | 0 | 0 | 0 | 0 | 0 | 0
F4_Commercial_Miscellaneous_Existing_Interior Lighting_Electric_Exempted Lighting_E10 | F4 | Commercial | Miscellaneous | Existing | Interior Lighting | Electric | Exempted Lighting | E10 | RVT BC Ratio | 0 | 0 | 0 | 0 | 0 | 0 | 0 | 0 | 0 | 0 | 0 | 0 | 0 | 0 | 0 | 0 | 0 | 0 | 0 | 0 | 0 | 0 | 0 | 0 | 0 | 0 | 0 | 0 | 0 | 0
F5_Commercial_Miscellaneous_Existing_Interior Lighting_Electric_Exempted Lighting_E1 | F5 | Commercial | Miscellaneous | Existing | Interior Lighting | Electric | Exempted Lighting | E1 | RIM BC Ratio | 0 | 0 | 0 | 0 | 0 | 0 | 0 | 0 | 0 | 0 | 0 | 0 | 0 | 0 | 0 | 0 | 0 | 0 | 0 | 0 | 0 | 0 | 0 | 0 | 0 | 0 | 0 | 0 | 0 | 0
F5_Commercial_Miscellaneous_Existing_Interior Lighting_Electric_Exempted Lighting_E2 | F5 | Commercial | Miscellaneous | Existing | Interior Lighting | Electric | Exempted Lighting | E2 | RIM BC Ratio | 0 | 0 | 0 | 0 | 0 | 0 | 0 | 0 | 0 | 0 | 0 | 0 | 0 | 0 | 0 | 0 | 0 | 0 | 0 | 0 | 0 | 0 | 0 | 0 | 0 | 0 | 0 | 0 | 0 | 0
F5_Commercial_Miscellaneous_Existing_Interior Lighting_Electric_Exempted Lighting_E3 | F5 | Commercial | Miscellaneous | Existing | Interior Lighting | Electric | Exempted Lighting | E3 | RIM BC Ratio | 0 | 0 | 0 | 0 | 0 | 0 | 0 | 0 | 0 | 0 | 0 | 0 | 0 | 0 | 0 | 0 | 0 | 0 | 0 | 0 | 0 | 0 | 0 | 0 | 0 | 0 | 0 | 0 | 0 | 0
F5_Commercial_Miscellaneous_Existing_Interior Lighting_Electric_Exempted Lighting_E4 | F5 | Commercial | Miscellaneous | Existing | Interior Lighting | Electric | Exempted Lighting | E4 | RIM BC Ratio | 0 | 0 | 0 | 0 | 0 | 0 | 0 | 0 | 0 | 0 | 0 | 0 | 0 | 0 | 0 | 0 | 0 | 0 | 0 | 0 | 0 | 0 | 0 | 0 | 0 | 0 | 0 | 0 | 0 | 0
F5_Commercial_Miscellaneous_Existing_Interior Lighting_Electric_Exempted Lighting_E5 | F5 | Commercial | Miscellaneous | Existing | Interior Lighting | Electric | Exempted Lighting | E5 | RIM BC Ratio | 0 | 0 | 0 | 0 | 0 | 0 | 0 | 0 | 0 | 0 | 0 | 0 | 0 | 0 | 0 | 0 | 0 | 0 | 0 | 0 | 0 | 0 | 0 | 0 | 0 | 0 | 0 | 0 | 0 | 0
F5_Commercial_Miscellaneous_Existing_Interior Lighting_Electric_Exempted Lighting_E6 | F5 | Commercial | Miscellaneous | Existing | Interior Lighting | Electric | Exempted Lighting | E6 | RIM BC Ratio | 0 | 0 | 0 | 0 | 0 | 0 | 0 | 0 | 0 | 0 | 0 | 0 | 0 | 0 | 0 | 0 | 0 | 0 | 0 | 0 | 0 | 0 | 0 | 0 | 0 | 0 | 0 | 0 | 0 | 0
F5_Commercial_Miscellaneous_Existing_Interior Lighting_Electric_Exempted Lighting_E7 | F5 | Commercial | Miscellaneous | Existing | Interior Lighting | Electric | Exempted Lighting | E7 | RIM BC Ratio | 0 | 0 | 0 | 0 | 0 | 0 | 0 | 0 | 0 | 0 | 0 | 0 | 0 | 0 | 0 | 0 | 0 | 0 | 0 | 0 | 0 | 0 | 0 | 0 | 0 | 0 | 0 | 0 | 0 | 0
F5_Commercial_Miscellaneous_Existing_Interior Lighting_Electric_Exempted Lighting_E8 | F5 | Commercial | Miscellaneous | Existing | Interior Lighting | Electric | Exempted Lighting | E8 | RIM BC Ratio | 0 | 0 | 0 | 0 | 0 | 0 | 0 | 0 | 0 | 0 | 0 | 0 | 0 | 0 | 0 | 0 | 0 | 0 | 0 | 0 | 0 | 0 | 0 | 0 | 0 | 0 | 0 | 0 | 0 | 0
F5_Commercial_Miscellaneous_Existing_Interior Lighting_Electric_Exempted Lighting_E9 | F5 | Commercial | Miscellaneous | Existing | Interior Lighting | Electric | Exempted Lighting | E9 | RIM BC Ratio | 0 | 0 | 0 | 0 | 0 | 0 | 0 | 0 | 0 | 0 | 0 | 0 | 0 | 0 | 0 | 0 | 0 | 0 | 0 | 0 | 0 | 0 | 0 | 0 | 0 | 0 | 0 | 0 | 0 | 0
F5_Commercial_Miscellaneous_Existing_Interior Lighting_Electric_Exempted Lighting_E10 | F5 | Commercial | Miscellaneous | Existing | Interior Lighting | Electric | Exempted Lighting | E10 | RIM BC Ratio | 0 | 0 | 0 | 0 | 0 | 0 | 0 | 0 | 0 | 0 | 0 | 0 | 0 | 0 | 0 | 0 | 0 | 0 | 0 | 0 | 0 | 0 | 0 | 0 | 0 | 0 | 0 | 0 | 0 | 0
F0_Commercial_Miscellaneous_Existing_Interior Lighting_Electric_High-Bay Lighting_E0 | F0 | Commercial | Miscellaneous | Existing | Interior Lighting | Electric | High-Bay Lighting | E0 | Economic Unit | 0 | 0 | 0 | 0 | 0 | 0 | 0 | 0 | 0 | 0 | 0 | 0 | 0 | 0 | 0 | 0 | 0 | 0 | 0 | 0 | 0 | 0 | 0 | 0 | 0 | 0 | 0 | 0 | 0 | 0
F1_Commercial_Miscellaneous_Existing_Interior Lighting_Electric_High-Bay Lighting_E1 | F1 | Commercial | Miscellaneous | Existing | Interior Lighting | Electric | High-Bay Lighting | E1 | CCE | 0 | 0 | 0 | 0 | 0 | 0 | 0 | 0 | 0 | 0 | 0 | 0 | 0 | 0 | 0 | 0 | 0 | 0 | 0 | 0 | 0 | 0 | 0 | 0 | 0 | 0 | 0 | 0 | 0 | 0
F1_Commercial_Miscellaneous_Existing_Interior Lighting_Electric_High-Bay Lighting_E2 | F1 | Commercial | Miscellaneous | Existing | Interior Lighting | Electric | High-Bay Lighting | E2 | CCE | 0 | 0 | 0 | 0 | 0 | 0 | 0 | 0 | 0 | 0 | 0 | 0 | 0 | 0 | 0 | 0 | 0 | 0 | 0 | 0 | 0 | 0 | 0 | 0 | 0 | 0 | 0 | 0 | 0 | 0
F1_Commercial_Miscellaneous_Existing_Interior Lighting_Electric_High-Bay Lighting_E3 | F1 | Commercial | Miscellaneous | Existing | Interior Lighting | Electric | High-Bay Lighting | E3 | CCE | 0 | 0 | 0 | 0 | 0 | 0 | 0 | 0 | 0 | 0 | 0 | 0 | 0 | 0 | 0 | 0 | 0 | 0 | 0 | 0 | 0 | 0 | 0 | 0 | 0 | 0 | 0 | 0 | 0 | 0
F1_Commercial_Miscellaneous_Existing_Interior Lighting_Electric_High-Bay Lighting_E4 | F1 | Commercial | Miscellaneous | Existing | Interior Lighting | Electric | High-Bay Lighting | E4 | CCE | 0 | 0 | 0 | 0 | 0 | 0 | 0 | 0 | 0 | 0 | 0 | 0 | 0 | 0 | 0 | 0 | 0 | 0 | 0 | 0 | 0 | 0 | 0 | 0 | 0 | 0 | 0 | 0 | 0 | 0
F1_Commercial_Miscellaneous_Existing_Interior Lighting_Electric_High-Bay Lighting_E5 | F1 | Commercial | Miscellaneous | Existing | Interior Lighting | Electric | High-Bay Lighting | E5 | CCE | 0 | 0 | 0 | 0 | 0 | 0 | 0 | 0 | 0 | 0 | 0 | 0 | 0 | 0 | 0 | 0 | 0 | 0 | 0 | 0 | 0 | 0 | 0 | 0 | 0 | 0 | 0 | 0 | 0 | 0
F1_Commercial_Miscellaneous_Existing_Interior Lighting_Electric_High-Bay Lighting_E6 | F1 | Commercial | Miscellaneous | Existing | Interior Lighting | Electric | High-Bay Lighting | E6 | CCE | 0 | 0 | 0 | 0 | 0 | 0 | 0 | 0 | 0 | 0 | 0 | 0 | 0 | 0 | 0 | 0 | 0 | 0 | 0 | 0 | 0 | 0 | 0 | 0 | 0 | 0 | 0 | 0 | 0 | 0
F1_Commercial_Miscellaneous_Existing_Interior Lighting_Electric_High-Bay Lighting_E7 | F1 | Commercial | Miscellaneous | Existing | Interior Lighting | Electric | High-Bay Lighting | E7 | CCE | 0 | 0 | 0 | 0 | 0 | 0 | 0 | 0 | 0 | 0 | 0 | 0 | 0 | 0 | 0 | 0 | 0 | 0 | 0 | 0 | 0 | 0 | 0 | 0 | 0 | 0 | 0 | 0 | 0 | 0
F1_Commercial_Miscellaneous_Existing_Interior Lighting_Electric_High-Bay Lighting_E8 | F1 | Commercial | Miscellaneous | Existing | Interior Lighting | Electric | High-Bay Lighting | E8 | CCE | 0 | 0 | 0 | 0 | 0 | 0 | 0 | 0 | 0 | 0 | 0 | 0 | 0 | 0 | 0 | 0 | 0 | 0 | 0 | 0 | 0 | 0 | 0 | 0 | 0 | 0 | 0 | 0 | 0 | 0
F1_Commercial_Miscellaneous_Existing_Interior Lighting_Electric_High-Bay Lighting_E9 | F1 | Commercial | Miscellaneous | Existing | Interior Lighting | Electric | High-Bay Lighting | E9 | CCE | 0 | 0 | 0 | 0 | 0 | 0 | 0 | 0 | 0 | 0 | 0 | 0 | 0 | 0 | 0 | 0 | 0 | 0 | 0 | 0 | 0 | 0 | 0 | 0 | 0 | 0 | 0 | 0 | 0 | 0
F1_Commercial_Miscellaneous_Existing_Interior Lighting_Electric_High-Bay Lighting_E10 | F1 | Commercial | Miscellaneous | Existing | Interior Lighting | Electric | High-Bay Lighting | E10 | CCE | 0 | 0 | 0 | 0 | 0 | 0 | 0 | 0 | 0 | 0 | 0 | 0 | 0 | 0 | 0 | 0 | 0 | 0 | 0 | 0 | 0 | 0 | 0 | 0 | 0 | 0 | 0 | 0 | 0 | 0
F2_Commercial_Miscellaneous_Existing_Interior Lighting_Electric_High-Bay Lighting_E1 | F2 | Commercial | Miscellaneous | Existing | Interior Lighting | Electric | High-Bay Lighting | E1 | TRC BC Ratio | 0 | 0 | 0 | 0 | 0 | 0 | 0 | 0 | 0 | 0 | 0 | 0 | 0 | 0 | 0 | 0 | 0 | 0 | 0 | 0 | 0 | 0 | 0 | 0 | 0 | 0 | 0 | 0 | 0 | 0
F2_Commercial_Miscellaneous_Existing_Interior Lighting_Electric_High-Bay Lighting_E2 | F2 | Commercial | Miscellaneous | Existing | Interior Lighting | Electric | High-Bay Lighting | E2 | TRC BC Ratio | 0 | 0 | 0 | 0 | 0 | 0 | 0 | 0 | 0 | 0 | 0 | 0 | 0 | 0 | 0 | 0 | 0 | 0 | 0 | 0 | 0 | 0 | 0 | 0 | 0 | 0 | 0 | 0 | 0 | 0
F2_Commercial_Miscellaneous_Existing_Interior Lighting_Electric_High-Bay Lighting_E3 | F2 | Commercial | Miscellaneous | Existing | Interior Lighting | Electric | High-Bay Lighting | E3 | TRC BC Ratio | 0 | 0 | 0 | 0 | 0 | 0 | 0 | 0 | 0 | 0 | 0 | 0 | 0 | 0 | 0 | 0 | 0 | 0 | 0 | 0 | 0 | 0 | 0 | 0 | 0 | 0 | 0 | 0 | 0 | 0
F2_Commercial_Miscellaneous_Existing_Interior Lighting_Electric_High-Bay Lighting_E4 | F2 | Commercial | Miscellaneous | Existing | Interior Lighting | Electric | High-Bay Lighting | E4 | TRC BC Ratio | 0 | 0 | 0 | 0 | 0 | 0 | 0 | 0 | 0 | 0 | 0 | 0 | 0 | 0 | 0 | 0 | 0 | 0 | 0 | 0 | 0 | 0 | 0 | 0 | 0 | 0 | 0 | 0 | 0 | 0
F2_Commercial_Miscellaneous_Existing_Interior Lighting_Electric_High-Bay Lighting_E5 | F2 | Commercial | Miscellaneous | Existing | Interior Lighting | Electric | High-Bay Lighting | E5 | TRC BC Ratio | 0 | 0 | 0 | 0 | 0 | 0 | 0 | 0 | 0 | 0 | 0 | 0 | 0 | 0 | 0 | 0 | 0 | 0 | 0 | 0 | 0 | 0 | 0 | 0 | 0 | 0 | 0 | 0 | 0 | 0
F2_Commercial_Miscellaneous_Existing_Interior Lighting_Electric_High-Bay Lighting_E6 | F2 | Commercial | Miscellaneous | Existing | Interior Lighting | Electric | High-Bay Lighting | E6 | TRC BC Ratio | 0 | 0 | 0 | 0 | 0 | 0 | 0 | 0 | 0 | 0 | 0 | 0 | 0 | 0 | 0 | 0 | 0 | 0 | 0 | 0 | 0 | 0 | 0 | 0 | 0 | 0 | 0 | 0 | 0 | 0
F2_Commercial_Miscellaneous_Existing_Interior Lighting_Electric_High-Bay Lighting_E7 | F2 | Commercial | Miscellaneous | Existing | Interior Lighting | Electric | High-Bay Lighting | E7 | TRC BC Ratio | 0 | 0 | 0 | 0 | 0 | 0 | 0 | 0 | 0 | 0 | 0 | 0 | 0 | 0 | 0 | 0 | 0 | 0 | 0 | 0 | 0 | 0 | 0 | 0 | 0 | 0 | 0 | 0 | 0 | 0
F2_Commercial_Miscellaneous_Existing_Interior Lighting_Electric_High-Bay Lighting_E8 | F2 | Commercial | Miscellaneous | Existing | Interior Lighting | Electric | High-Bay Lighting | E8 | TRC BC Ratio | 0 | 0 | 0 | 0 | 0 | 0 | 0 | 0 | 0 | 0 | 0 | 0 | 0 | 0 | 0 | 0 | 0 | 0 | 0 | 0 | 0 | 0 | 0 | 0 | 0 | 0 | 0 | 0 | 0 | 0
F2_Commercial_Miscellaneous_Existing_Interior Lighting_Electric_High-Bay Lighting_E9 | F2 | Commercial | Miscellaneous | Existing | Interior Lighting | Electric | High-Bay Lighting | E9 | TRC BC Ratio | 0 | 0 | 0 | 0 | 0 | 0 | 0 | 0 | 0 | 0 | 0 | 0 | 0 | 0 | 0 | 0 | 0 | 0 | 0 | 0 | 0 | 0 | 0 | 0 | 0 | 0 | 0 | 0 | 0 | 0
F2_Commercial_Miscellaneous_Existing_Interior Lighting_Electric_High-Bay Lighting_E10 | F2 | Commercial | Miscellaneous | Existing | Interior Lighting | Electric | High-Bay Lighting | E10 | TRC BC Ratio | 0 | 0 | 0 | 0 | 0 | 0 | 0 | 0 | 0 | 0 | 0 | 0 | 0 | 0 | 0 | 0 | 0 | 0 | 0 | 0 | 0 | 0 | 0 | 0 | 0 | 0 | 0 | 0 | 0 | 0
F3_Commercial_Miscellaneous_Existing_Interior Lighting_Electric_High-Bay Lighting_E1 | F3 | Commercial | Miscellaneous | Existing | Interior Lighting | Electric | High-Bay Lighting | E1 | PACT BC Ratio | 0 | 0 | 0 | 0 | 0 | 0 | 0 | 0 | 0 | 0 | 0 | 0 | 0 | 0 | 0 | 0 | 0 | 0 | 0 | 0 | 0 | 0 | 0 | 0 | 0 | 0 | 0 | 0 | 0 | 0
F3_Commercial_Miscellaneous_Existing_Interior Lighting_Electric_High-Bay Lighting_E2 | F3 | Commercial | Miscellaneous | Existing | Interior Lighting | Electric | High-Bay Lighting | E2 | PACT BC Ratio | 0 | 0 | 0 | 0 | 0 | 0 | 0 | 0 | 0 | 0 | 0 | 0 | 0 | 0 | 0 | 0 | 0 | 0 | 0 | 0 | 0 | 0 | 0 | 0 | 0 | 0 | 0 | 0 | 0 | 0
F3_Commercial_Miscellaneous_Existing_Interior Lighting_Electric_High-Bay Lighting_E3 | F3 | Commercial | Miscellaneous | Existing | Interior Lighting | Electric | High-Bay Lighting | E3 | PACT BC Ratio | 0 | 0 | 0 | 0 | 0 | 0 | 0 | 0 | 0 | 0 | 0 | 0 | 0 | 0 | 0 | 0 | 0 | 0 | 0 | 0 | 0 | 0 | 0 | 0 | 0 | 0 | 0 | 0 | 0 | 0
F3_Commercial_Miscellaneous_Existing_Interior Lighting_Electric_High-Bay Lighting_E4 | F3 | Commercial | Miscellaneous | Existing | Interior Lighting | Electric | High-Bay Lighting | E4 | PACT BC Ratio | 0 | 0 | 0 | 0 | 0 | 0 | 0 | 0 | 0 | 0 | 0 | 0 | 0 | 0 | 0 | 0 | 0 | 0 | 0 | 0 | 0 | 0 | 0 | 0 | 0 | 0 | 0 | 0 | 0 | 0
F3_Commercial_Miscellaneous_Existing_Interior Lighting_Electric_High-Bay Lighting_E5 | F3 | Commercial | Miscellaneous | Existing | Interior Lighting | Electric | High-Bay Lighting | E5 | PACT BC Ratio | 0 | 0 | 0 | 0 | 0 | 0 | 0 | 0 | 0 | 0 | 0 | 0 | 0 | 0 | 0 | 0 | 0 | 0 | 0 | 0 | 0 | 0 | 0 | 0 | 0 | 0 | 0 | 0 | 0 | 0
F3_Commercial_Miscellaneous_Existing_Interior Lighting_Electric_High-Bay Lighting_E6 | F3 | Commercial | Miscellaneous | Existing | Interior Lighting | Electric | High-Bay Lighting | E6 | PACT BC Ratio | 0 | 0 | 0 | 0 | 0 | 0 | 0 | 0 | 0 | 0 | 0 | 0 | 0 | 0 | 0 | 0 | 0 | 0 | 0 | 0 | 0 | 0 | 0 | 0 | 0 | 0 | 0 | 0 | 0 | 0
F3_Commercial_Miscellaneous_Existing_Interior Lighting_Electric_High-Bay Lighting_E7 | F3 | Commercial | Miscellaneous | Existing | Interior Lighting | Electric | High-Bay Lighting | E7 | PACT BC Ratio | 0 | 0 | 0 | 0 | 0 | 0 | 0 | 0 | 0 | 0 | 0 | 0 | 0 | 0 | 0 | 0 | 0 | 0 | 0 | 0 | 0 | 0 | 0 | 0 | 0 | 0 | 0 | 0 | 0 | 0
F3_Commercial_Miscellaneous_Existing_Interior Lighting_Electric_High-Bay Lighting_E8 | F3 | Commercial | Miscellaneous | Existing | Interior Lighting | Electric | High-Bay Lighting | E8 | PACT BC Ratio | 0 | 0 | 0 | 0 | 0 | 0 | 0 | 0 | 0 | 0 | 0 | 0 | 0 | 0 | 0 | 0 | 0 | 0 | 0 | 0 | 0 | 0 | 0 | 0 | 0 | 0 | 0 | 0 | 0 | 0
F3_Commercial_Miscellaneous_Existing_Interior Lighting_Electric_High-Bay Lighting_E9 | F3 | Commercial | Miscellaneous | Existing | Interior Lighting | Electric | High-Bay Lighting | E9 | PACT BC Ratio | 0 | 0 | 0 | 0 | 0 | 0 | 0 | 0 | 0 | 0 | 0 | 0 | 0 | 0 | 0 | 0 | 0 | 0 | 0 | 0 | 0 | 0 | 0 | 0 | 0 | 0 | 0 | 0 | 0 | 0
F3_Commercial_Miscellaneous_Existing_Interior Lighting_Electric_High-Bay Lighting_E10 | F3 | Commercial | Miscellaneous | Existing | Interior Lighting | Electric | High-Bay Lighting | E10 | PACT BC Ratio | 0 | 0 | 0 | 0 | 0 | 0 | 0 | 0 | 0 | 0 | 0 | 0 | 0 | 0 | 0 | 0 | 0 | 0 | 0 | 0 | 0 | 0 | 0 | 0 | 0 | 0 | 0 | 0 | 0 | 0
F4_Commercial_Miscellaneous_Existing_Interior Lighting_Electric_High-Bay Lighting_E1 | F4 | Commercial | Miscellaneous | Existing | Interior Lighting | Electric | High-Bay Lighting | E1 | RVT BC Ratio | 0 | 0 | 0 | 0 | 0 | 0 | 0 | 0 | 0 | 0 | 0 | 0 | 0 | 0 | 0 | 0 | 0 | 0 | 0 | 0 | 0 | 0 | 0 | 0 | 0 | 0 | 0 | 0 | 0 | 0
F4_Commercial_Miscellaneous_Existing_Interior Lighting_Electric_High-Bay Lighting_E2 | F4 | Commercial | Miscellaneous | Existing | Interior Lighting | Electric | High-Bay Lighting | E2 | RVT BC Ratio | 0 | 0 | 0 | 0 | 0 | 0 | 0 | 0 | 0 | 0 | 0 | 0 | 0 | 0 | 0 | 0 | 0 | 0 | 0 | 0 | 0 | 0 | 0 | 0 | 0 | 0 | 0 | 0 | 0 | 0
F4_Commercial_Miscellaneous_Existing_Interior Lighting_Electric_High-Bay Lighting_E3 | F4 | Commercial | Miscellaneous | Existing | Interior Lighting | Electric | High-Bay Lighting | E3 | RVT BC Ratio | 0 | 0 | 0 | 0 | 0 | 0 | 0 | 0 | 0 | 0 | 0 | 0 | 0 | 0 | 0 | 0 | 0 | 0 | 0 | 0 | 0 | 0 | 0 | 0 | 0 | 0 | 0 | 0 | 0 | 0
F4_Commercial_Miscellaneous_Existing_Interior Lighting_Electric_High-Bay Lighting_E4 | F4 | Commercial | Miscellaneous | Existing | Interior Lighting | Electric | High-Bay Lighting | E4 | RVT BC Ratio | 0 | 0 | 0 | 0 | 0 | 0 | 0 | 0 | 0 | 0 | 0 | 0 | 0 | 0 | 0 | 0 | 0 | 0 | 0 | 0 | 0 | 0 | 0 | 0 | 0 | 0 | 0 | 0 | 0 | 0
F4_Commercial_Miscellaneous_Existing_Interior Lighting_Electric_High-Bay Lighting_E5 | F4 | Commercial | Miscellaneous | Existing | Interior Lighting | Electric | High-Bay Lighting | E5 | RVT BC Ratio | 0 | 0 | 0 | 0 | 0 | 0 | 0 | 0 | 0 | 0 | 0 | 0 | 0 | 0 | 0 | 0 | 0 | 0 | 0 | 0 | 0 | 0 | 0 | 0 | 0 | 0 | 0 | 0 | 0 | 0
F4_Commercial_Miscellaneous_Existing_Interior Lighting_Electric_High-Bay Lighting_E6 | F4 | Commercial | Miscellaneous | Existing | Interior Lighting | Electric | High-Bay Lighting | E6 | RVT BC Ratio | 0 | 0 | 0 | 0 | 0 | 0 | 0 | 0 | 0 | 0 | 0 | 0 | 0 | 0 | 0 | 0 | 0 | 0 | 0 | 0 | 0 | 0 | 0 | 0 | 0 | 0 | 0 | 0 | 0 | 0
F4_Commercial_Miscellaneous_Existing_Interior Lighting_Electric_High-Bay Lighting_E7 | F4 | Commercial | Miscellaneous | Existing | Interior Lighting | Electric | High-Bay Lighting | E7 | RVT BC Ratio | 0 | 0 | 0 | 0 | 0 | 0 | 0 | 0 | 0 | 0 | 0 | 0 | 0 | 0 | 0 | 0 | 0 | 0 | 0 | 0 | 0 | 0 | 0 | 0 | 0 | 0 | 0 | 0 | 0 | 0
F4_Commercial_Miscellaneous_Existing_Interior Lighting_Electric_High-Bay Lighting_E8 | F4 | Commercial | Miscellaneous | Existing | Interior Lighting | Electric | High-Bay Lighting | E8 | RVT BC Ratio | 0 | 0 | 0 | 0 | 0 | 0 | 0 | 0 | 0 | 0 | 0 | 0 | 0 | 0 | 0 | 0 | 0 | 0 | 0 | 0 | 0 | 0 | 0 | 0 | 0 | 0 | 0 | 0 | 0 | 0
F4_Commercial_Miscellaneous_Existing_Interior Lighting_Electric_High-Bay Lighting_E9 | F4 | Commercial | Miscellaneous | Existing | Interior Lighting | Electric | High-Bay Lighting | E9 | RVT BC Ratio | 0 | 0 | 0 | 0 | 0 | 0 | 0 | 0 | 0 | 0 | 0 | 0 | 0 | 0 | 0 | 0 | 0 | 0 | 0 | 0 | 0 | 0 | 0 | 0 | 0 | 0 | 0 | 0 | 0 | 0
F4_Commercial_Miscellaneous_Existing_Interior Lighting_Electric_High-Bay Lighting_E10 | F4 | Commercial | Miscellaneous | Existing | Interior Lighting | Electric | High-Bay Lighting | E10 | RVT BC Ratio | 0 | 0 | 0 | 0 | 0 | 0 | 0 | 0 | 0 | 0 | 0 | 0 | 0 | 0 | 0 | 0 | 0 | 0 | 0 | 0 | 0 | 0 | 0 | 0 | 0 | 0 | 0 | 0 | 0 | 0
F5_Commercial_Miscellaneous_Existing_Interior Lighting_Electric_High-Bay Lighting_E1 | F5 | Commercial | Miscellaneous | Existing | Interior Lighting | Electric | High-Bay Lighting | E1 | RIM BC Ratio | 0 | 0 | 0 | 0 | 0 | 0 | 0 | 0 | 0 | 0 | 0 | 0 | 0 | 0 | 0 | 0 | 0 | 0 | 0 | 0 | 0 | 0 | 0 | 0 | 0 | 0 | 0 | 0 | 0 | 0
F5_Commercial_Miscellaneous_Existing_Interior Lighting_Electric_High-Bay Lighting_E2 | F5 | Commercial | Miscellaneous | Existing | Interior Lighting | Electric | High-Bay Lighting | E2 | RIM BC Ratio | 0 | 0 | 0 | 0 | 0 | 0 | 0 | 0 | 0 | 0 | 0 | 0 | 0 | 0 | 0 | 0 | 0 | 0 | 0 | 0 | 0 | 0 | 0 | 0 | 0 | 0 | 0 | 0 | 0 | 0
F5_Commercial_Miscellaneous_Existing_Interior Lighting_Electric_High-Bay Lighting_E3 | F5 | Commercial | Miscellaneous | Existing | Interior Lighting | Electric | High-Bay Lighting | E3 | RIM BC Ratio | 0 | 0 | 0 | 0 | 0 | 0 | 0 | 0 | 0 | 0 | 0 | 0 | 0 | 0 | 0 | 0 | 0 | 0 | 0 | 0 | 0 | 0 | 0 | 0 | 0 | 0 | 0 | 0 | 0 | 0
F5_Commercial_Miscellaneous_Existing_Interior Lighting_Electric_High-Bay Lighting_E4 | F5 | Commercial | Miscellaneous | Existing | Interior Lighting | Electric | High-Bay Lighting | E4 | RIM BC Ratio | 0 | 0 | 0 | 0 | 0 | 0 | 0 | 0 | 0 | 0 | 0 | 0 | 0 | 0 | 0 | 0 | 0 | 0 | 0 | 0 | 0 | 0 | 0 | 0 | 0 | 0 | 0 | 0 | 0 | 0
F5_Commercial_Miscellaneous_Existing_Interior Lighting_Electric_High-Bay Lighting_E5 | F5 | Commercial | Miscellaneous | Existing | Interior Lighting | Electric | High-Bay Lighting | E5 | RIM BC Ratio | 0 | 0 | 0 | 0 | 0 | 0 | 0 | 0 | 0 | 0 | 0 | 0 | 0 | 0 | 0 | 0 | 0 | 0 | 0 | 0 | 0 | 0 | 0 | 0 | 0 | 0 | 0 | 0 | 0 | 0
F5_Commercial_Miscellaneous_Existing_Interior Lighting_Electric_High-Bay Lighting_E6 | F5 | Commercial | Miscellaneous | Existing | Interior Lighting | Electric | High-Bay Lighting | E6 | RIM BC Ratio | 0 | 0 | 0 | 0 | 0 | 0 | 0 | 0 | 0 | 0 | 0 | 0 | 0 | 0 | 0 | 0 | 0 | 0 | 0 | 0 | 0 | 0 | 0 | 0 | 0 | 0 | 0 | 0 | 0 | 0
F5_Commercial_Miscellaneous_Existing_Interior Lighting_Electric_High-Bay Lighting_E7 | F5 | Commercial | Miscellaneous | Existing | Interior Lighting | Electric | High-Bay Lighting | E7 | RIM BC Ratio | 0 | 0 | 0 | 0 | 0 | 0 | 0 | 0 | 0 | 0 | 0 | 0 | 0 | 0 | 0 | 0 | 0 | 0 | 0 | 0 | 0 | 0 | 0 | 0 | 0 | 0 | 0 | 0 | 0 | 0
F5_Commercial_Miscellaneous_Existing_Interior Lighting_Electric_High-Bay Lighting_E8 | F5 | Commercial | Miscellaneous | Existing | Interior Lighting | Electric | High-Bay Lighting | E8 | RIM BC Ratio | 0 | 0 | 0 | 0 | 0 | 0 | 0 | 0 | 0 | 0 | 0 | 0 | 0 | 0 | 0 | 0 | 0 | 0 | 0 | 0 | 0 | 0 | 0 | 0 | 0 | 0 | 0 | 0 | 0 | 0
F5_Commercial_Miscellaneous_Existing_Interior Lighting_Electric_High-Bay Lighting_E9 | F5 | Commercial | Miscellaneous | Existing | Interior Lighting | Electric | High-Bay Lighting | E9 | RIM BC Ratio | 0 | 0 | 0 | 0 | 0 | 0 | 0 | 0 | 0 | 0 | 0 | 0 | 0 | 0 | 0 | 0 | 0 | 0 | 0 | 0 | 0 | 0 | 0 | 0 | 0 | 0 | 0 | 0 | 0 | 0
F5_Commercial_Miscellaneous_Existing_Interior Lighting_Electric_High-Bay Lighting_E10 | F5 | Commercial | Miscellaneous | Existing | Interior Lighting | Electric | High-Bay Lighting | E10 | RIM BC Ratio | 0 | 0 | 0 | 0 | 0 | 0 | 0 | 0 | 0 | 0 | 0 | 0 | 0 | 0 | 0 | 0 | 0 | 0 | 0 | 0 | 0 | 0 | 0 | 0 | 0 | 0 | 0 | 0 | 0 | 0
F0_Commercial_Miscellaneous_Existing_Interior Lighting_Electric_Linear Lighting_E0 | F0 | Commercial | Miscellaneous | Existing | Interior Lighting | Electric | Linear Lighting | E0 | Economic Unit | 0 | 0 | 0 | 0 | 0 | 0 | 0 | 0 | 0 | 0 | 0 | 0 | 0 | 0 | 0 | 0 | 0 | 0 | 0 | 0 | 0 | 0 | 0 | 0 | 0 | 0 | 0 | 0 | 0 | 0
F1_Commercial_Miscellaneous_Existing_Interior Lighting_Electric_Linear Lighting_E1 | F1 | Commercial | Miscellaneous | Existing | Interior Lighting | Electric | Linear Lighting | E1 | CCE | 0 | 0 | 0 | 0 | 0 | 0 | 0 | 0 | 0 | 0 | 0 | 0 | 0 | 0 | 0 | 0 | 0 | 0 | 0 | 0 | 0 | 0 | 0 | 0 | 0 | 0 | 0 | 0 | 0 | 0
F1_Commercial_Miscellaneous_Existing_Interior Lighting_Electric_Linear Lighting_E2 | F1 | Commercial | Miscellaneous | Existing | Interior Lighting | Electric | Linear Lighting | E2 | CCE | 0 | 0 | 0 | 0 | 0 | 0 | 0 | 0 | 0 | 0 | 0 | 0 | 0 | 0 | 0 | 0 | 0 | 0 | 0 | 0 | 0 | 0 | 0 | 0 | 0 | 0 | 0 | 0 | 0 | 0
F1_Commercial_Miscellaneous_Existing_Interior Lighting_Electric_Linear Lighting_E3 | F1 | Commercial | Miscellaneous | Existing | Interior Lighting | Electric | Linear Lighting | E3 | CCE | 0 | 0 | 0 | 0 | 0 | 0 | 0 | 0 | 0 | 0 | 0 | 0 | 0 | 0 | 0 | 0 | 0 | 0 | 0 | 0 | 0 | 0 | 0 | 0 | 0 | 0 | 0 | 0 | 0 | 0
F1_Commercial_Miscellaneous_Existing_Interior Lighting_Electric_Linear Lighting_E4 | F1 | Commercial | Miscellaneous | Existing | Interior Lighting | Electric | Linear Lighting | E4 | CCE | 0 | 0 | 0 | 0 | 0 | 0 | 0 | 0 | 0 | 0 | 0 | 0 | 0 | 0 | 0 | 0 | 0 | 0 | 0 | 0 | 0 | 0 | 0 | 0 | 0 | 0 | 0 | 0 | 0 | 0
F1_Commercial_Miscellaneous_Existing_Interior Lighting_Electric_Linear Lighting_E5 | F1 | Commercial | Miscellaneous | Existing | Interior Lighting | Electric | Linear Lighting | E5 | CCE | 0 | 0 | 0 | 0 | 0 | 0 | 0 | 0 | 0 | 0 | 0 | 0 | 0 | 0 | 0 | 0 | 0 | 0 | 0 | 0 | 0 | 0 | 0 | 0 | 0 | 0 | 0 | 0 | 0 | 0
F1_Commercial_Miscellaneous_Existing_Interior Lighting_Electric_Linear Lighting_E6 | F1 | Commercial | Miscellaneous | Existing | Interior Lighting | Electric | Linear Lighting | E6 | CCE | 0 | 0 | 0 | 0 | 0 | 0 | 0 | 0 | 0 | 0 | 0 | 0 | 0 | 0 | 0 | 0 | 0 | 0 | 0 | 0 | 0 | 0 | 0 | 0 | 0 | 0 | 0 | 0 | 0 | 0
F1_Commercial_Miscellaneous_Existing_Interior Lighting_Electric_Linear Lighting_E7 | F1 | Commercial | Miscellaneous | Existing | Interior Lighting | Electric | Linear Lighting | E7 | CCE | 0 | 0 | 0 | 0 | 0 | 0 | 0 | 0 | 0 | 0 | 0 | 0 | 0 | 0 | 0 | 0 | 0 | 0 | 0 | 0 | 0 | 0 | 0 | 0 | 0 | 0 | 0 | 0 | 0 | 0
F1_Commercial_Miscellaneous_Existing_Interior Lighting_Electric_Linear Lighting_E8 | F1 | Commercial | Miscellaneous | Existing | Interior Lighting | Electric | Linear Lighting | E8 | CCE | 0 | 0 | 0 | 0 | 0 | 0 | 0 | 0 | 0 | 0 | 0 | 0 | 0 | 0 | 0 | 0 | 0 | 0 | 0 | 0 | 0 | 0 | 0 | 0 | 0 | 0 | 0 | 0 | 0 | 0
F1_Commercial_Miscellaneous_Existing_Interior Lighting_Electric_Linear Lighting_E9 | F1 | Commercial | Miscellaneous | Existing | Interior Lighting | Electric | Linear Lighting | E9 | CCE | 0 | 0 | 0 | 0 | 0 | 0 | 0 | 0 | 0 | 0 | 0 | 0 | 0 | 0 | 0 | 0 | 0 | 0 | 0 | 0 | 0 | 0 | 0 | 0 | 0 | 0 | 0 | 0 | 0 | 0
F1_Commercial_Miscellaneous_Existing_Interior Lighting_Electric_Linear Lighting_E10 | F1 | Commercial | Miscellaneous | Existing | Interior Lighting | Electric | Linear Lighting | E10 | CCE | 0 | 0 | 0 | 0 | 0 | 0 | 0 | 0 | 0 | 0 | 0 | 0 | 0 | 0 | 0 | 0 | 0 | 0 | 0 | 0 | 0 | 0 | 0 | 0 | 0 | 0 | 0 | 0 | 0 | 0
F2_Commercial_Miscellaneous_Existing_Interior Lighting_Electric_Linear Lighting_E1 | F2 | Commercial | Miscellaneous | Existing | Interior Lighting | Electric | Linear Lighting | E1 | TRC BC Ratio | 0 | 0 | 0 | 0 | 0 | 0 | 0 | 0 | 0 | 0 | 0 | 0 | 0 | 0 | 0 | 0 | 0 | 0 | 0 | 0 | 0 | 0 | 0 | 0 | 0 | 0 | 0 | 0 | 0 | 0
F2_Commercial_Miscellaneous_Existing_Interior Lighting_Electric_Linear Lighting_E2 | F2 | Commercial | Miscellaneous | Existing | Interior Lighting | Electric | Linear Lighting | E2 | TRC BC Ratio | 0 | 0 | 0 | 0 | 0 | 0 | 0 | 0 | 0 | 0 | 0 | 0 | 0 | 0 | 0 | 0 | 0 | 0 | 0 | 0 | 0 | 0 | 0 | 0 | 0 | 0 | 0 | 0 | 0 | 0
F2_Commercial_Miscellaneous_Existing_Interior Lighting_Electric_Linear Lighting_E3 | F2 | Commercial | Miscellaneous | Existing | Interior Lighting | Electric | Linear Lighting | E3 | TRC BC Ratio | 0 | 0 | 0 | 0 | 0 | 0 | 0 | 0 | 0 | 0 | 0 | 0 | 0 | 0 | 0 | 0 | 0 | 0 | 0 | 0 | 0 | 0 | 0 | 0 | 0 | 0 | 0 | 0 | 0 | 0
F2_Commercial_Miscellaneous_Existing_Interior Lighting_Electric_Linear Lighting_E4 | F2 | Commercial | Miscellaneous | Existing | Interior Lighting | Electric | Linear Lighting | E4 | TRC BC Ratio | 0 | 0 | 0 | 0 | 0 | 0 | 0 | 0 | 0 | 0 | 0 | 0 | 0 | 0 | 0 | 0 | 0 | 0 | 0 | 0 | 0 | 0 | 0 | 0 | 0 | 0 | 0 | 0 | 0 | 0
F2_Commercial_Miscellaneous_Existing_Interior Lighting_Electric_Linear Lighting_E5 | F2 | Commercial | Miscellaneous | Existing | Interior Lighting | Electric | Linear Lighting | E5 | TRC BC Ratio | 0 | 0 | 0 | 0 | 0 | 0 | 0 | 0 | 0 | 0 | 0 | 0 | 0 | 0 | 0 | 0 | 0 | 0 | 0 | 0 | 0 | 0 | 0 | 0 | 0 | 0 | 0 | 0 | 0 | 0
F2_Commercial_Miscellaneous_Existing_Interior Lighting_Electric_Linear Lighting_E6 | F2 | Commercial | Miscellaneous | Existing | Interior Lighting | Electric | Linear Lighting | E6 | TRC BC Ratio | 0 | 0 | 0 | 0 | 0 | 0 | 0 | 0 | 0 | 0 | 0 | 0 | 0 | 0 | 0 | 0 | 0 | 0 | 0 | 0 | 0 | 0 | 0 | 0 | 0 | 0 | 0 | 0 | 0 | 0
F2_Commercial_Miscellaneous_Existing_Interior Lighting_Electric_Linear Lighting_E7 | F2 | Commercial | Miscellaneous | Existing | Interior Lighting | Electric | Linear Lighting | E7 | TRC BC Ratio | 0 | 0 | 0 | 0 | 0 | 0 | 0 | 0 | 0 | 0 | 0 | 0 | 0 | 0 | 0 | 0 | 0 | 0 | 0 | 0 | 0 | 0 | 0 | 0 | 0 | 0 | 0 | 0 | 0 | 0
F2_Commercial_Miscellaneous_Existing_Interior Lighting_Electric_Linear Lighting_E8 | F2 | Commercial | Miscellaneous | Existing | Interior Lighting | Electric | Linear Lighting | E8 | TRC BC Ratio | 0 | 0 | 0 | 0 | 0 | 0 | 0 | 0 | 0 | 0 | 0 | 0 | 0 | 0 | 0 | 0 | 0 | 0 | 0 | 0 | 0 | 0 | 0 | 0 | 0 | 0 | 0 | 0 | 0 | 0
F2_Commercial_Miscellaneous_Existing_Interior Lighting_Electric_Linear Lighting_E9 | F2 | Commercial | Miscellaneous | Existing | Interior Lighting | Electric | Linear Lighting | E9 | TRC BC Ratio | 0 | 0 | 0 | 0 | 0 | 0 | 0 | 0 | 0 | 0 | 0 | 0 | 0 | 0 | 0 | 0 | 0 | 0 | 0 | 0 | 0 | 0 | 0 | 0 | 0 | 0 | 0 | 0 | 0 | 0
F2_Commercial_Miscellaneous_Existing_Interior Lighting_Electric_Linear Lighting_E10 | F2 | Commercial | Miscellaneous | Existing | Interior Lighting | Electric | Linear Lighting | E10 | TRC BC Ratio | 0 | 0 | 0 | 0 | 0 | 0 | 0 | 0 | 0 | 0 | 0 | 0 | 0 | 0 | 0 | 0 | 0 | 0 | 0 | 0 | 0 | 0 | 0 | 0 | 0 | 0 | 0 | 0 | 0 | 0
F3_Commercial_Miscellaneous_Existing_Interior Lighting_Electric_Linear Lighting_E1 | F3 | Commercial | Miscellaneous | Existing | Interior Lighting | Electric | Linear Lighting | E1 | PACT BC Ratio | 0 | 0 | 0 | 0 | 0 | 0 | 0 | 0 | 0 | 0 | 0 | 0 | 0 | 0 | 0 | 0 | 0 | 0 | 0 | 0 | 0 | 0 | 0 | 0 | 0 | 0 | 0 | 0 | 0 | 0
F3_Commercial_Miscellaneous_Existing_Interior Lighting_Electric_Linear Lighting_E2 | F3 | Commercial | Miscellaneous | Existing | Interior Lighting | Electric | Linear Lighting | E2 | PACT BC Ratio | 0 | 0 | 0 | 0 | 0 | 0 | 0 | 0 | 0 | 0 | 0 | 0 | 0 | 0 | 0 | 0 | 0 | 0 | 0 | 0 | 0 | 0 | 0 | 0 | 0 | 0 | 0 | 0 | 0 | 0
F3_Commercial_Miscellaneous_Existing_Interior Lighting_Electric_Linear Lighting_E3 | F3 | Commercial | Miscellaneous | Existing | Interior Lighting | Electric | Linear Lighting | E3 | PACT BC Ratio | 0 | 0 | 0 | 0 | 0 | 0 | 0 | 0 | 0 | 0 | 0 | 0 | 0 | 0 | 0 | 0 | 0 | 0 | 0 | 0 | 0 | 0 | 0 | 0 | 0 | 0 | 0 | 0 | 0 | 0
F3_Commercial_Miscellaneous_Existing_Interior Lighting_Electric_Linear Lighting_E4 | F3 | Commercial | Miscellaneous | Existing | Interior Lighting | Electric | Linear Lighting | E4 | PACT BC Ratio | 0 | 0 | 0 | 0 | 0 | 0 | 0 | 0 | 0 | 0 | 0 | 0 | 0 | 0 | 0 | 0 | 0 | 0 | 0 | 0 | 0 | 0 | 0 | 0 | 0 | 0 | 0 | 0 | 0 | 0
F3_Commercial_Miscellaneous_Existing_Interior Lighting_Electric_Linear Lighting_E5 | F3 | Commercial | Miscellaneous | Existing | Interior Lighting | Electric | Linear Lighting | E5 | PACT BC Ratio | 0 | 0 | 0 | 0 | 0 | 0 | 0 | 0 | 0 | 0 | 0 | 0 | 0 | 0 | 0 | 0 | 0 | 0 | 0 | 0 | 0 | 0 | 0 | 0 | 0 | 0 | 0 | 0 | 0 | 0
F3_Commercial_Miscellaneous_Existing_Interior Lighting_Electric_Linear Lighting_E6 | F3 | Commercial | Miscellaneous | Existing | Interior Lighting | Electric | Linear Lighting | E6 | PACT BC Ratio | 0 | 0 | 0 | 0 | 0 | 0 | 0 | 0 | 0 | 0 | 0 | 0 | 0 | 0 | 0 | 0 | 0 | 0 | 0 | 0 | 0 | 0 | 0 | 0 | 0 | 0 | 0 | 0 | 0 | 0
F3_Commercial_Miscellaneous_Existing_Interior Lighting_Electric_Linear Lighting_E7 | F3 | Commercial | Miscellaneous | Existing | Interior Lighting | Electric | Linear Lighting | E7 | PACT BC Ratio | 0 | 0 | 0 | 0 | 0 | 0 | 0 | 0 | 0 | 0 | 0 | 0 | 0 | 0 | 0 | 0 | 0 | 0 | 0 | 0 | 0 | 0 | 0 | 0 | 0 | 0 | 0 | 0 | 0 | 0
F3_Commercial_Miscellaneous_Existing_Interior Lighting_Electric_Linear Lighting_E8 | F3 | Commercial | Miscellaneous | Existing | Interior Lighting | Electric | Linear Lighting | E8 | PACT BC Ratio | 0 | 0 | 0 | 0 | 0 | 0 | 0 | 0 | 0 | 0 | 0 | 0 | 0 | 0 | 0 | 0 | 0 | 0 | 0 | 0 | 0 | 0 | 0 | 0 | 0 | 0 | 0 | 0 | 0 | 0
F3_Commercial_Miscellaneous_Existing_Interior Lighting_Electric_Linear Lighting_E9 | F3 | Commercial | Miscellaneous | Existing | Interior Lighting | Electric | Linear Lighting | E9 | PACT BC Ratio | 0 | 0 | 0 | 0 | 0 | 0 | 0 | 0 | 0 | 0 | 0 | 0 | 0 | 0 | 0 | 0 | 0 | 0 | 0 | 0 | 0 | 0 | 0 | 0 | 0 | 0 | 0 | 0 | 0 | 0
F3_Commercial_Miscellaneous_Existing_Interior Lighting_Electric_Linear Lighting_E10 | F3 | Commercial | Miscellaneous | Existing | Interior Lighting | Electric | Linear Lighting | E10 | PACT BC Ratio | 0 | 0 | 0 | 0 | 0 | 0 | 0 | 0 | 0 | 0 | 0 | 0 | 0 | 0 | 0 | 0 | 0 | 0 | 0 | 0 | 0 | 0 | 0 | 0 | 0 | 0 | 0 | 0 | 0 | 0
F4_Commercial_Miscellaneous_Existing_Interior Lighting_Electric_Linear Lighting_E1 | F4 | Commercial | Miscellaneous | Existing | Interior Lighting | Electric | Linear Lighting | E1 | RVT BC Ratio | 0 | 0 | 0 | 0 | 0 | 0 | 0 | 0 | 0 | 0 | 0 | 0 | 0 | 0 | 0 | 0 | 0 | 0 | 0 | 0 | 0 | 0 | 0 | 0 | 0 | 0 | 0 | 0 | 0 | 0
F4_Commercial_Miscellaneous_Existing_Interior Lighting_Electric_Linear Lighting_E2 | F4 | Commercial | Miscellaneous | Existing | Interior Lighting | Electric | Linear Lighting | E2 | RVT BC Ratio | 0 | 0 | 0 | 0 | 0 | 0 | 0 | 0 | 0 | 0 | 0 | 0 | 0 | 0 | 0 | 0 | 0 | 0 | 0 | 0 | 0 | 0 | 0 | 0 | 0 | 0 | 0 | 0 | 0 | 0
F4_Commercial_Miscellaneous_Existing_Interior Lighting_Electric_Linear Lighting_E3 | F4 | Commercial | Miscellaneous | Existing | Interior Lighting | Electric | Linear Lighting | E3 | RVT BC Ratio | 0 | 0 | 0 | 0 | 0 | 0 | 0 | 0 | 0 | 0 | 0 | 0 | 0 | 0 | 0 | 0 | 0 | 0 | 0 | 0 | 0 | 0 | 0 | 0 | 0 | 0 | 0 | 0 | 0 | 0
F4_Commercial_Miscellaneous_Existing_Interior Lighting_Electric_Linear Lighting_E4 | F4 | Commercial | Miscellaneous | Existing | Interior Lighting | Electric | Linear Lighting | E4 | RVT BC Ratio | 0 | 0 | 0 | 0 | 0 | 0 | 0 | 0 | 0 | 0 | 0 | 0 | 0 | 0 | 0 | 0 | 0 | 0 | 0 | 0 | 0 | 0 | 0 | 0 | 0 | 0 | 0 | 0 | 0 | 0
F4_Commercial_Miscellaneous_Existing_Interior Lighting_Electric_Linear Lighting_E5 | F4 | Commercial | Miscellaneous | Existing | Interior Lighting | Electric | Linear Lighting | E5 | RVT BC Ratio | 0 | 0 | 0 | 0 | 0 | 0 | 0 | 0 | 0 | 0 | 0 | 0 | 0 | 0 | 0 | 0 | 0 | 0 | 0 | 0 | 0 | 0 | 0 | 0 | 0 | 0 | 0 | 0 | 0 | 0
F4_Commercial_Miscellaneous_Existing_Interior Lighting_Electric_Linear Lighting_E6 | F4 | Commercial | Miscellaneous | Existing | Interior Lighting | Electric | Linear Lighting | E6 | RVT BC Ratio | 0 | 0 | 0 | 0 | 0 | 0 | 0 | 0 | 0 | 0 | 0 | 0 | 0 | 0 | 0 | 0 | 0 | 0 | 0 | 0 | 0 | 0 | 0 | 0 | 0 | 0 | 0 | 0 | 0 | 0
F4_Commercial_Miscellaneous_Existing_Interior Lighting_Electric_Linear Lighting_E7 | F4 | Commercial | Miscellaneous | Existing | Interior Lighting | Electric | Linear Lighting | E7 | RVT BC Ratio | 0 | 0 | 0 | 0 | 0 | 0 | 0 | 0 | 0 | 0 | 0 | 0 | 0 | 0 | 0 | 0 | 0 | 0 | 0 | 0 | 0 | 0 | 0 | 0 | 0 | 0 | 0 | 0 | 0 | 0
F4_Commercial_Miscellaneous_Existing_Interior Lighting_Electric_Linear Lighting_E8 | F4 | Commercial | Miscellaneous | Existing | Interior Lighting | Electric | Linear Lighting | E8 | RVT BC Ratio | 0 | 0 | 0 | 0 | 0 | 0 | 0 | 0 | 0 | 0 | 0 | 0 | 0 | 0 | 0 | 0 | 0 | 0 | 0 | 0 | 0 | 0 | 0 | 0 | 0 | 0 | 0 | 0 | 0 | 0
F4_Commercial_Miscellaneous_Existing_Interior Lighting_Electric_Linear Lighting_E9 | F4 | Commercial | Miscellaneous | Existing | Interior Lighting | Electric | Linear Lighting | E9 | RVT BC Ratio | 0 | 0 | 0 | 0 | 0 | 0 | 0 | 0 | 0 | 0 | 0 | 0 | 0 | 0 | 0 | 0 | 0 | 0 | 0 | 0 | 0 | 0 | 0 | 0 | 0 | 0 | 0 | 0 | 0 | 0
F4_Commercial_Miscellaneous_Existing_Interior Lighting_Electric_Linear Lighting_E10 | F4 | Commercial | Miscellaneous | Existing | Interior Lighting | Electric | Linear Lighting | E10 | RVT BC Ratio | 0 | 0 | 0 | 0 | 0 | 0 | 0 | 0 | 0 | 0 | 0 | 0 | 0 | 0 | 0 | 0 | 0 | 0 | 0 | 0 | 0 | 0 | 0 | 0 | 0 | 0 | 0 | 0 | 0 | 0
F5_Commercial_Miscellaneous_Existing_Interior Lighting_Electric_Linear Lighting_E1 | F5 | Commercial | Miscellaneous | Existing | Interior Lighting | Electric | Linear Lighting | E1 | RIM BC Ratio | 0 | 0 | 0 | 0 | 0 | 0 | 0 | 0 | 0 | 0 | 0 | 0 | 0 | 0 | 0 | 0 | 0 | 0 | 0 | 0 | 0 | 0 | 0 | 0 | 0 | 0 | 0 | 0 | 0 | 0
F5_Commercial_Miscellaneous_Existing_Interior Lighting_Electric_Linear Lighting_E2 | F5 | Commercial | Miscellaneous | Existing | Interior Lighting | Electric | Linear Lighting | E2 | RIM BC Ratio | 0 | 0 | 0 | 0 | 0 | 0 | 0 | 0 | 0 | 0 | 0 | 0 | 0 | 0 | 0 | 0 | 0 | 0 | 0 | 0 | 0 | 0 | 0 | 0 | 0 | 0 | 0 | 0 | 0 | 0
F5_Commercial_Miscellaneous_Existing_Interior Lighting_Electric_Linear Lighting_E3 | F5 | Commercial | Miscellaneous | Existing | Interior Lighting | Electric | Linear Lighting | E3 | RIM BC Ratio | 0 | 0 | 0 | 0 | 0 | 0 | 0 | 0 | 0 | 0 | 0 | 0 | 0 | 0 | 0 | 0 | 0 | 0 | 0 | 0 | 0 | 0 | 0 | 0 | 0 | 0 | 0 | 0 | 0 | 0
F5_Commercial_Miscellaneous_Existing_Interior Lighting_Electric_Linear Lighting_E4 | F5 | Commercial | Miscellaneous | Existing | Interior Lighting | Electric | Linear Lighting | E4 | RIM BC Ratio | 0 | 0 | 0 | 0 | 0 | 0 | 0 | 0 | 0 | 0 | 0 | 0 | 0 | 0 | 0 | 0 | 0 | 0 | 0 | 0 | 0 | 0 | 0 | 0 | 0 | 0 | 0 | 0 | 0 | 0
F5_Commercial_Miscellaneous_Existing_Interior Lighting_Electric_Linear Lighting_E5 | F5 | Commercial | Miscellaneous | Existing | Interior Lighting | Electric | Linear Lighting | E5 | RIM BC Ratio | 0 | 0 | 0 | 0 | 0 | 0 | 0 | 0 | 0 | 0 | 0 | 0 | 0 | 0 | 0 | 0 | 0 | 0 | 0 | 0 | 0 | 0 | 0 | 0 | 0 | 0 | 0 | 0 | 0 | 0
F5_Commercial_Miscellaneous_Existing_Interior Lighting_Electric_Linear Lighting_E6 | F5 | Commercial | Miscellaneous | Existing | Interior Lighting | Electric | Linear Lighting | E6 | RIM BC Ratio | 0 | 0 | 0 | 0 | 0 | 0 | 0 | 0 | 0 | 0 | 0 | 0 | 0 | 0 | 0 | 0 | 0 | 0 | 0 | 0 | 0 | 0 | 0 | 0 | 0 | 0 | 0 | 0 | 0 | 0
F5_Commercial_Miscellaneous_Existing_Interior Lighting_Electric_Linear Lighting_E7 | F5 | Commercial | Miscellaneous | Existing | Interior Lighting | Electric | Linear Lighting | E7 | RIM BC Ratio | 0 | 0 | 0 | 0 | 0 | 0 | 0 | 0 | 0 | 0 | 0 | 0 | 0 | 0 | 0 | 0 | 0 | 0 | 0 | 0 | 0 | 0 | 0 | 0 | 0 | 0 | 0 | 0 | 0 | 0
F5_Commercial_Miscellaneous_Existing_Interior Lighting_Electric_Linear Lighting_E8 | F5 | Commercial | Miscellaneous | Existing | Interior Lighting | Electric | Linear Lighting | E8 | RIM BC Ratio | 0 | 0 | 0 | 0 | 0 | 0 | 0 | 0 | 0 | 0 | 0 | 0 | 0 | 0 | 0 | 0 | 0 | 0 | 0 | 0 | 0 | 0 | 0 | 0 | 0 | 0 | 0 | 0 | 0 | 0
F5_Commercial_Miscellaneous_Existing_Interior Lighting_Electric_Linear Lighting_E9 | F5 | Commercial | Miscellaneous | Existing | Interior Lighting | Electric | Linear Lighting | E9 | RIM BC Ratio | 0 | 0 | 0 | 0 | 0 | 0 | 0 | 0 | 0 | 0 | 0 | 0 | 0 | 0 | 0 | 0 | 0 | 0 | 0 | 0 | 0 | 0 | 0 | 0 | 0 | 0 | 0 | 0 | 0 | 0
F5_Commercial_Miscellaneous_Existing_Interior Lighting_Electric_Linear Lighting_E10 | F5 | Commercial | Miscellaneous | Existing | Interior Lighting | Electric | Linear Lighting | E10 | RIM BC Ratio | 0 | 0 | 0 | 0 | 0 | 0 | 0 | 0 | 0 | 0 | 0 | 0 | 0 | 0 | 0 | 0 | 0 | 0 | 0 | 0 | 0 | 0 | 0 | 0 | 0 | 0 | 0 | 0 | 0 | 0
F0_Commercial_Miscellaneous_Existing_Exterior Lighting_Electric_General Service Lighting_E0 | F0 | Commercial | Miscellaneous | Existing | Exterior Lighting | Electric | General Service Lighting | E0 | Economic Unit | 0 | 0 | 0 | 0 | 0 | 0 | 0 | 0 | 0 | 0 | 0 | 0 | 0 | 0 | 0 | 0 | 0 | 0 | 0 | 0 | 0 | 0 | 0 | 0 | 0 | 0 | 0 | 0 | 0 | 0
F1_Commercial_Miscellaneous_Existing_Exterior Lighting_Electric_General Service Lighting_E1 | F1 | Commercial | Miscellaneous | Existing | Exterior Lighting | Electric | General Service Lighting | E1 | CCE | 0 | 0 | 0 | 0 | 0 | 0 | 0 | 0 | 0 | 0 | 0 | 0 | 0 | 0 | 0 | 0 | 0 | 0 | 0 | 0 | 0 | 0 | 0 | 0 | 0 | 0 | 0 | 0 | 0 | 0
F1_Commercial_Miscellaneous_Existing_Exterior Lighting_Electric_General Service Lighting_E2 | F1 | Commercial | Miscellaneous | Existing | Exterior Lighting | Electric | General Service Lighting | E2 | CCE | 0 | 0 | 0 | 0 | 0 | 0 | 0 | 0 | 0 | 0 | 0 | 0 | 0 | 0 | 0 | 0 | 0 | 0 | 0 | 0 | 0 | 0 | 0 | 0 | 0 | 0 | 0 | 0 | 0 | 0
F1_Commercial_Miscellaneous_Existing_Exterior Lighting_Electric_General Service Lighting_E3 | F1 | Commercial | Miscellaneous | Existing | Exterior Lighting | Electric | General Service Lighting | E3 | CCE | 0 | 0 | 0 | 0 | 0 | 0 | 0 | 0 | 0 | 0 | 0 | 0 | 0 | 0 | 0 | 0 | 0 | 0 | 0 | 0 | 0 | 0 | 0 | 0 | 0 | 0 | 0 | 0 | 0 | 0
F1_Commercial_Miscellaneous_Existing_Exterior Lighting_Electric_General Service Lighting_E4 | F1 | Commercial | Miscellaneous | Existing | Exterior Lighting | Electric | General Service Lighting | E4 | CCE | 0 | 0 | 0 | 0 | 0 | 0 | 0 | 0 | 0 | 0 | 0 | 0 | 0 | 0 | 0 | 0 | 0 | 0 | 0 | 0 | 0 | 0 | 0 | 0 | 0 | 0 | 0 | 0 | 0 | 0
F1_Commercial_Miscellaneous_Existing_Exterior Lighting_Electric_General Service Lighting_E5 | F1 | Commercial | Miscellaneous | Existing | Exterior Lighting | Electric | General Service Lighting | E5 | CCE | 0 | 0 | 0 | 0 | 0 | 0 | 0 | 0 | 0 | 0 | 0 | 0 | 0 | 0 | 0 | 0 | 0 | 0 | 0 | 0 | 0 | 0 | 0 | 0 | 0 | 0 | 0 | 0 | 0 | 0
F1_Commercial_Miscellaneous_Existing_Exterior Lighting_Electric_General Service Lighting_E6 | F1 | Commercial | Miscellaneous | Existing | Exterior Lighting | Electric | General Service Lighting | E6 | CCE | 0 | 0 | 0 | 0 | 0 | 0 | 0 | 0 | 0 | 0 | 0 | 0 | 0 | 0 | 0 | 0 | 0 | 0 | 0 | 0 | 0 | 0 | 0 | 0 | 0 | 0 | 0 | 0 | 0 | 0
F1_Commercial_Miscellaneous_Existing_Exterior Lighting_Electric_General Service Lighting_E7 | F1 | Commercial | Miscellaneous | Existing | Exterior Lighting | Electric | General Service Lighting | E7 | CCE | 0 | 0 | 0 | 0 | 0 | 0 | 0 | 0 | 0 | 0 | 0 | 0 | 0 | 0 | 0 | 0 | 0 | 0 | 0 | 0 | 0 | 0 | 0 | 0 | 0 | 0 | 0 | 0 | 0 | 0
F1_Commercial_Miscellaneous_Existing_Exterior Lighting_Electric_General Service Lighting_E8 | F1 | Commercial | Miscellaneous | Existing | Exterior Lighting | Electric | General Service Lighting | E8 | CCE | 0 | 0 | 0 | 0 | 0 | 0 | 0 | 0 | 0 | 0 | 0 | 0 | 0 | 0 | 0 | 0 | 0 | 0 | 0 | 0 | 0 | 0 | 0 | 0 | 0 | 0 | 0 | 0 | 0 | 0
F1_Commercial_Miscellaneous_Existing_Exterior Lighting_Electric_General Service Lighting_E9 | F1 | Commercial | Miscellaneous | Existing | Exterior Lighting | Electric | General Service Lighting | E9 | CCE | 0 | 0 | 0 | 0 | 0 | 0 | 0 | 0 | 0 | 0 | 0 | 0 | 0 | 0 | 0 | 0 | 0 | 0 | 0 | 0 | 0 | 0 | 0 | 0 | 0 | 0 | 0 | 0 | 0 | 0
F1_Commercial_Miscellaneous_Existing_Exterior Lighting_Electric_General Service Lighting_E10 | F1 | Commercial | Miscellaneous | Existing | Exterior Lighting | Electric | General Service Lighting | E10 | CCE | 0 | 0 | 0 | 0 | 0 | 0 | 0 | 0 | 0 | 0 | 0 | 0 | 0 | 0 | 0 | 0 | 0 | 0 | 0 | 0 | 0 | 0 | 0 | 0 | 0 | 0 | 0 | 0 | 0 | 0
F2_Commercial_Miscellaneous_Existing_Exterior Lighting_Electric_General Service Lighting_E1 | F2 | Commercial | Miscellaneous | Existing | Exterior Lighting | Electric | General Service Lighting | E1 | TRC BC Ratio | 0 | 0 | 0 | 0 | 0 | 0 | 0 | 0 | 0 | 0 | 0 | 0 | 0 | 0 | 0 | 0 | 0 | 0 | 0 | 0 | 0 | 0 | 0 | 0 | 0 | 0 | 0 | 0 | 0 | 0
F2_Commercial_Miscellaneous_Existing_Exterior Lighting_Electric_General Service Lighting_E2 | F2 | Commercial | Miscellaneous | Existing | Exterior Lighting | Electric | General Service Lighting | E2 | TRC BC Ratio | 0 | 0 | 0 | 0 | 0 | 0 | 0 | 0 | 0 | 0 | 0 | 0 | 0 | 0 | 0 | 0 | 0 | 0 | 0 | 0 | 0 | 0 | 0 | 0 | 0 | 0 | 0 | 0 | 0 | 0
F2_Commercial_Miscellaneous_Existing_Exterior Lighting_Electric_General Service Lighting_E3 | F2 | Commercial | Miscellaneous | Existing | Exterior Lighting | Electric | General Service Lighting | E3 | TRC BC Ratio | 0 | 0 | 0 | 0 | 0 | 0 | 0 | 0 | 0 | 0 | 0 | 0 | 0 | 0 | 0 | 0 | 0 | 0 | 0 | 0 | 0 | 0 | 0 | 0 | 0 | 0 | 0 | 0 | 0 | 0
F2_Commercial_Miscellaneous_Existing_Exterior Lighting_Electric_General Service Lighting_E4 | F2 | Commercial | Miscellaneous | Existing | Exterior Lighting | Electric | General Service Lighting | E4 | TRC BC Ratio | 0 | 0 | 0 | 0 | 0 | 0 | 0 | 0 | 0 | 0 | 0 | 0 | 0 | 0 | 0 | 0 | 0 | 0 | 0 | 0 | 0 | 0 | 0 | 0 | 0 | 0 | 0 | 0 | 0 | 0
F2_Commercial_Miscellaneous_Existing_Exterior Lighting_Electric_General Service Lighting_E5 | F2 | Commercial | Miscellaneous | Existing | Exterior Lighting | Electric | General Service Lighting | E5 | TRC BC Ratio | 0 | 0 | 0 | 0 | 0 | 0 | 0 | 0 | 0 | 0 | 0 | 0 | 0 | 0 | 0 | 0 | 0 | 0 | 0 | 0 | 0 | 0 | 0 | 0 | 0 | 0 | 0 | 0 | 0 | 0
F2_Commercial_Miscellaneous_Existing_Exterior Lighting_Electric_General Service Lighting_E6 | F2 | Commercial | Miscellaneous | Existing | Exterior Lighting | Electric | General Service Lighting | E6 | TRC BC Ratio | 0 | 0 | 0 | 0 | 0 | 0 | 0 | 0 | 0 | 0 | 0 | 0 | 0 | 0 | 0 | 0 | 0 | 0 | 0 | 0 | 0 | 0 | 0 | 0 | 0 | 0 | 0 | 0 | 0 | 0
F2_Commercial_Miscellaneous_Existing_Exterior Lighting_Electric_General Service Lighting_E7 | F2 | Commercial | Miscellaneous | Existing | Exterior Lighting | Electric | General Service Lighting | E7 | TRC BC Ratio | 0 | 0 | 0 | 0 | 0 | 0 | 0 | 0 | 0 | 0 | 0 | 0 | 0 | 0 | 0 | 0 | 0 | 0 | 0 | 0 | 0 | 0 | 0 | 0 | 0 | 0 | 0 | 0 | 0 | 0
F2_Commercial_Miscellaneous_Existing_Exterior Lighting_Electric_General Service Lighting_E8 | F2 | Commercial | Miscellaneous | Existing | Exterior Lighting | Electric | General Service Lighting | E8 | TRC BC Ratio | 0 | 0 | 0 | 0 | 0 | 0 | 0 | 0 | 0 | 0 | 0 | 0 | 0 | 0 | 0 | 0 | 0 | 0 | 0 | 0 | 0 | 0 | 0 | 0 | 0 | 0 | 0 | 0 | 0 | 0
F2_Commercial_Miscellaneous_Existing_Exterior Lighting_Electric_General Service Lighting_E9 | F2 | Commercial | Miscellaneous | Existing | Exterior Lighting | Electric | General Service Lighting | E9 | TRC BC Ratio | 0 | 0 | 0 | 0 | 0 | 0 | 0 | 0 | 0 | 0 | 0 | 0 | 0 | 0 | 0 | 0 | 0 | 0 | 0 | 0 | 0 | 0 | 0 | 0 | 0 | 0 | 0 | 0 | 0 | 0
F2_Commercial_Miscellaneous_Existing_Exterior Lighting_Electric_General Service Lighting_E10 | F2 | Commercial | Miscellaneous | Existing | Exterior Lighting | Electric | General Service Lighting | E10 | TRC BC Ratio | 0 | 0 | 0 | 0 | 0 | 0 | 0 | 0 | 0 | 0 | 0 | 0 | 0 | 0 | 0 | 0 | 0 | 0 | 0 | 0 | 0 | 0 | 0 | 0 | 0 | 0 | 0 | 0 | 0 | 0
F3_Commercial_Miscellaneous_Existing_Exterior Lighting_Electric_General Service Lighting_E1 | F3 | Commercial | Miscellaneous | Existing | Exterior Lighting | Electric | General Service Lighting | E1 | PACT BC Ratio | 0 | 0 | 0 | 0 | 0 | 0 | 0 | 0 | 0 | 0 | 0 | 0 | 0 | 0 | 0 | 0 | 0 | 0 | 0 | 0 | 0 | 0 | 0 | 0 | 0 | 0 | 0 | 0 | 0 | 0
F3_Commercial_Miscellaneous_Existing_Exterior Lighting_Electric_General Service Lighting_E2 | F3 | Commercial | Miscellaneous | Existing | Exterior Lighting | Electric | General Service Lighting | E2 | PACT BC Ratio | 0 | 0 | 0 | 0 | 0 | 0 | 0 | 0 | 0 | 0 | 0 | 0 | 0 | 0 | 0 | 0 | 0 | 0 | 0 | 0 | 0 | 0 | 0 | 0 | 0 | 0 | 0 | 0 | 0 | 0
F3_Commercial_Miscellaneous_Existing_Exterior Lighting_Electric_General Service Lighting_E3 | F3 | Commercial | Miscellaneous | Existing | Exterior Lighting | Electric | General Service Lighting | E3 | PACT BC Ratio | 0 | 0 | 0 | 0 | 0 | 0 | 0 | 0 | 0 | 0 | 0 | 0 | 0 | 0 | 0 | 0 | 0 | 0 | 0 | 0 | 0 | 0 | 0 | 0 | 0 | 0 | 0 | 0 | 0 | 0
F3_Commercial_Miscellaneous_Existing_Exterior Lighting_Electric_General Service Lighting_E4 | F3 | Commercial | Miscellaneous | Existing | Exterior Lighting | Electric | General Service Lighting | E4 | PACT BC Ratio | 0 | 0 | 0 | 0 | 0 | 0 | 0 | 0 | 0 | 0 | 0 | 0 | 0 | 0 | 0 | 0 | 0 | 0 | 0 | 0 | 0 | 0 | 0 | 0 | 0 | 0 | 0 | 0 | 0 | 0
F3_Commercial_Miscellaneous_Existing_Exterior Lighting_Electric_General Service Lighting_E5 | F3 | Commercial | Miscellaneous | Existing | Exterior Lighting | Electric | General Service Lighting | E5 | PACT BC Ratio | 0 | 0 | 0 | 0 | 0 | 0 | 0 | 0 | 0 | 0 | 0 | 0 | 0 | 0 | 0 | 0 | 0 | 0 | 0 | 0 | 0 | 0 | 0 | 0 | 0 | 0 | 0 | 0 | 0 | 0
F3_Commercial_Miscellaneous_Existing_Exterior Lighting_Electric_General Service Lighting_E6 | F3 | Commercial | Miscellaneous | Existing | Exterior Lighting | Electric | General Service Lighting | E6 | PACT BC Ratio | 0 | 0 | 0 | 0 | 0 | 0 | 0 | 0 | 0 | 0 | 0 | 0 | 0 | 0 | 0 | 0 | 0 | 0 | 0 | 0 | 0 | 0 | 0 | 0 | 0 | 0 | 0 | 0 | 0 | 0
F3_Commercial_Miscellaneous_Existing_Exterior Lighting_Electric_General Service Lighting_E7 | F3 | Commercial | Miscellaneous | Existing | Exterior Lighting | Electric | General Service Lighting | E7 | PACT BC Ratio | 0 | 0 | 0 | 0 | 0 | 0 | 0 | 0 | 0 | 0 | 0 | 0 | 0 | 0 | 0 | 0 | 0 | 0 | 0 | 0 | 0 | 0 | 0 | 0 | 0 | 0 | 0 | 0 | 0 | 0
F3_Commercial_Miscellaneous_Existing_Exterior Lighting_Electric_General Service Lighting_E8 | F3 | Commercial | Miscellaneous | Existing | Exterior Lighting | Electric | General Service Lighting | E8 | PACT BC Ratio | 0 | 0 | 0 | 0 | 0 | 0 | 0 | 0 | 0 | 0 | 0 | 0 | 0 | 0 | 0 | 0 | 0 | 0 | 0 | 0 | 0 | 0 | 0 | 0 | 0 | 0 | 0 | 0 | 0 | 0
F3_Commercial_Miscellaneous_Existing_Exterior Lighting_Electric_General Service Lighting_E9 | F3 | Commercial | Miscellaneous | Existing | Exterior Lighting | Electric | General Service Lighting | E9 | PACT BC Ratio | 0 | 0 | 0 | 0 | 0 | 0 | 0 | 0 | 0 | 0 | 0 | 0 | 0 | 0 | 0 | 0 | 0 | 0 | 0 | 0 | 0 | 0 | 0 | 0 | 0 | 0 | 0 | 0 | 0 | 0
F3_Commercial_Miscellaneous_Existing_Exterior Lighting_Electric_General Service Lighting_E10 | F3 | Commercial | Miscellaneous | Existing | Exterior Lighting | Electric | General Service Lighting | E10 | PACT BC Ratio | 0 | 0 | 0 | 0 | 0 | 0 | 0 | 0 | 0 | 0 | 0 | 0 | 0 | 0 | 0 | 0 | 0 | 0 | 0 | 0 | 0 | 0 | 0 | 0 | 0 | 0 | 0 | 0 | 0 | 0
F4_Commercial_Miscellaneous_Existing_Exterior Lighting_Electric_General Service Lighting_E1 | F4 | Commercial | Miscellaneous | Existing | Exterior Lighting | Electric | General Service Lighting | E1 | RVT BC Ratio | 0 | 0 | 0 | 0 | 0 | 0 | 0 | 0 | 0 | 0 | 0 | 0 | 0 | 0 | 0 | 0 | 0 | 0 | 0 | 0 | 0 | 0 | 0 | 0 | 0 | 0 | 0 | 0 | 0 | 0
F4_Commercial_Miscellaneous_Existing_Exterior Lighting_Electric_General Service Lighting_E2 | F4 | Commercial | Miscellaneous | Existing | Exterior Lighting | Electric | General Service Lighting | E2 | RVT BC Ratio | 0 | 0 | 0 | 0 | 0 | 0 | 0 | 0 | 0 | 0 | 0 | 0 | 0 | 0 | 0 | 0 | 0 | 0 | 0 | 0 | 0 | 0 | 0 | 0 | 0 | 0 | 0 | 0 | 0 | 0
F4_Commercial_Miscellaneous_Existing_Exterior Lighting_Electric_General Service Lighting_E3 | F4 | Commercial | Miscellaneous | Existing | Exterior Lighting | Electric | General Service Lighting | E3 | RVT BC Ratio | 0 | 0 | 0 | 0 | 0 | 0 | 0 | 0 | 0 | 0 | 0 | 0 | 0 | 0 | 0 | 0 | 0 | 0 | 0 | 0 | 0 | 0 | 0 | 0 | 0 | 0 | 0 | 0 | 0 | 0
F4_Commercial_Miscellaneous_Existing_Exterior Lighting_Electric_General Service Lighting_E4 | F4 | Commercial | Miscellaneous | Existing | Exterior Lighting | Electric | General Service Lighting | E4 | RVT BC Ratio | 0 | 0 | 0 | 0 | 0 | 0 | 0 | 0 | 0 | 0 | 0 | 0 | 0 | 0 | 0 | 0 | 0 | 0 | 0 | 0 | 0 | 0 | 0 | 0 | 0 | 0 | 0 | 0 | 0 | 0
F4_Commercial_Miscellaneous_Existing_Exterior Lighting_Electric_General Service Lighting_E5 | F4 | Commercial | Miscellaneous | Existing | Exterior Lighting | Electric | General Service Lighting | E5 | RVT BC Ratio | 0 | 0 | 0 | 0 | 0 | 0 | 0 | 0 | 0 | 0 | 0 | 0 | 0 | 0 | 0 | 0 | 0 | 0 | 0 | 0 | 0 | 0 | 0 | 0 | 0 | 0 | 0 | 0 | 0 | 0
F4_Commercial_Miscellaneous_Existing_Exterior Lighting_Electric_General Service Lighting_E6 | F4 | Commercial | Miscellaneous | Existing | Exterior Lighting | Electric | General Service Lighting | E6 | RVT BC Ratio | 0 | 0 | 0 | 0 | 0 | 0 | 0 | 0 | 0 | 0 | 0 | 0 | 0 | 0 | 0 | 0 | 0 | 0 | 0 | 0 | 0 | 0 | 0 | 0 | 0 | 0 | 0 | 0 | 0 | 0
F4_Commercial_Miscellaneous_Existing_Exterior Lighting_Electric_General Service Lighting_E7 | F4 | Commercial | Miscellaneous | Existing | Exterior Lighting | Electric | General Service Lighting | E7 | RVT BC Ratio | 0 | 0 | 0 | 0 | 0 | 0 | 0 | 0 | 0 | 0 | 0 | 0 | 0 | 0 | 0 | 0 | 0 | 0 | 0 | 0 | 0 | 0 | 0 | 0 | 0 | 0 | 0 | 0 | 0 | 0
F4_Commercial_Miscellaneous_Existing_Exterior Lighting_Electric_General Service Lighting_E8 | F4 | Commercial | Miscellaneous | Existing | Exterior Lighting | Electric | General Service Lighting | E8 | RVT BC Ratio | 0 | 0 | 0 | 0 | 0 | 0 | 0 | 0 | 0 | 0 | 0 | 0 | 0 | 0 | 0 | 0 | 0 | 0 | 0 | 0 | 0 | 0 | 0 | 0 | 0 | 0 | 0 | 0 | 0 | 0
F4_Commercial_Miscellaneous_Existing_Exterior Lighting_Electric_General Service Lighting_E9 | F4 | Commercial | Miscellaneous | Existing | Exterior Lighting | Electric | General Service Lighting | E9 | RVT BC Ratio | 0 | 0 | 0 | 0 | 0 | 0 | 0 | 0 | 0 | 0 | 0 | 0 | 0 | 0 | 0 | 0 | 0 | 0 | 0 | 0 | 0 | 0 | 0 | 0 | 0 | 0 | 0 | 0 | 0 | 0
F4_Commercial_Miscellaneous_Existing_Exterior Lighting_Electric_General Service Lighting_E10 | F4 | Commercial | Miscellaneous | Existing | Exterior Lighting | Electric | General Service Lighting | E10 | RVT BC Ratio | 0 | 0 | 0 | 0 | 0 | 0 | 0 | 0 | 0 | 0 | 0 | 0 | 0 | 0 | 0 | 0 | 0 | 0 | 0 | 0 | 0 | 0 | 0 | 0 | 0 | 0 | 0 | 0 | 0 | 0
F5_Commercial_Miscellaneous_Existing_Exterior Lighting_Electric_General Service Lighting_E1 | F5 | Commercial | Miscellaneous | Existing | Exterior Lighting | Electric | General Service Lighting | E1 | RIM BC Ratio | 0 | 0 | 0 | 0 | 0 | 0 | 0 | 0 | 0 | 0 | 0 | 0 | 0 | 0 | 0 | 0 | 0 | 0 | 0 | 0 | 0 | 0 | 0 | 0 | 0 | 0 | 0 | 0 | 0 | 0
F5_Commercial_Miscellaneous_Existing_Exterior Lighting_Electric_General Service Lighting_E2 | F5 | Commercial | Miscellaneous | Existing | Exterior Lighting | Electric | General Service Lighting | E2 | RIM BC Ratio | 0 | 0 | 0 | 0 | 0 | 0 | 0 | 0 | 0 | 0 | 0 | 0 | 0 | 0 | 0 | 0 | 0 | 0 | 0 | 0 | 0 | 0 | 0 | 0 | 0 | 0 | 0 | 0 | 0 | 0
F5_Commercial_Miscellaneous_Existing_Exterior Lighting_Electric_General Service Lighting_E3 | F5 | Commercial | Miscellaneous | Existing | Exterior Lighting | Electric | General Service Lighting | E3 | RIM BC Ratio | 0 | 0 | 0 | 0 | 0 | 0 | 0 | 0 | 0 | 0 | 0 | 0 | 0 | 0 | 0 | 0 | 0 | 0 | 0 | 0 | 0 | 0 | 0 | 0 | 0 | 0 | 0 | 0 | 0 | 0
F5_Commercial_Miscellaneous_Existing_Exterior Lighting_Electric_General Service Lighting_E4 | F5 | Commercial | Miscellaneous | Existing | Exterior Lighting | Electric | General Service Lighting | E4 | RIM BC Ratio | 0 | 0 | 0 | 0 | 0 | 0 | 0 | 0 | 0 | 0 | 0 | 0 | 0 | 0 | 0 | 0 | 0 | 0 | 0 | 0 | 0 | 0 | 0 | 0 | 0 | 0 | 0 | 0 | 0 | 0
F5_Commercial_Miscellaneous_Existing_Exterior Lighting_Electric_General Service Lighting_E5 | F5 | Commercial | Miscellaneous | Existing | Exterior Lighting | Electric | General Service Lighting | E5 | RIM BC Ratio | 0 | 0 | 0 | 0 | 0 | 0 | 0 | 0 | 0 | 0 | 0 | 0 | 0 | 0 | 0 | 0 | 0 | 0 | 0 | 0 | 0 | 0 | 0 | 0 | 0 | 0 | 0 | 0 | 0 | 0
F5_Commercial_Miscellaneous_Existing_Exterior Lighting_Electric_General Service Lighting_E6 | F5 | Commercial | Miscellaneous | Existing | Exterior Lighting | Electric | General Service Lighting | E6 | RIM BC Ratio | 0 | 0 | 0 | 0 | 0 | 0 | 0 | 0 | 0 | 0 | 0 | 0 | 0 | 0 | 0 | 0 | 0 | 0 | 0 | 0 | 0 | 0 | 0 | 0 | 0 | 0 | 0 | 0 | 0 | 0
F5_Commercial_Miscellaneous_Existing_Exterior Lighting_Electric_General Service Lighting_E7 | F5 | Commercial | Miscellaneous | Existing | Exterior Lighting | Electric | General Service Lighting | E7 | RIM BC Ratio | 0 | 0 | 0 | 0 | 0 | 0 | 0 | 0 | 0 | 0 | 0 | 0 | 0 | 0 | 0 | 0 | 0 | 0 | 0 | 0 | 0 | 0 | 0 | 0 | 0 | 0 | 0 | 0 | 0 | 0
F5_Commercial_Miscellaneous_Existing_Exterior Lighting_Electric_General Service Lighting_E8 | F5 | Commercial | Miscellaneous | Existing | Exterior Lighting | Electric | General Service Lighting | E8 | RIM BC Ratio | 0 | 0 | 0 | 0 | 0 | 0 | 0 | 0 | 0 | 0 | 0 | 0 | 0 | 0 | 0 | 0 | 0 | 0 | 0 | 0 | 0 | 0 | 0 | 0 | 0 | 0 | 0 | 0 | 0 | 0
F5_Commercial_Miscellaneous_Existing_Exterior Lighting_Electric_General Service Lighting_E9 | F5 | Commercial | Miscellaneous | Existing | Exterior Lighting | Electric | General Service Lighting | E9 | RIM BC Ratio | 0 | 0 | 0 | 0 | 0 | 0 | 0 | 0 | 0 | 0 | 0 | 0 | 0 | 0 | 0 | 0 | 0 | 0 | 0 | 0 | 0 | 0 | 0 | 0 | 0 | 0 | 0 | 0 | 0 | 0
F5_Commercial_Miscellaneous_Existing_Exterior Lighting_Electric_General Service Lighting_E10 | F5 | Commercial | Miscellaneous | Existing | Exterior Lighting | Electric | General Service Lighting | E10 | RIM BC Ratio | 0 | 0 | 0 | 0 | 0 | 0 | 0 | 0 | 0 | 0 | 0 | 0 | 0 | 0 | 0 | 0 | 0 | 0 | 0 | 0 | 0 | 0 | 0 | 0 | 0 | 0 | 0 | 0 | 0 | 0
F0_Commercial_Miscellaneous_Existing_Exterior Lighting_Electric_Area Lighting_E0 | F0 | Commercial | Miscellaneous | Existing | Exterior Lighting | Electric | Area Lighting | E0 | Economic Unit | 0 | 0 | 0 | 0 | 0 | 0 | 0 | 0 | 0 | 0 | 0 | 0 | 0 | 0 | 0 | 0 | 0 | 0 | 0 | 0 | 0 | 0 | 0 | 0 | 0 | 0 | 0 | 0 | 0 | 0
F1_Commercial_Miscellaneous_Existing_Exterior Lighting_Electric_Area Lighting_E1 | F1 | Commercial | Miscellaneous | Existing | Exterior Lighting | Electric | Area Lighting | E1 | CCE | 0 | 0 | 0 | 0 | 0 | 0 | 0 | 0 | 0 | 0 | 0 | 0 | 0 | 0 | 0 | 0 | 0 | 0 | 0 | 0 | 0 | 0 | 0 | 0 | 0 | 0 | 0 | 0 | 0 | 0
F1_Commercial_Miscellaneous_Existing_Exterior Lighting_Electric_Area Lighting_E2 | F1 | Commercial | Miscellaneous | Existing | Exterior Lighting | Electric | Area Lighting | E2 | CCE | 0 | 0 | 0 | 0 | 0 | 0 | 0 | 0 | 0 | 0 | 0 | 0 | 0 | 0 | 0 | 0 | 0 | 0 | 0 | 0 | 0 | 0 | 0 | 0 | 0 | 0 | 0 | 0 | 0 | 0
F1_Commercial_Miscellaneous_Existing_Exterior Lighting_Electric_Area Lighting_E3 | F1 | Commercial | Miscellaneous | Existing | Exterior Lighting | Electric | Area Lighting | E3 | CCE | 0 | 0 | 0 | 0 | 0 | 0 | 0 | 0 | 0 | 0 | 0 | 0 | 0 | 0 | 0 | 0 | 0 | 0 | 0 | 0 | 0 | 0 | 0 | 0 | 0 | 0 | 0 | 0 | 0 | 0
F1_Commercial_Miscellaneous_Existing_Exterior Lighting_Electric_Area Lighting_E4 | F1 | Commercial | Miscellaneous | Existing | Exterior Lighting | Electric | Area Lighting | E4 | CCE | 0 | 0 | 0 | 0 | 0 | 0 | 0 | 0 | 0 | 0 | 0 | 0 | 0 | 0 | 0 | 0 | 0 | 0 | 0 | 0 | 0 | 0 | 0 | 0 | 0 | 0 | 0 | 0 | 0 | 0
F1_Commercial_Miscellaneous_Existing_Exterior Lighting_Electric_Area Lighting_E5 | F1 | Commercial | Miscellaneous | Existing | Exterior Lighting | Electric | Area Lighting | E5 | CCE | 0 | 0 | 0 | 0 | 0 | 0 | 0 | 0 | 0 | 0 | 0 | 0 | 0 | 0 | 0 | 0 | 0 | 0 | 0 | 0 | 0 | 0 | 0 | 0 | 0 | 0 | 0 | 0 | 0 | 0
F1_Commercial_Miscellaneous_Existing_Exterior Lighting_Electric_Area Lighting_E6 | F1 | Commercial | Miscellaneous | Existing | Exterior Lighting | Electric | Area Lighting | E6 | CCE | 0 | 0 | 0 | 0 | 0 | 0 | 0 | 0 | 0 | 0 | 0 | 0 | 0 | 0 | 0 | 0 | 0 | 0 | 0 | 0 | 0 | 0 | 0 | 0 | 0 | 0 | 0 | 0 | 0 | 0
F1_Commercial_Miscellaneous_Existing_Exterior Lighting_Electric_Area Lighting_E7 | F1 | Commercial | Miscellaneous | Existing | Exterior Lighting | Electric | Area Lighting | E7 | CCE | 0 | 0 | 0 | 0 | 0 | 0 | 0 | 0 | 0 | 0 | 0 | 0 | 0 | 0 | 0 | 0 | 0 | 0 | 0 | 0 | 0 | 0 | 0 | 0 | 0 | 0 | 0 | 0 | 0 | 0
F1_Commercial_Miscellaneous_Existing_Exterior Lighting_Electric_Area Lighting_E8 | F1 | Commercial | Miscellaneous | Existing | Exterior Lighting | Electric | Area Lighting | E8 | CCE | 0 | 0 | 0 | 0 | 0 | 0 | 0 | 0 | 0 | 0 | 0 | 0 | 0 | 0 | 0 | 0 | 0 | 0 | 0 | 0 | 0 | 0 | 0 | 0 | 0 | 0 | 0 | 0 | 0 | 0
F1_Commercial_Miscellaneous_Existing_Exterior Lighting_Electric_Area Lighting_E9 | F1 | Commercial | Miscellaneous | Existing | Exterior Lighting | Electric | Area Lighting | E9 | CCE | 0 | 0 | 0 | 0 | 0 | 0 | 0 | 0 | 0 | 0 | 0 | 0 | 0 | 0 | 0 | 0 | 0 | 0 | 0 | 0 | 0 | 0 | 0 | 0 | 0 | 0 | 0 | 0 | 0 | 0
F1_Commercial_Miscellaneous_Existing_Exterior Lighting_Electric_Area Lighting_E10 | F1 | Commercial | Miscellaneous | Existing | Exterior Lighting | Electric | Area Lighting | E10 | CCE | 0 | 0 | 0 | 0 | 0 | 0 | 0 | 0 | 0 | 0 | 0 | 0 | 0 | 0 | 0 | 0 | 0 | 0 | 0 | 0 | 0 | 0 | 0 | 0 | 0 | 0 | 0 | 0 | 0 | 0
F2_Commercial_Miscellaneous_Existing_Exterior Lighting_Electric_Area Lighting_E1 | F2 | Commercial | Miscellaneous | Existing | Exterior Lighting | Electric | Area Lighting | E1 | TRC BC Ratio | 0 | 0 | 0 | 0 | 0 | 0 | 0 | 0 | 0 | 0 | 0 | 0 | 0 | 0 | 0 | 0 | 0 | 0 | 0 | 0 | 0 | 0 | 0 | 0 | 0 | 0 | 0 | 0 | 0 | 0
F2_Commercial_Miscellaneous_Existing_Exterior Lighting_Electric_Area Lighting_E2 | F2 | Commercial | Miscellaneous | Existing | Exterior Lighting | Electric | Area Lighting | E2 | TRC BC Ratio | 0 | 0 | 0 | 0 | 0 | 0 | 0 | 0 | 0 | 0 | 0 | 0 | 0 | 0 | 0 | 0 | 0 | 0 | 0 | 0 | 0 | 0 | 0 | 0 | 0 | 0 | 0 | 0 | 0 | 0
F2_Commercial_Miscellaneous_Existing_Exterior Lighting_Electric_Area Lighting_E3 | F2 | Commercial | Miscellaneous | Existing | Exterior Lighting | Electric | Area Lighting | E3 | TRC BC Ratio | 0 | 0 | 0 | 0 | 0 | 0 | 0 | 0 | 0 | 0 | 0 | 0 | 0 | 0 | 0 | 0 | 0 | 0 | 0 | 0 | 0 | 0 | 0 | 0 | 0 | 0 | 0 | 0 | 0 | 0
F2_Commercial_Miscellaneous_Existing_Exterior Lighting_Electric_Area Lighting_E4 | F2 | Commercial | Miscellaneous | Existing | Exterior Lighting | Electric | Area Lighting | E4 | TRC BC Ratio | 0 | 0 | 0 | 0 | 0 | 0 | 0 | 0 | 0 | 0 | 0 | 0 | 0 | 0 | 0 | 0 | 0 | 0 | 0 | 0 | 0 | 0 | 0 | 0 | 0 | 0 | 0 | 0 | 0 | 0
F2_Commercial_Miscellaneous_Existing_Exterior Lighting_Electric_Area Lighting_E5 | F2 | Commercial | Miscellaneous | Existing | Exterior Lighting | Electric | Area Lighting | E5 | TRC BC Ratio | 0 | 0 | 0 | 0 | 0 | 0 | 0 | 0 | 0 | 0 | 0 | 0 | 0 | 0 | 0 | 0 | 0 | 0 | 0 | 0 | 0 | 0 | 0 | 0 | 0 | 0 | 0 | 0 | 0 | 0
F2_Commercial_Miscellaneous_Existing_Exterior Lighting_Electric_Area Lighting_E6 | F2 | Commercial | Miscellaneous | Existing | Exterior Lighting | Electric | Area Lighting | E6 | TRC BC Ratio | 0 | 0 | 0 | 0 | 0 | 0 | 0 | 0 | 0 | 0 | 0 | 0 | 0 | 0 | 0 | 0 | 0 | 0 | 0 | 0 | 0 | 0 | 0 | 0 | 0 | 0 | 0 | 0 | 0 | 0
F2_Commercial_Miscellaneous_Existing_Exterior Lighting_Electric_Area Lighting_E7 | F2 | Commercial | Miscellaneous | Existing | Exterior Lighting | Electric | Area Lighting | E7 | TRC BC Ratio | 0 | 0 | 0 | 0 | 0 | 0 | 0 | 0 | 0 | 0 | 0 | 0 | 0 | 0 | 0 | 0 | 0 | 0 | 0 | 0 | 0 | 0 | 0 | 0 | 0 | 0 | 0 | 0 | 0 | 0
F2_Commercial_Miscellaneous_Existing_Exterior Lighting_Electric_Area Lighting_E8 | F2 | Commercial | Miscellaneous | Existing | Exterior Lighting | Electric | Area Lighting | E8 | TRC BC Ratio | 0 | 0 | 0 | 0 | 0 | 0 | 0 | 0 | 0 | 0 | 0 | 0 | 0 | 0 | 0 | 0 | 0 | 0 | 0 | 0 | 0 | 0 | 0 | 0 | 0 | 0 | 0 | 0 | 0 | 0
F2_Commercial_Miscellaneous_Existing_Exterior Lighting_Electric_Area Lighting_E9 | F2 | Commercial | Miscellaneous | Existing | Exterior Lighting | Electric | Area Lighting | E9 | TRC BC Ratio | 0 | 0 | 0 | 0 | 0 | 0 | 0 | 0 | 0 | 0 | 0 | 0 | 0 | 0 | 0 | 0 | 0 | 0 | 0 | 0 | 0 | 0 | 0 | 0 | 0 | 0 | 0 | 0 | 0 | 0
F2_Commercial_Miscellaneous_Existing_Exterior Lighting_Electric_Area Lighting_E10 | F2 | Commercial | Miscellaneous | Existing | Exterior Lighting | Electric | Area Lighting | E10 | TRC BC Ratio | 0 | 0 | 0 | 0 | 0 | 0 | 0 | 0 | 0 | 0 | 0 | 0 | 0 | 0 | 0 | 0 | 0 | 0 | 0 | 0 | 0 | 0 | 0 | 0 | 0 | 0 | 0 | 0 | 0 | 0
F3_Commercial_Miscellaneous_Existing_Exterior Lighting_Electric_Area Lighting_E1 | F3 | Commercial | Miscellaneous | Existing | Exterior Lighting | Electric | Area Lighting | E1 | PACT BC Ratio | 0 | 0 | 0 | 0 | 0 | 0 | 0 | 0 | 0 | 0 | 0 | 0 | 0 | 0 | 0 | 0 | 0 | 0 | 0 | 0 | 0 | 0 | 0 | 0 | 0 | 0 | 0 | 0 | 0 | 0
F3_Commercial_Miscellaneous_Existing_Exterior Lighting_Electric_Area Lighting_E2 | F3 | Commercial | Miscellaneous | Existing | Exterior Lighting | Electric | Area Lighting | E2 | PACT BC Ratio | 0 | 0 | 0 | 0 | 0 | 0 | 0 | 0 | 0 | 0 | 0 | 0 | 0 | 0 | 0 | 0 | 0 | 0 | 0 | 0 | 0 | 0 | 0 | 0 | 0 | 0 | 0 | 0 | 0 | 0
F3_Commercial_Miscellaneous_Existing_Exterior Lighting_Electric_Area Lighting_E3 | F3 | Commercial | Miscellaneous | Existing | Exterior Lighting | Electric | Area Lighting | E3 | PACT BC Ratio | 0 | 0 | 0 | 0 | 0 | 0 | 0 | 0 | 0 | 0 | 0 | 0 | 0 | 0 | 0 | 0 | 0 | 0 | 0 | 0 | 0 | 0 | 0 | 0 | 0 | 0 | 0 | 0 | 0 | 0
F3_Commercial_Miscellaneous_Existing_Exterior Lighting_Electric_Area Lighting_E4 | F3 | Commercial | Miscellaneous | Existing | Exterior Lighting | Electric | Area Lighting | E4 | PACT BC Ratio | 0 | 0 | 0 | 0 | 0 | 0 | 0 | 0 | 0 | 0 | 0 | 0 | 0 | 0 | 0 | 0 | 0 | 0 | 0 | 0 | 0 | 0 | 0 | 0 | 0 | 0 | 0 | 0 | 0 | 0
F3_Commercial_Miscellaneous_Existing_Exterior Lighting_Electric_Area Lighting_E5 | F3 | Commercial | Miscellaneous | Existing | Exterior Lighting | Electric | Area Lighting | E5 | PACT BC Ratio | 0 | 0 | 0 | 0 | 0 | 0 | 0 | 0 | 0 | 0 | 0 | 0 | 0 | 0 | 0 | 0 | 0 | 0 | 0 | 0 | 0 | 0 | 0 | 0 | 0 | 0 | 0 | 0 | 0 | 0
F3_Commercial_Miscellaneous_Existing_Exterior Lighting_Electric_Area Lighting_E6 | F3 | Commercial | Miscellaneous | Existing | Exterior Lighting | Electric | Area Lighting | E6 | PACT BC Ratio | 0 | 0 | 0 | 0 | 0 | 0 | 0 | 0 | 0 | 0 | 0 | 0 | 0 | 0 | 0 | 0 | 0 | 0 | 0 | 0 | 0 | 0 | 0 | 0 | 0 | 0 | 0 | 0 | 0 | 0
F3_Commercial_Miscellaneous_Existing_Exterior Lighting_Electric_Area Lighting_E7 | F3 | Commercial | Miscellaneous | Existing | Exterior Lighting | Electric | Area Lighting | E7 | PACT BC Ratio | 0 | 0 | 0 | 0 | 0 | 0 | 0 | 0 | 0 | 0 | 0 | 0 | 0 | 0 | 0 | 0 | 0 | 0 | 0 | 0 | 0 | 0 | 0 | 0 | 0 | 0 | 0 | 0 | 0 | 0
F3_Commercial_Miscellaneous_Existing_Exterior Lighting_Electric_Area Lighting_E8 | F3 | Commercial | Miscellaneous | Existing | Exterior Lighting | Electric | Area Lighting | E8 | PACT BC Ratio | 0 | 0 | 0 | 0 | 0 | 0 | 0 | 0 | 0 | 0 | 0 | 0 | 0 | 0 | 0 | 0 | 0 | 0 | 0 | 0 | 0 | 0 | 0 | 0 | 0 | 0 | 0 | 0 | 0 | 0
F3_Commercial_Miscellaneous_Existing_Exterior Lighting_Electric_Area Lighting_E9 | F3 | Commercial | Miscellaneous | Existing | Exterior Lighting | Electric | Area Lighting | E9 | PACT BC Ratio | 0 | 0 | 0 | 0 | 0 | 0 | 0 | 0 | 0 | 0 | 0 | 0 | 0 | 0 | 0 | 0 | 0 | 0 | 0 | 0 | 0 | 0 | 0 | 0 | 0 | 0 | 0 | 0 | 0 | 0
F3_Commercial_Miscellaneous_Existing_Exterior Lighting_Electric_Area Lighting_E10 | F3 | Commercial | Miscellaneous | Existing | Exterior Lighting | Electric | Area Lighting | E10 | PACT BC Ratio | 0 | 0 | 0 | 0 | 0 | 0 | 0 | 0 | 0 | 0 | 0 | 0 | 0 | 0 | 0 | 0 | 0 | 0 | 0 | 0 | 0 | 0 | 0 | 0 | 0 | 0 | 0 | 0 | 0 | 0
F4_Commercial_Miscellaneous_Existing_Exterior Lighting_Electric_Area Lighting_E1 | F4 | Commercial | Miscellaneous | Existing | Exterior Lighting | Electric | Area Lighting | E1 | RVT BC Ratio | 0 | 0 | 0 | 0 | 0 | 0 | 0 | 0 | 0 | 0 | 0 | 0 | 0 | 0 | 0 | 0 | 0 | 0 | 0 | 0 | 0 | 0 | 0 | 0 | 0 | 0 | 0 | 0 | 0 | 0
F4_Commercial_Miscellaneous_Existing_Exterior Lighting_Electric_Area Lighting_E2 | F4 | Commercial | Miscellaneous | Existing | Exterior Lighting | Electric | Area Lighting | E2 | RVT BC Ratio | 0 | 0 | 0 | 0 | 0 | 0 | 0 | 0 | 0 | 0 | 0 | 0 | 0 | 0 | 0 | 0 | 0 | 0 | 0 | 0 | 0 | 0 | 0 | 0 | 0 | 0 | 0 | 0 | 0 | 0
F4_Commercial_Miscellaneous_Existing_Exterior Lighting_Electric_Area Lighting_E3 | F4 | Commercial | Miscellaneous | Existing | Exterior Lighting | Electric | Area Lighting | E3 | RVT BC Ratio | 0 | 0 | 0 | 0 | 0 | 0 | 0 | 0 | 0 | 0 | 0 | 0 | 0 | 0 | 0 | 0 | 0 | 0 | 0 | 0 | 0 | 0 | 0 | 0 | 0 | 0 | 0 | 0 | 0 | 0
F4_Commercial_Miscellaneous_Existing_Exterior Lighting_Electric_Area Lighting_E4 | F4 | Commercial | Miscellaneous | Existing | Exterior Lighting | Electric | Area Lighting | E4 | RVT BC Ratio | 0 | 0 | 0 | 0 | 0 | 0 | 0 | 0 | 0 | 0 | 0 | 0 | 0 | 0 | 0 | 0 | 0 | 0 | 0 | 0 | 0 | 0 | 0 | 0 | 0 | 0 | 0 | 0 | 0 | 0
F4_Commercial_Miscellaneous_Existing_Exterior Lighting_Electric_Area Lighting_E5 | F4 | Commercial | Miscellaneous | Existing | Exterior Lighting | Electric | Area Lighting | E5 | RVT BC Ratio | 0 | 0 | 0 | 0 | 0 | 0 | 0 | 0 | 0 | 0 | 0 | 0 | 0 | 0 | 0 | 0 | 0 | 0 | 0 | 0 | 0 | 0 | 0 | 0 | 0 | 0 | 0 | 0 | 0 | 0
F4_Commercial_Miscellaneous_Existing_Exterior Lighting_Electric_Area Lighting_E6 | F4 | Commercial | Miscellaneous | Existing | Exterior Lighting | Electric | Area Lighting | E6 | RVT BC Ratio | 0 | 0 | 0 | 0 | 0 | 0 | 0 | 0 | 0 | 0 | 0 | 0 | 0 | 0 | 0 | 0 | 0 | 0 | 0 | 0 | 0 | 0 | 0 | 0 | 0 | 0 | 0 | 0 | 0 | 0
F4_Commercial_Miscellaneous_Existing_Exterior Lighting_Electric_Area Lighting_E7 | F4 | Commercial | Miscellaneous | Existing | Exterior Lighting | Electric | Area Lighting | E7 | RVT BC Ratio | 0 | 0 | 0 | 0 | 0 | 0 | 0 | 0 | 0 | 0 | 0 | 0 | 0 | 0 | 0 | 0 | 0 | 0 | 0 | 0 | 0 | 0 | 0 | 0 | 0 | 0 | 0 | 0 | 0 | 0
F4_Commercial_Miscellaneous_Existing_Exterior Lighting_Electric_Area Lighting_E8 | F4 | Commercial | Miscellaneous | Existing | Exterior Lighting | Electric | Area Lighting | E8 | RVT BC Ratio | 0 | 0 | 0 | 0 | 0 | 0 | 0 | 0 | 0 | 0 | 0 | 0 | 0 | 0 | 0 | 0 | 0 | 0 | 0 | 0 | 0 | 0 | 0 | 0 | 0 | 0 | 0 | 0 | 0 | 0
F4_Commercial_Miscellaneous_Existing_Exterior Lighting_Electric_Area Lighting_E9 | F4 | Commercial | Miscellaneous | Existing | Exterior Lighting | Electric | Area Lighting | E9 | RVT BC Ratio | 0 | 0 | 0 | 0 | 0 | 0 | 0 | 0 | 0 | 0 | 0 | 0 | 0 | 0 | 0 | 0 | 0 | 0 | 0 | 0 | 0 | 0 | 0 | 0 | 0 | 0 | 0 | 0 | 0 | 0
F4_Commercial_Miscellaneous_Existing_Exterior Lighting_Electric_Area Lighting_E10 | F4 | Commercial | Miscellaneous | Existing | Exterior Lighting | Electric | Area Lighting | E10 | RVT BC Ratio | 0 | 0 | 0 | 0 | 0 | 0 | 0 | 0 | 0 | 0 | 0 | 0 | 0 | 0 | 0 | 0 | 0 | 0 | 0 | 0 | 0 | 0 | 0 | 0 | 0 | 0 | 0 | 0 | 0 | 0
F5_Commercial_Miscellaneous_Existing_Exterior Lighting_Electric_Area Lighting_E1 | F5 | Commercial | Miscellaneous | Existing | Exterior Lighting | Electric | Area Lighting | E1 | RIM BC Ratio | 0 | 0 | 0 | 0 | 0 | 0 | 0 | 0 | 0 | 0 | 0 | 0 | 0 | 0 | 0 | 0 | 0 | 0 | 0 | 0 | 0 | 0 | 0 | 0 | 0 | 0 | 0 | 0 | 0 | 0
F5_Commercial_Miscellaneous_Existing_Exterior Lighting_Electric_Area Lighting_E2 | F5 | Commercial | Miscellaneous | Existing | Exterior Lighting | Electric | Area Lighting | E2 | RIM BC Ratio | 0 | 0 | 0 | 0 | 0 | 0 | 0 | 0 | 0 | 0 | 0 | 0 | 0 | 0 | 0 | 0 | 0 | 0 | 0 | 0 | 0 | 0 | 0 | 0 | 0 | 0 | 0 | 0 | 0 | 0
F5_Commercial_Miscellaneous_Existing_Exterior Lighting_Electric_Area Lighting_E3 | F5 | Commercial | Miscellaneous | Existing | Exterior Lighting | Electric | Area Lighting | E3 | RIM BC Ratio | 0 | 0 | 0 | 0 | 0 | 0 | 0 | 0 | 0 | 0 | 0 | 0 | 0 | 0 | 0 | 0 | 0 | 0 | 0 | 0 | 0 | 0 | 0 | 0 | 0 | 0 | 0 | 0 | 0 | 0
F5_Commercial_Miscellaneous_Existing_Exterior Lighting_Electric_Area Lighting_E4 | F5 | Commercial | Miscellaneous | Existing | Exterior Lighting | Electric | Area Lighting | E4 | RIM BC Ratio | 0 | 0 | 0 | 0 | 0 | 0 | 0 | 0 | 0 | 0 | 0 | 0 | 0 | 0 | 0 | 0 | 0 | 0 | 0 | 0 | 0 | 0 | 0 | 0 | 0 | 0 | 0 | 0 | 0 | 0
F5_Commercial_Miscellaneous_Existing_Exterior Lighting_Electric_Area Lighting_E5 | F5 | Commercial | Miscellaneous | Existing | Exterior Lighting | Electric | Area Lighting | E5 | RIM BC Ratio | 0 | 0 | 0 | 0 | 0 | 0 | 0 | 0 | 0 | 0 | 0 | 0 | 0 | 0 | 0 | 0 | 0 | 0 | 0 | 0 | 0 | 0 | 0 | 0 | 0 | 0 | 0 | 0 | 0 | 0
F5_Commercial_Miscellaneous_Existing_Exterior Lighting_Electric_Area Lighting_E6 | F5 | Commercial | Miscellaneous | Existing | Exterior Lighting | Electric | Area Lighting | E6 | RIM BC Ratio | 0 | 0 | 0 | 0 | 0 | 0 | 0 | 0 | 0 | 0 | 0 | 0 | 0 | 0 | 0 | 0 | 0 | 0 | 0 | 0 | 0 | 0 | 0 | 0 | 0 | 0 | 0 | 0 | 0 | 0
F5_Commercial_Miscellaneous_Existing_Exterior Lighting_Electric_Area Lighting_E7 | F5 | Commercial | Miscellaneous | Existing | Exterior Lighting | Electric | Area Lighting | E7 | RIM BC Ratio | 0 | 0 | 0 | 0 | 0 | 0 | 0 | 0 | 0 | 0 | 0 | 0 | 0 | 0 | 0 | 0 | 0 | 0 | 0 | 0 | 0 | 0 | 0 | 0 | 0 | 0 | 0 | 0 | 0 | 0
F5_Commercial_Miscellaneous_Existing_Exterior Lighting_Electric_Area Lighting_E8 | F5 | Commercial | Miscellaneous | Existing | Exterior Lighting | Electric | Area Lighting | E8 | RIM BC Ratio | 0 | 0 | 0 | 0 | 0 | 0 | 0 | 0 | 0 | 0 | 0 | 0 | 0 | 0 | 0 | 0 | 0 | 0 | 0 | 0 | 0 | 0 | 0 | 0 | 0 | 0 | 0 | 0 | 0 | 0
F5_Commercial_Miscellaneous_Existing_Exterior Lighting_Electric_Area Lighting_E9 | F5 | Commercial | Miscellaneous | Existing | Exterior Lighting | Electric | Area Lighting | E9 | RIM BC Ratio | 0 | 0 | 0 | 0 | 0 | 0 | 0 | 0 | 0 | 0 | 0 | 0 | 0 | 0 | 0 | 0 | 0 | 0 | 0 | 0 | 0 | 0 | 0 | 0 | 0 | 0 | 0 | 0 | 0 | 0
F5_Commercial_Miscellaneous_Existing_Exterior Lighting_Electric_Area Lighting_E10 | F5 | Commercial | Miscellaneous | Existing | Exterior Lighting | Electric | Area Lighting | E10 | RIM BC Ratio | 0 | 0 | 0 | 0 | 0 | 0 | 0 | 0 | 0 | 0 | 0 | 0 | 0 | 0 | 0 | 0 | 0 | 0 | 0 | 0 | 0 | 0 | 0 | 0 | 0 | 0 | 0 | 0 | 0 | 0
F0_Commercial_Miscellaneous_Existing_Exterior Lighting_Electric_Linear Lighting_E0 | F0 | Commercial | Miscellaneous | Existing | Exterior Lighting | Electric | Linear Lighting | E0 | Economic Unit | 0 | 0 | 0 | 0 | 0 | 0 | 0 | 0 | 0 | 0 | 0 | 0 | 0 | 0 | 0 | 0 | 0 | 0 | 0 | 0 | 0 | 0 | 0 | 0 | 0 | 0 | 0 | 0 | 0 | 0
F1_Commercial_Miscellaneous_Existing_Exterior Lighting_Electric_Linear Lighting_E1 | F1 | Commercial | Miscellaneous | Existing | Exterior Lighting | Electric | Linear Lighting | E1 | CCE | 0 | 0 | 0 | 0 | 0 | 0 | 0 | 0 | 0 | 0 | 0 | 0 | 0 | 0 | 0 | 0 | 0 | 0 | 0 | 0 | 0 | 0 | 0 | 0 | 0 | 0 | 0 | 0 | 0 | 0
F1_Commercial_Miscellaneous_Existing_Exterior Lighting_Electric_Linear Lighting_E2 | F1 | Commercial | Miscellaneous | Existing | Exterior Lighting | Electric | Linear Lighting | E2 | CCE | 0 | 0 | 0 | 0 | 0 | 0 | 0 | 0 | 0 | 0 | 0 | 0 | 0 | 0 | 0 | 0 | 0 | 0 | 0 | 0 | 0 | 0 | 0 | 0 | 0 | 0 | 0 | 0 | 0 | 0
F1_Commercial_Miscellaneous_Existing_Exterior Lighting_Electric_Linear Lighting_E3 | F1 | Commercial | Miscellaneous | Existing | Exterior Lighting | Electric | Linear Lighting | E3 | CCE | 0 | 0 | 0 | 0 | 0 | 0 | 0 | 0 | 0 | 0 | 0 | 0 | 0 | 0 | 0 | 0 | 0 | 0 | 0 | 0 | 0 | 0 | 0 | 0 | 0 | 0 | 0 | 0 | 0 | 0
F1_Commercial_Miscellaneous_Existing_Exterior Lighting_Electric_Linear Lighting_E4 | F1 | Commercial | Miscellaneous | Existing | Exterior Lighting | Electric | Linear Lighting | E4 | CCE | 0 | 0 | 0 | 0 | 0 | 0 | 0 | 0 | 0 | 0 | 0 | 0 | 0 | 0 | 0 | 0 | 0 | 0 | 0 | 0 | 0 | 0 | 0 | 0 | 0 | 0 | 0 | 0 | 0 | 0
F1_Commercial_Miscellaneous_Existing_Exterior Lighting_Electric_Linear Lighting_E5 | F1 | Commercial | Miscellaneous | Existing | Exterior Lighting | Electric | Linear Lighting | E5 | CCE | 0 | 0 | 0 | 0 | 0 | 0 | 0 | 0 | 0 | 0 | 0 | 0 | 0 | 0 | 0 | 0 | 0 | 0 | 0 | 0 | 0 | 0 | 0 | 0 | 0 | 0 | 0 | 0 | 0 | 0
F1_Commercial_Miscellaneous_Existing_Exterior Lighting_Electric_Linear Lighting_E6 | F1 | Commercial | Miscellaneous | Existing | Exterior Lighting | Electric | Linear Lighting | E6 | CCE | 0 | 0 | 0 | 0 | 0 | 0 | 0 | 0 | 0 | 0 | 0 | 0 | 0 | 0 | 0 | 0 | 0 | 0 | 0 | 0 | 0 | 0 | 0 | 0 | 0 | 0 | 0 | 0 | 0 | 0
F1_Commercial_Miscellaneous_Existing_Exterior Lighting_Electric_Linear Lighting_E7 | F1 | Commercial | Miscellaneous | Existing | Exterior Lighting | Electric | Linear Lighting | E7 | CCE | 0 | 0 | 0 | 0 | 0 | 0 | 0 | 0 | 0 | 0 | 0 | 0 | 0 | 0 | 0 | 0 | 0 | 0 | 0 | 0 | 0 | 0 | 0 | 0 | 0 | 0 | 0 | 0 | 0 | 0
F1_Commercial_Miscellaneous_Existing_Exterior Lighting_Electric_Linear Lighting_E8 | F1 | Commercial | Miscellaneous | Existing | Exterior Lighting | Electric | Linear Lighting | E8 | CCE | 0 | 0 | 0 | 0 | 0 | 0 | 0 | 0 | 0 | 0 | 0 | 0 | 0 | 0 | 0 | 0 | 0 | 0 | 0 | 0 | 0 | 0 | 0 | 0 | 0 | 0 | 0 | 0 | 0 | 0
F1_Commercial_Miscellaneous_Existing_Exterior Lighting_Electric_Linear Lighting_E9 | F1 | Commercial | Miscellaneous | Existing | Exterior Lighting | Electric | Linear Lighting | E9 | CCE | 0 | 0 | 0 | 0 | 0 | 0 | 0 | 0 | 0 | 0 | 0 | 0 | 0 | 0 | 0 | 0 | 0 | 0 | 0 | 0 | 0 | 0 | 0 | 0 | 0 | 0 | 0 | 0 | 0 | 0
F1_Commercial_Miscellaneous_Existing_Exterior Lighting_Electric_Linear Lighting_E10 | F1 | Commercial | Miscellaneous | Existing | Exterior Lighting | Electric | Linear Lighting | E10 | CCE | 0 | 0 | 0 | 0 | 0 | 0 | 0 | 0 | 0 | 0 | 0 | 0 | 0 | 0 | 0 | 0 | 0 | 0 | 0 | 0 | 0 | 0 | 0 | 0 | 0 | 0 | 0 | 0 | 0 | 0
F2_Commercial_Miscellaneous_Existing_Exterior Lighting_Electric_Linear Lighting_E1 | F2 | Commercial | Miscellaneous | Existing | Exterior Lighting | Electric | Linear Lighting | E1 | TRC BC Ratio | 0 | 0 | 0 | 0 | 0 | 0 | 0 | 0 | 0 | 0 | 0 | 0 | 0 | 0 | 0 | 0 | 0 | 0 | 0 | 0 | 0 | 0 | 0 | 0 | 0 | 0 | 0 | 0 | 0 | 0
F2_Commercial_Miscellaneous_Existing_Exterior Lighting_Electric_Linear Lighting_E2 | F2 | Commercial | Miscellaneous | Existing | Exterior Lighting | Electric | Linear Lighting | E2 | TRC BC Ratio | 0 | 0 | 0 | 0 | 0 | 0 | 0 | 0 | 0 | 0 | 0 | 0 | 0 | 0 | 0 | 0 | 0 | 0 | 0 | 0 | 0 | 0 | 0 | 0 | 0 | 0 | 0 | 0 | 0 | 0
F2_Commercial_Miscellaneous_Existing_Exterior Lighting_Electric_Linear Lighting_E3 | F2 | Commercial | Miscellaneous | Existing | Exterior Lighting | Electric | Linear Lighting | E3 | TRC BC Ratio | 0 | 0 | 0 | 0 | 0 | 0 | 0 | 0 | 0 | 0 | 0 | 0 | 0 | 0 | 0 | 0 | 0 | 0 | 0 | 0 | 0 | 0 | 0 | 0 | 0 | 0 | 0 | 0 | 0 | 0
F2_Commercial_Miscellaneous_Existing_Exterior Lighting_Electric_Linear Lighting_E4 | F2 | Commercial | Miscellaneous | Existing | Exterior Lighting | Electric | Linear Lighting | E4 | TRC BC Ratio | 0 | 0 | 0 | 0 | 0 | 0 | 0 | 0 | 0 | 0 | 0 | 0 | 0 | 0 | 0 | 0 | 0 | 0 | 0 | 0 | 0 | 0 | 0 | 0 | 0 | 0 | 0 | 0 | 0 | 0
F2_Commercial_Miscellaneous_Existing_Exterior Lighting_Electric_Linear Lighting_E5 | F2 | Commercial | Miscellaneous | Existing | Exterior Lighting | Electric | Linear Lighting | E5 | TRC BC Ratio | 0 | 0 | 0 | 0 | 0 | 0 | 0 | 0 | 0 | 0 | 0 | 0 | 0 | 0 | 0 | 0 | 0 | 0 | 0 | 0 | 0 | 0 | 0 | 0 | 0 | 0 | 0 | 0 | 0 | 0
F2_Commercial_Miscellaneous_Existing_Exterior Lighting_Electric_Linear Lighting_E6 | F2 | Commercial | Miscellaneous | Existing | Exterior Lighting | Electric | Linear Lighting | E6 | TRC BC Ratio | 0 | 0 | 0 | 0 | 0 | 0 | 0 | 0 | 0 | 0 | 0 | 0 | 0 | 0 | 0 | 0 | 0 | 0 | 0 | 0 | 0 | 0 | 0 | 0 | 0 | 0 | 0 | 0 | 0 | 0
F2_Commercial_Miscellaneous_Existing_Exterior Lighting_Electric_Linear Lighting_E7 | F2 | Commercial | Miscellaneous | Existing | Exterior Lighting | Electric | Linear Lighting | E7 | TRC BC Ratio | 0 | 0 | 0 | 0 | 0 | 0 | 0 | 0 | 0 | 0 | 0 | 0 | 0 | 0 | 0 | 0 | 0 | 0 | 0 | 0 | 0 | 0 | 0 | 0 | 0 | 0 | 0 | 0 | 0 | 0
F2_Commercial_Miscellaneous_Existing_Exterior Lighting_Electric_Linear Lighting_E8 | F2 | Commercial | Miscellaneous | Existing | Exterior Lighting | Electric | Linear Lighting | E8 | TRC BC Ratio | 0 | 0 | 0 | 0 | 0 | 0 | 0 | 0 | 0 | 0 | 0 | 0 | 0 | 0 | 0 | 0 | 0 | 0 | 0 | 0 | 0 | 0 | 0 | 0 | 0 | 0 | 0 | 0 | 0 | 0
F2_Commercial_Miscellaneous_Existing_Exterior Lighting_Electric_Linear Lighting_E9 | F2 | Commercial | Miscellaneous | Existing | Exterior Lighting | Electric | Linear Lighting | E9 | TRC BC Ratio | 0 | 0 | 0 | 0 | 0 | 0 | 0 | 0 | 0 | 0 | 0 | 0 | 0 | 0 | 0 | 0 | 0 | 0 | 0 | 0 | 0 | 0 | 0 | 0 | 0 | 0 | 0 | 0 | 0 | 0
F2_Commercial_Miscellaneous_Existing_Exterior Lighting_Electric_Linear Lighting_E10 | F2 | Commercial | Miscellaneous | Existing | Exterior Lighting | Electric | Linear Lighting | E10 | TRC BC Ratio | 0 | 0 | 0 | 0 | 0 | 0 | 0 | 0 | 0 | 0 | 0 | 0 | 0 | 0 | 0 | 0 | 0 | 0 | 0 | 0 | 0 | 0 | 0 | 0 | 0 | 0 | 0 | 0 | 0 | 0
F3_Commercial_Miscellaneous_Existing_Exterior Lighting_Electric_Linear Lighting_E1 | F3 | Commercial | Miscellaneous | Existing | Exterior Lighting | Electric | Linear Lighting | E1 | PACT BC Ratio | 0 | 0 | 0 | 0 | 0 | 0 | 0 | 0 | 0 | 0 | 0 | 0 | 0 | 0 | 0 | 0 | 0 | 0 | 0 | 0 | 0 | 0 | 0 | 0 | 0 | 0 | 0 | 0 | 0 | 0
F3_Commercial_Miscellaneous_Existing_Exterior Lighting_Electric_Linear Lighting_E2 | F3 | Commercial | Miscellaneous | Existing | Exterior Lighting | Electric | Linear Lighting | E2 | PACT BC Ratio | 0 | 0 | 0 | 0 | 0 | 0 | 0 | 0 | 0 | 0 | 0 | 0 | 0 | 0 | 0 | 0 | 0 | 0 | 0 | 0 | 0 | 0 | 0 | 0 | 0 | 0 | 0 | 0 | 0 | 0
F3_Commercial_Miscellaneous_Existing_Exterior Lighting_Electric_Linear Lighting_E3 | F3 | Commercial | Miscellaneous | Existing | Exterior Lighting | Electric | Linear Lighting | E3 | PACT BC Ratio | 0 | 0 | 0 | 0 | 0 | 0 | 0 | 0 | 0 | 0 | 0 | 0 | 0 | 0 | 0 | 0 | 0 | 0 | 0 | 0 | 0 | 0 | 0 | 0 | 0 | 0 | 0 | 0 | 0 | 0
F3_Commercial_Miscellaneous_Existing_Exterior Lighting_Electric_Linear Lighting_E4 | F3 | Commercial | Miscellaneous | Existing | Exterior Lighting | Electric | Linear Lighting | E4 | PACT BC Ratio | 0 | 0 | 0 | 0 | 0 | 0 | 0 | 0 | 0 | 0 | 0 | 0 | 0 | 0 | 0 | 0 | 0 | 0 | 0 | 0 | 0 | 0 | 0 | 0 | 0 | 0 | 0 | 0 | 0 | 0
F3_Commercial_Miscellaneous_Existing_Exterior Lighting_Electric_Linear Lighting_E5 | F3 | Commercial | Miscellaneous | Existing | Exterior Lighting | Electric | Linear Lighting | E5 | PACT BC Ratio | 0 | 0 | 0 | 0 | 0 | 0 | 0 | 0 | 0 | 0 | 0 | 0 | 0 | 0 | 0 | 0 | 0 | 0 | 0 | 0 | 0 | 0 | 0 | 0 | 0 | 0 | 0 | 0 | 0 | 0
F3_Commercial_Miscellaneous_Existing_Exterior Lighting_Electric_Linear Lighting_E6 | F3 | Commercial | Miscellaneous | Existing | Exterior Lighting | Electric | Linear Lighting | E6 | PACT BC Ratio | 0 | 0 | 0 | 0 | 0 | 0 | 0 | 0 | 0 | 0 | 0 | 0 | 0 | 0 | 0 | 0 | 0 | 0 | 0 | 0 | 0 | 0 | 0 | 0 | 0 | 0 | 0 | 0 | 0 | 0
F3_Commercial_Miscellaneous_Existing_Exterior Lighting_Electric_Linear Lighting_E7 | F3 | Commercial | Miscellaneous | Existing | Exterior Lighting | Electric | Linear Lighting | E7 | PACT BC Ratio | 0 | 0 | 0 | 0 | 0 | 0 | 0 | 0 | 0 | 0 | 0 | 0 | 0 | 0 | 0 | 0 | 0 | 0 | 0 | 0 | 0 | 0 | 0 | 0 | 0 | 0 | 0 | 0 | 0 | 0
F3_Commercial_Miscellaneous_Existing_Exterior Lighting_Electric_Linear Lighting_E8 | F3 | Commercial | Miscellaneous | Existing | Exterior Lighting | Electric | Linear Lighting | E8 | PACT BC Ratio | 0 | 0 | 0 | 0 | 0 | 0 | 0 | 0 | 0 | 0 | 0 | 0 | 0 | 0 | 0 | 0 | 0 | 0 | 0 | 0 | 0 | 0 | 0 | 0 | 0 | 0 | 0 | 0 | 0 | 0
F3_Commercial_Miscellaneous_Existing_Exterior Lighting_Electric_Linear Lighting_E9 | F3 | Commercial | Miscellaneous | Existing | Exterior Lighting | Electric | Linear Lighting | E9 | PACT BC Ratio | 0 | 0 | 0 | 0 | 0 | 0 | 0 | 0 | 0 | 0 | 0 | 0 | 0 | 0 | 0 | 0 | 0 | 0 | 0 | 0 | 0 | 0 | 0 | 0 | 0 | 0 | 0 | 0 | 0 | 0
F3_Commercial_Miscellaneous_Existing_Exterior Lighting_Electric_Linear Lighting_E10 | F3 | Commercial | Miscellaneous | Existing | Exterior Lighting | Electric | Linear Lighting | E10 | PACT BC Ratio | 0 | 0 | 0 | 0 | 0 | 0 | 0 | 0 | 0 | 0 | 0 | 0 | 0 | 0 | 0 | 0 | 0 | 0 | 0 | 0 | 0 | 0 | 0 | 0 | 0 | 0 | 0 | 0 | 0 | 0
F4_Commercial_Miscellaneous_Existing_Exterior Lighting_Electric_Linear Lighting_E1 | F4 | Commercial | Miscellaneous | Existing | Exterior Lighting | Electric | Linear Lighting | E1 | RVT BC Ratio | 0 | 0 | 0 | 0 | 0 | 0 | 0 | 0 | 0 | 0 | 0 | 0 | 0 | 0 | 0 | 0 | 0 | 0 | 0 | 0 | 0 | 0 | 0 | 0 | 0 | 0 | 0 | 0 | 0 | 0
F4_Commercial_Miscellaneous_Existing_Exterior Lighting_Electric_Linear Lighting_E2 | F4 | Commercial | Miscellaneous | Existing | Exterior Lighting | Electric | Linear Lighting | E2 | RVT BC Ratio | 0 | 0 | 0 | 0 | 0 | 0 | 0 | 0 | 0 | 0 | 0 | 0 | 0 | 0 | 0 | 0 | 0 | 0 | 0 | 0 | 0 | 0 | 0 | 0 | 0 | 0 | 0 | 0 | 0 | 0
F4_Commercial_Miscellaneous_Existing_Exterior Lighting_Electric_Linear Lighting_E3 | F4 | Commercial | Miscellaneous | Existing | Exterior Lighting | Electric | Linear Lighting | E3 | RVT BC Ratio | 0 | 0 | 0 | 0 | 0 | 0 | 0 | 0 | 0 | 0 | 0 | 0 | 0 | 0 | 0 | 0 | 0 | 0 | 0 | 0 | 0 | 0 | 0 | 0 | 0 | 0 | 0 | 0 | 0 | 0
F4_Commercial_Miscellaneous_Existing_Exterior Lighting_Electric_Linear Lighting_E4 | F4 | Commercial | Miscellaneous | Existing | Exterior Lighting | Electric | Linear Lighting | E4 | RVT BC Ratio | 0 | 0 | 0 | 0 | 0 | 0 | 0 | 0 | 0 | 0 | 0 | 0 | 0 | 0 | 0 | 0 | 0 | 0 | 0 | 0 | 0 | 0 | 0 | 0 | 0 | 0 | 0 | 0 | 0 | 0
F4_Commercial_Miscellaneous_Existing_Exterior Lighting_Electric_Linear Lighting_E5 | F4 | Commercial | Miscellaneous | Existing | Exterior Lighting | Electric | Linear Lighting | E5 | RVT BC Ratio | 0 | 0 | 0 | 0 | 0 | 0 | 0 | 0 | 0 | 0 | 0 | 0 | 0 | 0 | 0 | 0 | 0 | 0 | 0 | 0 | 0 | 0 | 0 | 0 | 0 | 0 | 0 | 0 | 0 | 0
F4_Commercial_Miscellaneous_Existing_Exterior Lighting_Electric_Linear Lighting_E6 | F4 | Commercial | Miscellaneous | Existing | Exterior Lighting | Electric | Linear Lighting | E6 | RVT BC Ratio | 0 | 0 | 0 | 0 | 0 | 0 | 0 | 0 | 0 | 0 | 0 | 0 | 0 | 0 | 0 | 0 | 0 | 0 | 0 | 0 | 0 | 0 | 0 | 0 | 0 | 0 | 0 | 0 | 0 | 0
F4_Commercial_Miscellaneous_Existing_Exterior Lighting_Electric_Linear Lighting_E7 | F4 | Commercial | Miscellaneous | Existing | Exterior Lighting | Electric | Linear Lighting | E7 | RVT BC Ratio | 0 | 0 | 0 | 0 | 0 | 0 | 0 | 0 | 0 | 0 | 0 | 0 | 0 | 0 | 0 | 0 | 0 | 0 | 0 | 0 | 0 | 0 | 0 | 0 | 0 | 0 | 0 | 0 | 0 | 0
F4_Commercial_Miscellaneous_Existing_Exterior Lighting_Electric_Linear Lighting_E8 | F4 | Commercial | Miscellaneous | Existing | Exterior Lighting | Electric | Linear Lighting | E8 | RVT BC Ratio | 0 | 0 | 0 | 0 | 0 | 0 | 0 | 0 | 0 | 0 | 0 | 0 | 0 | 0 | 0 | 0 | 0 | 0 | 0 | 0 | 0 | 0 | 0 | 0 | 0 | 0 | 0 | 0 | 0 | 0
F4_Commercial_Miscellaneous_Existing_Exterior Lighting_Electric_Linear Lighting_E9 | F4 | Commercial | Miscellaneous | Existing | Exterior Lighting | Electric | Linear Lighting | E9 | RVT BC Ratio | 0 | 0 | 0 | 0 | 0 | 0 | 0 | 0 | 0 | 0 | 0 | 0 | 0 | 0 | 0 | 0 | 0 | 0 | 0 | 0 | 0 | 0 | 0 | 0 | 0 | 0 | 0 | 0 | 0 | 0
F4_Commercial_Miscellaneous_Existing_Exterior Lighting_Electric_Linear Lighting_E10 | F4 | Commercial | Miscellaneous | Existing | Exterior Lighting | Electric | Linear Lighting | E10 | RVT BC Ratio | 0 | 0 | 0 | 0 | 0 | 0 | 0 | 0 | 0 | 0 | 0 | 0 | 0 | 0 | 0 | 0 | 0 | 0 | 0 | 0 | 0 | 0 | 0 | 0 | 0 | 0 | 0 | 0 | 0 | 0
F5_Commercial_Miscellaneous_Existing_Exterior Lighting_Electric_Linear Lighting_E1 | F5 | Commercial | Miscellaneous | Existing | Exterior Lighting | Electric | Linear Lighting | E1 | RIM BC Ratio | 0 | 0 | 0 | 0 | 0 | 0 | 0 | 0 | 0 | 0 | 0 | 0 | 0 | 0 | 0 | 0 | 0 | 0 | 0 | 0 | 0 | 0 | 0 | 0 | 0 | 0 | 0 | 0 | 0 | 0
F5_Commercial_Miscellaneous_Existing_Exterior Lighting_Electric_Linear Lighting_E2 | F5 | Commercial | Miscellaneous | Existing | Exterior Lighting | Electric | Linear Lighting | E2 | RIM BC Ratio | 0 | 0 | 0 | 0 | 0 | 0 | 0 | 0 | 0 | 0 | 0 | 0 | 0 | 0 | 0 | 0 | 0 | 0 | 0 | 0 | 0 | 0 | 0 | 0 | 0 | 0 | 0 | 0 | 0 | 0
F5_Commercial_Miscellaneous_Existing_Exterior Lighting_Electric_Linear Lighting_E3 | F5 | Commercial | Miscellaneous | Existing | Exterior Lighting | Electric | Linear Lighting | E3 | RIM BC Ratio | 0 | 0 | 0 | 0 | 0 | 0 | 0 | 0 | 0 | 0 | 0 | 0 | 0 | 0 | 0 | 0 | 0 | 0 | 0 | 0 | 0 | 0 | 0 | 0 | 0 | 0 | 0 | 0 | 0 | 0
F5_Commercial_Miscellaneous_Existing_Exterior Lighting_Electric_Linear Lighting_E4 | F5 | Commercial | Miscellaneous | Existing | Exterior Lighting | Electric | Linear Lighting | E4 | RIM BC Ratio | 0 | 0 | 0 | 0 | 0 | 0 | 0 | 0 | 0 | 0 | 0 | 0 | 0 | 0 | 0 | 0 | 0 | 0 | 0 | 0 | 0 | 0 | 0 | 0 | 0 | 0 | 0 | 0 | 0 | 0
F5_Commercial_Miscellaneous_Existing_Exterior Lighting_Electric_Linear Lighting_E5 | F5 | Commercial | Miscellaneous | Existing | Exterior Lighting | Electric | Linear Lighting | E5 | RIM BC Ratio | 0 | 0 | 0 | 0 | 0 | 0 | 0 | 0 | 0 | 0 | 0 | 0 | 0 | 0 | 0 | 0 | 0 | 0 | 0 | 0 | 0 | 0 | 0 | 0 | 0 | 0 | 0 | 0 | 0 | 0
F5_Commercial_Miscellaneous_Existing_Exterior Lighting_Electric_Linear Lighting_E6 | F5 | Commercial | Miscellaneous | Existing | Exterior Lighting | Electric | Linear Lighting | E6 | RIM BC Ratio | 0 | 0 | 0 | 0 | 0 | 0 | 0 | 0 | 0 | 0 | 0 | 0 | 0 | 0 | 0 | 0 | 0 | 0 | 0 | 0 | 0 | 0 | 0 | 0 | 0 | 0 | 0 | 0 | 0 | 0
F5_Commercial_Miscellaneous_Existing_Exterior Lighting_Electric_Linear Lighting_E7 | F5 | Commercial | Miscellaneous | Existing | Exterior Lighting | Electric | Linear Lighting | E7 | RIM BC Ratio | 0 | 0 | 0 | 0 | 0 | 0 | 0 | 0 | 0 | 0 | 0 | 0 | 0 | 0 | 0 | 0 | 0 | 0 | 0 | 0 | 0 | 0 | 0 | 0 | 0 | 0 | 0 | 0 | 0 | 0
F5_Commercial_Miscellaneous_Existing_Exterior Lighting_Electric_Linear Lighting_E8 | F5 | Commercial | Miscellaneous | Existing | Exterior Lighting | Electric | Linear Lighting | E8 | RIM BC Ratio | 0 | 0 | 0 | 0 | 0 | 0 | 0 | 0 | 0 | 0 | 0 | 0 | 0 | 0 | 0 | 0 | 0 | 0 | 0 | 0 | 0 | 0 | 0 | 0 | 0 | 0 | 0 | 0 | 0 | 0
F5_Commercial_Miscellaneous_Existing_Exterior Lighting_Electric_Linear Lighting_E9 | F5 | Commercial | Miscellaneous | Existing | Exterior Lighting | Electric | Linear Lighting | E9 | RIM BC Ratio | 0 | 0 | 0 | 0 | 0 | 0 | 0 | 0 | 0 | 0 | 0 | 0 | 0 | 0 | 0 | 0 | 0 | 0 | 0 | 0 | 0 | 0 | 0 | 0 | 0 | 0 | 0 | 0 | 0 | 0
F5_Commercial_Miscellaneous_Existing_Exterior Lighting_Electric_Linear Lighting_E10 | F5 | Commercial | Miscellaneous | Existing | Exterior Lighting | Electric | Linear Lighting | E10 | RIM BC Ratio | 0 | 0 | 0 | 0 | 0 | 0 | 0 | 0 | 0 | 0 | 0 | 0 | 0 | 0 | 0 | 0 | 0 | 0 | 0 | 0 | 0 | 0 | 0 | 0 | 0 | 0 | 0 | 0 | 0 | 0
F0_Commercial_Miscellaneous_Existing_Refrigeration_Electric_Walk-in Refrigerator/Freezer_E0 | F0 | Commercial | Miscellaneous | Existing | Refrigeration | Electric | Walk-in Refrigerator/Freezer | E0 | Economic Unit | 0 | 0 | 0 | 0 | 0 | 0 | 0 | 0 | 0 | 0 | 0 | 0 | 0 | 0 | 0 | 0 | 0 | 0 | 0 | 0 | 0 | 0 | 0 | 0 | 0 | 0 | 0 | 0 | 0 | 0
F1_Commercial_Miscellaneous_Existing_Refrigeration_Electric_Walk-in Refrigerator/Freezer_E1 | F1 | Commercial | Miscellaneous | Existing | Refrigeration | Electric | Walk-in Refrigerator/Freezer | E1 | CCE | 0 | 0 | 0 | 0 | 0 | 0 | 0 | 0 | 0 | 0 | 0 | 0 | 0 | 0 | 0 | 0 | 0 | 0 | 0 | 0 | 0 | 0 | 0 | 0 | 0 | 0 | 0 | 0 | 0 | 0
F1_Commercial_Miscellaneous_Existing_Refrigeration_Electric_Walk-in Refrigerator/Freezer_E2 | F1 | Commercial | Miscellaneous | Existing | Refrigeration | Electric | Walk-in Refrigerator/Freezer | E2 | CCE | 0 | 0 | 0 | 0 | 0 | 0 | 0 | 0 | 0 | 0 | 0 | 0 | 0 | 0 | 0 | 0 | 0 | 0 | 0 | 0 | 0 | 0 | 0 | 0 | 0 | 0 | 0 | 0 | 0 | 0
F1_Commercial_Miscellaneous_Existing_Refrigeration_Electric_Walk-in Refrigerator/Freezer_E3 | F1 | Commercial | Miscellaneous | Existing | Refrigeration | Electric | Walk-in Refrigerator/Freezer | E3 | CCE | 0 | 0 | 0 | 0 | 0 | 0 | 0 | 0 | 0 | 0 | 0 | 0 | 0 | 0 | 0 | 0 | 0 | 0 | 0 | 0 | 0 | 0 | 0 | 0 | 0 | 0 | 0 | 0 | 0 | 0
F1_Commercial_Miscellaneous_Existing_Refrigeration_Electric_Walk-in Refrigerator/Freezer_E4 | F1 | Commercial | Miscellaneous | Existing | Refrigeration | Electric | Walk-in Refrigerator/Freezer | E4 | CCE | 0 | 0 | 0 | 0 | 0 | 0 | 0 | 0 | 0 | 0 | 0 | 0 | 0 | 0 | 0 | 0 | 0 | 0 | 0 | 0 | 0 | 0 | 0 | 0 | 0 | 0 | 0 | 0 | 0 | 0
F1_Commercial_Miscellaneous_Existing_Refrigeration_Electric_Walk-in Refrigerator/Freezer_E5 | F1 | Commercial | Miscellaneous | Existing | Refrigeration | Electric | Walk-in Refrigerator/Freezer | E5 | CCE | 0 | 0 | 0 | 0 | 0 | 0 | 0 | 0 | 0 | 0 | 0 | 0 | 0 | 0 | 0 | 0 | 0 | 0 | 0 | 0 | 0 | 0 | 0 | 0 | 0 | 0 | 0 | 0 | 0 | 0
F1_Commercial_Miscellaneous_Existing_Refrigeration_Electric_Walk-in Refrigerator/Freezer_E6 | F1 | Commercial | Miscellaneous | Existing | Refrigeration | Electric | Walk-in Refrigerator/Freezer | E6 | CCE | 0 | 0 | 0 | 0 | 0 | 0 | 0 | 0 | 0 | 0 | 0 | 0 | 0 | 0 | 0 | 0 | 0 | 0 | 0 | 0 | 0 | 0 | 0 | 0 | 0 | 0 | 0 | 0 | 0 | 0
F1_Commercial_Miscellaneous_Existing_Refrigeration_Electric_Walk-in Refrigerator/Freezer_E7 | F1 | Commercial | Miscellaneous | Existing | Refrigeration | Electric | Walk-in Refrigerator/Freezer | E7 | CCE | 0 | 0 | 0 | 0 | 0 | 0 | 0 | 0 | 0 | 0 | 0 | 0 | 0 | 0 | 0 | 0 | 0 | 0 | 0 | 0 | 0 | 0 | 0 | 0 | 0 | 0 | 0 | 0 | 0 | 0
F1_Commercial_Miscellaneous_Existing_Refrigeration_Electric_Walk-in Refrigerator/Freezer_E8 | F1 | Commercial | Miscellaneous | Existing | Refrigeration | Electric | Walk-in Refrigerator/Freezer | E8 | CCE | 0 | 0 | 0 | 0 | 0 | 0 | 0 | 0 | 0 | 0 | 0 | 0 | 0 | 0 | 0 | 0 | 0 | 0 | 0 | 0 | 0 | 0 | 0 | 0 | 0 | 0 | 0 | 0 | 0 | 0
F1_Commercial_Miscellaneous_Existing_Refrigeration_Electric_Walk-in Refrigerator/Freezer_E9 | F1 | Commercial | Miscellaneous | Existing | Refrigeration | Electric | Walk-in Refrigerator/Freezer | E9 | CCE | 0 | 0 | 0 | 0 | 0 | 0 | 0 | 0 | 0 | 0 | 0 | 0 | 0 | 0 | 0 | 0 | 0 | 0 | 0 | 0 | 0 | 0 | 0 | 0 | 0 | 0 | 0 | 0 | 0 | 0
F1_Commercial_Miscellaneous_Existing_Refrigeration_Electric_Walk-in Refrigerator/Freezer_E10 | F1 | Commercial | Miscellaneous | Existing | Refrigeration | Electric | Walk-in Refrigerator/Freezer | E10 | CCE | 0 | 0 | 0 | 0 | 0 | 0 | 0 | 0 | 0 | 0 | 0 | 0 | 0 | 0 | 0 | 0 | 0 | 0 | 0 | 0 | 0 | 0 | 0 | 0 | 0 | 0 | 0 | 0 | 0 | 0
F2_Commercial_Miscellaneous_Existing_Refrigeration_Electric_Walk-in Refrigerator/Freezer_E1 | F2 | Commercial | Miscellaneous | Existing | Refrigeration | Electric | Walk-in Refrigerator/Freezer | E1 | TRC BC Ratio | 0 | 0 | 0 | 0 | 0 | 0 | 0 | 0 | 0 | 0 | 0 | 0 | 0 | 0 | 0 | 0 | 0 | 0 | 0 | 0 | 0 | 0 | 0 | 0 | 0 | 0 | 0 | 0 | 0 | 0
F2_Commercial_Miscellaneous_Existing_Refrigeration_Electric_Walk-in Refrigerator/Freezer_E2 | F2 | Commercial | Miscellaneous | Existing | Refrigeration | Electric | Walk-in Refrigerator/Freezer | E2 | TRC BC Ratio | 0 | 0 | 0 | 0 | 0 | 0 | 0 | 0 | 0 | 0 | 0 | 0 | 0 | 0 | 0 | 0 | 0 | 0 | 0 | 0 | 0 | 0 | 0 | 0 | 0 | 0 | 0 | 0 | 0 | 0
F2_Commercial_Miscellaneous_Existing_Refrigeration_Electric_Walk-in Refrigerator/Freezer_E3 | F2 | Commercial | Miscellaneous | Existing | Refrigeration | Electric | Walk-in Refrigerator/Freezer | E3 | TRC BC Ratio | 0 | 0 | 0 | 0 | 0 | 0 | 0 | 0 | 0 | 0 | 0 | 0 | 0 | 0 | 0 | 0 | 0 | 0 | 0 | 0 | 0 | 0 | 0 | 0 | 0 | 0 | 0 | 0 | 0 | 0
F2_Commercial_Miscellaneous_Existing_Refrigeration_Electric_Walk-in Refrigerator/Freezer_E4 | F2 | Commercial | Miscellaneous | Existing | Refrigeration | Electric | Walk-in Refrigerator/Freezer | E4 | TRC BC Ratio | 0 | 0 | 0 | 0 | 0 | 0 | 0 | 0 | 0 | 0 | 0 | 0 | 0 | 0 | 0 | 0 | 0 | 0 | 0 | 0 | 0 | 0 | 0 | 0 | 0 | 0 | 0 | 0 | 0 | 0
F2_Commercial_Miscellaneous_Existing_Refrigeration_Electric_Walk-in Refrigerator/Freezer_E5 | F2 | Commercial | Miscellaneous | Existing | Refrigeration | Electric | Walk-in Refrigerator/Freezer | E5 | TRC BC Ratio | 0 | 0 | 0 | 0 | 0 | 0 | 0 | 0 | 0 | 0 | 0 | 0 | 0 | 0 | 0 | 0 | 0 | 0 | 0 | 0 | 0 | 0 | 0 | 0 | 0 | 0 | 0 | 0 | 0 | 0
F2_Commercial_Miscellaneous_Existing_Refrigeration_Electric_Walk-in Refrigerator/Freezer_E6 | F2 | Commercial | Miscellaneous | Existing | Refrigeration | Electric | Walk-in Refrigerator/Freezer | E6 | TRC BC Ratio | 0 | 0 | 0 | 0 | 0 | 0 | 0 | 0 | 0 | 0 | 0 | 0 | 0 | 0 | 0 | 0 | 0 | 0 | 0 | 0 | 0 | 0 | 0 | 0 | 0 | 0 | 0 | 0 | 0 | 0
F2_Commercial_Miscellaneous_Existing_Refrigeration_Electric_Walk-in Refrigerator/Freezer_E7 | F2 | Commercial | Miscellaneous | Existing | Refrigeration | Electric | Walk-in Refrigerator/Freezer | E7 | TRC BC Ratio | 0 | 0 | 0 | 0 | 0 | 0 | 0 | 0 | 0 | 0 | 0 | 0 | 0 | 0 | 0 | 0 | 0 | 0 | 0 | 0 | 0 | 0 | 0 | 0 | 0 | 0 | 0 | 0 | 0 | 0
F2_Commercial_Miscellaneous_Existing_Refrigeration_Electric_Walk-in Refrigerator/Freezer_E8 | F2 | Commercial | Miscellaneous | Existing | Refrigeration | Electric | Walk-in Refrigerator/Freezer | E8 | TRC BC Ratio | 0 | 0 | 0 | 0 | 0 | 0 | 0 | 0 | 0 | 0 | 0 | 0 | 0 | 0 | 0 | 0 | 0 | 0 | 0 | 0 | 0 | 0 | 0 | 0 | 0 | 0 | 0 | 0 | 0 | 0
F2_Commercial_Miscellaneous_Existing_Refrigeration_Electric_Walk-in Refrigerator/Freezer_E9 | F2 | Commercial | Miscellaneous | Existing | Refrigeration | Electric | Walk-in Refrigerator/Freezer | E9 | TRC BC Ratio | 0 | 0 | 0 | 0 | 0 | 0 | 0 | 0 | 0 | 0 | 0 | 0 | 0 | 0 | 0 | 0 | 0 | 0 | 0 | 0 | 0 | 0 | 0 | 0 | 0 | 0 | 0 | 0 | 0 | 0
F2_Commercial_Miscellaneous_Existing_Refrigeration_Electric_Walk-in Refrigerator/Freezer_E10 | F2 | Commercial | Miscellaneous | Existing | Refrigeration | Electric | Walk-in Refrigerator/Freezer | E10 | TRC BC Ratio | 0 | 0 | 0 | 0 | 0 | 0 | 0 | 0 | 0 | 0 | 0 | 0 | 0 | 0 | 0 | 0 | 0 | 0 | 0 | 0 | 0 | 0 | 0 | 0 | 0 | 0 | 0 | 0 | 0 | 0
F3_Commercial_Miscellaneous_Existing_Refrigeration_Electric_Walk-in Refrigerator/Freezer_E1 | F3 | Commercial | Miscellaneous | Existing | Refrigeration | Electric | Walk-in Refrigerator/Freezer | E1 | PACT BC Ratio | 0 | 0 | 0 | 0 | 0 | 0 | 0 | 0 | 0 | 0 | 0 | 0 | 0 | 0 | 0 | 0 | 0 | 0 | 0 | 0 | 0 | 0 | 0 | 0 | 0 | 0 | 0 | 0 | 0 | 0
F3_Commercial_Miscellaneous_Existing_Refrigeration_Electric_Walk-in Refrigerator/Freezer_E2 | F3 | Commercial | Miscellaneous | Existing | Refrigeration | Electric | Walk-in Refrigerator/Freezer | E2 | PACT BC Ratio | 0 | 0 | 0 | 0 | 0 | 0 | 0 | 0 | 0 | 0 | 0 | 0 | 0 | 0 | 0 | 0 | 0 | 0 | 0 | 0 | 0 | 0 | 0 | 0 | 0 | 0 | 0 | 0 | 0 | 0
F3_Commercial_Miscellaneous_Existing_Refrigeration_Electric_Walk-in Refrigerator/Freezer_E3 | F3 | Commercial | Miscellaneous | Existing | Refrigeration | Electric | Walk-in Refrigerator/Freezer | E3 | PACT BC Ratio | 0 | 0 | 0 | 0 | 0 | 0 | 0 | 0 | 0 | 0 | 0 | 0 | 0 | 0 | 0 | 0 | 0 | 0 | 0 | 0 | 0 | 0 | 0 | 0 | 0 | 0 | 0 | 0 | 0 | 0
F3_Commercial_Miscellaneous_Existing_Refrigeration_Electric_Walk-in Refrigerator/Freezer_E4 | F3 | Commercial | Miscellaneous | Existing | Refrigeration | Electric | Walk-in Refrigerator/Freezer | E4 | PACT BC Ratio | 0 | 0 | 0 | 0 | 0 | 0 | 0 | 0 | 0 | 0 | 0 | 0 | 0 | 0 | 0 | 0 | 0 | 0 | 0 | 0 | 0 | 0 | 0 | 0 | 0 | 0 | 0 | 0 | 0 | 0
F3_Commercial_Miscellaneous_Existing_Refrigeration_Electric_Walk-in Refrigerator/Freezer_E5 | F3 | Commercial | Miscellaneous | Existing | Refrigeration | Electric | Walk-in Refrigerator/Freezer | E5 | PACT BC Ratio | 0 | 0 | 0 | 0 | 0 | 0 | 0 | 0 | 0 | 0 | 0 | 0 | 0 | 0 | 0 | 0 | 0 | 0 | 0 | 0 | 0 | 0 | 0 | 0 | 0 | 0 | 0 | 0 | 0 | 0
F3_Commercial_Miscellaneous_Existing_Refrigeration_Electric_Walk-in Refrigerator/Freezer_E6 | F3 | Commercial | Miscellaneous | Existing | Refrigeration | Electric | Walk-in Refrigerator/Freezer | E6 | PACT BC Ratio | 0 | 0 | 0 | 0 | 0 | 0 | 0 | 0 | 0 | 0 | 0 | 0 | 0 | 0 | 0 | 0 | 0 | 0 | 0 | 0 | 0 | 0 | 0 | 0 | 0 | 0 | 0 | 0 | 0 | 0
F3_Commercial_Miscellaneous_Existing_Refrigeration_Electric_Walk-in Refrigerator/Freezer_E7 | F3 | Commercial | Miscellaneous | Existing | Refrigeration | Electric | Walk-in Refrigerator/Freezer | E7 | PACT BC Ratio | 0 | 0 | 0 | 0 | 0 | 0 | 0 | 0 | 0 | 0 | 0 | 0 | 0 | 0 | 0 | 0 | 0 | 0 | 0 | 0 | 0 | 0 | 0 | 0 | 0 | 0 | 0 | 0 | 0 | 0
F3_Commercial_Miscellaneous_Existing_Refrigeration_Electric_Walk-in Refrigerator/Freezer_E8 | F3 | Commercial | Miscellaneous | Existing | Refrigeration | Electric | Walk-in Refrigerator/Freezer | E8 | PACT BC Ratio | 0 | 0 | 0 | 0 | 0 | 0 | 0 | 0 | 0 | 0 | 0 | 0 | 0 | 0 | 0 | 0 | 0 | 0 | 0 | 0 | 0 | 0 | 0 | 0 | 0 | 0 | 0 | 0 | 0 | 0
F3_Commercial_Miscellaneous_Existing_Refrigeration_Electric_Walk-in Refrigerator/Freezer_E9 | F3 | Commercial | Miscellaneous | Existing | Refrigeration | Electric | Walk-in Refrigerator/Freezer | E9 | PACT BC Ratio | 0 | 0 | 0 | 0 | 0 | 0 | 0 | 0 | 0 | 0 | 0 | 0 | 0 | 0 | 0 | 0 | 0 | 0 | 0 | 0 | 0 | 0 | 0 | 0 | 0 | 0 | 0 | 0 | 0 | 0
F3_Commercial_Miscellaneous_Existing_Refrigeration_Electric_Walk-in Refrigerator/Freezer_E10 | F3 | Commercial | Miscellaneous | Existing | Refrigeration | Electric | Walk-in Refrigerator/Freezer | E10 | PACT BC Ratio | 0 | 0 | 0 | 0 | 0 | 0 | 0 | 0 | 0 | 0 | 0 | 0 | 0 | 0 | 0 | 0 | 0 | 0 | 0 | 0 | 0 | 0 | 0 | 0 | 0 | 0 | 0 | 0 | 0 | 0
F4_Commercial_Miscellaneous_Existing_Refrigeration_Electric_Walk-in Refrigerator/Freezer_E1 | F4 | Commercial | Miscellaneous | Existing | Refrigeration | Electric | Walk-in Refrigerator/Freezer | E1 | RVT BC Ratio | 0 | 0 | 0 | 0 | 0 | 0 | 0 | 0 | 0 | 0 | 0 | 0 | 0 | 0 | 0 | 0 | 0 | 0 | 0 | 0 | 0 | 0 | 0 | 0 | 0 | 0 | 0 | 0 | 0 | 0
F4_Commercial_Miscellaneous_Existing_Refrigeration_Electric_Walk-in Refrigerator/Freezer_E2 | F4 | Commercial | Miscellaneous | Existing | Refrigeration | Electric | Walk-in Refrigerator/Freezer | E2 | RVT BC Ratio | 0 | 0 | 0 | 0 | 0 | 0 | 0 | 0 | 0 | 0 | 0 | 0 | 0 | 0 | 0 | 0 | 0 | 0 | 0 | 0 | 0 | 0 | 0 | 0 | 0 | 0 | 0 | 0 | 0 | 0
F4_Commercial_Miscellaneous_Existing_Refrigeration_Electric_Walk-in Refrigerator/Freezer_E3 | F4 | Commercial | Miscellaneous | Existing | Refrigeration | Electric | Walk-in Refrigerator/Freezer | E3 | RVT BC Ratio | 0 | 0 | 0 | 0 | 0 | 0 | 0 | 0 | 0 | 0 | 0 | 0 | 0 | 0 | 0 | 0 | 0 | 0 | 0 | 0 | 0 | 0 | 0 | 0 | 0 | 0 | 0 | 0 | 0 | 0
F4_Commercial_Miscellaneous_Existing_Refrigeration_Electric_Walk-in Refrigerator/Freezer_E4 | F4 | Commercial | Miscellaneous | Existing | Refrigeration | Electric | Walk-in Refrigerator/Freezer | E4 | RVT BC Ratio | 0 | 0 | 0 | 0 | 0 | 0 | 0 | 0 | 0 | 0 | 0 | 0 | 0 | 0 | 0 | 0 | 0 | 0 | 0 | 0 | 0 | 0 | 0 | 0 | 0 | 0 | 0 | 0 | 0 | 0
F4_Commercial_Miscellaneous_Existing_Refrigeration_Electric_Walk-in Refrigerator/Freezer_E5 | F4 | Commercial | Miscellaneous | Existing | Refrigeration | Electric | Walk-in Refrigerator/Freezer | E5 | RVT BC Ratio | 0 | 0 | 0 | 0 | 0 | 0 | 0 | 0 | 0 | 0 | 0 | 0 | 0 | 0 | 0 | 0 | 0 | 0 | 0 | 0 | 0 | 0 | 0 | 0 | 0 | 0 | 0 | 0 | 0 | 0
F4_Commercial_Miscellaneous_Existing_Refrigeration_Electric_Walk-in Refrigerator/Freezer_E6 | F4 | Commercial | Miscellaneous | Existing | Refrigeration | Electric | Walk-in Refrigerator/Freezer | E6 | RVT BC Ratio | 0 | 0 | 0 | 0 | 0 | 0 | 0 | 0 | 0 | 0 | 0 | 0 | 0 | 0 | 0 | 0 | 0 | 0 | 0 | 0 | 0 | 0 | 0 | 0 | 0 | 0 | 0 | 0 | 0 | 0
F4_Commercial_Miscellaneous_Existing_Refrigeration_Electric_Walk-in Refrigerator/Freezer_E7 | F4 | Commercial | Miscellaneous | Existing | Refrigeration | Electric | Walk-in Refrigerator/Freezer | E7 | RVT BC Ratio | 0 | 0 | 0 | 0 | 0 | 0 | 0 | 0 | 0 | 0 | 0 | 0 | 0 | 0 | 0 | 0 | 0 | 0 | 0 | 0 | 0 | 0 | 0 | 0 | 0 | 0 | 0 | 0 | 0 | 0
F4_Commercial_Miscellaneous_Existing_Refrigeration_Electric_Walk-in Refrigerator/Freezer_E8 | F4 | Commercial | Miscellaneous | Existing | Refrigeration | Electric | Walk-in Refrigerator/Freezer | E8 | RVT BC Ratio | 0 | 0 | 0 | 0 | 0 | 0 | 0 | 0 | 0 | 0 | 0 | 0 | 0 | 0 | 0 | 0 | 0 | 0 | 0 | 0 | 0 | 0 | 0 | 0 | 0 | 0 | 0 | 0 | 0 | 0
F4_Commercial_Miscellaneous_Existing_Refrigeration_Electric_Walk-in Refrigerator/Freezer_E9 | F4 | Commercial | Miscellaneous | Existing | Refrigeration | Electric | Walk-in Refrigerator/Freezer | E9 | RVT BC Ratio | 0 | 0 | 0 | 0 | 0 | 0 | 0 | 0 | 0 | 0 | 0 | 0 | 0 | 0 | 0 | 0 | 0 | 0 | 0 | 0 | 0 | 0 | 0 | 0 | 0 | 0 | 0 | 0 | 0 | 0
F4_Commercial_Miscellaneous_Existing_Refrigeration_Electric_Walk-in Refrigerator/Freezer_E10 | F4 | Commercial | Miscellaneous | Existing | Refrigeration | Electric | Walk-in Refrigerator/Freezer | E10 | RVT BC Ratio | 0 | 0 | 0 | 0 | 0 | 0 | 0 | 0 | 0 | 0 | 0 | 0 | 0 | 0 | 0 | 0 | 0 | 0 | 0 | 0 | 0 | 0 | 0 | 0 | 0 | 0 | 0 | 0 | 0 | 0
F5_Commercial_Miscellaneous_Existing_Refrigeration_Electric_Walk-in Refrigerator/Freezer_E1 | F5 | Commercial | Miscellaneous | Existing | Refrigeration | Electric | Walk-in Refrigerator/Freezer | E1 | RIM BC Ratio | 0 | 0 | 0 | 0 | 0 | 0 | 0 | 0 | 0 | 0 | 0 | 0 | 0 | 0 | 0 | 0 | 0 | 0 | 0 | 0 | 0 | 0 | 0 | 0 | 0 | 0 | 0 | 0 | 0 | 0
F5_Commercial_Miscellaneous_Existing_Refrigeration_Electric_Walk-in Refrigerator/Freezer_E2 | F5 | Commercial | Miscellaneous | Existing | Refrigeration | Electric | Walk-in Refrigerator/Freezer | E2 | RIM BC Ratio | 0 | 0 | 0 | 0 | 0 | 0 | 0 | 0 | 0 | 0 | 0 | 0 | 0 | 0 | 0 | 0 | 0 | 0 | 0 | 0 | 0 | 0 | 0 | 0 | 0 | 0 | 0 | 0 | 0 | 0
F5_Commercial_Miscellaneous_Existing_Refrigeration_Electric_Walk-in Refrigerator/Freezer_E3 | F5 | Commercial | Miscellaneous | Existing | Refrigeration | Electric | Walk-in Refrigerator/Freezer | E3 | RIM BC Ratio | 0 | 0 | 0 | 0 | 0 | 0 | 0 | 0 | 0 | 0 | 0 | 0 | 0 | 0 | 0 | 0 | 0 | 0 | 0 | 0 | 0 | 0 | 0 | 0 | 0 | 0 | 0 | 0 | 0 | 0
F5_Commercial_Miscellaneous_Existing_Refrigeration_Electric_Walk-in Refrigerator/Freezer_E4 | F5 | Commercial | Miscellaneous | Existing | Refrigeration | Electric | Walk-in Refrigerator/Freezer | E4 | RIM BC Ratio | 0 | 0 | 0 | 0 | 0 | 0 | 0 | 0 | 0 | 0 | 0 | 0 | 0 | 0 | 0 | 0 | 0 | 0 | 0 | 0 | 0 | 0 | 0 | 0 | 0 | 0 | 0 | 0 | 0 | 0
F5_Commercial_Miscellaneous_Existing_Refrigeration_Electric_Walk-in Refrigerator/Freezer_E5 | F5 | Commercial | Miscellaneous | Existing | Refrigeration | Electric | Walk-in Refrigerator/Freezer | E5 | RIM BC Ratio | 0 | 0 | 0 | 0 | 0 | 0 | 0 | 0 | 0 | 0 | 0 | 0 | 0 | 0 | 0 | 0 | 0 | 0 | 0 | 0 | 0 | 0 | 0 | 0 | 0 | 0 | 0 | 0 | 0 | 0
F5_Commercial_Miscellaneous_Existing_Refrigeration_Electric_Walk-in Refrigerator/Freezer_E6 | F5 | Commercial | Miscellaneous | Existing | Refrigeration | Electric | Walk-in Refrigerator/Freezer | E6 | RIM BC Ratio | 0 | 0 | 0 | 0 | 0 | 0 | 0 | 0 | 0 | 0 | 0 | 0 | 0 | 0 | 0 | 0 | 0 | 0 | 0 | 0 | 0 | 0 | 0 | 0 | 0 | 0 | 0 | 0 | 0 | 0
F5_Commercial_Miscellaneous_Existing_Refrigeration_Electric_Walk-in Refrigerator/Freezer_E7 | F5 | Commercial | Miscellaneous | Existing | Refrigeration | Electric | Walk-in Refrigerator/Freezer | E7 | RIM BC Ratio | 0 | 0 | 0 | 0 | 0 | 0 | 0 | 0 | 0 | 0 | 0 | 0 | 0 | 0 | 0 | 0 | 0 | 0 | 0 | 0 | 0 | 0 | 0 | 0 | 0 | 0 | 0 | 0 | 0 | 0
F5_Commercial_Miscellaneous_Existing_Refrigeration_Electric_Walk-in Refrigerator/Freezer_E8 | F5 | Commercial | Miscellaneous | Existing | Refrigeration | Electric | Walk-in Refrigerator/Freezer | E8 | RIM BC Ratio | 0 | 0 | 0 | 0 | 0 | 0 | 0 | 0 | 0 | 0 | 0 | 0 | 0 | 0 | 0 | 0 | 0 | 0 | 0 | 0 | 0 | 0 | 0 | 0 | 0 | 0 | 0 | 0 | 0 | 0
F5_Commercial_Miscellaneous_Existing_Refrigeration_Electric_Walk-in Refrigerator/Freezer_E9 | F5 | Commercial | Miscellaneous | Existing | Refrigeration | Electric | Walk-in Refrigerator/Freezer | E9 | RIM BC Ratio | 0 | 0 | 0 | 0 | 0 | 0 | 0 | 0 | 0 | 0 | 0 | 0 | 0 | 0 | 0 | 0 | 0 | 0 | 0 | 0 | 0 | 0 | 0 | 0 | 0 | 0 | 0 | 0 | 0 | 0
F5_Commercial_Miscellaneous_Existing_Refrigeration_Electric_Walk-in Refrigerator/Freezer_E10 | F5 | Commercial | Miscellaneous | Existing | Refrigeration | Electric | Walk-in Refrigerator/Freezer | E10 | RIM BC Ratio | 0 | 0 | 0 | 0 | 0 | 0 | 0 | 0 | 0 | 0 | 0 | 0 | 0 | 0 | 0 | 0 | 0 | 0 | 0 | 0 | 0 | 0 | 0 | 0 | 0 | 0 | 0 | 0 | 0 | 0
F0_Commercial_Miscellaneous_Existing_Refrigeration_Electric_Reach-in Refrigerator/Freezer_E0 | F0 | Commercial | Miscellaneous | Existing | Refrigeration | Electric | Reach-in Refrigerator/Freezer | E0 | Economic Unit | 0 | 0 | 0 | 0 | 0 | 0 | 0 | 0 | 0 | 0 | 0 | 0 | 0 | 0 | 0 | 0 | 0 | 0 | 0 | 0 | 0 | 0 | 0 | 0 | 0 | 0 | 0 | 0 | 0 | 0
F1_Commercial_Miscellaneous_Existing_Refrigeration_Electric_Reach-in Refrigerator/Freezer_E1 | F1 | Commercial | Miscellaneous | Existing | Refrigeration | Electric | Reach-in Refrigerator/Freezer | E1 | CCE | 0 | 0 | 0 | 0 | 0 | 0 | 0 | 0 | 0 | 0 | 0 | 0 | 0 | 0 | 0 | 0 | 0 | 0 | 0 | 0 | 0 | 0 | 0 | 0 | 0 | 0 | 0 | 0 | 0 | 0
F1_Commercial_Miscellaneous_Existing_Refrigeration_Electric_Reach-in Refrigerator/Freezer_E2 | F1 | Commercial | Miscellaneous | Existing | Refrigeration | Electric | Reach-in Refrigerator/Freezer | E2 | CCE | 0 | 0 | 0 | 0 | 0 | 0 | 0 | 0 | 0 | 0 | 0 | 0 | 0 | 0 | 0 | 0 | 0 | 0 | 0 | 0 | 0 | 0 | 0 | 0 | 0 | 0 | 0 | 0 | 0 | 0
F1_Commercial_Miscellaneous_Existing_Refrigeration_Electric_Reach-in Refrigerator/Freezer_E3 | F1 | Commercial | Miscellaneous | Existing | Refrigeration | Electric | Reach-in Refrigerator/Freezer | E3 | CCE | 0 | 0 | 0 | 0 | 0 | 0 | 0 | 0 | 0 | 0 | 0 | 0 | 0 | 0 | 0 | 0 | 0 | 0 | 0 | 0 | 0 | 0 | 0 | 0 | 0 | 0 | 0 | 0 | 0 | 0
F1_Commercial_Miscellaneous_Existing_Refrigeration_Electric_Reach-in Refrigerator/Freezer_E4 | F1 | Commercial | Miscellaneous | Existing | Refrigeration | Electric | Reach-in Refrigerator/Freezer | E4 | CCE | 0 | 0 | 0 | 0 | 0 | 0 | 0 | 0 | 0 | 0 | 0 | 0 | 0 | 0 | 0 | 0 | 0 | 0 | 0 | 0 | 0 | 0 | 0 | 0 | 0 | 0 | 0 | 0 | 0 | 0
F1_Commercial_Miscellaneous_Existing_Refrigeration_Electric_Reach-in Refrigerator/Freezer_E5 | F1 | Commercial | Miscellaneous | Existing | Refrigeration | Electric | Reach-in Refrigerator/Freezer | E5 | CCE | 0 | 0 | 0 | 0 | 0 | 0 | 0 | 0 | 0 | 0 | 0 | 0 | 0 | 0 | 0 | 0 | 0 | 0 | 0 | 0 | 0 | 0 | 0 | 0 | 0 | 0 | 0 | 0 | 0 | 0
F1_Commercial_Miscellaneous_Existing_Refrigeration_Electric_Reach-in Refrigerator/Freezer_E6 | F1 | Commercial | Miscellaneous | Existing | Refrigeration | Electric | Reach-in Refrigerator/Freezer | E6 | CCE | 0 | 0 | 0 | 0 | 0 | 0 | 0 | 0 | 0 | 0 | 0 | 0 | 0 | 0 | 0 | 0 | 0 | 0 | 0 | 0 | 0 | 0 | 0 | 0 | 0 | 0 | 0 | 0 | 0 | 0
F1_Commercial_Miscellaneous_Existing_Refrigeration_Electric_Reach-in Refrigerator/Freezer_E7 | F1 | Commercial | Miscellaneous | Existing | Refrigeration | Electric | Reach-in Refrigerator/Freezer | E7 | CCE | 0 | 0 | 0 | 0 | 0 | 0 | 0 | 0 | 0 | 0 | 0 | 0 | 0 | 0 | 0 | 0 | 0 | 0 | 0 | 0 | 0 | 0 | 0 | 0 | 0 | 0 | 0 | 0 | 0 | 0
F1_Commercial_Miscellaneous_Existing_Refrigeration_Electric_Reach-in Refrigerator/Freezer_E8 | F1 | Commercial | Miscellaneous | Existing | Refrigeration | Electric | Reach-in Refrigerator/Freezer | E8 | CCE | 0 | 0 | 0 | 0 | 0 | 0 | 0 | 0 | 0 | 0 | 0 | 0 | 0 | 0 | 0 | 0 | 0 | 0 | 0 | 0 | 0 | 0 | 0 | 0 | 0 | 0 | 0 | 0 | 0 | 0
F1_Commercial_Miscellaneous_Existing_Refrigeration_Electric_Reach-in Refrigerator/Freezer_E9 | F1 | Commercial | Miscellaneous | Existing | Refrigeration | Electric | Reach-in Refrigerator/Freezer | E9 | CCE | 0 | 0 | 0 | 0 | 0 | 0 | 0 | 0 | 0 | 0 | 0 | 0 | 0 | 0 | 0 | 0 | 0 | 0 | 0 | 0 | 0 | 0 | 0 | 0 | 0 | 0 | 0 | 0 | 0 | 0
F1_Commercial_Miscellaneous_Existing_Refrigeration_Electric_Reach-in Refrigerator/Freezer_E10 | F1 | Commercial | Miscellaneous | Existing | Refrigeration | Electric | Reach-in Refrigerator/Freezer | E10 | CCE | 0 | 0 | 0 | 0 | 0 | 0 | 0 | 0 | 0 | 0 | 0 | 0 | 0 | 0 | 0 | 0 | 0 | 0 | 0 | 0 | 0 | 0 | 0 | 0 | 0 | 0 | 0 | 0 | 0 | 0
F2_Commercial_Miscellaneous_Existing_Refrigeration_Electric_Reach-in Refrigerator/Freezer_E1 | F2 | Commercial | Miscellaneous | Existing | Refrigeration | Electric | Reach-in Refrigerator/Freezer | E1 | TRC BC Ratio | 0 | 0 | 0 | 0 | 0 | 0 | 0 | 0 | 0 | 0 | 0 | 0 | 0 | 0 | 0 | 0 | 0 | 0 | 0 | 0 | 0 | 0 | 0 | 0 | 0 | 0 | 0 | 0 | 0 | 0
F2_Commercial_Miscellaneous_Existing_Refrigeration_Electric_Reach-in Refrigerator/Freezer_E2 | F2 | Commercial | Miscellaneous | Existing | Refrigeration | Electric | Reach-in Refrigerator/Freezer | E2 | TRC BC Ratio | 0 | 0 | 0 | 0 | 0 | 0 | 0 | 0 | 0 | 0 | 0 | 0 | 0 | 0 | 0 | 0 | 0 | 0 | 0 | 0 | 0 | 0 | 0 | 0 | 0 | 0 | 0 | 0 | 0 | 0
F2_Commercial_Miscellaneous_Existing_Refrigeration_Electric_Reach-in Refrigerator/Freezer_E3 | F2 | Commercial | Miscellaneous | Existing | Refrigeration | Electric | Reach-in Refrigerator/Freezer | E3 | TRC BC Ratio | 0 | 0 | 0 | 0 | 0 | 0 | 0 | 0 | 0 | 0 | 0 | 0 | 0 | 0 | 0 | 0 | 0 | 0 | 0 | 0 | 0 | 0 | 0 | 0 | 0 | 0 | 0 | 0 | 0 | 0
F2_Commercial_Miscellaneous_Existing_Refrigeration_Electric_Reach-in Refrigerator/Freezer_E4 | F2 | Commercial | Miscellaneous | Existing | Refrigeration | Electric | Reach-in Refrigerator/Freezer | E4 | TRC BC Ratio | 0 | 0 | 0 | 0 | 0 | 0 | 0 | 0 | 0 | 0 | 0 | 0 | 0 | 0 | 0 | 0 | 0 | 0 | 0 | 0 | 0 | 0 | 0 | 0 | 0 | 0 | 0 | 0 | 0 | 0
F2_Commercial_Miscellaneous_Existing_Refrigeration_Electric_Reach-in Refrigerator/Freezer_E5 | F2 | Commercial | Miscellaneous | Existing | Refrigeration | Electric | Reach-in Refrigerator/Freezer | E5 | TRC BC Ratio | 0 | 0 | 0 | 0 | 0 | 0 | 0 | 0 | 0 | 0 | 0 | 0 | 0 | 0 | 0 | 0 | 0 | 0 | 0 | 0 | 0 | 0 | 0 | 0 | 0 | 0 | 0 | 0 | 0 | 0
F2_Commercial_Miscellaneous_Existing_Refrigeration_Electric_Reach-in Refrigerator/Freezer_E6 | F2 | Commercial | Miscellaneous | Existing | Refrigeration | Electric | Reach-in Refrigerator/Freezer | E6 | TRC BC Ratio | 0 | 0 | 0 | 0 | 0 | 0 | 0 | 0 | 0 | 0 | 0 | 0 | 0 | 0 | 0 | 0 | 0 | 0 | 0 | 0 | 0 | 0 | 0 | 0 | 0 | 0 | 0 | 0 | 0 | 0
F2_Commercial_Miscellaneous_Existing_Refrigeration_Electric_Reach-in Refrigerator/Freezer_E7 | F2 | Commercial | Miscellaneous | Existing | Refrigeration | Electric | Reach-in Refrigerator/Freezer | E7 | TRC BC Ratio | 0 | 0 | 0 | 0 | 0 | 0 | 0 | 0 | 0 | 0 | 0 | 0 | 0 | 0 | 0 | 0 | 0 | 0 | 0 | 0 | 0 | 0 | 0 | 0 | 0 | 0 | 0 | 0 | 0 | 0
F2_Commercial_Miscellaneous_Existing_Refrigeration_Electric_Reach-in Refrigerator/Freezer_E8 | F2 | Commercial | Miscellaneous | Existing | Refrigeration | Electric | Reach-in Refrigerator/Freezer | E8 | TRC BC Ratio | 0 | 0 | 0 | 0 | 0 | 0 | 0 | 0 | 0 | 0 | 0 | 0 | 0 | 0 | 0 | 0 | 0 | 0 | 0 | 0 | 0 | 0 | 0 | 0 | 0 | 0 | 0 | 0 | 0 | 0
F2_Commercial_Miscellaneous_Existing_Refrigeration_Electric_Reach-in Refrigerator/Freezer_E9 | F2 | Commercial | Miscellaneous | Existing | Refrigeration | Electric | Reach-in Refrigerator/Freezer | E9 | TRC BC Ratio | 0 | 0 | 0 | 0 | 0 | 0 | 0 | 0 | 0 | 0 | 0 | 0 | 0 | 0 | 0 | 0 | 0 | 0 | 0 | 0 | 0 | 0 | 0 | 0 | 0 | 0 | 0 | 0 | 0 | 0
F2_Commercial_Miscellaneous_Existing_Refrigeration_Electric_Reach-in Refrigerator/Freezer_E10 | F2 | Commercial | Miscellaneous | Existing | Refrigeration | Electric | Reach-in Refrigerator/Freezer | E10 | TRC BC Ratio | 0 | 0 | 0 | 0 | 0 | 0 | 0 | 0 | 0 | 0 | 0 | 0 | 0 | 0 | 0 | 0 | 0 | 0 | 0 | 0 | 0 | 0 | 0 | 0 | 0 | 0 | 0 | 0 | 0 | 0
F3_Commercial_Miscellaneous_Existing_Refrigeration_Electric_Reach-in Refrigerator/Freezer_E1 | F3 | Commercial | Miscellaneous | Existing | Refrigeration | Electric | Reach-in Refrigerator/Freezer | E1 | PACT BC Ratio | 0 | 0 | 0 | 0 | 0 | 0 | 0 | 0 | 0 | 0 | 0 | 0 | 0 | 0 | 0 | 0 | 0 | 0 | 0 | 0 | 0 | 0 | 0 | 0 | 0 | 0 | 0 | 0 | 0 | 0
F3_Commercial_Miscellaneous_Existing_Refrigeration_Electric_Reach-in Refrigerator/Freezer_E2 | F3 | Commercial | Miscellaneous | Existing | Refrigeration | Electric | Reach-in Refrigerator/Freezer | E2 | PACT BC Ratio | 0 | 0 | 0 | 0 | 0 | 0 | 0 | 0 | 0 | 0 | 0 | 0 | 0 | 0 | 0 | 0 | 0 | 0 | 0 | 0 | 0 | 0 | 0 | 0 | 0 | 0 | 0 | 0 | 0 | 0
F3_Commercial_Miscellaneous_Existing_Refrigeration_Electric_Reach-in Refrigerator/Freezer_E3 | F3 | Commercial | Miscellaneous | Existing | Refrigeration | Electric | Reach-in Refrigerator/Freezer | E3 | PACT BC Ratio | 0 | 0 | 0 | 0 | 0 | 0 | 0 | 0 | 0 | 0 | 0 | 0 | 0 | 0 | 0 | 0 | 0 | 0 | 0 | 0 | 0 | 0 | 0 | 0 | 0 | 0 | 0 | 0 | 0 | 0
F3_Commercial_Miscellaneous_Existing_Refrigeration_Electric_Reach-in Refrigerator/Freezer_E4 | F3 | Commercial | Miscellaneous | Existing | Refrigeration | Electric | Reach-in Refrigerator/Freezer | E4 | PACT BC Ratio | 0 | 0 | 0 | 0 | 0 | 0 | 0 | 0 | 0 | 0 | 0 | 0 | 0 | 0 | 0 | 0 | 0 | 0 | 0 | 0 | 0 | 0 | 0 | 0 | 0 | 0 | 0 | 0 | 0 | 0
F3_Commercial_Miscellaneous_Existing_Refrigeration_Electric_Reach-in Refrigerator/Freezer_E5 | F3 | Commercial | Miscellaneous | Existing | Refrigeration | Electric | Reach-in Refrigerator/Freezer | E5 | PACT BC Ratio | 0 | 0 | 0 | 0 | 0 | 0 | 0 | 0 | 0 | 0 | 0 | 0 | 0 | 0 | 0 | 0 | 0 | 0 | 0 | 0 | 0 | 0 | 0 | 0 | 0 | 0 | 0 | 0 | 0 | 0
F3_Commercial_Miscellaneous_Existing_Refrigeration_Electric_Reach-in Refrigerator/Freezer_E6 | F3 | Commercial | Miscellaneous | Existing | Refrigeration | Electric | Reach-in Refrigerator/Freezer | E6 | PACT BC Ratio | 0 | 0 | 0 | 0 | 0 | 0 | 0 | 0 | 0 | 0 | 0 | 0 | 0 | 0 | 0 | 0 | 0 | 0 | 0 | 0 | 0 | 0 | 0 | 0 | 0 | 0 | 0 | 0 | 0 | 0
F3_Commercial_Miscellaneous_Existing_Refrigeration_Electric_Reach-in Refrigerator/Freezer_E7 | F3 | Commercial | Miscellaneous | Existing | Refrigeration | Electric | Reach-in Refrigerator/Freezer | E7 | PACT BC Ratio | 0 | 0 | 0 | 0 | 0 | 0 | 0 | 0 | 0 | 0 | 0 | 0 | 0 | 0 | 0 | 0 | 0 | 0 | 0 | 0 | 0 | 0 | 0 | 0 | 0 | 0 | 0 | 0 | 0 | 0
F3_Commercial_Miscellaneous_Existing_Refrigeration_Electric_Reach-in Refrigerator/Freezer_E8 | F3 | Commercial | Miscellaneous | Existing | Refrigeration | Electric | Reach-in Refrigerator/Freezer | E8 | PACT BC Ratio | 0 | 0 | 0 | 0 | 0 | 0 | 0 | 0 | 0 | 0 | 0 | 0 | 0 | 0 | 0 | 0 | 0 | 0 | 0 | 0 | 0 | 0 | 0 | 0 | 0 | 0 | 0 | 0 | 0 | 0
F3_Commercial_Miscellaneous_Existing_Refrigeration_Electric_Reach-in Refrigerator/Freezer_E9 | F3 | Commercial | Miscellaneous | Existing | Refrigeration | Electric | Reach-in Refrigerator/Freezer | E9 | PACT BC Ratio | 0 | 0 | 0 | 0 | 0 | 0 | 0 | 0 | 0 | 0 | 0 | 0 | 0 | 0 | 0 | 0 | 0 | 0 | 0 | 0 | 0 | 0 | 0 | 0 | 0 | 0 | 0 | 0 | 0 | 0
F3_Commercial_Miscellaneous_Existing_Refrigeration_Electric_Reach-in Refrigerator/Freezer_E10 | F3 | Commercial | Miscellaneous | Existing | Refrigeration | Electric | Reach-in Refrigerator/Freezer | E10 | PACT BC Ratio | 0 | 0 | 0 | 0 | 0 | 0 | 0 | 0 | 0 | 0 | 0 | 0 | 0 | 0 | 0 | 0 | 0 | 0 | 0 | 0 | 0 | 0 | 0 | 0 | 0 | 0 | 0 | 0 | 0 | 0
F4_Commercial_Miscellaneous_Existing_Refrigeration_Electric_Reach-in Refrigerator/Freezer_E1 | F4 | Commercial | Miscellaneous | Existing | Refrigeration | Electric | Reach-in Refrigerator/Freezer | E1 | RVT BC Ratio | 0 | 0 | 0 | 0 | 0 | 0 | 0 | 0 | 0 | 0 | 0 | 0 | 0 | 0 | 0 | 0 | 0 | 0 | 0 | 0 | 0 | 0 | 0 | 0 | 0 | 0 | 0 | 0 | 0 | 0
F4_Commercial_Miscellaneous_Existing_Refrigeration_Electric_Reach-in Refrigerator/Freezer_E2 | F4 | Commercial | Miscellaneous | Existing | Refrigeration | Electric | Reach-in Refrigerator/Freezer | E2 | RVT BC Ratio | 0 | 0 | 0 | 0 | 0 | 0 | 0 | 0 | 0 | 0 | 0 | 0 | 0 | 0 | 0 | 0 | 0 | 0 | 0 | 0 | 0 | 0 | 0 | 0 | 0 | 0 | 0 | 0 | 0 | 0
F4_Commercial_Miscellaneous_Existing_Refrigeration_Electric_Reach-in Refrigerator/Freezer_E3 | F4 | Commercial | Miscellaneous | Existing | Refrigeration | Electric | Reach-in Refrigerator/Freezer | E3 | RVT BC Ratio | 0 | 0 | 0 | 0 | 0 | 0 | 0 | 0 | 0 | 0 | 0 | 0 | 0 | 0 | 0 | 0 | 0 | 0 | 0 | 0 | 0 | 0 | 0 | 0 | 0 | 0 | 0 | 0 | 0 | 0
F4_Commercial_Miscellaneous_Existing_Refrigeration_Electric_Reach-in Refrigerator/Freezer_E4 | F4 | Commercial | Miscellaneous | Existing | Refrigeration | Electric | Reach-in Refrigerator/Freezer | E4 | RVT BC Ratio | 0 | 0 | 0 | 0 | 0 | 0 | 0 | 0 | 0 | 0 | 0 | 0 | 0 | 0 | 0 | 0 | 0 | 0 | 0 | 0 | 0 | 0 | 0 | 0 | 0 | 0 | 0 | 0 | 0 | 0
F4_Commercial_Miscellaneous_Existing_Refrigeration_Electric_Reach-in Refrigerator/Freezer_E5 | F4 | Commercial | Miscellaneous | Existing | Refrigeration | Electric | Reach-in Refrigerator/Freezer | E5 | RVT BC Ratio | 0 | 0 | 0 | 0 | 0 | 0 | 0 | 0 | 0 | 0 | 0 | 0 | 0 | 0 | 0 | 0 | 0 | 0 | 0 | 0 | 0 | 0 | 0 | 0 | 0 | 0 | 0 | 0 | 0 | 0
F4_Commercial_Miscellaneous_Existing_Refrigeration_Electric_Reach-in Refrigerator/Freezer_E6 | F4 | Commercial | Miscellaneous | Existing | Refrigeration | Electric | Reach-in Refrigerator/Freezer | E6 | RVT BC Ratio | 0 | 0 | 0 | 0 | 0 | 0 | 0 | 0 | 0 | 0 | 0 | 0 | 0 | 0 | 0 | 0 | 0 | 0 | 0 | 0 | 0 | 0 | 0 | 0 | 0 | 0 | 0 | 0 | 0 | 0
F4_Commercial_Miscellaneous_Existing_Refrigeration_Electric_Reach-in Refrigerator/Freezer_E7 | F4 | Commercial | Miscellaneous | Existing | Refrigeration | Electric | Reach-in Refrigerator/Freezer | E7 | RVT BC Ratio | 0 | 0 | 0 | 0 | 0 | 0 | 0 | 0 | 0 | 0 | 0 | 0 | 0 | 0 | 0 | 0 | 0 | 0 | 0 | 0 | 0 | 0 | 0 | 0 | 0 | 0 | 0 | 0 | 0 | 0
F4_Commercial_Miscellaneous_Existing_Refrigeration_Electric_Reach-in Refrigerator/Freezer_E8 | F4 | Commercial | Miscellaneous | Existing | Refrigeration | Electric | Reach-in Refrigerator/Freezer | E8 | RVT BC Ratio | 0 | 0 | 0 | 0 | 0 | 0 | 0 | 0 | 0 | 0 | 0 | 0 | 0 | 0 | 0 | 0 | 0 | 0 | 0 | 0 | 0 | 0 | 0 | 0 | 0 | 0 | 0 | 0 | 0 | 0
F4_Commercial_Miscellaneous_Existing_Refrigeration_Electric_Reach-in Refrigerator/Freezer_E9 | F4 | Commercial | Miscellaneous | Existing | Refrigeration | Electric | Reach-in Refrigerator/Freezer | E9 | RVT BC Ratio | 0 | 0 | 0 | 0 | 0 | 0 | 0 | 0 | 0 | 0 | 0 | 0 | 0 | 0 | 0 | 0 | 0 | 0 | 0 | 0 | 0 | 0 | 0 | 0 | 0 | 0 | 0 | 0 | 0 | 0
F4_Commercial_Miscellaneous_Existing_Refrigeration_Electric_Reach-in Refrigerator/Freezer_E10 | F4 | Commercial | Miscellaneous | Existing | Refrigeration | Electric | Reach-in Refrigerator/Freezer | E10 | RVT BC Ratio | 0 | 0 | 0 | 0 | 0 | 0 | 0 | 0 | 0 | 0 | 0 | 0 | 0 | 0 | 0 | 0 | 0 | 0 | 0 | 0 | 0 | 0 | 0 | 0 | 0 | 0 | 0 | 0 | 0 | 0
F5_Commercial_Miscellaneous_Existing_Refrigeration_Electric_Reach-in Refrigerator/Freezer_E1 | F5 | Commercial | Miscellaneous | Existing | Refrigeration | Electric | Reach-in Refrigerator/Freezer | E1 | RIM BC Ratio | 0 | 0 | 0 | 0 | 0 | 0 | 0 | 0 | 0 | 0 | 0 | 0 | 0 | 0 | 0 | 0 | 0 | 0 | 0 | 0 | 0 | 0 | 0 | 0 | 0 | 0 | 0 | 0 | 0 | 0
F5_Commercial_Miscellaneous_Existing_Refrigeration_Electric_Reach-in Refrigerator/Freezer_E2 | F5 | Commercial | Miscellaneous | Existing | Refrigeration | Electric | Reach-in Refrigerator/Freezer | E2 | RIM BC Ratio | 0 | 0 | 0 | 0 | 0 | 0 | 0 | 0 | 0 | 0 | 0 | 0 | 0 | 0 | 0 | 0 | 0 | 0 | 0 | 0 | 0 | 0 | 0 | 0 | 0 | 0 | 0 | 0 | 0 | 0
F5_Commercial_Miscellaneous_Existing_Refrigeration_Electric_Reach-in Refrigerator/Freezer_E3 | F5 | Commercial | Miscellaneous | Existing | Refrigeration | Electric | Reach-in Refrigerator/Freezer | E3 | RIM BC Ratio | 0 | 0 | 0 | 0 | 0 | 0 | 0 | 0 | 0 | 0 | 0 | 0 | 0 | 0 | 0 | 0 | 0 | 0 | 0 | 0 | 0 | 0 | 0 | 0 | 0 | 0 | 0 | 0 | 0 | 0
F5_Commercial_Miscellaneous_Existing_Refrigeration_Electric_Reach-in Refrigerator/Freezer_E4 | F5 | Commercial | Miscellaneous | Existing | Refrigeration | Electric | Reach-in Refrigerator/Freezer | E4 | RIM BC Ratio | 0 | 0 | 0 | 0 | 0 | 0 | 0 | 0 | 0 | 0 | 0 | 0 | 0 | 0 | 0 | 0 | 0 | 0 | 0 | 0 | 0 | 0 | 0 | 0 | 0 | 0 | 0 | 0 | 0 | 0
F5_Commercial_Miscellaneous_Existing_Refrigeration_Electric_Reach-in Refrigerator/Freezer_E5 | F5 | Commercial | Miscellaneous | Existing | Refrigeration | Electric | Reach-in Refrigerator/Freezer | E5 | RIM BC Ratio | 0 | 0 | 0 | 0 | 0 | 0 | 0 | 0 | 0 | 0 | 0 | 0 | 0 | 0 | 0 | 0 | 0 | 0 | 0 | 0 | 0 | 0 | 0 | 0 | 0 | 0 | 0 | 0 | 0 | 0
F5_Commercial_Miscellaneous_Existing_Refrigeration_Electric_Reach-in Refrigerator/Freezer_E6 | F5 | Commercial | Miscellaneous | Existing | Refrigeration | Electric | Reach-in Refrigerator/Freezer | E6 | RIM BC Ratio | 0 | 0 | 0 | 0 | 0 | 0 | 0 | 0 | 0 | 0 | 0 | 0 | 0 | 0 | 0 | 0 | 0 | 0 | 0 | 0 | 0 | 0 | 0 | 0 | 0 | 0 | 0 | 0 | 0 | 0
F5_Commercial_Miscellaneous_Existing_Refrigeration_Electric_Reach-in Refrigerator/Freezer_E7 | F5 | Commercial | Miscellaneous | Existing | Refrigeration | Electric | Reach-in Refrigerator/Freezer | E7 | RIM BC Ratio | 0 | 0 | 0 | 0 | 0 | 0 | 0 | 0 | 0 | 0 | 0 | 0 | 0 | 0 | 0 | 0 | 0 | 0 | 0 | 0 | 0 | 0 | 0 | 0 | 0 | 0 | 0 | 0 | 0 | 0
F5_Commercial_Miscellaneous_Existing_Refrigeration_Electric_Reach-in Refrigerator/Freezer_E8 | F5 | Commercial | Miscellaneous | Existing | Refrigeration | Electric | Reach-in Refrigerator/Freezer | E8 | RIM BC Ratio | 0 | 0 | 0 | 0 | 0 | 0 | 0 | 0 | 0 | 0 | 0 | 0 | 0 | 0 | 0 | 0 | 0 | 0 | 0 | 0 | 0 | 0 | 0 | 0 | 0 | 0 | 0 | 0 | 0 | 0
F5_Commercial_Miscellaneous_Existing_Refrigeration_Electric_Reach-in Refrigerator/Freezer_E9 | F5 | Commercial | Miscellaneous | Existing | Refrigeration | Electric | Reach-in Refrigerator/Freezer | E9 | RIM BC Ratio | 0 | 0 | 0 | 0 | 0 | 0 | 0 | 0 | 0 | 0 | 0 | 0 | 0 | 0 | 0 | 0 | 0 | 0 | 0 | 0 | 0 | 0 | 0 | 0 | 0 | 0 | 0 | 0 | 0 | 0
F5_Commercial_Miscellaneous_Existing_Refrigeration_Electric_Reach-in Refrigerator/Freezer_E10 | F5 | Commercial | Miscellaneous | Existing | Refrigeration | Electric | Reach-in Refrigerator/Freezer | E10 | RIM BC Ratio | 0 | 0 | 0 | 0 | 0 | 0 | 0 | 0 | 0 | 0 | 0 | 0 | 0 | 0 | 0 | 0 | 0 | 0 | 0 | 0 | 0 | 0 | 0 | 0 | 0 | 0 | 0 | 0 | 0 | 0
F0_Commercial_Miscellaneous_Existing_Refrigeration_Electric_Glass Door Display_E0 | F0 | Commercial | Miscellaneous | Existing | Refrigeration | Electric | Glass Door Display | E0 | Economic Unit | 0 | 0 | 0 | 0 | 0 | 0 | 0 | 0 | 0 | 0 | 0 | 0 | 0 | 0 | 0 | 0 | 0 | 0 | 0 | 0 | 0 | 0 | 0 | 0 | 0 | 0 | 0 | 0 | 0 | 0
F1_Commercial_Miscellaneous_Existing_Refrigeration_Electric_Glass Door Display_E1 | F1 | Commercial | Miscellaneous | Existing | Refrigeration | Electric | Glass Door Display | E1 | CCE | 0 | 0 | 0 | 0 | 0 | 0 | 0 | 0 | 0 | 0 | 0 | 0 | 0 | 0 | 0 | 0 | 0 | 0 | 0 | 0 | 0 | 0 | 0 | 0 | 0 | 0 | 0 | 0 | 0 | 0
F1_Commercial_Miscellaneous_Existing_Refrigeration_Electric_Glass Door Display_E2 | F1 | Commercial | Miscellaneous | Existing | Refrigeration | Electric | Glass Door Display | E2 | CCE | 0 | 0 | 0 | 0 | 0 | 0 | 0 | 0 | 0 | 0 | 0 | 0 | 0 | 0 | 0 | 0 | 0 | 0 | 0 | 0 | 0 | 0 | 0 | 0 | 0 | 0 | 0 | 0 | 0 | 0
F1_Commercial_Miscellaneous_Existing_Refrigeration_Electric_Glass Door Display_E3 | F1 | Commercial | Miscellaneous | Existing | Refrigeration | Electric | Glass Door Display | E3 | CCE | 0 | 0 | 0 | 0 | 0 | 0 | 0 | 0 | 0 | 0 | 0 | 0 | 0 | 0 | 0 | 0 | 0 | 0 | 0 | 0 | 0 | 0 | 0 | 0 | 0 | 0 | 0 | 0 | 0 | 0
F1_Commercial_Miscellaneous_Existing_Refrigeration_Electric_Glass Door Display_E4 | F1 | Commercial | Miscellaneous | Existing | Refrigeration | Electric | Glass Door Display | E4 | CCE | 0 | 0 | 0 | 0 | 0 | 0 | 0 | 0 | 0 | 0 | 0 | 0 | 0 | 0 | 0 | 0 | 0 | 0 | 0 | 0 | 0 | 0 | 0 | 0 | 0 | 0 | 0 | 0 | 0 | 0
F1_Commercial_Miscellaneous_Existing_Refrigeration_Electric_Glass Door Display_E5 | F1 | Commercial | Miscellaneous | Existing | Refrigeration | Electric | Glass Door Display | E5 | CCE | 0 | 0 | 0 | 0 | 0 | 0 | 0 | 0 | 0 | 0 | 0 | 0 | 0 | 0 | 0 | 0 | 0 | 0 | 0 | 0 | 0 | 0 | 0 | 0 | 0 | 0 | 0 | 0 | 0 | 0
F1_Commercial_Miscellaneous_Existing_Refrigeration_Electric_Glass Door Display_E6 | F1 | Commercial | Miscellaneous | Existing | Refrigeration | Electric | Glass Door Display | E6 | CCE | 0 | 0 | 0 | 0 | 0 | 0 | 0 | 0 | 0 | 0 | 0 | 0 | 0 | 0 | 0 | 0 | 0 | 0 | 0 | 0 | 0 | 0 | 0 | 0 | 0 | 0 | 0 | 0 | 0 | 0
F1_Commercial_Miscellaneous_Existing_Refrigeration_Electric_Glass Door Display_E7 | F1 | Commercial | Miscellaneous | Existing | Refrigeration | Electric | Glass Door Display | E7 | CCE | 0 | 0 | 0 | 0 | 0 | 0 | 0 | 0 | 0 | 0 | 0 | 0 | 0 | 0 | 0 | 0 | 0 | 0 | 0 | 0 | 0 | 0 | 0 | 0 | 0 | 0 | 0 | 0 | 0 | 0
F1_Commercial_Miscellaneous_Existing_Refrigeration_Electric_Glass Door Display_E8 | F1 | Commercial | Miscellaneous | Existing | Refrigeration | Electric | Glass Door Display | E8 | CCE | 0 | 0 | 0 | 0 | 0 | 0 | 0 | 0 | 0 | 0 | 0 | 0 | 0 | 0 | 0 | 0 | 0 | 0 | 0 | 0 | 0 | 0 | 0 | 0 | 0 | 0 | 0 | 0 | 0 | 0
F1_Commercial_Miscellaneous_Existing_Refrigeration_Electric_Glass Door Display_E9 | F1 | Commercial | Miscellaneous | Existing | Refrigeration | Electric | Glass Door Display | E9 | CCE | 0 | 0 | 0 | 0 | 0 | 0 | 0 | 0 | 0 | 0 | 0 | 0 | 0 | 0 | 0 | 0 | 0 | 0 | 0 | 0 | 0 | 0 | 0 | 0 | 0 | 0 | 0 | 0 | 0 | 0
F1_Commercial_Miscellaneous_Existing_Refrigeration_Electric_Glass Door Display_E10 | F1 | Commercial | Miscellaneous | Existing | Refrigeration | Electric | Glass Door Display | E10 | CCE | 0 | 0 | 0 | 0 | 0 | 0 | 0 | 0 | 0 | 0 | 0 | 0 | 0 | 0 | 0 | 0 | 0 | 0 | 0 | 0 | 0 | 0 | 0 | 0 | 0 | 0 | 0 | 0 | 0 | 0
F2_Commercial_Miscellaneous_Existing_Refrigeration_Electric_Glass Door Display_E1 | F2 | Commercial | Miscellaneous | Existing | Refrigeration | Electric | Glass Door Display | E1 | TRC BC Ratio | 0 | 0 | 0 | 0 | 0 | 0 | 0 | 0 | 0 | 0 | 0 | 0 | 0 | 0 | 0 | 0 | 0 | 0 | 0 | 0 | 0 | 0 | 0 | 0 | 0 | 0 | 0 | 0 | 0 | 0
F2_Commercial_Miscellaneous_Existing_Refrigeration_Electric_Glass Door Display_E2 | F2 | Commercial | Miscellaneous | Existing | Refrigeration | Electric | Glass Door Display | E2 | TRC BC Ratio | 0 | 0 | 0 | 0 | 0 | 0 | 0 | 0 | 0 | 0 | 0 | 0 | 0 | 0 | 0 | 0 | 0 | 0 | 0 | 0 | 0 | 0 | 0 | 0 | 0 | 0 | 0 | 0 | 0 | 0
F2_Commercial_Miscellaneous_Existing_Refrigeration_Electric_Glass Door Display_E3 | F2 | Commercial | Miscellaneous | Existing | Refrigeration | Electric | Glass Door Display | E3 | TRC BC Ratio | 0 | 0 | 0 | 0 | 0 | 0 | 0 | 0 | 0 | 0 | 0 | 0 | 0 | 0 | 0 | 0 | 0 | 0 | 0 | 0 | 0 | 0 | 0 | 0 | 0 | 0 | 0 | 0 | 0 | 0
F2_Commercial_Miscellaneous_Existing_Refrigeration_Electric_Glass Door Display_E4 | F2 | Commercial | Miscellaneous | Existing | Refrigeration | Electric | Glass Door Display | E4 | TRC BC Ratio | 0 | 0 | 0 | 0 | 0 | 0 | 0 | 0 | 0 | 0 | 0 | 0 | 0 | 0 | 0 | 0 | 0 | 0 | 0 | 0 | 0 | 0 | 0 | 0 | 0 | 0 | 0 | 0 | 0 | 0
F2_Commercial_Miscellaneous_Existing_Refrigeration_Electric_Glass Door Display_E5 | F2 | Commercial | Miscellaneous | Existing | Refrigeration | Electric | Glass Door Display | E5 | TRC BC Ratio | 0 | 0 | 0 | 0 | 0 | 0 | 0 | 0 | 0 | 0 | 0 | 0 | 0 | 0 | 0 | 0 | 0 | 0 | 0 | 0 | 0 | 0 | 0 | 0 | 0 | 0 | 0 | 0 | 0 | 0
F2_Commercial_Miscellaneous_Existing_Refrigeration_Electric_Glass Door Display_E6 | F2 | Commercial | Miscellaneous | Existing | Refrigeration | Electric | Glass Door Display | E6 | TRC BC Ratio | 0 | 0 | 0 | 0 | 0 | 0 | 0 | 0 | 0 | 0 | 0 | 0 | 0 | 0 | 0 | 0 | 0 | 0 | 0 | 0 | 0 | 0 | 0 | 0 | 0 | 0 | 0 | 0 | 0 | 0
F2_Commercial_Miscellaneous_Existing_Refrigeration_Electric_Glass Door Display_E7 | F2 | Commercial | Miscellaneous | Existing | Refrigeration | Electric | Glass Door Display | E7 | TRC BC Ratio | 0 | 0 | 0 | 0 | 0 | 0 | 0 | 0 | 0 | 0 | 0 | 0 | 0 | 0 | 0 | 0 | 0 | 0 | 0 | 0 | 0 | 0 | 0 | 0 | 0 | 0 | 0 | 0 | 0 | 0
F2_Commercial_Miscellaneous_Existing_Refrigeration_Electric_Glass Door Display_E8 | F2 | Commercial | Miscellaneous | Existing | Refrigeration | Electric | Glass Door Display | E8 | TRC BC Ratio | 0 | 0 | 0 | 0 | 0 | 0 | 0 | 0 | 0 | 0 | 0 | 0 | 0 | 0 | 0 | 0 | 0 | 0 | 0 | 0 | 0 | 0 | 0 | 0 | 0 | 0 | 0 | 0 | 0 | 0
F2_Commercial_Miscellaneous_Existing_Refrigeration_Electric_Glass Door Display_E9 | F2 | Commercial | Miscellaneous | Existing | Refrigeration | Electric | Glass Door Display | E9 | TRC BC Ratio | 0 | 0 | 0 | 0 | 0 | 0 | 0 | 0 | 0 | 0 | 0 | 0 | 0 | 0 | 0 | 0 | 0 | 0 | 0 | 0 | 0 | 0 | 0 | 0 | 0 | 0 | 0 | 0 | 0 | 0
F2_Commercial_Miscellaneous_Existing_Refrigeration_Electric_Glass Door Display_E10 | F2 | Commercial | Miscellaneous | Existing | Refrigeration | Electric | Glass Door Display | E10 | TRC BC Ratio | 0 | 0 | 0 | 0 | 0 | 0 | 0 | 0 | 0 | 0 | 0 | 0 | 0 | 0 | 0 | 0 | 0 | 0 | 0 | 0 | 0 | 0 | 0 | 0 | 0 | 0 | 0 | 0 | 0 | 0
F3_Commercial_Miscellaneous_Existing_Refrigeration_Electric_Glass Door Display_E1 | F3 | Commercial | Miscellaneous | Existing | Refrigeration | Electric | Glass Door Display | E1 | PACT BC Ratio | 0 | 0 | 0 | 0 | 0 | 0 | 0 | 0 | 0 | 0 | 0 | 0 | 0 | 0 | 0 | 0 | 0 | 0 | 0 | 0 | 0 | 0 | 0 | 0 | 0 | 0 | 0 | 0 | 0 | 0
F3_Commercial_Miscellaneous_Existing_Refrigeration_Electric_Glass Door Display_E2 | F3 | Commercial | Miscellaneous | Existing | Refrigeration | Electric | Glass Door Display | E2 | PACT BC Ratio | 0 | 0 | 0 | 0 | 0 | 0 | 0 | 0 | 0 | 0 | 0 | 0 | 0 | 0 | 0 | 0 | 0 | 0 | 0 | 0 | 0 | 0 | 0 | 0 | 0 | 0 | 0 | 0 | 0 | 0
F3_Commercial_Miscellaneous_Existing_Refrigeration_Electric_Glass Door Display_E3 | F3 | Commercial | Miscellaneous | Existing | Refrigeration | Electric | Glass Door Display | E3 | PACT BC Ratio | 0 | 0 | 0 | 0 | 0 | 0 | 0 | 0 | 0 | 0 | 0 | 0 | 0 | 0 | 0 | 0 | 0 | 0 | 0 | 0 | 0 | 0 | 0 | 0 | 0 | 0 | 0 | 0 | 0 | 0
F3_Commercial_Miscellaneous_Existing_Refrigeration_Electric_Glass Door Display_E4 | F3 | Commercial | Miscellaneous | Existing | Refrigeration | Electric | Glass Door Display | E4 | PACT BC Ratio | 0 | 0 | 0 | 0 | 0 | 0 | 0 | 0 | 0 | 0 | 0 | 0 | 0 | 0 | 0 | 0 | 0 | 0 | 0 | 0 | 0 | 0 | 0 | 0 | 0 | 0 | 0 | 0 | 0 | 0
F3_Commercial_Miscellaneous_Existing_Refrigeration_Electric_Glass Door Display_E5 | F3 | Commercial | Miscellaneous | Existing | Refrigeration | Electric | Glass Door Display | E5 | PACT BC Ratio | 0 | 0 | 0 | 0 | 0 | 0 | 0 | 0 | 0 | 0 | 0 | 0 | 0 | 0 | 0 | 0 | 0 | 0 | 0 | 0 | 0 | 0 | 0 | 0 | 0 | 0 | 0 | 0 | 0 | 0
F3_Commercial_Miscellaneous_Existing_Refrigeration_Electric_Glass Door Display_E6 | F3 | Commercial | Miscellaneous | Existing | Refrigeration | Electric | Glass Door Display | E6 | PACT BC Ratio | 0 | 0 | 0 | 0 | 0 | 0 | 0 | 0 | 0 | 0 | 0 | 0 | 0 | 0 | 0 | 0 | 0 | 0 | 0 | 0 | 0 | 0 | 0 | 0 | 0 | 0 | 0 | 0 | 0 | 0
F3_Commercial_Miscellaneous_Existing_Refrigeration_Electric_Glass Door Display_E7 | F3 | Commercial | Miscellaneous | Existing | Refrigeration | Electric | Glass Door Display | E7 | PACT BC Ratio | 0 | 0 | 0 | 0 | 0 | 0 | 0 | 0 | 0 | 0 | 0 | 0 | 0 | 0 | 0 | 0 | 0 | 0 | 0 | 0 | 0 | 0 | 0 | 0 | 0 | 0 | 0 | 0 | 0 | 0
F3_Commercial_Miscellaneous_Existing_Refrigeration_Electric_Glass Door Display_E8 | F3 | Commercial | Miscellaneous | Existing | Refrigeration | Electric | Glass Door Display | E8 | PACT BC Ratio | 0 | 0 | 0 | 0 | 0 | 0 | 0 | 0 | 0 | 0 | 0 | 0 | 0 | 0 | 0 | 0 | 0 | 0 | 0 | 0 | 0 | 0 | 0 | 0 | 0 | 0 | 0 | 0 | 0 | 0
F3_Commercial_Miscellaneous_Existing_Refrigeration_Electric_Glass Door Display_E9 | F3 | Commercial | Miscellaneous | Existing | Refrigeration | Electric | Glass Door Display | E9 | PACT BC Ratio | 0 | 0 | 0 | 0 | 0 | 0 | 0 | 0 | 0 | 0 | 0 | 0 | 0 | 0 | 0 | 0 | 0 | 0 | 0 | 0 | 0 | 0 | 0 | 0 | 0 | 0 | 0 | 0 | 0 | 0
F3_Commercial_Miscellaneous_Existing_Refrigeration_Electric_Glass Door Display_E10 | F3 | Commercial | Miscellaneous | Existing | Refrigeration | Electric | Glass Door Display | E10 | PACT BC Ratio | 0 | 0 | 0 | 0 | 0 | 0 | 0 | 0 | 0 | 0 | 0 | 0 | 0 | 0 | 0 | 0 | 0 | 0 | 0 | 0 | 0 | 0 | 0 | 0 | 0 | 0 | 0 | 0 | 0 | 0
F4_Commercial_Miscellaneous_Existing_Refrigeration_Electric_Glass Door Display_E1 | F4 | Commercial | Miscellaneous | Existing | Refrigeration | Electric | Glass Door Display | E1 | RVT BC Ratio | 0 | 0 | 0 | 0 | 0 | 0 | 0 | 0 | 0 | 0 | 0 | 0 | 0 | 0 | 0 | 0 | 0 | 0 | 0 | 0 | 0 | 0 | 0 | 0 | 0 | 0 | 0 | 0 | 0 | 0
F4_Commercial_Miscellaneous_Existing_Refrigeration_Electric_Glass Door Display_E2 | F4 | Commercial | Miscellaneous | Existing | Refrigeration | Electric | Glass Door Display | E2 | RVT BC Ratio | 0 | 0 | 0 | 0 | 0 | 0 | 0 | 0 | 0 | 0 | 0 | 0 | 0 | 0 | 0 | 0 | 0 | 0 | 0 | 0 | 0 | 0 | 0 | 0 | 0 | 0 | 0 | 0 | 0 | 0
F4_Commercial_Miscellaneous_Existing_Refrigeration_Electric_Glass Door Display_E3 | F4 | Commercial | Miscellaneous | Existing | Refrigeration | Electric | Glass Door Display | E3 | RVT BC Ratio | 0 | 0 | 0 | 0 | 0 | 0 | 0 | 0 | 0 | 0 | 0 | 0 | 0 | 0 | 0 | 0 | 0 | 0 | 0 | 0 | 0 | 0 | 0 | 0 | 0 | 0 | 0 | 0 | 0 | 0
F4_Commercial_Miscellaneous_Existing_Refrigeration_Electric_Glass Door Display_E4 | F4 | Commercial | Miscellaneous | Existing | Refrigeration | Electric | Glass Door Display | E4 | RVT BC Ratio | 0 | 0 | 0 | 0 | 0 | 0 | 0 | 0 | 0 | 0 | 0 | 0 | 0 | 0 | 0 | 0 | 0 | 0 | 0 | 0 | 0 | 0 | 0 | 0 | 0 | 0 | 0 | 0 | 0 | 0
F4_Commercial_Miscellaneous_Existing_Refrigeration_Electric_Glass Door Display_E5 | F4 | Commercial | Miscellaneous | Existing | Refrigeration | Electric | Glass Door Display | E5 | RVT BC Ratio | 0 | 0 | 0 | 0 | 0 | 0 | 0 | 0 | 0 | 0 | 0 | 0 | 0 | 0 | 0 | 0 | 0 | 0 | 0 | 0 | 0 | 0 | 0 | 0 | 0 | 0 | 0 | 0 | 0 | 0
F4_Commercial_Miscellaneous_Existing_Refrigeration_Electric_Glass Door Display_E6 | F4 | Commercial | Miscellaneous | Existing | Refrigeration | Electric | Glass Door Display | E6 | RVT BC Ratio | 0 | 0 | 0 | 0 | 0 | 0 | 0 | 0 | 0 | 0 | 0 | 0 | 0 | 0 | 0 | 0 | 0 | 0 | 0 | 0 | 0 | 0 | 0 | 0 | 0 | 0 | 0 | 0 | 0 | 0
F4_Commercial_Miscellaneous_Existing_Refrigeration_Electric_Glass Door Display_E7 | F4 | Commercial | Miscellaneous | Existing | Refrigeration | Electric | Glass Door Display | E7 | RVT BC Ratio | 0 | 0 | 0 | 0 | 0 | 0 | 0 | 0 | 0 | 0 | 0 | 0 | 0 | 0 | 0 | 0 | 0 | 0 | 0 | 0 | 0 | 0 | 0 | 0 | 0 | 0 | 0 | 0 | 0 | 0
F4_Commercial_Miscellaneous_Existing_Refrigeration_Electric_Glass Door Display_E8 | F4 | Commercial | Miscellaneous | Existing | Refrigeration | Electric | Glass Door Display | E8 | RVT BC Ratio | 0 | 0 | 0 | 0 | 0 | 0 | 0 | 0 | 0 | 0 | 0 | 0 | 0 | 0 | 0 | 0 | 0 | 0 | 0 | 0 | 0 | 0 | 0 | 0 | 0 | 0 | 0 | 0 | 0 | 0
F4_Commercial_Miscellaneous_Existing_Refrigeration_Electric_Glass Door Display_E9 | F4 | Commercial | Miscellaneous | Existing | Refrigeration | Electric | Glass Door Display | E9 | RVT BC Ratio | 0 | 0 | 0 | 0 | 0 | 0 | 0 | 0 | 0 | 0 | 0 | 0 | 0 | 0 | 0 | 0 | 0 | 0 | 0 | 0 | 0 | 0 | 0 | 0 | 0 | 0 | 0 | 0 | 0 | 0
F4_Commercial_Miscellaneous_Existing_Refrigeration_Electric_Glass Door Display_E10 | F4 | Commercial | Miscellaneous | Existing | Refrigeration | Electric | Glass Door Display | E10 | RVT BC Ratio | 0 | 0 | 0 | 0 | 0 | 0 | 0 | 0 | 0 | 0 | 0 | 0 | 0 | 0 | 0 | 0 | 0 | 0 | 0 | 0 | 0 | 0 | 0 | 0 | 0 | 0 | 0 | 0 | 0 | 0
F5_Commercial_Miscellaneous_Existing_Refrigeration_Electric_Glass Door Display_E1 | F5 | Commercial | Miscellaneous | Existing | Refrigeration | Electric | Glass Door Display | E1 | RIM BC Ratio | 0 | 0 | 0 | 0 | 0 | 0 | 0 | 0 | 0 | 0 | 0 | 0 | 0 | 0 | 0 | 0 | 0 | 0 | 0 | 0 | 0 | 0 | 0 | 0 | 0 | 0 | 0 | 0 | 0 | 0
F5_Commercial_Miscellaneous_Existing_Refrigeration_Electric_Glass Door Display_E2 | F5 | Commercial | Miscellaneous | Existing | Refrigeration | Electric | Glass Door Display | E2 | RIM BC Ratio | 0 | 0 | 0 | 0 | 0 | 0 | 0 | 0 | 0 | 0 | 0 | 0 | 0 | 0 | 0 | 0 | 0 | 0 | 0 | 0 | 0 | 0 | 0 | 0 | 0 | 0 | 0 | 0 | 0 | 0
F5_Commercial_Miscellaneous_Existing_Refrigeration_Electric_Glass Door Display_E3 | F5 | Commercial | Miscellaneous | Existing | Refrigeration | Electric | Glass Door Display | E3 | RIM BC Ratio | 0 | 0 | 0 | 0 | 0 | 0 | 0 | 0 | 0 | 0 | 0 | 0 | 0 | 0 | 0 | 0 | 0 | 0 | 0 | 0 | 0 | 0 | 0 | 0 | 0 | 0 | 0 | 0 | 0 | 0
F5_Commercial_Miscellaneous_Existing_Refrigeration_Electric_Glass Door Display_E4 | F5 | Commercial | Miscellaneous | Existing | Refrigeration | Electric | Glass Door Display | E4 | RIM BC Ratio | 0 | 0 | 0 | 0 | 0 | 0 | 0 | 0 | 0 | 0 | 0 | 0 | 0 | 0 | 0 | 0 | 0 | 0 | 0 | 0 | 0 | 0 | 0 | 0 | 0 | 0 | 0 | 0 | 0 | 0
F5_Commercial_Miscellaneous_Existing_Refrigeration_Electric_Glass Door Display_E5 | F5 | Commercial | Miscellaneous | Existing | Refrigeration | Electric | Glass Door Display | E5 | RIM BC Ratio | 0 | 0 | 0 | 0 | 0 | 0 | 0 | 0 | 0 | 0 | 0 | 0 | 0 | 0 | 0 | 0 | 0 | 0 | 0 | 0 | 0 | 0 | 0 | 0 | 0 | 0 | 0 | 0 | 0 | 0
F5_Commercial_Miscellaneous_Existing_Refrigeration_Electric_Glass Door Display_E6 | F5 | Commercial | Miscellaneous | Existing | Refrigeration | Electric | Glass Door Display | E6 | RIM BC Ratio | 0 | 0 | 0 | 0 | 0 | 0 | 0 | 0 | 0 | 0 | 0 | 0 | 0 | 0 | 0 | 0 | 0 | 0 | 0 | 0 | 0 | 0 | 0 | 0 | 0 | 0 | 0 | 0 | 0 | 0
F5_Commercial_Miscellaneous_Existing_Refrigeration_Electric_Glass Door Display_E7 | F5 | Commercial | Miscellaneous | Existing | Refrigeration | Electric | Glass Door Display | E7 | RIM BC Ratio | 0 | 0 | 0 | 0 | 0 | 0 | 0 | 0 | 0 | 0 | 0 | 0 | 0 | 0 | 0 | 0 | 0 | 0 | 0 | 0 | 0 | 0 | 0 | 0 | 0 | 0 | 0 | 0 | 0 | 0
F5_Commercial_Miscellaneous_Existing_Refrigeration_Electric_Glass Door Display_E8 | F5 | Commercial | Miscellaneous | Existing | Refrigeration | Electric | Glass Door Display | E8 | RIM BC Ratio | 0 | 0 | 0 | 0 | 0 | 0 | 0 | 0 | 0 | 0 | 0 | 0 | 0 | 0 | 0 | 0 | 0 | 0 | 0 | 0 | 0 | 0 | 0 | 0 | 0 | 0 | 0 | 0 | 0 | 0
F5_Commercial_Miscellaneous_Existing_Refrigeration_Electric_Glass Door Display_E9 | F5 | Commercial | Miscellaneous | Existing | Refrigeration | Electric | Glass Door Display | E9 | RIM BC Ratio | 0 | 0 | 0 | 0 | 0 | 0 | 0 | 0 | 0 | 0 | 0 | 0 | 0 | 0 | 0 | 0 | 0 | 0 | 0 | 0 | 0 | 0 | 0 | 0 | 0 | 0 | 0 | 0 | 0 | 0
F5_Commercial_Miscellaneous_Existing_Refrigeration_Electric_Glass Door Display_E10 | F5 | Commercial | Miscellaneous | Existing | Refrigeration | Electric | Glass Door Display | E10 | RIM BC Ratio | 0 | 0 | 0 | 0 | 0 | 0 | 0 | 0 | 0 | 0 | 0 | 0 | 0 | 0 | 0 | 0 | 0 | 0 | 0 | 0 | 0 | 0 | 0 | 0 | 0 | 0 | 0 | 0 | 0 | 0
F0_Commercial_Miscellaneous_Existing_Refrigeration_Electric_Open Display Case_E0 | F0 | Commercial | Miscellaneous | Existing | Refrigeration | Electric | Open Display Case | E0 | Economic Unit | 0 | 0 | 0 | 0 | 0 | 0 | 0 | 0 | 0 | 0 | 0 | 0 | 0 | 0 | 0 | 0 | 0 | 0 | 0 | 0 | 0 | 0 | 0 | 0 | 0 | 0 | 0 | 0 | 0 | 0
F1_Commercial_Miscellaneous_Existing_Refrigeration_Electric_Open Display Case_E1 | F1 | Commercial | Miscellaneous | Existing | Refrigeration | Electric | Open Display Case | E1 | CCE | 0 | 0 | 0 | 0 | 0 | 0 | 0 | 0 | 0 | 0 | 0 | 0 | 0 | 0 | 0 | 0 | 0 | 0 | 0 | 0 | 0 | 0 | 0 | 0 | 0 | 0 | 0 | 0 | 0 | 0
F1_Commercial_Miscellaneous_Existing_Refrigeration_Electric_Open Display Case_E2 | F1 | Commercial | Miscellaneous | Existing | Refrigeration | Electric | Open Display Case | E2 | CCE | 0 | 0 | 0 | 0 | 0 | 0 | 0 | 0 | 0 | 0 | 0 | 0 | 0 | 0 | 0 | 0 | 0 | 0 | 0 | 0 | 0 | 0 | 0 | 0 | 0 | 0 | 0 | 0 | 0 | 0
F1_Commercial_Miscellaneous_Existing_Refrigeration_Electric_Open Display Case_E3 | F1 | Commercial | Miscellaneous | Existing | Refrigeration | Electric | Open Display Case | E3 | CCE | 0 | 0 | 0 | 0 | 0 | 0 | 0 | 0 | 0 | 0 | 0 | 0 | 0 | 0 | 0 | 0 | 0 | 0 | 0 | 0 | 0 | 0 | 0 | 0 | 0 | 0 | 0 | 0 | 0 | 0
F1_Commercial_Miscellaneous_Existing_Refrigeration_Electric_Open Display Case_E4 | F1 | Commercial | Miscellaneous | Existing | Refrigeration | Electric | Open Display Case | E4 | CCE | 0 | 0 | 0 | 0 | 0 | 0 | 0 | 0 | 0 | 0 | 0 | 0 | 0 | 0 | 0 | 0 | 0 | 0 | 0 | 0 | 0 | 0 | 0 | 0 | 0 | 0 | 0 | 0 | 0 | 0
F1_Commercial_Miscellaneous_Existing_Refrigeration_Electric_Open Display Case_E5 | F1 | Commercial | Miscellaneous | Existing | Refrigeration | Electric | Open Display Case | E5 | CCE | 0 | 0 | 0 | 0 | 0 | 0 | 0 | 0 | 0 | 0 | 0 | 0 | 0 | 0 | 0 | 0 | 0 | 0 | 0 | 0 | 0 | 0 | 0 | 0 | 0 | 0 | 0 | 0 | 0 | 0
F1_Commercial_Miscellaneous_Existing_Refrigeration_Electric_Open Display Case_E6 | F1 | Commercial | Miscellaneous | Existing | Refrigeration | Electric | Open Display Case | E6 | CCE | 0 | 0 | 0 | 0 | 0 | 0 | 0 | 0 | 0 | 0 | 0 | 0 | 0 | 0 | 0 | 0 | 0 | 0 | 0 | 0 | 0 | 0 | 0 | 0 | 0 | 0 | 0 | 0 | 0 | 0
F1_Commercial_Miscellaneous_Existing_Refrigeration_Electric_Open Display Case_E7 | F1 | Commercial | Miscellaneous | Existing | Refrigeration | Electric | Open Display Case | E7 | CCE | 0 | 0 | 0 | 0 | 0 | 0 | 0 | 0 | 0 | 0 | 0 | 0 | 0 | 0 | 0 | 0 | 0 | 0 | 0 | 0 | 0 | 0 | 0 | 0 | 0 | 0 | 0 | 0 | 0 | 0
F1_Commercial_Miscellaneous_Existing_Refrigeration_Electric_Open Display Case_E8 | F1 | Commercial | Miscellaneous | Existing | Refrigeration | Electric | Open Display Case | E8 | CCE | 0 | 0 | 0 | 0 | 0 | 0 | 0 | 0 | 0 | 0 | 0 | 0 | 0 | 0 | 0 | 0 | 0 | 0 | 0 | 0 | 0 | 0 | 0 | 0 | 0 | 0 | 0 | 0 | 0 | 0
F1_Commercial_Miscellaneous_Existing_Refrigeration_Electric_Open Display Case_E9 | F1 | Commercial | Miscellaneous | Existing | Refrigeration | Electric | Open Display Case | E9 | CCE | 0 | 0 | 0 | 0 | 0 | 0 | 0 | 0 | 0 | 0 | 0 | 0 | 0 | 0 | 0 | 0 | 0 | 0 | 0 | 0 | 0 | 0 | 0 | 0 | 0 | 0 | 0 | 0 | 0 | 0
F1_Commercial_Miscellaneous_Existing_Refrigeration_Electric_Open Display Case_E10 | F1 | Commercial | Miscellaneous | Existing | Refrigeration | Electric | Open Display Case | E10 | CCE | 0 | 0 | 0 | 0 | 0 | 0 | 0 | 0 | 0 | 0 | 0 | 0 | 0 | 0 | 0 | 0 | 0 | 0 | 0 | 0 | 0 | 0 | 0 | 0 | 0 | 0 | 0 | 0 | 0 | 0
F2_Commercial_Miscellaneous_Existing_Refrigeration_Electric_Open Display Case_E1 | F2 | Commercial | Miscellaneous | Existing | Refrigeration | Electric | Open Display Case | E1 | TRC BC Ratio | 0 | 0 | 0 | 0 | 0 | 0 | 0 | 0 | 0 | 0 | 0 | 0 | 0 | 0 | 0 | 0 | 0 | 0 | 0 | 0 | 0 | 0 | 0 | 0 | 0 | 0 | 0 | 0 | 0 | 0
F2_Commercial_Miscellaneous_Existing_Refrigeration_Electric_Open Display Case_E2 | F2 | Commercial | Miscellaneous | Existing | Refrigeration | Electric | Open Display Case | E2 | TRC BC Ratio | 0 | 0 | 0 | 0 | 0 | 0 | 0 | 0 | 0 | 0 | 0 | 0 | 0 | 0 | 0 | 0 | 0 | 0 | 0 | 0 | 0 | 0 | 0 | 0 | 0 | 0 | 0 | 0 | 0 | 0
F2_Commercial_Miscellaneous_Existing_Refrigeration_Electric_Open Display Case_E3 | F2 | Commercial | Miscellaneous | Existing | Refrigeration | Electric | Open Display Case | E3 | TRC BC Ratio | 0 | 0 | 0 | 0 | 0 | 0 | 0 | 0 | 0 | 0 | 0 | 0 | 0 | 0 | 0 | 0 | 0 | 0 | 0 | 0 | 0 | 0 | 0 | 0 | 0 | 0 | 0 | 0 | 0 | 0
F2_Commercial_Miscellaneous_Existing_Refrigeration_Electric_Open Display Case_E4 | F2 | Commercial | Miscellaneous | Existing | Refrigeration | Electric | Open Display Case | E4 | TRC BC Ratio | 0 | 0 | 0 | 0 | 0 | 0 | 0 | 0 | 0 | 0 | 0 | 0 | 0 | 0 | 0 | 0 | 0 | 0 | 0 | 0 | 0 | 0 | 0 | 0 | 0 | 0 | 0 | 0 | 0 | 0
F2_Commercial_Miscellaneous_Existing_Refrigeration_Electric_Open Display Case_E5 | F2 | Commercial | Miscellaneous | Existing | Refrigeration | Electric | Open Display Case | E5 | TRC BC Ratio | 0 | 0 | 0 | 0 | 0 | 0 | 0 | 0 | 0 | 0 | 0 | 0 | 0 | 0 | 0 | 0 | 0 | 0 | 0 | 0 | 0 | 0 | 0 | 0 | 0 | 0 | 0 | 0 | 0 | 0
F2_Commercial_Miscellaneous_Existing_Refrigeration_Electric_Open Display Case_E6 | F2 | Commercial | Miscellaneous | Existing | Refrigeration | Electric | Open Display Case | E6 | TRC BC Ratio | 0 | 0 | 0 | 0 | 0 | 0 | 0 | 0 | 0 | 0 | 0 | 0 | 0 | 0 | 0 | 0 | 0 | 0 | 0 | 0 | 0 | 0 | 0 | 0 | 0 | 0 | 0 | 0 | 0 | 0
F2_Commercial_Miscellaneous_Existing_Refrigeration_Electric_Open Display Case_E7 | F2 | Commercial | Miscellaneous | Existing | Refrigeration | Electric | Open Display Case | E7 | TRC BC Ratio | 0 | 0 | 0 | 0 | 0 | 0 | 0 | 0 | 0 | 0 | 0 | 0 | 0 | 0 | 0 | 0 | 0 | 0 | 0 | 0 | 0 | 0 | 0 | 0 | 0 | 0 | 0 | 0 | 0 | 0
F2_Commercial_Miscellaneous_Existing_Refrigeration_Electric_Open Display Case_E8 | F2 | Commercial | Miscellaneous | Existing | Refrigeration | Electric | Open Display Case | E8 | TRC BC Ratio | 0 | 0 | 0 | 0 | 0 | 0 | 0 | 0 | 0 | 0 | 0 | 0 | 0 | 0 | 0 | 0 | 0 | 0 | 0 | 0 | 0 | 0 | 0 | 0 | 0 | 0 | 0 | 0 | 0 | 0
F2_Commercial_Miscellaneous_Existing_Refrigeration_Electric_Open Display Case_E9 | F2 | Commercial | Miscellaneous | Existing | Refrigeration | Electric | Open Display Case | E9 | TRC BC Ratio | 0 | 0 | 0 | 0 | 0 | 0 | 0 | 0 | 0 | 0 | 0 | 0 | 0 | 0 | 0 | 0 | 0 | 0 | 0 | 0 | 0 | 0 | 0 | 0 | 0 | 0 | 0 | 0 | 0 | 0
F2_Commercial_Miscellaneous_Existing_Refrigeration_Electric_Open Display Case_E10 | F2 | Commercial | Miscellaneous | Existing | Refrigeration | Electric | Open Display Case | E10 | TRC BC Ratio | 0 | 0 | 0 | 0 | 0 | 0 | 0 | 0 | 0 | 0 | 0 | 0 | 0 | 0 | 0 | 0 | 0 | 0 | 0 | 0 | 0 | 0 | 0 | 0 | 0 | 0 | 0 | 0 | 0 | 0
F3_Commercial_Miscellaneous_Existing_Refrigeration_Electric_Open Display Case_E1 | F3 | Commercial | Miscellaneous | Existing | Refrigeration | Electric | Open Display Case | E1 | PACT BC Ratio | 0 | 0 | 0 | 0 | 0 | 0 | 0 | 0 | 0 | 0 | 0 | 0 | 0 | 0 | 0 | 0 | 0 | 0 | 0 | 0 | 0 | 0 | 0 | 0 | 0 | 0 | 0 | 0 | 0 | 0
F3_Commercial_Miscellaneous_Existing_Refrigeration_Electric_Open Display Case_E2 | F3 | Commercial | Miscellaneous | Existing | Refrigeration | Electric | Open Display Case | E2 | PACT BC Ratio | 0 | 0 | 0 | 0 | 0 | 0 | 0 | 0 | 0 | 0 | 0 | 0 | 0 | 0 | 0 | 0 | 0 | 0 | 0 | 0 | 0 | 0 | 0 | 0 | 0 | 0 | 0 | 0 | 0 | 0
F3_Commercial_Miscellaneous_Existing_Refrigeration_Electric_Open Display Case_E3 | F3 | Commercial | Miscellaneous | Existing | Refrigeration | Electric | Open Display Case | E3 | PACT BC Ratio | 0 | 0 | 0 | 0 | 0 | 0 | 0 | 0 | 0 | 0 | 0 | 0 | 0 | 0 | 0 | 0 | 0 | 0 | 0 | 0 | 0 | 0 | 0 | 0 | 0 | 0 | 0 | 0 | 0 | 0
F3_Commercial_Miscellaneous_Existing_Refrigeration_Electric_Open Display Case_E4 | F3 | Commercial | Miscellaneous | Existing | Refrigeration | Electric | Open Display Case | E4 | PACT BC Ratio | 0 | 0 | 0 | 0 | 0 | 0 | 0 | 0 | 0 | 0 | 0 | 0 | 0 | 0 | 0 | 0 | 0 | 0 | 0 | 0 | 0 | 0 | 0 | 0 | 0 | 0 | 0 | 0 | 0 | 0
F3_Commercial_Miscellaneous_Existing_Refrigeration_Electric_Open Display Case_E5 | F3 | Commercial | Miscellaneous | Existing | Refrigeration | Electric | Open Display Case | E5 | PACT BC Ratio | 0 | 0 | 0 | 0 | 0 | 0 | 0 | 0 | 0 | 0 | 0 | 0 | 0 | 0 | 0 | 0 | 0 | 0 | 0 | 0 | 0 | 0 | 0 | 0 | 0 | 0 | 0 | 0 | 0 | 0
F3_Commercial_Miscellaneous_Existing_Refrigeration_Electric_Open Display Case_E6 | F3 | Commercial | Miscellaneous | Existing | Refrigeration | Electric | Open Display Case | E6 | PACT BC Ratio | 0 | 0 | 0 | 0 | 0 | 0 | 0 | 0 | 0 | 0 | 0 | 0 | 0 | 0 | 0 | 0 | 0 | 0 | 0 | 0 | 0 | 0 | 0 | 0 | 0 | 0 | 0 | 0 | 0 | 0
F3_Commercial_Miscellaneous_Existing_Refrigeration_Electric_Open Display Case_E7 | F3 | Commercial | Miscellaneous | Existing | Refrigeration | Electric | Open Display Case | E7 | PACT BC Ratio | 0 | 0 | 0 | 0 | 0 | 0 | 0 | 0 | 0 | 0 | 0 | 0 | 0 | 0 | 0 | 0 | 0 | 0 | 0 | 0 | 0 | 0 | 0 | 0 | 0 | 0 | 0 | 0 | 0 | 0
F3_Commercial_Miscellaneous_Existing_Refrigeration_Electric_Open Display Case_E8 | F3 | Commercial | Miscellaneous | Existing | Refrigeration | Electric | Open Display Case | E8 | PACT BC Ratio | 0 | 0 | 0 | 0 | 0 | 0 | 0 | 0 | 0 | 0 | 0 | 0 | 0 | 0 | 0 | 0 | 0 | 0 | 0 | 0 | 0 | 0 | 0 | 0 | 0 | 0 | 0 | 0 | 0 | 0
F3_Commercial_Miscellaneous_Existing_Refrigeration_Electric_Open Display Case_E9 | F3 | Commercial | Miscellaneous | Existing | Refrigeration | Electric | Open Display Case | E9 | PACT BC Ratio | 0 | 0 | 0 | 0 | 0 | 0 | 0 | 0 | 0 | 0 | 0 | 0 | 0 | 0 | 0 | 0 | 0 | 0 | 0 | 0 | 0 | 0 | 0 | 0 | 0 | 0 | 0 | 0 | 0 | 0
F3_Commercial_Miscellaneous_Existing_Refrigeration_Electric_Open Display Case_E10 | F3 | Commercial | Miscellaneous | Existing | Refrigeration | Electric | Open Display Case | E10 | PACT BC Ratio | 0 | 0 | 0 | 0 | 0 | 0 | 0 | 0 | 0 | 0 | 0 | 0 | 0 | 0 | 0 | 0 | 0 | 0 | 0 | 0 | 0 | 0 | 0 | 0 | 0 | 0 | 0 | 0 | 0 | 0
F4_Commercial_Miscellaneous_Existing_Refrigeration_Electric_Open Display Case_E1 | F4 | Commercial | Miscellaneous | Existing | Refrigeration | Electric | Open Display Case | E1 | RVT BC Ratio | 0 | 0 | 0 | 0 | 0 | 0 | 0 | 0 | 0 | 0 | 0 | 0 | 0 | 0 | 0 | 0 | 0 | 0 | 0 | 0 | 0 | 0 | 0 | 0 | 0 | 0 | 0 | 0 | 0 | 0
F4_Commercial_Miscellaneous_Existing_Refrigeration_Electric_Open Display Case_E2 | F4 | Commercial | Miscellaneous | Existing | Refrigeration | Electric | Open Display Case | E2 | RVT BC Ratio | 0 | 0 | 0 | 0 | 0 | 0 | 0 | 0 | 0 | 0 | 0 | 0 | 0 | 0 | 0 | 0 | 0 | 0 | 0 | 0 | 0 | 0 | 0 | 0 | 0 | 0 | 0 | 0 | 0 | 0
F4_Commercial_Miscellaneous_Existing_Refrigeration_Electric_Open Display Case_E3 | F4 | Commercial | Miscellaneous | Existing | Refrigeration | Electric | Open Display Case | E3 | RVT BC Ratio | 0 | 0 | 0 | 0 | 0 | 0 | 0 | 0 | 0 | 0 | 0 | 0 | 0 | 0 | 0 | 0 | 0 | 0 | 0 | 0 | 0 | 0 | 0 | 0 | 0 | 0 | 0 | 0 | 0 | 0
F4_Commercial_Miscellaneous_Existing_Refrigeration_Electric_Open Display Case_E4 | F4 | Commercial | Miscellaneous | Existing | Refrigeration | Electric | Open Display Case | E4 | RVT BC Ratio | 0 | 0 | 0 | 0 | 0 | 0 | 0 | 0 | 0 | 0 | 0 | 0 | 0 | 0 | 0 | 0 | 0 | 0 | 0 | 0 | 0 | 0 | 0 | 0 | 0 | 0 | 0 | 0 | 0 | 0
F4_Commercial_Miscellaneous_Existing_Refrigeration_Electric_Open Display Case_E5 | F4 | Commercial | Miscellaneous | Existing | Refrigeration | Electric | Open Display Case | E5 | RVT BC Ratio | 0 | 0 | 0 | 0 | 0 | 0 | 0 | 0 | 0 | 0 | 0 | 0 | 0 | 0 | 0 | 0 | 0 | 0 | 0 | 0 | 0 | 0 | 0 | 0 | 0 | 0 | 0 | 0 | 0 | 0
F4_Commercial_Miscellaneous_Existing_Refrigeration_Electric_Open Display Case_E6 | F4 | Commercial | Miscellaneous | Existing | Refrigeration | Electric | Open Display Case | E6 | RVT BC Ratio | 0 | 0 | 0 | 0 | 0 | 0 | 0 | 0 | 0 | 0 | 0 | 0 | 0 | 0 | 0 | 0 | 0 | 0 | 0 | 0 | 0 | 0 | 0 | 0 | 0 | 0 | 0 | 0 | 0 | 0
F4_Commercial_Miscellaneous_Existing_Refrigeration_Electric_Open Display Case_E7 | F4 | Commercial | Miscellaneous | Existing | Refrigeration | Electric | Open Display Case | E7 | RVT BC Ratio | 0 | 0 | 0 | 0 | 0 | 0 | 0 | 0 | 0 | 0 | 0 | 0 | 0 | 0 | 0 | 0 | 0 | 0 | 0 | 0 | 0 | 0 | 0 | 0 | 0 | 0 | 0 | 0 | 0 | 0
F4_Commercial_Miscellaneous_Existing_Refrigeration_Electric_Open Display Case_E8 | F4 | Commercial | Miscellaneous | Existing | Refrigeration | Electric | Open Display Case | E8 | RVT BC Ratio | 0 | 0 | 0 | 0 | 0 | 0 | 0 | 0 | 0 | 0 | 0 | 0 | 0 | 0 | 0 | 0 | 0 | 0 | 0 | 0 | 0 | 0 | 0 | 0 | 0 | 0 | 0 | 0 | 0 | 0
F4_Commercial_Miscellaneous_Existing_Refrigeration_Electric_Open Display Case_E9 | F4 | Commercial | Miscellaneous | Existing | Refrigeration | Electric | Open Display Case | E9 | RVT BC Ratio | 0 | 0 | 0 | 0 | 0 | 0 | 0 | 0 | 0 | 0 | 0 | 0 | 0 | 0 | 0 | 0 | 0 | 0 | 0 | 0 | 0 | 0 | 0 | 0 | 0 | 0 | 0 | 0 | 0 | 0
F4_Commercial_Miscellaneous_Existing_Refrigeration_Electric_Open Display Case_E10 | F4 | Commercial | Miscellaneous | Existing | Refrigeration | Electric | Open Display Case | E10 | RVT BC Ratio | 0 | 0 | 0 | 0 | 0 | 0 | 0 | 0 | 0 | 0 | 0 | 0 | 0 | 0 | 0 | 0 | 0 | 0 | 0 | 0 | 0 | 0 | 0 | 0 | 0 | 0 | 0 | 0 | 0 | 0
F5_Commercial_Miscellaneous_Existing_Refrigeration_Electric_Open Display Case_E1 | F5 | Commercial | Miscellaneous | Existing | Refrigeration | Electric | Open Display Case | E1 | RIM BC Ratio | 0 | 0 | 0 | 0 | 0 | 0 | 0 | 0 | 0 | 0 | 0 | 0 | 0 | 0 | 0 | 0 | 0 | 0 | 0 | 0 | 0 | 0 | 0 | 0 | 0 | 0 | 0 | 0 | 0 | 0
F5_Commercial_Miscellaneous_Existing_Refrigeration_Electric_Open Display Case_E2 | F5 | Commercial | Miscellaneous | Existing | Refrigeration | Electric | Open Display Case | E2 | RIM BC Ratio | 0 | 0 | 0 | 0 | 0 | 0 | 0 | 0 | 0 | 0 | 0 | 0 | 0 | 0 | 0 | 0 | 0 | 0 | 0 | 0 | 0 | 0 | 0 | 0 | 0 | 0 | 0 | 0 | 0 | 0
F5_Commercial_Miscellaneous_Existing_Refrigeration_Electric_Open Display Case_E3 | F5 | Commercial | Miscellaneous | Existing | Refrigeration | Electric | Open Display Case | E3 | RIM BC Ratio | 0 | 0 | 0 | 0 | 0 | 0 | 0 | 0 | 0 | 0 | 0 | 0 | 0 | 0 | 0 | 0 | 0 | 0 | 0 | 0 | 0 | 0 | 0 | 0 | 0 | 0 | 0 | 0 | 0 | 0
F5_Commercial_Miscellaneous_Existing_Refrigeration_Electric_Open Display Case_E4 | F5 | Commercial | Miscellaneous | Existing | Refrigeration | Electric | Open Display Case | E4 | RIM BC Ratio | 0 | 0 | 0 | 0 | 0 | 0 | 0 | 0 | 0 | 0 | 0 | 0 | 0 | 0 | 0 | 0 | 0 | 0 | 0 | 0 | 0 | 0 | 0 | 0 | 0 | 0 | 0 | 0 | 0 | 0
F5_Commercial_Miscellaneous_Existing_Refrigeration_Electric_Open Display Case_E5 | F5 | Commercial | Miscellaneous | Existing | Refrigeration | Electric | Open Display Case | E5 | RIM BC Ratio | 0 | 0 | 0 | 0 | 0 | 0 | 0 | 0 | 0 | 0 | 0 | 0 | 0 | 0 | 0 | 0 | 0 | 0 | 0 | 0 | 0 | 0 | 0 | 0 | 0 | 0 | 0 | 0 | 0 | 0
F5_Commercial_Miscellaneous_Existing_Refrigeration_Electric_Open Display Case_E6 | F5 | Commercial | Miscellaneous | Existing | Refrigeration | Electric | Open Display Case | E6 | RIM BC Ratio | 0 | 0 | 0 | 0 | 0 | 0 | 0 | 0 | 0 | 0 | 0 | 0 | 0 | 0 | 0 | 0 | 0 | 0 | 0 | 0 | 0 | 0 | 0 | 0 | 0 | 0 | 0 | 0 | 0 | 0
F5_Commercial_Miscellaneous_Existing_Refrigeration_Electric_Open Display Case_E7 | F5 | Commercial | Miscellaneous | Existing | Refrigeration | Electric | Open Display Case | E7 | RIM BC Ratio | 0 | 0 | 0 | 0 | 0 | 0 | 0 | 0 | 0 | 0 | 0 | 0 | 0 | 0 | 0 | 0 | 0 | 0 | 0 | 0 | 0 | 0 | 0 | 0 | 0 | 0 | 0 | 0 | 0 | 0
F5_Commercial_Miscellaneous_Existing_Refrigeration_Electric_Open Display Case_E8 | F5 | Commercial | Miscellaneous | Existing | Refrigeration | Electric | Open Display Case | E8 | RIM BC Ratio | 0 | 0 | 0 | 0 | 0 | 0 | 0 | 0 | 0 | 0 | 0 | 0 | 0 | 0 | 0 | 0 | 0 | 0 | 0 | 0 | 0 | 0 | 0 | 0 | 0 | 0 | 0 | 0 | 0 | 0
F5_Commercial_Miscellaneous_Existing_Refrigeration_Electric_Open Display Case_E9 | F5 | Commercial | Miscellaneous | Existing | Refrigeration | Electric | Open Display Case | E9 | RIM BC Ratio | 0 | 0 | 0 | 0 | 0 | 0 | 0 | 0 | 0 | 0 | 0 | 0 | 0 | 0 | 0 | 0 | 0 | 0 | 0 | 0 | 0 | 0 | 0 | 0 | 0 | 0 | 0 | 0 | 0 | 0
F5_Commercial_Miscellaneous_Existing_Refrigeration_Electric_Open Display Case_E10 | F5 | Commercial | Miscellaneous | Existing | Refrigeration | Electric | Open Display Case | E10 | RIM BC Ratio | 0 | 0 | 0 | 0 | 0 | 0 | 0 | 0 | 0 | 0 | 0 | 0 | 0 | 0 | 0 | 0 | 0 | 0 | 0 | 0 | 0 | 0 | 0 | 0 | 0 | 0 | 0 | 0 | 0 | 0
F0_Commercial_Miscellaneous_Existing_Refrigeration_Electric_Icemaker_E0 | F0 | Commercial | Miscellaneous | Existing | Refrigeration | Electric | Icemaker | E0 | Economic Unit | 0 | 0 | 0 | 0 | 0 | 0 | 0 | 0 | 0 | 0 | 0 | 0 | 0 | 0 | 0 | 0 | 0 | 0 | 0 | 0 | 0 | 0 | 0 | 0 | 0 | 0 | 0 | 0 | 0 | 0
F1_Commercial_Miscellaneous_Existing_Refrigeration_Electric_Icemaker_E1 | F1 | Commercial | Miscellaneous | Existing | Refrigeration | Electric | Icemaker | E1 | CCE | 0 | 0 | 0 | 0 | 0 | 0 | 0 | 0 | 0 | 0 | 0 | 0 | 0 | 0 | 0 | 0 | 0 | 0 | 0 | 0 | 0 | 0 | 0 | 0 | 0 | 0 | 0 | 0 | 0 | 0
F1_Commercial_Miscellaneous_Existing_Refrigeration_Electric_Icemaker_E2 | F1 | Commercial | Miscellaneous | Existing | Refrigeration | Electric | Icemaker | E2 | CCE | 0 | 0 | 0 | 0 | 0 | 0 | 0 | 0 | 0 | 0 | 0 | 0 | 0 | 0 | 0 | 0 | 0 | 0 | 0 | 0 | 0 | 0 | 0 | 0 | 0 | 0 | 0 | 0 | 0 | 0
F1_Commercial_Miscellaneous_Existing_Refrigeration_Electric_Icemaker_E3 | F1 | Commercial | Miscellaneous | Existing | Refrigeration | Electric | Icemaker | E3 | CCE | 0 | 0 | 0 | 0 | 0 | 0 | 0 | 0 | 0 | 0 | 0 | 0 | 0 | 0 | 0 | 0 | 0 | 0 | 0 | 0 | 0 | 0 | 0 | 0 | 0 | 0 | 0 | 0 | 0 | 0
F1_Commercial_Miscellaneous_Existing_Refrigeration_Electric_Icemaker_E4 | F1 | Commercial | Miscellaneous | Existing | Refrigeration | Electric | Icemaker | E4 | CCE | 0 | 0 | 0 | 0 | 0 | 0 | 0 | 0 | 0 | 0 | 0 | 0 | 0 | 0 | 0 | 0 | 0 | 0 | 0 | 0 | 0 | 0 | 0 | 0 | 0 | 0 | 0 | 0 | 0 | 0
F1_Commercial_Miscellaneous_Existing_Refrigeration_Electric_Icemaker_E5 | F1 | Commercial | Miscellaneous | Existing | Refrigeration | Electric | Icemaker | E5 | CCE | 0 | 0 | 0 | 0 | 0 | 0 | 0 | 0 | 0 | 0 | 0 | 0 | 0 | 0 | 0 | 0 | 0 | 0 | 0 | 0 | 0 | 0 | 0 | 0 | 0 | 0 | 0 | 0 | 0 | 0
F1_Commercial_Miscellaneous_Existing_Refrigeration_Electric_Icemaker_E6 | F1 | Commercial | Miscellaneous | Existing | Refrigeration | Electric | Icemaker | E6 | CCE | 0 | 0 | 0 | 0 | 0 | 0 | 0 | 0 | 0 | 0 | 0 | 0 | 0 | 0 | 0 | 0 | 0 | 0 | 0 | 0 | 0 | 0 | 0 | 0 | 0 | 0 | 0 | 0 | 0 | 0
F1_Commercial_Miscellaneous_Existing_Refrigeration_Electric_Icemaker_E7 | F1 | Commercial | Miscellaneous | Existing | Refrigeration | Electric | Icemaker | E7 | CCE | 0 | 0 | 0 | 0 | 0 | 0 | 0 | 0 | 0 | 0 | 0 | 0 | 0 | 0 | 0 | 0 | 0 | 0 | 0 | 0 | 0 | 0 | 0 | 0 | 0 | 0 | 0 | 0 | 0 | 0
F1_Commercial_Miscellaneous_Existing_Refrigeration_Electric_Icemaker_E8 | F1 | Commercial | Miscellaneous | Existing | Refrigeration | Electric | Icemaker | E8 | CCE | 0 | 0 | 0 | 0 | 0 | 0 | 0 | 0 | 0 | 0 | 0 | 0 | 0 | 0 | 0 | 0 | 0 | 0 | 0 | 0 | 0 | 0 | 0 | 0 | 0 | 0 | 0 | 0 | 0 | 0
F1_Commercial_Miscellaneous_Existing_Refrigeration_Electric_Icemaker_E9 | F1 | Commercial | Miscellaneous | Existing | Refrigeration | Electric | Icemaker | E9 | CCE | 0 | 0 | 0 | 0 | 0 | 0 | 0 | 0 | 0 | 0 | 0 | 0 | 0 | 0 | 0 | 0 | 0 | 0 | 0 | 0 | 0 | 0 | 0 | 0 | 0 | 0 | 0 | 0 | 0 | 0
F1_Commercial_Miscellaneous_Existing_Refrigeration_Electric_Icemaker_E10 | F1 | Commercial | Miscellaneous | Existing | Refrigeration | Electric | Icemaker | E10 | CCE | 0 | 0 | 0 | 0 | 0 | 0 | 0 | 0 | 0 | 0 | 0 | 0 | 0 | 0 | 0 | 0 | 0 | 0 | 0 | 0 | 0 | 0 | 0 | 0 | 0 | 0 | 0 | 0 | 0 | 0
F2_Commercial_Miscellaneous_Existing_Refrigeration_Electric_Icemaker_E1 | F2 | Commercial | Miscellaneous | Existing | Refrigeration | Electric | Icemaker | E1 | TRC BC Ratio | 0 | 0 | 0 | 0 | 0 | 0 | 0 | 0 | 0 | 0 | 0 | 0 | 0 | 0 | 0 | 0 | 0 | 0 | 0 | 0 | 0 | 0 | 0 | 0 | 0 | 0 | 0 | 0 | 0 | 0
F2_Commercial_Miscellaneous_Existing_Refrigeration_Electric_Icemaker_E2 | F2 | Commercial | Miscellaneous | Existing | Refrigeration | Electric | Icemaker | E2 | TRC BC Ratio | 0 | 0 | 0 | 0 | 0 | 0 | 0 | 0 | 0 | 0 | 0 | 0 | 0 | 0 | 0 | 0 | 0 | 0 | 0 | 0 | 0 | 0 | 0 | 0 | 0 | 0 | 0 | 0 | 0 | 0
F2_Commercial_Miscellaneous_Existing_Refrigeration_Electric_Icemaker_E3 | F2 | Commercial | Miscellaneous | Existing | Refrigeration | Electric | Icemaker | E3 | TRC BC Ratio | 0 | 0 | 0 | 0 | 0 | 0 | 0 | 0 | 0 | 0 | 0 | 0 | 0 | 0 | 0 | 0 | 0 | 0 | 0 | 0 | 0 | 0 | 0 | 0 | 0 | 0 | 0 | 0 | 0 | 0
F2_Commercial_Miscellaneous_Existing_Refrigeration_Electric_Icemaker_E4 | F2 | Commercial | Miscellaneous | Existing | Refrigeration | Electric | Icemaker | E4 | TRC BC Ratio | 0 | 0 | 0 | 0 | 0 | 0 | 0 | 0 | 0 | 0 | 0 | 0 | 0 | 0 | 0 | 0 | 0 | 0 | 0 | 0 | 0 | 0 | 0 | 0 | 0 | 0 | 0 | 0 | 0 | 0
F2_Commercial_Miscellaneous_Existing_Refrigeration_Electric_Icemaker_E5 | F2 | Commercial | Miscellaneous | Existing | Refrigeration | Electric | Icemaker | E5 | TRC BC Ratio | 0 | 0 | 0 | 0 | 0 | 0 | 0 | 0 | 0 | 0 | 0 | 0 | 0 | 0 | 0 | 0 | 0 | 0 | 0 | 0 | 0 | 0 | 0 | 0 | 0 | 0 | 0 | 0 | 0 | 0
F2_Commercial_Miscellaneous_Existing_Refrigeration_Electric_Icemaker_E6 | F2 | Commercial | Miscellaneous | Existing | Refrigeration | Electric | Icemaker | E6 | TRC BC Ratio | 0 | 0 | 0 | 0 | 0 | 0 | 0 | 0 | 0 | 0 | 0 | 0 | 0 | 0 | 0 | 0 | 0 | 0 | 0 | 0 | 0 | 0 | 0 | 0 | 0 | 0 | 0 | 0 | 0 | 0
F2_Commercial_Miscellaneous_Existing_Refrigeration_Electric_Icemaker_E7 | F2 | Commercial | Miscellaneous | Existing | Refrigeration | Electric | Icemaker | E7 | TRC BC Ratio | 0 | 0 | 0 | 0 | 0 | 0 | 0 | 0 | 0 | 0 | 0 | 0 | 0 | 0 | 0 | 0 | 0 | 0 | 0 | 0 | 0 | 0 | 0 | 0 | 0 | 0 | 0 | 0 | 0 | 0
F2_Commercial_Miscellaneous_Existing_Refrigeration_Electric_Icemaker_E8 | F2 | Commercial | Miscellaneous | Existing | Refrigeration | Electric | Icemaker | E8 | TRC BC Ratio | 0 | 0 | 0 | 0 | 0 | 0 | 0 | 0 | 0 | 0 | 0 | 0 | 0 | 0 | 0 | 0 | 0 | 0 | 0 | 0 | 0 | 0 | 0 | 0 | 0 | 0 | 0 | 0 | 0 | 0
F2_Commercial_Miscellaneous_Existing_Refrigeration_Electric_Icemaker_E9 | F2 | Commercial | Miscellaneous | Existing | Refrigeration | Electric | Icemaker | E9 | TRC BC Ratio | 0 | 0 | 0 | 0 | 0 | 0 | 0 | 0 | 0 | 0 | 0 | 0 | 0 | 0 | 0 | 0 | 0 | 0 | 0 | 0 | 0 | 0 | 0 | 0 | 0 | 0 | 0 | 0 | 0 | 0
F2_Commercial_Miscellaneous_Existing_Refrigeration_Electric_Icemaker_E10 | F2 | Commercial | Miscellaneous | Existing | Refrigeration | Electric | Icemaker | E10 | TRC BC Ratio | 0 | 0 | 0 | 0 | 0 | 0 | 0 | 0 | 0 | 0 | 0 | 0 | 0 | 0 | 0 | 0 | 0 | 0 | 0 | 0 | 0 | 0 | 0 | 0 | 0 | 0 | 0 | 0 | 0 | 0
F3_Commercial_Miscellaneous_Existing_Refrigeration_Electric_Icemaker_E1 | F3 | Commercial | Miscellaneous | Existing | Refrigeration | Electric | Icemaker | E1 | PACT BC Ratio | 0 | 0 | 0 | 0 | 0 | 0 | 0 | 0 | 0 | 0 | 0 | 0 | 0 | 0 | 0 | 0 | 0 | 0 | 0 | 0 | 0 | 0 | 0 | 0 | 0 | 0 | 0 | 0 | 0 | 0
F3_Commercial_Miscellaneous_Existing_Refrigeration_Electric_Icemaker_E2 | F3 | Commercial | Miscellaneous | Existing | Refrigeration | Electric | Icemaker | E2 | PACT BC Ratio | 0 | 0 | 0 | 0 | 0 | 0 | 0 | 0 | 0 | 0 | 0 | 0 | 0 | 0 | 0 | 0 | 0 | 0 | 0 | 0 | 0 | 0 | 0 | 0 | 0 | 0 | 0 | 0 | 0 | 0
F3_Commercial_Miscellaneous_Existing_Refrigeration_Electric_Icemaker_E3 | F3 | Commercial | Miscellaneous | Existing | Refrigeration | Electric | Icemaker | E3 | PACT BC Ratio | 0 | 0 | 0 | 0 | 0 | 0 | 0 | 0 | 0 | 0 | 0 | 0 | 0 | 0 | 0 | 0 | 0 | 0 | 0 | 0 | 0 | 0 | 0 | 0 | 0 | 0 | 0 | 0 | 0 | 0
F3_Commercial_Miscellaneous_Existing_Refrigeration_Electric_Icemaker_E4 | F3 | Commercial | Miscellaneous | Existing | Refrigeration | Electric | Icemaker | E4 | PACT BC Ratio | 0 | 0 | 0 | 0 | 0 | 0 | 0 | 0 | 0 | 0 | 0 | 0 | 0 | 0 | 0 | 0 | 0 | 0 | 0 | 0 | 0 | 0 | 0 | 0 | 0 | 0 | 0 | 0 | 0 | 0
F3_Commercial_Miscellaneous_Existing_Refrigeration_Electric_Icemaker_E5 | F3 | Commercial | Miscellaneous | Existing | Refrigeration | Electric | Icemaker | E5 | PACT BC Ratio | 0 | 0 | 0 | 0 | 0 | 0 | 0 | 0 | 0 | 0 | 0 | 0 | 0 | 0 | 0 | 0 | 0 | 0 | 0 | 0 | 0 | 0 | 0 | 0 | 0 | 0 | 0 | 0 | 0 | 0
F3_Commercial_Miscellaneous_Existing_Refrigeration_Electric_Icemaker_E6 | F3 | Commercial | Miscellaneous | Existing | Refrigeration | Electric | Icemaker | E6 | PACT BC Ratio | 0 | 0 | 0 | 0 | 0 | 0 | 0 | 0 | 0 | 0 | 0 | 0 | 0 | 0 | 0 | 0 | 0 | 0 | 0 | 0 | 0 | 0 | 0 | 0 | 0 | 0 | 0 | 0 | 0 | 0
F3_Commercial_Miscellaneous_Existing_Refrigeration_Electric_Icemaker_E7 | F3 | Commercial | Miscellaneous | Existing | Refrigeration | Electric | Icemaker | E7 | PACT BC Ratio | 0 | 0 | 0 | 0 | 0 | 0 | 0 | 0 | 0 | 0 | 0 | 0 | 0 | 0 | 0 | 0 | 0 | 0 | 0 | 0 | 0 | 0 | 0 | 0 | 0 | 0 | 0 | 0 | 0 | 0
F3_Commercial_Miscellaneous_Existing_Refrigeration_Electric_Icemaker_E8 | F3 | Commercial | Miscellaneous | Existing | Refrigeration | Electric | Icemaker | E8 | PACT BC Ratio | 0 | 0 | 0 | 0 | 0 | 0 | 0 | 0 | 0 | 0 | 0 | 0 | 0 | 0 | 0 | 0 | 0 | 0 | 0 | 0 | 0 | 0 | 0 | 0 | 0 | 0 | 0 | 0 | 0 | 0
F3_Commercial_Miscellaneous_Existing_Refrigeration_Electric_Icemaker_E9 | F3 | Commercial | Miscellaneous | Existing | Refrigeration | Electric | Icemaker | E9 | PACT BC Ratio | 0 | 0 | 0 | 0 | 0 | 0 | 0 | 0 | 0 | 0 | 0 | 0 | 0 | 0 | 0 | 0 | 0 | 0 | 0 | 0 | 0 | 0 | 0 | 0 | 0 | 0 | 0 | 0 | 0 | 0
F3_Commercial_Miscellaneous_Existing_Refrigeration_Electric_Icemaker_E10 | F3 | Commercial | Miscellaneous | Existing | Refrigeration | Electric | Icemaker | E10 | PACT BC Ratio | 0 | 0 | 0 | 0 | 0 | 0 | 0 | 0 | 0 | 0 | 0 | 0 | 0 | 0 | 0 | 0 | 0 | 0 | 0 | 0 | 0 | 0 | 0 | 0 | 0 | 0 | 0 | 0 | 0 | 0
F4_Commercial_Miscellaneous_Existing_Refrigeration_Electric_Icemaker_E1 | F4 | Commercial | Miscellaneous | Existing | Refrigeration | Electric | Icemaker | E1 | RVT BC Ratio | 0 | 0 | 0 | 0 | 0 | 0 | 0 | 0 | 0 | 0 | 0 | 0 | 0 | 0 | 0 | 0 | 0 | 0 | 0 | 0 | 0 | 0 | 0 | 0 | 0 | 0 | 0 | 0 | 0 | 0
F4_Commercial_Miscellaneous_Existing_Refrigeration_Electric_Icemaker_E2 | F4 | Commercial | Miscellaneous | Existing | Refrigeration | Electric | Icemaker | E2 | RVT BC Ratio | 0 | 0 | 0 | 0 | 0 | 0 | 0 | 0 | 0 | 0 | 0 | 0 | 0 | 0 | 0 | 0 | 0 | 0 | 0 | 0 | 0 | 0 | 0 | 0 | 0 | 0 | 0 | 0 | 0 | 0
F4_Commercial_Miscellaneous_Existing_Refrigeration_Electric_Icemaker_E3 | F4 | Commercial | Miscellaneous | Existing | Refrigeration | Electric | Icemaker | E3 | RVT BC Ratio | 0 | 0 | 0 | 0 | 0 | 0 | 0 | 0 | 0 | 0 | 0 | 0 | 0 | 0 | 0 | 0 | 0 | 0 | 0 | 0 | 0 | 0 | 0 | 0 | 0 | 0 | 0 | 0 | 0 | 0
F4_Commercial_Miscellaneous_Existing_Refrigeration_Electric_Icemaker_E4 | F4 | Commercial | Miscellaneous | Existing | Refrigeration | Electric | Icemaker | E4 | RVT BC Ratio | 0 | 0 | 0 | 0 | 0 | 0 | 0 | 0 | 0 | 0 | 0 | 0 | 0 | 0 | 0 | 0 | 0 | 0 | 0 | 0 | 0 | 0 | 0 | 0 | 0 | 0 | 0 | 0 | 0 | 0
F4_Commercial_Miscellaneous_Existing_Refrigeration_Electric_Icemaker_E5 | F4 | Commercial | Miscellaneous | Existing | Refrigeration | Electric | Icemaker | E5 | RVT BC Ratio | 0 | 0 | 0 | 0 | 0 | 0 | 0 | 0 | 0 | 0 | 0 | 0 | 0 | 0 | 0 | 0 | 0 | 0 | 0 | 0 | 0 | 0 | 0 | 0 | 0 | 0 | 0 | 0 | 0 | 0
F4_Commercial_Miscellaneous_Existing_Refrigeration_Electric_Icemaker_E6 | F4 | Commercial | Miscellaneous | Existing | Refrigeration | Electric | Icemaker | E6 | RVT BC Ratio | 0 | 0 | 0 | 0 | 0 | 0 | 0 | 0 | 0 | 0 | 0 | 0 | 0 | 0 | 0 | 0 | 0 | 0 | 0 | 0 | 0 | 0 | 0 | 0 | 0 | 0 | 0 | 0 | 0 | 0
F4_Commercial_Miscellaneous_Existing_Refrigeration_Electric_Icemaker_E7 | F4 | Commercial | Miscellaneous | Existing | Refrigeration | Electric | Icemaker | E7 | RVT BC Ratio | 0 | 0 | 0 | 0 | 0 | 0 | 0 | 0 | 0 | 0 | 0 | 0 | 0 | 0 | 0 | 0 | 0 | 0 | 0 | 0 | 0 | 0 | 0 | 0 | 0 | 0 | 0 | 0 | 0 | 0
F4_Commercial_Miscellaneous_Existing_Refrigeration_Electric_Icemaker_E8 | F4 | Commercial | Miscellaneous | Existing | Refrigeration | Electric | Icemaker | E8 | RVT BC Ratio | 0 | 0 | 0 | 0 | 0 | 0 | 0 | 0 | 0 | 0 | 0 | 0 | 0 | 0 | 0 | 0 | 0 | 0 | 0 | 0 | 0 | 0 | 0 | 0 | 0 | 0 | 0 | 0 | 0 | 0
F4_Commercial_Miscellaneous_Existing_Refrigeration_Electric_Icemaker_E9 | F4 | Commercial | Miscellaneous | Existing | Refrigeration | Electric | Icemaker | E9 | RVT BC Ratio | 0 | 0 | 0 | 0 | 0 | 0 | 0 | 0 | 0 | 0 | 0 | 0 | 0 | 0 | 0 | 0 | 0 | 0 | 0 | 0 | 0 | 0 | 0 | 0 | 0 | 0 | 0 | 0 | 0 | 0
F4_Commercial_Miscellaneous_Existing_Refrigeration_Electric_Icemaker_E10 | F4 | Commercial | Miscellaneous | Existing | Refrigeration | Electric | Icemaker | E10 | RVT BC Ratio | 0 | 0 | 0 | 0 | 0 | 0 | 0 | 0 | 0 | 0 | 0 | 0 | 0 | 0 | 0 | 0 | 0 | 0 | 0 | 0 | 0 | 0 | 0 | 0 | 0 | 0 | 0 | 0 | 0 | 0
F5_Commercial_Miscellaneous_Existing_Refrigeration_Electric_Icemaker_E1 | F5 | Commercial | Miscellaneous | Existing | Refrigeration | Electric | Icemaker | E1 | RIM BC Ratio | 0 | 0 | 0 | 0 | 0 | 0 | 0 | 0 | 0 | 0 | 0 | 0 | 0 | 0 | 0 | 0 | 0 | 0 | 0 | 0 | 0 | 0 | 0 | 0 | 0 | 0 | 0 | 0 | 0 | 0
F5_Commercial_Miscellaneous_Existing_Refrigeration_Electric_Icemaker_E2 | F5 | Commercial | Miscellaneous | Existing | Refrigeration | Electric | Icemaker | E2 | RIM BC Ratio | 0 | 0 | 0 | 0 | 0 | 0 | 0 | 0 | 0 | 0 | 0 | 0 | 0 | 0 | 0 | 0 | 0 | 0 | 0 | 0 | 0 | 0 | 0 | 0 | 0 | 0 | 0 | 0 | 0 | 0
F5_Commercial_Miscellaneous_Existing_Refrigeration_Electric_Icemaker_E3 | F5 | Commercial | Miscellaneous | Existing | Refrigeration | Electric | Icemaker | E3 | RIM BC Ratio | 0 | 0 | 0 | 0 | 0 | 0 | 0 | 0 | 0 | 0 | 0 | 0 | 0 | 0 | 0 | 0 | 0 | 0 | 0 | 0 | 0 | 0 | 0 | 0 | 0 | 0 | 0 | 0 | 0 | 0
F5_Commercial_Miscellaneous_Existing_Refrigeration_Electric_Icemaker_E4 | F5 | Commercial | Miscellaneous | Existing | Refrigeration | Electric | Icemaker | E4 | RIM BC Ratio | 0 | 0 | 0 | 0 | 0 | 0 | 0 | 0 | 0 | 0 | 0 | 0 | 0 | 0 | 0 | 0 | 0 | 0 | 0 | 0 | 0 | 0 | 0 | 0 | 0 | 0 | 0 | 0 | 0 | 0
F5_Commercial_Miscellaneous_Existing_Refrigeration_Electric_Icemaker_E5 | F5 | Commercial | Miscellaneous | Existing | Refrigeration | Electric | Icemaker | E5 | RIM BC Ratio | 0 | 0 | 0 | 0 | 0 | 0 | 0 | 0 | 0 | 0 | 0 | 0 | 0 | 0 | 0 | 0 | 0 | 0 | 0 | 0 | 0 | 0 | 0 | 0 | 0 | 0 | 0 | 0 | 0 | 0
F5_Commercial_Miscellaneous_Existing_Refrigeration_Electric_Icemaker_E6 | F5 | Commercial | Miscellaneous | Existing | Refrigeration | Electric | Icemaker | E6 | RIM BC Ratio | 0 | 0 | 0 | 0 | 0 | 0 | 0 | 0 | 0 | 0 | 0 | 0 | 0 | 0 | 0 | 0 | 0 | 0 | 0 | 0 | 0 | 0 | 0 | 0 | 0 | 0 | 0 | 0 | 0 | 0
F5_Commercial_Miscellaneous_Existing_Refrigeration_Electric_Icemaker_E7 | F5 | Commercial | Miscellaneous | Existing | Refrigeration | Electric | Icemaker | E7 | RIM BC Ratio | 0 | 0 | 0 | 0 | 0 | 0 | 0 | 0 | 0 | 0 | 0 | 0 | 0 | 0 | 0 | 0 | 0 | 0 | 0 | 0 | 0 | 0 | 0 | 0 | 0 | 0 | 0 | 0 | 0 | 0
F5_Commercial_Miscellaneous_Existing_Refrigeration_Electric_Icemaker_E8 | F5 | Commercial | Miscellaneous | Existing | Refrigeration | Electric | Icemaker | E8 | RIM BC Ratio | 0 | 0 | 0 | 0 | 0 | 0 | 0 | 0 | 0 | 0 | 0 | 0 | 0 | 0 | 0 | 0 | 0 | 0 | 0 | 0 | 0 | 0 | 0 | 0 | 0 | 0 | 0 | 0 | 0 | 0
F5_Commercial_Miscellaneous_Existing_Refrigeration_Electric_Icemaker_E9 | F5 | Commercial | Miscellaneous | Existing | Refrigeration | Electric | Icemaker | E9 | RIM BC Ratio | 0 | 0 | 0 | 0 | 0 | 0 | 0 | 0 | 0 | 0 | 0 | 0 | 0 | 0 | 0 | 0 | 0 | 0 | 0 | 0 | 0 | 0 | 0 | 0 | 0 | 0 | 0 | 0 | 0 | 0
F5_Commercial_Miscellaneous_Existing_Refrigeration_Electric_Icemaker_E10 | F5 | Commercial | Miscellaneous | Existing | Refrigeration | Electric | Icemaker | E10 | RIM BC Ratio | 0 | 0 | 0 | 0 | 0 | 0 | 0 | 0 | 0 | 0 | 0 | 0 | 0 | 0 | 0 | 0 | 0 | 0 | 0 | 0 | 0 | 0 | 0 | 0 | 0 | 0 | 0 | 0 | 0 | 0
F0_Commercial_Miscellaneous_Existing_Refrigeration_Electric_Vending Machine_E0 | F0 | Commercial | Miscellaneous | Existing | Refrigeration | Electric | Vending Machine | E0 | Economic Unit | 0 | 0 | 0 | 0 | 0 | 0 | 0 | 0 | 0 | 0 | 0 | 0 | 0 | 0 | 0 | 0 | 0 | 0 | 0 | 0 | 0 | 0 | 0 | 0 | 0 | 0 | 0 | 0 | 0 | 0
F1_Commercial_Miscellaneous_Existing_Refrigeration_Electric_Vending Machine_E1 | F1 | Commercial | Miscellaneous | Existing | Refrigeration | Electric | Vending Machine | E1 | CCE | 0 | 0 | 0 | 0 | 0 | 0 | 0 | 0 | 0 | 0 | 0 | 0 | 0 | 0 | 0 | 0 | 0 | 0 | 0 | 0 | 0 | 0 | 0 | 0 | 0 | 0 | 0 | 0 | 0 | 0
F1_Commercial_Miscellaneous_Existing_Refrigeration_Electric_Vending Machine_E2 | F1 | Commercial | Miscellaneous | Existing | Refrigeration | Electric | Vending Machine | E2 | CCE | 0 | 0 | 0 | 0 | 0 | 0 | 0 | 0 | 0 | 0 | 0 | 0 | 0 | 0 | 0 | 0 | 0 | 0 | 0 | 0 | 0 | 0 | 0 | 0 | 0 | 0 | 0 | 0 | 0 | 0
F1_Commercial_Miscellaneous_Existing_Refrigeration_Electric_Vending Machine_E3 | F1 | Commercial | Miscellaneous | Existing | Refrigeration | Electric | Vending Machine | E3 | CCE | 0 | 0 | 0 | 0 | 0 | 0 | 0 | 0 | 0 | 0 | 0 | 0 | 0 | 0 | 0 | 0 | 0 | 0 | 0 | 0 | 0 | 0 | 0 | 0 | 0 | 0 | 0 | 0 | 0 | 0
F1_Commercial_Miscellaneous_Existing_Refrigeration_Electric_Vending Machine_E4 | F1 | Commercial | Miscellaneous | Existing | Refrigeration | Electric | Vending Machine | E4 | CCE | 0 | 0 | 0 | 0 | 0 | 0 | 0 | 0 | 0 | 0 | 0 | 0 | 0 | 0 | 0 | 0 | 0 | 0 | 0 | 0 | 0 | 0 | 0 | 0 | 0 | 0 | 0 | 0 | 0 | 0
F1_Commercial_Miscellaneous_Existing_Refrigeration_Electric_Vending Machine_E5 | F1 | Commercial | Miscellaneous | Existing | Refrigeration | Electric | Vending Machine | E5 | CCE | 0 | 0 | 0 | 0 | 0 | 0 | 0 | 0 | 0 | 0 | 0 | 0 | 0 | 0 | 0 | 0 | 0 | 0 | 0 | 0 | 0 | 0 | 0 | 0 | 0 | 0 | 0 | 0 | 0 | 0
F1_Commercial_Miscellaneous_Existing_Refrigeration_Electric_Vending Machine_E6 | F1 | Commercial | Miscellaneous | Existing | Refrigeration | Electric | Vending Machine | E6 | CCE | 0 | 0 | 0 | 0 | 0 | 0 | 0 | 0 | 0 | 0 | 0 | 0 | 0 | 0 | 0 | 0 | 0 | 0 | 0 | 0 | 0 | 0 | 0 | 0 | 0 | 0 | 0 | 0 | 0 | 0
F1_Commercial_Miscellaneous_Existing_Refrigeration_Electric_Vending Machine_E7 | F1 | Commercial | Miscellaneous | Existing | Refrigeration | Electric | Vending Machine | E7 | CCE | 0 | 0 | 0 | 0 | 0 | 0 | 0 | 0 | 0 | 0 | 0 | 0 | 0 | 0 | 0 | 0 | 0 | 0 | 0 | 0 | 0 | 0 | 0 | 0 | 0 | 0 | 0 | 0 | 0 | 0
F1_Commercial_Miscellaneous_Existing_Refrigeration_Electric_Vending Machine_E8 | F1 | Commercial | Miscellaneous | Existing | Refrigeration | Electric | Vending Machine | E8 | CCE | 0 | 0 | 0 | 0 | 0 | 0 | 0 | 0 | 0 | 0 | 0 | 0 | 0 | 0 | 0 | 0 | 0 | 0 | 0 | 0 | 0 | 0 | 0 | 0 | 0 | 0 | 0 | 0 | 0 | 0
F1_Commercial_Miscellaneous_Existing_Refrigeration_Electric_Vending Machine_E9 | F1 | Commercial | Miscellaneous | Existing | Refrigeration | Electric | Vending Machine | E9 | CCE | 0 | 0 | 0 | 0 | 0 | 0 | 0 | 0 | 0 | 0 | 0 | 0 | 0 | 0 | 0 | 0 | 0 | 0 | 0 | 0 | 0 | 0 | 0 | 0 | 0 | 0 | 0 | 0 | 0 | 0
F1_Commercial_Miscellaneous_Existing_Refrigeration_Electric_Vending Machine_E10 | F1 | Commercial | Miscellaneous | Existing | Refrigeration | Electric | Vending Machine | E10 | CCE | 0 | 0 | 0 | 0 | 0 | 0 | 0 | 0 | 0 | 0 | 0 | 0 | 0 | 0 | 0 | 0 | 0 | 0 | 0 | 0 | 0 | 0 | 0 | 0 | 0 | 0 | 0 | 0 | 0 | 0
F2_Commercial_Miscellaneous_Existing_Refrigeration_Electric_Vending Machine_E1 | F2 | Commercial | Miscellaneous | Existing | Refrigeration | Electric | Vending Machine | E1 | TRC BC Ratio | 0 | 0 | 0 | 0 | 0 | 0 | 0 | 0 | 0 | 0 | 0 | 0 | 0 | 0 | 0 | 0 | 0 | 0 | 0 | 0 | 0 | 0 | 0 | 0 | 0 | 0 | 0 | 0 | 0 | 0
F2_Commercial_Miscellaneous_Existing_Refrigeration_Electric_Vending Machine_E2 | F2 | Commercial | Miscellaneous | Existing | Refrigeration | Electric | Vending Machine | E2 | TRC BC Ratio | 0 | 0 | 0 | 0 | 0 | 0 | 0 | 0 | 0 | 0 | 0 | 0 | 0 | 0 | 0 | 0 | 0 | 0 | 0 | 0 | 0 | 0 | 0 | 0 | 0 | 0 | 0 | 0 | 0 | 0
F2_Commercial_Miscellaneous_Existing_Refrigeration_Electric_Vending Machine_E3 | F2 | Commercial | Miscellaneous | Existing | Refrigeration | Electric | Vending Machine | E3 | TRC BC Ratio | 0 | 0 | 0 | 0 | 0 | 0 | 0 | 0 | 0 | 0 | 0 | 0 | 0 | 0 | 0 | 0 | 0 | 0 | 0 | 0 | 0 | 0 | 0 | 0 | 0 | 0 | 0 | 0 | 0 | 0
F2_Commercial_Miscellaneous_Existing_Refrigeration_Electric_Vending Machine_E4 | F2 | Commercial | Miscellaneous | Existing | Refrigeration | Electric | Vending Machine | E4 | TRC BC Ratio | 0 | 0 | 0 | 0 | 0 | 0 | 0 | 0 | 0 | 0 | 0 | 0 | 0 | 0 | 0 | 0 | 0 | 0 | 0 | 0 | 0 | 0 | 0 | 0 | 0 | 0 | 0 | 0 | 0 | 0
F2_Commercial_Miscellaneous_Existing_Refrigeration_Electric_Vending Machine_E5 | F2 | Commercial | Miscellaneous | Existing | Refrigeration | Electric | Vending Machine | E5 | TRC BC Ratio | 0 | 0 | 0 | 0 | 0 | 0 | 0 | 0 | 0 | 0 | 0 | 0 | 0 | 0 | 0 | 0 | 0 | 0 | 0 | 0 | 0 | 0 | 0 | 0 | 0 | 0 | 0 | 0 | 0 | 0
F2_Commercial_Miscellaneous_Existing_Refrigeration_Electric_Vending Machine_E6 | F2 | Commercial | Miscellaneous | Existing | Refrigeration | Electric | Vending Machine | E6 | TRC BC Ratio | 0 | 0 | 0 | 0 | 0 | 0 | 0 | 0 | 0 | 0 | 0 | 0 | 0 | 0 | 0 | 0 | 0 | 0 | 0 | 0 | 0 | 0 | 0 | 0 | 0 | 0 | 0 | 0 | 0 | 0
F2_Commercial_Miscellaneous_Existing_Refrigeration_Electric_Vending Machine_E7 | F2 | Commercial | Miscellaneous | Existing | Refrigeration | Electric | Vending Machine | E7 | TRC BC Ratio | 0 | 0 | 0 | 0 | 0 | 0 | 0 | 0 | 0 | 0 | 0 | 0 | 0 | 0 | 0 | 0 | 0 | 0 | 0 | 0 | 0 | 0 | 0 | 0 | 0 | 0 | 0 | 0 | 0 | 0
F2_Commercial_Miscellaneous_Existing_Refrigeration_Electric_Vending Machine_E8 | F2 | Commercial | Miscellaneous | Existing | Refrigeration | Electric | Vending Machine | E8 | TRC BC Ratio | 0 | 0 | 0 | 0 | 0 | 0 | 0 | 0 | 0 | 0 | 0 | 0 | 0 | 0 | 0 | 0 | 0 | 0 | 0 | 0 | 0 | 0 | 0 | 0 | 0 | 0 | 0 | 0 | 0 | 0
F2_Commercial_Miscellaneous_Existing_Refrigeration_Electric_Vending Machine_E9 | F2 | Commercial | Miscellaneous | Existing | Refrigeration | Electric | Vending Machine | E9 | TRC BC Ratio | 0 | 0 | 0 | 0 | 0 | 0 | 0 | 0 | 0 | 0 | 0 | 0 | 0 | 0 | 0 | 0 | 0 | 0 | 0 | 0 | 0 | 0 | 0 | 0 | 0 | 0 | 0 | 0 | 0 | 0
F2_Commercial_Miscellaneous_Existing_Refrigeration_Electric_Vending Machine_E10 | F2 | Commercial | Miscellaneous | Existing | Refrigeration | Electric | Vending Machine | E10 | TRC BC Ratio | 0 | 0 | 0 | 0 | 0 | 0 | 0 | 0 | 0 | 0 | 0 | 0 | 0 | 0 | 0 | 0 | 0 | 0 | 0 | 0 | 0 | 0 | 0 | 0 | 0 | 0 | 0 | 0 | 0 | 0
F3_Commercial_Miscellaneous_Existing_Refrigeration_Electric_Vending Machine_E1 | F3 | Commercial | Miscellaneous | Existing | Refrigeration | Electric | Vending Machine | E1 | PACT BC Ratio | 0 | 0 | 0 | 0 | 0 | 0 | 0 | 0 | 0 | 0 | 0 | 0 | 0 | 0 | 0 | 0 | 0 | 0 | 0 | 0 | 0 | 0 | 0 | 0 | 0 | 0 | 0 | 0 | 0 | 0
F3_Commercial_Miscellaneous_Existing_Refrigeration_Electric_Vending Machine_E2 | F3 | Commercial | Miscellaneous | Existing | Refrigeration | Electric | Vending Machine | E2 | PACT BC Ratio | 0 | 0 | 0 | 0 | 0 | 0 | 0 | 0 | 0 | 0 | 0 | 0 | 0 | 0 | 0 | 0 | 0 | 0 | 0 | 0 | 0 | 0 | 0 | 0 | 0 | 0 | 0 | 0 | 0 | 0
F3_Commercial_Miscellaneous_Existing_Refrigeration_Electric_Vending Machine_E3 | F3 | Commercial | Miscellaneous | Existing | Refrigeration | Electric | Vending Machine | E3 | PACT BC Ratio | 0 | 0 | 0 | 0 | 0 | 0 | 0 | 0 | 0 | 0 | 0 | 0 | 0 | 0 | 0 | 0 | 0 | 0 | 0 | 0 | 0 | 0 | 0 | 0 | 0 | 0 | 0 | 0 | 0 | 0
F3_Commercial_Miscellaneous_Existing_Refrigeration_Electric_Vending Machine_E4 | F3 | Commercial | Miscellaneous | Existing | Refrigeration | Electric | Vending Machine | E4 | PACT BC Ratio | 0 | 0 | 0 | 0 | 0 | 0 | 0 | 0 | 0 | 0 | 0 | 0 | 0 | 0 | 0 | 0 | 0 | 0 | 0 | 0 | 0 | 0 | 0 | 0 | 0 | 0 | 0 | 0 | 0 | 0
F3_Commercial_Miscellaneous_Existing_Refrigeration_Electric_Vending Machine_E5 | F3 | Commercial | Miscellaneous | Existing | Refrigeration | Electric | Vending Machine | E5 | PACT BC Ratio | 0 | 0 | 0 | 0 | 0 | 0 | 0 | 0 | 0 | 0 | 0 | 0 | 0 | 0 | 0 | 0 | 0 | 0 | 0 | 0 | 0 | 0 | 0 | 0 | 0 | 0 | 0 | 0 | 0 | 0
F3_Commercial_Miscellaneous_Existing_Refrigeration_Electric_Vending Machine_E6 | F3 | Commercial | Miscellaneous | Existing | Refrigeration | Electric | Vending Machine | E6 | PACT BC Ratio | 0 | 0 | 0 | 0 | 0 | 0 | 0 | 0 | 0 | 0 | 0 | 0 | 0 | 0 | 0 | 0 | 0 | 0 | 0 | 0 | 0 | 0 | 0 | 0 | 0 | 0 | 0 | 0 | 0 | 0
F3_Commercial_Miscellaneous_Existing_Refrigeration_Electric_Vending Machine_E7 | F3 | Commercial | Miscellaneous | Existing | Refrigeration | Electric | Vending Machine | E7 | PACT BC Ratio | 0 | 0 | 0 | 0 | 0 | 0 | 0 | 0 | 0 | 0 | 0 | 0 | 0 | 0 | 0 | 0 | 0 | 0 | 0 | 0 | 0 | 0 | 0 | 0 | 0 | 0 | 0 | 0 | 0 | 0
F3_Commercial_Miscellaneous_Existing_Refrigeration_Electric_Vending Machine_E8 | F3 | Commercial | Miscellaneous | Existing | Refrigeration | Electric | Vending Machine | E8 | PACT BC Ratio | 0 | 0 | 0 | 0 | 0 | 0 | 0 | 0 | 0 | 0 | 0 | 0 | 0 | 0 | 0 | 0 | 0 | 0 | 0 | 0 | 0 | 0 | 0 | 0 | 0 | 0 | 0 | 0 | 0 | 0
F3_Commercial_Miscellaneous_Existing_Refrigeration_Electric_Vending Machine_E9 | F3 | Commercial | Miscellaneous | Existing | Refrigeration | Electric | Vending Machine | E9 | PACT BC Ratio | 0 | 0 | 0 | 0 | 0 | 0 | 0 | 0 | 0 | 0 | 0 | 0 | 0 | 0 | 0 | 0 | 0 | 0 | 0 | 0 | 0 | 0 | 0 | 0 | 0 | 0 | 0 | 0 | 0 | 0
F3_Commercial_Miscellaneous_Existing_Refrigeration_Electric_Vending Machine_E10 | F3 | Commercial | Miscellaneous | Existing | Refrigeration | Electric | Vending Machine | E10 | PACT BC Ratio | 0 | 0 | 0 | 0 | 0 | 0 | 0 | 0 | 0 | 0 | 0 | 0 | 0 | 0 | 0 | 0 | 0 | 0 | 0 | 0 | 0 | 0 | 0 | 0 | 0 | 0 | 0 | 0 | 0 | 0
F4_Commercial_Miscellaneous_Existing_Refrigeration_Electric_Vending Machine_E1 | F4 | Commercial | Miscellaneous | Existing | Refrigeration | Electric | Vending Machine | E1 | RVT BC Ratio | 0 | 0 | 0 | 0 | 0 | 0 | 0 | 0 | 0 | 0 | 0 | 0 | 0 | 0 | 0 | 0 | 0 | 0 | 0 | 0 | 0 | 0 | 0 | 0 | 0 | 0 | 0 | 0 | 0 | 0
F4_Commercial_Miscellaneous_Existing_Refrigeration_Electric_Vending Machine_E2 | F4 | Commercial | Miscellaneous | Existing | Refrigeration | Electric | Vending Machine | E2 | RVT BC Ratio | 0 | 0 | 0 | 0 | 0 | 0 | 0 | 0 | 0 | 0 | 0 | 0 | 0 | 0 | 0 | 0 | 0 | 0 | 0 | 0 | 0 | 0 | 0 | 0 | 0 | 0 | 0 | 0 | 0 | 0
F4_Commercial_Miscellaneous_Existing_Refrigeration_Electric_Vending Machine_E3 | F4 | Commercial | Miscellaneous | Existing | Refrigeration | Electric | Vending Machine | E3 | RVT BC Ratio | 0 | 0 | 0 | 0 | 0 | 0 | 0 | 0 | 0 | 0 | 0 | 0 | 0 | 0 | 0 | 0 | 0 | 0 | 0 | 0 | 0 | 0 | 0 | 0 | 0 | 0 | 0 | 0 | 0 | 0
F4_Commercial_Miscellaneous_Existing_Refrigeration_Electric_Vending Machine_E4 | F4 | Commercial | Miscellaneous | Existing | Refrigeration | Electric | Vending Machine | E4 | RVT BC Ratio | 0 | 0 | 0 | 0 | 0 | 0 | 0 | 0 | 0 | 0 | 0 | 0 | 0 | 0 | 0 | 0 | 0 | 0 | 0 | 0 | 0 | 0 | 0 | 0 | 0 | 0 | 0 | 0 | 0 | 0
F4_Commercial_Miscellaneous_Existing_Refrigeration_Electric_Vending Machine_E5 | F4 | Commercial | Miscellaneous | Existing | Refrigeration | Electric | Vending Machine | E5 | RVT BC Ratio | 0 | 0 | 0 | 0 | 0 | 0 | 0 | 0 | 0 | 0 | 0 | 0 | 0 | 0 | 0 | 0 | 0 | 0 | 0 | 0 | 0 | 0 | 0 | 0 | 0 | 0 | 0 | 0 | 0 | 0
F4_Commercial_Miscellaneous_Existing_Refrigeration_Electric_Vending Machine_E6 | F4 | Commercial | Miscellaneous | Existing | Refrigeration | Electric | Vending Machine | E6 | RVT BC Ratio | 0 | 0 | 0 | 0 | 0 | 0 | 0 | 0 | 0 | 0 | 0 | 0 | 0 | 0 | 0 | 0 | 0 | 0 | 0 | 0 | 0 | 0 | 0 | 0 | 0 | 0 | 0 | 0 | 0 | 0
F4_Commercial_Miscellaneous_Existing_Refrigeration_Electric_Vending Machine_E7 | F4 | Commercial | Miscellaneous | Existing | Refrigeration | Electric | Vending Machine | E7 | RVT BC Ratio | 0 | 0 | 0 | 0 | 0 | 0 | 0 | 0 | 0 | 0 | 0 | 0 | 0 | 0 | 0 | 0 | 0 | 0 | 0 | 0 | 0 | 0 | 0 | 0 | 0 | 0 | 0 | 0 | 0 | 0
F4_Commercial_Miscellaneous_Existing_Refrigeration_Electric_Vending Machine_E8 | F4 | Commercial | Miscellaneous | Existing | Refrigeration | Electric | Vending Machine | E8 | RVT BC Ratio | 0 | 0 | 0 | 0 | 0 | 0 | 0 | 0 | 0 | 0 | 0 | 0 | 0 | 0 | 0 | 0 | 0 | 0 | 0 | 0 | 0 | 0 | 0 | 0 | 0 | 0 | 0 | 0 | 0 | 0
F4_Commercial_Miscellaneous_Existing_Refrigeration_Electric_Vending Machine_E9 | F4 | Commercial | Miscellaneous | Existing | Refrigeration | Electric | Vending Machine | E9 | RVT BC Ratio | 0 | 0 | 0 | 0 | 0 | 0 | 0 | 0 | 0 | 0 | 0 | 0 | 0 | 0 | 0 | 0 | 0 | 0 | 0 | 0 | 0 | 0 | 0 | 0 | 0 | 0 | 0 | 0 | 0 | 0
F4_Commercial_Miscellaneous_Existing_Refrigeration_Electric_Vending Machine_E10 | F4 | Commercial | Miscellaneous | Existing | Refrigeration | Electric | Vending Machine | E10 | RVT BC Ratio | 0 | 0 | 0 | 0 | 0 | 0 | 0 | 0 | 0 | 0 | 0 | 0 | 0 | 0 | 0 | 0 | 0 | 0 | 0 | 0 | 0 | 0 | 0 | 0 | 0 | 0 | 0 | 0 | 0 | 0
F5_Commercial_Miscellaneous_Existing_Refrigeration_Electric_Vending Machine_E1 | F5 | Commercial | Miscellaneous | Existing | Refrigeration | Electric | Vending Machine | E1 | RIM BC Ratio | 0 | 0 | 0 | 0 | 0 | 0 | 0 | 0 | 0 | 0 | 0 | 0 | 0 | 0 | 0 | 0 | 0 | 0 | 0 | 0 | 0 | 0 | 0 | 0 | 0 | 0 | 0 | 0 | 0 | 0
F5_Commercial_Miscellaneous_Existing_Refrigeration_Electric_Vending Machine_E2 | F5 | Commercial | Miscellaneous | Existing | Refrigeration | Electric | Vending Machine | E2 | RIM BC Ratio | 0 | 0 | 0 | 0 | 0 | 0 | 0 | 0 | 0 | 0 | 0 | 0 | 0 | 0 | 0 | 0 | 0 | 0 | 0 | 0 | 0 | 0 | 0 | 0 | 0 | 0 | 0 | 0 | 0 | 0
F5_Commercial_Miscellaneous_Existing_Refrigeration_Electric_Vending Machine_E3 | F5 | Commercial | Miscellaneous | Existing | Refrigeration | Electric | Vending Machine | E3 | RIM BC Ratio | 0 | 0 | 0 | 0 | 0 | 0 | 0 | 0 | 0 | 0 | 0 | 0 | 0 | 0 | 0 | 0 | 0 | 0 | 0 | 0 | 0 | 0 | 0 | 0 | 0 | 0 | 0 | 0 | 0 | 0
F5_Commercial_Miscellaneous_Existing_Refrigeration_Electric_Vending Machine_E4 | F5 | Commercial | Miscellaneous | Existing | Refrigeration | Electric | Vending Machine | E4 | RIM BC Ratio | 0 | 0 | 0 | 0 | 0 | 0 | 0 | 0 | 0 | 0 | 0 | 0 | 0 | 0 | 0 | 0 | 0 | 0 | 0 | 0 | 0 | 0 | 0 | 0 | 0 | 0 | 0 | 0 | 0 | 0
F5_Commercial_Miscellaneous_Existing_Refrigeration_Electric_Vending Machine_E5 | F5 | Commercial | Miscellaneous | Existing | Refrigeration | Electric | Vending Machine | E5 | RIM BC Ratio | 0 | 0 | 0 | 0 | 0 | 0 | 0 | 0 | 0 | 0 | 0 | 0 | 0 | 0 | 0 | 0 | 0 | 0 | 0 | 0 | 0 | 0 | 0 | 0 | 0 | 0 | 0 | 0 | 0 | 0
F5_Commercial_Miscellaneous_Existing_Refrigeration_Electric_Vending Machine_E6 | F5 | Commercial | Miscellaneous | Existing | Refrigeration | Electric | Vending Machine | E6 | RIM BC Ratio | 0 | 0 | 0 | 0 | 0 | 0 | 0 | 0 | 0 | 0 | 0 | 0 | 0 | 0 | 0 | 0 | 0 | 0 | 0 | 0 | 0 | 0 | 0 | 0 | 0 | 0 | 0 | 0 | 0 | 0
F5_Commercial_Miscellaneous_Existing_Refrigeration_Electric_Vending Machine_E7 | F5 | Commercial | Miscellaneous | Existing | Refrigeration | Electric | Vending Machine | E7 | RIM BC Ratio | 0 | 0 | 0 | 0 | 0 | 0 | 0 | 0 | 0 | 0 | 0 | 0 | 0 | 0 | 0 | 0 | 0 | 0 | 0 | 0 | 0 | 0 | 0 | 0 | 0 | 0 | 0 | 0 | 0 | 0
F5_Commercial_Miscellaneous_Existing_Refrigeration_Electric_Vending Machine_E8 | F5 | Commercial | Miscellaneous | Existing | Refrigeration | Electric | Vending Machine | E8 | RIM BC Ratio | 0 | 0 | 0 | 0 | 0 | 0 | 0 | 0 | 0 | 0 | 0 | 0 | 0 | 0 | 0 | 0 | 0 | 0 | 0 | 0 | 0 | 0 | 0 | 0 | 0 | 0 | 0 | 0 | 0 | 0
F5_Commercial_Miscellaneous_Existing_Refrigeration_Electric_Vending Machine_E9 | F5 | Commercial | Miscellaneous | Existing | Refrigeration | Electric | Vending Machine | E9 | RIM BC Ratio | 0 | 0 | 0 | 0 | 0 | 0 | 0 | 0 | 0 | 0 | 0 | 0 | 0 | 0 | 0 | 0 | 0 | 0 | 0 | 0 | 0 | 0 | 0 | 0 | 0 | 0 | 0 | 0 | 0 | 0
F5_Commercial_Miscellaneous_Existing_Refrigeration_Electric_Vending Machine_E10 | F5 | Commercial | Miscellaneous | Existing | Refrigeration | Electric | Vending Machine | E10 | RIM BC Ratio | 0 | 0 | 0 | 0 | 0 | 0 | 0 | 0 | 0 | 0 | 0 | 0 | 0 | 0 | 0 | 0 | 0 | 0 | 0 | 0 | 0 | 0 | 0 | 0 | 0 | 0 | 0 | 0 | 0 | 0
F0_Commercial_Miscellaneous_Existing_Food Preparation_Electric_Oven_E0 | F0 | Commercial | Miscellaneous | Existing | Food Preparation | Electric | Oven | E0 | Economic Unit | 0 | 0 | 0 | 0 | 0 | 0 | 0 | 0 | 0 | 0 | 0 | 0 | 0 | 0 | 0 | 0 | 0 | 0 | 0 | 0 | 0 | 0 | 0 | 0 | 0 | 0 | 0 | 0 | 0 | 0
F1_Commercial_Miscellaneous_Existing_Food Preparation_Electric_Oven_E1 | F1 | Commercial | Miscellaneous | Existing | Food Preparation | Electric | Oven | E1 | CCE | 0 | 0 | 0 | 0 | 0 | 0 | 0 | 0 | 0 | 0 | 0 | 0 | 0 | 0 | 0 | 0 | 0 | 0 | 0 | 0 | 0 | 0 | 0 | 0 | 0 | 0 | 0 | 0 | 0 | 0
F1_Commercial_Miscellaneous_Existing_Food Preparation_Electric_Oven_E2 | F1 | Commercial | Miscellaneous | Existing | Food Preparation | Electric | Oven | E2 | CCE | 0 | 0 | 0 | 0 | 0 | 0 | 0 | 0 | 0 | 0 | 0 | 0 | 0 | 0 | 0 | 0 | 0 | 0 | 0 | 0 | 0 | 0 | 0 | 0 | 0 | 0 | 0 | 0 | 0 | 0
F1_Commercial_Miscellaneous_Existing_Food Preparation_Electric_Oven_E3 | F1 | Commercial | Miscellaneous | Existing | Food Preparation | Electric | Oven | E3 | CCE | 0 | 0 | 0 | 0 | 0 | 0 | 0 | 0 | 0 | 0 | 0 | 0 | 0 | 0 | 0 | 0 | 0 | 0 | 0 | 0 | 0 | 0 | 0 | 0 | 0 | 0 | 0 | 0 | 0 | 0
F1_Commercial_Miscellaneous_Existing_Food Preparation_Electric_Oven_E4 | F1 | Commercial | Miscellaneous | Existing | Food Preparation | Electric | Oven | E4 | CCE | 0 | 0 | 0 | 0 | 0 | 0 | 0 | 0 | 0 | 0 | 0 | 0 | 0 | 0 | 0 | 0 | 0 | 0 | 0 | 0 | 0 | 0 | 0 | 0 | 0 | 0 | 0 | 0 | 0 | 0
F1_Commercial_Miscellaneous_Existing_Food Preparation_Electric_Oven_E5 | F1 | Commercial | Miscellaneous | Existing | Food Preparation | Electric | Oven | E5 | CCE | 0 | 0 | 0 | 0 | 0 | 0 | 0 | 0 | 0 | 0 | 0 | 0 | 0 | 0 | 0 | 0 | 0 | 0 | 0 | 0 | 0 | 0 | 0 | 0 | 0 | 0 | 0 | 0 | 0 | 0
F1_Commercial_Miscellaneous_Existing_Food Preparation_Electric_Oven_E6 | F1 | Commercial | Miscellaneous | Existing | Food Preparation | Electric | Oven | E6 | CCE | 0 | 0 | 0 | 0 | 0 | 0 | 0 | 0 | 0 | 0 | 0 | 0 | 0 | 0 | 0 | 0 | 0 | 0 | 0 | 0 | 0 | 0 | 0 | 0 | 0 | 0 | 0 | 0 | 0 | 0
F1_Commercial_Miscellaneous_Existing_Food Preparation_Electric_Oven_E7 | F1 | Commercial | Miscellaneous | Existing | Food Preparation | Electric | Oven | E7 | CCE | 0 | 0 | 0 | 0 | 0 | 0 | 0 | 0 | 0 | 0 | 0 | 0 | 0 | 0 | 0 | 0 | 0 | 0 | 0 | 0 | 0 | 0 | 0 | 0 | 0 | 0 | 0 | 0 | 0 | 0
F1_Commercial_Miscellaneous_Existing_Food Preparation_Electric_Oven_E8 | F1 | Commercial | Miscellaneous | Existing | Food Preparation | Electric | Oven | E8 | CCE | 0 | 0 | 0 | 0 | 0 | 0 | 0 | 0 | 0 | 0 | 0 | 0 | 0 | 0 | 0 | 0 | 0 | 0 | 0 | 0 | 0 | 0 | 0 | 0 | 0 | 0 | 0 | 0 | 0 | 0
F1_Commercial_Miscellaneous_Existing_Food Preparation_Electric_Oven_E9 | F1 | Commercial | Miscellaneous | Existing | Food Preparation | Electric | Oven | E9 | CCE | 0 | 0 | 0 | 0 | 0 | 0 | 0 | 0 | 0 | 0 | 0 | 0 | 0 | 0 | 0 | 0 | 0 | 0 | 0 | 0 | 0 | 0 | 0 | 0 | 0 | 0 | 0 | 0 | 0 | 0
F1_Commercial_Miscellaneous_Existing_Food Preparation_Electric_Oven_E10 | F1 | Commercial | Miscellaneous | Existing | Food Preparation | Electric | Oven | E10 | CCE | 0 | 0 | 0 | 0 | 0 | 0 | 0 | 0 | 0 | 0 | 0 | 0 | 0 | 0 | 0 | 0 | 0 | 0 | 0 | 0 | 0 | 0 | 0 | 0 | 0 | 0 | 0 | 0 | 0 | 0
F2_Commercial_Miscellaneous_Existing_Food Preparation_Electric_Oven_E1 | F2 | Commercial | Miscellaneous | Existing | Food Preparation | Electric | Oven | E1 | TRC BC Ratio | 0 | 0 | 0 | 0 | 0 | 0 | 0 | 0 | 0 | 0 | 0 | 0 | 0 | 0 | 0 | 0 | 0 | 0 | 0 | 0 | 0 | 0 | 0 | 0 | 0 | 0 | 0 | 0 | 0 | 0
F2_Commercial_Miscellaneous_Existing_Food Preparation_Electric_Oven_E2 | F2 | Commercial | Miscellaneous | Existing | Food Preparation | Electric | Oven | E2 | TRC BC Ratio | 0 | 0 | 0 | 0 | 0 | 0 | 0 | 0 | 0 | 0 | 0 | 0 | 0 | 0 | 0 | 0 | 0 | 0 | 0 | 0 | 0 | 0 | 0 | 0 | 0 | 0 | 0 | 0 | 0 | 0
F2_Commercial_Miscellaneous_Existing_Food Preparation_Electric_Oven_E3 | F2 | Commercial | Miscellaneous | Existing | Food Preparation | Electric | Oven | E3 | TRC BC Ratio | 0 | 0 | 0 | 0 | 0 | 0 | 0 | 0 | 0 | 0 | 0 | 0 | 0 | 0 | 0 | 0 | 0 | 0 | 0 | 0 | 0 | 0 | 0 | 0 | 0 | 0 | 0 | 0 | 0 | 0
F2_Commercial_Miscellaneous_Existing_Food Preparation_Electric_Oven_E4 | F2 | Commercial | Miscellaneous | Existing | Food Preparation | Electric | Oven | E4 | TRC BC Ratio | 0 | 0 | 0 | 0 | 0 | 0 | 0 | 0 | 0 | 0 | 0 | 0 | 0 | 0 | 0 | 0 | 0 | 0 | 0 | 0 | 0 | 0 | 0 | 0 | 0 | 0 | 0 | 0 | 0 | 0
F2_Commercial_Miscellaneous_Existing_Food Preparation_Electric_Oven_E5 | F2 | Commercial | Miscellaneous | Existing | Food Preparation | Electric | Oven | E5 | TRC BC Ratio | 0 | 0 | 0 | 0 | 0 | 0 | 0 | 0 | 0 | 0 | 0 | 0 | 0 | 0 | 0 | 0 | 0 | 0 | 0 | 0 | 0 | 0 | 0 | 0 | 0 | 0 | 0 | 0 | 0 | 0
F2_Commercial_Miscellaneous_Existing_Food Preparation_Electric_Oven_E6 | F2 | Commercial | Miscellaneous | Existing | Food Preparation | Electric | Oven | E6 | TRC BC Ratio | 0 | 0 | 0 | 0 | 0 | 0 | 0 | 0 | 0 | 0 | 0 | 0 | 0 | 0 | 0 | 0 | 0 | 0 | 0 | 0 | 0 | 0 | 0 | 0 | 0 | 0 | 0 | 0 | 0 | 0
F2_Commercial_Miscellaneous_Existing_Food Preparation_Electric_Oven_E7 | F2 | Commercial | Miscellaneous | Existing | Food Preparation | Electric | Oven | E7 | TRC BC Ratio | 0 | 0 | 0 | 0 | 0 | 0 | 0 | 0 | 0 | 0 | 0 | 0 | 0 | 0 | 0 | 0 | 0 | 0 | 0 | 0 | 0 | 0 | 0 | 0 | 0 | 0 | 0 | 0 | 0 | 0
F2_Commercial_Miscellaneous_Existing_Food Preparation_Electric_Oven_E8 | F2 | Commercial | Miscellaneous | Existing | Food Preparation | Electric | Oven | E8 | TRC BC Ratio | 0 | 0 | 0 | 0 | 0 | 0 | 0 | 0 | 0 | 0 | 0 | 0 | 0 | 0 | 0 | 0 | 0 | 0 | 0 | 0 | 0 | 0 | 0 | 0 | 0 | 0 | 0 | 0 | 0 | 0
F2_Commercial_Miscellaneous_Existing_Food Preparation_Electric_Oven_E9 | F2 | Commercial | Miscellaneous | Existing | Food Preparation | Electric | Oven | E9 | TRC BC Ratio | 0 | 0 | 0 | 0 | 0 | 0 | 0 | 0 | 0 | 0 | 0 | 0 | 0 | 0 | 0 | 0 | 0 | 0 | 0 | 0 | 0 | 0 | 0 | 0 | 0 | 0 | 0 | 0 | 0 | 0
F2_Commercial_Miscellaneous_Existing_Food Preparation_Electric_Oven_E10 | F2 | Commercial | Miscellaneous | Existing | Food Preparation | Electric | Oven | E10 | TRC BC Ratio | 0 | 0 | 0 | 0 | 0 | 0 | 0 | 0 | 0 | 0 | 0 | 0 | 0 | 0 | 0 | 0 | 0 | 0 | 0 | 0 | 0 | 0 | 0 | 0 | 0 | 0 | 0 | 0 | 0 | 0
F3_Commercial_Miscellaneous_Existing_Food Preparation_Electric_Oven_E1 | F3 | Commercial | Miscellaneous | Existing | Food Preparation | Electric | Oven | E1 | PACT BC Ratio | 0 | 0 | 0 | 0 | 0 | 0 | 0 | 0 | 0 | 0 | 0 | 0 | 0 | 0 | 0 | 0 | 0 | 0 | 0 | 0 | 0 | 0 | 0 | 0 | 0 | 0 | 0 | 0 | 0 | 0
F3_Commercial_Miscellaneous_Existing_Food Preparation_Electric_Oven_E2 | F3 | Commercial | Miscellaneous | Existing | Food Preparation | Electric | Oven | E2 | PACT BC Ratio | 0 | 0 | 0 | 0 | 0 | 0 | 0 | 0 | 0 | 0 | 0 | 0 | 0 | 0 | 0 | 0 | 0 | 0 | 0 | 0 | 0 | 0 | 0 | 0 | 0 | 0 | 0 | 0 | 0 | 0
F3_Commercial_Miscellaneous_Existing_Food Preparation_Electric_Oven_E3 | F3 | Commercial | Miscellaneous | Existing | Food Preparation | Electric | Oven | E3 | PACT BC Ratio | 0 | 0 | 0 | 0 | 0 | 0 | 0 | 0 | 0 | 0 | 0 | 0 | 0 | 0 | 0 | 0 | 0 | 0 | 0 | 0 | 0 | 0 | 0 | 0 | 0 | 0 | 0 | 0 | 0 | 0
F3_Commercial_Miscellaneous_Existing_Food Preparation_Electric_Oven_E4 | F3 | Commercial | Miscellaneous | Existing | Food Preparation | Electric | Oven | E4 | PACT BC Ratio | 0 | 0 | 0 | 0 | 0 | 0 | 0 | 0 | 0 | 0 | 0 | 0 | 0 | 0 | 0 | 0 | 0 | 0 | 0 | 0 | 0 | 0 | 0 | 0 | 0 | 0 | 0 | 0 | 0 | 0
F3_Commercial_Miscellaneous_Existing_Food Preparation_Electric_Oven_E5 | F3 | Commercial | Miscellaneous | Existing | Food Preparation | Electric | Oven | E5 | PACT BC Ratio | 0 | 0 | 0 | 0 | 0 | 0 | 0 | 0 | 0 | 0 | 0 | 0 | 0 | 0 | 0 | 0 | 0 | 0 | 0 | 0 | 0 | 0 | 0 | 0 | 0 | 0 | 0 | 0 | 0 | 0
F3_Commercial_Miscellaneous_Existing_Food Preparation_Electric_Oven_E6 | F3 | Commercial | Miscellaneous | Existing | Food Preparation | Electric | Oven | E6 | PACT BC Ratio | 0 | 0 | 0 | 0 | 0 | 0 | 0 | 0 | 0 | 0 | 0 | 0 | 0 | 0 | 0 | 0 | 0 | 0 | 0 | 0 | 0 | 0 | 0 | 0 | 0 | 0 | 0 | 0 | 0 | 0
F3_Commercial_Miscellaneous_Existing_Food Preparation_Electric_Oven_E7 | F3 | Commercial | Miscellaneous | Existing | Food Preparation | Electric | Oven | E7 | PACT BC Ratio | 0 | 0 | 0 | 0 | 0 | 0 | 0 | 0 | 0 | 0 | 0 | 0 | 0 | 0 | 0 | 0 | 0 | 0 | 0 | 0 | 0 | 0 | 0 | 0 | 0 | 0 | 0 | 0 | 0 | 0
F3_Commercial_Miscellaneous_Existing_Food Preparation_Electric_Oven_E8 | F3 | Commercial | Miscellaneous | Existing | Food Preparation | Electric | Oven | E8 | PACT BC Ratio | 0 | 0 | 0 | 0 | 0 | 0 | 0 | 0 | 0 | 0 | 0 | 0 | 0 | 0 | 0 | 0 | 0 | 0 | 0 | 0 | 0 | 0 | 0 | 0 | 0 | 0 | 0 | 0 | 0 | 0
F3_Commercial_Miscellaneous_Existing_Food Preparation_Electric_Oven_E9 | F3 | Commercial | Miscellaneous | Existing | Food Preparation | Electric | Oven | E9 | PACT BC Ratio | 0 | 0 | 0 | 0 | 0 | 0 | 0 | 0 | 0 | 0 | 0 | 0 | 0 | 0 | 0 | 0 | 0 | 0 | 0 | 0 | 0 | 0 | 0 | 0 | 0 | 0 | 0 | 0 | 0 | 0
F3_Commercial_Miscellaneous_Existing_Food Preparation_Electric_Oven_E10 | F3 | Commercial | Miscellaneous | Existing | Food Preparation | Electric | Oven | E10 | PACT BC Ratio | 0 | 0 | 0 | 0 | 0 | 0 | 0 | 0 | 0 | 0 | 0 | 0 | 0 | 0 | 0 | 0 | 0 | 0 | 0 | 0 | 0 | 0 | 0 | 0 | 0 | 0 | 0 | 0 | 0 | 0
F4_Commercial_Miscellaneous_Existing_Food Preparation_Electric_Oven_E1 | F4 | Commercial | Miscellaneous | Existing | Food Preparation | Electric | Oven | E1 | RVT BC Ratio | 0 | 0 | 0 | 0 | 0 | 0 | 0 | 0 | 0 | 0 | 0 | 0 | 0 | 0 | 0 | 0 | 0 | 0 | 0 | 0 | 0 | 0 | 0 | 0 | 0 | 0 | 0 | 0 | 0 | 0
F4_Commercial_Miscellaneous_Existing_Food Preparation_Electric_Oven_E2 | F4 | Commercial | Miscellaneous | Existing | Food Preparation | Electric | Oven | E2 | RVT BC Ratio | 0 | 0 | 0 | 0 | 0 | 0 | 0 | 0 | 0 | 0 | 0 | 0 | 0 | 0 | 0 | 0 | 0 | 0 | 0 | 0 | 0 | 0 | 0 | 0 | 0 | 0 | 0 | 0 | 0 | 0
F4_Commercial_Miscellaneous_Existing_Food Preparation_Electric_Oven_E3 | F4 | Commercial | Miscellaneous | Existing | Food Preparation | Electric | Oven | E3 | RVT BC Ratio | 0 | 0 | 0 | 0 | 0 | 0 | 0 | 0 | 0 | 0 | 0 | 0 | 0 | 0 | 0 | 0 | 0 | 0 | 0 | 0 | 0 | 0 | 0 | 0 | 0 | 0 | 0 | 0 | 0 | 0
F4_Commercial_Miscellaneous_Existing_Food Preparation_Electric_Oven_E4 | F4 | Commercial | Miscellaneous | Existing | Food Preparation | Electric | Oven | E4 | RVT BC Ratio | 0 | 0 | 0 | 0 | 0 | 0 | 0 | 0 | 0 | 0 | 0 | 0 | 0 | 0 | 0 | 0 | 0 | 0 | 0 | 0 | 0 | 0 | 0 | 0 | 0 | 0 | 0 | 0 | 0 | 0
F4_Commercial_Miscellaneous_Existing_Food Preparation_Electric_Oven_E5 | F4 | Commercial | Miscellaneous | Existing | Food Preparation | Electric | Oven | E5 | RVT BC Ratio | 0 | 0 | 0 | 0 | 0 | 0 | 0 | 0 | 0 | 0 | 0 | 0 | 0 | 0 | 0 | 0 | 0 | 0 | 0 | 0 | 0 | 0 | 0 | 0 | 0 | 0 | 0 | 0 | 0 | 0
F4_Commercial_Miscellaneous_Existing_Food Preparation_Electric_Oven_E6 | F4 | Commercial | Miscellaneous | Existing | Food Preparation | Electric | Oven | E6 | RVT BC Ratio | 0 | 0 | 0 | 0 | 0 | 0 | 0 | 0 | 0 | 0 | 0 | 0 | 0 | 0 | 0 | 0 | 0 | 0 | 0 | 0 | 0 | 0 | 0 | 0 | 0 | 0 | 0 | 0 | 0 | 0
F4_Commercial_Miscellaneous_Existing_Food Preparation_Electric_Oven_E7 | F4 | Commercial | Miscellaneous | Existing | Food Preparation | Electric | Oven | E7 | RVT BC Ratio | 0 | 0 | 0 | 0 | 0 | 0 | 0 | 0 | 0 | 0 | 0 | 0 | 0 | 0 | 0 | 0 | 0 | 0 | 0 | 0 | 0 | 0 | 0 | 0 | 0 | 0 | 0 | 0 | 0 | 0
F4_Commercial_Miscellaneous_Existing_Food Preparation_Electric_Oven_E8 | F4 | Commercial | Miscellaneous | Existing | Food Preparation | Electric | Oven | E8 | RVT BC Ratio | 0 | 0 | 0 | 0 | 0 | 0 | 0 | 0 | 0 | 0 | 0 | 0 | 0 | 0 | 0 | 0 | 0 | 0 | 0 | 0 | 0 | 0 | 0 | 0 | 0 | 0 | 0 | 0 | 0 | 0
F4_Commercial_Miscellaneous_Existing_Food Preparation_Electric_Oven_E9 | F4 | Commercial | Miscellaneous | Existing | Food Preparation | Electric | Oven | E9 | RVT BC Ratio | 0 | 0 | 0 | 0 | 0 | 0 | 0 | 0 | 0 | 0 | 0 | 0 | 0 | 0 | 0 | 0 | 0 | 0 | 0 | 0 | 0 | 0 | 0 | 0 | 0 | 0 | 0 | 0 | 0 | 0
F4_Commercial_Miscellaneous_Existing_Food Preparation_Electric_Oven_E10 | F4 | Commercial | Miscellaneous | Existing | Food Preparation | Electric | Oven | E10 | RVT BC Ratio | 0 | 0 | 0 | 0 | 0 | 0 | 0 | 0 | 0 | 0 | 0 | 0 | 0 | 0 | 0 | 0 | 0 | 0 | 0 | 0 | 0 | 0 | 0 | 0 | 0 | 0 | 0 | 0 | 0 | 0
F5_Commercial_Miscellaneous_Existing_Food Preparation_Electric_Oven_E1 | F5 | Commercial | Miscellaneous | Existing | Food Preparation | Electric | Oven | E1 | RIM BC Ratio | 0 | 0 | 0 | 0 | 0 | 0 | 0 | 0 | 0 | 0 | 0 | 0 | 0 | 0 | 0 | 0 | 0 | 0 | 0 | 0 | 0 | 0 | 0 | 0 | 0 | 0 | 0 | 0 | 0 | 0
F5_Commercial_Miscellaneous_Existing_Food Preparation_Electric_Oven_E2 | F5 | Commercial | Miscellaneous | Existing | Food Preparation | Electric | Oven | E2 | RIM BC Ratio | 0 | 0 | 0 | 0 | 0 | 0 | 0 | 0 | 0 | 0 | 0 | 0 | 0 | 0 | 0 | 0 | 0 | 0 | 0 | 0 | 0 | 0 | 0 | 0 | 0 | 0 | 0 | 0 | 0 | 0
F5_Commercial_Miscellaneous_Existing_Food Preparation_Electric_Oven_E3 | F5 | Commercial | Miscellaneous | Existing | Food Preparation | Electric | Oven | E3 | RIM BC Ratio | 0 | 0 | 0 | 0 | 0 | 0 | 0 | 0 | 0 | 0 | 0 | 0 | 0 | 0 | 0 | 0 | 0 | 0 | 0 | 0 | 0 | 0 | 0 | 0 | 0 | 0 | 0 | 0 | 0 | 0
F5_Commercial_Miscellaneous_Existing_Food Preparation_Electric_Oven_E4 | F5 | Commercial | Miscellaneous | Existing | Food Preparation | Electric | Oven | E4 | RIM BC Ratio | 0 | 0 | 0 | 0 | 0 | 0 | 0 | 0 | 0 | 0 | 0 | 0 | 0 | 0 | 0 | 0 | 0 | 0 | 0 | 0 | 0 | 0 | 0 | 0 | 0 | 0 | 0 | 0 | 0 | 0
F5_Commercial_Miscellaneous_Existing_Food Preparation_Electric_Oven_E5 | F5 | Commercial | Miscellaneous | Existing | Food Preparation | Electric | Oven | E5 | RIM BC Ratio | 0 | 0 | 0 | 0 | 0 | 0 | 0 | 0 | 0 | 0 | 0 | 0 | 0 | 0 | 0 | 0 | 0 | 0 | 0 | 0 | 0 | 0 | 0 | 0 | 0 | 0 | 0 | 0 | 0 | 0
F5_Commercial_Miscellaneous_Existing_Food Preparation_Electric_Oven_E6 | F5 | Commercial | Miscellaneous | Existing | Food Preparation | Electric | Oven | E6 | RIM BC Ratio | 0 | 0 | 0 | 0 | 0 | 0 | 0 | 0 | 0 | 0 | 0 | 0 | 0 | 0 | 0 | 0 | 0 | 0 | 0 | 0 | 0 | 0 | 0 | 0 | 0 | 0 | 0 | 0 | 0 | 0
F5_Commercial_Miscellaneous_Existing_Food Preparation_Electric_Oven_E7 | F5 | Commercial | Miscellaneous | Existing | Food Preparation | Electric | Oven | E7 | RIM BC Ratio | 0 | 0 | 0 | 0 | 0 | 0 | 0 | 0 | 0 | 0 | 0 | 0 | 0 | 0 | 0 | 0 | 0 | 0 | 0 | 0 | 0 | 0 | 0 | 0 | 0 | 0 | 0 | 0 | 0 | 0
F5_Commercial_Miscellaneous_Existing_Food Preparation_Electric_Oven_E8 | F5 | Commercial | Miscellaneous | Existing | Food Preparation | Electric | Oven | E8 | RIM BC Ratio | 0 | 0 | 0 | 0 | 0 | 0 | 0 | 0 | 0 | 0 | 0 | 0 | 0 | 0 | 0 | 0 | 0 | 0 | 0 | 0 | 0 | 0 | 0 | 0 | 0 | 0 | 0 | 0 | 0 | 0
F5_Commercial_Miscellaneous_Existing_Food Preparation_Electric_Oven_E9 | F5 | Commercial | Miscellaneous | Existing | Food Preparation | Electric | Oven | E9 | RIM BC Ratio | 0 | 0 | 0 | 0 | 0 | 0 | 0 | 0 | 0 | 0 | 0 | 0 | 0 | 0 | 0 | 0 | 0 | 0 | 0 | 0 | 0 | 0 | 0 | 0 | 0 | 0 | 0 | 0 | 0 | 0
F5_Commercial_Miscellaneous_Existing_Food Preparation_Electric_Oven_E10 | F5 | Commercial | Miscellaneous | Existing | Food Preparation | Electric | Oven | E10 | RIM BC Ratio | 0 | 0 | 0 | 0 | 0 | 0 | 0 | 0 | 0 | 0 | 0 | 0 | 0 | 0 | 0 | 0 | 0 | 0 | 0 | 0 | 0 | 0 | 0 | 0 | 0 | 0 | 0 | 0 | 0 | 0
F0_Commercial_Miscellaneous_Existing_Food Preparation_Electric_Fryer_E0 | F0 | Commercial | Miscellaneous | Existing | Food Preparation | Electric | Fryer | E0 | Economic Unit | 0 | 0 | 0 | 0 | 0 | 0 | 0 | 0 | 0 | 0 | 0 | 0 | 0 | 0 | 0 | 0 | 0 | 0 | 0 | 0 | 0 | 0 | 0 | 0 | 0 | 0 | 0 | 0 | 0 | 0
F1_Commercial_Miscellaneous_Existing_Food Preparation_Electric_Fryer_E1 | F1 | Commercial | Miscellaneous | Existing | Food Preparation | Electric | Fryer | E1 | CCE | 0 | 0 | 0 | 0 | 0 | 0 | 0 | 0 | 0 | 0 | 0 | 0 | 0 | 0 | 0 | 0 | 0 | 0 | 0 | 0 | 0 | 0 | 0 | 0 | 0 | 0 | 0 | 0 | 0 | 0
F1_Commercial_Miscellaneous_Existing_Food Preparation_Electric_Fryer_E2 | F1 | Commercial | Miscellaneous | Existing | Food Preparation | Electric | Fryer | E2 | CCE | 0 | 0 | 0 | 0 | 0 | 0 | 0 | 0 | 0 | 0 | 0 | 0 | 0 | 0 | 0 | 0 | 0 | 0 | 0 | 0 | 0 | 0 | 0 | 0 | 0 | 0 | 0 | 0 | 0 | 0
F1_Commercial_Miscellaneous_Existing_Food Preparation_Electric_Fryer_E3 | F1 | Commercial | Miscellaneous | Existing | Food Preparation | Electric | Fryer | E3 | CCE | 0 | 0 | 0 | 0 | 0 | 0 | 0 | 0 | 0 | 0 | 0 | 0 | 0 | 0 | 0 | 0 | 0 | 0 | 0 | 0 | 0 | 0 | 0 | 0 | 0 | 0 | 0 | 0 | 0 | 0
F1_Commercial_Miscellaneous_Existing_Food Preparation_Electric_Fryer_E4 | F1 | Commercial | Miscellaneous | Existing | Food Preparation | Electric | Fryer | E4 | CCE | 0 | 0 | 0 | 0 | 0 | 0 | 0 | 0 | 0 | 0 | 0 | 0 | 0 | 0 | 0 | 0 | 0 | 0 | 0 | 0 | 0 | 0 | 0 | 0 | 0 | 0 | 0 | 0 | 0 | 0
F1_Commercial_Miscellaneous_Existing_Food Preparation_Electric_Fryer_E5 | F1 | Commercial | Miscellaneous | Existing | Food Preparation | Electric | Fryer | E5 | CCE | 0 | 0 | 0 | 0 | 0 | 0 | 0 | 0 | 0 | 0 | 0 | 0 | 0 | 0 | 0 | 0 | 0 | 0 | 0 | 0 | 0 | 0 | 0 | 0 | 0 | 0 | 0 | 0 | 0 | 0
F1_Commercial_Miscellaneous_Existing_Food Preparation_Electric_Fryer_E6 | F1 | Commercial | Miscellaneous | Existing | Food Preparation | Electric | Fryer | E6 | CCE | 0 | 0 | 0 | 0 | 0 | 0 | 0 | 0 | 0 | 0 | 0 | 0 | 0 | 0 | 0 | 0 | 0 | 0 | 0 | 0 | 0 | 0 | 0 | 0 | 0 | 0 | 0 | 0 | 0 | 0
F1_Commercial_Miscellaneous_Existing_Food Preparation_Electric_Fryer_E7 | F1 | Commercial | Miscellaneous | Existing | Food Preparation | Electric | Fryer | E7 | CCE | 0 | 0 | 0 | 0 | 0 | 0 | 0 | 0 | 0 | 0 | 0 | 0 | 0 | 0 | 0 | 0 | 0 | 0 | 0 | 0 | 0 | 0 | 0 | 0 | 0 | 0 | 0 | 0 | 0 | 0
F1_Commercial_Miscellaneous_Existing_Food Preparation_Electric_Fryer_E8 | F1 | Commercial | Miscellaneous | Existing | Food Preparation | Electric | Fryer | E8 | CCE | 0 | 0 | 0 | 0 | 0 | 0 | 0 | 0 | 0 | 0 | 0 | 0 | 0 | 0 | 0 | 0 | 0 | 0 | 0 | 0 | 0 | 0 | 0 | 0 | 0 | 0 | 0 | 0 | 0 | 0
F1_Commercial_Miscellaneous_Existing_Food Preparation_Electric_Fryer_E9 | F1 | Commercial | Miscellaneous | Existing | Food Preparation | Electric | Fryer | E9 | CCE | 0 | 0 | 0 | 0 | 0 | 0 | 0 | 0 | 0 | 0 | 0 | 0 | 0 | 0 | 0 | 0 | 0 | 0 | 0 | 0 | 0 | 0 | 0 | 0 | 0 | 0 | 0 | 0 | 0 | 0
F1_Commercial_Miscellaneous_Existing_Food Preparation_Electric_Fryer_E10 | F1 | Commercial | Miscellaneous | Existing | Food Preparation | Electric | Fryer | E10 | CCE | 0 | 0 | 0 | 0 | 0 | 0 | 0 | 0 | 0 | 0 | 0 | 0 | 0 | 0 | 0 | 0 | 0 | 0 | 0 | 0 | 0 | 0 | 0 | 0 | 0 | 0 | 0 | 0 | 0 | 0
F2_Commercial_Miscellaneous_Existing_Food Preparation_Electric_Fryer_E1 | F2 | Commercial | Miscellaneous | Existing | Food Preparation | Electric | Fryer | E1 | TRC BC Ratio | 0 | 0 | 0 | 0 | 0 | 0 | 0 | 0 | 0 | 0 | 0 | 0 | 0 | 0 | 0 | 0 | 0 | 0 | 0 | 0 | 0 | 0 | 0 | 0 | 0 | 0 | 0 | 0 | 0 | 0
F2_Commercial_Miscellaneous_Existing_Food Preparation_Electric_Fryer_E2 | F2 | Commercial | Miscellaneous | Existing | Food Preparation | Electric | Fryer | E2 | TRC BC Ratio | 0 | 0 | 0 | 0 | 0 | 0 | 0 | 0 | 0 | 0 | 0 | 0 | 0 | 0 | 0 | 0 | 0 | 0 | 0 | 0 | 0 | 0 | 0 | 0 | 0 | 0 | 0 | 0 | 0 | 0
F2_Commercial_Miscellaneous_Existing_Food Preparation_Electric_Fryer_E3 | F2 | Commercial | Miscellaneous | Existing | Food Preparation | Electric | Fryer | E3 | TRC BC Ratio | 0 | 0 | 0 | 0 | 0 | 0 | 0 | 0 | 0 | 0 | 0 | 0 | 0 | 0 | 0 | 0 | 0 | 0 | 0 | 0 | 0 | 0 | 0 | 0 | 0 | 0 | 0 | 0 | 0 | 0
F2_Commercial_Miscellaneous_Existing_Food Preparation_Electric_Fryer_E4 | F2 | Commercial | Miscellaneous | Existing | Food Preparation | Electric | Fryer | E4 | TRC BC Ratio | 0 | 0 | 0 | 0 | 0 | 0 | 0 | 0 | 0 | 0 | 0 | 0 | 0 | 0 | 0 | 0 | 0 | 0 | 0 | 0 | 0 | 0 | 0 | 0 | 0 | 0 | 0 | 0 | 0 | 0
F2_Commercial_Miscellaneous_Existing_Food Preparation_Electric_Fryer_E5 | F2 | Commercial | Miscellaneous | Existing | Food Preparation | Electric | Fryer | E5 | TRC BC Ratio | 0 | 0 | 0 | 0 | 0 | 0 | 0 | 0 | 0 | 0 | 0 | 0 | 0 | 0 | 0 | 0 | 0 | 0 | 0 | 0 | 0 | 0 | 0 | 0 | 0 | 0 | 0 | 0 | 0 | 0
F2_Commercial_Miscellaneous_Existing_Food Preparation_Electric_Fryer_E6 | F2 | Commercial | Miscellaneous | Existing | Food Preparation | Electric | Fryer | E6 | TRC BC Ratio | 0 | 0 | 0 | 0 | 0 | 0 | 0 | 0 | 0 | 0 | 0 | 0 | 0 | 0 | 0 | 0 | 0 | 0 | 0 | 0 | 0 | 0 | 0 | 0 | 0 | 0 | 0 | 0 | 0 | 0
F2_Commercial_Miscellaneous_Existing_Food Preparation_Electric_Fryer_E7 | F2 | Commercial | Miscellaneous | Existing | Food Preparation | Electric | Fryer | E7 | TRC BC Ratio | 0 | 0 | 0 | 0 | 0 | 0 | 0 | 0 | 0 | 0 | 0 | 0 | 0 | 0 | 0 | 0 | 0 | 0 | 0 | 0 | 0 | 0 | 0 | 0 | 0 | 0 | 0 | 0 | 0 | 0
F2_Commercial_Miscellaneous_Existing_Food Preparation_Electric_Fryer_E8 | F2 | Commercial | Miscellaneous | Existing | Food Preparation | Electric | Fryer | E8 | TRC BC Ratio | 0 | 0 | 0 | 0 | 0 | 0 | 0 | 0 | 0 | 0 | 0 | 0 | 0 | 0 | 0 | 0 | 0 | 0 | 0 | 0 | 0 | 0 | 0 | 0 | 0 | 0 | 0 | 0 | 0 | 0
F2_Commercial_Miscellaneous_Existing_Food Preparation_Electric_Fryer_E9 | F2 | Commercial | Miscellaneous | Existing | Food Preparation | Electric | Fryer | E9 | TRC BC Ratio | 0 | 0 | 0 | 0 | 0 | 0 | 0 | 0 | 0 | 0 | 0 | 0 | 0 | 0 | 0 | 0 | 0 | 0 | 0 | 0 | 0 | 0 | 0 | 0 | 0 | 0 | 0 | 0 | 0 | 0
F2_Commercial_Miscellaneous_Existing_Food Preparation_Electric_Fryer_E10 | F2 | Commercial | Miscellaneous | Existing | Food Preparation | Electric | Fryer | E10 | TRC BC Ratio | 0 | 0 | 0 | 0 | 0 | 0 | 0 | 0 | 0 | 0 | 0 | 0 | 0 | 0 | 0 | 0 | 0 | 0 | 0 | 0 | 0 | 0 | 0 | 0 | 0 | 0 | 0 | 0 | 0 | 0
F3_Commercial_Miscellaneous_Existing_Food Preparation_Electric_Fryer_E1 | F3 | Commercial | Miscellaneous | Existing | Food Preparation | Electric | Fryer | E1 | PACT BC Ratio | 0 | 0 | 0 | 0 | 0 | 0 | 0 | 0 | 0 | 0 | 0 | 0 | 0 | 0 | 0 | 0 | 0 | 0 | 0 | 0 | 0 | 0 | 0 | 0 | 0 | 0 | 0 | 0 | 0 | 0
F3_Commercial_Miscellaneous_Existing_Food Preparation_Electric_Fryer_E2 | F3 | Commercial | Miscellaneous | Existing | Food Preparation | Electric | Fryer | E2 | PACT BC Ratio | 0 | 0 | 0 | 0 | 0 | 0 | 0 | 0 | 0 | 0 | 0 | 0 | 0 | 0 | 0 | 0 | 0 | 0 | 0 | 0 | 0 | 0 | 0 | 0 | 0 | 0 | 0 | 0 | 0 | 0
F3_Commercial_Miscellaneous_Existing_Food Preparation_Electric_Fryer_E3 | F3 | Commercial | Miscellaneous | Existing | Food Preparation | Electric | Fryer | E3 | PACT BC Ratio | 0 | 0 | 0 | 0 | 0 | 0 | 0 | 0 | 0 | 0 | 0 | 0 | 0 | 0 | 0 | 0 | 0 | 0 | 0 | 0 | 0 | 0 | 0 | 0 | 0 | 0 | 0 | 0 | 0 | 0
F3_Commercial_Miscellaneous_Existing_Food Preparation_Electric_Fryer_E4 | F3 | Commercial | Miscellaneous | Existing | Food Preparation | Electric | Fryer | E4 | PACT BC Ratio | 0 | 0 | 0 | 0 | 0 | 0 | 0 | 0 | 0 | 0 | 0 | 0 | 0 | 0 | 0 | 0 | 0 | 0 | 0 | 0 | 0 | 0 | 0 | 0 | 0 | 0 | 0 | 0 | 0 | 0
F3_Commercial_Miscellaneous_Existing_Food Preparation_Electric_Fryer_E5 | F3 | Commercial | Miscellaneous | Existing | Food Preparation | Electric | Fryer | E5 | PACT BC Ratio | 0 | 0 | 0 | 0 | 0 | 0 | 0 | 0 | 0 | 0 | 0 | 0 | 0 | 0 | 0 | 0 | 0 | 0 | 0 | 0 | 0 | 0 | 0 | 0 | 0 | 0 | 0 | 0 | 0 | 0
F3_Commercial_Miscellaneous_Existing_Food Preparation_Electric_Fryer_E6 | F3 | Commercial | Miscellaneous | Existing | Food Preparation | Electric | Fryer | E6 | PACT BC Ratio | 0 | 0 | 0 | 0 | 0 | 0 | 0 | 0 | 0 | 0 | 0 | 0 | 0 | 0 | 0 | 0 | 0 | 0 | 0 | 0 | 0 | 0 | 0 | 0 | 0 | 0 | 0 | 0 | 0 | 0
F3_Commercial_Miscellaneous_Existing_Food Preparation_Electric_Fryer_E7 | F3 | Commercial | Miscellaneous | Existing | Food Preparation | Electric | Fryer | E7 | PACT BC Ratio | 0 | 0 | 0 | 0 | 0 | 0 | 0 | 0 | 0 | 0 | 0 | 0 | 0 | 0 | 0 | 0 | 0 | 0 | 0 | 0 | 0 | 0 | 0 | 0 | 0 | 0 | 0 | 0 | 0 | 0
F3_Commercial_Miscellaneous_Existing_Food Preparation_Electric_Fryer_E8 | F3 | Commercial | Miscellaneous | Existing | Food Preparation | Electric | Fryer | E8 | PACT BC Ratio | 0 | 0 | 0 | 0 | 0 | 0 | 0 | 0 | 0 | 0 | 0 | 0 | 0 | 0 | 0 | 0 | 0 | 0 | 0 | 0 | 0 | 0 | 0 | 0 | 0 | 0 | 0 | 0 | 0 | 0
F3_Commercial_Miscellaneous_Existing_Food Preparation_Electric_Fryer_E9 | F3 | Commercial | Miscellaneous | Existing | Food Preparation | Electric | Fryer | E9 | PACT BC Ratio | 0 | 0 | 0 | 0 | 0 | 0 | 0 | 0 | 0 | 0 | 0 | 0 | 0 | 0 | 0 | 0 | 0 | 0 | 0 | 0 | 0 | 0 | 0 | 0 | 0 | 0 | 0 | 0 | 0 | 0
F3_Commercial_Miscellaneous_Existing_Food Preparation_Electric_Fryer_E10 | F3 | Commercial | Miscellaneous | Existing | Food Preparation | Electric | Fryer | E10 | PACT BC Ratio | 0 | 0 | 0 | 0 | 0 | 0 | 0 | 0 | 0 | 0 | 0 | 0 | 0 | 0 | 0 | 0 | 0 | 0 | 0 | 0 | 0 | 0 | 0 | 0 | 0 | 0 | 0 | 0 | 0 | 0
F4_Commercial_Miscellaneous_Existing_Food Preparation_Electric_Fryer_E1 | F4 | Commercial | Miscellaneous | Existing | Food Preparation | Electric | Fryer | E1 | RVT BC Ratio | 0 | 0 | 0 | 0 | 0 | 0 | 0 | 0 | 0 | 0 | 0 | 0 | 0 | 0 | 0 | 0 | 0 | 0 | 0 | 0 | 0 | 0 | 0 | 0 | 0 | 0 | 0 | 0 | 0 | 0
F4_Commercial_Miscellaneous_Existing_Food Preparation_Electric_Fryer_E2 | F4 | Commercial | Miscellaneous | Existing | Food Preparation | Electric | Fryer | E2 | RVT BC Ratio | 0 | 0 | 0 | 0 | 0 | 0 | 0 | 0 | 0 | 0 | 0 | 0 | 0 | 0 | 0 | 0 | 0 | 0 | 0 | 0 | 0 | 0 | 0 | 0 | 0 | 0 | 0 | 0 | 0 | 0
F4_Commercial_Miscellaneous_Existing_Food Preparation_Electric_Fryer_E3 | F4 | Commercial | Miscellaneous | Existing | Food Preparation | Electric | Fryer | E3 | RVT BC Ratio | 0 | 0 | 0 | 0 | 0 | 0 | 0 | 0 | 0 | 0 | 0 | 0 | 0 | 0 | 0 | 0 | 0 | 0 | 0 | 0 | 0 | 0 | 0 | 0 | 0 | 0 | 0 | 0 | 0 | 0
F4_Commercial_Miscellaneous_Existing_Food Preparation_Electric_Fryer_E4 | F4 | Commercial | Miscellaneous | Existing | Food Preparation | Electric | Fryer | E4 | RVT BC Ratio | 0 | 0 | 0 | 0 | 0 | 0 | 0 | 0 | 0 | 0 | 0 | 0 | 0 | 0 | 0 | 0 | 0 | 0 | 0 | 0 | 0 | 0 | 0 | 0 | 0 | 0 | 0 | 0 | 0 | 0
F4_Commercial_Miscellaneous_Existing_Food Preparation_Electric_Fryer_E5 | F4 | Commercial | Miscellaneous | Existing | Food Preparation | Electric | Fryer | E5 | RVT BC Ratio | 0 | 0 | 0 | 0 | 0 | 0 | 0 | 0 | 0 | 0 | 0 | 0 | 0 | 0 | 0 | 0 | 0 | 0 | 0 | 0 | 0 | 0 | 0 | 0 | 0 | 0 | 0 | 0 | 0 | 0
F4_Commercial_Miscellaneous_Existing_Food Preparation_Electric_Fryer_E6 | F4 | Commercial | Miscellaneous | Existing | Food Preparation | Electric | Fryer | E6 | RVT BC Ratio | 0 | 0 | 0 | 0 | 0 | 0 | 0 | 0 | 0 | 0 | 0 | 0 | 0 | 0 | 0 | 0 | 0 | 0 | 0 | 0 | 0 | 0 | 0 | 0 | 0 | 0 | 0 | 0 | 0 | 0
F4_Commercial_Miscellaneous_Existing_Food Preparation_Electric_Fryer_E7 | F4 | Commercial | Miscellaneous | Existing | Food Preparation | Electric | Fryer | E7 | RVT BC Ratio | 0 | 0 | 0 | 0 | 0 | 0 | 0 | 0 | 0 | 0 | 0 | 0 | 0 | 0 | 0 | 0 | 0 | 0 | 0 | 0 | 0 | 0 | 0 | 0 | 0 | 0 | 0 | 0 | 0 | 0
F4_Commercial_Miscellaneous_Existing_Food Preparation_Electric_Fryer_E8 | F4 | Commercial | Miscellaneous | Existing | Food Preparation | Electric | Fryer | E8 | RVT BC Ratio | 0 | 0 | 0 | 0 | 0 | 0 | 0 | 0 | 0 | 0 | 0 | 0 | 0 | 0 | 0 | 0 | 0 | 0 | 0 | 0 | 0 | 0 | 0 | 0 | 0 | 0 | 0 | 0 | 0 | 0
F4_Commercial_Miscellaneous_Existing_Food Preparation_Electric_Fryer_E9 | F4 | Commercial | Miscellaneous | Existing | Food Preparation | Electric | Fryer | E9 | RVT BC Ratio | 0 | 0 | 0 | 0 | 0 | 0 | 0 | 0 | 0 | 0 | 0 | 0 | 0 | 0 | 0 | 0 | 0 | 0 | 0 | 0 | 0 | 0 | 0 | 0 | 0 | 0 | 0 | 0 | 0 | 0
F4_Commercial_Miscellaneous_Existing_Food Preparation_Electric_Fryer_E10 | F4 | Commercial | Miscellaneous | Existing | Food Preparation | Electric | Fryer | E10 | RVT BC Ratio | 0 | 0 | 0 | 0 | 0 | 0 | 0 | 0 | 0 | 0 | 0 | 0 | 0 | 0 | 0 | 0 | 0 | 0 | 0 | 0 | 0 | 0 | 0 | 0 | 0 | 0 | 0 | 0 | 0 | 0
F5_Commercial_Miscellaneous_Existing_Food Preparation_Electric_Fryer_E1 | F5 | Commercial | Miscellaneous | Existing | Food Preparation | Electric | Fryer | E1 | RIM BC Ratio | 0 | 0 | 0 | 0 | 0 | 0 | 0 | 0 | 0 | 0 | 0 | 0 | 0 | 0 | 0 | 0 | 0 | 0 | 0 | 0 | 0 | 0 | 0 | 0 | 0 | 0 | 0 | 0 | 0 | 0
F5_Commercial_Miscellaneous_Existing_Food Preparation_Electric_Fryer_E2 | F5 | Commercial | Miscellaneous | Existing | Food Preparation | Electric | Fryer | E2 | RIM BC Ratio | 0 | 0 | 0 | 0 | 0 | 0 | 0 | 0 | 0 | 0 | 0 | 0 | 0 | 0 | 0 | 0 | 0 | 0 | 0 | 0 | 0 | 0 | 0 | 0 | 0 | 0 | 0 | 0 | 0 | 0
F5_Commercial_Miscellaneous_Existing_Food Preparation_Electric_Fryer_E3 | F5 | Commercial | Miscellaneous | Existing | Food Preparation | Electric | Fryer | E3 | RIM BC Ratio | 0 | 0 | 0 | 0 | 0 | 0 | 0 | 0 | 0 | 0 | 0 | 0 | 0 | 0 | 0 | 0 | 0 | 0 | 0 | 0 | 0 | 0 | 0 | 0 | 0 | 0 | 0 | 0 | 0 | 0
F5_Commercial_Miscellaneous_Existing_Food Preparation_Electric_Fryer_E4 | F5 | Commercial | Miscellaneous | Existing | Food Preparation | Electric | Fryer | E4 | RIM BC Ratio | 0 | 0 | 0 | 0 | 0 | 0 | 0 | 0 | 0 | 0 | 0 | 0 | 0 | 0 | 0 | 0 | 0 | 0 | 0 | 0 | 0 | 0 | 0 | 0 | 0 | 0 | 0 | 0 | 0 | 0
F5_Commercial_Miscellaneous_Existing_Food Preparation_Electric_Fryer_E5 | F5 | Commercial | Miscellaneous | Existing | Food Preparation | Electric | Fryer | E5 | RIM BC Ratio | 0 | 0 | 0 | 0 | 0 | 0 | 0 | 0 | 0 | 0 | 0 | 0 | 0 | 0 | 0 | 0 | 0 | 0 | 0 | 0 | 0 | 0 | 0 | 0 | 0 | 0 | 0 | 0 | 0 | 0
F5_Commercial_Miscellaneous_Existing_Food Preparation_Electric_Fryer_E6 | F5 | Commercial | Miscellaneous | Existing | Food Preparation | Electric | Fryer | E6 | RIM BC Ratio | 0 | 0 | 0 | 0 | 0 | 0 | 0 | 0 | 0 | 0 | 0 | 0 | 0 | 0 | 0 | 0 | 0 | 0 | 0 | 0 | 0 | 0 | 0 | 0 | 0 | 0 | 0 | 0 | 0 | 0
F5_Commercial_Miscellaneous_Existing_Food Preparation_Electric_Fryer_E7 | F5 | Commercial | Miscellaneous | Existing | Food Preparation | Electric | Fryer | E7 | RIM BC Ratio | 0 | 0 | 0 | 0 | 0 | 0 | 0 | 0 | 0 | 0 | 0 | 0 | 0 | 0 | 0 | 0 | 0 | 0 | 0 | 0 | 0 | 0 | 0 | 0 | 0 | 0 | 0 | 0 | 0 | 0
F5_Commercial_Miscellaneous_Existing_Food Preparation_Electric_Fryer_E8 | F5 | Commercial | Miscellaneous | Existing | Food Preparation | Electric | Fryer | E8 | RIM BC Ratio | 0 | 0 | 0 | 0 | 0 | 0 | 0 | 0 | 0 | 0 | 0 | 0 | 0 | 0 | 0 | 0 | 0 | 0 | 0 | 0 | 0 | 0 | 0 | 0 | 0 | 0 | 0 | 0 | 0 | 0
F5_Commercial_Miscellaneous_Existing_Food Preparation_Electric_Fryer_E9 | F5 | Commercial | Miscellaneous | Existing | Food Preparation | Electric | Fryer | E9 | RIM BC Ratio | 0 | 0 | 0 | 0 | 0 | 0 | 0 | 0 | 0 | 0 | 0 | 0 | 0 | 0 | 0 | 0 | 0 | 0 | 0 | 0 | 0 | 0 | 0 | 0 | 0 | 0 | 0 | 0 | 0 | 0
F5_Commercial_Miscellaneous_Existing_Food Preparation_Electric_Fryer_E10 | F5 | Commercial | Miscellaneous | Existing | Food Preparation | Electric | Fryer | E10 | RIM BC Ratio | 0 | 0 | 0 | 0 | 0 | 0 | 0 | 0 | 0 | 0 | 0 | 0 | 0 | 0 | 0 | 0 | 0 | 0 | 0 | 0 | 0 | 0 | 0 | 0 | 0 | 0 | 0 | 0 | 0 | 0
F0_Commercial_Miscellaneous_Existing_Food Preparation_Electric_Dishwasher_E0 | F0 | Commercial | Miscellaneous | Existing | Food Preparation | Electric | Dishwasher | E0 | Economic Unit | 0 | 0 | 0 | 0 | 0 | 0 | 0 | 0 | 0 | 0 | 0 | 0 | 0 | 0 | 0 | 0 | 0 | 0 | 0 | 0 | 0 | 0 | 0 | 0 | 0 | 0 | 0 | 0 | 0 | 0
F1_Commercial_Miscellaneous_Existing_Food Preparation_Electric_Dishwasher_E1 | F1 | Commercial | Miscellaneous | Existing | Food Preparation | Electric | Dishwasher | E1 | CCE | 0 | 0 | 0 | 0 | 0 | 0 | 0 | 0 | 0 | 0 | 0 | 0 | 0 | 0 | 0 | 0 | 0 | 0 | 0 | 0 | 0 | 0 | 0 | 0 | 0 | 0 | 0 | 0 | 0 | 0
F1_Commercial_Miscellaneous_Existing_Food Preparation_Electric_Dishwasher_E2 | F1 | Commercial | Miscellaneous | Existing | Food Preparation | Electric | Dishwasher | E2 | CCE | 0 | 0 | 0 | 0 | 0 | 0 | 0 | 0 | 0 | 0 | 0 | 0 | 0 | 0 | 0 | 0 | 0 | 0 | 0 | 0 | 0 | 0 | 0 | 0 | 0 | 0 | 0 | 0 | 0 | 0
F1_Commercial_Miscellaneous_Existing_Food Preparation_Electric_Dishwasher_E3 | F1 | Commercial | Miscellaneous | Existing | Food Preparation | Electric | Dishwasher | E3 | CCE | 0 | 0 | 0 | 0 | 0 | 0 | 0 | 0 | 0 | 0 | 0 | 0 | 0 | 0 | 0 | 0 | 0 | 0 | 0 | 0 | 0 | 0 | 0 | 0 | 0 | 0 | 0 | 0 | 0 | 0
F1_Commercial_Miscellaneous_Existing_Food Preparation_Electric_Dishwasher_E4 | F1 | Commercial | Miscellaneous | Existing | Food Preparation | Electric | Dishwasher | E4 | CCE | 0 | 0 | 0 | 0 | 0 | 0 | 0 | 0 | 0 | 0 | 0 | 0 | 0 | 0 | 0 | 0 | 0 | 0 | 0 | 0 | 0 | 0 | 0 | 0 | 0 | 0 | 0 | 0 | 0 | 0
F1_Commercial_Miscellaneous_Existing_Food Preparation_Electric_Dishwasher_E5 | F1 | Commercial | Miscellaneous | Existing | Food Preparation | Electric | Dishwasher | E5 | CCE | 0 | 0 | 0 | 0 | 0 | 0 | 0 | 0 | 0 | 0 | 0 | 0 | 0 | 0 | 0 | 0 | 0 | 0 | 0 | 0 | 0 | 0 | 0 | 0 | 0 | 0 | 0 | 0 | 0 | 0
F1_Commercial_Miscellaneous_Existing_Food Preparation_Electric_Dishwasher_E6 | F1 | Commercial | Miscellaneous | Existing | Food Preparation | Electric | Dishwasher | E6 | CCE | 0 | 0 | 0 | 0 | 0 | 0 | 0 | 0 | 0 | 0 | 0 | 0 | 0 | 0 | 0 | 0 | 0 | 0 | 0 | 0 | 0 | 0 | 0 | 0 | 0 | 0 | 0 | 0 | 0 | 0
F1_Commercial_Miscellaneous_Existing_Food Preparation_Electric_Dishwasher_E7 | F1 | Commercial | Miscellaneous | Existing | Food Preparation | Electric | Dishwasher | E7 | CCE | 0 | 0 | 0 | 0 | 0 | 0 | 0 | 0 | 0 | 0 | 0 | 0 | 0 | 0 | 0 | 0 | 0 | 0 | 0 | 0 | 0 | 0 | 0 | 0 | 0 | 0 | 0 | 0 | 0 | 0
F1_Commercial_Miscellaneous_Existing_Food Preparation_Electric_Dishwasher_E8 | F1 | Commercial | Miscellaneous | Existing | Food Preparation | Electric | Dishwasher | E8 | CCE | 0 | 0 | 0 | 0 | 0 | 0 | 0 | 0 | 0 | 0 | 0 | 0 | 0 | 0 | 0 | 0 | 0 | 0 | 0 | 0 | 0 | 0 | 0 | 0 | 0 | 0 | 0 | 0 | 0 | 0
F1_Commercial_Miscellaneous_Existing_Food Preparation_Electric_Dishwasher_E9 | F1 | Commercial | Miscellaneous | Existing | Food Preparation | Electric | Dishwasher | E9 | CCE | 0 | 0 | 0 | 0 | 0 | 0 | 0 | 0 | 0 | 0 | 0 | 0 | 0 | 0 | 0 | 0 | 0 | 0 | 0 | 0 | 0 | 0 | 0 | 0 | 0 | 0 | 0 | 0 | 0 | 0
F1_Commercial_Miscellaneous_Existing_Food Preparation_Electric_Dishwasher_E10 | F1 | Commercial | Miscellaneous | Existing | Food Preparation | Electric | Dishwasher | E10 | CCE | 0 | 0 | 0 | 0 | 0 | 0 | 0 | 0 | 0 | 0 | 0 | 0 | 0 | 0 | 0 | 0 | 0 | 0 | 0 | 0 | 0 | 0 | 0 | 0 | 0 | 0 | 0 | 0 | 0 | 0
F2_Commercial_Miscellaneous_Existing_Food Preparation_Electric_Dishwasher_E1 | F2 | Commercial | Miscellaneous | Existing | Food Preparation | Electric | Dishwasher | E1 | TRC BC Ratio | 0 | 0 | 0 | 0 | 0 | 0 | 0 | 0 | 0 | 0 | 0 | 0 | 0 | 0 | 0 | 0 | 0 | 0 | 0 | 0 | 0 | 0 | 0 | 0 | 0 | 0 | 0 | 0 | 0 | 0
F2_Commercial_Miscellaneous_Existing_Food Preparation_Electric_Dishwasher_E2 | F2 | Commercial | Miscellaneous | Existing | Food Preparation | Electric | Dishwasher | E2 | TRC BC Ratio | 0 | 0 | 0 | 0 | 0 | 0 | 0 | 0 | 0 | 0 | 0 | 0 | 0 | 0 | 0 | 0 | 0 | 0 | 0 | 0 | 0 | 0 | 0 | 0 | 0 | 0 | 0 | 0 | 0 | 0
F2_Commercial_Miscellaneous_Existing_Food Preparation_Electric_Dishwasher_E3 | F2 | Commercial | Miscellaneous | Existing | Food Preparation | Electric | Dishwasher | E3 | TRC BC Ratio | 0 | 0 | 0 | 0 | 0 | 0 | 0 | 0 | 0 | 0 | 0 | 0 | 0 | 0 | 0 | 0 | 0 | 0 | 0 | 0 | 0 | 0 | 0 | 0 | 0 | 0 | 0 | 0 | 0 | 0
F2_Commercial_Miscellaneous_Existing_Food Preparation_Electric_Dishwasher_E4 | F2 | Commercial | Miscellaneous | Existing | Food Preparation | Electric | Dishwasher | E4 | TRC BC Ratio | 0 | 0 | 0 | 0 | 0 | 0 | 0 | 0 | 0 | 0 | 0 | 0 | 0 | 0 | 0 | 0 | 0 | 0 | 0 | 0 | 0 | 0 | 0 | 0 | 0 | 0 | 0 | 0 | 0 | 0
F2_Commercial_Miscellaneous_Existing_Food Preparation_Electric_Dishwasher_E5 | F2 | Commercial | Miscellaneous | Existing | Food Preparation | Electric | Dishwasher | E5 | TRC BC Ratio | 0 | 0 | 0 | 0 | 0 | 0 | 0 | 0 | 0 | 0 | 0 | 0 | 0 | 0 | 0 | 0 | 0 | 0 | 0 | 0 | 0 | 0 | 0 | 0 | 0 | 0 | 0 | 0 | 0 | 0
F2_Commercial_Miscellaneous_Existing_Food Preparation_Electric_Dishwasher_E6 | F2 | Commercial | Miscellaneous | Existing | Food Preparation | Electric | Dishwasher | E6 | TRC BC Ratio | 0 | 0 | 0 | 0 | 0 | 0 | 0 | 0 | 0 | 0 | 0 | 0 | 0 | 0 | 0 | 0 | 0 | 0 | 0 | 0 | 0 | 0 | 0 | 0 | 0 | 0 | 0 | 0 | 0 | 0
F2_Commercial_Miscellaneous_Existing_Food Preparation_Electric_Dishwasher_E7 | F2 | Commercial | Miscellaneous | Existing | Food Preparation | Electric | Dishwasher | E7 | TRC BC Ratio | 0 | 0 | 0 | 0 | 0 | 0 | 0 | 0 | 0 | 0 | 0 | 0 | 0 | 0 | 0 | 0 | 0 | 0 | 0 | 0 | 0 | 0 | 0 | 0 | 0 | 0 | 0 | 0 | 0 | 0
F2_Commercial_Miscellaneous_Existing_Food Preparation_Electric_Dishwasher_E8 | F2 | Commercial | Miscellaneous | Existing | Food Preparation | Electric | Dishwasher | E8 | TRC BC Ratio | 0 | 0 | 0 | 0 | 0 | 0 | 0 | 0 | 0 | 0 | 0 | 0 | 0 | 0 | 0 | 0 | 0 | 0 | 0 | 0 | 0 | 0 | 0 | 0 | 0 | 0 | 0 | 0 | 0 | 0
F2_Commercial_Miscellaneous_Existing_Food Preparation_Electric_Dishwasher_E9 | F2 | Commercial | Miscellaneous | Existing | Food Preparation | Electric | Dishwasher | E9 | TRC BC Ratio | 0 | 0 | 0 | 0 | 0 | 0 | 0 | 0 | 0 | 0 | 0 | 0 | 0 | 0 | 0 | 0 | 0 | 0 | 0 | 0 | 0 | 0 | 0 | 0 | 0 | 0 | 0 | 0 | 0 | 0
F2_Commercial_Miscellaneous_Existing_Food Preparation_Electric_Dishwasher_E10 | F2 | Commercial | Miscellaneous | Existing | Food Preparation | Electric | Dishwasher | E10 | TRC BC Ratio | 0 | 0 | 0 | 0 | 0 | 0 | 0 | 0 | 0 | 0 | 0 | 0 | 0 | 0 | 0 | 0 | 0 | 0 | 0 | 0 | 0 | 0 | 0 | 0 | 0 | 0 | 0 | 0 | 0 | 0
F3_Commercial_Miscellaneous_Existing_Food Preparation_Electric_Dishwasher_E1 | F3 | Commercial | Miscellaneous | Existing | Food Preparation | Electric | Dishwasher | E1 | PACT BC Ratio | 0 | 0 | 0 | 0 | 0 | 0 | 0 | 0 | 0 | 0 | 0 | 0 | 0 | 0 | 0 | 0 | 0 | 0 | 0 | 0 | 0 | 0 | 0 | 0 | 0 | 0 | 0 | 0 | 0 | 0
F3_Commercial_Miscellaneous_Existing_Food Preparation_Electric_Dishwasher_E2 | F3 | Commercial | Miscellaneous | Existing | Food Preparation | Electric | Dishwasher | E2 | PACT BC Ratio | 0 | 0 | 0 | 0 | 0 | 0 | 0 | 0 | 0 | 0 | 0 | 0 | 0 | 0 | 0 | 0 | 0 | 0 | 0 | 0 | 0 | 0 | 0 | 0 | 0 | 0 | 0 | 0 | 0 | 0
F3_Commercial_Miscellaneous_Existing_Food Preparation_Electric_Dishwasher_E3 | F3 | Commercial | Miscellaneous | Existing | Food Preparation | Electric | Dishwasher | E3 | PACT BC Ratio | 0 | 0 | 0 | 0 | 0 | 0 | 0 | 0 | 0 | 0 | 0 | 0 | 0 | 0 | 0 | 0 | 0 | 0 | 0 | 0 | 0 | 0 | 0 | 0 | 0 | 0 | 0 | 0 | 0 | 0
F3_Commercial_Miscellaneous_Existing_Food Preparation_Electric_Dishwasher_E4 | F3 | Commercial | Miscellaneous | Existing | Food Preparation | Electric | Dishwasher | E4 | PACT BC Ratio | 0 | 0 | 0 | 0 | 0 | 0 | 0 | 0 | 0 | 0 | 0 | 0 | 0 | 0 | 0 | 0 | 0 | 0 | 0 | 0 | 0 | 0 | 0 | 0 | 0 | 0 | 0 | 0 | 0 | 0
F3_Commercial_Miscellaneous_Existing_Food Preparation_Electric_Dishwasher_E5 | F3 | Commercial | Miscellaneous | Existing | Food Preparation | Electric | Dishwasher | E5 | PACT BC Ratio | 0 | 0 | 0 | 0 | 0 | 0 | 0 | 0 | 0 | 0 | 0 | 0 | 0 | 0 | 0 | 0 | 0 | 0 | 0 | 0 | 0 | 0 | 0 | 0 | 0 | 0 | 0 | 0 | 0 | 0
F3_Commercial_Miscellaneous_Existing_Food Preparation_Electric_Dishwasher_E6 | F3 | Commercial | Miscellaneous | Existing | Food Preparation | Electric | Dishwasher | E6 | PACT BC Ratio | 0 | 0 | 0 | 0 | 0 | 0 | 0 | 0 | 0 | 0 | 0 | 0 | 0 | 0 | 0 | 0 | 0 | 0 | 0 | 0 | 0 | 0 | 0 | 0 | 0 | 0 | 0 | 0 | 0 | 0
F3_Commercial_Miscellaneous_Existing_Food Preparation_Electric_Dishwasher_E7 | F3 | Commercial | Miscellaneous | Existing | Food Preparation | Electric | Dishwasher | E7 | PACT BC Ratio | 0 | 0 | 0 | 0 | 0 | 0 | 0 | 0 | 0 | 0 | 0 | 0 | 0 | 0 | 0 | 0 | 0 | 0 | 0 | 0 | 0 | 0 | 0 | 0 | 0 | 0 | 0 | 0 | 0 | 0
F3_Commercial_Miscellaneous_Existing_Food Preparation_Electric_Dishwasher_E8 | F3 | Commercial | Miscellaneous | Existing | Food Preparation | Electric | Dishwasher | E8 | PACT BC Ratio | 0 | 0 | 0 | 0 | 0 | 0 | 0 | 0 | 0 | 0 | 0 | 0 | 0 | 0 | 0 | 0 | 0 | 0 | 0 | 0 | 0 | 0 | 0 | 0 | 0 | 0 | 0 | 0 | 0 | 0
F3_Commercial_Miscellaneous_Existing_Food Preparation_Electric_Dishwasher_E9 | F3 | Commercial | Miscellaneous | Existing | Food Preparation | Electric | Dishwasher | E9 | PACT BC Ratio | 0 | 0 | 0 | 0 | 0 | 0 | 0 | 0 | 0 | 0 | 0 | 0 | 0 | 0 | 0 | 0 | 0 | 0 | 0 | 0 | 0 | 0 | 0 | 0 | 0 | 0 | 0 | 0 | 0 | 0
F3_Commercial_Miscellaneous_Existing_Food Preparation_Electric_Dishwasher_E10 | F3 | Commercial | Miscellaneous | Existing | Food Preparation | Electric | Dishwasher | E10 | PACT BC Ratio | 0 | 0 | 0 | 0 | 0 | 0 | 0 | 0 | 0 | 0 | 0 | 0 | 0 | 0 | 0 | 0 | 0 | 0 | 0 | 0 | 0 | 0 | 0 | 0 | 0 | 0 | 0 | 0 | 0 | 0
F4_Commercial_Miscellaneous_Existing_Food Preparation_Electric_Dishwasher_E1 | F4 | Commercial | Miscellaneous | Existing | Food Preparation | Electric | Dishwasher | E1 | RVT BC Ratio | 0 | 0 | 0 | 0 | 0 | 0 | 0 | 0 | 0 | 0 | 0 | 0 | 0 | 0 | 0 | 0 | 0 | 0 | 0 | 0 | 0 | 0 | 0 | 0 | 0 | 0 | 0 | 0 | 0 | 0
F4_Commercial_Miscellaneous_Existing_Food Preparation_Electric_Dishwasher_E2 | F4 | Commercial | Miscellaneous | Existing | Food Preparation | Electric | Dishwasher | E2 | RVT BC Ratio | 0 | 0 | 0 | 0 | 0 | 0 | 0 | 0 | 0 | 0 | 0 | 0 | 0 | 0 | 0 | 0 | 0 | 0 | 0 | 0 | 0 | 0 | 0 | 0 | 0 | 0 | 0 | 0 | 0 | 0
F4_Commercial_Miscellaneous_Existing_Food Preparation_Electric_Dishwasher_E3 | F4 | Commercial | Miscellaneous | Existing | Food Preparation | Electric | Dishwasher | E3 | RVT BC Ratio | 0 | 0 | 0 | 0 | 0 | 0 | 0 | 0 | 0 | 0 | 0 | 0 | 0 | 0 | 0 | 0 | 0 | 0 | 0 | 0 | 0 | 0 | 0 | 0 | 0 | 0 | 0 | 0 | 0 | 0
F4_Commercial_Miscellaneous_Existing_Food Preparation_Electric_Dishwasher_E4 | F4 | Commercial | Miscellaneous | Existing | Food Preparation | Electric | Dishwasher | E4 | RVT BC Ratio | 0 | 0 | 0 | 0 | 0 | 0 | 0 | 0 | 0 | 0 | 0 | 0 | 0 | 0 | 0 | 0 | 0 | 0 | 0 | 0 | 0 | 0 | 0 | 0 | 0 | 0 | 0 | 0 | 0 | 0
F4_Commercial_Miscellaneous_Existing_Food Preparation_Electric_Dishwasher_E5 | F4 | Commercial | Miscellaneous | Existing | Food Preparation | Electric | Dishwasher | E5 | RVT BC Ratio | 0 | 0 | 0 | 0 | 0 | 0 | 0 | 0 | 0 | 0 | 0 | 0 | 0 | 0 | 0 | 0 | 0 | 0 | 0 | 0 | 0 | 0 | 0 | 0 | 0 | 0 | 0 | 0 | 0 | 0
F4_Commercial_Miscellaneous_Existing_Food Preparation_Electric_Dishwasher_E6 | F4 | Commercial | Miscellaneous | Existing | Food Preparation | Electric | Dishwasher | E6 | RVT BC Ratio | 0 | 0 | 0 | 0 | 0 | 0 | 0 | 0 | 0 | 0 | 0 | 0 | 0 | 0 | 0 | 0 | 0 | 0 | 0 | 0 | 0 | 0 | 0 | 0 | 0 | 0 | 0 | 0 | 0 | 0
F4_Commercial_Miscellaneous_Existing_Food Preparation_Electric_Dishwasher_E7 | F4 | Commercial | Miscellaneous | Existing | Food Preparation | Electric | Dishwasher | E7 | RVT BC Ratio | 0 | 0 | 0 | 0 | 0 | 0 | 0 | 0 | 0 | 0 | 0 | 0 | 0 | 0 | 0 | 0 | 0 | 0 | 0 | 0 | 0 | 0 | 0 | 0 | 0 | 0 | 0 | 0 | 0 | 0
F4_Commercial_Miscellaneous_Existing_Food Preparation_Electric_Dishwasher_E8 | F4 | Commercial | Miscellaneous | Existing | Food Preparation | Electric | Dishwasher | E8 | RVT BC Ratio | 0 | 0 | 0 | 0 | 0 | 0 | 0 | 0 | 0 | 0 | 0 | 0 | 0 | 0 | 0 | 0 | 0 | 0 | 0 | 0 | 0 | 0 | 0 | 0 | 0 | 0 | 0 | 0 | 0 | 0
F4_Commercial_Miscellaneous_Existing_Food Preparation_Electric_Dishwasher_E9 | F4 | Commercial | Miscellaneous | Existing | Food Preparation | Electric | Dishwasher | E9 | RVT BC Ratio | 0 | 0 | 0 | 0 | 0 | 0 | 0 | 0 | 0 | 0 | 0 | 0 | 0 | 0 | 0 | 0 | 0 | 0 | 0 | 0 | 0 | 0 | 0 | 0 | 0 | 0 | 0 | 0 | 0 | 0
F4_Commercial_Miscellaneous_Existing_Food Preparation_Electric_Dishwasher_E10 | F4 | Commercial | Miscellaneous | Existing | Food Preparation | Electric | Dishwasher | E10 | RVT BC Ratio | 0 | 0 | 0 | 0 | 0 | 0 | 0 | 0 | 0 | 0 | 0 | 0 | 0 | 0 | 0 | 0 | 0 | 0 | 0 | 0 | 0 | 0 | 0 | 0 | 0 | 0 | 0 | 0 | 0 | 0
F5_Commercial_Miscellaneous_Existing_Food Preparation_Electric_Dishwasher_E1 | F5 | Commercial | Miscellaneous | Existing | Food Preparation | Electric | Dishwasher | E1 | RIM BC Ratio | 0 | 0 | 0 | 0 | 0 | 0 | 0 | 0 | 0 | 0 | 0 | 0 | 0 | 0 | 0 | 0 | 0 | 0 | 0 | 0 | 0 | 0 | 0 | 0 | 0 | 0 | 0 | 0 | 0 | 0
F5_Commercial_Miscellaneous_Existing_Food Preparation_Electric_Dishwasher_E2 | F5 | Commercial | Miscellaneous | Existing | Food Preparation | Electric | Dishwasher | E2 | RIM BC Ratio | 0 | 0 | 0 | 0 | 0 | 0 | 0 | 0 | 0 | 0 | 0 | 0 | 0 | 0 | 0 | 0 | 0 | 0 | 0 | 0 | 0 | 0 | 0 | 0 | 0 | 0 | 0 | 0 | 0 | 0
F5_Commercial_Miscellaneous_Existing_Food Preparation_Electric_Dishwasher_E3 | F5 | Commercial | Miscellaneous | Existing | Food Preparation | Electric | Dishwasher | E3 | RIM BC Ratio | 0 | 0 | 0 | 0 | 0 | 0 | 0 | 0 | 0 | 0 | 0 | 0 | 0 | 0 | 0 | 0 | 0 | 0 | 0 | 0 | 0 | 0 | 0 | 0 | 0 | 0 | 0 | 0 | 0 | 0
F5_Commercial_Miscellaneous_Existing_Food Preparation_Electric_Dishwasher_E4 | F5 | Commercial | Miscellaneous | Existing | Food Preparation | Electric | Dishwasher | E4 | RIM BC Ratio | 0 | 0 | 0 | 0 | 0 | 0 | 0 | 0 | 0 | 0 | 0 | 0 | 0 | 0 | 0 | 0 | 0 | 0 | 0 | 0 | 0 | 0 | 0 | 0 | 0 | 0 | 0 | 0 | 0 | 0
F5_Commercial_Miscellaneous_Existing_Food Preparation_Electric_Dishwasher_E5 | F5 | Commercial | Miscellaneous | Existing | Food Preparation | Electric | Dishwasher | E5 | RIM BC Ratio | 0 | 0 | 0 | 0 | 0 | 0 | 0 | 0 | 0 | 0 | 0 | 0 | 0 | 0 | 0 | 0 | 0 | 0 | 0 | 0 | 0 | 0 | 0 | 0 | 0 | 0 | 0 | 0 | 0 | 0
F5_Commercial_Miscellaneous_Existing_Food Preparation_Electric_Dishwasher_E6 | F5 | Commercial | Miscellaneous | Existing | Food Preparation | Electric | Dishwasher | E6 | RIM BC Ratio | 0 | 0 | 0 | 0 | 0 | 0 | 0 | 0 | 0 | 0 | 0 | 0 | 0 | 0 | 0 | 0 | 0 | 0 | 0 | 0 | 0 | 0 | 0 | 0 | 0 | 0 | 0 | 0 | 0 | 0
F5_Commercial_Miscellaneous_Existing_Food Preparation_Electric_Dishwasher_E7 | F5 | Commercial | Miscellaneous | Existing | Food Preparation | Electric | Dishwasher | E7 | RIM BC Ratio | 0 | 0 | 0 | 0 | 0 | 0 | 0 | 0 | 0 | 0 | 0 | 0 | 0 | 0 | 0 | 0 | 0 | 0 | 0 | 0 | 0 | 0 | 0 | 0 | 0 | 0 | 0 | 0 | 0 | 0
F5_Commercial_Miscellaneous_Existing_Food Preparation_Electric_Dishwasher_E8 | F5 | Commercial | Miscellaneous | Existing | Food Preparation | Electric | Dishwasher | E8 | RIM BC Ratio | 0 | 0 | 0 | 0 | 0 | 0 | 0 | 0 | 0 | 0 | 0 | 0 | 0 | 0 | 0 | 0 | 0 | 0 | 0 | 0 | 0 | 0 | 0 | 0 | 0 | 0 | 0 | 0 | 0 | 0
F5_Commercial_Miscellaneous_Existing_Food Preparation_Electric_Dishwasher_E9 | F5 | Commercial | Miscellaneous | Existing | Food Preparation | Electric | Dishwasher | E9 | RIM BC Ratio | 0 | 0 | 0 | 0 | 0 | 0 | 0 | 0 | 0 | 0 | 0 | 0 | 0 | 0 | 0 | 0 | 0 | 0 | 0 | 0 | 0 | 0 | 0 | 0 | 0 | 0 | 0 | 0 | 0 | 0
F5_Commercial_Miscellaneous_Existing_Food Preparation_Electric_Dishwasher_E10 | F5 | Commercial | Miscellaneous | Existing | Food Preparation | Electric | Dishwasher | E10 | RIM BC Ratio | 0 | 0 | 0 | 0 | 0 | 0 | 0 | 0 | 0 | 0 | 0 | 0 | 0 | 0 | 0 | 0 | 0 | 0 | 0 | 0 | 0 | 0 | 0 | 0 | 0 | 0 | 0 | 0 | 0 | 0
F0_Commercial_Miscellaneous_Existing_Food Preparation_Electric_Hot Food Container_E0 | F0 | Commercial | Miscellaneous | Existing | Food Preparation | Electric | Hot Food Container | E0 | Economic Unit | 0 | 0 | 0 | 0 | 0 | 0 | 0 | 0 | 0 | 0 | 0 | 0 | 0 | 0 | 0 | 0 | 0 | 0 | 0 | 0 | 0 | 0 | 0 | 0 | 0 | 0 | 0 | 0 | 0 | 0
F1_Commercial_Miscellaneous_Existing_Food Preparation_Electric_Hot Food Container_E1 | F1 | Commercial | Miscellaneous | Existing | Food Preparation | Electric | Hot Food Container | E1 | CCE | 0 | 0 | 0 | 0 | 0 | 0 | 0 | 0 | 0 | 0 | 0 | 0 | 0 | 0 | 0 | 0 | 0 | 0 | 0 | 0 | 0 | 0 | 0 | 0 | 0 | 0 | 0 | 0 | 0 | 0
F1_Commercial_Miscellaneous_Existing_Food Preparation_Electric_Hot Food Container_E2 | F1 | Commercial | Miscellaneous | Existing | Food Preparation | Electric | Hot Food Container | E2 | CCE | 0 | 0 | 0 | 0 | 0 | 0 | 0 | 0 | 0 | 0 | 0 | 0 | 0 | 0 | 0 | 0 | 0 | 0 | 0 | 0 | 0 | 0 | 0 | 0 | 0 | 0 | 0 | 0 | 0 | 0
F1_Commercial_Miscellaneous_Existing_Food Preparation_Electric_Hot Food Container_E3 | F1 | Commercial | Miscellaneous | Existing | Food Preparation | Electric | Hot Food Container | E3 | CCE | 0 | 0 | 0 | 0 | 0 | 0 | 0 | 0 | 0 | 0 | 0 | 0 | 0 | 0 | 0 | 0 | 0 | 0 | 0 | 0 | 0 | 0 | 0 | 0 | 0 | 0 | 0 | 0 | 0 | 0
F1_Commercial_Miscellaneous_Existing_Food Preparation_Electric_Hot Food Container_E4 | F1 | Commercial | Miscellaneous | Existing | Food Preparation | Electric | Hot Food Container | E4 | CCE | 0 | 0 | 0 | 0 | 0 | 0 | 0 | 0 | 0 | 0 | 0 | 0 | 0 | 0 | 0 | 0 | 0 | 0 | 0 | 0 | 0 | 0 | 0 | 0 | 0 | 0 | 0 | 0 | 0 | 0
F1_Commercial_Miscellaneous_Existing_Food Preparation_Electric_Hot Food Container_E5 | F1 | Commercial | Miscellaneous | Existing | Food Preparation | Electric | Hot Food Container | E5 | CCE | 0 | 0 | 0 | 0 | 0 | 0 | 0 | 0 | 0 | 0 | 0 | 0 | 0 | 0 | 0 | 0 | 0 | 0 | 0 | 0 | 0 | 0 | 0 | 0 | 0 | 0 | 0 | 0 | 0 | 0
F1_Commercial_Miscellaneous_Existing_Food Preparation_Electric_Hot Food Container_E6 | F1 | Commercial | Miscellaneous | Existing | Food Preparation | Electric | Hot Food Container | E6 | CCE | 0 | 0 | 0 | 0 | 0 | 0 | 0 | 0 | 0 | 0 | 0 | 0 | 0 | 0 | 0 | 0 | 0 | 0 | 0 | 0 | 0 | 0 | 0 | 0 | 0 | 0 | 0 | 0 | 0 | 0
F1_Commercial_Miscellaneous_Existing_Food Preparation_Electric_Hot Food Container_E7 | F1 | Commercial | Miscellaneous | Existing | Food Preparation | Electric | Hot Food Container | E7 | CCE | 0 | 0 | 0 | 0 | 0 | 0 | 0 | 0 | 0 | 0 | 0 | 0 | 0 | 0 | 0 | 0 | 0 | 0 | 0 | 0 | 0 | 0 | 0 | 0 | 0 | 0 | 0 | 0 | 0 | 0
F1_Commercial_Miscellaneous_Existing_Food Preparation_Electric_Hot Food Container_E8 | F1 | Commercial | Miscellaneous | Existing | Food Preparation | Electric | Hot Food Container | E8 | CCE | 0 | 0 | 0 | 0 | 0 | 0 | 0 | 0 | 0 | 0 | 0 | 0 | 0 | 0 | 0 | 0 | 0 | 0 | 0 | 0 | 0 | 0 | 0 | 0 | 0 | 0 | 0 | 0 | 0 | 0
F1_Commercial_Miscellaneous_Existing_Food Preparation_Electric_Hot Food Container_E9 | F1 | Commercial | Miscellaneous | Existing | Food Preparation | Electric | Hot Food Container | E9 | CCE | 0 | 0 | 0 | 0 | 0 | 0 | 0 | 0 | 0 | 0 | 0 | 0 | 0 | 0 | 0 | 0 | 0 | 0 | 0 | 0 | 0 | 0 | 0 | 0 | 0 | 0 | 0 | 0 | 0 | 0
F1_Commercial_Miscellaneous_Existing_Food Preparation_Electric_Hot Food Container_E10 | F1 | Commercial | Miscellaneous | Existing | Food Preparation | Electric | Hot Food Container | E10 | CCE | 0 | 0 | 0 | 0 | 0 | 0 | 0 | 0 | 0 | 0 | 0 | 0 | 0 | 0 | 0 | 0 | 0 | 0 | 0 | 0 | 0 | 0 | 0 | 0 | 0 | 0 | 0 | 0 | 0 | 0
F2_Commercial_Miscellaneous_Existing_Food Preparation_Electric_Hot Food Container_E1 | F2 | Commercial | Miscellaneous | Existing | Food Preparation | Electric | Hot Food Container | E1 | TRC BC Ratio | 0 | 0 | 0 | 0 | 0 | 0 | 0 | 0 | 0 | 0 | 0 | 0 | 0 | 0 | 0 | 0 | 0 | 0 | 0 | 0 | 0 | 0 | 0 | 0 | 0 | 0 | 0 | 0 | 0 | 0
F2_Commercial_Miscellaneous_Existing_Food Preparation_Electric_Hot Food Container_E2 | F2 | Commercial | Miscellaneous | Existing | Food Preparation | Electric | Hot Food Container | E2 | TRC BC Ratio | 0 | 0 | 0 | 0 | 0 | 0 | 0 | 0 | 0 | 0 | 0 | 0 | 0 | 0 | 0 | 0 | 0 | 0 | 0 | 0 | 0 | 0 | 0 | 0 | 0 | 0 | 0 | 0 | 0 | 0
F2_Commercial_Miscellaneous_Existing_Food Preparation_Electric_Hot Food Container_E3 | F2 | Commercial | Miscellaneous | Existing | Food Preparation | Electric | Hot Food Container | E3 | TRC BC Ratio | 0 | 0 | 0 | 0 | 0 | 0 | 0 | 0 | 0 | 0 | 0 | 0 | 0 | 0 | 0 | 0 | 0 | 0 | 0 | 0 | 0 | 0 | 0 | 0 | 0 | 0 | 0 | 0 | 0 | 0
F2_Commercial_Miscellaneous_Existing_Food Preparation_Electric_Hot Food Container_E4 | F2 | Commercial | Miscellaneous | Existing | Food Preparation | Electric | Hot Food Container | E4 | TRC BC Ratio | 0 | 0 | 0 | 0 | 0 | 0 | 0 | 0 | 0 | 0 | 0 | 0 | 0 | 0 | 0 | 0 | 0 | 0 | 0 | 0 | 0 | 0 | 0 | 0 | 0 | 0 | 0 | 0 | 0 | 0
F2_Commercial_Miscellaneous_Existing_Food Preparation_Electric_Hot Food Container_E5 | F2 | Commercial | Miscellaneous | Existing | Food Preparation | Electric | Hot Food Container | E5 | TRC BC Ratio | 0 | 0 | 0 | 0 | 0 | 0 | 0 | 0 | 0 | 0 | 0 | 0 | 0 | 0 | 0 | 0 | 0 | 0 | 0 | 0 | 0 | 0 | 0 | 0 | 0 | 0 | 0 | 0 | 0 | 0
F2_Commercial_Miscellaneous_Existing_Food Preparation_Electric_Hot Food Container_E6 | F2 | Commercial | Miscellaneous | Existing | Food Preparation | Electric | Hot Food Container | E6 | TRC BC Ratio | 0 | 0 | 0 | 0 | 0 | 0 | 0 | 0 | 0 | 0 | 0 | 0 | 0 | 0 | 0 | 0 | 0 | 0 | 0 | 0 | 0 | 0 | 0 | 0 | 0 | 0 | 0 | 0 | 0 | 0
F2_Commercial_Miscellaneous_Existing_Food Preparation_Electric_Hot Food Container_E7 | F2 | Commercial | Miscellaneous | Existing | Food Preparation | Electric | Hot Food Container | E7 | TRC BC Ratio | 0 | 0 | 0 | 0 | 0 | 0 | 0 | 0 | 0 | 0 | 0 | 0 | 0 | 0 | 0 | 0 | 0 | 0 | 0 | 0 | 0 | 0 | 0 | 0 | 0 | 0 | 0 | 0 | 0 | 0
F2_Commercial_Miscellaneous_Existing_Food Preparation_Electric_Hot Food Container_E8 | F2 | Commercial | Miscellaneous | Existing | Food Preparation | Electric | Hot Food Container | E8 | TRC BC Ratio | 0 | 0 | 0 | 0 | 0 | 0 | 0 | 0 | 0 | 0 | 0 | 0 | 0 | 0 | 0 | 0 | 0 | 0 | 0 | 0 | 0 | 0 | 0 | 0 | 0 | 0 | 0 | 0 | 0 | 0
F2_Commercial_Miscellaneous_Existing_Food Preparation_Electric_Hot Food Container_E9 | F2 | Commercial | Miscellaneous | Existing | Food Preparation | Electric | Hot Food Container | E9 | TRC BC Ratio | 0 | 0 | 0 | 0 | 0 | 0 | 0 | 0 | 0 | 0 | 0 | 0 | 0 | 0 | 0 | 0 | 0 | 0 | 0 | 0 | 0 | 0 | 0 | 0 | 0 | 0 | 0 | 0 | 0 | 0
F2_Commercial_Miscellaneous_Existing_Food Preparation_Electric_Hot Food Container_E10 | F2 | Commercial | Miscellaneous | Existing | Food Preparation | Electric | Hot Food Container | E10 | TRC BC Ratio | 0 | 0 | 0 | 0 | 0 | 0 | 0 | 0 | 0 | 0 | 0 | 0 | 0 | 0 | 0 | 0 | 0 | 0 | 0 | 0 | 0 | 0 | 0 | 0 | 0 | 0 | 0 | 0 | 0 | 0
F3_Commercial_Miscellaneous_Existing_Food Preparation_Electric_Hot Food Container_E1 | F3 | Commercial | Miscellaneous | Existing | Food Preparation | Electric | Hot Food Container | E1 | PACT BC Ratio | 0 | 0 | 0 | 0 | 0 | 0 | 0 | 0 | 0 | 0 | 0 | 0 | 0 | 0 | 0 | 0 | 0 | 0 | 0 | 0 | 0 | 0 | 0 | 0 | 0 | 0 | 0 | 0 | 0 | 0
F3_Commercial_Miscellaneous_Existing_Food Preparation_Electric_Hot Food Container_E2 | F3 | Commercial | Miscellaneous | Existing | Food Preparation | Electric | Hot Food Container | E2 | PACT BC Ratio | 0 | 0 | 0 | 0 | 0 | 0 | 0 | 0 | 0 | 0 | 0 | 0 | 0 | 0 | 0 | 0 | 0 | 0 | 0 | 0 | 0 | 0 | 0 | 0 | 0 | 0 | 0 | 0 | 0 | 0
F3_Commercial_Miscellaneous_Existing_Food Preparation_Electric_Hot Food Container_E3 | F3 | Commercial | Miscellaneous | Existing | Food Preparation | Electric | Hot Food Container | E3 | PACT BC Ratio | 0 | 0 | 0 | 0 | 0 | 0 | 0 | 0 | 0 | 0 | 0 | 0 | 0 | 0 | 0 | 0 | 0 | 0 | 0 | 0 | 0 | 0 | 0 | 0 | 0 | 0 | 0 | 0 | 0 | 0
F3_Commercial_Miscellaneous_Existing_Food Preparation_Electric_Hot Food Container_E4 | F3 | Commercial | Miscellaneous | Existing | Food Preparation | Electric | Hot Food Container | E4 | PACT BC Ratio | 0 | 0 | 0 | 0 | 0 | 0 | 0 | 0 | 0 | 0 | 0 | 0 | 0 | 0 | 0 | 0 | 0 | 0 | 0 | 0 | 0 | 0 | 0 | 0 | 0 | 0 | 0 | 0 | 0 | 0
F3_Commercial_Miscellaneous_Existing_Food Preparation_Electric_Hot Food Container_E5 | F3 | Commercial | Miscellaneous | Existing | Food Preparation | Electric | Hot Food Container | E5 | PACT BC Ratio | 0 | 0 | 0 | 0 | 0 | 0 | 0 | 0 | 0 | 0 | 0 | 0 | 0 | 0 | 0 | 0 | 0 | 0 | 0 | 0 | 0 | 0 | 0 | 0 | 0 | 0 | 0 | 0 | 0 | 0
F3_Commercial_Miscellaneous_Existing_Food Preparation_Electric_Hot Food Container_E6 | F3 | Commercial | Miscellaneous | Existing | Food Preparation | Electric | Hot Food Container | E6 | PACT BC Ratio | 0 | 0 | 0 | 0 | 0 | 0 | 0 | 0 | 0 | 0 | 0 | 0 | 0 | 0 | 0 | 0 | 0 | 0 | 0 | 0 | 0 | 0 | 0 | 0 | 0 | 0 | 0 | 0 | 0 | 0
F3_Commercial_Miscellaneous_Existing_Food Preparation_Electric_Hot Food Container_E7 | F3 | Commercial | Miscellaneous | Existing | Food Preparation | Electric | Hot Food Container | E7 | PACT BC Ratio | 0 | 0 | 0 | 0 | 0 | 0 | 0 | 0 | 0 | 0 | 0 | 0 | 0 | 0 | 0 | 0 | 0 | 0 | 0 | 0 | 0 | 0 | 0 | 0 | 0 | 0 | 0 | 0 | 0 | 0
F3_Commercial_Miscellaneous_Existing_Food Preparation_Electric_Hot Food Container_E8 | F3 | Commercial | Miscellaneous | Existing | Food Preparation | Electric | Hot Food Container | E8 | PACT BC Ratio | 0 | 0 | 0 | 0 | 0 | 0 | 0 | 0 | 0 | 0 | 0 | 0 | 0 | 0 | 0 | 0 | 0 | 0 | 0 | 0 | 0 | 0 | 0 | 0 | 0 | 0 | 0 | 0 | 0 | 0
F3_Commercial_Miscellaneous_Existing_Food Preparation_Electric_Hot Food Container_E9 | F3 | Commercial | Miscellaneous | Existing | Food Preparation | Electric | Hot Food Container | E9 | PACT BC Ratio | 0 | 0 | 0 | 0 | 0 | 0 | 0 | 0 | 0 | 0 | 0 | 0 | 0 | 0 | 0 | 0 | 0 | 0 | 0 | 0 | 0 | 0 | 0 | 0 | 0 | 0 | 0 | 0 | 0 | 0
F3_Commercial_Miscellaneous_Existing_Food Preparation_Electric_Hot Food Container_E10 | F3 | Commercial | Miscellaneous | Existing | Food Preparation | Electric | Hot Food Container | E10 | PACT BC Ratio | 0 | 0 | 0 | 0 | 0 | 0 | 0 | 0 | 0 | 0 | 0 | 0 | 0 | 0 | 0 | 0 | 0 | 0 | 0 | 0 | 0 | 0 | 0 | 0 | 0 | 0 | 0 | 0 | 0 | 0
F4_Commercial_Miscellaneous_Existing_Food Preparation_Electric_Hot Food Container_E1 | F4 | Commercial | Miscellaneous | Existing | Food Preparation | Electric | Hot Food Container | E1 | RVT BC Ratio | 0 | 0 | 0 | 0 | 0 | 0 | 0 | 0 | 0 | 0 | 0 | 0 | 0 | 0 | 0 | 0 | 0 | 0 | 0 | 0 | 0 | 0 | 0 | 0 | 0 | 0 | 0 | 0 | 0 | 0
F4_Commercial_Miscellaneous_Existing_Food Preparation_Electric_Hot Food Container_E2 | F4 | Commercial | Miscellaneous | Existing | Food Preparation | Electric | Hot Food Container | E2 | RVT BC Ratio | 0 | 0 | 0 | 0 | 0 | 0 | 0 | 0 | 0 | 0 | 0 | 0 | 0 | 0 | 0 | 0 | 0 | 0 | 0 | 0 | 0 | 0 | 0 | 0 | 0 | 0 | 0 | 0 | 0 | 0
F4_Commercial_Miscellaneous_Existing_Food Preparation_Electric_Hot Food Container_E3 | F4 | Commercial | Miscellaneous | Existing | Food Preparation | Electric | Hot Food Container | E3 | RVT BC Ratio | 0 | 0 | 0 | 0 | 0 | 0 | 0 | 0 | 0 | 0 | 0 | 0 | 0 | 0 | 0 | 0 | 0 | 0 | 0 | 0 | 0 | 0 | 0 | 0 | 0 | 0 | 0 | 0 | 0 | 0
F4_Commercial_Miscellaneous_Existing_Food Preparation_Electric_Hot Food Container_E4 | F4 | Commercial | Miscellaneous | Existing | Food Preparation | Electric | Hot Food Container | E4 | RVT BC Ratio | 0 | 0 | 0 | 0 | 0 | 0 | 0 | 0 | 0 | 0 | 0 | 0 | 0 | 0 | 0 | 0 | 0 | 0 | 0 | 0 | 0 | 0 | 0 | 0 | 0 | 0 | 0 | 0 | 0 | 0
F4_Commercial_Miscellaneous_Existing_Food Preparation_Electric_Hot Food Container_E5 | F4 | Commercial | Miscellaneous | Existing | Food Preparation | Electric | Hot Food Container | E5 | RVT BC Ratio | 0 | 0 | 0 | 0 | 0 | 0 | 0 | 0 | 0 | 0 | 0 | 0 | 0 | 0 | 0 | 0 | 0 | 0 | 0 | 0 | 0 | 0 | 0 | 0 | 0 | 0 | 0 | 0 | 0 | 0
F4_Commercial_Miscellaneous_Existing_Food Preparation_Electric_Hot Food Container_E6 | F4 | Commercial | Miscellaneous | Existing | Food Preparation | Electric | Hot Food Container | E6 | RVT BC Ratio | 0 | 0 | 0 | 0 | 0 | 0 | 0 | 0 | 0 | 0 | 0 | 0 | 0 | 0 | 0 | 0 | 0 | 0 | 0 | 0 | 0 | 0 | 0 | 0 | 0 | 0 | 0 | 0 | 0 | 0
F4_Commercial_Miscellaneous_Existing_Food Preparation_Electric_Hot Food Container_E7 | F4 | Commercial | Miscellaneous | Existing | Food Preparation | Electric | Hot Food Container | E7 | RVT BC Ratio | 0 | 0 | 0 | 0 | 0 | 0 | 0 | 0 | 0 | 0 | 0 | 0 | 0 | 0 | 0 | 0 | 0 | 0 | 0 | 0 | 0 | 0 | 0 | 0 | 0 | 0 | 0 | 0 | 0 | 0
F4_Commercial_Miscellaneous_Existing_Food Preparation_Electric_Hot Food Container_E8 | F4 | Commercial | Miscellaneous | Existing | Food Preparation | Electric | Hot Food Container | E8 | RVT BC Ratio | 0 | 0 | 0 | 0 | 0 | 0 | 0 | 0 | 0 | 0 | 0 | 0 | 0 | 0 | 0 | 0 | 0 | 0 | 0 | 0 | 0 | 0 | 0 | 0 | 0 | 0 | 0 | 0 | 0 | 0
F4_Commercial_Miscellaneous_Existing_Food Preparation_Electric_Hot Food Container_E9 | F4 | Commercial | Miscellaneous | Existing | Food Preparation | Electric | Hot Food Container | E9 | RVT BC Ratio | 0 | 0 | 0 | 0 | 0 | 0 | 0 | 0 | 0 | 0 | 0 | 0 | 0 | 0 | 0 | 0 | 0 | 0 | 0 | 0 | 0 | 0 | 0 | 0 | 0 | 0 | 0 | 0 | 0 | 0
F4_Commercial_Miscellaneous_Existing_Food Preparation_Electric_Hot Food Container_E10 | F4 | Commercial | Miscellaneous | Existing | Food Preparation | Electric | Hot Food Container | E10 | RVT BC Ratio | 0 | 0 | 0 | 0 | 0 | 0 | 0 | 0 | 0 | 0 | 0 | 0 | 0 | 0 | 0 | 0 | 0 | 0 | 0 | 0 | 0 | 0 | 0 | 0 | 0 | 0 | 0 | 0 | 0 | 0
F5_Commercial_Miscellaneous_Existing_Food Preparation_Electric_Hot Food Container_E1 | F5 | Commercial | Miscellaneous | Existing | Food Preparation | Electric | Hot Food Container | E1 | RIM BC Ratio | 0 | 0 | 0 | 0 | 0 | 0 | 0 | 0 | 0 | 0 | 0 | 0 | 0 | 0 | 0 | 0 | 0 | 0 | 0 | 0 | 0 | 0 | 0 | 0 | 0 | 0 | 0 | 0 | 0 | 0
F5_Commercial_Miscellaneous_Existing_Food Preparation_Electric_Hot Food Container_E2 | F5 | Commercial | Miscellaneous | Existing | Food Preparation | Electric | Hot Food Container | E2 | RIM BC Ratio | 0 | 0 | 0 | 0 | 0 | 0 | 0 | 0 | 0 | 0 | 0 | 0 | 0 | 0 | 0 | 0 | 0 | 0 | 0 | 0 | 0 | 0 | 0 | 0 | 0 | 0 | 0 | 0 | 0 | 0
F5_Commercial_Miscellaneous_Existing_Food Preparation_Electric_Hot Food Container_E3 | F5 | Commercial | Miscellaneous | Existing | Food Preparation | Electric | Hot Food Container | E3 | RIM BC Ratio | 0 | 0 | 0 | 0 | 0 | 0 | 0 | 0 | 0 | 0 | 0 | 0 | 0 | 0 | 0 | 0 | 0 | 0 | 0 | 0 | 0 | 0 | 0 | 0 | 0 | 0 | 0 | 0 | 0 | 0
F5_Commercial_Miscellaneous_Existing_Food Preparation_Electric_Hot Food Container_E4 | F5 | Commercial | Miscellaneous | Existing | Food Preparation | Electric | Hot Food Container | E4 | RIM BC Ratio | 0 | 0 | 0 | 0 | 0 | 0 | 0 | 0 | 0 | 0 | 0 | 0 | 0 | 0 | 0 | 0 | 0 | 0 | 0 | 0 | 0 | 0 | 0 | 0 | 0 | 0 | 0 | 0 | 0 | 0
F5_Commercial_Miscellaneous_Existing_Food Preparation_Electric_Hot Food Container_E5 | F5 | Commercial | Miscellaneous | Existing | Food Preparation | Electric | Hot Food Container | E5 | RIM BC Ratio | 0 | 0 | 0 | 0 | 0 | 0 | 0 | 0 | 0 | 0 | 0 | 0 | 0 | 0 | 0 | 0 | 0 | 0 | 0 | 0 | 0 | 0 | 0 | 0 | 0 | 0 | 0 | 0 | 0 | 0
F5_Commercial_Miscellaneous_Existing_Food Preparation_Electric_Hot Food Container_E6 | F5 | Commercial | Miscellaneous | Existing | Food Preparation | Electric | Hot Food Container | E6 | RIM BC Ratio | 0 | 0 | 0 | 0 | 0 | 0 | 0 | 0 | 0 | 0 | 0 | 0 | 0 | 0 | 0 | 0 | 0 | 0 | 0 | 0 | 0 | 0 | 0 | 0 | 0 | 0 | 0 | 0 | 0 | 0
F5_Commercial_Miscellaneous_Existing_Food Preparation_Electric_Hot Food Container_E7 | F5 | Commercial | Miscellaneous | Existing | Food Preparation | Electric | Hot Food Container | E7 | RIM BC Ratio | 0 | 0 | 0 | 0 | 0 | 0 | 0 | 0 | 0 | 0 | 0 | 0 | 0 | 0 | 0 | 0 | 0 | 0 | 0 | 0 | 0 | 0 | 0 | 0 | 0 | 0 | 0 | 0 | 0 | 0
F5_Commercial_Miscellaneous_Existing_Food Preparation_Electric_Hot Food Container_E8 | F5 | Commercial | Miscellaneous | Existing | Food Preparation | Electric | Hot Food Container | E8 | RIM BC Ratio | 0 | 0 | 0 | 0 | 0 | 0 | 0 | 0 | 0 | 0 | 0 | 0 | 0 | 0 | 0 | 0 | 0 | 0 | 0 | 0 | 0 | 0 | 0 | 0 | 0 | 0 | 0 | 0 | 0 | 0
F5_Commercial_Miscellaneous_Existing_Food Preparation_Electric_Hot Food Container_E9 | F5 | Commercial | Miscellaneous | Existing | Food Preparation | Electric | Hot Food Container | E9 | RIM BC Ratio | 0 | 0 | 0 | 0 | 0 | 0 | 0 | 0 | 0 | 0 | 0 | 0 | 0 | 0 | 0 | 0 | 0 | 0 | 0 | 0 | 0 | 0 | 0 | 0 | 0 | 0 | 0 | 0 | 0 | 0
F5_Commercial_Miscellaneous_Existing_Food Preparation_Electric_Hot Food Container_E10 | F5 | Commercial | Miscellaneous | Existing | Food Preparation | Electric | Hot Food Container | E10 | RIM BC Ratio | 0 | 0 | 0 | 0 | 0 | 0 | 0 | 0 | 0 | 0 | 0 | 0 | 0 | 0 | 0 | 0 | 0 | 0 | 0 | 0 | 0 | 0 | 0 | 0 | 0 | 0 | 0 | 0 | 0 | 0
F0_Commercial_Miscellaneous_Existing_Food Preparation_Electric_Steamer_E0 | F0 | Commercial | Miscellaneous | Existing | Food Preparation | Electric | Steamer | E0 | Economic Unit | 0 | 0 | 0 | 0 | 0 | 0 | 0 | 0 | 0 | 0 | 0 | 0 | 0 | 0 | 0 | 0 | 0 | 0 | 0 | 0 | 0 | 0 | 0 | 0 | 0 | 0 | 0 | 0 | 0 | 0
F1_Commercial_Miscellaneous_Existing_Food Preparation_Electric_Steamer_E1 | F1 | Commercial | Miscellaneous | Existing | Food Preparation | Electric | Steamer | E1 | CCE | 0 | 0 | 0 | 0 | 0 | 0 | 0 | 0 | 0 | 0 | 0 | 0 | 0 | 0 | 0 | 0 | 0 | 0 | 0 | 0 | 0 | 0 | 0 | 0 | 0 | 0 | 0 | 0 | 0 | 0
F1_Commercial_Miscellaneous_Existing_Food Preparation_Electric_Steamer_E2 | F1 | Commercial | Miscellaneous | Existing | Food Preparation | Electric | Steamer | E2 | CCE | 0 | 0 | 0 | 0 | 0 | 0 | 0 | 0 | 0 | 0 | 0 | 0 | 0 | 0 | 0 | 0 | 0 | 0 | 0 | 0 | 0 | 0 | 0 | 0 | 0 | 0 | 0 | 0 | 0 | 0
F1_Commercial_Miscellaneous_Existing_Food Preparation_Electric_Steamer_E3 | F1 | Commercial | Miscellaneous | Existing | Food Preparation | Electric | Steamer | E3 | CCE | 0 | 0 | 0 | 0 | 0 | 0 | 0 | 0 | 0 | 0 | 0 | 0 | 0 | 0 | 0 | 0 | 0 | 0 | 0 | 0 | 0 | 0 | 0 | 0 | 0 | 0 | 0 | 0 | 0 | 0
F1_Commercial_Miscellaneous_Existing_Food Preparation_Electric_Steamer_E4 | F1 | Commercial | Miscellaneous | Existing | Food Preparation | Electric | Steamer | E4 | CCE | 0 | 0 | 0 | 0 | 0 | 0 | 0 | 0 | 0 | 0 | 0 | 0 | 0 | 0 | 0 | 0 | 0 | 0 | 0 | 0 | 0 | 0 | 0 | 0 | 0 | 0 | 0 | 0 | 0 | 0
F1_Commercial_Miscellaneous_Existing_Food Preparation_Electric_Steamer_E5 | F1 | Commercial | Miscellaneous | Existing | Food Preparation | Electric | Steamer | E5 | CCE | 0 | 0 | 0 | 0 | 0 | 0 | 0 | 0 | 0 | 0 | 0 | 0 | 0 | 0 | 0 | 0 | 0 | 0 | 0 | 0 | 0 | 0 | 0 | 0 | 0 | 0 | 0 | 0 | 0 | 0
F1_Commercial_Miscellaneous_Existing_Food Preparation_Electric_Steamer_E6 | F1 | Commercial | Miscellaneous | Existing | Food Preparation | Electric | Steamer | E6 | CCE | 0 | 0 | 0 | 0 | 0 | 0 | 0 | 0 | 0 | 0 | 0 | 0 | 0 | 0 | 0 | 0 | 0 | 0 | 0 | 0 | 0 | 0 | 0 | 0 | 0 | 0 | 0 | 0 | 0 | 0
F1_Commercial_Miscellaneous_Existing_Food Preparation_Electric_Steamer_E7 | F1 | Commercial | Miscellaneous | Existing | Food Preparation | Electric | Steamer | E7 | CCE | 0 | 0 | 0 | 0 | 0 | 0 | 0 | 0 | 0 | 0 | 0 | 0 | 0 | 0 | 0 | 0 | 0 | 0 | 0 | 0 | 0 | 0 | 0 | 0 | 0 | 0 | 0 | 0 | 0 | 0
F1_Commercial_Miscellaneous_Existing_Food Preparation_Electric_Steamer_E8 | F1 | Commercial | Miscellaneous | Existing | Food Preparation | Electric | Steamer | E8 | CCE | 0 | 0 | 0 | 0 | 0 | 0 | 0 | 0 | 0 | 0 | 0 | 0 | 0 | 0 | 0 | 0 | 0 | 0 | 0 | 0 | 0 | 0 | 0 | 0 | 0 | 0 | 0 | 0 | 0 | 0
F1_Commercial_Miscellaneous_Existing_Food Preparation_Electric_Steamer_E9 | F1 | Commercial | Miscellaneous | Existing | Food Preparation | Electric | Steamer | E9 | CCE | 0 | 0 | 0 | 0 | 0 | 0 | 0 | 0 | 0 | 0 | 0 | 0 | 0 | 0 | 0 | 0 | 0 | 0 | 0 | 0 | 0 | 0 | 0 | 0 | 0 | 0 | 0 | 0 | 0 | 0
F1_Commercial_Miscellaneous_Existing_Food Preparation_Electric_Steamer_E10 | F1 | Commercial | Miscellaneous | Existing | Food Preparation | Electric | Steamer | E10 | CCE | 0 | 0 | 0 | 0 | 0 | 0 | 0 | 0 | 0 | 0 | 0 | 0 | 0 | 0 | 0 | 0 | 0 | 0 | 0 | 0 | 0 | 0 | 0 | 0 | 0 | 0 | 0 | 0 | 0 | 0
F2_Commercial_Miscellaneous_Existing_Food Preparation_Electric_Steamer_E1 | F2 | Commercial | Miscellaneous | Existing | Food Preparation | Electric | Steamer | E1 | TRC BC Ratio | 0 | 0 | 0 | 0 | 0 | 0 | 0 | 0 | 0 | 0 | 0 | 0 | 0 | 0 | 0 | 0 | 0 | 0 | 0 | 0 | 0 | 0 | 0 | 0 | 0 | 0 | 0 | 0 | 0 | 0
F2_Commercial_Miscellaneous_Existing_Food Preparation_Electric_Steamer_E2 | F2 | Commercial | Miscellaneous | Existing | Food Preparation | Electric | Steamer | E2 | TRC BC Ratio | 0 | 0 | 0 | 0 | 0 | 0 | 0 | 0 | 0 | 0 | 0 | 0 | 0 | 0 | 0 | 0 | 0 | 0 | 0 | 0 | 0 | 0 | 0 | 0 | 0 | 0 | 0 | 0 | 0 | 0
F2_Commercial_Miscellaneous_Existing_Food Preparation_Electric_Steamer_E3 | F2 | Commercial | Miscellaneous | Existing | Food Preparation | Electric | Steamer | E3 | TRC BC Ratio | 0 | 0 | 0 | 0 | 0 | 0 | 0 | 0 | 0 | 0 | 0 | 0 | 0 | 0 | 0 | 0 | 0 | 0 | 0 | 0 | 0 | 0 | 0 | 0 | 0 | 0 | 0 | 0 | 0 | 0
F2_Commercial_Miscellaneous_Existing_Food Preparation_Electric_Steamer_E4 | F2 | Commercial | Miscellaneous | Existing | Food Preparation | Electric | Steamer | E4 | TRC BC Ratio | 0 | 0 | 0 | 0 | 0 | 0 | 0 | 0 | 0 | 0 | 0 | 0 | 0 | 0 | 0 | 0 | 0 | 0 | 0 | 0 | 0 | 0 | 0 | 0 | 0 | 0 | 0 | 0 | 0 | 0
F2_Commercial_Miscellaneous_Existing_Food Preparation_Electric_Steamer_E5 | F2 | Commercial | Miscellaneous | Existing | Food Preparation | Electric | Steamer | E5 | TRC BC Ratio | 0 | 0 | 0 | 0 | 0 | 0 | 0 | 0 | 0 | 0 | 0 | 0 | 0 | 0 | 0 | 0 | 0 | 0 | 0 | 0 | 0 | 0 | 0 | 0 | 0 | 0 | 0 | 0 | 0 | 0
F2_Commercial_Miscellaneous_Existing_Food Preparation_Electric_Steamer_E6 | F2 | Commercial | Miscellaneous | Existing | Food Preparation | Electric | Steamer | E6 | TRC BC Ratio | 0 | 0 | 0 | 0 | 0 | 0 | 0 | 0 | 0 | 0 | 0 | 0 | 0 | 0 | 0 | 0 | 0 | 0 | 0 | 0 | 0 | 0 | 0 | 0 | 0 | 0 | 0 | 0 | 0 | 0
F2_Commercial_Miscellaneous_Existing_Food Preparation_Electric_Steamer_E7 | F2 | Commercial | Miscellaneous | Existing | Food Preparation | Electric | Steamer | E7 | TRC BC Ratio | 0 | 0 | 0 | 0 | 0 | 0 | 0 | 0 | 0 | 0 | 0 | 0 | 0 | 0 | 0 | 0 | 0 | 0 | 0 | 0 | 0 | 0 | 0 | 0 | 0 | 0 | 0 | 0 | 0 | 0
F2_Commercial_Miscellaneous_Existing_Food Preparation_Electric_Steamer_E8 | F2 | Commercial | Miscellaneous | Existing | Food Preparation | Electric | Steamer | E8 | TRC BC Ratio | 0 | 0 | 0 | 0 | 0 | 0 | 0 | 0 | 0 | 0 | 0 | 0 | 0 | 0 | 0 | 0 | 0 | 0 | 0 | 0 | 0 | 0 | 0 | 0 | 0 | 0 | 0 | 0 | 0 | 0
F2_Commercial_Miscellaneous_Existing_Food Preparation_Electric_Steamer_E9 | F2 | Commercial | Miscellaneous | Existing | Food Preparation | Electric | Steamer | E9 | TRC BC Ratio | 0 | 0 | 0 | 0 | 0 | 0 | 0 | 0 | 0 | 0 | 0 | 0 | 0 | 0 | 0 | 0 | 0 | 0 | 0 | 0 | 0 | 0 | 0 | 0 | 0 | 0 | 0 | 0 | 0 | 0
F2_Commercial_Miscellaneous_Existing_Food Preparation_Electric_Steamer_E10 | F2 | Commercial | Miscellaneous | Existing | Food Preparation | Electric | Steamer | E10 | TRC BC Ratio | 0 | 0 | 0 | 0 | 0 | 0 | 0 | 0 | 0 | 0 | 0 | 0 | 0 | 0 | 0 | 0 | 0 | 0 | 0 | 0 | 0 | 0 | 0 | 0 | 0 | 0 | 0 | 0 | 0 | 0
F3_Commercial_Miscellaneous_Existing_Food Preparation_Electric_Steamer_E1 | F3 | Commercial | Miscellaneous | Existing | Food Preparation | Electric | Steamer | E1 | PACT BC Ratio | 0 | 0 | 0 | 0 | 0 | 0 | 0 | 0 | 0 | 0 | 0 | 0 | 0 | 0 | 0 | 0 | 0 | 0 | 0 | 0 | 0 | 0 | 0 | 0 | 0 | 0 | 0 | 0 | 0 | 0
F3_Commercial_Miscellaneous_Existing_Food Preparation_Electric_Steamer_E2 | F3 | Commercial | Miscellaneous | Existing | Food Preparation | Electric | Steamer | E2 | PACT BC Ratio | 0 | 0 | 0 | 0 | 0 | 0 | 0 | 0 | 0 | 0 | 0 | 0 | 0 | 0 | 0 | 0 | 0 | 0 | 0 | 0 | 0 | 0 | 0 | 0 | 0 | 0 | 0 | 0 | 0 | 0
F3_Commercial_Miscellaneous_Existing_Food Preparation_Electric_Steamer_E3 | F3 | Commercial | Miscellaneous | Existing | Food Preparation | Electric | Steamer | E3 | PACT BC Ratio | 0 | 0 | 0 | 0 | 0 | 0 | 0 | 0 | 0 | 0 | 0 | 0 | 0 | 0 | 0 | 0 | 0 | 0 | 0 | 0 | 0 | 0 | 0 | 0 | 0 | 0 | 0 | 0 | 0 | 0
F3_Commercial_Miscellaneous_Existing_Food Preparation_Electric_Steamer_E4 | F3 | Commercial | Miscellaneous | Existing | Food Preparation | Electric | Steamer | E4 | PACT BC Ratio | 0 | 0 | 0 | 0 | 0 | 0 | 0 | 0 | 0 | 0 | 0 | 0 | 0 | 0 | 0 | 0 | 0 | 0 | 0 | 0 | 0 | 0 | 0 | 0 | 0 | 0 | 0 | 0 | 0 | 0
F3_Commercial_Miscellaneous_Existing_Food Preparation_Electric_Steamer_E5 | F3 | Commercial | Miscellaneous | Existing | Food Preparation | Electric | Steamer | E5 | PACT BC Ratio | 0 | 0 | 0 | 0 | 0 | 0 | 0 | 0 | 0 | 0 | 0 | 0 | 0 | 0 | 0 | 0 | 0 | 0 | 0 | 0 | 0 | 0 | 0 | 0 | 0 | 0 | 0 | 0 | 0 | 0
F3_Commercial_Miscellaneous_Existing_Food Preparation_Electric_Steamer_E6 | F3 | Commercial | Miscellaneous | Existing | Food Preparation | Electric | Steamer | E6 | PACT BC Ratio | 0 | 0 | 0 | 0 | 0 | 0 | 0 | 0 | 0 | 0 | 0 | 0 | 0 | 0 | 0 | 0 | 0 | 0 | 0 | 0 | 0 | 0 | 0 | 0 | 0 | 0 | 0 | 0 | 0 | 0
F3_Commercial_Miscellaneous_Existing_Food Preparation_Electric_Steamer_E7 | F3 | Commercial | Miscellaneous | Existing | Food Preparation | Electric | Steamer | E7 | PACT BC Ratio | 0 | 0 | 0 | 0 | 0 | 0 | 0 | 0 | 0 | 0 | 0 | 0 | 0 | 0 | 0 | 0 | 0 | 0 | 0 | 0 | 0 | 0 | 0 | 0 | 0 | 0 | 0 | 0 | 0 | 0
F3_Commercial_Miscellaneous_Existing_Food Preparation_Electric_Steamer_E8 | F3 | Commercial | Miscellaneous | Existing | Food Preparation | Electric | Steamer | E8 | PACT BC Ratio | 0 | 0 | 0 | 0 | 0 | 0 | 0 | 0 | 0 | 0 | 0 | 0 | 0 | 0 | 0 | 0 | 0 | 0 | 0 | 0 | 0 | 0 | 0 | 0 | 0 | 0 | 0 | 0 | 0 | 0
F3_Commercial_Miscellaneous_Existing_Food Preparation_Electric_Steamer_E9 | F3 | Commercial | Miscellaneous | Existing | Food Preparation | Electric | Steamer | E9 | PACT BC Ratio | 0 | 0 | 0 | 0 | 0 | 0 | 0 | 0 | 0 | 0 | 0 | 0 | 0 | 0 | 0 | 0 | 0 | 0 | 0 | 0 | 0 | 0 | 0 | 0 | 0 | 0 | 0 | 0 | 0 | 0
F3_Commercial_Miscellaneous_Existing_Food Preparation_Electric_Steamer_E10 | F3 | Commercial | Miscellaneous | Existing | Food Preparation | Electric | Steamer | E10 | PACT BC Ratio | 0 | 0 | 0 | 0 | 0 | 0 | 0 | 0 | 0 | 0 | 0 | 0 | 0 | 0 | 0 | 0 | 0 | 0 | 0 | 0 | 0 | 0 | 0 | 0 | 0 | 0 | 0 | 0 | 0 | 0
F4_Commercial_Miscellaneous_Existing_Food Preparation_Electric_Steamer_E1 | F4 | Commercial | Miscellaneous | Existing | Food Preparation | Electric | Steamer | E1 | RVT BC Ratio | 0 | 0 | 0 | 0 | 0 | 0 | 0 | 0 | 0 | 0 | 0 | 0 | 0 | 0 | 0 | 0 | 0 | 0 | 0 | 0 | 0 | 0 | 0 | 0 | 0 | 0 | 0 | 0 | 0 | 0
F4_Commercial_Miscellaneous_Existing_Food Preparation_Electric_Steamer_E2 | F4 | Commercial | Miscellaneous | Existing | Food Preparation | Electric | Steamer | E2 | RVT BC Ratio | 0 | 0 | 0 | 0 | 0 | 0 | 0 | 0 | 0 | 0 | 0 | 0 | 0 | 0 | 0 | 0 | 0 | 0 | 0 | 0 | 0 | 0 | 0 | 0 | 0 | 0 | 0 | 0 | 0 | 0
F4_Commercial_Miscellaneous_Existing_Food Preparation_Electric_Steamer_E3 | F4 | Commercial | Miscellaneous | Existing | Food Preparation | Electric | Steamer | E3 | RVT BC Ratio | 0 | 0 | 0 | 0 | 0 | 0 | 0 | 0 | 0 | 0 | 0 | 0 | 0 | 0 | 0 | 0 | 0 | 0 | 0 | 0 | 0 | 0 | 0 | 0 | 0 | 0 | 0 | 0 | 0 | 0
F4_Commercial_Miscellaneous_Existing_Food Preparation_Electric_Steamer_E4 | F4 | Commercial | Miscellaneous | Existing | Food Preparation | Electric | Steamer | E4 | RVT BC Ratio | 0 | 0 | 0 | 0 | 0 | 0 | 0 | 0 | 0 | 0 | 0 | 0 | 0 | 0 | 0 | 0 | 0 | 0 | 0 | 0 | 0 | 0 | 0 | 0 | 0 | 0 | 0 | 0 | 0 | 0
F4_Commercial_Miscellaneous_Existing_Food Preparation_Electric_Steamer_E5 | F4 | Commercial | Miscellaneous | Existing | Food Preparation | Electric | Steamer | E5 | RVT BC Ratio | 0 | 0 | 0 | 0 | 0 | 0 | 0 | 0 | 0 | 0 | 0 | 0 | 0 | 0 | 0 | 0 | 0 | 0 | 0 | 0 | 0 | 0 | 0 | 0 | 0 | 0 | 0 | 0 | 0 | 0
F4_Commercial_Miscellaneous_Existing_Food Preparation_Electric_Steamer_E6 | F4 | Commercial | Miscellaneous | Existing | Food Preparation | Electric | Steamer | E6 | RVT BC Ratio | 0 | 0 | 0 | 0 | 0 | 0 | 0 | 0 | 0 | 0 | 0 | 0 | 0 | 0 | 0 | 0 | 0 | 0 | 0 | 0 | 0 | 0 | 0 | 0 | 0 | 0 | 0 | 0 | 0 | 0
F4_Commercial_Miscellaneous_Existing_Food Preparation_Electric_Steamer_E7 | F4 | Commercial | Miscellaneous | Existing | Food Preparation | Electric | Steamer | E7 | RVT BC Ratio | 0 | 0 | 0 | 0 | 0 | 0 | 0 | 0 | 0 | 0 | 0 | 0 | 0 | 0 | 0 | 0 | 0 | 0 | 0 | 0 | 0 | 0 | 0 | 0 | 0 | 0 | 0 | 0 | 0 | 0
F4_Commercial_Miscellaneous_Existing_Food Preparation_Electric_Steamer_E8 | F4 | Commercial | Miscellaneous | Existing | Food Preparation | Electric | Steamer | E8 | RVT BC Ratio | 0 | 0 | 0 | 0 | 0 | 0 | 0 | 0 | 0 | 0 | 0 | 0 | 0 | 0 | 0 | 0 | 0 | 0 | 0 | 0 | 0 | 0 | 0 | 0 | 0 | 0 | 0 | 0 | 0 | 0
F4_Commercial_Miscellaneous_Existing_Food Preparation_Electric_Steamer_E9 | F4 | Commercial | Miscellaneous | Existing | Food Preparation | Electric | Steamer | E9 | RVT BC Ratio | 0 | 0 | 0 | 0 | 0 | 0 | 0 | 0 | 0 | 0 | 0 | 0 | 0 | 0 | 0 | 0 | 0 | 0 | 0 | 0 | 0 | 0 | 0 | 0 | 0 | 0 | 0 | 0 | 0 | 0
F4_Commercial_Miscellaneous_Existing_Food Preparation_Electric_Steamer_E10 | F4 | Commercial | Miscellaneous | Existing | Food Preparation | Electric | Steamer | E10 | RVT BC Ratio | 0 | 0 | 0 | 0 | 0 | 0 | 0 | 0 | 0 | 0 | 0 | 0 | 0 | 0 | 0 | 0 | 0 | 0 | 0 | 0 | 0 | 0 | 0 | 0 | 0 | 0 | 0 | 0 | 0 | 0
F5_Commercial_Miscellaneous_Existing_Food Preparation_Electric_Steamer_E1 | F5 | Commercial | Miscellaneous | Existing | Food Preparation | Electric | Steamer | E1 | RIM BC Ratio | 0 | 0 | 0 | 0 | 0 | 0 | 0 | 0 | 0 | 0 | 0 | 0 | 0 | 0 | 0 | 0 | 0 | 0 | 0 | 0 | 0 | 0 | 0 | 0 | 0 | 0 | 0 | 0 | 0 | 0
F5_Commercial_Miscellaneous_Existing_Food Preparation_Electric_Steamer_E2 | F5 | Commercial | Miscellaneous | Existing | Food Preparation | Electric | Steamer | E2 | RIM BC Ratio | 0 | 0 | 0 | 0 | 0 | 0 | 0 | 0 | 0 | 0 | 0 | 0 | 0 | 0 | 0 | 0 | 0 | 0 | 0 | 0 | 0 | 0 | 0 | 0 | 0 | 0 | 0 | 0 | 0 | 0
F5_Commercial_Miscellaneous_Existing_Food Preparation_Electric_Steamer_E3 | F5 | Commercial | Miscellaneous | Existing | Food Preparation | Electric | Steamer | E3 | RIM BC Ratio | 0 | 0 | 0 | 0 | 0 | 0 | 0 | 0 | 0 | 0 | 0 | 0 | 0 | 0 | 0 | 0 | 0 | 0 | 0 | 0 | 0 | 0 | 0 | 0 | 0 | 0 | 0 | 0 | 0 | 0
F5_Commercial_Miscellaneous_Existing_Food Preparation_Electric_Steamer_E4 | F5 | Commercial | Miscellaneous | Existing | Food Preparation | Electric | Steamer | E4 | RIM BC Ratio | 0 | 0 | 0 | 0 | 0 | 0 | 0 | 0 | 0 | 0 | 0 | 0 | 0 | 0 | 0 | 0 | 0 | 0 | 0 | 0 | 0 | 0 | 0 | 0 | 0 | 0 | 0 | 0 | 0 | 0
F5_Commercial_Miscellaneous_Existing_Food Preparation_Electric_Steamer_E5 | F5 | Commercial | Miscellaneous | Existing | Food Preparation | Electric | Steamer | E5 | RIM BC Ratio | 0 | 0 | 0 | 0 | 0 | 0 | 0 | 0 | 0 | 0 | 0 | 0 | 0 | 0 | 0 | 0 | 0 | 0 | 0 | 0 | 0 | 0 | 0 | 0 | 0 | 0 | 0 | 0 | 0 | 0
F5_Commercial_Miscellaneous_Existing_Food Preparation_Electric_Steamer_E6 | F5 | Commercial | Miscellaneous | Existing | Food Preparation | Electric | Steamer | E6 | RIM BC Ratio | 0 | 0 | 0 | 0 | 0 | 0 | 0 | 0 | 0 | 0 | 0 | 0 | 0 | 0 | 0 | 0 | 0 | 0 | 0 | 0 | 0 | 0 | 0 | 0 | 0 | 0 | 0 | 0 | 0 | 0
F5_Commercial_Miscellaneous_Existing_Food Preparation_Electric_Steamer_E7 | F5 | Commercial | Miscellaneous | Existing | Food Preparation | Electric | Steamer | E7 | RIM BC Ratio | 0 | 0 | 0 | 0 | 0 | 0 | 0 | 0 | 0 | 0 | 0 | 0 | 0 | 0 | 0 | 0 | 0 | 0 | 0 | 0 | 0 | 0 | 0 | 0 | 0 | 0 | 0 | 0 | 0 | 0
F5_Commercial_Miscellaneous_Existing_Food Preparation_Electric_Steamer_E8 | F5 | Commercial | Miscellaneous | Existing | Food Preparation | Electric | Steamer | E8 | RIM BC Ratio | 0 | 0 | 0 | 0 | 0 | 0 | 0 | 0 | 0 | 0 | 0 | 0 | 0 | 0 | 0 | 0 | 0 | 0 | 0 | 0 | 0 | 0 | 0 | 0 | 0 | 0 | 0 | 0 | 0 | 0
F5_Commercial_Miscellaneous_Existing_Food Preparation_Electric_Steamer_E9 | F5 | Commercial | Miscellaneous | Existing | Food Preparation | Electric | Steamer | E9 | RIM BC Ratio | 0 | 0 | 0 | 0 | 0 | 0 | 0 | 0 | 0 | 0 | 0 | 0 | 0 | 0 | 0 | 0 | 0 | 0 | 0 | 0 | 0 | 0 | 0 | 0 | 0 | 0 | 0 | 0 | 0 | 0
F5_Commercial_Miscellaneous_Existing_Food Preparation_Electric_Steamer_E10 | F5 | Commercial | Miscellaneous | Existing | Food Preparation | Electric | Steamer | E10 | RIM BC Ratio | 0 | 0 | 0 | 0 | 0 | 0 | 0 | 0 | 0 | 0 | 0 | 0 | 0 | 0 | 0 | 0 | 0 | 0 | 0 | 0 | 0 | 0 | 0 | 0 | 0 | 0 | 0 | 0 | 0 | 0
F0_Commercial_Miscellaneous_Existing_Food Preparation_Electric_Griddle_E0 | F0 | Commercial | Miscellaneous | Existing | Food Preparation | Electric | Griddle | E0 | Economic Unit | 0 | 0 | 0 | 0 | 0 | 0 | 0 | 0 | 0 | 0 | 0 | 0 | 0 | 0 | 0 | 0 | 0 | 0 | 0 | 0 | 0 | 0 | 0 | 0 | 0 | 0 | 0 | 0 | 0 | 0
F1_Commercial_Miscellaneous_Existing_Food Preparation_Electric_Griddle_E1 | F1 | Commercial | Miscellaneous | Existing | Food Preparation | Electric | Griddle | E1 | CCE | 0 | 0 | 0 | 0 | 0 | 0 | 0 | 0 | 0 | 0 | 0 | 0 | 0 | 0 | 0 | 0 | 0 | 0 | 0 | 0 | 0 | 0 | 0 | 0 | 0 | 0 | 0 | 0 | 0 | 0
F1_Commercial_Miscellaneous_Existing_Food Preparation_Electric_Griddle_E2 | F1 | Commercial | Miscellaneous | Existing | Food Preparation | Electric | Griddle | E2 | CCE | 0 | 0 | 0 | 0 | 0 | 0 | 0 | 0 | 0 | 0 | 0 | 0 | 0 | 0 | 0 | 0 | 0 | 0 | 0 | 0 | 0 | 0 | 0 | 0 | 0 | 0 | 0 | 0 | 0 | 0
F1_Commercial_Miscellaneous_Existing_Food Preparation_Electric_Griddle_E3 | F1 | Commercial | Miscellaneous | Existing | Food Preparation | Electric | Griddle | E3 | CCE | 0 | 0 | 0 | 0 | 0 | 0 | 0 | 0 | 0 | 0 | 0 | 0 | 0 | 0 | 0 | 0 | 0 | 0 | 0 | 0 | 0 | 0 | 0 | 0 | 0 | 0 | 0 | 0 | 0 | 0
F1_Commercial_Miscellaneous_Existing_Food Preparation_Electric_Griddle_E4 | F1 | Commercial | Miscellaneous | Existing | Food Preparation | Electric | Griddle | E4 | CCE | 0 | 0 | 0 | 0 | 0 | 0 | 0 | 0 | 0 | 0 | 0 | 0 | 0 | 0 | 0 | 0 | 0 | 0 | 0 | 0 | 0 | 0 | 0 | 0 | 0 | 0 | 0 | 0 | 0 | 0
F1_Commercial_Miscellaneous_Existing_Food Preparation_Electric_Griddle_E5 | F1 | Commercial | Miscellaneous | Existing | Food Preparation | Electric | Griddle | E5 | CCE | 0 | 0 | 0 | 0 | 0 | 0 | 0 | 0 | 0 | 0 | 0 | 0 | 0 | 0 | 0 | 0 | 0 | 0 | 0 | 0 | 0 | 0 | 0 | 0 | 0 | 0 | 0 | 0 | 0 | 0
F1_Commercial_Miscellaneous_Existing_Food Preparation_Electric_Griddle_E6 | F1 | Commercial | Miscellaneous | Existing | Food Preparation | Electric | Griddle | E6 | CCE | 0 | 0 | 0 | 0 | 0 | 0 | 0 | 0 | 0 | 0 | 0 | 0 | 0 | 0 | 0 | 0 | 0 | 0 | 0 | 0 | 0 | 0 | 0 | 0 | 0 | 0 | 0 | 0 | 0 | 0
F1_Commercial_Miscellaneous_Existing_Food Preparation_Electric_Griddle_E7 | F1 | Commercial | Miscellaneous | Existing | Food Preparation | Electric | Griddle | E7 | CCE | 0 | 0 | 0 | 0 | 0 | 0 | 0 | 0 | 0 | 0 | 0 | 0 | 0 | 0 | 0 | 0 | 0 | 0 | 0 | 0 | 0 | 0 | 0 | 0 | 0 | 0 | 0 | 0 | 0 | 0
F1_Commercial_Miscellaneous_Existing_Food Preparation_Electric_Griddle_E8 | F1 | Commercial | Miscellaneous | Existing | Food Preparation | Electric | Griddle | E8 | CCE | 0 | 0 | 0 | 0 | 0 | 0 | 0 | 0 | 0 | 0 | 0 | 0 | 0 | 0 | 0 | 0 | 0 | 0 | 0 | 0 | 0 | 0 | 0 | 0 | 0 | 0 | 0 | 0 | 0 | 0
F1_Commercial_Miscellaneous_Existing_Food Preparation_Electric_Griddle_E9 | F1 | Commercial | Miscellaneous | Existing | Food Preparation | Electric | Griddle | E9 | CCE | 0 | 0 | 0 | 0 | 0 | 0 | 0 | 0 | 0 | 0 | 0 | 0 | 0 | 0 | 0 | 0 | 0 | 0 | 0 | 0 | 0 | 0 | 0 | 0 | 0 | 0 | 0 | 0 | 0 | 0
F1_Commercial_Miscellaneous_Existing_Food Preparation_Electric_Griddle_E10 | F1 | Commercial | Miscellaneous | Existing | Food Preparation | Electric | Griddle | E10 | CCE | 0 | 0 | 0 | 0 | 0 | 0 | 0 | 0 | 0 | 0 | 0 | 0 | 0 | 0 | 0 | 0 | 0 | 0 | 0 | 0 | 0 | 0 | 0 | 0 | 0 | 0 | 0 | 0 | 0 | 0
F2_Commercial_Miscellaneous_Existing_Food Preparation_Electric_Griddle_E1 | F2 | Commercial | Miscellaneous | Existing | Food Preparation | Electric | Griddle | E1 | TRC BC Ratio | 0 | 0 | 0 | 0 | 0 | 0 | 0 | 0 | 0 | 0 | 0 | 0 | 0 | 0 | 0 | 0 | 0 | 0 | 0 | 0 | 0 | 0 | 0 | 0 | 0 | 0 | 0 | 0 | 0 | 0
F2_Commercial_Miscellaneous_Existing_Food Preparation_Electric_Griddle_E2 | F2 | Commercial | Miscellaneous | Existing | Food Preparation | Electric | Griddle | E2 | TRC BC Ratio | 0 | 0 | 0 | 0 | 0 | 0 | 0 | 0 | 0 | 0 | 0 | 0 | 0 | 0 | 0 | 0 | 0 | 0 | 0 | 0 | 0 | 0 | 0 | 0 | 0 | 0 | 0 | 0 | 0 | 0
F2_Commercial_Miscellaneous_Existing_Food Preparation_Electric_Griddle_E3 | F2 | Commercial | Miscellaneous | Existing | Food Preparation | Electric | Griddle | E3 | TRC BC Ratio | 0 | 0 | 0 | 0 | 0 | 0 | 0 | 0 | 0 | 0 | 0 | 0 | 0 | 0 | 0 | 0 | 0 | 0 | 0 | 0 | 0 | 0 | 0 | 0 | 0 | 0 | 0 | 0 | 0 | 0
F2_Commercial_Miscellaneous_Existing_Food Preparation_Electric_Griddle_E4 | F2 | Commercial | Miscellaneous | Existing | Food Preparation | Electric | Griddle | E4 | TRC BC Ratio | 0 | 0 | 0 | 0 | 0 | 0 | 0 | 0 | 0 | 0 | 0 | 0 | 0 | 0 | 0 | 0 | 0 | 0 | 0 | 0 | 0 | 0 | 0 | 0 | 0 | 0 | 0 | 0 | 0 | 0
F2_Commercial_Miscellaneous_Existing_Food Preparation_Electric_Griddle_E5 | F2 | Commercial | Miscellaneous | Existing | Food Preparation | Electric | Griddle | E5 | TRC BC Ratio | 0 | 0 | 0 | 0 | 0 | 0 | 0 | 0 | 0 | 0 | 0 | 0 | 0 | 0 | 0 | 0 | 0 | 0 | 0 | 0 | 0 | 0 | 0 | 0 | 0 | 0 | 0 | 0 | 0 | 0
F2_Commercial_Miscellaneous_Existing_Food Preparation_Electric_Griddle_E6 | F2 | Commercial | Miscellaneous | Existing | Food Preparation | Electric | Griddle | E6 | TRC BC Ratio | 0 | 0 | 0 | 0 | 0 | 0 | 0 | 0 | 0 | 0 | 0 | 0 | 0 | 0 | 0 | 0 | 0 | 0 | 0 | 0 | 0 | 0 | 0 | 0 | 0 | 0 | 0 | 0 | 0 | 0
F2_Commercial_Miscellaneous_Existing_Food Preparation_Electric_Griddle_E7 | F2 | Commercial | Miscellaneous | Existing | Food Preparation | Electric | Griddle | E7 | TRC BC Ratio | 0 | 0 | 0 | 0 | 0 | 0 | 0 | 0 | 0 | 0 | 0 | 0 | 0 | 0 | 0 | 0 | 0 | 0 | 0 | 0 | 0 | 0 | 0 | 0 | 0 | 0 | 0 | 0 | 0 | 0
F2_Commercial_Miscellaneous_Existing_Food Preparation_Electric_Griddle_E8 | F2 | Commercial | Miscellaneous | Existing | Food Preparation | Electric | Griddle | E8 | TRC BC Ratio | 0 | 0 | 0 | 0 | 0 | 0 | 0 | 0 | 0 | 0 | 0 | 0 | 0 | 0 | 0 | 0 | 0 | 0 | 0 | 0 | 0 | 0 | 0 | 0 | 0 | 0 | 0 | 0 | 0 | 0
F2_Commercial_Miscellaneous_Existing_Food Preparation_Electric_Griddle_E9 | F2 | Commercial | Miscellaneous | Existing | Food Preparation | Electric | Griddle | E9 | TRC BC Ratio | 0 | 0 | 0 | 0 | 0 | 0 | 0 | 0 | 0 | 0 | 0 | 0 | 0 | 0 | 0 | 0 | 0 | 0 | 0 | 0 | 0 | 0 | 0 | 0 | 0 | 0 | 0 | 0 | 0 | 0
F2_Commercial_Miscellaneous_Existing_Food Preparation_Electric_Griddle_E10 | F2 | Commercial | Miscellaneous | Existing | Food Preparation | Electric | Griddle | E10 | TRC BC Ratio | 0 | 0 | 0 | 0 | 0 | 0 | 0 | 0 | 0 | 0 | 0 | 0 | 0 | 0 | 0 | 0 | 0 | 0 | 0 | 0 | 0 | 0 | 0 | 0 | 0 | 0 | 0 | 0 | 0 | 0
F3_Commercial_Miscellaneous_Existing_Food Preparation_Electric_Griddle_E1 | F3 | Commercial | Miscellaneous | Existing | Food Preparation | Electric | Griddle | E1 | PACT BC Ratio | 0 | 0 | 0 | 0 | 0 | 0 | 0 | 0 | 0 | 0 | 0 | 0 | 0 | 0 | 0 | 0 | 0 | 0 | 0 | 0 | 0 | 0 | 0 | 0 | 0 | 0 | 0 | 0 | 0 | 0
F3_Commercial_Miscellaneous_Existing_Food Preparation_Electric_Griddle_E2 | F3 | Commercial | Miscellaneous | Existing | Food Preparation | Electric | Griddle | E2 | PACT BC Ratio | 0 | 0 | 0 | 0 | 0 | 0 | 0 | 0 | 0 | 0 | 0 | 0 | 0 | 0 | 0 | 0 | 0 | 0 | 0 | 0 | 0 | 0 | 0 | 0 | 0 | 0 | 0 | 0 | 0 | 0
F3_Commercial_Miscellaneous_Existing_Food Preparation_Electric_Griddle_E3 | F3 | Commercial | Miscellaneous | Existing | Food Preparation | Electric | Griddle | E3 | PACT BC Ratio | 0 | 0 | 0 | 0 | 0 | 0 | 0 | 0 | 0 | 0 | 0 | 0 | 0 | 0 | 0 | 0 | 0 | 0 | 0 | 0 | 0 | 0 | 0 | 0 | 0 | 0 | 0 | 0 | 0 | 0
F3_Commercial_Miscellaneous_Existing_Food Preparation_Electric_Griddle_E4 | F3 | Commercial | Miscellaneous | Existing | Food Preparation | Electric | Griddle | E4 | PACT BC Ratio | 0 | 0 | 0 | 0 | 0 | 0 | 0 | 0 | 0 | 0 | 0 | 0 | 0 | 0 | 0 | 0 | 0 | 0 | 0 | 0 | 0 | 0 | 0 | 0 | 0 | 0 | 0 | 0 | 0 | 0
F3_Commercial_Miscellaneous_Existing_Food Preparation_Electric_Griddle_E5 | F3 | Commercial | Miscellaneous | Existing | Food Preparation | Electric | Griddle | E5 | PACT BC Ratio | 0 | 0 | 0 | 0 | 0 | 0 | 0 | 0 | 0 | 0 | 0 | 0 | 0 | 0 | 0 | 0 | 0 | 0 | 0 | 0 | 0 | 0 | 0 | 0 | 0 | 0 | 0 | 0 | 0 | 0
F3_Commercial_Miscellaneous_Existing_Food Preparation_Electric_Griddle_E6 | F3 | Commercial | Miscellaneous | Existing | Food Preparation | Electric | Griddle | E6 | PACT BC Ratio | 0 | 0 | 0 | 0 | 0 | 0 | 0 | 0 | 0 | 0 | 0 | 0 | 0 | 0 | 0 | 0 | 0 | 0 | 0 | 0 | 0 | 0 | 0 | 0 | 0 | 0 | 0 | 0 | 0 | 0
F3_Commercial_Miscellaneous_Existing_Food Preparation_Electric_Griddle_E7 | F3 | Commercial | Miscellaneous | Existing | Food Preparation | Electric | Griddle | E7 | PACT BC Ratio | 0 | 0 | 0 | 0 | 0 | 0 | 0 | 0 | 0 | 0 | 0 | 0 | 0 | 0 | 0 | 0 | 0 | 0 | 0 | 0 | 0 | 0 | 0 | 0 | 0 | 0 | 0 | 0 | 0 | 0
F3_Commercial_Miscellaneous_Existing_Food Preparation_Electric_Griddle_E8 | F3 | Commercial | Miscellaneous | Existing | Food Preparation | Electric | Griddle | E8 | PACT BC Ratio | 0 | 0 | 0 | 0 | 0 | 0 | 0 | 0 | 0 | 0 | 0 | 0 | 0 | 0 | 0 | 0 | 0 | 0 | 0 | 0 | 0 | 0 | 0 | 0 | 0 | 0 | 0 | 0 | 0 | 0
F3_Commercial_Miscellaneous_Existing_Food Preparation_Electric_Griddle_E9 | F3 | Commercial | Miscellaneous | Existing | Food Preparation | Electric | Griddle | E9 | PACT BC Ratio | 0 | 0 | 0 | 0 | 0 | 0 | 0 | 0 | 0 | 0 | 0 | 0 | 0 | 0 | 0 | 0 | 0 | 0 | 0 | 0 | 0 | 0 | 0 | 0 | 0 | 0 | 0 | 0 | 0 | 0
F3_Commercial_Miscellaneous_Existing_Food Preparation_Electric_Griddle_E10 | F3 | Commercial | Miscellaneous | Existing | Food Preparation | Electric | Griddle | E10 | PACT BC Ratio | 0 | 0 | 0 | 0 | 0 | 0 | 0 | 0 | 0 | 0 | 0 | 0 | 0 | 0 | 0 | 0 | 0 | 0 | 0 | 0 | 0 | 0 | 0 | 0 | 0 | 0 | 0 | 0 | 0 | 0
F4_Commercial_Miscellaneous_Existing_Food Preparation_Electric_Griddle_E1 | F4 | Commercial | Miscellaneous | Existing | Food Preparation | Electric | Griddle | E1 | RVT BC Ratio | 0 | 0 | 0 | 0 | 0 | 0 | 0 | 0 | 0 | 0 | 0 | 0 | 0 | 0 | 0 | 0 | 0 | 0 | 0 | 0 | 0 | 0 | 0 | 0 | 0 | 0 | 0 | 0 | 0 | 0
F4_Commercial_Miscellaneous_Existing_Food Preparation_Electric_Griddle_E2 | F4 | Commercial | Miscellaneous | Existing | Food Preparation | Electric | Griddle | E2 | RVT BC Ratio | 0 | 0 | 0 | 0 | 0 | 0 | 0 | 0 | 0 | 0 | 0 | 0 | 0 | 0 | 0 | 0 | 0 | 0 | 0 | 0 | 0 | 0 | 0 | 0 | 0 | 0 | 0 | 0 | 0 | 0
F4_Commercial_Miscellaneous_Existing_Food Preparation_Electric_Griddle_E3 | F4 | Commercial | Miscellaneous | Existing | Food Preparation | Electric | Griddle | E3 | RVT BC Ratio | 0 | 0 | 0 | 0 | 0 | 0 | 0 | 0 | 0 | 0 | 0 | 0 | 0 | 0 | 0 | 0 | 0 | 0 | 0 | 0 | 0 | 0 | 0 | 0 | 0 | 0 | 0 | 0 | 0 | 0
F4_Commercial_Miscellaneous_Existing_Food Preparation_Electric_Griddle_E4 | F4 | Commercial | Miscellaneous | Existing | Food Preparation | Electric | Griddle | E4 | RVT BC Ratio | 0 | 0 | 0 | 0 | 0 | 0 | 0 | 0 | 0 | 0 | 0 | 0 | 0 | 0 | 0 | 0 | 0 | 0 | 0 | 0 | 0 | 0 | 0 | 0 | 0 | 0 | 0 | 0 | 0 | 0
F4_Commercial_Miscellaneous_Existing_Food Preparation_Electric_Griddle_E5 | F4 | Commercial | Miscellaneous | Existing | Food Preparation | Electric | Griddle | E5 | RVT BC Ratio | 0 | 0 | 0 | 0 | 0 | 0 | 0 | 0 | 0 | 0 | 0 | 0 | 0 | 0 | 0 | 0 | 0 | 0 | 0 | 0 | 0 | 0 | 0 | 0 | 0 | 0 | 0 | 0 | 0 | 0
F4_Commercial_Miscellaneous_Existing_Food Preparation_Electric_Griddle_E6 | F4 | Commercial | Miscellaneous | Existing | Food Preparation | Electric | Griddle | E6 | RVT BC Ratio | 0 | 0 | 0 | 0 | 0 | 0 | 0 | 0 | 0 | 0 | 0 | 0 | 0 | 0 | 0 | 0 | 0 | 0 | 0 | 0 | 0 | 0 | 0 | 0 | 0 | 0 | 0 | 0 | 0 | 0
F4_Commercial_Miscellaneous_Existing_Food Preparation_Electric_Griddle_E7 | F4 | Commercial | Miscellaneous | Existing | Food Preparation | Electric | Griddle | E7 | RVT BC Ratio | 0 | 0 | 0 | 0 | 0 | 0 | 0 | 0 | 0 | 0 | 0 | 0 | 0 | 0 | 0 | 0 | 0 | 0 | 0 | 0 | 0 | 0 | 0 | 0 | 0 | 0 | 0 | 0 | 0 | 0
F4_Commercial_Miscellaneous_Existing_Food Preparation_Electric_Griddle_E8 | F4 | Commercial | Miscellaneous | Existing | Food Preparation | Electric | Griddle | E8 | RVT BC Ratio | 0 | 0 | 0 | 0 | 0 | 0 | 0 | 0 | 0 | 0 | 0 | 0 | 0 | 0 | 0 | 0 | 0 | 0 | 0 | 0 | 0 | 0 | 0 | 0 | 0 | 0 | 0 | 0 | 0 | 0
F4_Commercial_Miscellaneous_Existing_Food Preparation_Electric_Griddle_E9 | F4 | Commercial | Miscellaneous | Existing | Food Preparation | Electric | Griddle | E9 | RVT BC Ratio | 0 | 0 | 0 | 0 | 0 | 0 | 0 | 0 | 0 | 0 | 0 | 0 | 0 | 0 | 0 | 0 | 0 | 0 | 0 | 0 | 0 | 0 | 0 | 0 | 0 | 0 | 0 | 0 | 0 | 0
F4_Commercial_Miscellaneous_Existing_Food Preparation_Electric_Griddle_E10 | F4 | Commercial | Miscellaneous | Existing | Food Preparation | Electric | Griddle | E10 | RVT BC Ratio | 0 | 0 | 0 | 0 | 0 | 0 | 0 | 0 | 0 | 0 | 0 | 0 | 0 | 0 | 0 | 0 | 0 | 0 | 0 | 0 | 0 | 0 | 0 | 0 | 0 | 0 | 0 | 0 | 0 | 0
F5_Commercial_Miscellaneous_Existing_Food Preparation_Electric_Griddle_E1 | F5 | Commercial | Miscellaneous | Existing | Food Preparation | Electric | Griddle | E1 | RIM BC Ratio | 0 | 0 | 0 | 0 | 0 | 0 | 0 | 0 | 0 | 0 | 0 | 0 | 0 | 0 | 0 | 0 | 0 | 0 | 0 | 0 | 0 | 0 | 0 | 0 | 0 | 0 | 0 | 0 | 0 | 0
F5_Commercial_Miscellaneous_Existing_Food Preparation_Electric_Griddle_E2 | F5 | Commercial | Miscellaneous | Existing | Food Preparation | Electric | Griddle | E2 | RIM BC Ratio | 0 | 0 | 0 | 0 | 0 | 0 | 0 | 0 | 0 | 0 | 0 | 0 | 0 | 0 | 0 | 0 | 0 | 0 | 0 | 0 | 0 | 0 | 0 | 0 | 0 | 0 | 0 | 0 | 0 | 0
F5_Commercial_Miscellaneous_Existing_Food Preparation_Electric_Griddle_E3 | F5 | Commercial | Miscellaneous | Existing | Food Preparation | Electric | Griddle | E3 | RIM BC Ratio | 0 | 0 | 0 | 0 | 0 | 0 | 0 | 0 | 0 | 0 | 0 | 0 | 0 | 0 | 0 | 0 | 0 | 0 | 0 | 0 | 0 | 0 | 0 | 0 | 0 | 0 | 0 | 0 | 0 | 0
F5_Commercial_Miscellaneous_Existing_Food Preparation_Electric_Griddle_E4 | F5 | Commercial | Miscellaneous | Existing | Food Preparation | Electric | Griddle | E4 | RIM BC Ratio | 0 | 0 | 0 | 0 | 0 | 0 | 0 | 0 | 0 | 0 | 0 | 0 | 0 | 0 | 0 | 0 | 0 | 0 | 0 | 0 | 0 | 0 | 0 | 0 | 0 | 0 | 0 | 0 | 0 | 0
F5_Commercial_Miscellaneous_Existing_Food Preparation_Electric_Griddle_E5 | F5 | Commercial | Miscellaneous | Existing | Food Preparation | Electric | Griddle | E5 | RIM BC Ratio | 0 | 0 | 0 | 0 | 0 | 0 | 0 | 0 | 0 | 0 | 0 | 0 | 0 | 0 | 0 | 0 | 0 | 0 | 0 | 0 | 0 | 0 | 0 | 0 | 0 | 0 | 0 | 0 | 0 | 0
F5_Commercial_Miscellaneous_Existing_Food Preparation_Electric_Griddle_E6 | F5 | Commercial | Miscellaneous | Existing | Food Preparation | Electric | Griddle | E6 | RIM BC Ratio | 0 | 0 | 0 | 0 | 0 | 0 | 0 | 0 | 0 | 0 | 0 | 0 | 0 | 0 | 0 | 0 | 0 | 0 | 0 | 0 | 0 | 0 | 0 | 0 | 0 | 0 | 0 | 0 | 0 | 0
F5_Commercial_Miscellaneous_Existing_Food Preparation_Electric_Griddle_E7 | F5 | Commercial | Miscellaneous | Existing | Food Preparation | Electric | Griddle | E7 | RIM BC Ratio | 0 | 0 | 0 | 0 | 0 | 0 | 0 | 0 | 0 | 0 | 0 | 0 | 0 | 0 | 0 | 0 | 0 | 0 | 0 | 0 | 0 | 0 | 0 | 0 | 0 | 0 | 0 | 0 | 0 | 0
F5_Commercial_Miscellaneous_Existing_Food Preparation_Electric_Griddle_E8 | F5 | Commercial | Miscellaneous | Existing | Food Preparation | Electric | Griddle | E8 | RIM BC Ratio | 0 | 0 | 0 | 0 | 0 | 0 | 0 | 0 | 0 | 0 | 0 | 0 | 0 | 0 | 0 | 0 | 0 | 0 | 0 | 0 | 0 | 0 | 0 | 0 | 0 | 0 | 0 | 0 | 0 | 0
F5_Commercial_Miscellaneous_Existing_Food Preparation_Electric_Griddle_E9 | F5 | Commercial | Miscellaneous | Existing | Food Preparation | Electric | Griddle | E9 | RIM BC Ratio | 0 | 0 | 0 | 0 | 0 | 0 | 0 | 0 | 0 | 0 | 0 | 0 | 0 | 0 | 0 | 0 | 0 | 0 | 0 | 0 | 0 | 0 | 0 | 0 | 0 | 0 | 0 | 0 | 0 | 0
F5_Commercial_Miscellaneous_Existing_Food Preparation_Electric_Griddle_E10 | F5 | Commercial | Miscellaneous | Existing | Food Preparation | Electric | Griddle | E10 | RIM BC Ratio | 0 | 0 | 0 | 0 | 0 | 0 | 0 | 0 | 0 | 0 | 0 | 0 | 0 | 0 | 0 | 0 | 0 | 0 | 0 | 0 | 0 | 0 | 0 | 0 | 0 | 0 | 0 | 0 | 0 | 0
F0_Commercial_Miscellaneous_Existing_Office Equipment_Electric_Desktop Computer_E0 | F0 | Commercial | Miscellaneous | Existing | Office Equipment | Electric | Desktop Computer | E0 | Economic Unit | 0 | 0 | 0 | 0 | 0 | 0 | 0 | 0 | 0 | 0 | 0 | 0 | 0 | 0 | 0 | 0 | 0 | 0 | 0 | 0 | 0 | 0 | 0 | 0 | 0 | 0 | 0 | 0 | 0 | 0
F1_Commercial_Miscellaneous_Existing_Office Equipment_Electric_Desktop Computer_E1 | F1 | Commercial | Miscellaneous | Existing | Office Equipment | Electric | Desktop Computer | E1 | CCE | 0 | 0 | 0 | 0 | 0 | 0 | 0 | 0 | 0 | 0 | 0 | 0 | 0 | 0 | 0 | 0 | 0 | 0 | 0 | 0 | 0 | 0 | 0 | 0 | 0 | 0 | 0 | 0 | 0 | 0
F1_Commercial_Miscellaneous_Existing_Office Equipment_Electric_Desktop Computer_E2 | F1 | Commercial | Miscellaneous | Existing | Office Equipment | Electric | Desktop Computer | E2 | CCE | 0 | 0 | 0 | 0 | 0 | 0 | 0 | 0 | 0 | 0 | 0 | 0 | 0 | 0 | 0 | 0 | 0 | 0 | 0 | 0 | 0 | 0 | 0 | 0 | 0 | 0 | 0 | 0 | 0 | 0
F1_Commercial_Miscellaneous_Existing_Office Equipment_Electric_Desktop Computer_E3 | F1 | Commercial | Miscellaneous | Existing | Office Equipment | Electric | Desktop Computer | E3 | CCE | 0 | 0 | 0 | 0 | 0 | 0 | 0 | 0 | 0 | 0 | 0 | 0 | 0 | 0 | 0 | 0 | 0 | 0 | 0 | 0 | 0 | 0 | 0 | 0 | 0 | 0 | 0 | 0 | 0 | 0
F1_Commercial_Miscellaneous_Existing_Office Equipment_Electric_Desktop Computer_E4 | F1 | Commercial | Miscellaneous | Existing | Office Equipment | Electric | Desktop Computer | E4 | CCE | 0 | 0 | 0 | 0 | 0 | 0 | 0 | 0 | 0 | 0 | 0 | 0 | 0 | 0 | 0 | 0 | 0 | 0 | 0 | 0 | 0 | 0 | 0 | 0 | 0 | 0 | 0 | 0 | 0 | 0
F1_Commercial_Miscellaneous_Existing_Office Equipment_Electric_Desktop Computer_E5 | F1 | Commercial | Miscellaneous | Existing | Office Equipment | Electric | Desktop Computer | E5 | CCE | 0 | 0 | 0 | 0 | 0 | 0 | 0 | 0 | 0 | 0 | 0 | 0 | 0 | 0 | 0 | 0 | 0 | 0 | 0 | 0 | 0 | 0 | 0 | 0 | 0 | 0 | 0 | 0 | 0 | 0
F1_Commercial_Miscellaneous_Existing_Office Equipment_Electric_Desktop Computer_E6 | F1 | Commercial | Miscellaneous | Existing | Office Equipment | Electric | Desktop Computer | E6 | CCE | 0 | 0 | 0 | 0 | 0 | 0 | 0 | 0 | 0 | 0 | 0 | 0 | 0 | 0 | 0 | 0 | 0 | 0 | 0 | 0 | 0 | 0 | 0 | 0 | 0 | 0 | 0 | 0 | 0 | 0
F1_Commercial_Miscellaneous_Existing_Office Equipment_Electric_Desktop Computer_E7 | F1 | Commercial | Miscellaneous | Existing | Office Equipment | Electric | Desktop Computer | E7 | CCE | 0 | 0 | 0 | 0 | 0 | 0 | 0 | 0 | 0 | 0 | 0 | 0 | 0 | 0 | 0 | 0 | 0 | 0 | 0 | 0 | 0 | 0 | 0 | 0 | 0 | 0 | 0 | 0 | 0 | 0
F1_Commercial_Miscellaneous_Existing_Office Equipment_Electric_Desktop Computer_E8 | F1 | Commercial | Miscellaneous | Existing | Office Equipment | Electric | Desktop Computer | E8 | CCE | 0 | 0 | 0 | 0 | 0 | 0 | 0 | 0 | 0 | 0 | 0 | 0 | 0 | 0 | 0 | 0 | 0 | 0 | 0 | 0 | 0 | 0 | 0 | 0 | 0 | 0 | 0 | 0 | 0 | 0
F1_Commercial_Miscellaneous_Existing_Office Equipment_Electric_Desktop Computer_E9 | F1 | Commercial | Miscellaneous | Existing | Office Equipment | Electric | Desktop Computer | E9 | CCE | 0 | 0 | 0 | 0 | 0 | 0 | 0 | 0 | 0 | 0 | 0 | 0 | 0 | 0 | 0 | 0 | 0 | 0 | 0 | 0 | 0 | 0 | 0 | 0 | 0 | 0 | 0 | 0 | 0 | 0
F1_Commercial_Miscellaneous_Existing_Office Equipment_Electric_Desktop Computer_E10 | F1 | Commercial | Miscellaneous | Existing | Office Equipment | Electric | Desktop Computer | E10 | CCE | 0 | 0 | 0 | 0 | 0 | 0 | 0 | 0 | 0 | 0 | 0 | 0 | 0 | 0 | 0 | 0 | 0 | 0 | 0 | 0 | 0 | 0 | 0 | 0 | 0 | 0 | 0 | 0 | 0 | 0
F2_Commercial_Miscellaneous_Existing_Office Equipment_Electric_Desktop Computer_E1 | F2 | Commercial | Miscellaneous | Existing | Office Equipment | Electric | Desktop Computer | E1 | TRC BC Ratio | 0 | 0 | 0 | 0 | 0 | 0 | 0 | 0 | 0 | 0 | 0 | 0 | 0 | 0 | 0 | 0 | 0 | 0 | 0 | 0 | 0 | 0 | 0 | 0 | 0 | 0 | 0 | 0 | 0 | 0
F2_Commercial_Miscellaneous_Existing_Office Equipment_Electric_Desktop Computer_E2 | F2 | Commercial | Miscellaneous | Existing | Office Equipment | Electric | Desktop Computer | E2 | TRC BC Ratio | 0 | 0 | 0 | 0 | 0 | 0 | 0 | 0 | 0 | 0 | 0 | 0 | 0 | 0 | 0 | 0 | 0 | 0 | 0 | 0 | 0 | 0 | 0 | 0 | 0 | 0 | 0 | 0 | 0 | 0
F2_Commercial_Miscellaneous_Existing_Office Equipment_Electric_Desktop Computer_E3 | F2 | Commercial | Miscellaneous | Existing | Office Equipment | Electric | Desktop Computer | E3 | TRC BC Ratio | 0 | 0 | 0 | 0 | 0 | 0 | 0 | 0 | 0 | 0 | 0 | 0 | 0 | 0 | 0 | 0 | 0 | 0 | 0 | 0 | 0 | 0 | 0 | 0 | 0 | 0 | 0 | 0 | 0 | 0
F2_Commercial_Miscellaneous_Existing_Office Equipment_Electric_Desktop Computer_E4 | F2 | Commercial | Miscellaneous | Existing | Office Equipment | Electric | Desktop Computer | E4 | TRC BC Ratio | 0 | 0 | 0 | 0 | 0 | 0 | 0 | 0 | 0 | 0 | 0 | 0 | 0 | 0 | 0 | 0 | 0 | 0 | 0 | 0 | 0 | 0 | 0 | 0 | 0 | 0 | 0 | 0 | 0 | 0
F2_Commercial_Miscellaneous_Existing_Office Equipment_Electric_Desktop Computer_E5 | F2 | Commercial | Miscellaneous | Existing | Office Equipment | Electric | Desktop Computer | E5 | TRC BC Ratio | 0 | 0 | 0 | 0 | 0 | 0 | 0 | 0 | 0 | 0 | 0 | 0 | 0 | 0 | 0 | 0 | 0 | 0 | 0 | 0 | 0 | 0 | 0 | 0 | 0 | 0 | 0 | 0 | 0 | 0
F2_Commercial_Miscellaneous_Existing_Office Equipment_Electric_Desktop Computer_E6 | F2 | Commercial | Miscellaneous | Existing | Office Equipment | Electric | Desktop Computer | E6 | TRC BC Ratio | 0 | 0 | 0 | 0 | 0 | 0 | 0 | 0 | 0 | 0 | 0 | 0 | 0 | 0 | 0 | 0 | 0 | 0 | 0 | 0 | 0 | 0 | 0 | 0 | 0 | 0 | 0 | 0 | 0 | 0
F2_Commercial_Miscellaneous_Existing_Office Equipment_Electric_Desktop Computer_E7 | F2 | Commercial | Miscellaneous | Existing | Office Equipment | Electric | Desktop Computer | E7 | TRC BC Ratio | 0 | 0 | 0 | 0 | 0 | 0 | 0 | 0 | 0 | 0 | 0 | 0 | 0 | 0 | 0 | 0 | 0 | 0 | 0 | 0 | 0 | 0 | 0 | 0 | 0 | 0 | 0 | 0 | 0 | 0
F2_Commercial_Miscellaneous_Existing_Office Equipment_Electric_Desktop Computer_E8 | F2 | Commercial | Miscellaneous | Existing | Office Equipment | Electric | Desktop Computer | E8 | TRC BC Ratio | 0 | 0 | 0 | 0 | 0 | 0 | 0 | 0 | 0 | 0 | 0 | 0 | 0 | 0 | 0 | 0 | 0 | 0 | 0 | 0 | 0 | 0 | 0 | 0 | 0 | 0 | 0 | 0 | 0 | 0
F2_Commercial_Miscellaneous_Existing_Office Equipment_Electric_Desktop Computer_E9 | F2 | Commercial | Miscellaneous | Existing | Office Equipment | Electric | Desktop Computer | E9 | TRC BC Ratio | 0 | 0 | 0 | 0 | 0 | 0 | 0 | 0 | 0 | 0 | 0 | 0 | 0 | 0 | 0 | 0 | 0 | 0 | 0 | 0 | 0 | 0 | 0 | 0 | 0 | 0 | 0 | 0 | 0 | 0
F2_Commercial_Miscellaneous_Existing_Office Equipment_Electric_Desktop Computer_E10 | F2 | Commercial | Miscellaneous | Existing | Office Equipment | Electric | Desktop Computer | E10 | TRC BC Ratio | 0 | 0 | 0 | 0 | 0 | 0 | 0 | 0 | 0 | 0 | 0 | 0 | 0 | 0 | 0 | 0 | 0 | 0 | 0 | 0 | 0 | 0 | 0 | 0 | 0 | 0 | 0 | 0 | 0 | 0
F3_Commercial_Miscellaneous_Existing_Office Equipment_Electric_Desktop Computer_E1 | F3 | Commercial | Miscellaneous | Existing | Office Equipment | Electric | Desktop Computer | E1 | PACT BC Ratio | 0 | 0 | 0 | 0 | 0 | 0 | 0 | 0 | 0 | 0 | 0 | 0 | 0 | 0 | 0 | 0 | 0 | 0 | 0 | 0 | 0 | 0 | 0 | 0 | 0 | 0 | 0 | 0 | 0 | 0
F3_Commercial_Miscellaneous_Existing_Office Equipment_Electric_Desktop Computer_E2 | F3 | Commercial | Miscellaneous | Existing | Office Equipment | Electric | Desktop Computer | E2 | PACT BC Ratio | 0 | 0 | 0 | 0 | 0 | 0 | 0 | 0 | 0 | 0 | 0 | 0 | 0 | 0 | 0 | 0 | 0 | 0 | 0 | 0 | 0 | 0 | 0 | 0 | 0 | 0 | 0 | 0 | 0 | 0
F3_Commercial_Miscellaneous_Existing_Office Equipment_Electric_Desktop Computer_E3 | F3 | Commercial | Miscellaneous | Existing | Office Equipment | Electric | Desktop Computer | E3 | PACT BC Ratio | 0 | 0 | 0 | 0 | 0 | 0 | 0 | 0 | 0 | 0 | 0 | 0 | 0 | 0 | 0 | 0 | 0 | 0 | 0 | 0 | 0 | 0 | 0 | 0 | 0 | 0 | 0 | 0 | 0 | 0
F3_Commercial_Miscellaneous_Existing_Office Equipment_Electric_Desktop Computer_E4 | F3 | Commercial | Miscellaneous | Existing | Office Equipment | Electric | Desktop Computer | E4 | PACT BC Ratio | 0 | 0 | 0 | 0 | 0 | 0 | 0 | 0 | 0 | 0 | 0 | 0 | 0 | 0 | 0 | 0 | 0 | 0 | 0 | 0 | 0 | 0 | 0 | 0 | 0 | 0 | 0 | 0 | 0 | 0
F3_Commercial_Miscellaneous_Existing_Office Equipment_Electric_Desktop Computer_E5 | F3 | Commercial | Miscellaneous | Existing | Office Equipment | Electric | Desktop Computer | E5 | PACT BC Ratio | 0 | 0 | 0 | 0 | 0 | 0 | 0 | 0 | 0 | 0 | 0 | 0 | 0 | 0 | 0 | 0 | 0 | 0 | 0 | 0 | 0 | 0 | 0 | 0 | 0 | 0 | 0 | 0 | 0 | 0
F3_Commercial_Miscellaneous_Existing_Office Equipment_Electric_Desktop Computer_E6 | F3 | Commercial | Miscellaneous | Existing | Office Equipment | Electric | Desktop Computer | E6 | PACT BC Ratio | 0 | 0 | 0 | 0 | 0 | 0 | 0 | 0 | 0 | 0 | 0 | 0 | 0 | 0 | 0 | 0 | 0 | 0 | 0 | 0 | 0 | 0 | 0 | 0 | 0 | 0 | 0 | 0 | 0 | 0
F3_Commercial_Miscellaneous_Existing_Office Equipment_Electric_Desktop Computer_E7 | F3 | Commercial | Miscellaneous | Existing | Office Equipment | Electric | Desktop Computer | E7 | PACT BC Ratio | 0 | 0 | 0 | 0 | 0 | 0 | 0 | 0 | 0 | 0 | 0 | 0 | 0 | 0 | 0 | 0 | 0 | 0 | 0 | 0 | 0 | 0 | 0 | 0 | 0 | 0 | 0 | 0 | 0 | 0
F3_Commercial_Miscellaneous_Existing_Office Equipment_Electric_Desktop Computer_E8 | F3 | Commercial | Miscellaneous | Existing | Office Equipment | Electric | Desktop Computer | E8 | PACT BC Ratio | 0 | 0 | 0 | 0 | 0 | 0 | 0 | 0 | 0 | 0 | 0 | 0 | 0 | 0 | 0 | 0 | 0 | 0 | 0 | 0 | 0 | 0 | 0 | 0 | 0 | 0 | 0 | 0 | 0 | 0
F3_Commercial_Miscellaneous_Existing_Office Equipment_Electric_Desktop Computer_E9 | F3 | Commercial | Miscellaneous | Existing | Office Equipment | Electric | Desktop Computer | E9 | PACT BC Ratio | 0 | 0 | 0 | 0 | 0 | 0 | 0 | 0 | 0 | 0 | 0 | 0 | 0 | 0 | 0 | 0 | 0 | 0 | 0 | 0 | 0 | 0 | 0 | 0 | 0 | 0 | 0 | 0 | 0 | 0
F3_Commercial_Miscellaneous_Existing_Office Equipment_Electric_Desktop Computer_E10 | F3 | Commercial | Miscellaneous | Existing | Office Equipment | Electric | Desktop Computer | E10 | PACT BC Ratio | 0 | 0 | 0 | 0 | 0 | 0 | 0 | 0 | 0 | 0 | 0 | 0 | 0 | 0 | 0 | 0 | 0 | 0 | 0 | 0 | 0 | 0 | 0 | 0 | 0 | 0 | 0 | 0 | 0 | 0
F4_Commercial_Miscellaneous_Existing_Office Equipment_Electric_Desktop Computer_E1 | F4 | Commercial | Miscellaneous | Existing | Office Equipment | Electric | Desktop Computer | E1 | RVT BC Ratio | 0 | 0 | 0 | 0 | 0 | 0 | 0 | 0 | 0 | 0 | 0 | 0 | 0 | 0 | 0 | 0 | 0 | 0 | 0 | 0 | 0 | 0 | 0 | 0 | 0 | 0 | 0 | 0 | 0 | 0
F4_Commercial_Miscellaneous_Existing_Office Equipment_Electric_Desktop Computer_E2 | F4 | Commercial | Miscellaneous | Existing | Office Equipment | Electric | Desktop Computer | E2 | RVT BC Ratio | 0 | 0 | 0 | 0 | 0 | 0 | 0 | 0 | 0 | 0 | 0 | 0 | 0 | 0 | 0 | 0 | 0 | 0 | 0 | 0 | 0 | 0 | 0 | 0 | 0 | 0 | 0 | 0 | 0 | 0
F4_Commercial_Miscellaneous_Existing_Office Equipment_Electric_Desktop Computer_E3 | F4 | Commercial | Miscellaneous | Existing | Office Equipment | Electric | Desktop Computer | E3 | RVT BC Ratio | 0 | 0 | 0 | 0 | 0 | 0 | 0 | 0 | 0 | 0 | 0 | 0 | 0 | 0 | 0 | 0 | 0 | 0 | 0 | 0 | 0 | 0 | 0 | 0 | 0 | 0 | 0 | 0 | 0 | 0
F4_Commercial_Miscellaneous_Existing_Office Equipment_Electric_Desktop Computer_E4 | F4 | Commercial | Miscellaneous | Existing | Office Equipment | Electric | Desktop Computer | E4 | RVT BC Ratio | 0 | 0 | 0 | 0 | 0 | 0 | 0 | 0 | 0 | 0 | 0 | 0 | 0 | 0 | 0 | 0 | 0 | 0 | 0 | 0 | 0 | 0 | 0 | 0 | 0 | 0 | 0 | 0 | 0 | 0
F4_Commercial_Miscellaneous_Existing_Office Equipment_Electric_Desktop Computer_E5 | F4 | Commercial | Miscellaneous | Existing | Office Equipment | Electric | Desktop Computer | E5 | RVT BC Ratio | 0 | 0 | 0 | 0 | 0 | 0 | 0 | 0 | 0 | 0 | 0 | 0 | 0 | 0 | 0 | 0 | 0 | 0 | 0 | 0 | 0 | 0 | 0 | 0 | 0 | 0 | 0 | 0 | 0 | 0
F4_Commercial_Miscellaneous_Existing_Office Equipment_Electric_Desktop Computer_E6 | F4 | Commercial | Miscellaneous | Existing | Office Equipment | Electric | Desktop Computer | E6 | RVT BC Ratio | 0 | 0 | 0 | 0 | 0 | 0 | 0 | 0 | 0 | 0 | 0 | 0 | 0 | 0 | 0 | 0 | 0 | 0 | 0 | 0 | 0 | 0 | 0 | 0 | 0 | 0 | 0 | 0 | 0 | 0
F4_Commercial_Miscellaneous_Existing_Office Equipment_Electric_Desktop Computer_E7 | F4 | Commercial | Miscellaneous | Existing | Office Equipment | Electric | Desktop Computer | E7 | RVT BC Ratio | 0 | 0 | 0 | 0 | 0 | 0 | 0 | 0 | 0 | 0 | 0 | 0 | 0 | 0 | 0 | 0 | 0 | 0 | 0 | 0 | 0 | 0 | 0 | 0 | 0 | 0 | 0 | 0 | 0 | 0
F4_Commercial_Miscellaneous_Existing_Office Equipment_Electric_Desktop Computer_E8 | F4 | Commercial | Miscellaneous | Existing | Office Equipment | Electric | Desktop Computer | E8 | RVT BC Ratio | 0 | 0 | 0 | 0 | 0 | 0 | 0 | 0 | 0 | 0 | 0 | 0 | 0 | 0 | 0 | 0 | 0 | 0 | 0 | 0 | 0 | 0 | 0 | 0 | 0 | 0 | 0 | 0 | 0 | 0
F4_Commercial_Miscellaneous_Existing_Office Equipment_Electric_Desktop Computer_E9 | F4 | Commercial | Miscellaneous | Existing | Office Equipment | Electric | Desktop Computer | E9 | RVT BC Ratio | 0 | 0 | 0 | 0 | 0 | 0 | 0 | 0 | 0 | 0 | 0 | 0 | 0 | 0 | 0 | 0 | 0 | 0 | 0 | 0 | 0 | 0 | 0 | 0 | 0 | 0 | 0 | 0 | 0 | 0
F4_Commercial_Miscellaneous_Existing_Office Equipment_Electric_Desktop Computer_E10 | F4 | Commercial | Miscellaneous | Existing | Office Equipment | Electric | Desktop Computer | E10 | RVT BC Ratio | 0 | 0 | 0 | 0 | 0 | 0 | 0 | 0 | 0 | 0 | 0 | 0 | 0 | 0 | 0 | 0 | 0 | 0 | 0 | 0 | 0 | 0 | 0 | 0 | 0 | 0 | 0 | 0 | 0 | 0
F5_Commercial_Miscellaneous_Existing_Office Equipment_Electric_Desktop Computer_E1 | F5 | Commercial | Miscellaneous | Existing | Office Equipment | Electric | Desktop Computer | E1 | RIM BC Ratio | 0 | 0 | 0 | 0 | 0 | 0 | 0 | 0 | 0 | 0 | 0 | 0 | 0 | 0 | 0 | 0 | 0 | 0 | 0 | 0 | 0 | 0 | 0 | 0 | 0 | 0 | 0 | 0 | 0 | 0
F5_Commercial_Miscellaneous_Existing_Office Equipment_Electric_Desktop Computer_E2 | F5 | Commercial | Miscellaneous | Existing | Office Equipment | Electric | Desktop Computer | E2 | RIM BC Ratio | 0 | 0 | 0 | 0 | 0 | 0 | 0 | 0 | 0 | 0 | 0 | 0 | 0 | 0 | 0 | 0 | 0 | 0 | 0 | 0 | 0 | 0 | 0 | 0 | 0 | 0 | 0 | 0 | 0 | 0
F5_Commercial_Miscellaneous_Existing_Office Equipment_Electric_Desktop Computer_E3 | F5 | Commercial | Miscellaneous | Existing | Office Equipment | Electric | Desktop Computer | E3 | RIM BC Ratio | 0 | 0 | 0 | 0 | 0 | 0 | 0 | 0 | 0 | 0 | 0 | 0 | 0 | 0 | 0 | 0 | 0 | 0 | 0 | 0 | 0 | 0 | 0 | 0 | 0 | 0 | 0 | 0 | 0 | 0
F5_Commercial_Miscellaneous_Existing_Office Equipment_Electric_Desktop Computer_E4 | F5 | Commercial | Miscellaneous | Existing | Office Equipment | Electric | Desktop Computer | E4 | RIM BC Ratio | 0 | 0 | 0 | 0 | 0 | 0 | 0 | 0 | 0 | 0 | 0 | 0 | 0 | 0 | 0 | 0 | 0 | 0 | 0 | 0 | 0 | 0 | 0 | 0 | 0 | 0 | 0 | 0 | 0 | 0
F5_Commercial_Miscellaneous_Existing_Office Equipment_Electric_Desktop Computer_E5 | F5 | Commercial | Miscellaneous | Existing | Office Equipment | Electric | Desktop Computer | E5 | RIM BC Ratio | 0 | 0 | 0 | 0 | 0 | 0 | 0 | 0 | 0 | 0 | 0 | 0 | 0 | 0 | 0 | 0 | 0 | 0 | 0 | 0 | 0 | 0 | 0 | 0 | 0 | 0 | 0 | 0 | 0 | 0
F5_Commercial_Miscellaneous_Existing_Office Equipment_Electric_Desktop Computer_E6 | F5 | Commercial | Miscellaneous | Existing | Office Equipment | Electric | Desktop Computer | E6 | RIM BC Ratio | 0 | 0 | 0 | 0 | 0 | 0 | 0 | 0 | 0 | 0 | 0 | 0 | 0 | 0 | 0 | 0 | 0 | 0 | 0 | 0 | 0 | 0 | 0 | 0 | 0 | 0 | 0 | 0 | 0 | 0
F5_Commercial_Miscellaneous_Existing_Office Equipment_Electric_Desktop Computer_E7 | F5 | Commercial | Miscellaneous | Existing | Office Equipment | Electric | Desktop Computer | E7 | RIM BC Ratio | 0 | 0 | 0 | 0 | 0 | 0 | 0 | 0 | 0 | 0 | 0 | 0 | 0 | 0 | 0 | 0 | 0 | 0 | 0 | 0 | 0 | 0 | 0 | 0 | 0 | 0 | 0 | 0 | 0 | 0
F5_Commercial_Miscellaneous_Existing_Office Equipment_Electric_Desktop Computer_E8 | F5 | Commercial | Miscellaneous | Existing | Office Equipment | Electric | Desktop Computer | E8 | RIM BC Ratio | 0 | 0 | 0 | 0 | 0 | 0 | 0 | 0 | 0 | 0 | 0 | 0 | 0 | 0 | 0 | 0 | 0 | 0 | 0 | 0 | 0 | 0 | 0 | 0 | 0 | 0 | 0 | 0 | 0 | 0
F5_Commercial_Miscellaneous_Existing_Office Equipment_Electric_Desktop Computer_E9 | F5 | Commercial | Miscellaneous | Existing | Office Equipment | Electric | Desktop Computer | E9 | RIM BC Ratio | 0 | 0 | 0 | 0 | 0 | 0 | 0 | 0 | 0 | 0 | 0 | 0 | 0 | 0 | 0 | 0 | 0 | 0 | 0 | 0 | 0 | 0 | 0 | 0 | 0 | 0 | 0 | 0 | 0 | 0
F5_Commercial_Miscellaneous_Existing_Office Equipment_Electric_Desktop Computer_E10 | F5 | Commercial | Miscellaneous | Existing | Office Equipment | Electric | Desktop Computer | E10 | RIM BC Ratio | 0 | 0 | 0 | 0 | 0 | 0 | 0 | 0 | 0 | 0 | 0 | 0 | 0 | 0 | 0 | 0 | 0 | 0 | 0 | 0 | 0 | 0 | 0 | 0 | 0 | 0 | 0 | 0 | 0 | 0
F0_Commercial_Miscellaneous_Existing_Office Equipment_Electric_Laptop_E0 | F0 | Commercial | Miscellaneous | Existing | Office Equipment | Electric | Laptop | E0 | Economic Unit | 0 | 0 | 0 | 0 | 0 | 0 | 0 | 0 | 0 | 0 | 0 | 0 | 0 | 0 | 0 | 0 | 0 | 0 | 0 | 0 | 0 | 0 | 0 | 0 | 0 | 0 | 0 | 0 | 0 | 0
F1_Commercial_Miscellaneous_Existing_Office Equipment_Electric_Laptop_E1 | F1 | Commercial | Miscellaneous | Existing | Office Equipment | Electric | Laptop | E1 | CCE | 0 | 0 | 0 | 0 | 0 | 0 | 0 | 0 | 0 | 0 | 0 | 0 | 0 | 0 | 0 | 0 | 0 | 0 | 0 | 0 | 0 | 0 | 0 | 0 | 0 | 0 | 0 | 0 | 0 | 0
F1_Commercial_Miscellaneous_Existing_Office Equipment_Electric_Laptop_E2 | F1 | Commercial | Miscellaneous | Existing | Office Equipment | Electric | Laptop | E2 | CCE | 0 | 0 | 0 | 0 | 0 | 0 | 0 | 0 | 0 | 0 | 0 | 0 | 0 | 0 | 0 | 0 | 0 | 0 | 0 | 0 | 0 | 0 | 0 | 0 | 0 | 0 | 0 | 0 | 0 | 0
F1_Commercial_Miscellaneous_Existing_Office Equipment_Electric_Laptop_E3 | F1 | Commercial | Miscellaneous | Existing | Office Equipment | Electric | Laptop | E3 | CCE | 0 | 0 | 0 | 0 | 0 | 0 | 0 | 0 | 0 | 0 | 0 | 0 | 0 | 0 | 0 | 0 | 0 | 0 | 0 | 0 | 0 | 0 | 0 | 0 | 0 | 0 | 0 | 0 | 0 | 0
F1_Commercial_Miscellaneous_Existing_Office Equipment_Electric_Laptop_E4 | F1 | Commercial | Miscellaneous | Existing | Office Equipment | Electric | Laptop | E4 | CCE | 0 | 0 | 0 | 0 | 0 | 0 | 0 | 0 | 0 | 0 | 0 | 0 | 0 | 0 | 0 | 0 | 0 | 0 | 0 | 0 | 0 | 0 | 0 | 0 | 0 | 0 | 0 | 0 | 0 | 0
F1_Commercial_Miscellaneous_Existing_Office Equipment_Electric_Laptop_E5 | F1 | Commercial | Miscellaneous | Existing | Office Equipment | Electric | Laptop | E5 | CCE | 0 | 0 | 0 | 0 | 0 | 0 | 0 | 0 | 0 | 0 | 0 | 0 | 0 | 0 | 0 | 0 | 0 | 0 | 0 | 0 | 0 | 0 | 0 | 0 | 0 | 0 | 0 | 0 | 0 | 0
F1_Commercial_Miscellaneous_Existing_Office Equipment_Electric_Laptop_E6 | F1 | Commercial | Miscellaneous | Existing | Office Equipment | Electric | Laptop | E6 | CCE | 0 | 0 | 0 | 0 | 0 | 0 | 0 | 0 | 0 | 0 | 0 | 0 | 0 | 0 | 0 | 0 | 0 | 0 | 0 | 0 | 0 | 0 | 0 | 0 | 0 | 0 | 0 | 0 | 0 | 0
F1_Commercial_Miscellaneous_Existing_Office Equipment_Electric_Laptop_E7 | F1 | Commercial | Miscellaneous | Existing | Office Equipment | Electric | Laptop | E7 | CCE | 0 | 0 | 0 | 0 | 0 | 0 | 0 | 0 | 0 | 0 | 0 | 0 | 0 | 0 | 0 | 0 | 0 | 0 | 0 | 0 | 0 | 0 | 0 | 0 | 0 | 0 | 0 | 0 | 0 | 0
F1_Commercial_Miscellaneous_Existing_Office Equipment_Electric_Laptop_E8 | F1 | Commercial | Miscellaneous | Existing | Office Equipment | Electric | Laptop | E8 | CCE | 0 | 0 | 0 | 0 | 0 | 0 | 0 | 0 | 0 | 0 | 0 | 0 | 0 | 0 | 0 | 0 | 0 | 0 | 0 | 0 | 0 | 0 | 0 | 0 | 0 | 0 | 0 | 0 | 0 | 0
F1_Commercial_Miscellaneous_Existing_Office Equipment_Electric_Laptop_E9 | F1 | Commercial | Miscellaneous | Existing | Office Equipment | Electric | Laptop | E9 | CCE | 0 | 0 | 0 | 0 | 0 | 0 | 0 | 0 | 0 | 0 | 0 | 0 | 0 | 0 | 0 | 0 | 0 | 0 | 0 | 0 | 0 | 0 | 0 | 0 | 0 | 0 | 0 | 0 | 0 | 0
F1_Commercial_Miscellaneous_Existing_Office Equipment_Electric_Laptop_E10 | F1 | Commercial | Miscellaneous | Existing | Office Equipment | Electric | Laptop | E10 | CCE | 0 | 0 | 0 | 0 | 0 | 0 | 0 | 0 | 0 | 0 | 0 | 0 | 0 | 0 | 0 | 0 | 0 | 0 | 0 | 0 | 0 | 0 | 0 | 0 | 0 | 0 | 0 | 0 | 0 | 0
F2_Commercial_Miscellaneous_Existing_Office Equipment_Electric_Laptop_E1 | F2 | Commercial | Miscellaneous | Existing | Office Equipment | Electric | Laptop | E1 | TRC BC Ratio | 0 | 0 | 0 | 0 | 0 | 0 | 0 | 0 | 0 | 0 | 0 | 0 | 0 | 0 | 0 | 0 | 0 | 0 | 0 | 0 | 0 | 0 | 0 | 0 | 0 | 0 | 0 | 0 | 0 | 0
F2_Commercial_Miscellaneous_Existing_Office Equipment_Electric_Laptop_E2 | F2 | Commercial | Miscellaneous | Existing | Office Equipment | Electric | Laptop | E2 | TRC BC Ratio | 0 | 0 | 0 | 0 | 0 | 0 | 0 | 0 | 0 | 0 | 0 | 0 | 0 | 0 | 0 | 0 | 0 | 0 | 0 | 0 | 0 | 0 | 0 | 0 | 0 | 0 | 0 | 0 | 0 | 0
F2_Commercial_Miscellaneous_Existing_Office Equipment_Electric_Laptop_E3 | F2 | Commercial | Miscellaneous | Existing | Office Equipment | Electric | Laptop | E3 | TRC BC Ratio | 0 | 0 | 0 | 0 | 0 | 0 | 0 | 0 | 0 | 0 | 0 | 0 | 0 | 0 | 0 | 0 | 0 | 0 | 0 | 0 | 0 | 0 | 0 | 0 | 0 | 0 | 0 | 0 | 0 | 0
F2_Commercial_Miscellaneous_Existing_Office Equipment_Electric_Laptop_E4 | F2 | Commercial | Miscellaneous | Existing | Office Equipment | Electric | Laptop | E4 | TRC BC Ratio | 0 | 0 | 0 | 0 | 0 | 0 | 0 | 0 | 0 | 0 | 0 | 0 | 0 | 0 | 0 | 0 | 0 | 0 | 0 | 0 | 0 | 0 | 0 | 0 | 0 | 0 | 0 | 0 | 0 | 0
F2_Commercial_Miscellaneous_Existing_Office Equipment_Electric_Laptop_E5 | F2 | Commercial | Miscellaneous | Existing | Office Equipment | Electric | Laptop | E5 | TRC BC Ratio | 0 | 0 | 0 | 0 | 0 | 0 | 0 | 0 | 0 | 0 | 0 | 0 | 0 | 0 | 0 | 0 | 0 | 0 | 0 | 0 | 0 | 0 | 0 | 0 | 0 | 0 | 0 | 0 | 0 | 0
F2_Commercial_Miscellaneous_Existing_Office Equipment_Electric_Laptop_E6 | F2 | Commercial | Miscellaneous | Existing | Office Equipment | Electric | Laptop | E6 | TRC BC Ratio | 0 | 0 | 0 | 0 | 0 | 0 | 0 | 0 | 0 | 0 | 0 | 0 | 0 | 0 | 0 | 0 | 0 | 0 | 0 | 0 | 0 | 0 | 0 | 0 | 0 | 0 | 0 | 0 | 0 | 0
F2_Commercial_Miscellaneous_Existing_Office Equipment_Electric_Laptop_E7 | F2 | Commercial | Miscellaneous | Existing | Office Equipment | Electric | Laptop | E7 | TRC BC Ratio | 0 | 0 | 0 | 0 | 0 | 0 | 0 | 0 | 0 | 0 | 0 | 0 | 0 | 0 | 0 | 0 | 0 | 0 | 0 | 0 | 0 | 0 | 0 | 0 | 0 | 0 | 0 | 0 | 0 | 0
F2_Commercial_Miscellaneous_Existing_Office Equipment_Electric_Laptop_E8 | F2 | Commercial | Miscellaneous | Existing | Office Equipment | Electric | Laptop | E8 | TRC BC Ratio | 0 | 0 | 0 | 0 | 0 | 0 | 0 | 0 | 0 | 0 | 0 | 0 | 0 | 0 | 0 | 0 | 0 | 0 | 0 | 0 | 0 | 0 | 0 | 0 | 0 | 0 | 0 | 0 | 0 | 0
F2_Commercial_Miscellaneous_Existing_Office Equipment_Electric_Laptop_E9 | F2 | Commercial | Miscellaneous | Existing | Office Equipment | Electric | Laptop | E9 | TRC BC Ratio | 0 | 0 | 0 | 0 | 0 | 0 | 0 | 0 | 0 | 0 | 0 | 0 | 0 | 0 | 0 | 0 | 0 | 0 | 0 | 0 | 0 | 0 | 0 | 0 | 0 | 0 | 0 | 0 | 0 | 0
F2_Commercial_Miscellaneous_Existing_Office Equipment_Electric_Laptop_E10 | F2 | Commercial | Miscellaneous | Existing | Office Equipment | Electric | Laptop | E10 | TRC BC Ratio | 0 | 0 | 0 | 0 | 0 | 0 | 0 | 0 | 0 | 0 | 0 | 0 | 0 | 0 | 0 | 0 | 0 | 0 | 0 | 0 | 0 | 0 | 0 | 0 | 0 | 0 | 0 | 0 | 0 | 0
F3_Commercial_Miscellaneous_Existing_Office Equipment_Electric_Laptop_E1 | F3 | Commercial | Miscellaneous | Existing | Office Equipment | Electric | Laptop | E1 | PACT BC Ratio | 0 | 0 | 0 | 0 | 0 | 0 | 0 | 0 | 0 | 0 | 0 | 0 | 0 | 0 | 0 | 0 | 0 | 0 | 0 | 0 | 0 | 0 | 0 | 0 | 0 | 0 | 0 | 0 | 0 | 0
F3_Commercial_Miscellaneous_Existing_Office Equipment_Electric_Laptop_E2 | F3 | Commercial | Miscellaneous | Existing | Office Equipment | Electric | Laptop | E2 | PACT BC Ratio | 0 | 0 | 0 | 0 | 0 | 0 | 0 | 0 | 0 | 0 | 0 | 0 | 0 | 0 | 0 | 0 | 0 | 0 | 0 | 0 | 0 | 0 | 0 | 0 | 0 | 0 | 0 | 0 | 0 | 0
F3_Commercial_Miscellaneous_Existing_Office Equipment_Electric_Laptop_E3 | F3 | Commercial | Miscellaneous | Existing | Office Equipment | Electric | Laptop | E3 | PACT BC Ratio | 0 | 0 | 0 | 0 | 0 | 0 | 0 | 0 | 0 | 0 | 0 | 0 | 0 | 0 | 0 | 0 | 0 | 0 | 0 | 0 | 0 | 0 | 0 | 0 | 0 | 0 | 0 | 0 | 0 | 0
F3_Commercial_Miscellaneous_Existing_Office Equipment_Electric_Laptop_E4 | F3 | Commercial | Miscellaneous | Existing | Office Equipment | Electric | Laptop | E4 | PACT BC Ratio | 0 | 0 | 0 | 0 | 0 | 0 | 0 | 0 | 0 | 0 | 0 | 0 | 0 | 0 | 0 | 0 | 0 | 0 | 0 | 0 | 0 | 0 | 0 | 0 | 0 | 0 | 0 | 0 | 0 | 0
F3_Commercial_Miscellaneous_Existing_Office Equipment_Electric_Laptop_E5 | F3 | Commercial | Miscellaneous | Existing | Office Equipment | Electric | Laptop | E5 | PACT BC Ratio | 0 | 0 | 0 | 0 | 0 | 0 | 0 | 0 | 0 | 0 | 0 | 0 | 0 | 0 | 0 | 0 | 0 | 0 | 0 | 0 | 0 | 0 | 0 | 0 | 0 | 0 | 0 | 0 | 0 | 0
F3_Commercial_Miscellaneous_Existing_Office Equipment_Electric_Laptop_E6 | F3 | Commercial | Miscellaneous | Existing | Office Equipment | Electric | Laptop | E6 | PACT BC Ratio | 0 | 0 | 0 | 0 | 0 | 0 | 0 | 0 | 0 | 0 | 0 | 0 | 0 | 0 | 0 | 0 | 0 | 0 | 0 | 0 | 0 | 0 | 0 | 0 | 0 | 0 | 0 | 0 | 0 | 0
F3_Commercial_Miscellaneous_Existing_Office Equipment_Electric_Laptop_E7 | F3 | Commercial | Miscellaneous | Existing | Office Equipment | Electric | Laptop | E7 | PACT BC Ratio | 0 | 0 | 0 | 0 | 0 | 0 | 0 | 0 | 0 | 0 | 0 | 0 | 0 | 0 | 0 | 0 | 0 | 0 | 0 | 0 | 0 | 0 | 0 | 0 | 0 | 0 | 0 | 0 | 0 | 0
F3_Commercial_Miscellaneous_Existing_Office Equipment_Electric_Laptop_E8 | F3 | Commercial | Miscellaneous | Existing | Office Equipment | Electric | Laptop | E8 | PACT BC Ratio | 0 | 0 | 0 | 0 | 0 | 0 | 0 | 0 | 0 | 0 | 0 | 0 | 0 | 0 | 0 | 0 | 0 | 0 | 0 | 0 | 0 | 0 | 0 | 0 | 0 | 0 | 0 | 0 | 0 | 0
F3_Commercial_Miscellaneous_Existing_Office Equipment_Electric_Laptop_E9 | F3 | Commercial | Miscellaneous | Existing | Office Equipment | Electric | Laptop | E9 | PACT BC Ratio | 0 | 0 | 0 | 0 | 0 | 0 | 0 | 0 | 0 | 0 | 0 | 0 | 0 | 0 | 0 | 0 | 0 | 0 | 0 | 0 | 0 | 0 | 0 | 0 | 0 | 0 | 0 | 0 | 0 | 0
F3_Commercial_Miscellaneous_Existing_Office Equipment_Electric_Laptop_E10 | F3 | Commercial | Miscellaneous | Existing | Office Equipment | Electric | Laptop | E10 | PACT BC Ratio | 0 | 0 | 0 | 0 | 0 | 0 | 0 | 0 | 0 | 0 | 0 | 0 | 0 | 0 | 0 | 0 | 0 | 0 | 0 | 0 | 0 | 0 | 0 | 0 | 0 | 0 | 0 | 0 | 0 | 0
F4_Commercial_Miscellaneous_Existing_Office Equipment_Electric_Laptop_E1 | F4 | Commercial | Miscellaneous | Existing | Office Equipment | Electric | Laptop | E1 | RVT BC Ratio | 0 | 0 | 0 | 0 | 0 | 0 | 0 | 0 | 0 | 0 | 0 | 0 | 0 | 0 | 0 | 0 | 0 | 0 | 0 | 0 | 0 | 0 | 0 | 0 | 0 | 0 | 0 | 0 | 0 | 0
F4_Commercial_Miscellaneous_Existing_Office Equipment_Electric_Laptop_E2 | F4 | Commercial | Miscellaneous | Existing | Office Equipment | Electric | Laptop | E2 | RVT BC Ratio | 0 | 0 | 0 | 0 | 0 | 0 | 0 | 0 | 0 | 0 | 0 | 0 | 0 | 0 | 0 | 0 | 0 | 0 | 0 | 0 | 0 | 0 | 0 | 0 | 0 | 0 | 0 | 0 | 0 | 0
F4_Commercial_Miscellaneous_Existing_Office Equipment_Electric_Laptop_E3 | F4 | Commercial | Miscellaneous | Existing | Office Equipment | Electric | Laptop | E3 | RVT BC Ratio | 0 | 0 | 0 | 0 | 0 | 0 | 0 | 0 | 0 | 0 | 0 | 0 | 0 | 0 | 0 | 0 | 0 | 0 | 0 | 0 | 0 | 0 | 0 | 0 | 0 | 0 | 0 | 0 | 0 | 0
F4_Commercial_Miscellaneous_Existing_Office Equipment_Electric_Laptop_E4 | F4 | Commercial | Miscellaneous | Existing | Office Equipment | Electric | Laptop | E4 | RVT BC Ratio | 0 | 0 | 0 | 0 | 0 | 0 | 0 | 0 | 0 | 0 | 0 | 0 | 0 | 0 | 0 | 0 | 0 | 0 | 0 | 0 | 0 | 0 | 0 | 0 | 0 | 0 | 0 | 0 | 0 | 0
F4_Commercial_Miscellaneous_Existing_Office Equipment_Electric_Laptop_E5 | F4 | Commercial | Miscellaneous | Existing | Office Equipment | Electric | Laptop | E5 | RVT BC Ratio | 0 | 0 | 0 | 0 | 0 | 0 | 0 | 0 | 0 | 0 | 0 | 0 | 0 | 0 | 0 | 0 | 0 | 0 | 0 | 0 | 0 | 0 | 0 | 0 | 0 | 0 | 0 | 0 | 0 | 0
F4_Commercial_Miscellaneous_Existing_Office Equipment_Electric_Laptop_E6 | F4 | Commercial | Miscellaneous | Existing | Office Equipment | Electric | Laptop | E6 | RVT BC Ratio | 0 | 0 | 0 | 0 | 0 | 0 | 0 | 0 | 0 | 0 | 0 | 0 | 0 | 0 | 0 | 0 | 0 | 0 | 0 | 0 | 0 | 0 | 0 | 0 | 0 | 0 | 0 | 0 | 0 | 0
F4_Commercial_Miscellaneous_Existing_Office Equipment_Electric_Laptop_E7 | F4 | Commercial | Miscellaneous | Existing | Office Equipment | Electric | Laptop | E7 | RVT BC Ratio | 0 | 0 | 0 | 0 | 0 | 0 | 0 | 0 | 0 | 0 | 0 | 0 | 0 | 0 | 0 | 0 | 0 | 0 | 0 | 0 | 0 | 0 | 0 | 0 | 0 | 0 | 0 | 0 | 0 | 0
F4_Commercial_Miscellaneous_Existing_Office Equipment_Electric_Laptop_E8 | F4 | Commercial | Miscellaneous | Existing | Office Equipment | Electric | Laptop | E8 | RVT BC Ratio | 0 | 0 | 0 | 0 | 0 | 0 | 0 | 0 | 0 | 0 | 0 | 0 | 0 | 0 | 0 | 0 | 0 | 0 | 0 | 0 | 0 | 0 | 0 | 0 | 0 | 0 | 0 | 0 | 0 | 0
F4_Commercial_Miscellaneous_Existing_Office Equipment_Electric_Laptop_E9 | F4 | Commercial | Miscellaneous | Existing | Office Equipment | Electric | Laptop | E9 | RVT BC Ratio | 0 | 0 | 0 | 0 | 0 | 0 | 0 | 0 | 0 | 0 | 0 | 0 | 0 | 0 | 0 | 0 | 0 | 0 | 0 | 0 | 0 | 0 | 0 | 0 | 0 | 0 | 0 | 0 | 0 | 0
F4_Commercial_Miscellaneous_Existing_Office Equipment_Electric_Laptop_E10 | F4 | Commercial | Miscellaneous | Existing | Office Equipment | Electric | Laptop | E10 | RVT BC Ratio | 0 | 0 | 0 | 0 | 0 | 0 | 0 | 0 | 0 | 0 | 0 | 0 | 0 | 0 | 0 | 0 | 0 | 0 | 0 | 0 | 0 | 0 | 0 | 0 | 0 | 0 | 0 | 0 | 0 | 0
F5_Commercial_Miscellaneous_Existing_Office Equipment_Electric_Laptop_E1 | F5 | Commercial | Miscellaneous | Existing | Office Equipment | Electric | Laptop | E1 | RIM BC Ratio | 0 | 0 | 0 | 0 | 0 | 0 | 0 | 0 | 0 | 0 | 0 | 0 | 0 | 0 | 0 | 0 | 0 | 0 | 0 | 0 | 0 | 0 | 0 | 0 | 0 | 0 | 0 | 0 | 0 | 0
F5_Commercial_Miscellaneous_Existing_Office Equipment_Electric_Laptop_E2 | F5 | Commercial | Miscellaneous | Existing | Office Equipment | Electric | Laptop | E2 | RIM BC Ratio | 0 | 0 | 0 | 0 | 0 | 0 | 0 | 0 | 0 | 0 | 0 | 0 | 0 | 0 | 0 | 0 | 0 | 0 | 0 | 0 | 0 | 0 | 0 | 0 | 0 | 0 | 0 | 0 | 0 | 0
F5_Commercial_Miscellaneous_Existing_Office Equipment_Electric_Laptop_E3 | F5 | Commercial | Miscellaneous | Existing | Office Equipment | Electric | Laptop | E3 | RIM BC Ratio | 0 | 0 | 0 | 0 | 0 | 0 | 0 | 0 | 0 | 0 | 0 | 0 | 0 | 0 | 0 | 0 | 0 | 0 | 0 | 0 | 0 | 0 | 0 | 0 | 0 | 0 | 0 | 0 | 0 | 0
F5_Commercial_Miscellaneous_Existing_Office Equipment_Electric_Laptop_E4 | F5 | Commercial | Miscellaneous | Existing | Office Equipment | Electric | Laptop | E4 | RIM BC Ratio | 0 | 0 | 0 | 0 | 0 | 0 | 0 | 0 | 0 | 0 | 0 | 0 | 0 | 0 | 0 | 0 | 0 | 0 | 0 | 0 | 0 | 0 | 0 | 0 | 0 | 0 | 0 | 0 | 0 | 0
F5_Commercial_Miscellaneous_Existing_Office Equipment_Electric_Laptop_E5 | F5 | Commercial | Miscellaneous | Existing | Office Equipment | Electric | Laptop | E5 | RIM BC Ratio | 0 | 0 | 0 | 0 | 0 | 0 | 0 | 0 | 0 | 0 | 0 | 0 | 0 | 0 | 0 | 0 | 0 | 0 | 0 | 0 | 0 | 0 | 0 | 0 | 0 | 0 | 0 | 0 | 0 | 0
F5_Commercial_Miscellaneous_Existing_Office Equipment_Electric_Laptop_E6 | F5 | Commercial | Miscellaneous | Existing | Office Equipment | Electric | Laptop | E6 | RIM BC Ratio | 0 | 0 | 0 | 0 | 0 | 0 | 0 | 0 | 0 | 0 | 0 | 0 | 0 | 0 | 0 | 0 | 0 | 0 | 0 | 0 | 0 | 0 | 0 | 0 | 0 | 0 | 0 | 0 | 0 | 0
F5_Commercial_Miscellaneous_Existing_Office Equipment_Electric_Laptop_E7 | F5 | Commercial | Miscellaneous | Existing | Office Equipment | Electric | Laptop | E7 | RIM BC Ratio | 0 | 0 | 0 | 0 | 0 | 0 | 0 | 0 | 0 | 0 | 0 | 0 | 0 | 0 | 0 | 0 | 0 | 0 | 0 | 0 | 0 | 0 | 0 | 0 | 0 | 0 | 0 | 0 | 0 | 0
F5_Commercial_Miscellaneous_Existing_Office Equipment_Electric_Laptop_E8 | F5 | Commercial | Miscellaneous | Existing | Office Equipment | Electric | Laptop | E8 | RIM BC Ratio | 0 | 0 | 0 | 0 | 0 | 0 | 0 | 0 | 0 | 0 | 0 | 0 | 0 | 0 | 0 | 0 | 0 | 0 | 0 | 0 | 0 | 0 | 0 | 0 | 0 | 0 | 0 | 0 | 0 | 0
F5_Commercial_Miscellaneous_Existing_Office Equipment_Electric_Laptop_E9 | F5 | Commercial | Miscellaneous | Existing | Office Equipment | Electric | Laptop | E9 | RIM BC Ratio | 0 | 0 | 0 | 0 | 0 | 0 | 0 | 0 | 0 | 0 | 0 | 0 | 0 | 0 | 0 | 0 | 0 | 0 | 0 | 0 | 0 | 0 | 0 | 0 | 0 | 0 | 0 | 0 | 0 | 0
F5_Commercial_Miscellaneous_Existing_Office Equipment_Electric_Laptop_E10 | F5 | Commercial | Miscellaneous | Existing | Office Equipment | Electric | Laptop | E10 | RIM BC Ratio | 0 | 0 | 0 | 0 | 0 | 0 | 0 | 0 | 0 | 0 | 0 | 0 | 0 | 0 | 0 | 0 | 0 | 0 | 0 | 0 | 0 | 0 | 0 | 0 | 0 | 0 | 0 | 0 | 0 | 0
F0_Commercial_Miscellaneous_Existing_Office Equipment_Electric_Server_E0 | F0 | Commercial | Miscellaneous | Existing | Office Equipment | Electric | Server | E0 | Economic Unit | 0 | 0 | 0 | 0 | 0 | 0 | 0 | 0 | 0 | 0 | 0 | 0 | 0 | 0 | 0 | 0 | 0 | 0 | 0 | 0 | 0 | 0 | 0 | 0 | 0 | 0 | 0 | 0 | 0 | 0
F1_Commercial_Miscellaneous_Existing_Office Equipment_Electric_Server_E1 | F1 | Commercial | Miscellaneous | Existing | Office Equipment | Electric | Server | E1 | CCE | 0 | 0 | 0 | 0 | 0 | 0 | 0 | 0 | 0 | 0 | 0 | 0 | 0 | 0 | 0 | 0 | 0 | 0 | 0 | 0 | 0 | 0 | 0 | 0 | 0 | 0 | 0 | 0 | 0 | 0
F1_Commercial_Miscellaneous_Existing_Office Equipment_Electric_Server_E2 | F1 | Commercial | Miscellaneous | Existing | Office Equipment | Electric | Server | E2 | CCE | 0 | 0 | 0 | 0 | 0 | 0 | 0 | 0 | 0 | 0 | 0 | 0 | 0 | 0 | 0 | 0 | 0 | 0 | 0 | 0 | 0 | 0 | 0 | 0 | 0 | 0 | 0 | 0 | 0 | 0
F1_Commercial_Miscellaneous_Existing_Office Equipment_Electric_Server_E3 | F1 | Commercial | Miscellaneous | Existing | Office Equipment | Electric | Server | E3 | CCE | 0 | 0 | 0 | 0 | 0 | 0 | 0 | 0 | 0 | 0 | 0 | 0 | 0 | 0 | 0 | 0 | 0 | 0 | 0 | 0 | 0 | 0 | 0 | 0 | 0 | 0 | 0 | 0 | 0 | 0
F1_Commercial_Miscellaneous_Existing_Office Equipment_Electric_Server_E4 | F1 | Commercial | Miscellaneous | Existing | Office Equipment | Electric | Server | E4 | CCE | 0 | 0 | 0 | 0 | 0 | 0 | 0 | 0 | 0 | 0 | 0 | 0 | 0 | 0 | 0 | 0 | 0 | 0 | 0 | 0 | 0 | 0 | 0 | 0 | 0 | 0 | 0 | 0 | 0 | 0
F1_Commercial_Miscellaneous_Existing_Office Equipment_Electric_Server_E5 | F1 | Commercial | Miscellaneous | Existing | Office Equipment | Electric | Server | E5 | CCE | 0 | 0 | 0 | 0 | 0 | 0 | 0 | 0 | 0 | 0 | 0 | 0 | 0 | 0 | 0 | 0 | 0 | 0 | 0 | 0 | 0 | 0 | 0 | 0 | 0 | 0 | 0 | 0 | 0 | 0
F1_Commercial_Miscellaneous_Existing_Office Equipment_Electric_Server_E6 | F1 | Commercial | Miscellaneous | Existing | Office Equipment | Electric | Server | E6 | CCE | 0 | 0 | 0 | 0 | 0 | 0 | 0 | 0 | 0 | 0 | 0 | 0 | 0 | 0 | 0 | 0 | 0 | 0 | 0 | 0 | 0 | 0 | 0 | 0 | 0 | 0 | 0 | 0 | 0 | 0
F1_Commercial_Miscellaneous_Existing_Office Equipment_Electric_Server_E7 | F1 | Commercial | Miscellaneous | Existing | Office Equipment | Electric | Server | E7 | CCE | 0 | 0 | 0 | 0 | 0 | 0 | 0 | 0 | 0 | 0 | 0 | 0 | 0 | 0 | 0 | 0 | 0 | 0 | 0 | 0 | 0 | 0 | 0 | 0 | 0 | 0 | 0 | 0 | 0 | 0
F1_Commercial_Miscellaneous_Existing_Office Equipment_Electric_Server_E8 | F1 | Commercial | Miscellaneous | Existing | Office Equipment | Electric | Server | E8 | CCE | 0 | 0 | 0 | 0 | 0 | 0 | 0 | 0 | 0 | 0 | 0 | 0 | 0 | 0 | 0 | 0 | 0 | 0 | 0 | 0 | 0 | 0 | 0 | 0 | 0 | 0 | 0 | 0 | 0 | 0
F1_Commercial_Miscellaneous_Existing_Office Equipment_Electric_Server_E9 | F1 | Commercial | Miscellaneous | Existing | Office Equipment | Electric | Server | E9 | CCE | 0 | 0 | 0 | 0 | 0 | 0 | 0 | 0 | 0 | 0 | 0 | 0 | 0 | 0 | 0 | 0 | 0 | 0 | 0 | 0 | 0 | 0 | 0 | 0 | 0 | 0 | 0 | 0 | 0 | 0
F1_Commercial_Miscellaneous_Existing_Office Equipment_Electric_Server_E10 | F1 | Commercial | Miscellaneous | Existing | Office Equipment | Electric | Server | E10 | CCE | 0 | 0 | 0 | 0 | 0 | 0 | 0 | 0 | 0 | 0 | 0 | 0 | 0 | 0 | 0 | 0 | 0 | 0 | 0 | 0 | 0 | 0 | 0 | 0 | 0 | 0 | 0 | 0 | 0 | 0
F2_Commercial_Miscellaneous_Existing_Office Equipment_Electric_Server_E1 | F2 | Commercial | Miscellaneous | Existing | Office Equipment | Electric | Server | E1 | TRC BC Ratio | 0 | 0 | 0 | 0 | 0 | 0 | 0 | 0 | 0 | 0 | 0 | 0 | 0 | 0 | 0 | 0 | 0 | 0 | 0 | 0 | 0 | 0 | 0 | 0 | 0 | 0 | 0 | 0 | 0 | 0
F2_Commercial_Miscellaneous_Existing_Office Equipment_Electric_Server_E2 | F2 | Commercial | Miscellaneous | Existing | Office Equipment | Electric | Server | E2 | TRC BC Ratio | 0 | 0 | 0 | 0 | 0 | 0 | 0 | 0 | 0 | 0 | 0 | 0 | 0 | 0 | 0 | 0 | 0 | 0 | 0 | 0 | 0 | 0 | 0 | 0 | 0 | 0 | 0 | 0 | 0 | 0
F2_Commercial_Miscellaneous_Existing_Office Equipment_Electric_Server_E3 | F2 | Commercial | Miscellaneous | Existing | Office Equipment | Electric | Server | E3 | TRC BC Ratio | 0 | 0 | 0 | 0 | 0 | 0 | 0 | 0 | 0 | 0 | 0 | 0 | 0 | 0 | 0 | 0 | 0 | 0 | 0 | 0 | 0 | 0 | 0 | 0 | 0 | 0 | 0 | 0 | 0 | 0
F2_Commercial_Miscellaneous_Existing_Office Equipment_Electric_Server_E4 | F2 | Commercial | Miscellaneous | Existing | Office Equipment | Electric | Server | E4 | TRC BC Ratio | 0 | 0 | 0 | 0 | 0 | 0 | 0 | 0 | 0 | 0 | 0 | 0 | 0 | 0 | 0 | 0 | 0 | 0 | 0 | 0 | 0 | 0 | 0 | 0 | 0 | 0 | 0 | 0 | 0 | 0
F2_Commercial_Miscellaneous_Existing_Office Equipment_Electric_Server_E5 | F2 | Commercial | Miscellaneous | Existing | Office Equipment | Electric | Server | E5 | TRC BC Ratio | 0 | 0 | 0 | 0 | 0 | 0 | 0 | 0 | 0 | 0 | 0 | 0 | 0 | 0 | 0 | 0 | 0 | 0 | 0 | 0 | 0 | 0 | 0 | 0 | 0 | 0 | 0 | 0 | 0 | 0
F2_Commercial_Miscellaneous_Existing_Office Equipment_Electric_Server_E6 | F2 | Commercial | Miscellaneous | Existing | Office Equipment | Electric | Server | E6 | TRC BC Ratio | 0 | 0 | 0 | 0 | 0 | 0 | 0 | 0 | 0 | 0 | 0 | 0 | 0 | 0 | 0 | 0 | 0 | 0 | 0 | 0 | 0 | 0 | 0 | 0 | 0 | 0 | 0 | 0 | 0 | 0
F2_Commercial_Miscellaneous_Existing_Office Equipment_Electric_Server_E7 | F2 | Commercial | Miscellaneous | Existing | Office Equipment | Electric | Server | E7 | TRC BC Ratio | 0 | 0 | 0 | 0 | 0 | 0 | 0 | 0 | 0 | 0 | 0 | 0 | 0 | 0 | 0 | 0 | 0 | 0 | 0 | 0 | 0 | 0 | 0 | 0 | 0 | 0 | 0 | 0 | 0 | 0
F2_Commercial_Miscellaneous_Existing_Office Equipment_Electric_Server_E8 | F2 | Commercial | Miscellaneous | Existing | Office Equipment | Electric | Server | E8 | TRC BC Ratio | 0 | 0 | 0 | 0 | 0 | 0 | 0 | 0 | 0 | 0 | 0 | 0 | 0 | 0 | 0 | 0 | 0 | 0 | 0 | 0 | 0 | 0 | 0 | 0 | 0 | 0 | 0 | 0 | 0 | 0
F2_Commercial_Miscellaneous_Existing_Office Equipment_Electric_Server_E9 | F2 | Commercial | Miscellaneous | Existing | Office Equipment | Electric | Server | E9 | TRC BC Ratio | 0 | 0 | 0 | 0 | 0 | 0 | 0 | 0 | 0 | 0 | 0 | 0 | 0 | 0 | 0 | 0 | 0 | 0 | 0 | 0 | 0 | 0 | 0 | 0 | 0 | 0 | 0 | 0 | 0 | 0
F2_Commercial_Miscellaneous_Existing_Office Equipment_Electric_Server_E10 | F2 | Commercial | Miscellaneous | Existing | Office Equipment | Electric | Server | E10 | TRC BC Ratio | 0 | 0 | 0 | 0 | 0 | 0 | 0 | 0 | 0 | 0 | 0 | 0 | 0 | 0 | 0 | 0 | 0 | 0 | 0 | 0 | 0 | 0 | 0 | 0 | 0 | 0 | 0 | 0 | 0 | 0
F3_Commercial_Miscellaneous_Existing_Office Equipment_Electric_Server_E1 | F3 | Commercial | Miscellaneous | Existing | Office Equipment | Electric | Server | E1 | PACT BC Ratio | 0 | 0 | 0 | 0 | 0 | 0 | 0 | 0 | 0 | 0 | 0 | 0 | 0 | 0 | 0 | 0 | 0 | 0 | 0 | 0 | 0 | 0 | 0 | 0 | 0 | 0 | 0 | 0 | 0 | 0
F3_Commercial_Miscellaneous_Existing_Office Equipment_Electric_Server_E2 | F3 | Commercial | Miscellaneous | Existing | Office Equipment | Electric | Server | E2 | PACT BC Ratio | 0 | 0 | 0 | 0 | 0 | 0 | 0 | 0 | 0 | 0 | 0 | 0 | 0 | 0 | 0 | 0 | 0 | 0 | 0 | 0 | 0 | 0 | 0 | 0 | 0 | 0 | 0 | 0 | 0 | 0
F3_Commercial_Miscellaneous_Existing_Office Equipment_Electric_Server_E3 | F3 | Commercial | Miscellaneous | Existing | Office Equipment | Electric | Server | E3 | PACT BC Ratio | 0 | 0 | 0 | 0 | 0 | 0 | 0 | 0 | 0 | 0 | 0 | 0 | 0 | 0 | 0 | 0 | 0 | 0 | 0 | 0 | 0 | 0 | 0 | 0 | 0 | 0 | 0 | 0 | 0 | 0
F3_Commercial_Miscellaneous_Existing_Office Equipment_Electric_Server_E4 | F3 | Commercial | Miscellaneous | Existing | Office Equipment | Electric | Server | E4 | PACT BC Ratio | 0 | 0 | 0 | 0 | 0 | 0 | 0 | 0 | 0 | 0 | 0 | 0 | 0 | 0 | 0 | 0 | 0 | 0 | 0 | 0 | 0 | 0 | 0 | 0 | 0 | 0 | 0 | 0 | 0 | 0
F3_Commercial_Miscellaneous_Existing_Office Equipment_Electric_Server_E5 | F3 | Commercial | Miscellaneous | Existing | Office Equipment | Electric | Server | E5 | PACT BC Ratio | 0 | 0 | 0 | 0 | 0 | 0 | 0 | 0 | 0 | 0 | 0 | 0 | 0 | 0 | 0 | 0 | 0 | 0 | 0 | 0 | 0 | 0 | 0 | 0 | 0 | 0 | 0 | 0 | 0 | 0
F3_Commercial_Miscellaneous_Existing_Office Equipment_Electric_Server_E6 | F3 | Commercial | Miscellaneous | Existing | Office Equipment | Electric | Server | E6 | PACT BC Ratio | 0 | 0 | 0 | 0 | 0 | 0 | 0 | 0 | 0 | 0 | 0 | 0 | 0 | 0 | 0 | 0 | 0 | 0 | 0 | 0 | 0 | 0 | 0 | 0 | 0 | 0 | 0 | 0 | 0 | 0
F3_Commercial_Miscellaneous_Existing_Office Equipment_Electric_Server_E7 | F3 | Commercial | Miscellaneous | Existing | Office Equipment | Electric | Server | E7 | PACT BC Ratio | 0 | 0 | 0 | 0 | 0 | 0 | 0 | 0 | 0 | 0 | 0 | 0 | 0 | 0 | 0 | 0 | 0 | 0 | 0 | 0 | 0 | 0 | 0 | 0 | 0 | 0 | 0 | 0 | 0 | 0
F3_Commercial_Miscellaneous_Existing_Office Equipment_Electric_Server_E8 | F3 | Commercial | Miscellaneous | Existing | Office Equipment | Electric | Server | E8 | PACT BC Ratio | 0 | 0 | 0 | 0 | 0 | 0 | 0 | 0 | 0 | 0 | 0 | 0 | 0 | 0 | 0 | 0 | 0 | 0 | 0 | 0 | 0 | 0 | 0 | 0 | 0 | 0 | 0 | 0 | 0 | 0
F3_Commercial_Miscellaneous_Existing_Office Equipment_Electric_Server_E9 | F3 | Commercial | Miscellaneous | Existing | Office Equipment | Electric | Server | E9 | PACT BC Ratio | 0 | 0 | 0 | 0 | 0 | 0 | 0 | 0 | 0 | 0 | 0 | 0 | 0 | 0 | 0 | 0 | 0 | 0 | 0 | 0 | 0 | 0 | 0 | 0 | 0 | 0 | 0 | 0 | 0 | 0
F3_Commercial_Miscellaneous_Existing_Office Equipment_Electric_Server_E10 | F3 | Commercial | Miscellaneous | Existing | Office Equipment | Electric | Server | E10 | PACT BC Ratio | 0 | 0 | 0 | 0 | 0 | 0 | 0 | 0 | 0 | 0 | 0 | 0 | 0 | 0 | 0 | 0 | 0 | 0 | 0 | 0 | 0 | 0 | 0 | 0 | 0 | 0 | 0 | 0 | 0 | 0
F4_Commercial_Miscellaneous_Existing_Office Equipment_Electric_Server_E1 | F4 | Commercial | Miscellaneous | Existing | Office Equipment | Electric | Server | E1 | RVT BC Ratio | 0 | 0 | 0 | 0 | 0 | 0 | 0 | 0 | 0 | 0 | 0 | 0 | 0 | 0 | 0 | 0 | 0 | 0 | 0 | 0 | 0 | 0 | 0 | 0 | 0 | 0 | 0 | 0 | 0 | 0
F4_Commercial_Miscellaneous_Existing_Office Equipment_Electric_Server_E2 | F4 | Commercial | Miscellaneous | Existing | Office Equipment | Electric | Server | E2 | RVT BC Ratio | 0 | 0 | 0 | 0 | 0 | 0 | 0 | 0 | 0 | 0 | 0 | 0 | 0 | 0 | 0 | 0 | 0 | 0 | 0 | 0 | 0 | 0 | 0 | 0 | 0 | 0 | 0 | 0 | 0 | 0
F4_Commercial_Miscellaneous_Existing_Office Equipment_Electric_Server_E3 | F4 | Commercial | Miscellaneous | Existing | Office Equipment | Electric | Server | E3 | RVT BC Ratio | 0 | 0 | 0 | 0 | 0 | 0 | 0 | 0 | 0 | 0 | 0 | 0 | 0 | 0 | 0 | 0 | 0 | 0 | 0 | 0 | 0 | 0 | 0 | 0 | 0 | 0 | 0 | 0 | 0 | 0
F4_Commercial_Miscellaneous_Existing_Office Equipment_Electric_Server_E4 | F4 | Commercial | Miscellaneous | Existing | Office Equipment | Electric | Server | E4 | RVT BC Ratio | 0 | 0 | 0 | 0 | 0 | 0 | 0 | 0 | 0 | 0 | 0 | 0 | 0 | 0 | 0 | 0 | 0 | 0 | 0 | 0 | 0 | 0 | 0 | 0 | 0 | 0 | 0 | 0 | 0 | 0
F4_Commercial_Miscellaneous_Existing_Office Equipment_Electric_Server_E5 | F4 | Commercial | Miscellaneous | Existing | Office Equipment | Electric | Server | E5 | RVT BC Ratio | 0 | 0 | 0 | 0 | 0 | 0 | 0 | 0 | 0 | 0 | 0 | 0 | 0 | 0 | 0 | 0 | 0 | 0 | 0 | 0 | 0 | 0 | 0 | 0 | 0 | 0 | 0 | 0 | 0 | 0
F4_Commercial_Miscellaneous_Existing_Office Equipment_Electric_Server_E6 | F4 | Commercial | Miscellaneous | Existing | Office Equipment | Electric | Server | E6 | RVT BC Ratio | 0 | 0 | 0 | 0 | 0 | 0 | 0 | 0 | 0 | 0 | 0 | 0 | 0 | 0 | 0 | 0 | 0 | 0 | 0 | 0 | 0 | 0 | 0 | 0 | 0 | 0 | 0 | 0 | 0 | 0
F4_Commercial_Miscellaneous_Existing_Office Equipment_Electric_Server_E7 | F4 | Commercial | Miscellaneous | Existing | Office Equipment | Electric | Server | E7 | RVT BC Ratio | 0 | 0 | 0 | 0 | 0 | 0 | 0 | 0 | 0 | 0 | 0 | 0 | 0 | 0 | 0 | 0 | 0 | 0 | 0 | 0 | 0 | 0 | 0 | 0 | 0 | 0 | 0 | 0 | 0 | 0
F4_Commercial_Miscellaneous_Existing_Office Equipment_Electric_Server_E8 | F4 | Commercial | Miscellaneous | Existing | Office Equipment | Electric | Server | E8 | RVT BC Ratio | 0 | 0 | 0 | 0 | 0 | 0 | 0 | 0 | 0 | 0 | 0 | 0 | 0 | 0 | 0 | 0 | 0 | 0 | 0 | 0 | 0 | 0 | 0 | 0 | 0 | 0 | 0 | 0 | 0 | 0
F4_Commercial_Miscellaneous_Existing_Office Equipment_Electric_Server_E9 | F4 | Commercial | Miscellaneous | Existing | Office Equipment | Electric | Server | E9 | RVT BC Ratio | 0 | 0 | 0 | 0 | 0 | 0 | 0 | 0 | 0 | 0 | 0 | 0 | 0 | 0 | 0 | 0 | 0 | 0 | 0 | 0 | 0 | 0 | 0 | 0 | 0 | 0 | 0 | 0 | 0 | 0
F4_Commercial_Miscellaneous_Existing_Office Equipment_Electric_Server_E10 | F4 | Commercial | Miscellaneous | Existing | Office Equipment | Electric | Server | E10 | RVT BC Ratio | 0 | 0 | 0 | 0 | 0 | 0 | 0 | 0 | 0 | 0 | 0 | 0 | 0 | 0 | 0 | 0 | 0 | 0 | 0 | 0 | 0 | 0 | 0 | 0 | 0 | 0 | 0 | 0 | 0 | 0
F5_Commercial_Miscellaneous_Existing_Office Equipment_Electric_Server_E1 | F5 | Commercial | Miscellaneous | Existing | Office Equipment | Electric | Server | E1 | RIM BC Ratio | 0 | 0 | 0 | 0 | 0 | 0 | 0 | 0 | 0 | 0 | 0 | 0 | 0 | 0 | 0 | 0 | 0 | 0 | 0 | 0 | 0 | 0 | 0 | 0 | 0 | 0 | 0 | 0 | 0 | 0
F5_Commercial_Miscellaneous_Existing_Office Equipment_Electric_Server_E2 | F5 | Commercial | Miscellaneous | Existing | Office Equipment | Electric | Server | E2 | RIM BC Ratio | 0 | 0 | 0 | 0 | 0 | 0 | 0 | 0 | 0 | 0 | 0 | 0 | 0 | 0 | 0 | 0 | 0 | 0 | 0 | 0 | 0 | 0 | 0 | 0 | 0 | 0 | 0 | 0 | 0 | 0
F5_Commercial_Miscellaneous_Existing_Office Equipment_Electric_Server_E3 | F5 | Commercial | Miscellaneous | Existing | Office Equipment | Electric | Server | E3 | RIM BC Ratio | 0 | 0 | 0 | 0 | 0 | 0 | 0 | 0 | 0 | 0 | 0 | 0 | 0 | 0 | 0 | 0 | 0 | 0 | 0 | 0 | 0 | 0 | 0 | 0 | 0 | 0 | 0 | 0 | 0 | 0
F5_Commercial_Miscellaneous_Existing_Office Equipment_Electric_Server_E4 | F5 | Commercial | Miscellaneous | Existing | Office Equipment | Electric | Server | E4 | RIM BC Ratio | 0 | 0 | 0 | 0 | 0 | 0 | 0 | 0 | 0 | 0 | 0 | 0 | 0 | 0 | 0 | 0 | 0 | 0 | 0 | 0 | 0 | 0 | 0 | 0 | 0 | 0 | 0 | 0 | 0 | 0
F5_Commercial_Miscellaneous_Existing_Office Equipment_Electric_Server_E5 | F5 | Commercial | Miscellaneous | Existing | Office Equipment | Electric | Server | E5 | RIM BC Ratio | 0 | 0 | 0 | 0 | 0 | 0 | 0 | 0 | 0 | 0 | 0 | 0 | 0 | 0 | 0 | 0 | 0 | 0 | 0 | 0 | 0 | 0 | 0 | 0 | 0 | 0 | 0 | 0 | 0 | 0
F5_Commercial_Miscellaneous_Existing_Office Equipment_Electric_Server_E6 | F5 | Commercial | Miscellaneous | Existing | Office Equipment | Electric | Server | E6 | RIM BC Ratio | 0 | 0 | 0 | 0 | 0 | 0 | 0 | 0 | 0 | 0 | 0 | 0 | 0 | 0 | 0 | 0 | 0 | 0 | 0 | 0 | 0 | 0 | 0 | 0 | 0 | 0 | 0 | 0 | 0 | 0
F5_Commercial_Miscellaneous_Existing_Office Equipment_Electric_Server_E7 | F5 | Commercial | Miscellaneous | Existing | Office Equipment | Electric | Server | E7 | RIM BC Ratio | 0 | 0 | 0 | 0 | 0 | 0 | 0 | 0 | 0 | 0 | 0 | 0 | 0 | 0 | 0 | 0 | 0 | 0 | 0 | 0 | 0 | 0 | 0 | 0 | 0 | 0 | 0 | 0 | 0 | 0
F5_Commercial_Miscellaneous_Existing_Office Equipment_Electric_Server_E8 | F5 | Commercial | Miscellaneous | Existing | Office Equipment | Electric | Server | E8 | RIM BC Ratio | 0 | 0 | 0 | 0 | 0 | 0 | 0 | 0 | 0 | 0 | 0 | 0 | 0 | 0 | 0 | 0 | 0 | 0 | 0 | 0 | 0 | 0 | 0 | 0 | 0 | 0 | 0 | 0 | 0 | 0
F5_Commercial_Miscellaneous_Existing_Office Equipment_Electric_Server_E9 | F5 | Commercial | Miscellaneous | Existing | Office Equipment | Electric | Server | E9 | RIM BC Ratio | 0 | 0 | 0 | 0 | 0 | 0 | 0 | 0 | 0 | 0 | 0 | 0 | 0 | 0 | 0 | 0 | 0 | 0 | 0 | 0 | 0 | 0 | 0 | 0 | 0 | 0 | 0 | 0 | 0 | 0
F5_Commercial_Miscellaneous_Existing_Office Equipment_Electric_Server_E10 | F5 | Commercial | Miscellaneous | Existing | Office Equipment | Electric | Server | E10 | RIM BC Ratio | 0 | 0 | 0 | 0 | 0 | 0 | 0 | 0 | 0 | 0 | 0 | 0 | 0 | 0 | 0 | 0 | 0 | 0 | 0 | 0 | 0 | 0 | 0 | 0 | 0 | 0 | 0 | 0 | 0 | 0
F0_Commercial_Miscellaneous_Existing_Office Equipment_Electric_Monitor_E0 | F0 | Commercial | Miscellaneous | Existing | Office Equipment | Electric | Monitor | E0 | Economic Unit | 0 | 0 | 0 | 0 | 0 | 0 | 0 | 0 | 0 | 0 | 0 | 0 | 0 | 0 | 0 | 0 | 0 | 0 | 0 | 0 | 0 | 0 | 0 | 0 | 0 | 0 | 0 | 0 | 0 | 0
F1_Commercial_Miscellaneous_Existing_Office Equipment_Electric_Monitor_E1 | F1 | Commercial | Miscellaneous | Existing | Office Equipment | Electric | Monitor | E1 | CCE | 0 | 0 | 0 | 0 | 0 | 0 | 0 | 0 | 0 | 0 | 0 | 0 | 0 | 0 | 0 | 0 | 0 | 0 | 0 | 0 | 0 | 0 | 0 | 0 | 0 | 0 | 0 | 0 | 0 | 0
F1_Commercial_Miscellaneous_Existing_Office Equipment_Electric_Monitor_E2 | F1 | Commercial | Miscellaneous | Existing | Office Equipment | Electric | Monitor | E2 | CCE | 0 | 0 | 0 | 0 | 0 | 0 | 0 | 0 | 0 | 0 | 0 | 0 | 0 | 0 | 0 | 0 | 0 | 0 | 0 | 0 | 0 | 0 | 0 | 0 | 0 | 0 | 0 | 0 | 0 | 0
F1_Commercial_Miscellaneous_Existing_Office Equipment_Electric_Monitor_E3 | F1 | Commercial | Miscellaneous | Existing | Office Equipment | Electric | Monitor | E3 | CCE | 0 | 0 | 0 | 0 | 0 | 0 | 0 | 0 | 0 | 0 | 0 | 0 | 0 | 0 | 0 | 0 | 0 | 0 | 0 | 0 | 0 | 0 | 0 | 0 | 0 | 0 | 0 | 0 | 0 | 0
F1_Commercial_Miscellaneous_Existing_Office Equipment_Electric_Monitor_E4 | F1 | Commercial | Miscellaneous | Existing | Office Equipment | Electric | Monitor | E4 | CCE | 0 | 0 | 0 | 0 | 0 | 0 | 0 | 0 | 0 | 0 | 0 | 0 | 0 | 0 | 0 | 0 | 0 | 0 | 0 | 0 | 0 | 0 | 0 | 0 | 0 | 0 | 0 | 0 | 0 | 0
F1_Commercial_Miscellaneous_Existing_Office Equipment_Electric_Monitor_E5 | F1 | Commercial | Miscellaneous | Existing | Office Equipment | Electric | Monitor | E5 | CCE | 0 | 0 | 0 | 0 | 0 | 0 | 0 | 0 | 0 | 0 | 0 | 0 | 0 | 0 | 0 | 0 | 0 | 0 | 0 | 0 | 0 | 0 | 0 | 0 | 0 | 0 | 0 | 0 | 0 | 0
F1_Commercial_Miscellaneous_Existing_Office Equipment_Electric_Monitor_E6 | F1 | Commercial | Miscellaneous | Existing | Office Equipment | Electric | Monitor | E6 | CCE | 0 | 0 | 0 | 0 | 0 | 0 | 0 | 0 | 0 | 0 | 0 | 0 | 0 | 0 | 0 | 0 | 0 | 0 | 0 | 0 | 0 | 0 | 0 | 0 | 0 | 0 | 0 | 0 | 0 | 0
F1_Commercial_Miscellaneous_Existing_Office Equipment_Electric_Monitor_E7 | F1 | Commercial | Miscellaneous | Existing | Office Equipment | Electric | Monitor | E7 | CCE | 0 | 0 | 0 | 0 | 0 | 0 | 0 | 0 | 0 | 0 | 0 | 0 | 0 | 0 | 0 | 0 | 0 | 0 | 0 | 0 | 0 | 0 | 0 | 0 | 0 | 0 | 0 | 0 | 0 | 0
F1_Commercial_Miscellaneous_Existing_Office Equipment_Electric_Monitor_E8 | F1 | Commercial | Miscellaneous | Existing | Office Equipment | Electric | Monitor | E8 | CCE | 0 | 0 | 0 | 0 | 0 | 0 | 0 | 0 | 0 | 0 | 0 | 0 | 0 | 0 | 0 | 0 | 0 | 0 | 0 | 0 | 0 | 0 | 0 | 0 | 0 | 0 | 0 | 0 | 0 | 0
F1_Commercial_Miscellaneous_Existing_Office Equipment_Electric_Monitor_E9 | F1 | Commercial | Miscellaneous | Existing | Office Equipment | Electric | Monitor | E9 | CCE | 0 | 0 | 0 | 0 | 0 | 0 | 0 | 0 | 0 | 0 | 0 | 0 | 0 | 0 | 0 | 0 | 0 | 0 | 0 | 0 | 0 | 0 | 0 | 0 | 0 | 0 | 0 | 0 | 0 | 0
F1_Commercial_Miscellaneous_Existing_Office Equipment_Electric_Monitor_E10 | F1 | Commercial | Miscellaneous | Existing | Office Equipment | Electric | Monitor | E10 | CCE | 0 | 0 | 0 | 0 | 0 | 0 | 0 | 0 | 0 | 0 | 0 | 0 | 0 | 0 | 0 | 0 | 0 | 0 | 0 | 0 | 0 | 0 | 0 | 0 | 0 | 0 | 0 | 0 | 0 | 0
F2_Commercial_Miscellaneous_Existing_Office Equipment_Electric_Monitor_E1 | F2 | Commercial | Miscellaneous | Existing | Office Equipment | Electric | Monitor | E1 | TRC BC Ratio | 0 | 0 | 0 | 0 | 0 | 0 | 0 | 0 | 0 | 0 | 0 | 0 | 0 | 0 | 0 | 0 | 0 | 0 | 0 | 0 | 0 | 0 | 0 | 0 | 0 | 0 | 0 | 0 | 0 | 0
F2_Commercial_Miscellaneous_Existing_Office Equipment_Electric_Monitor_E2 | F2 | Commercial | Miscellaneous | Existing | Office Equipment | Electric | Monitor | E2 | TRC BC Ratio | 0 | 0 | 0 | 0 | 0 | 0 | 0 | 0 | 0 | 0 | 0 | 0 | 0 | 0 | 0 | 0 | 0 | 0 | 0 | 0 | 0 | 0 | 0 | 0 | 0 | 0 | 0 | 0 | 0 | 0
F2_Commercial_Miscellaneous_Existing_Office Equipment_Electric_Monitor_E3 | F2 | Commercial | Miscellaneous | Existing | Office Equipment | Electric | Monitor | E3 | TRC BC Ratio | 0 | 0 | 0 | 0 | 0 | 0 | 0 | 0 | 0 | 0 | 0 | 0 | 0 | 0 | 0 | 0 | 0 | 0 | 0 | 0 | 0 | 0 | 0 | 0 | 0 | 0 | 0 | 0 | 0 | 0
F2_Commercial_Miscellaneous_Existing_Office Equipment_Electric_Monitor_E4 | F2 | Commercial | Miscellaneous | Existing | Office Equipment | Electric | Monitor | E4 | TRC BC Ratio | 0 | 0 | 0 | 0 | 0 | 0 | 0 | 0 | 0 | 0 | 0 | 0 | 0 | 0 | 0 | 0 | 0 | 0 | 0 | 0 | 0 | 0 | 0 | 0 | 0 | 0 | 0 | 0 | 0 | 0
F2_Commercial_Miscellaneous_Existing_Office Equipment_Electric_Monitor_E5 | F2 | Commercial | Miscellaneous | Existing | Office Equipment | Electric | Monitor | E5 | TRC BC Ratio | 0 | 0 | 0 | 0 | 0 | 0 | 0 | 0 | 0 | 0 | 0 | 0 | 0 | 0 | 0 | 0 | 0 | 0 | 0 | 0 | 0 | 0 | 0 | 0 | 0 | 0 | 0 | 0 | 0 | 0
F2_Commercial_Miscellaneous_Existing_Office Equipment_Electric_Monitor_E6 | F2 | Commercial | Miscellaneous | Existing | Office Equipment | Electric | Monitor | E6 | TRC BC Ratio | 0 | 0 | 0 | 0 | 0 | 0 | 0 | 0 | 0 | 0 | 0 | 0 | 0 | 0 | 0 | 0 | 0 | 0 | 0 | 0 | 0 | 0 | 0 | 0 | 0 | 0 | 0 | 0 | 0 | 0
F2_Commercial_Miscellaneous_Existing_Office Equipment_Electric_Monitor_E7 | F2 | Commercial | Miscellaneous | Existing | Office Equipment | Electric | Monitor | E7 | TRC BC Ratio | 0 | 0 | 0 | 0 | 0 | 0 | 0 | 0 | 0 | 0 | 0 | 0 | 0 | 0 | 0 | 0 | 0 | 0 | 0 | 0 | 0 | 0 | 0 | 0 | 0 | 0 | 0 | 0 | 0 | 0
F2_Commercial_Miscellaneous_Existing_Office Equipment_Electric_Monitor_E8 | F2 | Commercial | Miscellaneous | Existing | Office Equipment | Electric | Monitor | E8 | TRC BC Ratio | 0 | 0 | 0 | 0 | 0 | 0 | 0 | 0 | 0 | 0 | 0 | 0 | 0 | 0 | 0 | 0 | 0 | 0 | 0 | 0 | 0 | 0 | 0 | 0 | 0 | 0 | 0 | 0 | 0 | 0
F2_Commercial_Miscellaneous_Existing_Office Equipment_Electric_Monitor_E9 | F2 | Commercial | Miscellaneous | Existing | Office Equipment | Electric | Monitor | E9 | TRC BC Ratio | 0 | 0 | 0 | 0 | 0 | 0 | 0 | 0 | 0 | 0 | 0 | 0 | 0 | 0 | 0 | 0 | 0 | 0 | 0 | 0 | 0 | 0 | 0 | 0 | 0 | 0 | 0 | 0 | 0 | 0
F2_Commercial_Miscellaneous_Existing_Office Equipment_Electric_Monitor_E10 | F2 | Commercial | Miscellaneous | Existing | Office Equipment | Electric | Monitor | E10 | TRC BC Ratio | 0 | 0 | 0 | 0 | 0 | 0 | 0 | 0 | 0 | 0 | 0 | 0 | 0 | 0 | 0 | 0 | 0 | 0 | 0 | 0 | 0 | 0 | 0 | 0 | 0 | 0 | 0 | 0 | 0 | 0
F3_Commercial_Miscellaneous_Existing_Office Equipment_Electric_Monitor_E1 | F3 | Commercial | Miscellaneous | Existing | Office Equipment | Electric | Monitor | E1 | PACT BC Ratio | 0 | 0 | 0 | 0 | 0 | 0 | 0 | 0 | 0 | 0 | 0 | 0 | 0 | 0 | 0 | 0 | 0 | 0 | 0 | 0 | 0 | 0 | 0 | 0 | 0 | 0 | 0 | 0 | 0 | 0
F3_Commercial_Miscellaneous_Existing_Office Equipment_Electric_Monitor_E2 | F3 | Commercial | Miscellaneous | Existing | Office Equipment | Electric | Monitor | E2 | PACT BC Ratio | 0 | 0 | 0 | 0 | 0 | 0 | 0 | 0 | 0 | 0 | 0 | 0 | 0 | 0 | 0 | 0 | 0 | 0 | 0 | 0 | 0 | 0 | 0 | 0 | 0 | 0 | 0 | 0 | 0 | 0
F3_Commercial_Miscellaneous_Existing_Office Equipment_Electric_Monitor_E3 | F3 | Commercial | Miscellaneous | Existing | Office Equipment | Electric | Monitor | E3 | PACT BC Ratio | 0 | 0 | 0 | 0 | 0 | 0 | 0 | 0 | 0 | 0 | 0 | 0 | 0 | 0 | 0 | 0 | 0 | 0 | 0 | 0 | 0 | 0 | 0 | 0 | 0 | 0 | 0 | 0 | 0 | 0
F3_Commercial_Miscellaneous_Existing_Office Equipment_Electric_Monitor_E4 | F3 | Commercial | Miscellaneous | Existing | Office Equipment | Electric | Monitor | E4 | PACT BC Ratio | 0 | 0 | 0 | 0 | 0 | 0 | 0 | 0 | 0 | 0 | 0 | 0 | 0 | 0 | 0 | 0 | 0 | 0 | 0 | 0 | 0 | 0 | 0 | 0 | 0 | 0 | 0 | 0 | 0 | 0
F3_Commercial_Miscellaneous_Existing_Office Equipment_Electric_Monitor_E5 | F3 | Commercial | Miscellaneous | Existing | Office Equipment | Electric | Monitor | E5 | PACT BC Ratio | 0 | 0 | 0 | 0 | 0 | 0 | 0 | 0 | 0 | 0 | 0 | 0 | 0 | 0 | 0 | 0 | 0 | 0 | 0 | 0 | 0 | 0 | 0 | 0 | 0 | 0 | 0 | 0 | 0 | 0
F3_Commercial_Miscellaneous_Existing_Office Equipment_Electric_Monitor_E6 | F3 | Commercial | Miscellaneous | Existing | Office Equipment | Electric | Monitor | E6 | PACT BC Ratio | 0 | 0 | 0 | 0 | 0 | 0 | 0 | 0 | 0 | 0 | 0 | 0 | 0 | 0 | 0 | 0 | 0 | 0 | 0 | 0 | 0 | 0 | 0 | 0 | 0 | 0 | 0 | 0 | 0 | 0
F3_Commercial_Miscellaneous_Existing_Office Equipment_Electric_Monitor_E7 | F3 | Commercial | Miscellaneous | Existing | Office Equipment | Electric | Monitor | E7 | PACT BC Ratio | 0 | 0 | 0 | 0 | 0 | 0 | 0 | 0 | 0 | 0 | 0 | 0 | 0 | 0 | 0 | 0 | 0 | 0 | 0 | 0 | 0 | 0 | 0 | 0 | 0 | 0 | 0 | 0 | 0 | 0
F3_Commercial_Miscellaneous_Existing_Office Equipment_Electric_Monitor_E8 | F3 | Commercial | Miscellaneous | Existing | Office Equipment | Electric | Monitor | E8 | PACT BC Ratio | 0 | 0 | 0 | 0 | 0 | 0 | 0 | 0 | 0 | 0 | 0 | 0 | 0 | 0 | 0 | 0 | 0 | 0 | 0 | 0 | 0 | 0 | 0 | 0 | 0 | 0 | 0 | 0 | 0 | 0
F3_Commercial_Miscellaneous_Existing_Office Equipment_Electric_Monitor_E9 | F3 | Commercial | Miscellaneous | Existing | Office Equipment | Electric | Monitor | E9 | PACT BC Ratio | 0 | 0 | 0 | 0 | 0 | 0 | 0 | 0 | 0 | 0 | 0 | 0 | 0 | 0 | 0 | 0 | 0 | 0 | 0 | 0 | 0 | 0 | 0 | 0 | 0 | 0 | 0 | 0 | 0 | 0
F3_Commercial_Miscellaneous_Existing_Office Equipment_Electric_Monitor_E10 | F3 | Commercial | Miscellaneous | Existing | Office Equipment | Electric | Monitor | E10 | PACT BC Ratio | 0 | 0 | 0 | 0 | 0 | 0 | 0 | 0 | 0 | 0 | 0 | 0 | 0 | 0 | 0 | 0 | 0 | 0 | 0 | 0 | 0 | 0 | 0 | 0 | 0 | 0 | 0 | 0 | 0 | 0
F4_Commercial_Miscellaneous_Existing_Office Equipment_Electric_Monitor_E1 | F4 | Commercial | Miscellaneous | Existing | Office Equipment | Electric | Monitor | E1 | RVT BC Ratio | 0 | 0 | 0 | 0 | 0 | 0 | 0 | 0 | 0 | 0 | 0 | 0 | 0 | 0 | 0 | 0 | 0 | 0 | 0 | 0 | 0 | 0 | 0 | 0 | 0 | 0 | 0 | 0 | 0 | 0
F4_Commercial_Miscellaneous_Existing_Office Equipment_Electric_Monitor_E2 | F4 | Commercial | Miscellaneous | Existing | Office Equipment | Electric | Monitor | E2 | RVT BC Ratio | 0 | 0 | 0 | 0 | 0 | 0 | 0 | 0 | 0 | 0 | 0 | 0 | 0 | 0 | 0 | 0 | 0 | 0 | 0 | 0 | 0 | 0 | 0 | 0 | 0 | 0 | 0 | 0 | 0 | 0
F4_Commercial_Miscellaneous_Existing_Office Equipment_Electric_Monitor_E3 | F4 | Commercial | Miscellaneous | Existing | Office Equipment | Electric | Monitor | E3 | RVT BC Ratio | 0 | 0 | 0 | 0 | 0 | 0 | 0 | 0 | 0 | 0 | 0 | 0 | 0 | 0 | 0 | 0 | 0 | 0 | 0 | 0 | 0 | 0 | 0 | 0 | 0 | 0 | 0 | 0 | 0 | 0
F4_Commercial_Miscellaneous_Existing_Office Equipment_Electric_Monitor_E4 | F4 | Commercial | Miscellaneous | Existing | Office Equipment | Electric | Monitor | E4 | RVT BC Ratio | 0 | 0 | 0 | 0 | 0 | 0 | 0 | 0 | 0 | 0 | 0 | 0 | 0 | 0 | 0 | 0 | 0 | 0 | 0 | 0 | 0 | 0 | 0 | 0 | 0 | 0 | 0 | 0 | 0 | 0
F4_Commercial_Miscellaneous_Existing_Office Equipment_Electric_Monitor_E5 | F4 | Commercial | Miscellaneous | Existing | Office Equipment | Electric | Monitor | E5 | RVT BC Ratio | 0 | 0 | 0 | 0 | 0 | 0 | 0 | 0 | 0 | 0 | 0 | 0 | 0 | 0 | 0 | 0 | 0 | 0 | 0 | 0 | 0 | 0 | 0 | 0 | 0 | 0 | 0 | 0 | 0 | 0
F4_Commercial_Miscellaneous_Existing_Office Equipment_Electric_Monitor_E6 | F4 | Commercial | Miscellaneous | Existing | Office Equipment | Electric | Monitor | E6 | RVT BC Ratio | 0 | 0 | 0 | 0 | 0 | 0 | 0 | 0 | 0 | 0 | 0 | 0 | 0 | 0 | 0 | 0 | 0 | 0 | 0 | 0 | 0 | 0 | 0 | 0 | 0 | 0 | 0 | 0 | 0 | 0
F4_Commercial_Miscellaneous_Existing_Office Equipment_Electric_Monitor_E7 | F4 | Commercial | Miscellaneous | Existing | Office Equipment | Electric | Monitor | E7 | RVT BC Ratio | 0 | 0 | 0 | 0 | 0 | 0 | 0 | 0 | 0 | 0 | 0 | 0 | 0 | 0 | 0 | 0 | 0 | 0 | 0 | 0 | 0 | 0 | 0 | 0 | 0 | 0 | 0 | 0 | 0 | 0
F4_Commercial_Miscellaneous_Existing_Office Equipment_Electric_Monitor_E8 | F4 | Commercial | Miscellaneous | Existing | Office Equipment | Electric | Monitor | E8 | RVT BC Ratio | 0 | 0 | 0 | 0 | 0 | 0 | 0 | 0 | 0 | 0 | 0 | 0 | 0 | 0 | 0 | 0 | 0 | 0 | 0 | 0 | 0 | 0 | 0 | 0 | 0 | 0 | 0 | 0 | 0 | 0
F4_Commercial_Miscellaneous_Existing_Office Equipment_Electric_Monitor_E9 | F4 | Commercial | Miscellaneous | Existing | Office Equipment | Electric | Monitor | E9 | RVT BC Ratio | 0 | 0 | 0 | 0 | 0 | 0 | 0 | 0 | 0 | 0 | 0 | 0 | 0 | 0 | 0 | 0 | 0 | 0 | 0 | 0 | 0 | 0 | 0 | 0 | 0 | 0 | 0 | 0 | 0 | 0
F4_Commercial_Miscellaneous_Existing_Office Equipment_Electric_Monitor_E10 | F4 | Commercial | Miscellaneous | Existing | Office Equipment | Electric | Monitor | E10 | RVT BC Ratio | 0 | 0 | 0 | 0 | 0 | 0 | 0 | 0 | 0 | 0 | 0 | 0 | 0 | 0 | 0 | 0 | 0 | 0 | 0 | 0 | 0 | 0 | 0 | 0 | 0 | 0 | 0 | 0 | 0 | 0
F5_Commercial_Miscellaneous_Existing_Office Equipment_Electric_Monitor_E1 | F5 | Commercial | Miscellaneous | Existing | Office Equipment | Electric | Monitor | E1 | RIM BC Ratio | 0 | 0 | 0 | 0 | 0 | 0 | 0 | 0 | 0 | 0 | 0 | 0 | 0 | 0 | 0 | 0 | 0 | 0 | 0 | 0 | 0 | 0 | 0 | 0 | 0 | 0 | 0 | 0 | 0 | 0
F5_Commercial_Miscellaneous_Existing_Office Equipment_Electric_Monitor_E2 | F5 | Commercial | Miscellaneous | Existing | Office Equipment | Electric | Monitor | E2 | RIM BC Ratio | 0 | 0 | 0 | 0 | 0 | 0 | 0 | 0 | 0 | 0 | 0 | 0 | 0 | 0 | 0 | 0 | 0 | 0 | 0 | 0 | 0 | 0 | 0 | 0 | 0 | 0 | 0 | 0 | 0 | 0
F5_Commercial_Miscellaneous_Existing_Office Equipment_Electric_Monitor_E3 | F5 | Commercial | Miscellaneous | Existing | Office Equipment | Electric | Monitor | E3 | RIM BC Ratio | 0 | 0 | 0 | 0 | 0 | 0 | 0 | 0 | 0 | 0 | 0 | 0 | 0 | 0 | 0 | 0 | 0 | 0 | 0 | 0 | 0 | 0 | 0 | 0 | 0 | 0 | 0 | 0 | 0 | 0
F5_Commercial_Miscellaneous_Existing_Office Equipment_Electric_Monitor_E4 | F5 | Commercial | Miscellaneous | Existing | Office Equipment | Electric | Monitor | E4 | RIM BC Ratio | 0 | 0 | 0 | 0 | 0 | 0 | 0 | 0 | 0 | 0 | 0 | 0 | 0 | 0 | 0 | 0 | 0 | 0 | 0 | 0 | 0 | 0 | 0 | 0 | 0 | 0 | 0 | 0 | 0 | 0
F5_Commercial_Miscellaneous_Existing_Office Equipment_Electric_Monitor_E5 | F5 | Commercial | Miscellaneous | Existing | Office Equipment | Electric | Monitor | E5 | RIM BC Ratio | 0 | 0 | 0 | 0 | 0 | 0 | 0 | 0 | 0 | 0 | 0 | 0 | 0 | 0 | 0 | 0 | 0 | 0 | 0 | 0 | 0 | 0 | 0 | 0 | 0 | 0 | 0 | 0 | 0 | 0
F5_Commercial_Miscellaneous_Existing_Office Equipment_Electric_Monitor_E6 | F5 | Commercial | Miscellaneous | Existing | Office Equipment | Electric | Monitor | E6 | RIM BC Ratio | 0 | 0 | 0 | 0 | 0 | 0 | 0 | 0 | 0 | 0 | 0 | 0 | 0 | 0 | 0 | 0 | 0 | 0 | 0 | 0 | 0 | 0 | 0 | 0 | 0 | 0 | 0 | 0 | 0 | 0
F5_Commercial_Miscellaneous_Existing_Office Equipment_Electric_Monitor_E7 | F5 | Commercial | Miscellaneous | Existing | Office Equipment | Electric | Monitor | E7 | RIM BC Ratio | 0 | 0 | 0 | 0 | 0 | 0 | 0 | 0 | 0 | 0 | 0 | 0 | 0 | 0 | 0 | 0 | 0 | 0 | 0 | 0 | 0 | 0 | 0 | 0 | 0 | 0 | 0 | 0 | 0 | 0
F5_Commercial_Miscellaneous_Existing_Office Equipment_Electric_Monitor_E8 | F5 | Commercial | Miscellaneous | Existing | Office Equipment | Electric | Monitor | E8 | RIM BC Ratio | 0 | 0 | 0 | 0 | 0 | 0 | 0 | 0 | 0 | 0 | 0 | 0 | 0 | 0 | 0 | 0 | 0 | 0 | 0 | 0 | 0 | 0 | 0 | 0 | 0 | 0 | 0 | 0 | 0 | 0
F5_Commercial_Miscellaneous_Existing_Office Equipment_Electric_Monitor_E9 | F5 | Commercial | Miscellaneous | Existing | Office Equipment | Electric | Monitor | E9 | RIM BC Ratio | 0 | 0 | 0 | 0 | 0 | 0 | 0 | 0 | 0 | 0 | 0 | 0 | 0 | 0 | 0 | 0 | 0 | 0 | 0 | 0 | 0 | 0 | 0 | 0 | 0 | 0 | 0 | 0 | 0 | 0
F5_Commercial_Miscellaneous_Existing_Office Equipment_Electric_Monitor_E10 | F5 | Commercial | Miscellaneous | Existing | Office Equipment | Electric | Monitor | E10 | RIM BC Ratio | 0 | 0 | 0 | 0 | 0 | 0 | 0 | 0 | 0 | 0 | 0 | 0 | 0 | 0 | 0 | 0 | 0 | 0 | 0 | 0 | 0 | 0 | 0 | 0 | 0 | 0 | 0 | 0 | 0 | 0
F0_Commercial_Miscellaneous_Existing_Office Equipment_Electric_Printer/Copier/Fax_E0 | F0 | Commercial | Miscellaneous | Existing | Office Equipment | Electric | Printer/Copier/Fax | E0 | Economic Unit | 0 | 0 | 0 | 0 | 0 | 0 | 0 | 0 | 0 | 0 | 0 | 0 | 0 | 0 | 0 | 0 | 0 | 0 | 0 | 0 | 0 | 0 | 0 | 0 | 0 | 0 | 0 | 0 | 0 | 0
F1_Commercial_Miscellaneous_Existing_Office Equipment_Electric_Printer/Copier/Fax_E1 | F1 | Commercial | Miscellaneous | Existing | Office Equipment | Electric | Printer/Copier/Fax | E1 | CCE | 0 | 0 | 0 | 0 | 0 | 0 | 0 | 0 | 0 | 0 | 0 | 0 | 0 | 0 | 0 | 0 | 0 | 0 | 0 | 0 | 0 | 0 | 0 | 0 | 0 | 0 | 0 | 0 | 0 | 0
F1_Commercial_Miscellaneous_Existing_Office Equipment_Electric_Printer/Copier/Fax_E2 | F1 | Commercial | Miscellaneous | Existing | Office Equipment | Electric | Printer/Copier/Fax | E2 | CCE | 0 | 0 | 0 | 0 | 0 | 0 | 0 | 0 | 0 | 0 | 0 | 0 | 0 | 0 | 0 | 0 | 0 | 0 | 0 | 0 | 0 | 0 | 0 | 0 | 0 | 0 | 0 | 0 | 0 | 0
F1_Commercial_Miscellaneous_Existing_Office Equipment_Electric_Printer/Copier/Fax_E3 | F1 | Commercial | Miscellaneous | Existing | Office Equipment | Electric | Printer/Copier/Fax | E3 | CCE | 0 | 0 | 0 | 0 | 0 | 0 | 0 | 0 | 0 | 0 | 0 | 0 | 0 | 0 | 0 | 0 | 0 | 0 | 0 | 0 | 0 | 0 | 0 | 0 | 0 | 0 | 0 | 0 | 0 | 0
F1_Commercial_Miscellaneous_Existing_Office Equipment_Electric_Printer/Copier/Fax_E4 | F1 | Commercial | Miscellaneous | Existing | Office Equipment | Electric | Printer/Copier/Fax | E4 | CCE | 0 | 0 | 0 | 0 | 0 | 0 | 0 | 0 | 0 | 0 | 0 | 0 | 0 | 0 | 0 | 0 | 0 | 0 | 0 | 0 | 0 | 0 | 0 | 0 | 0 | 0 | 0 | 0 | 0 | 0
F1_Commercial_Miscellaneous_Existing_Office Equipment_Electric_Printer/Copier/Fax_E5 | F1 | Commercial | Miscellaneous | Existing | Office Equipment | Electric | Printer/Copier/Fax | E5 | CCE | 0 | 0 | 0 | 0 | 0 | 0 | 0 | 0 | 0 | 0 | 0 | 0 | 0 | 0 | 0 | 0 | 0 | 0 | 0 | 0 | 0 | 0 | 0 | 0 | 0 | 0 | 0 | 0 | 0 | 0
F1_Commercial_Miscellaneous_Existing_Office Equipment_Electric_Printer/Copier/Fax_E6 | F1 | Commercial | Miscellaneous | Existing | Office Equipment | Electric | Printer/Copier/Fax | E6 | CCE | 0 | 0 | 0 | 0 | 0 | 0 | 0 | 0 | 0 | 0 | 0 | 0 | 0 | 0 | 0 | 0 | 0 | 0 | 0 | 0 | 0 | 0 | 0 | 0 | 0 | 0 | 0 | 0 | 0 | 0
F1_Commercial_Miscellaneous_Existing_Office Equipment_Electric_Printer/Copier/Fax_E7 | F1 | Commercial | Miscellaneous | Existing | Office Equipment | Electric | Printer/Copier/Fax | E7 | CCE | 0 | 0 | 0 | 0 | 0 | 0 | 0 | 0 | 0 | 0 | 0 | 0 | 0 | 0 | 0 | 0 | 0 | 0 | 0 | 0 | 0 | 0 | 0 | 0 | 0 | 0 | 0 | 0 | 0 | 0
F1_Commercial_Miscellaneous_Existing_Office Equipment_Electric_Printer/Copier/Fax_E8 | F1 | Commercial | Miscellaneous | Existing | Office Equipment | Electric | Printer/Copier/Fax | E8 | CCE | 0 | 0 | 0 | 0 | 0 | 0 | 0 | 0 | 0 | 0 | 0 | 0 | 0 | 0 | 0 | 0 | 0 | 0 | 0 | 0 | 0 | 0 | 0 | 0 | 0 | 0 | 0 | 0 | 0 | 0
F1_Commercial_Miscellaneous_Existing_Office Equipment_Electric_Printer/Copier/Fax_E9 | F1 | Commercial | Miscellaneous | Existing | Office Equipment | Electric | Printer/Copier/Fax | E9 | CCE | 0 | 0 | 0 | 0 | 0 | 0 | 0 | 0 | 0 | 0 | 0 | 0 | 0 | 0 | 0 | 0 | 0 | 0 | 0 | 0 | 0 | 0 | 0 | 0 | 0 | 0 | 0 | 0 | 0 | 0
F1_Commercial_Miscellaneous_Existing_Office Equipment_Electric_Printer/Copier/Fax_E10 | F1 | Commercial | Miscellaneous | Existing | Office Equipment | Electric | Printer/Copier/Fax | E10 | CCE | 0 | 0 | 0 | 0 | 0 | 0 | 0 | 0 | 0 | 0 | 0 | 0 | 0 | 0 | 0 | 0 | 0 | 0 | 0 | 0 | 0 | 0 | 0 | 0 | 0 | 0 | 0 | 0 | 0 | 0
F2_Commercial_Miscellaneous_Existing_Office Equipment_Electric_Printer/Copier/Fax_E1 | F2 | Commercial | Miscellaneous | Existing | Office Equipment | Electric | Printer/Copier/Fax | E1 | TRC BC Ratio | 0 | 0 | 0 | 0 | 0 | 0 | 0 | 0 | 0 | 0 | 0 | 0 | 0 | 0 | 0 | 0 | 0 | 0 | 0 | 0 | 0 | 0 | 0 | 0 | 0 | 0 | 0 | 0 | 0 | 0
F2_Commercial_Miscellaneous_Existing_Office Equipment_Electric_Printer/Copier/Fax_E2 | F2 | Commercial | Miscellaneous | Existing | Office Equipment | Electric | Printer/Copier/Fax | E2 | TRC BC Ratio | 0 | 0 | 0 | 0 | 0 | 0 | 0 | 0 | 0 | 0 | 0 | 0 | 0 | 0 | 0 | 0 | 0 | 0 | 0 | 0 | 0 | 0 | 0 | 0 | 0 | 0 | 0 | 0 | 0 | 0
F2_Commercial_Miscellaneous_Existing_Office Equipment_Electric_Printer/Copier/Fax_E3 | F2 | Commercial | Miscellaneous | Existing | Office Equipment | Electric | Printer/Copier/Fax | E3 | TRC BC Ratio | 0 | 0 | 0 | 0 | 0 | 0 | 0 | 0 | 0 | 0 | 0 | 0 | 0 | 0 | 0 | 0 | 0 | 0 | 0 | 0 | 0 | 0 | 0 | 0 | 0 | 0 | 0 | 0 | 0 | 0
F2_Commercial_Miscellaneous_Existing_Office Equipment_Electric_Printer/Copier/Fax_E4 | F2 | Commercial | Miscellaneous | Existing | Office Equipment | Electric | Printer/Copier/Fax | E4 | TRC BC Ratio | 0 | 0 | 0 | 0 | 0 | 0 | 0 | 0 | 0 | 0 | 0 | 0 | 0 | 0 | 0 | 0 | 0 | 0 | 0 | 0 | 0 | 0 | 0 | 0 | 0 | 0 | 0 | 0 | 0 | 0
F2_Commercial_Miscellaneous_Existing_Office Equipment_Electric_Printer/Copier/Fax_E5 | F2 | Commercial | Miscellaneous | Existing | Office Equipment | Electric | Printer/Copier/Fax | E5 | TRC BC Ratio | 0 | 0 | 0 | 0 | 0 | 0 | 0 | 0 | 0 | 0 | 0 | 0 | 0 | 0 | 0 | 0 | 0 | 0 | 0 | 0 | 0 | 0 | 0 | 0 | 0 | 0 | 0 | 0 | 0 | 0
F2_Commercial_Miscellaneous_Existing_Office Equipment_Electric_Printer/Copier/Fax_E6 | F2 | Commercial | Miscellaneous | Existing | Office Equipment | Electric | Printer/Copier/Fax | E6 | TRC BC Ratio | 0 | 0 | 0 | 0 | 0 | 0 | 0 | 0 | 0 | 0 | 0 | 0 | 0 | 0 | 0 | 0 | 0 | 0 | 0 | 0 | 0 | 0 | 0 | 0 | 0 | 0 | 0 | 0 | 0 | 0
F2_Commercial_Miscellaneous_Existing_Office Equipment_Electric_Printer/Copier/Fax_E7 | F2 | Commercial | Miscellaneous | Existing | Office Equipment | Electric | Printer/Copier/Fax | E7 | TRC BC Ratio | 0 | 0 | 0 | 0 | 0 | 0 | 0 | 0 | 0 | 0 | 0 | 0 | 0 | 0 | 0 | 0 | 0 | 0 | 0 | 0 | 0 | 0 | 0 | 0 | 0 | 0 | 0 | 0 | 0 | 0
F2_Commercial_Miscellaneous_Existing_Office Equipment_Electric_Printer/Copier/Fax_E8 | F2 | Commercial | Miscellaneous | Existing | Office Equipment | Electric | Printer/Copier/Fax | E8 | TRC BC Ratio | 0 | 0 | 0 | 0 | 0 | 0 | 0 | 0 | 0 | 0 | 0 | 0 | 0 | 0 | 0 | 0 | 0 | 0 | 0 | 0 | 0 | 0 | 0 | 0 | 0 | 0 | 0 | 0 | 0 | 0
F2_Commercial_Miscellaneous_Existing_Office Equipment_Electric_Printer/Copier/Fax_E9 | F2 | Commercial | Miscellaneous | Existing | Office Equipment | Electric | Printer/Copier/Fax | E9 | TRC BC Ratio | 0 | 0 | 0 | 0 | 0 | 0 | 0 | 0 | 0 | 0 | 0 | 0 | 0 | 0 | 0 | 0 | 0 | 0 | 0 | 0 | 0 | 0 | 0 | 0 | 0 | 0 | 0 | 0 | 0 | 0
F2_Commercial_Miscellaneous_Existing_Office Equipment_Electric_Printer/Copier/Fax_E10 | F2 | Commercial | Miscellaneous | Existing | Office Equipment | Electric | Printer/Copier/Fax | E10 | TRC BC Ratio | 0 | 0 | 0 | 0 | 0 | 0 | 0 | 0 | 0 | 0 | 0 | 0 | 0 | 0 | 0 | 0 | 0 | 0 | 0 | 0 | 0 | 0 | 0 | 0 | 0 | 0 | 0 | 0 | 0 | 0
F3_Commercial_Miscellaneous_Existing_Office Equipment_Electric_Printer/Copier/Fax_E1 | F3 | Commercial | Miscellaneous | Existing | Office Equipment | Electric | Printer/Copier/Fax | E1 | PACT BC Ratio | 0 | 0 | 0 | 0 | 0 | 0 | 0 | 0 | 0 | 0 | 0 | 0 | 0 | 0 | 0 | 0 | 0 | 0 | 0 | 0 | 0 | 0 | 0 | 0 | 0 | 0 | 0 | 0 | 0 | 0
F3_Commercial_Miscellaneous_Existing_Office Equipment_Electric_Printer/Copier/Fax_E2 | F3 | Commercial | Miscellaneous | Existing | Office Equipment | Electric | Printer/Copier/Fax | E2 | PACT BC Ratio | 0 | 0 | 0 | 0 | 0 | 0 | 0 | 0 | 0 | 0 | 0 | 0 | 0 | 0 | 0 | 0 | 0 | 0 | 0 | 0 | 0 | 0 | 0 | 0 | 0 | 0 | 0 | 0 | 0 | 0
F3_Commercial_Miscellaneous_Existing_Office Equipment_Electric_Printer/Copier/Fax_E3 | F3 | Commercial | Miscellaneous | Existing | Office Equipment | Electric | Printer/Copier/Fax | E3 | PACT BC Ratio | 0 | 0 | 0 | 0 | 0 | 0 | 0 | 0 | 0 | 0 | 0 | 0 | 0 | 0 | 0 | 0 | 0 | 0 | 0 | 0 | 0 | 0 | 0 | 0 | 0 | 0 | 0 | 0 | 0 | 0
F3_Commercial_Miscellaneous_Existing_Office Equipment_Electric_Printer/Copier/Fax_E4 | F3 | Commercial | Miscellaneous | Existing | Office Equipment | Electric | Printer/Copier/Fax | E4 | PACT BC Ratio | 0 | 0 | 0 | 0 | 0 | 0 | 0 | 0 | 0 | 0 | 0 | 0 | 0 | 0 | 0 | 0 | 0 | 0 | 0 | 0 | 0 | 0 | 0 | 0 | 0 | 0 | 0 | 0 | 0 | 0
F3_Commercial_Miscellaneous_Existing_Office Equipment_Electric_Printer/Copier/Fax_E5 | F3 | Commercial | Miscellaneous | Existing | Office Equipment | Electric | Printer/Copier/Fax | E5 | PACT BC Ratio | 0 | 0 | 0 | 0 | 0 | 0 | 0 | 0 | 0 | 0 | 0 | 0 | 0 | 0 | 0 | 0 | 0 | 0 | 0 | 0 | 0 | 0 | 0 | 0 | 0 | 0 | 0 | 0 | 0 | 0
F3_Commercial_Miscellaneous_Existing_Office Equipment_Electric_Printer/Copier/Fax_E6 | F3 | Commercial | Miscellaneous | Existing | Office Equipment | Electric | Printer/Copier/Fax | E6 | PACT BC Ratio | 0 | 0 | 0 | 0 | 0 | 0 | 0 | 0 | 0 | 0 | 0 | 0 | 0 | 0 | 0 | 0 | 0 | 0 | 0 | 0 | 0 | 0 | 0 | 0 | 0 | 0 | 0 | 0 | 0 | 0
F3_Commercial_Miscellaneous_Existing_Office Equipment_Electric_Printer/Copier/Fax_E7 | F3 | Commercial | Miscellaneous | Existing | Office Equipment | Electric | Printer/Copier/Fax | E7 | PACT BC Ratio | 0 | 0 | 0 | 0 | 0 | 0 | 0 | 0 | 0 | 0 | 0 | 0 | 0 | 0 | 0 | 0 | 0 | 0 | 0 | 0 | 0 | 0 | 0 | 0 | 0 | 0 | 0 | 0 | 0 | 0
F3_Commercial_Miscellaneous_Existing_Office Equipment_Electric_Printer/Copier/Fax_E8 | F3 | Commercial | Miscellaneous | Existing | Office Equipment | Electric | Printer/Copier/Fax | E8 | PACT BC Ratio | 0 | 0 | 0 | 0 | 0 | 0 | 0 | 0 | 0 | 0 | 0 | 0 | 0 | 0 | 0 | 0 | 0 | 0 | 0 | 0 | 0 | 0 | 0 | 0 | 0 | 0 | 0 | 0 | 0 | 0
F3_Commercial_Miscellaneous_Existing_Office Equipment_Electric_Printer/Copier/Fax_E9 | F3 | Commercial | Miscellaneous | Existing | Office Equipment | Electric | Printer/Copier/Fax | E9 | PACT BC Ratio | 0 | 0 | 0 | 0 | 0 | 0 | 0 | 0 | 0 | 0 | 0 | 0 | 0 | 0 | 0 | 0 | 0 | 0 | 0 | 0 | 0 | 0 | 0 | 0 | 0 | 0 | 0 | 0 | 0 | 0
F3_Commercial_Miscellaneous_Existing_Office Equipment_Electric_Printer/Copier/Fax_E10 | F3 | Commercial | Miscellaneous | Existing | Office Equipment | Electric | Printer/Copier/Fax | E10 | PACT BC Ratio | 0 | 0 | 0 | 0 | 0 | 0 | 0 | 0 | 0 | 0 | 0 | 0 | 0 | 0 | 0 | 0 | 0 | 0 | 0 | 0 | 0 | 0 | 0 | 0 | 0 | 0 | 0 | 0 | 0 | 0
F4_Commercial_Miscellaneous_Existing_Office Equipment_Electric_Printer/Copier/Fax_E1 | F4 | Commercial | Miscellaneous | Existing | Office Equipment | Electric | Printer/Copier/Fax | E1 | RVT BC Ratio | 0 | 0 | 0 | 0 | 0 | 0 | 0 | 0 | 0 | 0 | 0 | 0 | 0 | 0 | 0 | 0 | 0 | 0 | 0 | 0 | 0 | 0 | 0 | 0 | 0 | 0 | 0 | 0 | 0 | 0
F4_Commercial_Miscellaneous_Existing_Office Equipment_Electric_Printer/Copier/Fax_E2 | F4 | Commercial | Miscellaneous | Existing | Office Equipment | Electric | Printer/Copier/Fax | E2 | RVT BC Ratio | 0 | 0 | 0 | 0 | 0 | 0 | 0 | 0 | 0 | 0 | 0 | 0 | 0 | 0 | 0 | 0 | 0 | 0 | 0 | 0 | 0 | 0 | 0 | 0 | 0 | 0 | 0 | 0 | 0 | 0
F4_Commercial_Miscellaneous_Existing_Office Equipment_Electric_Printer/Copier/Fax_E3 | F4 | Commercial | Miscellaneous | Existing | Office Equipment | Electric | Printer/Copier/Fax | E3 | RVT BC Ratio | 0 | 0 | 0 | 0 | 0 | 0 | 0 | 0 | 0 | 0 | 0 | 0 | 0 | 0 | 0 | 0 | 0 | 0 | 0 | 0 | 0 | 0 | 0 | 0 | 0 | 0 | 0 | 0 | 0 | 0
F4_Commercial_Miscellaneous_Existing_Office Equipment_Electric_Printer/Copier/Fax_E4 | F4 | Commercial | Miscellaneous | Existing | Office Equipment | Electric | Printer/Copier/Fax | E4 | RVT BC Ratio | 0 | 0 | 0 | 0 | 0 | 0 | 0 | 0 | 0 | 0 | 0 | 0 | 0 | 0 | 0 | 0 | 0 | 0 | 0 | 0 | 0 | 0 | 0 | 0 | 0 | 0 | 0 | 0 | 0 | 0
F4_Commercial_Miscellaneous_Existing_Office Equipment_Electric_Printer/Copier/Fax_E5 | F4 | Commercial | Miscellaneous | Existing | Office Equipment | Electric | Printer/Copier/Fax | E5 | RVT BC Ratio | 0 | 0 | 0 | 0 | 0 | 0 | 0 | 0 | 0 | 0 | 0 | 0 | 0 | 0 | 0 | 0 | 0 | 0 | 0 | 0 | 0 | 0 | 0 | 0 | 0 | 0 | 0 | 0 | 0 | 0
F4_Commercial_Miscellaneous_Existing_Office Equipment_Electric_Printer/Copier/Fax_E6 | F4 | Commercial | Miscellaneous | Existing | Office Equipment | Electric | Printer/Copier/Fax | E6 | RVT BC Ratio | 0 | 0 | 0 | 0 | 0 | 0 | 0 | 0 | 0 | 0 | 0 | 0 | 0 | 0 | 0 | 0 | 0 | 0 | 0 | 0 | 0 | 0 | 0 | 0 | 0 | 0 | 0 | 0 | 0 | 0
F4_Commercial_Miscellaneous_Existing_Office Equipment_Electric_Printer/Copier/Fax_E7 | F4 | Commercial | Miscellaneous | Existing | Office Equipment | Electric | Printer/Copier/Fax | E7 | RVT BC Ratio | 0 | 0 | 0 | 0 | 0 | 0 | 0 | 0 | 0 | 0 | 0 | 0 | 0 | 0 | 0 | 0 | 0 | 0 | 0 | 0 | 0 | 0 | 0 | 0 | 0 | 0 | 0 | 0 | 0 | 0
F4_Commercial_Miscellaneous_Existing_Office Equipment_Electric_Printer/Copier/Fax_E8 | F4 | Commercial | Miscellaneous | Existing | Office Equipment | Electric | Printer/Copier/Fax | E8 | RVT BC Ratio | 0 | 0 | 0 | 0 | 0 | 0 | 0 | 0 | 0 | 0 | 0 | 0 | 0 | 0 | 0 | 0 | 0 | 0 | 0 | 0 | 0 | 0 | 0 | 0 | 0 | 0 | 0 | 0 | 0 | 0
F4_Commercial_Miscellaneous_Existing_Office Equipment_Electric_Printer/Copier/Fax_E9 | F4 | Commercial | Miscellaneous | Existing | Office Equipment | Electric | Printer/Copier/Fax | E9 | RVT BC Ratio | 0 | 0 | 0 | 0 | 0 | 0 | 0 | 0 | 0 | 0 | 0 | 0 | 0 | 0 | 0 | 0 | 0 | 0 | 0 | 0 | 0 | 0 | 0 | 0 | 0 | 0 | 0 | 0 | 0 | 0
F4_Commercial_Miscellaneous_Existing_Office Equipment_Electric_Printer/Copier/Fax_E10 | F4 | Commercial | Miscellaneous | Existing | Office Equipment | Electric | Printer/Copier/Fax | E10 | RVT BC Ratio | 0 | 0 | 0 | 0 | 0 | 0 | 0 | 0 | 0 | 0 | 0 | 0 | 0 | 0 | 0 | 0 | 0 | 0 | 0 | 0 | 0 | 0 | 0 | 0 | 0 | 0 | 0 | 0 | 0 | 0
F5_Commercial_Miscellaneous_Existing_Office Equipment_Electric_Printer/Copier/Fax_E1 | F5 | Commercial | Miscellaneous | Existing | Office Equipment | Electric | Printer/Copier/Fax | E1 | RIM BC Ratio | 0 | 0 | 0 | 0 | 0 | 0 | 0 | 0 | 0 | 0 | 0 | 0 | 0 | 0 | 0 | 0 | 0 | 0 | 0 | 0 | 0 | 0 | 0 | 0 | 0 | 0 | 0 | 0 | 0 | 0
F5_Commercial_Miscellaneous_Existing_Office Equipment_Electric_Printer/Copier/Fax_E2 | F5 | Commercial | Miscellaneous | Existing | Office Equipment | Electric | Printer/Copier/Fax | E2 | RIM BC Ratio | 0 | 0 | 0 | 0 | 0 | 0 | 0 | 0 | 0 | 0 | 0 | 0 | 0 | 0 | 0 | 0 | 0 | 0 | 0 | 0 | 0 | 0 | 0 | 0 | 0 | 0 | 0 | 0 | 0 | 0
F5_Commercial_Miscellaneous_Existing_Office Equipment_Electric_Printer/Copier/Fax_E3 | F5 | Commercial | Miscellaneous | Existing | Office Equipment | Electric | Printer/Copier/Fax | E3 | RIM BC Ratio | 0 | 0 | 0 | 0 | 0 | 0 | 0 | 0 | 0 | 0 | 0 | 0 | 0 | 0 | 0 | 0 | 0 | 0 | 0 | 0 | 0 | 0 | 0 | 0 | 0 | 0 | 0 | 0 | 0 | 0
F5_Commercial_Miscellaneous_Existing_Office Equipment_Electric_Printer/Copier/Fax_E4 | F5 | Commercial | Miscellaneous | Existing | Office Equipment | Electric | Printer/Copier/Fax | E4 | RIM BC Ratio | 0 | 0 | 0 | 0 | 0 | 0 | 0 | 0 | 0 | 0 | 0 | 0 | 0 | 0 | 0 | 0 | 0 | 0 | 0 | 0 | 0 | 0 | 0 | 0 | 0 | 0 | 0 | 0 | 0 | 0
F5_Commercial_Miscellaneous_Existing_Office Equipment_Electric_Printer/Copier/Fax_E5 | F5 | Commercial | Miscellaneous | Existing | Office Equipment | Electric | Printer/Copier/Fax | E5 | RIM BC Ratio | 0 | 0 | 0 | 0 | 0 | 0 | 0 | 0 | 0 | 0 | 0 | 0 | 0 | 0 | 0 | 0 | 0 | 0 | 0 | 0 | 0 | 0 | 0 | 0 | 0 | 0 | 0 | 0 | 0 | 0
F5_Commercial_Miscellaneous_Existing_Office Equipment_Electric_Printer/Copier/Fax_E6 | F5 | Commercial | Miscellaneous | Existing | Office Equipment | Electric | Printer/Copier/Fax | E6 | RIM BC Ratio | 0 | 0 | 0 | 0 | 0 | 0 | 0 | 0 | 0 | 0 | 0 | 0 | 0 | 0 | 0 | 0 | 0 | 0 | 0 | 0 | 0 | 0 | 0 | 0 | 0 | 0 | 0 | 0 | 0 | 0
F5_Commercial_Miscellaneous_Existing_Office Equipment_Electric_Printer/Copier/Fax_E7 | F5 | Commercial | Miscellaneous | Existing | Office Equipment | Electric | Printer/Copier/Fax | E7 | RIM BC Ratio | 0 | 0 | 0 | 0 | 0 | 0 | 0 | 0 | 0 | 0 | 0 | 0 | 0 | 0 | 0 | 0 | 0 | 0 | 0 | 0 | 0 | 0 | 0 | 0 | 0 | 0 | 0 | 0 | 0 | 0
F5_Commercial_Miscellaneous_Existing_Office Equipment_Electric_Printer/Copier/Fax_E8 | F5 | Commercial | Miscellaneous | Existing | Office Equipment | Electric | Printer/Copier/Fax | E8 | RIM BC Ratio | 0 | 0 | 0 | 0 | 0 | 0 | 0 | 0 | 0 | 0 | 0 | 0 | 0 | 0 | 0 | 0 | 0 | 0 | 0 | 0 | 0 | 0 | 0 | 0 | 0 | 0 | 0 | 0 | 0 | 0
F5_Commercial_Miscellaneous_Existing_Office Equipment_Electric_Printer/Copier/Fax_E9 | F5 | Commercial | Miscellaneous | Existing | Office Equipment | Electric | Printer/Copier/Fax | E9 | RIM BC Ratio | 0 | 0 | 0 | 0 | 0 | 0 | 0 | 0 | 0 | 0 | 0 | 0 | 0 | 0 | 0 | 0 | 0 | 0 | 0 | 0 | 0 | 0 | 0 | 0 | 0 | 0 | 0 | 0 | 0 | 0
F5_Commercial_Miscellaneous_Existing_Office Equipment_Electric_Printer/Copier/Fax_E10 | F5 | Commercial | Miscellaneous | Existing | Office Equipment | Electric | Printer/Copier/Fax | E10 | RIM BC Ratio | 0 | 0 | 0 | 0 | 0 | 0 | 0 | 0 | 0 | 0 | 0 | 0 | 0 | 0 | 0 | 0 | 0 | 0 | 0 | 0 | 0 | 0 | 0 | 0 | 0 | 0 | 0 | 0 | 0 | 0
F0_Commercial_Miscellaneous_Existing_Office Equipment_Electric_POS Terminal_E0 | F0 | Commercial | Miscellaneous | Existing | Office Equipment | Electric | POS Terminal | E0 | Economic Unit | 0 | 0 | 0 | 0 | 0 | 0 | 0 | 0 | 0 | 0 | 0 | 0 | 0 | 0 | 0 | 0 | 0 | 0 | 0 | 0 | 0 | 0 | 0 | 0 | 0 | 0 | 0 | 0 | 0 | 0
F1_Commercial_Miscellaneous_Existing_Office Equipment_Electric_POS Terminal_E1 | F1 | Commercial | Miscellaneous | Existing | Office Equipment | Electric | POS Terminal | E1 | CCE | 0 | 0 | 0 | 0 | 0 | 0 | 0 | 0 | 0 | 0 | 0 | 0 | 0 | 0 | 0 | 0 | 0 | 0 | 0 | 0 | 0 | 0 | 0 | 0 | 0 | 0 | 0 | 0 | 0 | 0
F1_Commercial_Miscellaneous_Existing_Office Equipment_Electric_POS Terminal_E2 | F1 | Commercial | Miscellaneous | Existing | Office Equipment | Electric | POS Terminal | E2 | CCE | 0 | 0 | 0 | 0 | 0 | 0 | 0 | 0 | 0 | 0 | 0 | 0 | 0 | 0 | 0 | 0 | 0 | 0 | 0 | 0 | 0 | 0 | 0 | 0 | 0 | 0 | 0 | 0 | 0 | 0
F1_Commercial_Miscellaneous_Existing_Office Equipment_Electric_POS Terminal_E3 | F1 | Commercial | Miscellaneous | Existing | Office Equipment | Electric | POS Terminal | E3 | CCE | 0 | 0 | 0 | 0 | 0 | 0 | 0 | 0 | 0 | 0 | 0 | 0 | 0 | 0 | 0 | 0 | 0 | 0 | 0 | 0 | 0 | 0 | 0 | 0 | 0 | 0 | 0 | 0 | 0 | 0
F1_Commercial_Miscellaneous_Existing_Office Equipment_Electric_POS Terminal_E4 | F1 | Commercial | Miscellaneous | Existing | Office Equipment | Electric | POS Terminal | E4 | CCE | 0 | 0 | 0 | 0 | 0 | 0 | 0 | 0 | 0 | 0 | 0 | 0 | 0 | 0 | 0 | 0 | 0 | 0 | 0 | 0 | 0 | 0 | 0 | 0 | 0 | 0 | 0 | 0 | 0 | 0
F1_Commercial_Miscellaneous_Existing_Office Equipment_Electric_POS Terminal_E5 | F1 | Commercial | Miscellaneous | Existing | Office Equipment | Electric | POS Terminal | E5 | CCE | 0 | 0 | 0 | 0 | 0 | 0 | 0 | 0 | 0 | 0 | 0 | 0 | 0 | 0 | 0 | 0 | 0 | 0 | 0 | 0 | 0 | 0 | 0 | 0 | 0 | 0 | 0 | 0 | 0 | 0
F1_Commercial_Miscellaneous_Existing_Office Equipment_Electric_POS Terminal_E6 | F1 | Commercial | Miscellaneous | Existing | Office Equipment | Electric | POS Terminal | E6 | CCE | 0 | 0 | 0 | 0 | 0 | 0 | 0 | 0 | 0 | 0 | 0 | 0 | 0 | 0 | 0 | 0 | 0 | 0 | 0 | 0 | 0 | 0 | 0 | 0 | 0 | 0 | 0 | 0 | 0 | 0
F1_Commercial_Miscellaneous_Existing_Office Equipment_Electric_POS Terminal_E7 | F1 | Commercial | Miscellaneous | Existing | Office Equipment | Electric | POS Terminal | E7 | CCE | 0 | 0 | 0 | 0 | 0 | 0 | 0 | 0 | 0 | 0 | 0 | 0 | 0 | 0 | 0 | 0 | 0 | 0 | 0 | 0 | 0 | 0 | 0 | 0 | 0 | 0 | 0 | 0 | 0 | 0
F1_Commercial_Miscellaneous_Existing_Office Equipment_Electric_POS Terminal_E8 | F1 | Commercial | Miscellaneous | Existing | Office Equipment | Electric | POS Terminal | E8 | CCE | 0 | 0 | 0 | 0 | 0 | 0 | 0 | 0 | 0 | 0 | 0 | 0 | 0 | 0 | 0 | 0 | 0 | 0 | 0 | 0 | 0 | 0 | 0 | 0 | 0 | 0 | 0 | 0 | 0 | 0
F1_Commercial_Miscellaneous_Existing_Office Equipment_Electric_POS Terminal_E9 | F1 | Commercial | Miscellaneous | Existing | Office Equipment | Electric | POS Terminal | E9 | CCE | 0 | 0 | 0 | 0 | 0 | 0 | 0 | 0 | 0 | 0 | 0 | 0 | 0 | 0 | 0 | 0 | 0 | 0 | 0 | 0 | 0 | 0 | 0 | 0 | 0 | 0 | 0 | 0 | 0 | 0
F1_Commercial_Miscellaneous_Existing_Office Equipment_Electric_POS Terminal_E10 | F1 | Commercial | Miscellaneous | Existing | Office Equipment | Electric | POS Terminal | E10 | CCE | 0 | 0 | 0 | 0 | 0 | 0 | 0 | 0 | 0 | 0 | 0 | 0 | 0 | 0 | 0 | 0 | 0 | 0 | 0 | 0 | 0 | 0 | 0 | 0 | 0 | 0 | 0 | 0 | 0 | 0
F2_Commercial_Miscellaneous_Existing_Office Equipment_Electric_POS Terminal_E1 | F2 | Commercial | Miscellaneous | Existing | Office Equipment | Electric | POS Terminal | E1 | TRC BC Ratio | 0 | 0 | 0 | 0 | 0 | 0 | 0 | 0 | 0 | 0 | 0 | 0 | 0 | 0 | 0 | 0 | 0 | 0 | 0 | 0 | 0 | 0 | 0 | 0 | 0 | 0 | 0 | 0 | 0 | 0
F2_Commercial_Miscellaneous_Existing_Office Equipment_Electric_POS Terminal_E2 | F2 | Commercial | Miscellaneous | Existing | Office Equipment | Electric | POS Terminal | E2 | TRC BC Ratio | 0 | 0 | 0 | 0 | 0 | 0 | 0 | 0 | 0 | 0 | 0 | 0 | 0 | 0 | 0 | 0 | 0 | 0 | 0 | 0 | 0 | 0 | 0 | 0 | 0 | 0 | 0 | 0 | 0 | 0
F2_Commercial_Miscellaneous_Existing_Office Equipment_Electric_POS Terminal_E3 | F2 | Commercial | Miscellaneous | Existing | Office Equipment | Electric | POS Terminal | E3 | TRC BC Ratio | 0 | 0 | 0 | 0 | 0 | 0 | 0 | 0 | 0 | 0 | 0 | 0 | 0 | 0 | 0 | 0 | 0 | 0 | 0 | 0 | 0 | 0 | 0 | 0 | 0 | 0 | 0 | 0 | 0 | 0
F2_Commercial_Miscellaneous_Existing_Office Equipment_Electric_POS Terminal_E4 | F2 | Commercial | Miscellaneous | Existing | Office Equipment | Electric | POS Terminal | E4 | TRC BC Ratio | 0 | 0 | 0 | 0 | 0 | 0 | 0 | 0 | 0 | 0 | 0 | 0 | 0 | 0 | 0 | 0 | 0 | 0 | 0 | 0 | 0 | 0 | 0 | 0 | 0 | 0 | 0 | 0 | 0 | 0
F2_Commercial_Miscellaneous_Existing_Office Equipment_Electric_POS Terminal_E5 | F2 | Commercial | Miscellaneous | Existing | Office Equipment | Electric | POS Terminal | E5 | TRC BC Ratio | 0 | 0 | 0 | 0 | 0 | 0 | 0 | 0 | 0 | 0 | 0 | 0 | 0 | 0 | 0 | 0 | 0 | 0 | 0 | 0 | 0 | 0 | 0 | 0 | 0 | 0 | 0 | 0 | 0 | 0
F2_Commercial_Miscellaneous_Existing_Office Equipment_Electric_POS Terminal_E6 | F2 | Commercial | Miscellaneous | Existing | Office Equipment | Electric | POS Terminal | E6 | TRC BC Ratio | 0 | 0 | 0 | 0 | 0 | 0 | 0 | 0 | 0 | 0 | 0 | 0 | 0 | 0 | 0 | 0 | 0 | 0 | 0 | 0 | 0 | 0 | 0 | 0 | 0 | 0 | 0 | 0 | 0 | 0
F2_Commercial_Miscellaneous_Existing_Office Equipment_Electric_POS Terminal_E7 | F2 | Commercial | Miscellaneous | Existing | Office Equipment | Electric | POS Terminal | E7 | TRC BC Ratio | 0 | 0 | 0 | 0 | 0 | 0 | 0 | 0 | 0 | 0 | 0 | 0 | 0 | 0 | 0 | 0 | 0 | 0 | 0 | 0 | 0 | 0 | 0 | 0 | 0 | 0 | 0 | 0 | 0 | 0
F2_Commercial_Miscellaneous_Existing_Office Equipment_Electric_POS Terminal_E8 | F2 | Commercial | Miscellaneous | Existing | Office Equipment | Electric | POS Terminal | E8 | TRC BC Ratio | 0 | 0 | 0 | 0 | 0 | 0 | 0 | 0 | 0 | 0 | 0 | 0 | 0 | 0 | 0 | 0 | 0 | 0 | 0 | 0 | 0 | 0 | 0 | 0 | 0 | 0 | 0 | 0 | 0 | 0
F2_Commercial_Miscellaneous_Existing_Office Equipment_Electric_POS Terminal_E9 | F2 | Commercial | Miscellaneous | Existing | Office Equipment | Electric | POS Terminal | E9 | TRC BC Ratio | 0 | 0 | 0 | 0 | 0 | 0 | 0 | 0 | 0 | 0 | 0 | 0 | 0 | 0 | 0 | 0 | 0 | 0 | 0 | 0 | 0 | 0 | 0 | 0 | 0 | 0 | 0 | 0 | 0 | 0
F2_Commercial_Miscellaneous_Existing_Office Equipment_Electric_POS Terminal_E10 | F2 | Commercial | Miscellaneous | Existing | Office Equipment | Electric | POS Terminal | E10 | TRC BC Ratio | 0 | 0 | 0 | 0 | 0 | 0 | 0 | 0 | 0 | 0 | 0 | 0 | 0 | 0 | 0 | 0 | 0 | 0 | 0 | 0 | 0 | 0 | 0 | 0 | 0 | 0 | 0 | 0 | 0 | 0
F3_Commercial_Miscellaneous_Existing_Office Equipment_Electric_POS Terminal_E1 | F3 | Commercial | Miscellaneous | Existing | Office Equipment | Electric | POS Terminal | E1 | PACT BC Ratio | 0 | 0 | 0 | 0 | 0 | 0 | 0 | 0 | 0 | 0 | 0 | 0 | 0 | 0 | 0 | 0 | 0 | 0 | 0 | 0 | 0 | 0 | 0 | 0 | 0 | 0 | 0 | 0 | 0 | 0
F3_Commercial_Miscellaneous_Existing_Office Equipment_Electric_POS Terminal_E2 | F3 | Commercial | Miscellaneous | Existing | Office Equipment | Electric | POS Terminal | E2 | PACT BC Ratio | 0 | 0 | 0 | 0 | 0 | 0 | 0 | 0 | 0 | 0 | 0 | 0 | 0 | 0 | 0 | 0 | 0 | 0 | 0 | 0 | 0 | 0 | 0 | 0 | 0 | 0 | 0 | 0 | 0 | 0
F3_Commercial_Miscellaneous_Existing_Office Equipment_Electric_POS Terminal_E3 | F3 | Commercial | Miscellaneous | Existing | Office Equipment | Electric | POS Terminal | E3 | PACT BC Ratio | 0 | 0 | 0 | 0 | 0 | 0 | 0 | 0 | 0 | 0 | 0 | 0 | 0 | 0 | 0 | 0 | 0 | 0 | 0 | 0 | 0 | 0 | 0 | 0 | 0 | 0 | 0 | 0 | 0 | 0
F3_Commercial_Miscellaneous_Existing_Office Equipment_Electric_POS Terminal_E4 | F3 | Commercial | Miscellaneous | Existing | Office Equipment | Electric | POS Terminal | E4 | PACT BC Ratio | 0 | 0 | 0 | 0 | 0 | 0 | 0 | 0 | 0 | 0 | 0 | 0 | 0 | 0 | 0 | 0 | 0 | 0 | 0 | 0 | 0 | 0 | 0 | 0 | 0 | 0 | 0 | 0 | 0 | 0
F3_Commercial_Miscellaneous_Existing_Office Equipment_Electric_POS Terminal_E5 | F3 | Commercial | Miscellaneous | Existing | Office Equipment | Electric | POS Terminal | E5 | PACT BC Ratio | 0 | 0 | 0 | 0 | 0 | 0 | 0 | 0 | 0 | 0 | 0 | 0 | 0 | 0 | 0 | 0 | 0 | 0 | 0 | 0 | 0 | 0 | 0 | 0 | 0 | 0 | 0 | 0 | 0 | 0
F3_Commercial_Miscellaneous_Existing_Office Equipment_Electric_POS Terminal_E6 | F3 | Commercial | Miscellaneous | Existing | Office Equipment | Electric | POS Terminal | E6 | PACT BC Ratio | 0 | 0 | 0 | 0 | 0 | 0 | 0 | 0 | 0 | 0 | 0 | 0 | 0 | 0 | 0 | 0 | 0 | 0 | 0 | 0 | 0 | 0 | 0 | 0 | 0 | 0 | 0 | 0 | 0 | 0
F3_Commercial_Miscellaneous_Existing_Office Equipment_Electric_POS Terminal_E7 | F3 | Commercial | Miscellaneous | Existing | Office Equipment | Electric | POS Terminal | E7 | PACT BC Ratio | 0 | 0 | 0 | 0 | 0 | 0 | 0 | 0 | 0 | 0 | 0 | 0 | 0 | 0 | 0 | 0 | 0 | 0 | 0 | 0 | 0 | 0 | 0 | 0 | 0 | 0 | 0 | 0 | 0 | 0
F3_Commercial_Miscellaneous_Existing_Office Equipment_Electric_POS Terminal_E8 | F3 | Commercial | Miscellaneous | Existing | Office Equipment | Electric | POS Terminal | E8 | PACT BC Ratio | 0 | 0 | 0 | 0 | 0 | 0 | 0 | 0 | 0 | 0 | 0 | 0 | 0 | 0 | 0 | 0 | 0 | 0 | 0 | 0 | 0 | 0 | 0 | 0 | 0 | 0 | 0 | 0 | 0 | 0
F3_Commercial_Miscellaneous_Existing_Office Equipment_Electric_POS Terminal_E9 | F3 | Commercial | Miscellaneous | Existing | Office Equipment | Electric | POS Terminal | E9 | PACT BC Ratio | 0 | 0 | 0 | 0 | 0 | 0 | 0 | 0 | 0 | 0 | 0 | 0 | 0 | 0 | 0 | 0 | 0 | 0 | 0 | 0 | 0 | 0 | 0 | 0 | 0 | 0 | 0 | 0 | 0 | 0
F3_Commercial_Miscellaneous_Existing_Office Equipment_Electric_POS Terminal_E10 | F3 | Commercial | Miscellaneous | Existing | Office Equipment | Electric | POS Terminal | E10 | PACT BC Ratio | 0 | 0 | 0 | 0 | 0 | 0 | 0 | 0 | 0 | 0 | 0 | 0 | 0 | 0 | 0 | 0 | 0 | 0 | 0 | 0 | 0 | 0 | 0 | 0 | 0 | 0 | 0 | 0 | 0 | 0
F4_Commercial_Miscellaneous_Existing_Office Equipment_Electric_POS Terminal_E1 | F4 | Commercial | Miscellaneous | Existing | Office Equipment | Electric | POS Terminal | E1 | RVT BC Ratio | 0 | 0 | 0 | 0 | 0 | 0 | 0 | 0 | 0 | 0 | 0 | 0 | 0 | 0 | 0 | 0 | 0 | 0 | 0 | 0 | 0 | 0 | 0 | 0 | 0 | 0 | 0 | 0 | 0 | 0
F4_Commercial_Miscellaneous_Existing_Office Equipment_Electric_POS Terminal_E2 | F4 | Commercial | Miscellaneous | Existing | Office Equipment | Electric | POS Terminal | E2 | RVT BC Ratio | 0 | 0 | 0 | 0 | 0 | 0 | 0 | 0 | 0 | 0 | 0 | 0 | 0 | 0 | 0 | 0 | 0 | 0 | 0 | 0 | 0 | 0 | 0 | 0 | 0 | 0 | 0 | 0 | 0 | 0
F4_Commercial_Miscellaneous_Existing_Office Equipment_Electric_POS Terminal_E3 | F4 | Commercial | Miscellaneous | Existing | Office Equipment | Electric | POS Terminal | E3 | RVT BC Ratio | 0 | 0 | 0 | 0 | 0 | 0 | 0 | 0 | 0 | 0 | 0 | 0 | 0 | 0 | 0 | 0 | 0 | 0 | 0 | 0 | 0 | 0 | 0 | 0 | 0 | 0 | 0 | 0 | 0 | 0
F4_Commercial_Miscellaneous_Existing_Office Equipment_Electric_POS Terminal_E4 | F4 | Commercial | Miscellaneous | Existing | Office Equipment | Electric | POS Terminal | E4 | RVT BC Ratio | 0 | 0 | 0 | 0 | 0 | 0 | 0 | 0 | 0 | 0 | 0 | 0 | 0 | 0 | 0 | 0 | 0 | 0 | 0 | 0 | 0 | 0 | 0 | 0 | 0 | 0 | 0 | 0 | 0 | 0
F4_Commercial_Miscellaneous_Existing_Office Equipment_Electric_POS Terminal_E5 | F4 | Commercial | Miscellaneous | Existing | Office Equipment | Electric | POS Terminal | E5 | RVT BC Ratio | 0 | 0 | 0 | 0 | 0 | 0 | 0 | 0 | 0 | 0 | 0 | 0 | 0 | 0 | 0 | 0 | 0 | 0 | 0 | 0 | 0 | 0 | 0 | 0 | 0 | 0 | 0 | 0 | 0 | 0
F4_Commercial_Miscellaneous_Existing_Office Equipment_Electric_POS Terminal_E6 | F4 | Commercial | Miscellaneous | Existing | Office Equipment | Electric | POS Terminal | E6 | RVT BC Ratio | 0 | 0 | 0 | 0 | 0 | 0 | 0 | 0 | 0 | 0 | 0 | 0 | 0 | 0 | 0 | 0 | 0 | 0 | 0 | 0 | 0 | 0 | 0 | 0 | 0 | 0 | 0 | 0 | 0 | 0
F4_Commercial_Miscellaneous_Existing_Office Equipment_Electric_POS Terminal_E7 | F4 | Commercial | Miscellaneous | Existing | Office Equipment | Electric | POS Terminal | E7 | RVT BC Ratio | 0 | 0 | 0 | 0 | 0 | 0 | 0 | 0 | 0 | 0 | 0 | 0 | 0 | 0 | 0 | 0 | 0 | 0 | 0 | 0 | 0 | 0 | 0 | 0 | 0 | 0 | 0 | 0 | 0 | 0
F4_Commercial_Miscellaneous_Existing_Office Equipment_Electric_POS Terminal_E8 | F4 | Commercial | Miscellaneous | Existing | Office Equipment | Electric | POS Terminal | E8 | RVT BC Ratio | 0 | 0 | 0 | 0 | 0 | 0 | 0 | 0 | 0 | 0 | 0 | 0 | 0 | 0 | 0 | 0 | 0 | 0 | 0 | 0 | 0 | 0 | 0 | 0 | 0 | 0 | 0 | 0 | 0 | 0
F4_Commercial_Miscellaneous_Existing_Office Equipment_Electric_POS Terminal_E9 | F4 | Commercial | Miscellaneous | Existing | Office Equipment | Electric | POS Terminal | E9 | RVT BC Ratio | 0 | 0 | 0 | 0 | 0 | 0 | 0 | 0 | 0 | 0 | 0 | 0 | 0 | 0 | 0 | 0 | 0 | 0 | 0 | 0 | 0 | 0 | 0 | 0 | 0 | 0 | 0 | 0 | 0 | 0
F4_Commercial_Miscellaneous_Existing_Office Equipment_Electric_POS Terminal_E10 | F4 | Commercial | Miscellaneous | Existing | Office Equipment | Electric | POS Terminal | E10 | RVT BC Ratio | 0 | 0 | 0 | 0 | 0 | 0 | 0 | 0 | 0 | 0 | 0 | 0 | 0 | 0 | 0 | 0 | 0 | 0 | 0 | 0 | 0 | 0 | 0 | 0 | 0 | 0 | 0 | 0 | 0 | 0
F5_Commercial_Miscellaneous_Existing_Office Equipment_Electric_POS Terminal_E1 | F5 | Commercial | Miscellaneous | Existing | Office Equipment | Electric | POS Terminal | E1 | RIM BC Ratio | 0 | 0 | 0 | 0 | 0 | 0 | 0 | 0 | 0 | 0 | 0 | 0 | 0 | 0 | 0 | 0 | 0 | 0 | 0 | 0 | 0 | 0 | 0 | 0 | 0 | 0 | 0 | 0 | 0 | 0
F5_Commercial_Miscellaneous_Existing_Office Equipment_Electric_POS Terminal_E2 | F5 | Commercial | Miscellaneous | Existing | Office Equipment | Electric | POS Terminal | E2 | RIM BC Ratio | 0 | 0 | 0 | 0 | 0 | 0 | 0 | 0 | 0 | 0 | 0 | 0 | 0 | 0 | 0 | 0 | 0 | 0 | 0 | 0 | 0 | 0 | 0 | 0 | 0 | 0 | 0 | 0 | 0 | 0
F5_Commercial_Miscellaneous_Existing_Office Equipment_Electric_POS Terminal_E3 | F5 | Commercial | Miscellaneous | Existing | Office Equipment | Electric | POS Terminal | E3 | RIM BC Ratio | 0 | 0 | 0 | 0 | 0 | 0 | 0 | 0 | 0 | 0 | 0 | 0 | 0 | 0 | 0 | 0 | 0 | 0 | 0 | 0 | 0 | 0 | 0 | 0 | 0 | 0 | 0 | 0 | 0 | 0
F5_Commercial_Miscellaneous_Existing_Office Equipment_Electric_POS Terminal_E4 | F5 | Commercial | Miscellaneous | Existing | Office Equipment | Electric | POS Terminal | E4 | RIM BC Ratio | 0 | 0 | 0 | 0 | 0 | 0 | 0 | 0 | 0 | 0 | 0 | 0 | 0 | 0 | 0 | 0 | 0 | 0 | 0 | 0 | 0 | 0 | 0 | 0 | 0 | 0 | 0 | 0 | 0 | 0
F5_Commercial_Miscellaneous_Existing_Office Equipment_Electric_POS Terminal_E5 | F5 | Commercial | Miscellaneous | Existing | Office Equipment | Electric | POS Terminal | E5 | RIM BC Ratio | 0 | 0 | 0 | 0 | 0 | 0 | 0 | 0 | 0 | 0 | 0 | 0 | 0 | 0 | 0 | 0 | 0 | 0 | 0 | 0 | 0 | 0 | 0 | 0 | 0 | 0 | 0 | 0 | 0 | 0
F5_Commercial_Miscellaneous_Existing_Office Equipment_Electric_POS Terminal_E6 | F5 | Commercial | Miscellaneous | Existing | Office Equipment | Electric | POS Terminal | E6 | RIM BC Ratio | 0 | 0 | 0 | 0 | 0 | 0 | 0 | 0 | 0 | 0 | 0 | 0 | 0 | 0 | 0 | 0 | 0 | 0 | 0 | 0 | 0 | 0 | 0 | 0 | 0 | 0 | 0 | 0 | 0 | 0
F5_Commercial_Miscellaneous_Existing_Office Equipment_Electric_POS Terminal_E7 | F5 | Commercial | Miscellaneous | Existing | Office Equipment | Electric | POS Terminal | E7 | RIM BC Ratio | 0 | 0 | 0 | 0 | 0 | 0 | 0 | 0 | 0 | 0 | 0 | 0 | 0 | 0 | 0 | 0 | 0 | 0 | 0 | 0 | 0 | 0 | 0 | 0 | 0 | 0 | 0 | 0 | 0 | 0
F5_Commercial_Miscellaneous_Existing_Office Equipment_Electric_POS Terminal_E8 | F5 | Commercial | Miscellaneous | Existing | Office Equipment | Electric | POS Terminal | E8 | RIM BC Ratio | 0 | 0 | 0 | 0 | 0 | 0 | 0 | 0 | 0 | 0 | 0 | 0 | 0 | 0 | 0 | 0 | 0 | 0 | 0 | 0 | 0 | 0 | 0 | 0 | 0 | 0 | 0 | 0 | 0 | 0
F5_Commercial_Miscellaneous_Existing_Office Equipment_Electric_POS Terminal_E9 | F5 | Commercial | Miscellaneous | Existing | Office Equipment | Electric | POS Terminal | E9 | RIM BC Ratio | 0 | 0 | 0 | 0 | 0 | 0 | 0 | 0 | 0 | 0 | 0 | 0 | 0 | 0 | 0 | 0 | 0 | 0 | 0 | 0 | 0 | 0 | 0 | 0 | 0 | 0 | 0 | 0 | 0 | 0
F5_Commercial_Miscellaneous_Existing_Office Equipment_Electric_POS Terminal_E10 | F5 | Commercial | Miscellaneous | Existing | Office Equipment | Electric | POS Terminal | E10 | RIM BC Ratio | 0 | 0 | 0 | 0 | 0 | 0 | 0 | 0 | 0 | 0 | 0 | 0 | 0 | 0 | 0 | 0 | 0 | 0 | 0 | 0 | 0 | 0 | 0 | 0 | 0 | 0 | 0 | 0 | 0 | 0
F0_Commercial_Miscellaneous_Existing_Miscellaneous_Electric_Non-HVAC Motors_E0 | F0 | Commercial | Miscellaneous | Existing | Miscellaneous | Electric | Non-HVAC Motors | E0 | Economic Unit | 0 | 0 | 0 | 0 | 0 | 0 | 0 | 0 | 0 | 0 | 0 | 0 | 0 | 0 | 0 | 0 | 0 | 0 | 0 | 0 | 0 | 0 | 0 | 0 | 0 | 0 | 0 | 0 | 0 | 0
F1_Commercial_Miscellaneous_Existing_Miscellaneous_Electric_Non-HVAC Motors_E1 | F1 | Commercial | Miscellaneous | Existing | Miscellaneous | Electric | Non-HVAC Motors | E1 | CCE | 0 | 0 | 0 | 0 | 0 | 0 | 0 | 0 | 0 | 0 | 0 | 0 | 0 | 0 | 0 | 0 | 0 | 0 | 0 | 0 | 0 | 0 | 0 | 0 | 0 | 0 | 0 | 0 | 0 | 0
F1_Commercial_Miscellaneous_Existing_Miscellaneous_Electric_Non-HVAC Motors_E2 | F1 | Commercial | Miscellaneous | Existing | Miscellaneous | Electric | Non-HVAC Motors | E2 | CCE | 0 | 0 | 0 | 0 | 0 | 0 | 0 | 0 | 0 | 0 | 0 | 0 | 0 | 0 | 0 | 0 | 0 | 0 | 0 | 0 | 0 | 0 | 0 | 0 | 0 | 0 | 0 | 0 | 0 | 0
F1_Commercial_Miscellaneous_Existing_Miscellaneous_Electric_Non-HVAC Motors_E3 | F1 | Commercial | Miscellaneous | Existing | Miscellaneous | Electric | Non-HVAC Motors | E3 | CCE | 0 | 0 | 0 | 0 | 0 | 0 | 0 | 0 | 0 | 0 | 0 | 0 | 0 | 0 | 0 | 0 | 0 | 0 | 0 | 0 | 0 | 0 | 0 | 0 | 0 | 0 | 0 | 0 | 0 | 0
F1_Commercial_Miscellaneous_Existing_Miscellaneous_Electric_Non-HVAC Motors_E4 | F1 | Commercial | Miscellaneous | Existing | Miscellaneous | Electric | Non-HVAC Motors | E4 | CCE | 0 | 0 | 0 | 0 | 0 | 0 | 0 | 0 | 0 | 0 | 0 | 0 | 0 | 0 | 0 | 0 | 0 | 0 | 0 | 0 | 0 | 0 | 0 | 0 | 0 | 0 | 0 | 0 | 0 | 0
F1_Commercial_Miscellaneous_Existing_Miscellaneous_Electric_Non-HVAC Motors_E5 | F1 | Commercial | Miscellaneous | Existing | Miscellaneous | Electric | Non-HVAC Motors | E5 | CCE | 0 | 0 | 0 | 0 | 0 | 0 | 0 | 0 | 0 | 0 | 0 | 0 | 0 | 0 | 0 | 0 | 0 | 0 | 0 | 0 | 0 | 0 | 0 | 0 | 0 | 0 | 0 | 0 | 0 | 0
F1_Commercial_Miscellaneous_Existing_Miscellaneous_Electric_Non-HVAC Motors_E6 | F1 | Commercial | Miscellaneous | Existing | Miscellaneous | Electric | Non-HVAC Motors | E6 | CCE | 0 | 0 | 0 | 0 | 0 | 0 | 0 | 0 | 0 | 0 | 0 | 0 | 0 | 0 | 0 | 0 | 0 | 0 | 0 | 0 | 0 | 0 | 0 | 0 | 0 | 0 | 0 | 0 | 0 | 0
F1_Commercial_Miscellaneous_Existing_Miscellaneous_Electric_Non-HVAC Motors_E7 | F1 | Commercial | Miscellaneous | Existing | Miscellaneous | Electric | Non-HVAC Motors | E7 | CCE | 0 | 0 | 0 | 0 | 0 | 0 | 0 | 0 | 0 | 0 | 0 | 0 | 0 | 0 | 0 | 0 | 0 | 0 | 0 | 0 | 0 | 0 | 0 | 0 | 0 | 0 | 0 | 0 | 0 | 0
F1_Commercial_Miscellaneous_Existing_Miscellaneous_Electric_Non-HVAC Motors_E8 | F1 | Commercial | Miscellaneous | Existing | Miscellaneous | Electric | Non-HVAC Motors | E8 | CCE | 0 | 0 | 0 | 0 | 0 | 0 | 0 | 0 | 0 | 0 | 0 | 0 | 0 | 0 | 0 | 0 | 0 | 0 | 0 | 0 | 0 | 0 | 0 | 0 | 0 | 0 | 0 | 0 | 0 | 0
F1_Commercial_Miscellaneous_Existing_Miscellaneous_Electric_Non-HVAC Motors_E9 | F1 | Commercial | Miscellaneous | Existing | Miscellaneous | Electric | Non-HVAC Motors | E9 | CCE | 0 | 0 | 0 | 0 | 0 | 0 | 0 | 0 | 0 | 0 | 0 | 0 | 0 | 0 | 0 | 0 | 0 | 0 | 0 | 0 | 0 | 0 | 0 | 0 | 0 | 0 | 0 | 0 | 0 | 0
F1_Commercial_Miscellaneous_Existing_Miscellaneous_Electric_Non-HVAC Motors_E10 | F1 | Commercial | Miscellaneous | Existing | Miscellaneous | Electric | Non-HVAC Motors | E10 | CCE | 0 | 0 | 0 | 0 | 0 | 0 | 0 | 0 | 0 | 0 | 0 | 0 | 0 | 0 | 0 | 0 | 0 | 0 | 0 | 0 | 0 | 0 | 0 | 0 | 0 | 0 | 0 | 0 | 0 | 0
F2_Commercial_Miscellaneous_Existing_Miscellaneous_Electric_Non-HVAC Motors_E1 | F2 | Commercial | Miscellaneous | Existing | Miscellaneous | Electric | Non-HVAC Motors | E1 | TRC BC Ratio | 0 | 0 | 0 | 0 | 0 | 0 | 0 | 0 | 0 | 0 | 0 | 0 | 0 | 0 | 0 | 0 | 0 | 0 | 0 | 0 | 0 | 0 | 0 | 0 | 0 | 0 | 0 | 0 | 0 | 0
F2_Commercial_Miscellaneous_Existing_Miscellaneous_Electric_Non-HVAC Motors_E2 | F2 | Commercial | Miscellaneous | Existing | Miscellaneous | Electric | Non-HVAC Motors | E2 | TRC BC Ratio | 0 | 0 | 0 | 0 | 0 | 0 | 0 | 0 | 0 | 0 | 0 | 0 | 0 | 0 | 0 | 0 | 0 | 0 | 0 | 0 | 0 | 0 | 0 | 0 | 0 | 0 | 0 | 0 | 0 | 0
F2_Commercial_Miscellaneous_Existing_Miscellaneous_Electric_Non-HVAC Motors_E3 | F2 | Commercial | Miscellaneous | Existing | Miscellaneous | Electric | Non-HVAC Motors | E3 | TRC BC Ratio | 0 | 0 | 0 | 0 | 0 | 0 | 0 | 0 | 0 | 0 | 0 | 0 | 0 | 0 | 0 | 0 | 0 | 0 | 0 | 0 | 0 | 0 | 0 | 0 | 0 | 0 | 0 | 0 | 0 | 0
F2_Commercial_Miscellaneous_Existing_Miscellaneous_Electric_Non-HVAC Motors_E4 | F2 | Commercial | Miscellaneous | Existing | Miscellaneous | Electric | Non-HVAC Motors | E4 | TRC BC Ratio | 0 | 0 | 0 | 0 | 0 | 0 | 0 | 0 | 0 | 0 | 0 | 0 | 0 | 0 | 0 | 0 | 0 | 0 | 0 | 0 | 0 | 0 | 0 | 0 | 0 | 0 | 0 | 0 | 0 | 0
F2_Commercial_Miscellaneous_Existing_Miscellaneous_Electric_Non-HVAC Motors_E5 | F2 | Commercial | Miscellaneous | Existing | Miscellaneous | Electric | Non-HVAC Motors | E5 | TRC BC Ratio | 0 | 0 | 0 | 0 | 0 | 0 | 0 | 0 | 0 | 0 | 0 | 0 | 0 | 0 | 0 | 0 | 0 | 0 | 0 | 0 | 0 | 0 | 0 | 0 | 0 | 0 | 0 | 0 | 0 | 0
F2_Commercial_Miscellaneous_Existing_Miscellaneous_Electric_Non-HVAC Motors_E6 | F2 | Commercial | Miscellaneous | Existing | Miscellaneous | Electric | Non-HVAC Motors | E6 | TRC BC Ratio | 0 | 0 | 0 | 0 | 0 | 0 | 0 | 0 | 0 | 0 | 0 | 0 | 0 | 0 | 0 | 0 | 0 | 0 | 0 | 0 | 0 | 0 | 0 | 0 | 0 | 0 | 0 | 0 | 0 | 0
F2_Commercial_Miscellaneous_Existing_Miscellaneous_Electric_Non-HVAC Motors_E7 | F2 | Commercial | Miscellaneous | Existing | Miscellaneous | Electric | Non-HVAC Motors | E7 | TRC BC Ratio | 0 | 0 | 0 | 0 | 0 | 0 | 0 | 0 | 0 | 0 | 0 | 0 | 0 | 0 | 0 | 0 | 0 | 0 | 0 | 0 | 0 | 0 | 0 | 0 | 0 | 0 | 0 | 0 | 0 | 0
F2_Commercial_Miscellaneous_Existing_Miscellaneous_Electric_Non-HVAC Motors_E8 | F2 | Commercial | Miscellaneous | Existing | Miscellaneous | Electric | Non-HVAC Motors | E8 | TRC BC Ratio | 0 | 0 | 0 | 0 | 0 | 0 | 0 | 0 | 0 | 0 | 0 | 0 | 0 | 0 | 0 | 0 | 0 | 0 | 0 | 0 | 0 | 0 | 0 | 0 | 0 | 0 | 0 | 0 | 0 | 0
F2_Commercial_Miscellaneous_Existing_Miscellaneous_Electric_Non-HVAC Motors_E9 | F2 | Commercial | Miscellaneous | Existing | Miscellaneous | Electric | Non-HVAC Motors | E9 | TRC BC Ratio | 0 | 0 | 0 | 0 | 0 | 0 | 0 | 0 | 0 | 0 | 0 | 0 | 0 | 0 | 0 | 0 | 0 | 0 | 0 | 0 | 0 | 0 | 0 | 0 | 0 | 0 | 0 | 0 | 0 | 0
F2_Commercial_Miscellaneous_Existing_Miscellaneous_Electric_Non-HVAC Motors_E10 | F2 | Commercial | Miscellaneous | Existing | Miscellaneous | Electric | Non-HVAC Motors | E10 | TRC BC Ratio | 0 | 0 | 0 | 0 | 0 | 0 | 0 | 0 | 0 | 0 | 0 | 0 | 0 | 0 | 0 | 0 | 0 | 0 | 0 | 0 | 0 | 0 | 0 | 0 | 0 | 0 | 0 | 0 | 0 | 0
F3_Commercial_Miscellaneous_Existing_Miscellaneous_Electric_Non-HVAC Motors_E1 | F3 | Commercial | Miscellaneous | Existing | Miscellaneous | Electric | Non-HVAC Motors | E1 | PACT BC Ratio | 0 | 0 | 0 | 0 | 0 | 0 | 0 | 0 | 0 | 0 | 0 | 0 | 0 | 0 | 0 | 0 | 0 | 0 | 0 | 0 | 0 | 0 | 0 | 0 | 0 | 0 | 0 | 0 | 0 | 0
F3_Commercial_Miscellaneous_Existing_Miscellaneous_Electric_Non-HVAC Motors_E2 | F3 | Commercial | Miscellaneous | Existing | Miscellaneous | Electric | Non-HVAC Motors | E2 | PACT BC Ratio | 0 | 0 | 0 | 0 | 0 | 0 | 0 | 0 | 0 | 0 | 0 | 0 | 0 | 0 | 0 | 0 | 0 | 0 | 0 | 0 | 0 | 0 | 0 | 0 | 0 | 0 | 0 | 0 | 0 | 0
F3_Commercial_Miscellaneous_Existing_Miscellaneous_Electric_Non-HVAC Motors_E3 | F3 | Commercial | Miscellaneous | Existing | Miscellaneous | Electric | Non-HVAC Motors | E3 | PACT BC Ratio | 0 | 0 | 0 | 0 | 0 | 0 | 0 | 0 | 0 | 0 | 0 | 0 | 0 | 0 | 0 | 0 | 0 | 0 | 0 | 0 | 0 | 0 | 0 | 0 | 0 | 0 | 0 | 0 | 0 | 0
F3_Commercial_Miscellaneous_Existing_Miscellaneous_Electric_Non-HVAC Motors_E4 | F3 | Commercial | Miscellaneous | Existing | Miscellaneous | Electric | Non-HVAC Motors | E4 | PACT BC Ratio | 0 | 0 | 0 | 0 | 0 | 0 | 0 | 0 | 0 | 0 | 0 | 0 | 0 | 0 | 0 | 0 | 0 | 0 | 0 | 0 | 0 | 0 | 0 | 0 | 0 | 0 | 0 | 0 | 0 | 0
F3_Commercial_Miscellaneous_Existing_Miscellaneous_Electric_Non-HVAC Motors_E5 | F3 | Commercial | Miscellaneous | Existing | Miscellaneous | Electric | Non-HVAC Motors | E5 | PACT BC Ratio | 0 | 0 | 0 | 0 | 0 | 0 | 0 | 0 | 0 | 0 | 0 | 0 | 0 | 0 | 0 | 0 | 0 | 0 | 0 | 0 | 0 | 0 | 0 | 0 | 0 | 0 | 0 | 0 | 0 | 0
F3_Commercial_Miscellaneous_Existing_Miscellaneous_Electric_Non-HVAC Motors_E6 | F3 | Commercial | Miscellaneous | Existing | Miscellaneous | Electric | Non-HVAC Motors | E6 | PACT BC Ratio | 0 | 0 | 0 | 0 | 0 | 0 | 0 | 0 | 0 | 0 | 0 | 0 | 0 | 0 | 0 | 0 | 0 | 0 | 0 | 0 | 0 | 0 | 0 | 0 | 0 | 0 | 0 | 0 | 0 | 0
F3_Commercial_Miscellaneous_Existing_Miscellaneous_Electric_Non-HVAC Motors_E7 | F3 | Commercial | Miscellaneous | Existing | Miscellaneous | Electric | Non-HVAC Motors | E7 | PACT BC Ratio | 0 | 0 | 0 | 0 | 0 | 0 | 0 | 0 | 0 | 0 | 0 | 0 | 0 | 0 | 0 | 0 | 0 | 0 | 0 | 0 | 0 | 0 | 0 | 0 | 0 | 0 | 0 | 0 | 0 | 0
F3_Commercial_Miscellaneous_Existing_Miscellaneous_Electric_Non-HVAC Motors_E8 | F3 | Commercial | Miscellaneous | Existing | Miscellaneous | Electric | Non-HVAC Motors | E8 | PACT BC Ratio | 0 | 0 | 0 | 0 | 0 | 0 | 0 | 0 | 0 | 0 | 0 | 0 | 0 | 0 | 0 | 0 | 0 | 0 | 0 | 0 | 0 | 0 | 0 | 0 | 0 | 0 | 0 | 0 | 0 | 0
F3_Commercial_Miscellaneous_Existing_Miscellaneous_Electric_Non-HVAC Motors_E9 | F3 | Commercial | Miscellaneous | Existing | Miscellaneous | Electric | Non-HVAC Motors | E9 | PACT BC Ratio | 0 | 0 | 0 | 0 | 0 | 0 | 0 | 0 | 0 | 0 | 0 | 0 | 0 | 0 | 0 | 0 | 0 | 0 | 0 | 0 | 0 | 0 | 0 | 0 | 0 | 0 | 0 | 0 | 0 | 0
F3_Commercial_Miscellaneous_Existing_Miscellaneous_Electric_Non-HVAC Motors_E10 | F3 | Commercial | Miscellaneous | Existing | Miscellaneous | Electric | Non-HVAC Motors | E10 | PACT BC Ratio | 0 | 0 | 0 | 0 | 0 | 0 | 0 | 0 | 0 | 0 | 0 | 0 | 0 | 0 | 0 | 0 | 0 | 0 | 0 | 0 | 0 | 0 | 0 | 0 | 0 | 0 | 0 | 0 | 0 | 0
F4_Commercial_Miscellaneous_Existing_Miscellaneous_Electric_Non-HVAC Motors_E1 | F4 | Commercial | Miscellaneous | Existing | Miscellaneous | Electric | Non-HVAC Motors | E1 | RVT BC Ratio | 0 | 0 | 0 | 0 | 0 | 0 | 0 | 0 | 0 | 0 | 0 | 0 | 0 | 0 | 0 | 0 | 0 | 0 | 0 | 0 | 0 | 0 | 0 | 0 | 0 | 0 | 0 | 0 | 0 | 0
F4_Commercial_Miscellaneous_Existing_Miscellaneous_Electric_Non-HVAC Motors_E2 | F4 | Commercial | Miscellaneous | Existing | Miscellaneous | Electric | Non-HVAC Motors | E2 | RVT BC Ratio | 0 | 0 | 0 | 0 | 0 | 0 | 0 | 0 | 0 | 0 | 0 | 0 | 0 | 0 | 0 | 0 | 0 | 0 | 0 | 0 | 0 | 0 | 0 | 0 | 0 | 0 | 0 | 0 | 0 | 0
F4_Commercial_Miscellaneous_Existing_Miscellaneous_Electric_Non-HVAC Motors_E3 | F4 | Commercial | Miscellaneous | Existing | Miscellaneous | Electric | Non-HVAC Motors | E3 | RVT BC Ratio | 0 | 0 | 0 | 0 | 0 | 0 | 0 | 0 | 0 | 0 | 0 | 0 | 0 | 0 | 0 | 0 | 0 | 0 | 0 | 0 | 0 | 0 | 0 | 0 | 0 | 0 | 0 | 0 | 0 | 0
F4_Commercial_Miscellaneous_Existing_Miscellaneous_Electric_Non-HVAC Motors_E4 | F4 | Commercial | Miscellaneous | Existing | Miscellaneous | Electric | Non-HVAC Motors | E4 | RVT BC Ratio | 0 | 0 | 0 | 0 | 0 | 0 | 0 | 0 | 0 | 0 | 0 | 0 | 0 | 0 | 0 | 0 | 0 | 0 | 0 | 0 | 0 | 0 | 0 | 0 | 0 | 0 | 0 | 0 | 0 | 0
F4_Commercial_Miscellaneous_Existing_Miscellaneous_Electric_Non-HVAC Motors_E5 | F4 | Commercial | Miscellaneous | Existing | Miscellaneous | Electric | Non-HVAC Motors | E5 | RVT BC Ratio | 0 | 0 | 0 | 0 | 0 | 0 | 0 | 0 | 0 | 0 | 0 | 0 | 0 | 0 | 0 | 0 | 0 | 0 | 0 | 0 | 0 | 0 | 0 | 0 | 0 | 0 | 0 | 0 | 0 | 0
F4_Commercial_Miscellaneous_Existing_Miscellaneous_Electric_Non-HVAC Motors_E6 | F4 | Commercial | Miscellaneous | Existing | Miscellaneous | Electric | Non-HVAC Motors | E6 | RVT BC Ratio | 0 | 0 | 0 | 0 | 0 | 0 | 0 | 0 | 0 | 0 | 0 | 0 | 0 | 0 | 0 | 0 | 0 | 0 | 0 | 0 | 0 | 0 | 0 | 0 | 0 | 0 | 0 | 0 | 0 | 0
F4_Commercial_Miscellaneous_Existing_Miscellaneous_Electric_Non-HVAC Motors_E7 | F4 | Commercial | Miscellaneous | Existing | Miscellaneous | Electric | Non-HVAC Motors | E7 | RVT BC Ratio | 0 | 0 | 0 | 0 | 0 | 0 | 0 | 0 | 0 | 0 | 0 | 0 | 0 | 0 | 0 | 0 | 0 | 0 | 0 | 0 | 0 | 0 | 0 | 0 | 0 | 0 | 0 | 0 | 0 | 0
F4_Commercial_Miscellaneous_Existing_Miscellaneous_Electric_Non-HVAC Motors_E8 | F4 | Commercial | Miscellaneous | Existing | Miscellaneous | Electric | Non-HVAC Motors | E8 | RVT BC Ratio | 0 | 0 | 0 | 0 | 0 | 0 | 0 | 0 | 0 | 0 | 0 | 0 | 0 | 0 | 0 | 0 | 0 | 0 | 0 | 0 | 0 | 0 | 0 | 0 | 0 | 0 | 0 | 0 | 0 | 0
F4_Commercial_Miscellaneous_Existing_Miscellaneous_Electric_Non-HVAC Motors_E9 | F4 | Commercial | Miscellaneous | Existing | Miscellaneous | Electric | Non-HVAC Motors | E9 | RVT BC Ratio | 0 | 0 | 0 | 0 | 0 | 0 | 0 | 0 | 0 | 0 | 0 | 0 | 0 | 0 | 0 | 0 | 0 | 0 | 0 | 0 | 0 | 0 | 0 | 0 | 0 | 0 | 0 | 0 | 0 | 0
F4_Commercial_Miscellaneous_Existing_Miscellaneous_Electric_Non-HVAC Motors_E10 | F4 | Commercial | Miscellaneous | Existing | Miscellaneous | Electric | Non-HVAC Motors | E10 | RVT BC Ratio | 0 | 0 | 0 | 0 | 0 | 0 | 0 | 0 | 0 | 0 | 0 | 0 | 0 | 0 | 0 | 0 | 0 | 0 | 0 | 0 | 0 | 0 | 0 | 0 | 0 | 0 | 0 | 0 | 0 | 0
F5_Commercial_Miscellaneous_Existing_Miscellaneous_Electric_Non-HVAC Motors_E1 | F5 | Commercial | Miscellaneous | Existing | Miscellaneous | Electric | Non-HVAC Motors | E1 | RIM BC Ratio | 0 | 0 | 0 | 0 | 0 | 0 | 0 | 0 | 0 | 0 | 0 | 0 | 0 | 0 | 0 | 0 | 0 | 0 | 0 | 0 | 0 | 0 | 0 | 0 | 0 | 0 | 0 | 0 | 0 | 0
F5_Commercial_Miscellaneous_Existing_Miscellaneous_Electric_Non-HVAC Motors_E2 | F5 | Commercial | Miscellaneous | Existing | Miscellaneous | Electric | Non-HVAC Motors | E2 | RIM BC Ratio | 0 | 0 | 0 | 0 | 0 | 0 | 0 | 0 | 0 | 0 | 0 | 0 | 0 | 0 | 0 | 0 | 0 | 0 | 0 | 0 | 0 | 0 | 0 | 0 | 0 | 0 | 0 | 0 | 0 | 0
F5_Commercial_Miscellaneous_Existing_Miscellaneous_Electric_Non-HVAC Motors_E3 | F5 | Commercial | Miscellaneous | Existing | Miscellaneous | Electric | Non-HVAC Motors | E3 | RIM BC Ratio | 0 | 0 | 0 | 0 | 0 | 0 | 0 | 0 | 0 | 0 | 0 | 0 | 0 | 0 | 0 | 0 | 0 | 0 | 0 | 0 | 0 | 0 | 0 | 0 | 0 | 0 | 0 | 0 | 0 | 0
F5_Commercial_Miscellaneous_Existing_Miscellaneous_Electric_Non-HVAC Motors_E4 | F5 | Commercial | Miscellaneous | Existing | Miscellaneous | Electric | Non-HVAC Motors | E4 | RIM BC Ratio | 0 | 0 | 0 | 0 | 0 | 0 | 0 | 0 | 0 | 0 | 0 | 0 | 0 | 0 | 0 | 0 | 0 | 0 | 0 | 0 | 0 | 0 | 0 | 0 | 0 | 0 | 0 | 0 | 0 | 0
F5_Commercial_Miscellaneous_Existing_Miscellaneous_Electric_Non-HVAC Motors_E5 | F5 | Commercial | Miscellaneous | Existing | Miscellaneous | Electric | Non-HVAC Motors | E5 | RIM BC Ratio | 0 | 0 | 0 | 0 | 0 | 0 | 0 | 0 | 0 | 0 | 0 | 0 | 0 | 0 | 0 | 0 | 0 | 0 | 0 | 0 | 0 | 0 | 0 | 0 | 0 | 0 | 0 | 0 | 0 | 0
F5_Commercial_Miscellaneous_Existing_Miscellaneous_Electric_Non-HVAC Motors_E6 | F5 | Commercial | Miscellaneous | Existing | Miscellaneous | Electric | Non-HVAC Motors | E6 | RIM BC Ratio | 0 | 0 | 0 | 0 | 0 | 0 | 0 | 0 | 0 | 0 | 0 | 0 | 0 | 0 | 0 | 0 | 0 | 0 | 0 | 0 | 0 | 0 | 0 | 0 | 0 | 0 | 0 | 0 | 0 | 0
F5_Commercial_Miscellaneous_Existing_Miscellaneous_Electric_Non-HVAC Motors_E7 | F5 | Commercial | Miscellaneous | Existing | Miscellaneous | Electric | Non-HVAC Motors | E7 | RIM BC Ratio | 0 | 0 | 0 | 0 | 0 | 0 | 0 | 0 | 0 | 0 | 0 | 0 | 0 | 0 | 0 | 0 | 0 | 0 | 0 | 0 | 0 | 0 | 0 | 0 | 0 | 0 | 0 | 0 | 0 | 0
F5_Commercial_Miscellaneous_Existing_Miscellaneous_Electric_Non-HVAC Motors_E8 | F5 | Commercial | Miscellaneous | Existing | Miscellaneous | Electric | Non-HVAC Motors | E8 | RIM BC Ratio | 0 | 0 | 0 | 0 | 0 | 0 | 0 | 0 | 0 | 0 | 0 | 0 | 0 | 0 | 0 | 0 | 0 | 0 | 0 | 0 | 0 | 0 | 0 | 0 | 0 | 0 | 0 | 0 | 0 | 0
F5_Commercial_Miscellaneous_Existing_Miscellaneous_Electric_Non-HVAC Motors_E9 | F5 | Commercial | Miscellaneous | Existing | Miscellaneous | Electric | Non-HVAC Motors | E9 | RIM BC Ratio | 0 | 0 | 0 | 0 | 0 | 0 | 0 | 0 | 0 | 0 | 0 | 0 | 0 | 0 | 0 | 0 | 0 | 0 | 0 | 0 | 0 | 0 | 0 | 0 | 0 | 0 | 0 | 0 | 0 | 0
F5_Commercial_Miscellaneous_Existing_Miscellaneous_Electric_Non-HVAC Motors_E10 | F5 | Commercial | Miscellaneous | Existing | Miscellaneous | Electric | Non-HVAC Motors | E10 | RIM BC Ratio | 0 | 0 | 0 | 0 | 0 | 0 | 0 | 0 | 0 | 0 | 0 | 0 | 0 | 0 | 0 | 0 | 0 | 0 | 0 | 0 | 0 | 0 | 0 | 0 | 0 | 0 | 0 | 0 | 0 | 0
F0_Commercial_Miscellaneous_Existing_Miscellaneous_Electric_Pool Pump_E0 | F0 | Commercial | Miscellaneous | Existing | Miscellaneous | Electric | Pool Pump | E0 | Economic Unit | 0 | 0 | 0 | 0 | 0 | 0 | 0 | 0 | 0 | 0 | 0 | 0 | 0 | 0 | 0 | 0 | 0 | 0 | 0 | 0 | 0 | 0 | 0 | 0 | 0 | 0 | 0 | 0 | 0 | 0
F1_Commercial_Miscellaneous_Existing_Miscellaneous_Electric_Pool Pump_E1 | F1 | Commercial | Miscellaneous | Existing | Miscellaneous | Electric | Pool Pump | E1 | CCE | 0 | 0 | 0 | 0 | 0 | 0 | 0 | 0 | 0 | 0 | 0 | 0 | 0 | 0 | 0 | 0 | 0 | 0 | 0 | 0 | 0 | 0 | 0 | 0 | 0 | 0 | 0 | 0 | 0 | 0
F1_Commercial_Miscellaneous_Existing_Miscellaneous_Electric_Pool Pump_E2 | F1 | Commercial | Miscellaneous | Existing | Miscellaneous | Electric | Pool Pump | E2 | CCE | 0 | 0 | 0 | 0 | 0 | 0 | 0 | 0 | 0 | 0 | 0 | 0 | 0 | 0 | 0 | 0 | 0 | 0 | 0 | 0 | 0 | 0 | 0 | 0 | 0 | 0 | 0 | 0 | 0 | 0
F1_Commercial_Miscellaneous_Existing_Miscellaneous_Electric_Pool Pump_E3 | F1 | Commercial | Miscellaneous | Existing | Miscellaneous | Electric | Pool Pump | E3 | CCE | 0 | 0 | 0 | 0 | 0 | 0 | 0 | 0 | 0 | 0 | 0 | 0 | 0 | 0 | 0 | 0 | 0 | 0 | 0 | 0 | 0 | 0 | 0 | 0 | 0 | 0 | 0 | 0 | 0 | 0
F1_Commercial_Miscellaneous_Existing_Miscellaneous_Electric_Pool Pump_E4 | F1 | Commercial | Miscellaneous | Existing | Miscellaneous | Electric | Pool Pump | E4 | CCE | 0 | 0 | 0 | 0 | 0 | 0 | 0 | 0 | 0 | 0 | 0 | 0 | 0 | 0 | 0 | 0 | 0 | 0 | 0 | 0 | 0 | 0 | 0 | 0 | 0 | 0 | 0 | 0 | 0 | 0
F1_Commercial_Miscellaneous_Existing_Miscellaneous_Electric_Pool Pump_E5 | F1 | Commercial | Miscellaneous | Existing | Miscellaneous | Electric | Pool Pump | E5 | CCE | 0 | 0 | 0 | 0 | 0 | 0 | 0 | 0 | 0 | 0 | 0 | 0 | 0 | 0 | 0 | 0 | 0 | 0 | 0 | 0 | 0 | 0 | 0 | 0 | 0 | 0 | 0 | 0 | 0 | 0
F1_Commercial_Miscellaneous_Existing_Miscellaneous_Electric_Pool Pump_E6 | F1 | Commercial | Miscellaneous | Existing | Miscellaneous | Electric | Pool Pump | E6 | CCE | 0 | 0 | 0 | 0 | 0 | 0 | 0 | 0 | 0 | 0 | 0 | 0 | 0 | 0 | 0 | 0 | 0 | 0 | 0 | 0 | 0 | 0 | 0 | 0 | 0 | 0 | 0 | 0 | 0 | 0
F1_Commercial_Miscellaneous_Existing_Miscellaneous_Electric_Pool Pump_E7 | F1 | Commercial | Miscellaneous | Existing | Miscellaneous | Electric | Pool Pump | E7 | CCE | 0 | 0 | 0 | 0 | 0 | 0 | 0 | 0 | 0 | 0 | 0 | 0 | 0 | 0 | 0 | 0 | 0 | 0 | 0 | 0 | 0 | 0 | 0 | 0 | 0 | 0 | 0 | 0 | 0 | 0
F1_Commercial_Miscellaneous_Existing_Miscellaneous_Electric_Pool Pump_E8 | F1 | Commercial | Miscellaneous | Existing | Miscellaneous | Electric | Pool Pump | E8 | CCE | 0 | 0 | 0 | 0 | 0 | 0 | 0 | 0 | 0 | 0 | 0 | 0 | 0 | 0 | 0 | 0 | 0 | 0 | 0 | 0 | 0 | 0 | 0 | 0 | 0 | 0 | 0 | 0 | 0 | 0
F1_Commercial_Miscellaneous_Existing_Miscellaneous_Electric_Pool Pump_E9 | F1 | Commercial | Miscellaneous | Existing | Miscellaneous | Electric | Pool Pump | E9 | CCE | 0 | 0 | 0 | 0 | 0 | 0 | 0 | 0 | 0 | 0 | 0 | 0 | 0 | 0 | 0 | 0 | 0 | 0 | 0 | 0 | 0 | 0 | 0 | 0 | 0 | 0 | 0 | 0 | 0 | 0
F1_Commercial_Miscellaneous_Existing_Miscellaneous_Electric_Pool Pump_E10 | F1 | Commercial | Miscellaneous | Existing | Miscellaneous | Electric | Pool Pump | E10 | CCE | 0 | 0 | 0 | 0 | 0 | 0 | 0 | 0 | 0 | 0 | 0 | 0 | 0 | 0 | 0 | 0 | 0 | 0 | 0 | 0 | 0 | 0 | 0 | 0 | 0 | 0 | 0 | 0 | 0 | 0
F2_Commercial_Miscellaneous_Existing_Miscellaneous_Electric_Pool Pump_E1 | F2 | Commercial | Miscellaneous | Existing | Miscellaneous | Electric | Pool Pump | E1 | TRC BC Ratio | 0 | 0 | 0 | 0 | 0 | 0 | 0 | 0 | 0 | 0 | 0 | 0 | 0 | 0 | 0 | 0 | 0 | 0 | 0 | 0 | 0 | 0 | 0 | 0 | 0 | 0 | 0 | 0 | 0 | 0
F2_Commercial_Miscellaneous_Existing_Miscellaneous_Electric_Pool Pump_E2 | F2 | Commercial | Miscellaneous | Existing | Miscellaneous | Electric | Pool Pump | E2 | TRC BC Ratio | 0 | 0 | 0 | 0 | 0 | 0 | 0 | 0 | 0 | 0 | 0 | 0 | 0 | 0 | 0 | 0 | 0 | 0 | 0 | 0 | 0 | 0 | 0 | 0 | 0 | 0 | 0 | 0 | 0 | 0
F2_Commercial_Miscellaneous_Existing_Miscellaneous_Electric_Pool Pump_E3 | F2 | Commercial | Miscellaneous | Existing | Miscellaneous | Electric | Pool Pump | E3 | TRC BC Ratio | 0 | 0 | 0 | 0 | 0 | 0 | 0 | 0 | 0 | 0 | 0 | 0 | 0 | 0 | 0 | 0 | 0 | 0 | 0 | 0 | 0 | 0 | 0 | 0 | 0 | 0 | 0 | 0 | 0 | 0
F2_Commercial_Miscellaneous_Existing_Miscellaneous_Electric_Pool Pump_E4 | F2 | Commercial | Miscellaneous | Existing | Miscellaneous | Electric | Pool Pump | E4 | TRC BC Ratio | 0 | 0 | 0 | 0 | 0 | 0 | 0 | 0 | 0 | 0 | 0 | 0 | 0 | 0 | 0 | 0 | 0 | 0 | 0 | 0 | 0 | 0 | 0 | 0 | 0 | 0 | 0 | 0 | 0 | 0
F2_Commercial_Miscellaneous_Existing_Miscellaneous_Electric_Pool Pump_E5 | F2 | Commercial | Miscellaneous | Existing | Miscellaneous | Electric | Pool Pump | E5 | TRC BC Ratio | 0 | 0 | 0 | 0 | 0 | 0 | 0 | 0 | 0 | 0 | 0 | 0 | 0 | 0 | 0 | 0 | 0 | 0 | 0 | 0 | 0 | 0 | 0 | 0 | 0 | 0 | 0 | 0 | 0 | 0
F2_Commercial_Miscellaneous_Existing_Miscellaneous_Electric_Pool Pump_E6 | F2 | Commercial | Miscellaneous | Existing | Miscellaneous | Electric | Pool Pump | E6 | TRC BC Ratio | 0 | 0 | 0 | 0 | 0 | 0 | 0 | 0 | 0 | 0 | 0 | 0 | 0 | 0 | 0 | 0 | 0 | 0 | 0 | 0 | 0 | 0 | 0 | 0 | 0 | 0 | 0 | 0 | 0 | 0
F2_Commercial_Miscellaneous_Existing_Miscellaneous_Electric_Pool Pump_E7 | F2 | Commercial | Miscellaneous | Existing | Miscellaneous | Electric | Pool Pump | E7 | TRC BC Ratio | 0 | 0 | 0 | 0 | 0 | 0 | 0 | 0 | 0 | 0 | 0 | 0 | 0 | 0 | 0 | 0 | 0 | 0 | 0 | 0 | 0 | 0 | 0 | 0 | 0 | 0 | 0 | 0 | 0 | 0
F2_Commercial_Miscellaneous_Existing_Miscellaneous_Electric_Pool Pump_E8 | F2 | Commercial | Miscellaneous | Existing | Miscellaneous | Electric | Pool Pump | E8 | TRC BC Ratio | 0 | 0 | 0 | 0 | 0 | 0 | 0 | 0 | 0 | 0 | 0 | 0 | 0 | 0 | 0 | 0 | 0 | 0 | 0 | 0 | 0 | 0 | 0 | 0 | 0 | 0 | 0 | 0 | 0 | 0
F2_Commercial_Miscellaneous_Existing_Miscellaneous_Electric_Pool Pump_E9 | F2 | Commercial | Miscellaneous | Existing | Miscellaneous | Electric | Pool Pump | E9 | TRC BC Ratio | 0 | 0 | 0 | 0 | 0 | 0 | 0 | 0 | 0 | 0 | 0 | 0 | 0 | 0 | 0 | 0 | 0 | 0 | 0 | 0 | 0 | 0 | 0 | 0 | 0 | 0 | 0 | 0 | 0 | 0
F2_Commercial_Miscellaneous_Existing_Miscellaneous_Electric_Pool Pump_E10 | F2 | Commercial | Miscellaneous | Existing | Miscellaneous | Electric | Pool Pump | E10 | TRC BC Ratio | 0 | 0 | 0 | 0 | 0 | 0 | 0 | 0 | 0 | 0 | 0 | 0 | 0 | 0 | 0 | 0 | 0 | 0 | 0 | 0 | 0 | 0 | 0 | 0 | 0 | 0 | 0 | 0 | 0 | 0
F3_Commercial_Miscellaneous_Existing_Miscellaneous_Electric_Pool Pump_E1 | F3 | Commercial | Miscellaneous | Existing | Miscellaneous | Electric | Pool Pump | E1 | PACT BC Ratio | 0 | 0 | 0 | 0 | 0 | 0 | 0 | 0 | 0 | 0 | 0 | 0 | 0 | 0 | 0 | 0 | 0 | 0 | 0 | 0 | 0 | 0 | 0 | 0 | 0 | 0 | 0 | 0 | 0 | 0
F3_Commercial_Miscellaneous_Existing_Miscellaneous_Electric_Pool Pump_E2 | F3 | Commercial | Miscellaneous | Existing | Miscellaneous | Electric | Pool Pump | E2 | PACT BC Ratio | 0 | 0 | 0 | 0 | 0 | 0 | 0 | 0 | 0 | 0 | 0 | 0 | 0 | 0 | 0 | 0 | 0 | 0 | 0 | 0 | 0 | 0 | 0 | 0 | 0 | 0 | 0 | 0 | 0 | 0
F3_Commercial_Miscellaneous_Existing_Miscellaneous_Electric_Pool Pump_E3 | F3 | Commercial | Miscellaneous | Existing | Miscellaneous | Electric | Pool Pump | E3 | PACT BC Ratio | 0 | 0 | 0 | 0 | 0 | 0 | 0 | 0 | 0 | 0 | 0 | 0 | 0 | 0 | 0 | 0 | 0 | 0 | 0 | 0 | 0 | 0 | 0 | 0 | 0 | 0 | 0 | 0 | 0 | 0
F3_Commercial_Miscellaneous_Existing_Miscellaneous_Electric_Pool Pump_E4 | F3 | Commercial | Miscellaneous | Existing | Miscellaneous | Electric | Pool Pump | E4 | PACT BC Ratio | 0 | 0 | 0 | 0 | 0 | 0 | 0 | 0 | 0 | 0 | 0 | 0 | 0 | 0 | 0 | 0 | 0 | 0 | 0 | 0 | 0 | 0 | 0 | 0 | 0 | 0 | 0 | 0 | 0 | 0
F3_Commercial_Miscellaneous_Existing_Miscellaneous_Electric_Pool Pump_E5 | F3 | Commercial | Miscellaneous | Existing | Miscellaneous | Electric | Pool Pump | E5 | PACT BC Ratio | 0 | 0 | 0 | 0 | 0 | 0 | 0 | 0 | 0 | 0 | 0 | 0 | 0 | 0 | 0 | 0 | 0 | 0 | 0 | 0 | 0 | 0 | 0 | 0 | 0 | 0 | 0 | 0 | 0 | 0
F3_Commercial_Miscellaneous_Existing_Miscellaneous_Electric_Pool Pump_E6 | F3 | Commercial | Miscellaneous | Existing | Miscellaneous | Electric | Pool Pump | E6 | PACT BC Ratio | 0 | 0 | 0 | 0 | 0 | 0 | 0 | 0 | 0 | 0 | 0 | 0 | 0 | 0 | 0 | 0 | 0 | 0 | 0 | 0 | 0 | 0 | 0 | 0 | 0 | 0 | 0 | 0 | 0 | 0
F3_Commercial_Miscellaneous_Existing_Miscellaneous_Electric_Pool Pump_E7 | F3 | Commercial | Miscellaneous | Existing | Miscellaneous | Electric | Pool Pump | E7 | PACT BC Ratio | 0 | 0 | 0 | 0 | 0 | 0 | 0 | 0 | 0 | 0 | 0 | 0 | 0 | 0 | 0 | 0 | 0 | 0 | 0 | 0 | 0 | 0 | 0 | 0 | 0 | 0 | 0 | 0 | 0 | 0
F3_Commercial_Miscellaneous_Existing_Miscellaneous_Electric_Pool Pump_E8 | F3 | Commercial | Miscellaneous | Existing | Miscellaneous | Electric | Pool Pump | E8 | PACT BC Ratio | 0 | 0 | 0 | 0 | 0 | 0 | 0 | 0 | 0 | 0 | 0 | 0 | 0 | 0 | 0 | 0 | 0 | 0 | 0 | 0 | 0 | 0 | 0 | 0 | 0 | 0 | 0 | 0 | 0 | 0
F3_Commercial_Miscellaneous_Existing_Miscellaneous_Electric_Pool Pump_E9 | F3 | Commercial | Miscellaneous | Existing | Miscellaneous | Electric | Pool Pump | E9 | PACT BC Ratio | 0 | 0 | 0 | 0 | 0 | 0 | 0 | 0 | 0 | 0 | 0 | 0 | 0 | 0 | 0 | 0 | 0 | 0 | 0 | 0 | 0 | 0 | 0 | 0 | 0 | 0 | 0 | 0 | 0 | 0
F3_Commercial_Miscellaneous_Existing_Miscellaneous_Electric_Pool Pump_E10 | F3 | Commercial | Miscellaneous | Existing | Miscellaneous | Electric | Pool Pump | E10 | PACT BC Ratio | 0 | 0 | 0 | 0 | 0 | 0 | 0 | 0 | 0 | 0 | 0 | 0 | 0 | 0 | 0 | 0 | 0 | 0 | 0 | 0 | 0 | 0 | 0 | 0 | 0 | 0 | 0 | 0 | 0 | 0
F4_Commercial_Miscellaneous_Existing_Miscellaneous_Electric_Pool Pump_E1 | F4 | Commercial | Miscellaneous | Existing | Miscellaneous | Electric | Pool Pump | E1 | RVT BC Ratio | 0 | 0 | 0 | 0 | 0 | 0 | 0 | 0 | 0 | 0 | 0 | 0 | 0 | 0 | 0 | 0 | 0 | 0 | 0 | 0 | 0 | 0 | 0 | 0 | 0 | 0 | 0 | 0 | 0 | 0
F4_Commercial_Miscellaneous_Existing_Miscellaneous_Electric_Pool Pump_E2 | F4 | Commercial | Miscellaneous | Existing | Miscellaneous | Electric | Pool Pump | E2 | RVT BC Ratio | 0 | 0 | 0 | 0 | 0 | 0 | 0 | 0 | 0 | 0 | 0 | 0 | 0 | 0 | 0 | 0 | 0 | 0 | 0 | 0 | 0 | 0 | 0 | 0 | 0 | 0 | 0 | 0 | 0 | 0
F4_Commercial_Miscellaneous_Existing_Miscellaneous_Electric_Pool Pump_E3 | F4 | Commercial | Miscellaneous | Existing | Miscellaneous | Electric | Pool Pump | E3 | RVT BC Ratio | 0 | 0 | 0 | 0 | 0 | 0 | 0 | 0 | 0 | 0 | 0 | 0 | 0 | 0 | 0 | 0 | 0 | 0 | 0 | 0 | 0 | 0 | 0 | 0 | 0 | 0 | 0 | 0 | 0 | 0
F4_Commercial_Miscellaneous_Existing_Miscellaneous_Electric_Pool Pump_E4 | F4 | Commercial | Miscellaneous | Existing | Miscellaneous | Electric | Pool Pump | E4 | RVT BC Ratio | 0 | 0 | 0 | 0 | 0 | 0 | 0 | 0 | 0 | 0 | 0 | 0 | 0 | 0 | 0 | 0 | 0 | 0 | 0 | 0 | 0 | 0 | 0 | 0 | 0 | 0 | 0 | 0 | 0 | 0
F4_Commercial_Miscellaneous_Existing_Miscellaneous_Electric_Pool Pump_E5 | F4 | Commercial | Miscellaneous | Existing | Miscellaneous | Electric | Pool Pump | E5 | RVT BC Ratio | 0 | 0 | 0 | 0 | 0 | 0 | 0 | 0 | 0 | 0 | 0 | 0 | 0 | 0 | 0 | 0 | 0 | 0 | 0 | 0 | 0 | 0 | 0 | 0 | 0 | 0 | 0 | 0 | 0 | 0
F4_Commercial_Miscellaneous_Existing_Miscellaneous_Electric_Pool Pump_E6 | F4 | Commercial | Miscellaneous | Existing | Miscellaneous | Electric | Pool Pump | E6 | RVT BC Ratio | 0 | 0 | 0 | 0 | 0 | 0 | 0 | 0 | 0 | 0 | 0 | 0 | 0 | 0 | 0 | 0 | 0 | 0 | 0 | 0 | 0 | 0 | 0 | 0 | 0 | 0 | 0 | 0 | 0 | 0
F4_Commercial_Miscellaneous_Existing_Miscellaneous_Electric_Pool Pump_E7 | F4 | Commercial | Miscellaneous | Existing | Miscellaneous | Electric | Pool Pump | E7 | RVT BC Ratio | 0 | 0 | 0 | 0 | 0 | 0 | 0 | 0 | 0 | 0 | 0 | 0 | 0 | 0 | 0 | 0 | 0 | 0 | 0 | 0 | 0 | 0 | 0 | 0 | 0 | 0 | 0 | 0 | 0 | 0
F4_Commercial_Miscellaneous_Existing_Miscellaneous_Electric_Pool Pump_E8 | F4 | Commercial | Miscellaneous | Existing | Miscellaneous | Electric | Pool Pump | E8 | RVT BC Ratio | 0 | 0 | 0 | 0 | 0 | 0 | 0 | 0 | 0 | 0 | 0 | 0 | 0 | 0 | 0 | 0 | 0 | 0 | 0 | 0 | 0 | 0 | 0 | 0 | 0 | 0 | 0 | 0 | 0 | 0
F4_Commercial_Miscellaneous_Existing_Miscellaneous_Electric_Pool Pump_E9 | F4 | Commercial | Miscellaneous | Existing | Miscellaneous | Electric | Pool Pump | E9 | RVT BC Ratio | 0 | 0 | 0 | 0 | 0 | 0 | 0 | 0 | 0 | 0 | 0 | 0 | 0 | 0 | 0 | 0 | 0 | 0 | 0 | 0 | 0 | 0 | 0 | 0 | 0 | 0 | 0 | 0 | 0 | 0
F4_Commercial_Miscellaneous_Existing_Miscellaneous_Electric_Pool Pump_E10 | F4 | Commercial | Miscellaneous | Existing | Miscellaneous | Electric | Pool Pump | E10 | RVT BC Ratio | 0 | 0 | 0 | 0 | 0 | 0 | 0 | 0 | 0 | 0 | 0 | 0 | 0 | 0 | 0 | 0 | 0 | 0 | 0 | 0 | 0 | 0 | 0 | 0 | 0 | 0 | 0 | 0 | 0 | 0
F5_Commercial_Miscellaneous_Existing_Miscellaneous_Electric_Pool Pump_E1 | F5 | Commercial | Miscellaneous | Existing | Miscellaneous | Electric | Pool Pump | E1 | RIM BC Ratio | 0 | 0 | 0 | 0 | 0 | 0 | 0 | 0 | 0 | 0 | 0 | 0 | 0 | 0 | 0 | 0 | 0 | 0 | 0 | 0 | 0 | 0 | 0 | 0 | 0 | 0 | 0 | 0 | 0 | 0
F5_Commercial_Miscellaneous_Existing_Miscellaneous_Electric_Pool Pump_E2 | F5 | Commercial | Miscellaneous | Existing | Miscellaneous | Electric | Pool Pump | E2 | RIM BC Ratio | 0 | 0 | 0 | 0 | 0 | 0 | 0 | 0 | 0 | 0 | 0 | 0 | 0 | 0 | 0 | 0 | 0 | 0 | 0 | 0 | 0 | 0 | 0 | 0 | 0 | 0 | 0 | 0 | 0 | 0
F5_Commercial_Miscellaneous_Existing_Miscellaneous_Electric_Pool Pump_E3 | F5 | Commercial | Miscellaneous | Existing | Miscellaneous | Electric | Pool Pump | E3 | RIM BC Ratio | 0 | 0 | 0 | 0 | 0 | 0 | 0 | 0 | 0 | 0 | 0 | 0 | 0 | 0 | 0 | 0 | 0 | 0 | 0 | 0 | 0 | 0 | 0 | 0 | 0 | 0 | 0 | 0 | 0 | 0
F5_Commercial_Miscellaneous_Existing_Miscellaneous_Electric_Pool Pump_E4 | F5 | Commercial | Miscellaneous | Existing | Miscellaneous | Electric | Pool Pump | E4 | RIM BC Ratio | 0 | 0 | 0 | 0 | 0 | 0 | 0 | 0 | 0 | 0 | 0 | 0 | 0 | 0 | 0 | 0 | 0 | 0 | 0 | 0 | 0 | 0 | 0 | 0 | 0 | 0 | 0 | 0 | 0 | 0
F5_Commercial_Miscellaneous_Existing_Miscellaneous_Electric_Pool Pump_E5 | F5 | Commercial | Miscellaneous | Existing | Miscellaneous | Electric | Pool Pump | E5 | RIM BC Ratio | 0 | 0 | 0 | 0 | 0 | 0 | 0 | 0 | 0 | 0 | 0 | 0 | 0 | 0 | 0 | 0 | 0 | 0 | 0 | 0 | 0 | 0 | 0 | 0 | 0 | 0 | 0 | 0 | 0 | 0
F5_Commercial_Miscellaneous_Existing_Miscellaneous_Electric_Pool Pump_E6 | F5 | Commercial | Miscellaneous | Existing | Miscellaneous | Electric | Pool Pump | E6 | RIM BC Ratio | 0 | 0 | 0 | 0 | 0 | 0 | 0 | 0 | 0 | 0 | 0 | 0 | 0 | 0 | 0 | 0 | 0 | 0 | 0 | 0 | 0 | 0 | 0 | 0 | 0 | 0 | 0 | 0 | 0 | 0
F5_Commercial_Miscellaneous_Existing_Miscellaneous_Electric_Pool Pump_E7 | F5 | Commercial | Miscellaneous | Existing | Miscellaneous | Electric | Pool Pump | E7 | RIM BC Ratio | 0 | 0 | 0 | 0 | 0 | 0 | 0 | 0 | 0 | 0 | 0 | 0 | 0 | 0 | 0 | 0 | 0 | 0 | 0 | 0 | 0 | 0 | 0 | 0 | 0 | 0 | 0 | 0 | 0 | 0
F5_Commercial_Miscellaneous_Existing_Miscellaneous_Electric_Pool Pump_E8 | F5 | Commercial | Miscellaneous | Existing | Miscellaneous | Electric | Pool Pump | E8 | RIM BC Ratio | 0 | 0 | 0 | 0 | 0 | 0 | 0 | 0 | 0 | 0 | 0 | 0 | 0 | 0 | 0 | 0 | 0 | 0 | 0 | 0 | 0 | 0 | 0 | 0 | 0 | 0 | 0 | 0 | 0 | 0
F5_Commercial_Miscellaneous_Existing_Miscellaneous_Electric_Pool Pump_E9 | F5 | Commercial | Miscellaneous | Existing | Miscellaneous | Electric | Pool Pump | E9 | RIM BC Ratio | 0 | 0 | 0 | 0 | 0 | 0 | 0 | 0 | 0 | 0 | 0 | 0 | 0 | 0 | 0 | 0 | 0 | 0 | 0 | 0 | 0 | 0 | 0 | 0 | 0 | 0 | 0 | 0 | 0 | 0
F5_Commercial_Miscellaneous_Existing_Miscellaneous_Electric_Pool Pump_E10 | F5 | Commercial | Miscellaneous | Existing | Miscellaneous | Electric | Pool Pump | E10 | RIM BC Ratio | 0 | 0 | 0 | 0 | 0 | 0 | 0 | 0 | 0 | 0 | 0 | 0 | 0 | 0 | 0 | 0 | 0 | 0 | 0 | 0 | 0 | 0 | 0 | 0 | 0 | 0 | 0 | 0 | 0 | 0
F0_Commercial_Miscellaneous_Existing_Miscellaneous_Electric_Pool Heater_E0 | F0 | Commercial | Miscellaneous | Existing | Miscellaneous | Electric | Pool Heater | E0 | Economic Unit | 0 | 0 | 0 | 0 | 0 | 0 | 0 | 0 | 0 | 0 | 0 | 0 | 0 | 0 | 0 | 0 | 0 | 0 | 0 | 0 | 0 | 0 | 0 | 0 | 0 | 0 | 0 | 0 | 0 | 0
F1_Commercial_Miscellaneous_Existing_Miscellaneous_Electric_Pool Heater_E1 | F1 | Commercial | Miscellaneous | Existing | Miscellaneous | Electric | Pool Heater | E1 | CCE | 0 | 0 | 0 | 0 | 0 | 0 | 0 | 0 | 0 | 0 | 0 | 0 | 0 | 0 | 0 | 0 | 0 | 0 | 0 | 0 | 0 | 0 | 0 | 0 | 0 | 0 | 0 | 0 | 0 | 0
F1_Commercial_Miscellaneous_Existing_Miscellaneous_Electric_Pool Heater_E2 | F1 | Commercial | Miscellaneous | Existing | Miscellaneous | Electric | Pool Heater | E2 | CCE | 0 | 0 | 0 | 0 | 0 | 0 | 0 | 0 | 0 | 0 | 0 | 0 | 0 | 0 | 0 | 0 | 0 | 0 | 0 | 0 | 0 | 0 | 0 | 0 | 0 | 0 | 0 | 0 | 0 | 0
F1_Commercial_Miscellaneous_Existing_Miscellaneous_Electric_Pool Heater_E3 | F1 | Commercial | Miscellaneous | Existing | Miscellaneous | Electric | Pool Heater | E3 | CCE | 0 | 0 | 0 | 0 | 0 | 0 | 0 | 0 | 0 | 0 | 0 | 0 | 0 | 0 | 0 | 0 | 0 | 0 | 0 | 0 | 0 | 0 | 0 | 0 | 0 | 0 | 0 | 0 | 0 | 0
F1_Commercial_Miscellaneous_Existing_Miscellaneous_Electric_Pool Heater_E4 | F1 | Commercial | Miscellaneous | Existing | Miscellaneous | Electric | Pool Heater | E4 | CCE | 0 | 0 | 0 | 0 | 0 | 0 | 0 | 0 | 0 | 0 | 0 | 0 | 0 | 0 | 0 | 0 | 0 | 0 | 0 | 0 | 0 | 0 | 0 | 0 | 0 | 0 | 0 | 0 | 0 | 0
F1_Commercial_Miscellaneous_Existing_Miscellaneous_Electric_Pool Heater_E5 | F1 | Commercial | Miscellaneous | Existing | Miscellaneous | Electric | Pool Heater | E5 | CCE | 0 | 0 | 0 | 0 | 0 | 0 | 0 | 0 | 0 | 0 | 0 | 0 | 0 | 0 | 0 | 0 | 0 | 0 | 0 | 0 | 0 | 0 | 0 | 0 | 0 | 0 | 0 | 0 | 0 | 0
F1_Commercial_Miscellaneous_Existing_Miscellaneous_Electric_Pool Heater_E6 | F1 | Commercial | Miscellaneous | Existing | Miscellaneous | Electric | Pool Heater | E6 | CCE | 0 | 0 | 0 | 0 | 0 | 0 | 0 | 0 | 0 | 0 | 0 | 0 | 0 | 0 | 0 | 0 | 0 | 0 | 0 | 0 | 0 | 0 | 0 | 0 | 0 | 0 | 0 | 0 | 0 | 0
F1_Commercial_Miscellaneous_Existing_Miscellaneous_Electric_Pool Heater_E7 | F1 | Commercial | Miscellaneous | Existing | Miscellaneous | Electric | Pool Heater | E7 | CCE | 0 | 0 | 0 | 0 | 0 | 0 | 0 | 0 | 0 | 0 | 0 | 0 | 0 | 0 | 0 | 0 | 0 | 0 | 0 | 0 | 0 | 0 | 0 | 0 | 0 | 0 | 0 | 0 | 0 | 0
F1_Commercial_Miscellaneous_Existing_Miscellaneous_Electric_Pool Heater_E8 | F1 | Commercial | Miscellaneous | Existing | Miscellaneous | Electric | Pool Heater | E8 | CCE | 0 | 0 | 0 | 0 | 0 | 0 | 0 | 0 | 0 | 0 | 0 | 0 | 0 | 0 | 0 | 0 | 0 | 0 | 0 | 0 | 0 | 0 | 0 | 0 | 0 | 0 | 0 | 0 | 0 | 0
F1_Commercial_Miscellaneous_Existing_Miscellaneous_Electric_Pool Heater_E9 | F1 | Commercial | Miscellaneous | Existing | Miscellaneous | Electric | Pool Heater | E9 | CCE | 0 | 0 | 0 | 0 | 0 | 0 | 0 | 0 | 0 | 0 | 0 | 0 | 0 | 0 | 0 | 0 | 0 | 0 | 0 | 0 | 0 | 0 | 0 | 0 | 0 | 0 | 0 | 0 | 0 | 0
F1_Commercial_Miscellaneous_Existing_Miscellaneous_Electric_Pool Heater_E10 | F1 | Commercial | Miscellaneous | Existing | Miscellaneous | Electric | Pool Heater | E10 | CCE | 0 | 0 | 0 | 0 | 0 | 0 | 0 | 0 | 0 | 0 | 0 | 0 | 0 | 0 | 0 | 0 | 0 | 0 | 0 | 0 | 0 | 0 | 0 | 0 | 0 | 0 | 0 | 0 | 0 | 0
F2_Commercial_Miscellaneous_Existing_Miscellaneous_Electric_Pool Heater_E1 | F2 | Commercial | Miscellaneous | Existing | Miscellaneous | Electric | Pool Heater | E1 | TRC BC Ratio | 0 | 0 | 0 | 0 | 0 | 0 | 0 | 0 | 0 | 0 | 0 | 0 | 0 | 0 | 0 | 0 | 0 | 0 | 0 | 0 | 0 | 0 | 0 | 0 | 0 | 0 | 0 | 0 | 0 | 0
F2_Commercial_Miscellaneous_Existing_Miscellaneous_Electric_Pool Heater_E2 | F2 | Commercial | Miscellaneous | Existing | Miscellaneous | Electric | Pool Heater | E2 | TRC BC Ratio | 0 | 0 | 0 | 0 | 0 | 0 | 0 | 0 | 0 | 0 | 0 | 0 | 0 | 0 | 0 | 0 | 0 | 0 | 0 | 0 | 0 | 0 | 0 | 0 | 0 | 0 | 0 | 0 | 0 | 0
F2_Commercial_Miscellaneous_Existing_Miscellaneous_Electric_Pool Heater_E3 | F2 | Commercial | Miscellaneous | Existing | Miscellaneous | Electric | Pool Heater | E3 | TRC BC Ratio | 0 | 0 | 0 | 0 | 0 | 0 | 0 | 0 | 0 | 0 | 0 | 0 | 0 | 0 | 0 | 0 | 0 | 0 | 0 | 0 | 0 | 0 | 0 | 0 | 0 | 0 | 0 | 0 | 0 | 0
F2_Commercial_Miscellaneous_Existing_Miscellaneous_Electric_Pool Heater_E4 | F2 | Commercial | Miscellaneous | Existing | Miscellaneous | Electric | Pool Heater | E4 | TRC BC Ratio | 0 | 0 | 0 | 0 | 0 | 0 | 0 | 0 | 0 | 0 | 0 | 0 | 0 | 0 | 0 | 0 | 0 | 0 | 0 | 0 | 0 | 0 | 0 | 0 | 0 | 0 | 0 | 0 | 0 | 0
F2_Commercial_Miscellaneous_Existing_Miscellaneous_Electric_Pool Heater_E5 | F2 | Commercial | Miscellaneous | Existing | Miscellaneous | Electric | Pool Heater | E5 | TRC BC Ratio | 0 | 0 | 0 | 0 | 0 | 0 | 0 | 0 | 0 | 0 | 0 | 0 | 0 | 0 | 0 | 0 | 0 | 0 | 0 | 0 | 0 | 0 | 0 | 0 | 0 | 0 | 0 | 0 | 0 | 0
F2_Commercial_Miscellaneous_Existing_Miscellaneous_Electric_Pool Heater_E6 | F2 | Commercial | Miscellaneous | Existing | Miscellaneous | Electric | Pool Heater | E6 | TRC BC Ratio | 0 | 0 | 0 | 0 | 0 | 0 | 0 | 0 | 0 | 0 | 0 | 0 | 0 | 0 | 0 | 0 | 0 | 0 | 0 | 0 | 0 | 0 | 0 | 0 | 0 | 0 | 0 | 0 | 0 | 0
F2_Commercial_Miscellaneous_Existing_Miscellaneous_Electric_Pool Heater_E7 | F2 | Commercial | Miscellaneous | Existing | Miscellaneous | Electric | Pool Heater | E7 | TRC BC Ratio | 0 | 0 | 0 | 0 | 0 | 0 | 0 | 0 | 0 | 0 | 0 | 0 | 0 | 0 | 0 | 0 | 0 | 0 | 0 | 0 | 0 | 0 | 0 | 0 | 0 | 0 | 0 | 0 | 0 | 0
F2_Commercial_Miscellaneous_Existing_Miscellaneous_Electric_Pool Heater_E8 | F2 | Commercial | Miscellaneous | Existing | Miscellaneous | Electric | Pool Heater | E8 | TRC BC Ratio | 0 | 0 | 0 | 0 | 0 | 0 | 0 | 0 | 0 | 0 | 0 | 0 | 0 | 0 | 0 | 0 | 0 | 0 | 0 | 0 | 0 | 0 | 0 | 0 | 0 | 0 | 0 | 0 | 0 | 0
F2_Commercial_Miscellaneous_Existing_Miscellaneous_Electric_Pool Heater_E9 | F2 | Commercial | Miscellaneous | Existing | Miscellaneous | Electric | Pool Heater | E9 | TRC BC Ratio | 0 | 0 | 0 | 0 | 0 | 0 | 0 | 0 | 0 | 0 | 0 | 0 | 0 | 0 | 0 | 0 | 0 | 0 | 0 | 0 | 0 | 0 | 0 | 0 | 0 | 0 | 0 | 0 | 0 | 0
F2_Commercial_Miscellaneous_Existing_Miscellaneous_Electric_Pool Heater_E10 | F2 | Commercial | Miscellaneous | Existing | Miscellaneous | Electric | Pool Heater | E10 | TRC BC Ratio | 0 | 0 | 0 | 0 | 0 | 0 | 0 | 0 | 0 | 0 | 0 | 0 | 0 | 0 | 0 | 0 | 0 | 0 | 0 | 0 | 0 | 0 | 0 | 0 | 0 | 0 | 0 | 0 | 0 | 0
F3_Commercial_Miscellaneous_Existing_Miscellaneous_Electric_Pool Heater_E1 | F3 | Commercial | Miscellaneous | Existing | Miscellaneous | Electric | Pool Heater | E1 | PACT BC Ratio | 0 | 0 | 0 | 0 | 0 | 0 | 0 | 0 | 0 | 0 | 0 | 0 | 0 | 0 | 0 | 0 | 0 | 0 | 0 | 0 | 0 | 0 | 0 | 0 | 0 | 0 | 0 | 0 | 0 | 0
F3_Commercial_Miscellaneous_Existing_Miscellaneous_Electric_Pool Heater_E2 | F3 | Commercial | Miscellaneous | Existing | Miscellaneous | Electric | Pool Heater | E2 | PACT BC Ratio | 0 | 0 | 0 | 0 | 0 | 0 | 0 | 0 | 0 | 0 | 0 | 0 | 0 | 0 | 0 | 0 | 0 | 0 | 0 | 0 | 0 | 0 | 0 | 0 | 0 | 0 | 0 | 0 | 0 | 0
F3_Commercial_Miscellaneous_Existing_Miscellaneous_Electric_Pool Heater_E3 | F3 | Commercial | Miscellaneous | Existing | Miscellaneous | Electric | Pool Heater | E3 | PACT BC Ratio | 0 | 0 | 0 | 0 | 0 | 0 | 0 | 0 | 0 | 0 | 0 | 0 | 0 | 0 | 0 | 0 | 0 | 0 | 0 | 0 | 0 | 0 | 0 | 0 | 0 | 0 | 0 | 0 | 0 | 0
F3_Commercial_Miscellaneous_Existing_Miscellaneous_Electric_Pool Heater_E4 | F3 | Commercial | Miscellaneous | Existing | Miscellaneous | Electric | Pool Heater | E4 | PACT BC Ratio | 0 | 0 | 0 | 0 | 0 | 0 | 0 | 0 | 0 | 0 | 0 | 0 | 0 | 0 | 0 | 0 | 0 | 0 | 0 | 0 | 0 | 0 | 0 | 0 | 0 | 0 | 0 | 0 | 0 | 0
F3_Commercial_Miscellaneous_Existing_Miscellaneous_Electric_Pool Heater_E5 | F3 | Commercial | Miscellaneous | Existing | Miscellaneous | Electric | Pool Heater | E5 | PACT BC Ratio | 0 | 0 | 0 | 0 | 0 | 0 | 0 | 0 | 0 | 0 | 0 | 0 | 0 | 0 | 0 | 0 | 0 | 0 | 0 | 0 | 0 | 0 | 0 | 0 | 0 | 0 | 0 | 0 | 0 | 0
F3_Commercial_Miscellaneous_Existing_Miscellaneous_Electric_Pool Heater_E6 | F3 | Commercial | Miscellaneous | Existing | Miscellaneous | Electric | Pool Heater | E6 | PACT BC Ratio | 0 | 0 | 0 | 0 | 0 | 0 | 0 | 0 | 0 | 0 | 0 | 0 | 0 | 0 | 0 | 0 | 0 | 0 | 0 | 0 | 0 | 0 | 0 | 0 | 0 | 0 | 0 | 0 | 0 | 0
F3_Commercial_Miscellaneous_Existing_Miscellaneous_Electric_Pool Heater_E7 | F3 | Commercial | Miscellaneous | Existing | Miscellaneous | Electric | Pool Heater | E7 | PACT BC Ratio | 0 | 0 | 0 | 0 | 0 | 0 | 0 | 0 | 0 | 0 | 0 | 0 | 0 | 0 | 0 | 0 | 0 | 0 | 0 | 0 | 0 | 0 | 0 | 0 | 0 | 0 | 0 | 0 | 0 | 0
F3_Commercial_Miscellaneous_Existing_Miscellaneous_Electric_Pool Heater_E8 | F3 | Commercial | Miscellaneous | Existing | Miscellaneous | Electric | Pool Heater | E8 | PACT BC Ratio | 0 | 0 | 0 | 0 | 0 | 0 | 0 | 0 | 0 | 0 | 0 | 0 | 0 | 0 | 0 | 0 | 0 | 0 | 0 | 0 | 0 | 0 | 0 | 0 | 0 | 0 | 0 | 0 | 0 | 0
F3_Commercial_Miscellaneous_Existing_Miscellaneous_Electric_Pool Heater_E9 | F3 | Commercial | Miscellaneous | Existing | Miscellaneous | Electric | Pool Heater | E9 | PACT BC Ratio | 0 | 0 | 0 | 0 | 0 | 0 | 0 | 0 | 0 | 0 | 0 | 0 | 0 | 0 | 0 | 0 | 0 | 0 | 0 | 0 | 0 | 0 | 0 | 0 | 0 | 0 | 0 | 0 | 0 | 0
F3_Commercial_Miscellaneous_Existing_Miscellaneous_Electric_Pool Heater_E10 | F3 | Commercial | Miscellaneous | Existing | Miscellaneous | Electric | Pool Heater | E10 | PACT BC Ratio | 0 | 0 | 0 | 0 | 0 | 0 | 0 | 0 | 0 | 0 | 0 | 0 | 0 | 0 | 0 | 0 | 0 | 0 | 0 | 0 | 0 | 0 | 0 | 0 | 0 | 0 | 0 | 0 | 0 | 0
F4_Commercial_Miscellaneous_Existing_Miscellaneous_Electric_Pool Heater_E1 | F4 | Commercial | Miscellaneous | Existing | Miscellaneous | Electric | Pool Heater | E1 | RVT BC Ratio | 0 | 0 | 0 | 0 | 0 | 0 | 0 | 0 | 0 | 0 | 0 | 0 | 0 | 0 | 0 | 0 | 0 | 0 | 0 | 0 | 0 | 0 | 0 | 0 | 0 | 0 | 0 | 0 | 0 | 0
F4_Commercial_Miscellaneous_Existing_Miscellaneous_Electric_Pool Heater_E2 | F4 | Commercial | Miscellaneous | Existing | Miscellaneous | Electric | Pool Heater | E2 | RVT BC Ratio | 0 | 0 | 0 | 0 | 0 | 0 | 0 | 0 | 0 | 0 | 0 | 0 | 0 | 0 | 0 | 0 | 0 | 0 | 0 | 0 | 0 | 0 | 0 | 0 | 0 | 0 | 0 | 0 | 0 | 0
F4_Commercial_Miscellaneous_Existing_Miscellaneous_Electric_Pool Heater_E3 | F4 | Commercial | Miscellaneous | Existing | Miscellaneous | Electric | Pool Heater | E3 | RVT BC Ratio | 0 | 0 | 0 | 0 | 0 | 0 | 0 | 0 | 0 | 0 | 0 | 0 | 0 | 0 | 0 | 0 | 0 | 0 | 0 | 0 | 0 | 0 | 0 | 0 | 0 | 0 | 0 | 0 | 0 | 0
F4_Commercial_Miscellaneous_Existing_Miscellaneous_Electric_Pool Heater_E4 | F4 | Commercial | Miscellaneous | Existing | Miscellaneous | Electric | Pool Heater | E4 | RVT BC Ratio | 0 | 0 | 0 | 0 | 0 | 0 | 0 | 0 | 0 | 0 | 0 | 0 | 0 | 0 | 0 | 0 | 0 | 0 | 0 | 0 | 0 | 0 | 0 | 0 | 0 | 0 | 0 | 0 | 0 | 0
F4_Commercial_Miscellaneous_Existing_Miscellaneous_Electric_Pool Heater_E5 | F4 | Commercial | Miscellaneous | Existing | Miscellaneous | Electric | Pool Heater | E5 | RVT BC Ratio | 0 | 0 | 0 | 0 | 0 | 0 | 0 | 0 | 0 | 0 | 0 | 0 | 0 | 0 | 0 | 0 | 0 | 0 | 0 | 0 | 0 | 0 | 0 | 0 | 0 | 0 | 0 | 0 | 0 | 0
F4_Commercial_Miscellaneous_Existing_Miscellaneous_Electric_Pool Heater_E6 | F4 | Commercial | Miscellaneous | Existing | Miscellaneous | Electric | Pool Heater | E6 | RVT BC Ratio | 0 | 0 | 0 | 0 | 0 | 0 | 0 | 0 | 0 | 0 | 0 | 0 | 0 | 0 | 0 | 0 | 0 | 0 | 0 | 0 | 0 | 0 | 0 | 0 | 0 | 0 | 0 | 0 | 0 | 0
F4_Commercial_Miscellaneous_Existing_Miscellaneous_Electric_Pool Heater_E7 | F4 | Commercial | Miscellaneous | Existing | Miscellaneous | Electric | Pool Heater | E7 | RVT BC Ratio | 0 | 0 | 0 | 0 | 0 | 0 | 0 | 0 | 0 | 0 | 0 | 0 | 0 | 0 | 0 | 0 | 0 | 0 | 0 | 0 | 0 | 0 | 0 | 0 | 0 | 0 | 0 | 0 | 0 | 0
F4_Commercial_Miscellaneous_Existing_Miscellaneous_Electric_Pool Heater_E8 | F4 | Commercial | Miscellaneous | Existing | Miscellaneous | Electric | Pool Heater | E8 | RVT BC Ratio | 0 | 0 | 0 | 0 | 0 | 0 | 0 | 0 | 0 | 0 | 0 | 0 | 0 | 0 | 0 | 0 | 0 | 0 | 0 | 0 | 0 | 0 | 0 | 0 | 0 | 0 | 0 | 0 | 0 | 0
F4_Commercial_Miscellaneous_Existing_Miscellaneous_Electric_Pool Heater_E9 | F4 | Commercial | Miscellaneous | Existing | Miscellaneous | Electric | Pool Heater | E9 | RVT BC Ratio | 0 | 0 | 0 | 0 | 0 | 0 | 0 | 0 | 0 | 0 | 0 | 0 | 0 | 0 | 0 | 0 | 0 | 0 | 0 | 0 | 0 | 0 | 0 | 0 | 0 | 0 | 0 | 0 | 0 | 0
F4_Commercial_Miscellaneous_Existing_Miscellaneous_Electric_Pool Heater_E10 | F4 | Commercial | Miscellaneous | Existing | Miscellaneous | Electric | Pool Heater | E10 | RVT BC Ratio | 0 | 0 | 0 | 0 | 0 | 0 | 0 | 0 | 0 | 0 | 0 | 0 | 0 | 0 | 0 | 0 | 0 | 0 | 0 | 0 | 0 | 0 | 0 | 0 | 0 | 0 | 0 | 0 | 0 | 0
F5_Commercial_Miscellaneous_Existing_Miscellaneous_Electric_Pool Heater_E1 | F5 | Commercial | Miscellaneous | Existing | Miscellaneous | Electric | Pool Heater | E1 | RIM BC Ratio | 0 | 0 | 0 | 0 | 0 | 0 | 0 | 0 | 0 | 0 | 0 | 0 | 0 | 0 | 0 | 0 | 0 | 0 | 0 | 0 | 0 | 0 | 0 | 0 | 0 | 0 | 0 | 0 | 0 | 0
F5_Commercial_Miscellaneous_Existing_Miscellaneous_Electric_Pool Heater_E2 | F5 | Commercial | Miscellaneous | Existing | Miscellaneous | Electric | Pool Heater | E2 | RIM BC Ratio | 0 | 0 | 0 | 0 | 0 | 0 | 0 | 0 | 0 | 0 | 0 | 0 | 0 | 0 | 0 | 0 | 0 | 0 | 0 | 0 | 0 | 0 | 0 | 0 | 0 | 0 | 0 | 0 | 0 | 0
F5_Commercial_Miscellaneous_Existing_Miscellaneous_Electric_Pool Heater_E3 | F5 | Commercial | Miscellaneous | Existing | Miscellaneous | Electric | Pool Heater | E3 | RIM BC Ratio | 0 | 0 | 0 | 0 | 0 | 0 | 0 | 0 | 0 | 0 | 0 | 0 | 0 | 0 | 0 | 0 | 0 | 0 | 0 | 0 | 0 | 0 | 0 | 0 | 0 | 0 | 0 | 0 | 0 | 0
F5_Commercial_Miscellaneous_Existing_Miscellaneous_Electric_Pool Heater_E4 | F5 | Commercial | Miscellaneous | Existing | Miscellaneous | Electric | Pool Heater | E4 | RIM BC Ratio | 0 | 0 | 0 | 0 | 0 | 0 | 0 | 0 | 0 | 0 | 0 | 0 | 0 | 0 | 0 | 0 | 0 | 0 | 0 | 0 | 0 | 0 | 0 | 0 | 0 | 0 | 0 | 0 | 0 | 0
F5_Commercial_Miscellaneous_Existing_Miscellaneous_Electric_Pool Heater_E5 | F5 | Commercial | Miscellaneous | Existing | Miscellaneous | Electric | Pool Heater | E5 | RIM BC Ratio | 0 | 0 | 0 | 0 | 0 | 0 | 0 | 0 | 0 | 0 | 0 | 0 | 0 | 0 | 0 | 0 | 0 | 0 | 0 | 0 | 0 | 0 | 0 | 0 | 0 | 0 | 0 | 0 | 0 | 0
F5_Commercial_Miscellaneous_Existing_Miscellaneous_Electric_Pool Heater_E6 | F5 | Commercial | Miscellaneous | Existing | Miscellaneous | Electric | Pool Heater | E6 | RIM BC Ratio | 0 | 0 | 0 | 0 | 0 | 0 | 0 | 0 | 0 | 0 | 0 | 0 | 0 | 0 | 0 | 0 | 0 | 0 | 0 | 0 | 0 | 0 | 0 | 0 | 0 | 0 | 0 | 0 | 0 | 0
F5_Commercial_Miscellaneous_Existing_Miscellaneous_Electric_Pool Heater_E7 | F5 | Commercial | Miscellaneous | Existing | Miscellaneous | Electric | Pool Heater | E7 | RIM BC Ratio | 0 | 0 | 0 | 0 | 0 | 0 | 0 | 0 | 0 | 0 | 0 | 0 | 0 | 0 | 0 | 0 | 0 | 0 | 0 | 0 | 0 | 0 | 0 | 0 | 0 | 0 | 0 | 0 | 0 | 0
F5_Commercial_Miscellaneous_Existing_Miscellaneous_Electric_Pool Heater_E8 | F5 | Commercial | Miscellaneous | Existing | Miscellaneous | Electric | Pool Heater | E8 | RIM BC Ratio | 0 | 0 | 0 | 0 | 0 | 0 | 0 | 0 | 0 | 0 | 0 | 0 | 0 | 0 | 0 | 0 | 0 | 0 | 0 | 0 | 0 | 0 | 0 | 0 | 0 | 0 | 0 | 0 | 0 | 0
F5_Commercial_Miscellaneous_Existing_Miscellaneous_Electric_Pool Heater_E9 | F5 | Commercial | Miscellaneous | Existing | Miscellaneous | Electric | Pool Heater | E9 | RIM BC Ratio | 0 | 0 | 0 | 0 | 0 | 0 | 0 | 0 | 0 | 0 | 0 | 0 | 0 | 0 | 0 | 0 | 0 | 0 | 0 | 0 | 0 | 0 | 0 | 0 | 0 | 0 | 0 | 0 | 0 | 0
F5_Commercial_Miscellaneous_Existing_Miscellaneous_Electric_Pool Heater_E10 | F5 | Commercial | Miscellaneous | Existing | Miscellaneous | Electric | Pool Heater | E10 | RIM BC Ratio | 0 | 0 | 0 | 0 | 0 | 0 | 0 | 0 | 0 | 0 | 0 | 0 | 0 | 0 | 0 | 0 | 0 | 0 | 0 | 0 | 0 | 0 | 0 | 0 | 0 | 0 | 0 | 0 | 0 | 0
F0_Commercial_Miscellaneous_Existing_Miscellaneous_Electric_Clothes Washer_E0 | F0 | Commercial | Miscellaneous | Existing | Miscellaneous | Electric | Clothes Washer | E0 | Economic Unit | 0 | 0 | 0 | 0 | 0 | 0 | 0 | 0 | 0 | 0 | 0 | 0 | 0 | 0 | 0 | 0 | 0 | 0 | 0 | 0 | 0 | 0 | 0 | 0 | 0 | 0 | 0 | 0 | 0 | 0
F1_Commercial_Miscellaneous_Existing_Miscellaneous_Electric_Clothes Washer_E1 | F1 | Commercial | Miscellaneous | Existing | Miscellaneous | Electric | Clothes Washer | E1 | CCE | 0 | 0 | 0 | 0 | 0 | 0 | 0 | 0 | 0 | 0 | 0 | 0 | 0 | 0 | 0 | 0 | 0 | 0 | 0 | 0 | 0 | 0 | 0 | 0 | 0 | 0 | 0 | 0 | 0 | 0
F1_Commercial_Miscellaneous_Existing_Miscellaneous_Electric_Clothes Washer_E2 | F1 | Commercial | Miscellaneous | Existing | Miscellaneous | Electric | Clothes Washer | E2 | CCE | 0 | 0 | 0 | 0 | 0 | 0 | 0 | 0 | 0 | 0 | 0 | 0 | 0 | 0 | 0 | 0 | 0 | 0 | 0 | 0 | 0 | 0 | 0 | 0 | 0 | 0 | 0 | 0 | 0 | 0
F1_Commercial_Miscellaneous_Existing_Miscellaneous_Electric_Clothes Washer_E3 | F1 | Commercial | Miscellaneous | Existing | Miscellaneous | Electric | Clothes Washer | E3 | CCE | 0 | 0 | 0 | 0 | 0 | 0 | 0 | 0 | 0 | 0 | 0 | 0 | 0 | 0 | 0 | 0 | 0 | 0 | 0 | 0 | 0 | 0 | 0 | 0 | 0 | 0 | 0 | 0 | 0 | 0
F1_Commercial_Miscellaneous_Existing_Miscellaneous_Electric_Clothes Washer_E4 | F1 | Commercial | Miscellaneous | Existing | Miscellaneous | Electric | Clothes Washer | E4 | CCE | 0 | 0 | 0 | 0 | 0 | 0 | 0 | 0 | 0 | 0 | 0 | 0 | 0 | 0 | 0 | 0 | 0 | 0 | 0 | 0 | 0 | 0 | 0 | 0 | 0 | 0 | 0 | 0 | 0 | 0
F1_Commercial_Miscellaneous_Existing_Miscellaneous_Electric_Clothes Washer_E5 | F1 | Commercial | Miscellaneous | Existing | Miscellaneous | Electric | Clothes Washer | E5 | CCE | 0 | 0 | 0 | 0 | 0 | 0 | 0 | 0 | 0 | 0 | 0 | 0 | 0 | 0 | 0 | 0 | 0 | 0 | 0 | 0 | 0 | 0 | 0 | 0 | 0 | 0 | 0 | 0 | 0 | 0
F1_Commercial_Miscellaneous_Existing_Miscellaneous_Electric_Clothes Washer_E6 | F1 | Commercial | Miscellaneous | Existing | Miscellaneous | Electric | Clothes Washer | E6 | CCE | 0 | 0 | 0 | 0 | 0 | 0 | 0 | 0 | 0 | 0 | 0 | 0 | 0 | 0 | 0 | 0 | 0 | 0 | 0 | 0 | 0 | 0 | 0 | 0 | 0 | 0 | 0 | 0 | 0 | 0
F1_Commercial_Miscellaneous_Existing_Miscellaneous_Electric_Clothes Washer_E7 | F1 | Commercial | Miscellaneous | Existing | Miscellaneous | Electric | Clothes Washer | E7 | CCE | 0 | 0 | 0 | 0 | 0 | 0 | 0 | 0 | 0 | 0 | 0 | 0 | 0 | 0 | 0 | 0 | 0 | 0 | 0 | 0 | 0 | 0 | 0 | 0 | 0 | 0 | 0 | 0 | 0 | 0
F1_Commercial_Miscellaneous_Existing_Miscellaneous_Electric_Clothes Washer_E8 | F1 | Commercial | Miscellaneous | Existing | Miscellaneous | Electric | Clothes Washer | E8 | CCE | 0 | 0 | 0 | 0 | 0 | 0 | 0 | 0 | 0 | 0 | 0 | 0 | 0 | 0 | 0 | 0 | 0 | 0 | 0 | 0 | 0 | 0 | 0 | 0 | 0 | 0 | 0 | 0 | 0 | 0
F1_Commercial_Miscellaneous_Existing_Miscellaneous_Electric_Clothes Washer_E9 | F1 | Commercial | Miscellaneous | Existing | Miscellaneous | Electric | Clothes Washer | E9 | CCE | 0 | 0 | 0 | 0 | 0 | 0 | 0 | 0 | 0 | 0 | 0 | 0 | 0 | 0 | 0 | 0 | 0 | 0 | 0 | 0 | 0 | 0 | 0 | 0 | 0 | 0 | 0 | 0 | 0 | 0
F1_Commercial_Miscellaneous_Existing_Miscellaneous_Electric_Clothes Washer_E10 | F1 | Commercial | Miscellaneous | Existing | Miscellaneous | Electric | Clothes Washer | E10 | CCE | 0 | 0 | 0 | 0 | 0 | 0 | 0 | 0 | 0 | 0 | 0 | 0 | 0 | 0 | 0 | 0 | 0 | 0 | 0 | 0 | 0 | 0 | 0 | 0 | 0 | 0 | 0 | 0 | 0 | 0
F2_Commercial_Miscellaneous_Existing_Miscellaneous_Electric_Clothes Washer_E1 | F2 | Commercial | Miscellaneous | Existing | Miscellaneous | Electric | Clothes Washer | E1 | TRC BC Ratio | 0 | 0 | 0 | 0 | 0 | 0 | 0 | 0 | 0 | 0 | 0 | 0 | 0 | 0 | 0 | 0 | 0 | 0 | 0 | 0 | 0 | 0 | 0 | 0 | 0 | 0 | 0 | 0 | 0 | 0
F2_Commercial_Miscellaneous_Existing_Miscellaneous_Electric_Clothes Washer_E2 | F2 | Commercial | Miscellaneous | Existing | Miscellaneous | Electric | Clothes Washer | E2 | TRC BC Ratio | 0 | 0 | 0 | 0 | 0 | 0 | 0 | 0 | 0 | 0 | 0 | 0 | 0 | 0 | 0 | 0 | 0 | 0 | 0 | 0 | 0 | 0 | 0 | 0 | 0 | 0 | 0 | 0 | 0 | 0
F2_Commercial_Miscellaneous_Existing_Miscellaneous_Electric_Clothes Washer_E3 | F2 | Commercial | Miscellaneous | Existing | Miscellaneous | Electric | Clothes Washer | E3 | TRC BC Ratio | 0 | 0 | 0 | 0 | 0 | 0 | 0 | 0 | 0 | 0 | 0 | 0 | 0 | 0 | 0 | 0 | 0 | 0 | 0 | 0 | 0 | 0 | 0 | 0 | 0 | 0 | 0 | 0 | 0 | 0
F2_Commercial_Miscellaneous_Existing_Miscellaneous_Electric_Clothes Washer_E4 | F2 | Commercial | Miscellaneous | Existing | Miscellaneous | Electric | Clothes Washer | E4 | TRC BC Ratio | 0 | 0 | 0 | 0 | 0 | 0 | 0 | 0 | 0 | 0 | 0 | 0 | 0 | 0 | 0 | 0 | 0 | 0 | 0 | 0 | 0 | 0 | 0 | 0 | 0 | 0 | 0 | 0 | 0 | 0
F2_Commercial_Miscellaneous_Existing_Miscellaneous_Electric_Clothes Washer_E5 | F2 | Commercial | Miscellaneous | Existing | Miscellaneous | Electric | Clothes Washer | E5 | TRC BC Ratio | 0 | 0 | 0 | 0 | 0 | 0 | 0 | 0 | 0 | 0 | 0 | 0 | 0 | 0 | 0 | 0 | 0 | 0 | 0 | 0 | 0 | 0 | 0 | 0 | 0 | 0 | 0 | 0 | 0 | 0
F2_Commercial_Miscellaneous_Existing_Miscellaneous_Electric_Clothes Washer_E6 | F2 | Commercial | Miscellaneous | Existing | Miscellaneous | Electric | Clothes Washer | E6 | TRC BC Ratio | 0 | 0 | 0 | 0 | 0 | 0 | 0 | 0 | 0 | 0 | 0 | 0 | 0 | 0 | 0 | 0 | 0 | 0 | 0 | 0 | 0 | 0 | 0 | 0 | 0 | 0 | 0 | 0 | 0 | 0
F2_Commercial_Miscellaneous_Existing_Miscellaneous_Electric_Clothes Washer_E7 | F2 | Commercial | Miscellaneous | Existing | Miscellaneous | Electric | Clothes Washer | E7 | TRC BC Ratio | 0 | 0 | 0 | 0 | 0 | 0 | 0 | 0 | 0 | 0 | 0 | 0 | 0 | 0 | 0 | 0 | 0 | 0 | 0 | 0 | 0 | 0 | 0 | 0 | 0 | 0 | 0 | 0 | 0 | 0
F2_Commercial_Miscellaneous_Existing_Miscellaneous_Electric_Clothes Washer_E8 | F2 | Commercial | Miscellaneous | Existing | Miscellaneous | Electric | Clothes Washer | E8 | TRC BC Ratio | 0 | 0 | 0 | 0 | 0 | 0 | 0 | 0 | 0 | 0 | 0 | 0 | 0 | 0 | 0 | 0 | 0 | 0 | 0 | 0 | 0 | 0 | 0 | 0 | 0 | 0 | 0 | 0 | 0 | 0
F2_Commercial_Miscellaneous_Existing_Miscellaneous_Electric_Clothes Washer_E9 | F2 | Commercial | Miscellaneous | Existing | Miscellaneous | Electric | Clothes Washer | E9 | TRC BC Ratio | 0 | 0 | 0 | 0 | 0 | 0 | 0 | 0 | 0 | 0 | 0 | 0 | 0 | 0 | 0 | 0 | 0 | 0 | 0 | 0 | 0 | 0 | 0 | 0 | 0 | 0 | 0 | 0 | 0 | 0
F2_Commercial_Miscellaneous_Existing_Miscellaneous_Electric_Clothes Washer_E10 | F2 | Commercial | Miscellaneous | Existing | Miscellaneous | Electric | Clothes Washer | E10 | TRC BC Ratio | 0 | 0 | 0 | 0 | 0 | 0 | 0 | 0 | 0 | 0 | 0 | 0 | 0 | 0 | 0 | 0 | 0 | 0 | 0 | 0 | 0 | 0 | 0 | 0 | 0 | 0 | 0 | 0 | 0 | 0
F3_Commercial_Miscellaneous_Existing_Miscellaneous_Electric_Clothes Washer_E1 | F3 | Commercial | Miscellaneous | Existing | Miscellaneous | Electric | Clothes Washer | E1 | PACT BC Ratio | 0 | 0 | 0 | 0 | 0 | 0 | 0 | 0 | 0 | 0 | 0 | 0 | 0 | 0 | 0 | 0 | 0 | 0 | 0 | 0 | 0 | 0 | 0 | 0 | 0 | 0 | 0 | 0 | 0 | 0
F3_Commercial_Miscellaneous_Existing_Miscellaneous_Electric_Clothes Washer_E2 | F3 | Commercial | Miscellaneous | Existing | Miscellaneous | Electric | Clothes Washer | E2 | PACT BC Ratio | 0 | 0 | 0 | 0 | 0 | 0 | 0 | 0 | 0 | 0 | 0 | 0 | 0 | 0 | 0 | 0 | 0 | 0 | 0 | 0 | 0 | 0 | 0 | 0 | 0 | 0 | 0 | 0 | 0 | 0
F3_Commercial_Miscellaneous_Existing_Miscellaneous_Electric_Clothes Washer_E3 | F3 | Commercial | Miscellaneous | Existing | Miscellaneous | Electric | Clothes Washer | E3 | PACT BC Ratio | 0 | 0 | 0 | 0 | 0 | 0 | 0 | 0 | 0 | 0 | 0 | 0 | 0 | 0 | 0 | 0 | 0 | 0 | 0 | 0 | 0 | 0 | 0 | 0 | 0 | 0 | 0 | 0 | 0 | 0
F3_Commercial_Miscellaneous_Existing_Miscellaneous_Electric_Clothes Washer_E4 | F3 | Commercial | Miscellaneous | Existing | Miscellaneous | Electric | Clothes Washer | E4 | PACT BC Ratio | 0 | 0 | 0 | 0 | 0 | 0 | 0 | 0 | 0 | 0 | 0 | 0 | 0 | 0 | 0 | 0 | 0 | 0 | 0 | 0 | 0 | 0 | 0 | 0 | 0 | 0 | 0 | 0 | 0 | 0
F3_Commercial_Miscellaneous_Existing_Miscellaneous_Electric_Clothes Washer_E5 | F3 | Commercial | Miscellaneous | Existing | Miscellaneous | Electric | Clothes Washer | E5 | PACT BC Ratio | 0 | 0 | 0 | 0 | 0 | 0 | 0 | 0 | 0 | 0 | 0 | 0 | 0 | 0 | 0 | 0 | 0 | 0 | 0 | 0 | 0 | 0 | 0 | 0 | 0 | 0 | 0 | 0 | 0 | 0
F3_Commercial_Miscellaneous_Existing_Miscellaneous_Electric_Clothes Washer_E6 | F3 | Commercial | Miscellaneous | Existing | Miscellaneous | Electric | Clothes Washer | E6 | PACT BC Ratio | 0 | 0 | 0 | 0 | 0 | 0 | 0 | 0 | 0 | 0 | 0 | 0 | 0 | 0 | 0 | 0 | 0 | 0 | 0 | 0 | 0 | 0 | 0 | 0 | 0 | 0 | 0 | 0 | 0 | 0
F3_Commercial_Miscellaneous_Existing_Miscellaneous_Electric_Clothes Washer_E7 | F3 | Commercial | Miscellaneous | Existing | Miscellaneous | Electric | Clothes Washer | E7 | PACT BC Ratio | 0 | 0 | 0 | 0 | 0 | 0 | 0 | 0 | 0 | 0 | 0 | 0 | 0 | 0 | 0 | 0 | 0 | 0 | 0 | 0 | 0 | 0 | 0 | 0 | 0 | 0 | 0 | 0 | 0 | 0
F3_Commercial_Miscellaneous_Existing_Miscellaneous_Electric_Clothes Washer_E8 | F3 | Commercial | Miscellaneous | Existing | Miscellaneous | Electric | Clothes Washer | E8 | PACT BC Ratio | 0 | 0 | 0 | 0 | 0 | 0 | 0 | 0 | 0 | 0 | 0 | 0 | 0 | 0 | 0 | 0 | 0 | 0 | 0 | 0 | 0 | 0 | 0 | 0 | 0 | 0 | 0 | 0 | 0 | 0
F3_Commercial_Miscellaneous_Existing_Miscellaneous_Electric_Clothes Washer_E9 | F3 | Commercial | Miscellaneous | Existing | Miscellaneous | Electric | Clothes Washer | E9 | PACT BC Ratio | 0 | 0 | 0 | 0 | 0 | 0 | 0 | 0 | 0 | 0 | 0 | 0 | 0 | 0 | 0 | 0 | 0 | 0 | 0 | 0 | 0 | 0 | 0 | 0 | 0 | 0 | 0 | 0 | 0 | 0
F3_Commercial_Miscellaneous_Existing_Miscellaneous_Electric_Clothes Washer_E10 | F3 | Commercial | Miscellaneous | Existing | Miscellaneous | Electric | Clothes Washer | E10 | PACT BC Ratio | 0 | 0 | 0 | 0 | 0 | 0 | 0 | 0 | 0 | 0 | 0 | 0 | 0 | 0 | 0 | 0 | 0 | 0 | 0 | 0 | 0 | 0 | 0 | 0 | 0 | 0 | 0 | 0 | 0 | 0
F4_Commercial_Miscellaneous_Existing_Miscellaneous_Electric_Clothes Washer_E1 | F4 | Commercial | Miscellaneous | Existing | Miscellaneous | Electric | Clothes Washer | E1 | RVT BC Ratio | 0 | 0 | 0 | 0 | 0 | 0 | 0 | 0 | 0 | 0 | 0 | 0 | 0 | 0 | 0 | 0 | 0 | 0 | 0 | 0 | 0 | 0 | 0 | 0 | 0 | 0 | 0 | 0 | 0 | 0
F4_Commercial_Miscellaneous_Existing_Miscellaneous_Electric_Clothes Washer_E2 | F4 | Commercial | Miscellaneous | Existing | Miscellaneous | Electric | Clothes Washer | E2 | RVT BC Ratio | 0 | 0 | 0 | 0 | 0 | 0 | 0 | 0 | 0 | 0 | 0 | 0 | 0 | 0 | 0 | 0 | 0 | 0 | 0 | 0 | 0 | 0 | 0 | 0 | 0 | 0 | 0 | 0 | 0 | 0
F4_Commercial_Miscellaneous_Existing_Miscellaneous_Electric_Clothes Washer_E3 | F4 | Commercial | Miscellaneous | Existing | Miscellaneous | Electric | Clothes Washer | E3 | RVT BC Ratio | 0 | 0 | 0 | 0 | 0 | 0 | 0 | 0 | 0 | 0 | 0 | 0 | 0 | 0 | 0 | 0 | 0 | 0 | 0 | 0 | 0 | 0 | 0 | 0 | 0 | 0 | 0 | 0 | 0 | 0
F4_Commercial_Miscellaneous_Existing_Miscellaneous_Electric_Clothes Washer_E4 | F4 | Commercial | Miscellaneous | Existing | Miscellaneous | Electric | Clothes Washer | E4 | RVT BC Ratio | 0 | 0 | 0 | 0 | 0 | 0 | 0 | 0 | 0 | 0 | 0 | 0 | 0 | 0 | 0 | 0 | 0 | 0 | 0 | 0 | 0 | 0 | 0 | 0 | 0 | 0 | 0 | 0 | 0 | 0
F4_Commercial_Miscellaneous_Existing_Miscellaneous_Electric_Clothes Washer_E5 | F4 | Commercial | Miscellaneous | Existing | Miscellaneous | Electric | Clothes Washer | E5 | RVT BC Ratio | 0 | 0 | 0 | 0 | 0 | 0 | 0 | 0 | 0 | 0 | 0 | 0 | 0 | 0 | 0 | 0 | 0 | 0 | 0 | 0 | 0 | 0 | 0 | 0 | 0 | 0 | 0 | 0 | 0 | 0
F4_Commercial_Miscellaneous_Existing_Miscellaneous_Electric_Clothes Washer_E6 | F4 | Commercial | Miscellaneous | Existing | Miscellaneous | Electric | Clothes Washer | E6 | RVT BC Ratio | 0 | 0 | 0 | 0 | 0 | 0 | 0 | 0 | 0 | 0 | 0 | 0 | 0 | 0 | 0 | 0 | 0 | 0 | 0 | 0 | 0 | 0 | 0 | 0 | 0 | 0 | 0 | 0 | 0 | 0
F4_Commercial_Miscellaneous_Existing_Miscellaneous_Electric_Clothes Washer_E7 | F4 | Commercial | Miscellaneous | Existing | Miscellaneous | Electric | Clothes Washer | E7 | RVT BC Ratio | 0 | 0 | 0 | 0 | 0 | 0 | 0 | 0 | 0 | 0 | 0 | 0 | 0 | 0 | 0 | 0 | 0 | 0 | 0 | 0 | 0 | 0 | 0 | 0 | 0 | 0 | 0 | 0 | 0 | 0
F4_Commercial_Miscellaneous_Existing_Miscellaneous_Electric_Clothes Washer_E8 | F4 | Commercial | Miscellaneous | Existing | Miscellaneous | Electric | Clothes Washer | E8 | RVT BC Ratio | 0 | 0 | 0 | 0 | 0 | 0 | 0 | 0 | 0 | 0 | 0 | 0 | 0 | 0 | 0 | 0 | 0 | 0 | 0 | 0 | 0 | 0 | 0 | 0 | 0 | 0 | 0 | 0 | 0 | 0
F4_Commercial_Miscellaneous_Existing_Miscellaneous_Electric_Clothes Washer_E9 | F4 | Commercial | Miscellaneous | Existing | Miscellaneous | Electric | Clothes Washer | E9 | RVT BC Ratio | 0 | 0 | 0 | 0 | 0 | 0 | 0 | 0 | 0 | 0 | 0 | 0 | 0 | 0 | 0 | 0 | 0 | 0 | 0 | 0 | 0 | 0 | 0 | 0 | 0 | 0 | 0 | 0 | 0 | 0
F4_Commercial_Miscellaneous_Existing_Miscellaneous_Electric_Clothes Washer_E10 | F4 | Commercial | Miscellaneous | Existing | Miscellaneous | Electric | Clothes Washer | E10 | RVT BC Ratio | 0 | 0 | 0 | 0 | 0 | 0 | 0 | 0 | 0 | 0 | 0 | 0 | 0 | 0 | 0 | 0 | 0 | 0 | 0 | 0 | 0 | 0 | 0 | 0 | 0 | 0 | 0 | 0 | 0 | 0
F5_Commercial_Miscellaneous_Existing_Miscellaneous_Electric_Clothes Washer_E1 | F5 | Commercial | Miscellaneous | Existing | Miscellaneous | Electric | Clothes Washer | E1 | RIM BC Ratio | 0 | 0 | 0 | 0 | 0 | 0 | 0 | 0 | 0 | 0 | 0 | 0 | 0 | 0 | 0 | 0 | 0 | 0 | 0 | 0 | 0 | 0 | 0 | 0 | 0 | 0 | 0 | 0 | 0 | 0
F5_Commercial_Miscellaneous_Existing_Miscellaneous_Electric_Clothes Washer_E2 | F5 | Commercial | Miscellaneous | Existing | Miscellaneous | Electric | Clothes Washer | E2 | RIM BC Ratio | 0 | 0 | 0 | 0 | 0 | 0 | 0 | 0 | 0 | 0 | 0 | 0 | 0 | 0 | 0 | 0 | 0 | 0 | 0 | 0 | 0 | 0 | 0 | 0 | 0 | 0 | 0 | 0 | 0 | 0
F5_Commercial_Miscellaneous_Existing_Miscellaneous_Electric_Clothes Washer_E3 | F5 | Commercial | Miscellaneous | Existing | Miscellaneous | Electric | Clothes Washer | E3 | RIM BC Ratio | 0 | 0 | 0 | 0 | 0 | 0 | 0 | 0 | 0 | 0 | 0 | 0 | 0 | 0 | 0 | 0 | 0 | 0 | 0 | 0 | 0 | 0 | 0 | 0 | 0 | 0 | 0 | 0 | 0 | 0
F5_Commercial_Miscellaneous_Existing_Miscellaneous_Electric_Clothes Washer_E4 | F5 | Commercial | Miscellaneous | Existing | Miscellaneous | Electric | Clothes Washer | E4 | RIM BC Ratio | 0 | 0 | 0 | 0 | 0 | 0 | 0 | 0 | 0 | 0 | 0 | 0 | 0 | 0 | 0 | 0 | 0 | 0 | 0 | 0 | 0 | 0 | 0 | 0 | 0 | 0 | 0 | 0 | 0 | 0
F5_Commercial_Miscellaneous_Existing_Miscellaneous_Electric_Clothes Washer_E5 | F5 | Commercial | Miscellaneous | Existing | Miscellaneous | Electric | Clothes Washer | E5 | RIM BC Ratio | 0 | 0 | 0 | 0 | 0 | 0 | 0 | 0 | 0 | 0 | 0 | 0 | 0 | 0 | 0 | 0 | 0 | 0 | 0 | 0 | 0 | 0 | 0 | 0 | 0 | 0 | 0 | 0 | 0 | 0
F5_Commercial_Miscellaneous_Existing_Miscellaneous_Electric_Clothes Washer_E6 | F5 | Commercial | Miscellaneous | Existing | Miscellaneous | Electric | Clothes Washer | E6 | RIM BC Ratio | 0 | 0 | 0 | 0 | 0 | 0 | 0 | 0 | 0 | 0 | 0 | 0 | 0 | 0 | 0 | 0 | 0 | 0 | 0 | 0 | 0 | 0 | 0 | 0 | 0 | 0 | 0 | 0 | 0 | 0
F5_Commercial_Miscellaneous_Existing_Miscellaneous_Electric_Clothes Washer_E7 | F5 | Commercial | Miscellaneous | Existing | Miscellaneous | Electric | Clothes Washer | E7 | RIM BC Ratio | 0 | 0 | 0 | 0 | 0 | 0 | 0 | 0 | 0 | 0 | 0 | 0 | 0 | 0 | 0 | 0 | 0 | 0 | 0 | 0 | 0 | 0 | 0 | 0 | 0 | 0 | 0 | 0 | 0 | 0
F5_Commercial_Miscellaneous_Existing_Miscellaneous_Electric_Clothes Washer_E8 | F5 | Commercial | Miscellaneous | Existing | Miscellaneous | Electric | Clothes Washer | E8 | RIM BC Ratio | 0 | 0 | 0 | 0 | 0 | 0 | 0 | 0 | 0 | 0 | 0 | 0 | 0 | 0 | 0 | 0 | 0 | 0 | 0 | 0 | 0 | 0 | 0 | 0 | 0 | 0 | 0 | 0 | 0 | 0
F5_Commercial_Miscellaneous_Existing_Miscellaneous_Electric_Clothes Washer_E9 | F5 | Commercial | Miscellaneous | Existing | Miscellaneous | Electric | Clothes Washer | E9 | RIM BC Ratio | 0 | 0 | 0 | 0 | 0 | 0 | 0 | 0 | 0 | 0 | 0 | 0 | 0 | 0 | 0 | 0 | 0 | 0 | 0 | 0 | 0 | 0 | 0 | 0 | 0 | 0 | 0 | 0 | 0 | 0
F5_Commercial_Miscellaneous_Existing_Miscellaneous_Electric_Clothes Washer_E10 | F5 | Commercial | Miscellaneous | Existing | Miscellaneous | Electric | Clothes Washer | E10 | RIM BC Ratio | 0 | 0 | 0 | 0 | 0 | 0 | 0 | 0 | 0 | 0 | 0 | 0 | 0 | 0 | 0 | 0 | 0 | 0 | 0 | 0 | 0 | 0 | 0 | 0 | 0 | 0 | 0 | 0 | 0 | 0
F0_Commercial_Miscellaneous_Existing_Miscellaneous_Electric_Clothes Dryer_E0 | F0 | Commercial | Miscellaneous | Existing | Miscellaneous | Electric | Clothes Dryer | E0 | Economic Unit | 0 | 0 | 0 | 0 | 0 | 0 | 0 | 0 | 0 | 0 | 0 | 0 | 0 | 0 | 0 | 0 | 0 | 0 | 0 | 0 | 0 | 0 | 0 | 0 | 0 | 0 | 0 | 0 | 0 | 0
F1_Commercial_Miscellaneous_Existing_Miscellaneous_Electric_Clothes Dryer_E1 | F1 | Commercial | Miscellaneous | Existing | Miscellaneous | Electric | Clothes Dryer | E1 | CCE | 0 | 0 | 0 | 0 | 0 | 0 | 0 | 0 | 0 | 0 | 0 | 0 | 0 | 0 | 0 | 0 | 0 | 0 | 0 | 0 | 0 | 0 | 0 | 0 | 0 | 0 | 0 | 0 | 0 | 0
F1_Commercial_Miscellaneous_Existing_Miscellaneous_Electric_Clothes Dryer_E2 | F1 | Commercial | Miscellaneous | Existing | Miscellaneous | Electric | Clothes Dryer | E2 | CCE | 0 | 0 | 0 | 0 | 0 | 0 | 0 | 0 | 0 | 0 | 0 | 0 | 0 | 0 | 0 | 0 | 0 | 0 | 0 | 0 | 0 | 0 | 0 | 0 | 0 | 0 | 0 | 0 | 0 | 0
F1_Commercial_Miscellaneous_Existing_Miscellaneous_Electric_Clothes Dryer_E3 | F1 | Commercial | Miscellaneous | Existing | Miscellaneous | Electric | Clothes Dryer | E3 | CCE | 0 | 0 | 0 | 0 | 0 | 0 | 0 | 0 | 0 | 0 | 0 | 0 | 0 | 0 | 0 | 0 | 0 | 0 | 0 | 0 | 0 | 0 | 0 | 0 | 0 | 0 | 0 | 0 | 0 | 0
F1_Commercial_Miscellaneous_Existing_Miscellaneous_Electric_Clothes Dryer_E4 | F1 | Commercial | Miscellaneous | Existing | Miscellaneous | Electric | Clothes Dryer | E4 | CCE | 0 | 0 | 0 | 0 | 0 | 0 | 0 | 0 | 0 | 0 | 0 | 0 | 0 | 0 | 0 | 0 | 0 | 0 | 0 | 0 | 0 | 0 | 0 | 0 | 0 | 0 | 0 | 0 | 0 | 0
F1_Commercial_Miscellaneous_Existing_Miscellaneous_Electric_Clothes Dryer_E5 | F1 | Commercial | Miscellaneous | Existing | Miscellaneous | Electric | Clothes Dryer | E5 | CCE | 0 | 0 | 0 | 0 | 0 | 0 | 0 | 0 | 0 | 0 | 0 | 0 | 0 | 0 | 0 | 0 | 0 | 0 | 0 | 0 | 0 | 0 | 0 | 0 | 0 | 0 | 0 | 0 | 0 | 0
F1_Commercial_Miscellaneous_Existing_Miscellaneous_Electric_Clothes Dryer_E6 | F1 | Commercial | Miscellaneous | Existing | Miscellaneous | Electric | Clothes Dryer | E6 | CCE | 0 | 0 | 0 | 0 | 0 | 0 | 0 | 0 | 0 | 0 | 0 | 0 | 0 | 0 | 0 | 0 | 0 | 0 | 0 | 0 | 0 | 0 | 0 | 0 | 0 | 0 | 0 | 0 | 0 | 0
F1_Commercial_Miscellaneous_Existing_Miscellaneous_Electric_Clothes Dryer_E7 | F1 | Commercial | Miscellaneous | Existing | Miscellaneous | Electric | Clothes Dryer | E7 | CCE | 0 | 0 | 0 | 0 | 0 | 0 | 0 | 0 | 0 | 0 | 0 | 0 | 0 | 0 | 0 | 0 | 0 | 0 | 0 | 0 | 0 | 0 | 0 | 0 | 0 | 0 | 0 | 0 | 0 | 0
F1_Commercial_Miscellaneous_Existing_Miscellaneous_Electric_Clothes Dryer_E8 | F1 | Commercial | Miscellaneous | Existing | Miscellaneous | Electric | Clothes Dryer | E8 | CCE | 0 | 0 | 0 | 0 | 0 | 0 | 0 | 0 | 0 | 0 | 0 | 0 | 0 | 0 | 0 | 0 | 0 | 0 | 0 | 0 | 0 | 0 | 0 | 0 | 0 | 0 | 0 | 0 | 0 | 0
F1_Commercial_Miscellaneous_Existing_Miscellaneous_Electric_Clothes Dryer_E9 | F1 | Commercial | Miscellaneous | Existing | Miscellaneous | Electric | Clothes Dryer | E9 | CCE | 0 | 0 | 0 | 0 | 0 | 0 | 0 | 0 | 0 | 0 | 0 | 0 | 0 | 0 | 0 | 0 | 0 | 0 | 0 | 0 | 0 | 0 | 0 | 0 | 0 | 0 | 0 | 0 | 0 | 0
F1_Commercial_Miscellaneous_Existing_Miscellaneous_Electric_Clothes Dryer_E10 | F1 | Commercial | Miscellaneous | Existing | Miscellaneous | Electric | Clothes Dryer | E10 | CCE | 0 | 0 | 0 | 0 | 0 | 0 | 0 | 0 | 0 | 0 | 0 | 0 | 0 | 0 | 0 | 0 | 0 | 0 | 0 | 0 | 0 | 0 | 0 | 0 | 0 | 0 | 0 | 0 | 0 | 0
F2_Commercial_Miscellaneous_Existing_Miscellaneous_Electric_Clothes Dryer_E1 | F2 | Commercial | Miscellaneous | Existing | Miscellaneous | Electric | Clothes Dryer | E1 | TRC BC Ratio | 0 | 0 | 0 | 0 | 0 | 0 | 0 | 0 | 0 | 0 | 0 | 0 | 0 | 0 | 0 | 0 | 0 | 0 | 0 | 0 | 0 | 0 | 0 | 0 | 0 | 0 | 0 | 0 | 0 | 0
F2_Commercial_Miscellaneous_Existing_Miscellaneous_Electric_Clothes Dryer_E2 | F2 | Commercial | Miscellaneous | Existing | Miscellaneous | Electric | Clothes Dryer | E2 | TRC BC Ratio | 0 | 0 | 0 | 0 | 0 | 0 | 0 | 0 | 0 | 0 | 0 | 0 | 0 | 0 | 0 | 0 | 0 | 0 | 0 | 0 | 0 | 0 | 0 | 0 | 0 | 0 | 0 | 0 | 0 | 0
F2_Commercial_Miscellaneous_Existing_Miscellaneous_Electric_Clothes Dryer_E3 | F2 | Commercial | Miscellaneous | Existing | Miscellaneous | Electric | Clothes Dryer | E3 | TRC BC Ratio | 0 | 0 | 0 | 0 | 0 | 0 | 0 | 0 | 0 | 0 | 0 | 0 | 0 | 0 | 0 | 0 | 0 | 0 | 0 | 0 | 0 | 0 | 0 | 0 | 0 | 0 | 0 | 0 | 0 | 0
F2_Commercial_Miscellaneous_Existing_Miscellaneous_Electric_Clothes Dryer_E4 | F2 | Commercial | Miscellaneous | Existing | Miscellaneous | Electric | Clothes Dryer | E4 | TRC BC Ratio | 0 | 0 | 0 | 0 | 0 | 0 | 0 | 0 | 0 | 0 | 0 | 0 | 0 | 0 | 0 | 0 | 0 | 0 | 0 | 0 | 0 | 0 | 0 | 0 | 0 | 0 | 0 | 0 | 0 | 0
F2_Commercial_Miscellaneous_Existing_Miscellaneous_Electric_Clothes Dryer_E5 | F2 | Commercial | Miscellaneous | Existing | Miscellaneous | Electric | Clothes Dryer | E5 | TRC BC Ratio | 0 | 0 | 0 | 0 | 0 | 0 | 0 | 0 | 0 | 0 | 0 | 0 | 0 | 0 | 0 | 0 | 0 | 0 | 0 | 0 | 0 | 0 | 0 | 0 | 0 | 0 | 0 | 0 | 0 | 0
F2_Commercial_Miscellaneous_Existing_Miscellaneous_Electric_Clothes Dryer_E6 | F2 | Commercial | Miscellaneous | Existing | Miscellaneous | Electric | Clothes Dryer | E6 | TRC BC Ratio | 0 | 0 | 0 | 0 | 0 | 0 | 0 | 0 | 0 | 0 | 0 | 0 | 0 | 0 | 0 | 0 | 0 | 0 | 0 | 0 | 0 | 0 | 0 | 0 | 0 | 0 | 0 | 0 | 0 | 0
F2_Commercial_Miscellaneous_Existing_Miscellaneous_Electric_Clothes Dryer_E7 | F2 | Commercial | Miscellaneous | Existing | Miscellaneous | Electric | Clothes Dryer | E7 | TRC BC Ratio | 0 | 0 | 0 | 0 | 0 | 0 | 0 | 0 | 0 | 0 | 0 | 0 | 0 | 0 | 0 | 0 | 0 | 0 | 0 | 0 | 0 | 0 | 0 | 0 | 0 | 0 | 0 | 0 | 0 | 0
F2_Commercial_Miscellaneous_Existing_Miscellaneous_Electric_Clothes Dryer_E8 | F2 | Commercial | Miscellaneous | Existing | Miscellaneous | Electric | Clothes Dryer | E8 | TRC BC Ratio | 0 | 0 | 0 | 0 | 0 | 0 | 0 | 0 | 0 | 0 | 0 | 0 | 0 | 0 | 0 | 0 | 0 | 0 | 0 | 0 | 0 | 0 | 0 | 0 | 0 | 0 | 0 | 0 | 0 | 0
F2_Commercial_Miscellaneous_Existing_Miscellaneous_Electric_Clothes Dryer_E9 | F2 | Commercial | Miscellaneous | Existing | Miscellaneous | Electric | Clothes Dryer | E9 | TRC BC Ratio | 0 | 0 | 0 | 0 | 0 | 0 | 0 | 0 | 0 | 0 | 0 | 0 | 0 | 0 | 0 | 0 | 0 | 0 | 0 | 0 | 0 | 0 | 0 | 0 | 0 | 0 | 0 | 0 | 0 | 0
F2_Commercial_Miscellaneous_Existing_Miscellaneous_Electric_Clothes Dryer_E10 | F2 | Commercial | Miscellaneous | Existing | Miscellaneous | Electric | Clothes Dryer | E10 | TRC BC Ratio | 0 | 0 | 0 | 0 | 0 | 0 | 0 | 0 | 0 | 0 | 0 | 0 | 0 | 0 | 0 | 0 | 0 | 0 | 0 | 0 | 0 | 0 | 0 | 0 | 0 | 0 | 0 | 0 | 0 | 0
F3_Commercial_Miscellaneous_Existing_Miscellaneous_Electric_Clothes Dryer_E1 | F3 | Commercial | Miscellaneous | Existing | Miscellaneous | Electric | Clothes Dryer | E1 | PACT BC Ratio | 0 | 0 | 0 | 0 | 0 | 0 | 0 | 0 | 0 | 0 | 0 | 0 | 0 | 0 | 0 | 0 | 0 | 0 | 0 | 0 | 0 | 0 | 0 | 0 | 0 | 0 | 0 | 0 | 0 | 0
F3_Commercial_Miscellaneous_Existing_Miscellaneous_Electric_Clothes Dryer_E2 | F3 | Commercial | Miscellaneous | Existing | Miscellaneous | Electric | Clothes Dryer | E2 | PACT BC Ratio | 0 | 0 | 0 | 0 | 0 | 0 | 0 | 0 | 0 | 0 | 0 | 0 | 0 | 0 | 0 | 0 | 0 | 0 | 0 | 0 | 0 | 0 | 0 | 0 | 0 | 0 | 0 | 0 | 0 | 0
F3_Commercial_Miscellaneous_Existing_Miscellaneous_Electric_Clothes Dryer_E3 | F3 | Commercial | Miscellaneous | Existing | Miscellaneous | Electric | Clothes Dryer | E3 | PACT BC Ratio | 0 | 0 | 0 | 0 | 0 | 0 | 0 | 0 | 0 | 0 | 0 | 0 | 0 | 0 | 0 | 0 | 0 | 0 | 0 | 0 | 0 | 0 | 0 | 0 | 0 | 0 | 0 | 0 | 0 | 0
F3_Commercial_Miscellaneous_Existing_Miscellaneous_Electric_Clothes Dryer_E4 | F3 | Commercial | Miscellaneous | Existing | Miscellaneous | Electric | Clothes Dryer | E4 | PACT BC Ratio | 0 | 0 | 0 | 0 | 0 | 0 | 0 | 0 | 0 | 0 | 0 | 0 | 0 | 0 | 0 | 0 | 0 | 0 | 0 | 0 | 0 | 0 | 0 | 0 | 0 | 0 | 0 | 0 | 0 | 0
F3_Commercial_Miscellaneous_Existing_Miscellaneous_Electric_Clothes Dryer_E5 | F3 | Commercial | Miscellaneous | Existing | Miscellaneous | Electric | Clothes Dryer | E5 | PACT BC Ratio | 0 | 0 | 0 | 0 | 0 | 0 | 0 | 0 | 0 | 0 | 0 | 0 | 0 | 0 | 0 | 0 | 0 | 0 | 0 | 0 | 0 | 0 | 0 | 0 | 0 | 0 | 0 | 0 | 0 | 0
F3_Commercial_Miscellaneous_Existing_Miscellaneous_Electric_Clothes Dryer_E6 | F3 | Commercial | Miscellaneous | Existing | Miscellaneous | Electric | Clothes Dryer | E6 | PACT BC Ratio | 0 | 0 | 0 | 0 | 0 | 0 | 0 | 0 | 0 | 0 | 0 | 0 | 0 | 0 | 0 | 0 | 0 | 0 | 0 | 0 | 0 | 0 | 0 | 0 | 0 | 0 | 0 | 0 | 0 | 0
F3_Commercial_Miscellaneous_Existing_Miscellaneous_Electric_Clothes Dryer_E7 | F3 | Commercial | Miscellaneous | Existing | Miscellaneous | Electric | Clothes Dryer | E7 | PACT BC Ratio | 0 | 0 | 0 | 0 | 0 | 0 | 0 | 0 | 0 | 0 | 0 | 0 | 0 | 0 | 0 | 0 | 0 | 0 | 0 | 0 | 0 | 0 | 0 | 0 | 0 | 0 | 0 | 0 | 0 | 0
F3_Commercial_Miscellaneous_Existing_Miscellaneous_Electric_Clothes Dryer_E8 | F3 | Commercial | Miscellaneous | Existing | Miscellaneous | Electric | Clothes Dryer | E8 | PACT BC Ratio | 0 | 0 | 0 | 0 | 0 | 0 | 0 | 0 | 0 | 0 | 0 | 0 | 0 | 0 | 0 | 0 | 0 | 0 | 0 | 0 | 0 | 0 | 0 | 0 | 0 | 0 | 0 | 0 | 0 | 0
F3_Commercial_Miscellaneous_Existing_Miscellaneous_Electric_Clothes Dryer_E9 | F3 | Commercial | Miscellaneous | Existing | Miscellaneous | Electric | Clothes Dryer | E9 | PACT BC Ratio | 0 | 0 | 0 | 0 | 0 | 0 | 0 | 0 | 0 | 0 | 0 | 0 | 0 | 0 | 0 | 0 | 0 | 0 | 0 | 0 | 0 | 0 | 0 | 0 | 0 | 0 | 0 | 0 | 0 | 0
F3_Commercial_Miscellaneous_Existing_Miscellaneous_Electric_Clothes Dryer_E10 | F3 | Commercial | Miscellaneous | Existing | Miscellaneous | Electric | Clothes Dryer | E10 | PACT BC Ratio | 0 | 0 | 0 | 0 | 0 | 0 | 0 | 0 | 0 | 0 | 0 | 0 | 0 | 0 | 0 | 0 | 0 | 0 | 0 | 0 | 0 | 0 | 0 | 0 | 0 | 0 | 0 | 0 | 0 | 0
F4_Commercial_Miscellaneous_Existing_Miscellaneous_Electric_Clothes Dryer_E1 | F4 | Commercial | Miscellaneous | Existing | Miscellaneous | Electric | Clothes Dryer | E1 | RVT BC Ratio | 0 | 0 | 0 | 0 | 0 | 0 | 0 | 0 | 0 | 0 | 0 | 0 | 0 | 0 | 0 | 0 | 0 | 0 | 0 | 0 | 0 | 0 | 0 | 0 | 0 | 0 | 0 | 0 | 0 | 0
F4_Commercial_Miscellaneous_Existing_Miscellaneous_Electric_Clothes Dryer_E2 | F4 | Commercial | Miscellaneous | Existing | Miscellaneous | Electric | Clothes Dryer | E2 | RVT BC Ratio | 0 | 0 | 0 | 0 | 0 | 0 | 0 | 0 | 0 | 0 | 0 | 0 | 0 | 0 | 0 | 0 | 0 | 0 | 0 | 0 | 0 | 0 | 0 | 0 | 0 | 0 | 0 | 0 | 0 | 0
F4_Commercial_Miscellaneous_Existing_Miscellaneous_Electric_Clothes Dryer_E3 | F4 | Commercial | Miscellaneous | Existing | Miscellaneous | Electric | Clothes Dryer | E3 | RVT BC Ratio | 0 | 0 | 0 | 0 | 0 | 0 | 0 | 0 | 0 | 0 | 0 | 0 | 0 | 0 | 0 | 0 | 0 | 0 | 0 | 0 | 0 | 0 | 0 | 0 | 0 | 0 | 0 | 0 | 0 | 0
F4_Commercial_Miscellaneous_Existing_Miscellaneous_Electric_Clothes Dryer_E4 | F4 | Commercial | Miscellaneous | Existing | Miscellaneous | Electric | Clothes Dryer | E4 | RVT BC Ratio | 0 | 0 | 0 | 0 | 0 | 0 | 0 | 0 | 0 | 0 | 0 | 0 | 0 | 0 | 0 | 0 | 0 | 0 | 0 | 0 | 0 | 0 | 0 | 0 | 0 | 0 | 0 | 0 | 0 | 0
F4_Commercial_Miscellaneous_Existing_Miscellaneous_Electric_Clothes Dryer_E5 | F4 | Commercial | Miscellaneous | Existing | Miscellaneous | Electric | Clothes Dryer | E5 | RVT BC Ratio | 0 | 0 | 0 | 0 | 0 | 0 | 0 | 0 | 0 | 0 | 0 | 0 | 0 | 0 | 0 | 0 | 0 | 0 | 0 | 0 | 0 | 0 | 0 | 0 | 0 | 0 | 0 | 0 | 0 | 0
F4_Commercial_Miscellaneous_Existing_Miscellaneous_Electric_Clothes Dryer_E6 | F4 | Commercial | Miscellaneous | Existing | Miscellaneous | Electric | Clothes Dryer | E6 | RVT BC Ratio | 0 | 0 | 0 | 0 | 0 | 0 | 0 | 0 | 0 | 0 | 0 | 0 | 0 | 0 | 0 | 0 | 0 | 0 | 0 | 0 | 0 | 0 | 0 | 0 | 0 | 0 | 0 | 0 | 0 | 0
F4_Commercial_Miscellaneous_Existing_Miscellaneous_Electric_Clothes Dryer_E7 | F4 | Commercial | Miscellaneous | Existing | Miscellaneous | Electric | Clothes Dryer | E7 | RVT BC Ratio | 0 | 0 | 0 | 0 | 0 | 0 | 0 | 0 | 0 | 0 | 0 | 0 | 0 | 0 | 0 | 0 | 0 | 0 | 0 | 0 | 0 | 0 | 0 | 0 | 0 | 0 | 0 | 0 | 0 | 0
F4_Commercial_Miscellaneous_Existing_Miscellaneous_Electric_Clothes Dryer_E8 | F4 | Commercial | Miscellaneous | Existing | Miscellaneous | Electric | Clothes Dryer | E8 | RVT BC Ratio | 0 | 0 | 0 | 0 | 0 | 0 | 0 | 0 | 0 | 0 | 0 | 0 | 0 | 0 | 0 | 0 | 0 | 0 | 0 | 0 | 0 | 0 | 0 | 0 | 0 | 0 | 0 | 0 | 0 | 0
F4_Commercial_Miscellaneous_Existing_Miscellaneous_Electric_Clothes Dryer_E9 | F4 | Commercial | Miscellaneous | Existing | Miscellaneous | Electric | Clothes Dryer | E9 | RVT BC Ratio | 0 | 0 | 0 | 0 | 0 | 0 | 0 | 0 | 0 | 0 | 0 | 0 | 0 | 0 | 0 | 0 | 0 | 0 | 0 | 0 | 0 | 0 | 0 | 0 | 0 | 0 | 0 | 0 | 0 | 0
F4_Commercial_Miscellaneous_Existing_Miscellaneous_Electric_Clothes Dryer_E10 | F4 | Commercial | Miscellaneous | Existing | Miscellaneous | Electric | Clothes Dryer | E10 | RVT BC Ratio | 0 | 0 | 0 | 0 | 0 | 0 | 0 | 0 | 0 | 0 | 0 | 0 | 0 | 0 | 0 | 0 | 0 | 0 | 0 | 0 | 0 | 0 | 0 | 0 | 0 | 0 | 0 | 0 | 0 | 0
F5_Commercial_Miscellaneous_Existing_Miscellaneous_Electric_Clothes Dryer_E1 | F5 | Commercial | Miscellaneous | Existing | Miscellaneous | Electric | Clothes Dryer | E1 | RIM BC Ratio | 0 | 0 | 0 | 0 | 0 | 0 | 0 | 0 | 0 | 0 | 0 | 0 | 0 | 0 | 0 | 0 | 0 | 0 | 0 | 0 | 0 | 0 | 0 | 0 | 0 | 0 | 0 | 0 | 0 | 0
F5_Commercial_Miscellaneous_Existing_Miscellaneous_Electric_Clothes Dryer_E2 | F5 | Commercial | Miscellaneous | Existing | Miscellaneous | Electric | Clothes Dryer | E2 | RIM BC Ratio | 0 | 0 | 0 | 0 | 0 | 0 | 0 | 0 | 0 | 0 | 0 | 0 | 0 | 0 | 0 | 0 | 0 | 0 | 0 | 0 | 0 | 0 | 0 | 0 | 0 | 0 | 0 | 0 | 0 | 0
F5_Commercial_Miscellaneous_Existing_Miscellaneous_Electric_Clothes Dryer_E3 | F5 | Commercial | Miscellaneous | Existing | Miscellaneous | Electric | Clothes Dryer | E3 | RIM BC Ratio | 0 | 0 | 0 | 0 | 0 | 0 | 0 | 0 | 0 | 0 | 0 | 0 | 0 | 0 | 0 | 0 | 0 | 0 | 0 | 0 | 0 | 0 | 0 | 0 | 0 | 0 | 0 | 0 | 0 | 0
F5_Commercial_Miscellaneous_Existing_Miscellaneous_Electric_Clothes Dryer_E4 | F5 | Commercial | Miscellaneous | Existing | Miscellaneous | Electric | Clothes Dryer | E4 | RIM BC Ratio | 0 | 0 | 0 | 0 | 0 | 0 | 0 | 0 | 0 | 0 | 0 | 0 | 0 | 0 | 0 | 0 | 0 | 0 | 0 | 0 | 0 | 0 | 0 | 0 | 0 | 0 | 0 | 0 | 0 | 0
F5_Commercial_Miscellaneous_Existing_Miscellaneous_Electric_Clothes Dryer_E5 | F5 | Commercial | Miscellaneous | Existing | Miscellaneous | Electric | Clothes Dryer | E5 | RIM BC Ratio | 0 | 0 | 0 | 0 | 0 | 0 | 0 | 0 | 0 | 0 | 0 | 0 | 0 | 0 | 0 | 0 | 0 | 0 | 0 | 0 | 0 | 0 | 0 | 0 | 0 | 0 | 0 | 0 | 0 | 0
F5_Commercial_Miscellaneous_Existing_Miscellaneous_Electric_Clothes Dryer_E6 | F5 | Commercial | Miscellaneous | Existing | Miscellaneous | Electric | Clothes Dryer | E6 | RIM BC Ratio | 0 | 0 | 0 | 0 | 0 | 0 | 0 | 0 | 0 | 0 | 0 | 0 | 0 | 0 | 0 | 0 | 0 | 0 | 0 | 0 | 0 | 0 | 0 | 0 | 0 | 0 | 0 | 0 | 0 | 0
F5_Commercial_Miscellaneous_Existing_Miscellaneous_Electric_Clothes Dryer_E7 | F5 | Commercial | Miscellaneous | Existing | Miscellaneous | Electric | Clothes Dryer | E7 | RIM BC Ratio | 0 | 0 | 0 | 0 | 0 | 0 | 0 | 0 | 0 | 0 | 0 | 0 | 0 | 0 | 0 | 0 | 0 | 0 | 0 | 0 | 0 | 0 | 0 | 0 | 0 | 0 | 0 | 0 | 0 | 0
F5_Commercial_Miscellaneous_Existing_Miscellaneous_Electric_Clothes Dryer_E8 | F5 | Commercial | Miscellaneous | Existing | Miscellaneous | Electric | Clothes Dryer | E8 | RIM BC Ratio | 0 | 0 | 0 | 0 | 0 | 0 | 0 | 0 | 0 | 0 | 0 | 0 | 0 | 0 | 0 | 0 | 0 | 0 | 0 | 0 | 0 | 0 | 0 | 0 | 0 | 0 | 0 | 0 | 0 | 0
F5_Commercial_Miscellaneous_Existing_Miscellaneous_Electric_Clothes Dryer_E9 | F5 | Commercial | Miscellaneous | Existing | Miscellaneous | Electric | Clothes Dryer | E9 | RIM BC Ratio | 0 | 0 | 0 | 0 | 0 | 0 | 0 | 0 | 0 | 0 | 0 | 0 | 0 | 0 | 0 | 0 | 0 | 0 | 0 | 0 | 0 | 0 | 0 | 0 | 0 | 0 | 0 | 0 | 0 | 0
F5_Commercial_Miscellaneous_Existing_Miscellaneous_Electric_Clothes Dryer_E10 | F5 | Commercial | Miscellaneous | Existing | Miscellaneous | Electric | Clothes Dryer | E10 | RIM BC Ratio | 0 | 0 | 0 | 0 | 0 | 0 | 0 | 0 | 0 | 0 | 0 | 0 | 0 | 0 | 0 | 0 | 0 | 0 | 0 | 0 | 0 | 0 | 0 | 0 | 0 | 0 | 0 | 0 | 0 | 0
F0_Commercial_Miscellaneous_Existing_Miscellaneous_Electric_Miscellaneous_E0 | F0 | Commercial | Miscellaneous | Existing | Miscellaneous | Electric | Miscellaneous | E0 | Economic Unit | 0 | 0 | 0 | 0 | 0 | 0 | 0 | 0 | 0 | 0 | 0 | 0 | 0 | 0 | 0 | 0 | 0 | 0 | 0 | 0 | 0 | 0 | 0 | 0 | 0 | 0 | 0 | 0 | 0 | 0
F1_Commercial_Miscellaneous_Existing_Miscellaneous_Electric_Miscellaneous_E1 | F1 | Commercial | Miscellaneous | Existing | Miscellaneous | Electric | Miscellaneous | E1 | CCE | 0 | 0 | 0 | 0 | 0 | 0 | 0 | 0 | 0 | 0 | 0 | 0 | 0 | 0 | 0 | 0 | 0 | 0 | 0 | 0 | 0 | 0 | 0 | 0 | 0 | 0 | 0 | 0 | 0 | 0
F1_Commercial_Miscellaneous_Existing_Miscellaneous_Electric_Miscellaneous_E2 | F1 | Commercial | Miscellaneous | Existing | Miscellaneous | Electric | Miscellaneous | E2 | CCE | 0 | 0 | 0 | 0 | 0 | 0 | 0 | 0 | 0 | 0 | 0 | 0 | 0 | 0 | 0 | 0 | 0 | 0 | 0 | 0 | 0 | 0 | 0 | 0 | 0 | 0 | 0 | 0 | 0 | 0
F1_Commercial_Miscellaneous_Existing_Miscellaneous_Electric_Miscellaneous_E3 | F1 | Commercial | Miscellaneous | Existing | Miscellaneous | Electric | Miscellaneous | E3 | CCE | 0 | 0 | 0 | 0 | 0 | 0 | 0 | 0 | 0 | 0 | 0 | 0 | 0 | 0 | 0 | 0 | 0 | 0 | 0 | 0 | 0 | 0 | 0 | 0 | 0 | 0 | 0 | 0 | 0 | 0
F1_Commercial_Miscellaneous_Existing_Miscellaneous_Electric_Miscellaneous_E4 | F1 | Commercial | Miscellaneous | Existing | Miscellaneous | Electric | Miscellaneous | E4 | CCE | 0 | 0 | 0 | 0 | 0 | 0 | 0 | 0 | 0 | 0 | 0 | 0 | 0 | 0 | 0 | 0 | 0 | 0 | 0 | 0 | 0 | 0 | 0 | 0 | 0 | 0 | 0 | 0 | 0 | 0
F1_Commercial_Miscellaneous_Existing_Miscellaneous_Electric_Miscellaneous_E5 | F1 | Commercial | Miscellaneous | Existing | Miscellaneous | Electric | Miscellaneous | E5 | CCE | 0 | 0 | 0 | 0 | 0 | 0 | 0 | 0 | 0 | 0 | 0 | 0 | 0 | 0 | 0 | 0 | 0 | 0 | 0 | 0 | 0 | 0 | 0 | 0 | 0 | 0 | 0 | 0 | 0 | 0
F1_Commercial_Miscellaneous_Existing_Miscellaneous_Electric_Miscellaneous_E6 | F1 | Commercial | Miscellaneous | Existing | Miscellaneous | Electric | Miscellaneous | E6 | CCE | 0 | 0 | 0 | 0 | 0 | 0 | 0 | 0 | 0 | 0 | 0 | 0 | 0 | 0 | 0 | 0 | 0 | 0 | 0 | 0 | 0 | 0 | 0 | 0 | 0 | 0 | 0 | 0 | 0 | 0
F1_Commercial_Miscellaneous_Existing_Miscellaneous_Electric_Miscellaneous_E7 | F1 | Commercial | Miscellaneous | Existing | Miscellaneous | Electric | Miscellaneous | E7 | CCE | 0 | 0 | 0 | 0 | 0 | 0 | 0 | 0 | 0 | 0 | 0 | 0 | 0 | 0 | 0 | 0 | 0 | 0 | 0 | 0 | 0 | 0 | 0 | 0 | 0 | 0 | 0 | 0 | 0 | 0
F1_Commercial_Miscellaneous_Existing_Miscellaneous_Electric_Miscellaneous_E8 | F1 | Commercial | Miscellaneous | Existing | Miscellaneous | Electric | Miscellaneous | E8 | CCE | 0 | 0 | 0 | 0 | 0 | 0 | 0 | 0 | 0 | 0 | 0 | 0 | 0 | 0 | 0 | 0 | 0 | 0 | 0 | 0 | 0 | 0 | 0 | 0 | 0 | 0 | 0 | 0 | 0 | 0
F1_Commercial_Miscellaneous_Existing_Miscellaneous_Electric_Miscellaneous_E9 | F1 | Commercial | Miscellaneous | Existing | Miscellaneous | Electric | Miscellaneous | E9 | CCE | 0 | 0 | 0 | 0 | 0 | 0 | 0 | 0 | 0 | 0 | 0 | 0 | 0 | 0 | 0 | 0 | 0 | 0 | 0 | 0 | 0 | 0 | 0 | 0 | 0 | 0 | 0 | 0 | 0 | 0
F1_Commercial_Miscellaneous_Existing_Miscellaneous_Electric_Miscellaneous_E10 | F1 | Commercial | Miscellaneous | Existing | Miscellaneous | Electric | Miscellaneous | E10 | CCE | 0 | 0 | 0 | 0 | 0 | 0 | 0 | 0 | 0 | 0 | 0 | 0 | 0 | 0 | 0 | 0 | 0 | 0 | 0 | 0 | 0 | 0 | 0 | 0 | 0 | 0 | 0 | 0 | 0 | 0
F2_Commercial_Miscellaneous_Existing_Miscellaneous_Electric_Miscellaneous_E1 | F2 | Commercial | Miscellaneous | Existing | Miscellaneous | Electric | Miscellaneous | E1 | TRC BC Ratio | 0 | 0 | 0 | 0 | 0 | 0 | 0 | 0 | 0 | 0 | 0 | 0 | 0 | 0 | 0 | 0 | 0 | 0 | 0 | 0 | 0 | 0 | 0 | 0 | 0 | 0 | 0 | 0 | 0 | 0
F2_Commercial_Miscellaneous_Existing_Miscellaneous_Electric_Miscellaneous_E2 | F2 | Commercial | Miscellaneous | Existing | Miscellaneous | Electric | Miscellaneous | E2 | TRC BC Ratio | 0 | 0 | 0 | 0 | 0 | 0 | 0 | 0 | 0 | 0 | 0 | 0 | 0 | 0 | 0 | 0 | 0 | 0 | 0 | 0 | 0 | 0 | 0 | 0 | 0 | 0 | 0 | 0 | 0 | 0
F2_Commercial_Miscellaneous_Existing_Miscellaneous_Electric_Miscellaneous_E3 | F2 | Commercial | Miscellaneous | Existing | Miscellaneous | Electric | Miscellaneous | E3 | TRC BC Ratio | 0 | 0 | 0 | 0 | 0 | 0 | 0 | 0 | 0 | 0 | 0 | 0 | 0 | 0 | 0 | 0 | 0 | 0 | 0 | 0 | 0 | 0 | 0 | 0 | 0 | 0 | 0 | 0 | 0 | 0
F2_Commercial_Miscellaneous_Existing_Miscellaneous_Electric_Miscellaneous_E4 | F2 | Commercial | Miscellaneous | Existing | Miscellaneous | Electric | Miscellaneous | E4 | TRC BC Ratio | 0 | 0 | 0 | 0 | 0 | 0 | 0 | 0 | 0 | 0 | 0 | 0 | 0 | 0 | 0 | 0 | 0 | 0 | 0 | 0 | 0 | 0 | 0 | 0 | 0 | 0 | 0 | 0 | 0 | 0
F2_Commercial_Miscellaneous_Existing_Miscellaneous_Electric_Miscellaneous_E5 | F2 | Commercial | Miscellaneous | Existing | Miscellaneous | Electric | Miscellaneous | E5 | TRC BC Ratio | 0 | 0 | 0 | 0 | 0 | 0 | 0 | 0 | 0 | 0 | 0 | 0 | 0 | 0 | 0 | 0 | 0 | 0 | 0 | 0 | 0 | 0 | 0 | 0 | 0 | 0 | 0 | 0 | 0 | 0
F2_Commercial_Miscellaneous_Existing_Miscellaneous_Electric_Miscellaneous_E6 | F2 | Commercial | Miscellaneous | Existing | Miscellaneous | Electric | Miscellaneous | E6 | TRC BC Ratio | 0 | 0 | 0 | 0 | 0 | 0 | 0 | 0 | 0 | 0 | 0 | 0 | 0 | 0 | 0 | 0 | 0 | 0 | 0 | 0 | 0 | 0 | 0 | 0 | 0 | 0 | 0 | 0 | 0 | 0
F2_Commercial_Miscellaneous_Existing_Miscellaneous_Electric_Miscellaneous_E7 | F2 | Commercial | Miscellaneous | Existing | Miscellaneous | Electric | Miscellaneous | E7 | TRC BC Ratio | 0 | 0 | 0 | 0 | 0 | 0 | 0 | 0 | 0 | 0 | 0 | 0 | 0 | 0 | 0 | 0 | 0 | 0 | 0 | 0 | 0 | 0 | 0 | 0 | 0 | 0 | 0 | 0 | 0 | 0
F2_Commercial_Miscellaneous_Existing_Miscellaneous_Electric_Miscellaneous_E8 | F2 | Commercial | Miscellaneous | Existing | Miscellaneous | Electric | Miscellaneous | E8 | TRC BC Ratio | 0 | 0 | 0 | 0 | 0 | 0 | 0 | 0 | 0 | 0 | 0 | 0 | 0 | 0 | 0 | 0 | 0 | 0 | 0 | 0 | 0 | 0 | 0 | 0 | 0 | 0 | 0 | 0 | 0 | 0
F2_Commercial_Miscellaneous_Existing_Miscellaneous_Electric_Miscellaneous_E9 | F2 | Commercial | Miscellaneous | Existing | Miscellaneous | Electric | Miscellaneous | E9 | TRC BC Ratio | 0 | 0 | 0 | 0 | 0 | 0 | 0 | 0 | 0 | 0 | 0 | 0 | 0 | 0 | 0 | 0 | 0 | 0 | 0 | 0 | 0 | 0 | 0 | 0 | 0 | 0 | 0 | 0 | 0 | 0
F2_Commercial_Miscellaneous_Existing_Miscellaneous_Electric_Miscellaneous_E10 | F2 | Commercial | Miscellaneous | Existing | Miscellaneous | Electric | Miscellaneous | E10 | TRC BC Ratio | 0 | 0 | 0 | 0 | 0 | 0 | 0 | 0 | 0 | 0 | 0 | 0 | 0 | 0 | 0 | 0 | 0 | 0 | 0 | 0 | 0 | 0 | 0 | 0 | 0 | 0 | 0 | 0 | 0 | 0
F3_Commercial_Miscellaneous_Existing_Miscellaneous_Electric_Miscellaneous_E1 | F3 | Commercial | Miscellaneous | Existing | Miscellaneous | Electric | Miscellaneous | E1 | PACT BC Ratio | 0 | 0 | 0 | 0 | 0 | 0 | 0 | 0 | 0 | 0 | 0 | 0 | 0 | 0 | 0 | 0 | 0 | 0 | 0 | 0 | 0 | 0 | 0 | 0 | 0 | 0 | 0 | 0 | 0 | 0
F3_Commercial_Miscellaneous_Existing_Miscellaneous_Electric_Miscellaneous_E2 | F3 | Commercial | Miscellaneous | Existing | Miscellaneous | Electric | Miscellaneous | E2 | PACT BC Ratio | 0 | 0 | 0 | 0 | 0 | 0 | 0 | 0 | 0 | 0 | 0 | 0 | 0 | 0 | 0 | 0 | 0 | 0 | 0 | 0 | 0 | 0 | 0 | 0 | 0 | 0 | 0 | 0 | 0 | 0
F3_Commercial_Miscellaneous_Existing_Miscellaneous_Electric_Miscellaneous_E3 | F3 | Commercial | Miscellaneous | Existing | Miscellaneous | Electric | Miscellaneous | E3 | PACT BC Ratio | 0 | 0 | 0 | 0 | 0 | 0 | 0 | 0 | 0 | 0 | 0 | 0 | 0 | 0 | 0 | 0 | 0 | 0 | 0 | 0 | 0 | 0 | 0 | 0 | 0 | 0 | 0 | 0 | 0 | 0
F3_Commercial_Miscellaneous_Existing_Miscellaneous_Electric_Miscellaneous_E4 | F3 | Commercial | Miscellaneous | Existing | Miscellaneous | Electric | Miscellaneous | E4 | PACT BC Ratio | 0 | 0 | 0 | 0 | 0 | 0 | 0 | 0 | 0 | 0 | 0 | 0 | 0 | 0 | 0 | 0 | 0 | 0 | 0 | 0 | 0 | 0 | 0 | 0 | 0 | 0 | 0 | 0 | 0 | 0
F3_Commercial_Miscellaneous_Existing_Miscellaneous_Electric_Miscellaneous_E5 | F3 | Commercial | Miscellaneous | Existing | Miscellaneous | Electric | Miscellaneous | E5 | PACT BC Ratio | 0 | 0 | 0 | 0 | 0 | 0 | 0 | 0 | 0 | 0 | 0 | 0 | 0 | 0 | 0 | 0 | 0 | 0 | 0 | 0 | 0 | 0 | 0 | 0 | 0 | 0 | 0 | 0 | 0 | 0
F3_Commercial_Miscellaneous_Existing_Miscellaneous_Electric_Miscellaneous_E6 | F3 | Commercial | Miscellaneous | Existing | Miscellaneous | Electric | Miscellaneous | E6 | PACT BC Ratio | 0 | 0 | 0 | 0 | 0 | 0 | 0 | 0 | 0 | 0 | 0 | 0 | 0 | 0 | 0 | 0 | 0 | 0 | 0 | 0 | 0 | 0 | 0 | 0 | 0 | 0 | 0 | 0 | 0 | 0
F3_Commercial_Miscellaneous_Existing_Miscellaneous_Electric_Miscellaneous_E7 | F3 | Commercial | Miscellaneous | Existing | Miscellaneous | Electric | Miscellaneous | E7 | PACT BC Ratio | 0 | 0 | 0 | 0 | 0 | 0 | 0 | 0 | 0 | 0 | 0 | 0 | 0 | 0 | 0 | 0 | 0 | 0 | 0 | 0 | 0 | 0 | 0 | 0 | 0 | 0 | 0 | 0 | 0 | 0
F3_Commercial_Miscellaneous_Existing_Miscellaneous_Electric_Miscellaneous_E8 | F3 | Commercial | Miscellaneous | Existing | Miscellaneous | Electric | Miscellaneous | E8 | PACT BC Ratio | 0 | 0 | 0 | 0 | 0 | 0 | 0 | 0 | 0 | 0 | 0 | 0 | 0 | 0 | 0 | 0 | 0 | 0 | 0 | 0 | 0 | 0 | 0 | 0 | 0 | 0 | 0 | 0 | 0 | 0
F3_Commercial_Miscellaneous_Existing_Miscellaneous_Electric_Miscellaneous_E9 | F3 | Commercial | Miscellaneous | Existing | Miscellaneous | Electric | Miscellaneous | E9 | PACT BC Ratio | 0 | 0 | 0 | 0 | 0 | 0 | 0 | 0 | 0 | 0 | 0 | 0 | 0 | 0 | 0 | 0 | 0 | 0 | 0 | 0 | 0 | 0 | 0 | 0 | 0 | 0 | 0 | 0 | 0 | 0
F3_Commercial_Miscellaneous_Existing_Miscellaneous_Electric_Miscellaneous_E10 | F3 | Commercial | Miscellaneous | Existing | Miscellaneous | Electric | Miscellaneous | E10 | PACT BC Ratio | 0 | 0 | 0 | 0 | 0 | 0 | 0 | 0 | 0 | 0 | 0 | 0 | 0 | 0 | 0 | 0 | 0 | 0 | 0 | 0 | 0 | 0 | 0 | 0 | 0 | 0 | 0 | 0 | 0 | 0
F4_Commercial_Miscellaneous_Existing_Miscellaneous_Electric_Miscellaneous_E1 | F4 | Commercial | Miscellaneous | Existing | Miscellaneous | Electric | Miscellaneous | E1 | RVT BC Ratio | 0 | 0 | 0 | 0 | 0 | 0 | 0 | 0 | 0 | 0 | 0 | 0 | 0 | 0 | 0 | 0 | 0 | 0 | 0 | 0 | 0 | 0 | 0 | 0 | 0 | 0 | 0 | 0 | 0 | 0
F4_Commercial_Miscellaneous_Existing_Miscellaneous_Electric_Miscellaneous_E2 | F4 | Commercial | Miscellaneous | Existing | Miscellaneous | Electric | Miscellaneous | E2 | RVT BC Ratio | 0 | 0 | 0 | 0 | 0 | 0 | 0 | 0 | 0 | 0 | 0 | 0 | 0 | 0 | 0 | 0 | 0 | 0 | 0 | 0 | 0 | 0 | 0 | 0 | 0 | 0 | 0 | 0 | 0 | 0
F4_Commercial_Miscellaneous_Existing_Miscellaneous_Electric_Miscellaneous_E3 | F4 | Commercial | Miscellaneous | Existing | Miscellaneous | Electric | Miscellaneous | E3 | RVT BC Ratio | 0 | 0 | 0 | 0 | 0 | 0 | 0 | 0 | 0 | 0 | 0 | 0 | 0 | 0 | 0 | 0 | 0 | 0 | 0 | 0 | 0 | 0 | 0 | 0 | 0 | 0 | 0 | 0 | 0 | 0
F4_Commercial_Miscellaneous_Existing_Miscellaneous_Electric_Miscellaneous_E4 | F4 | Commercial | Miscellaneous | Existing | Miscellaneous | Electric | Miscellaneous | E4 | RVT BC Ratio | 0 | 0 | 0 | 0 | 0 | 0 | 0 | 0 | 0 | 0 | 0 | 0 | 0 | 0 | 0 | 0 | 0 | 0 | 0 | 0 | 0 | 0 | 0 | 0 | 0 | 0 | 0 | 0 | 0 | 0
F4_Commercial_Miscellaneous_Existing_Miscellaneous_Electric_Miscellaneous_E5 | F4 | Commercial | Miscellaneous | Existing | Miscellaneous | Electric | Miscellaneous | E5 | RVT BC Ratio | 0 | 0 | 0 | 0 | 0 | 0 | 0 | 0 | 0 | 0 | 0 | 0 | 0 | 0 | 0 | 0 | 0 | 0 | 0 | 0 | 0 | 0 | 0 | 0 | 0 | 0 | 0 | 0 | 0 | 0
F4_Commercial_Miscellaneous_Existing_Miscellaneous_Electric_Miscellaneous_E6 | F4 | Commercial | Miscellaneous | Existing | Miscellaneous | Electric | Miscellaneous | E6 | RVT BC Ratio | 0 | 0 | 0 | 0 | 0 | 0 | 0 | 0 | 0 | 0 | 0 | 0 | 0 | 0 | 0 | 0 | 0 | 0 | 0 | 0 | 0 | 0 | 0 | 0 | 0 | 0 | 0 | 0 | 0 | 0
F4_Commercial_Miscellaneous_Existing_Miscellaneous_Electric_Miscellaneous_E7 | F4 | Commercial | Miscellaneous | Existing | Miscellaneous | Electric | Miscellaneous | E7 | RVT BC Ratio | 0 | 0 | 0 | 0 | 0 | 0 | 0 | 0 | 0 | 0 | 0 | 0 | 0 | 0 | 0 | 0 | 0 | 0 | 0 | 0 | 0 | 0 | 0 | 0 | 0 | 0 | 0 | 0 | 0 | 0
F4_Commercial_Miscellaneous_Existing_Miscellaneous_Electric_Miscellaneous_E8 | F4 | Commercial | Miscellaneous | Existing | Miscellaneous | Electric | Miscellaneous | E8 | RVT BC Ratio | 0 | 0 | 0 | 0 | 0 | 0 | 0 | 0 | 0 | 0 | 0 | 0 | 0 | 0 | 0 | 0 | 0 | 0 | 0 | 0 | 0 | 0 | 0 | 0 | 0 | 0 | 0 | 0 | 0 | 0
F4_Commercial_Miscellaneous_Existing_Miscellaneous_Electric_Miscellaneous_E9 | F4 | Commercial | Miscellaneous | Existing | Miscellaneous | Electric | Miscellaneous | E9 | RVT BC Ratio | 0 | 0 | 0 | 0 | 0 | 0 | 0 | 0 | 0 | 0 | 0 | 0 | 0 | 0 | 0 | 0 | 0 | 0 | 0 | 0 | 0 | 0 | 0 | 0 | 0 | 0 | 0 | 0 | 0 | 0
F4_Commercial_Miscellaneous_Existing_Miscellaneous_Electric_Miscellaneous_E10 | F4 | Commercial | Miscellaneous | Existing | Miscellaneous | Electric | Miscellaneous | E10 | RVT BC Ratio | 0 | 0 | 0 | 0 | 0 | 0 | 0 | 0 | 0 | 0 | 0 | 0 | 0 | 0 | 0 | 0 | 0 | 0 | 0 | 0 | 0 | 0 | 0 | 0 | 0 | 0 | 0 | 0 | 0 | 0
F5_Commercial_Miscellaneous_Existing_Miscellaneous_Electric_Miscellaneous_E1 | F5 | Commercial | Miscellaneous | Existing | Miscellaneous | Electric | Miscellaneous | E1 | RIM BC Ratio | 0 | 0 | 0 | 0 | 0 | 0 | 0 | 0 | 0 | 0 | 0 | 0 | 0 | 0 | 0 | 0 | 0 | 0 | 0 | 0 | 0 | 0 | 0 | 0 | 0 | 0 | 0 | 0 | 0 | 0
F5_Commercial_Miscellaneous_Existing_Miscellaneous_Electric_Miscellaneous_E2 | F5 | Commercial | Miscellaneous | Existing | Miscellaneous | Electric | Miscellaneous | E2 | RIM BC Ratio | 0 | 0 | 0 | 0 | 0 | 0 | 0 | 0 | 0 | 0 | 0 | 0 | 0 | 0 | 0 | 0 | 0 | 0 | 0 | 0 | 0 | 0 | 0 | 0 | 0 | 0 | 0 | 0 | 0 | 0
F5_Commercial_Miscellaneous_Existing_Miscellaneous_Electric_Miscellaneous_E3 | F5 | Commercial | Miscellaneous | Existing | Miscellaneous | Electric | Miscellaneous | E3 | RIM BC Ratio | 0 | 0 | 0 | 0 | 0 | 0 | 0 | 0 | 0 | 0 | 0 | 0 | 0 | 0 | 0 | 0 | 0 | 0 | 0 | 0 | 0 | 0 | 0 | 0 | 0 | 0 | 0 | 0 | 0 | 0
F5_Commercial_Miscellaneous_Existing_Miscellaneous_Electric_Miscellaneous_E4 | F5 | Commercial | Miscellaneous | Existing | Miscellaneous | Electric | Miscellaneous | E4 | RIM BC Ratio | 0 | 0 | 0 | 0 | 0 | 0 | 0 | 0 | 0 | 0 | 0 | 0 | 0 | 0 | 0 | 0 | 0 | 0 | 0 | 0 | 0 | 0 | 0 | 0 | 0 | 0 | 0 | 0 | 0 | 0
F5_Commercial_Miscellaneous_Existing_Miscellaneous_Electric_Miscellaneous_E5 | F5 | Commercial | Miscellaneous | Existing | Miscellaneous | Electric | Miscellaneous | E5 | RIM BC Ratio | 0 | 0 | 0 | 0 | 0 | 0 | 0 | 0 | 0 | 0 | 0 | 0 | 0 | 0 | 0 | 0 | 0 | 0 | 0 | 0 | 0 | 0 | 0 | 0 | 0 | 0 | 0 | 0 | 0 | 0
F5_Commercial_Miscellaneous_Existing_Miscellaneous_Electric_Miscellaneous_E6 | F5 | Commercial | Miscellaneous | Existing | Miscellaneous | Electric | Miscellaneous | E6 | RIM BC Ratio | 0 | 0 | 0 | 0 | 0 | 0 | 0 | 0 | 0 | 0 | 0 | 0 | 0 | 0 | 0 | 0 | 0 | 0 | 0 | 0 | 0 | 0 | 0 | 0 | 0 | 0 | 0 | 0 | 0 | 0
F5_Commercial_Miscellaneous_Existing_Miscellaneous_Electric_Miscellaneous_E7 | F5 | Commercial | Miscellaneous | Existing | Miscellaneous | Electric | Miscellaneous | E7 | RIM BC Ratio | 0 | 0 | 0 | 0 | 0 | 0 | 0 | 0 | 0 | 0 | 0 | 0 | 0 | 0 | 0 | 0 | 0 | 0 | 0 | 0 | 0 | 0 | 0 | 0 | 0 | 0 | 0 | 0 | 0 | 0
F5_Commercial_Miscellaneous_Existing_Miscellaneous_Electric_Miscellaneous_E8 | F5 | Commercial | Miscellaneous | Existing | Miscellaneous | Electric | Miscellaneous | E8 | RIM BC Ratio | 0 | 0 | 0 | 0 | 0 | 0 | 0 | 0 | 0 | 0 | 0 | 0 | 0 | 0 | 0 | 0 | 0 | 0 | 0 | 0 | 0 | 0 | 0 | 0 | 0 | 0 | 0 | 0 | 0 | 0
F5_Commercial_Miscellaneous_Existing_Miscellaneous_Electric_Miscellaneous_E9 | F5 | Commercial | Miscellaneous | Existing | Miscellaneous | Electric | Miscellaneous | E9 | RIM BC Ratio | 0 | 0 | 0 | 0 | 0 | 0 | 0 | 0 | 0 | 0 | 0 | 0 | 0 | 0 | 0 | 0 | 0 | 0 | 0 | 0 | 0 | 0 | 0 | 0 | 0 | 0 | 0 | 0 | 0 | 0
F5_Commercial_Miscellaneous_Existing_Miscellaneous_Electric_Miscellaneous_E10 | F5 | Commercial | Miscellaneous | Existing | Miscellaneous | Electric | Miscellaneous | E10 | RIM BC Ratio | 0 | 0 | 0 | 0 | 0 | 0 | 0 | 0 | 0 | 0 | 0 | 0 | 0 | 0 | 0 | 0 | 0 | 0 | 0 | 0 | 0 | 0 | 0 | 0 | 0 | 0 | 0 | 0 | 0 | 0
F0_Commercial_Miscellaneous_Existing_Generation_Electric_Solar PV_E0 | F0 | Commercial | Miscellaneous | Existing | Generation | Electric | Solar PV | E0 | Economic Unit | 0 | 0 | 0 | 0 | 0 | 0 | 0 | 0 | 0 | 0 | 0 | 0 | 0 | 0 | 0 | 0 | 0 | 0 | 0 | 0 | 0 | 0 | 0 | 0 | 0 | 0 | 0 | 0 | 0 | 0
F1_Commercial_Miscellaneous_Existing_Generation_Electric_Solar PV_E1 | F1 | Commercial | Miscellaneous | Existing | Generation | Electric | Solar PV | E1 | CCE | 0 | 0 | 0 | 0 | 0 | 0 | 0 | 0 | 0 | 0 | 0 | 0 | 0 | 0 | 0 | 0 | 0 | 0 | 0 | 0 | 0 | 0 | 0 | 0 | 0 | 0 | 0 | 0 | 0 | 0
F1_Commercial_Miscellaneous_Existing_Generation_Electric_Solar PV_E2 | F1 | Commercial | Miscellaneous | Existing | Generation | Electric | Solar PV | E2 | CCE | 0 | 0 | 0 | 0 | 0 | 0 | 0 | 0 | 0 | 0 | 0 | 0 | 0 | 0 | 0 | 0 | 0 | 0 | 0 | 0 | 0 | 0 | 0 | 0 | 0 | 0 | 0 | 0 | 0 | 0
F1_Commercial_Miscellaneous_Existing_Generation_Electric_Solar PV_E3 | F1 | Commercial | Miscellaneous | Existing | Generation | Electric | Solar PV | E3 | CCE | 0 | 0 | 0 | 0 | 0 | 0 | 0 | 0 | 0 | 0 | 0 | 0 | 0 | 0 | 0 | 0 | 0 | 0 | 0 | 0 | 0 | 0 | 0 | 0 | 0 | 0 | 0 | 0 | 0 | 0
F1_Commercial_Miscellaneous_Existing_Generation_Electric_Solar PV_E4 | F1 | Commercial | Miscellaneous | Existing | Generation | Electric | Solar PV | E4 | CCE | 0 | 0 | 0 | 0 | 0 | 0 | 0 | 0 | 0 | 0 | 0 | 0 | 0 | 0 | 0 | 0 | 0 | 0 | 0 | 0 | 0 | 0 | 0 | 0 | 0 | 0 | 0 | 0 | 0 | 0
F1_Commercial_Miscellaneous_Existing_Generation_Electric_Solar PV_E5 | F1 | Commercial | Miscellaneous | Existing | Generation | Electric | Solar PV | E5 | CCE | 0 | 0 | 0 | 0 | 0 | 0 | 0 | 0 | 0 | 0 | 0 | 0 | 0 | 0 | 0 | 0 | 0 | 0 | 0 | 0 | 0 | 0 | 0 | 0 | 0 | 0 | 0 | 0 | 0 | 0
F1_Commercial_Miscellaneous_Existing_Generation_Electric_Solar PV_E6 | F1 | Commercial | Miscellaneous | Existing | Generation | Electric | Solar PV | E6 | CCE | 0 | 0 | 0 | 0 | 0 | 0 | 0 | 0 | 0 | 0 | 0 | 0 | 0 | 0 | 0 | 0 | 0 | 0 | 0 | 0 | 0 | 0 | 0 | 0 | 0 | 0 | 0 | 0 | 0 | 0
F1_Commercial_Miscellaneous_Existing_Generation_Electric_Solar PV_E7 | F1 | Commercial | Miscellaneous | Existing | Generation | Electric | Solar PV | E7 | CCE | 0 | 0 | 0 | 0 | 0 | 0 | 0 | 0 | 0 | 0 | 0 | 0 | 0 | 0 | 0 | 0 | 0 | 0 | 0 | 0 | 0 | 0 | 0 | 0 | 0 | 0 | 0 | 0 | 0 | 0
F1_Commercial_Miscellaneous_Existing_Generation_Electric_Solar PV_E8 | F1 | Commercial | Miscellaneous | Existing | Generation | Electric | Solar PV | E8 | CCE | 0 | 0 | 0 | 0 | 0 | 0 | 0 | 0 | 0 | 0 | 0 | 0 | 0 | 0 | 0 | 0 | 0 | 0 | 0 | 0 | 0 | 0 | 0 | 0 | 0 | 0 | 0 | 0 | 0 | 0
F1_Commercial_Miscellaneous_Existing_Generation_Electric_Solar PV_E9 | F1 | Commercial | Miscellaneous | Existing | Generation | Electric | Solar PV | E9 | CCE | 0 | 0 | 0 | 0 | 0 | 0 | 0 | 0 | 0 | 0 | 0 | 0 | 0 | 0 | 0 | 0 | 0 | 0 | 0 | 0 | 0 | 0 | 0 | 0 | 0 | 0 | 0 | 0 | 0 | 0
F1_Commercial_Miscellaneous_Existing_Generation_Electric_Solar PV_E10 | F1 | Commercial | Miscellaneous | Existing | Generation | Electric | Solar PV | E10 | CCE | 0 | 0 | 0 | 0 | 0 | 0 | 0 | 0 | 0 | 0 | 0 | 0 | 0 | 0 | 0 | 0 | 0 | 0 | 0 | 0 | 0 | 0 | 0 | 0 | 0 | 0 | 0 | 0 | 0 | 0
F2_Commercial_Miscellaneous_Existing_Generation_Electric_Solar PV_E1 | F2 | Commercial | Miscellaneous | Existing | Generation | Electric | Solar PV | E1 | TRC BC Ratio | 0 | 0 | 0 | 0 | 0 | 0 | 0 | 0 | 0 | 0 | 0 | 0 | 0 | 0 | 0 | 0 | 0 | 0 | 0 | 0 | 0 | 0 | 0 | 0 | 0 | 0 | 0 | 0 | 0 | 0
F2_Commercial_Miscellaneous_Existing_Generation_Electric_Solar PV_E2 | F2 | Commercial | Miscellaneous | Existing | Generation | Electric | Solar PV | E2 | TRC BC Ratio | 0 | 0 | 0 | 0 | 0 | 0 | 0 | 0 | 0 | 0 | 0 | 0 | 0 | 0 | 0 | 0 | 0 | 0 | 0 | 0 | 0 | 0 | 0 | 0 | 0 | 0 | 0 | 0 | 0 | 0
F2_Commercial_Miscellaneous_Existing_Generation_Electric_Solar PV_E3 | F2 | Commercial | Miscellaneous | Existing | Generation | Electric | Solar PV | E3 | TRC BC Ratio | 0 | 0 | 0 | 0 | 0 | 0 | 0 | 0 | 0 | 0 | 0 | 0 | 0 | 0 | 0 | 0 | 0 | 0 | 0 | 0 | 0 | 0 | 0 | 0 | 0 | 0 | 0 | 0 | 0 | 0
F2_Commercial_Miscellaneous_Existing_Generation_Electric_Solar PV_E4 | F2 | Commercial | Miscellaneous | Existing | Generation | Electric | Solar PV | E4 | TRC BC Ratio | 0 | 0 | 0 | 0 | 0 | 0 | 0 | 0 | 0 | 0 | 0 | 0 | 0 | 0 | 0 | 0 | 0 | 0 | 0 | 0 | 0 | 0 | 0 | 0 | 0 | 0 | 0 | 0 | 0 | 0
F2_Commercial_Miscellaneous_Existing_Generation_Electric_Solar PV_E5 | F2 | Commercial | Miscellaneous | Existing | Generation | Electric | Solar PV | E5 | TRC BC Ratio | 0 | 0 | 0 | 0 | 0 | 0 | 0 | 0 | 0 | 0 | 0 | 0 | 0 | 0 | 0 | 0 | 0 | 0 | 0 | 0 | 0 | 0 | 0 | 0 | 0 | 0 | 0 | 0 | 0 | 0
F2_Commercial_Miscellaneous_Existing_Generation_Electric_Solar PV_E6 | F2 | Commercial | Miscellaneous | Existing | Generation | Electric | Solar PV | E6 | TRC BC Ratio | 0 | 0 | 0 | 0 | 0 | 0 | 0 | 0 | 0 | 0 | 0 | 0 | 0 | 0 | 0 | 0 | 0 | 0 | 0 | 0 | 0 | 0 | 0 | 0 | 0 | 0 | 0 | 0 | 0 | 0
F2_Commercial_Miscellaneous_Existing_Generation_Electric_Solar PV_E7 | F2 | Commercial | Miscellaneous | Existing | Generation | Electric | Solar PV | E7 | TRC BC Ratio | 0 | 0 | 0 | 0 | 0 | 0 | 0 | 0 | 0 | 0 | 0 | 0 | 0 | 0 | 0 | 0 | 0 | 0 | 0 | 0 | 0 | 0 | 0 | 0 | 0 | 0 | 0 | 0 | 0 | 0
F2_Commercial_Miscellaneous_Existing_Generation_Electric_Solar PV_E8 | F2 | Commercial | Miscellaneous | Existing | Generation | Electric | Solar PV | E8 | TRC BC Ratio | 0 | 0 | 0 | 0 | 0 | 0 | 0 | 0 | 0 | 0 | 0 | 0 | 0 | 0 | 0 | 0 | 0 | 0 | 0 | 0 | 0 | 0 | 0 | 0 | 0 | 0 | 0 | 0 | 0 | 0
F2_Commercial_Miscellaneous_Existing_Generation_Electric_Solar PV_E9 | F2 | Commercial | Miscellaneous | Existing | Generation | Electric | Solar PV | E9 | TRC BC Ratio | 0 | 0 | 0 | 0 | 0 | 0 | 0 | 0 | 0 | 0 | 0 | 0 | 0 | 0 | 0 | 0 | 0 | 0 | 0 | 0 | 0 | 0 | 0 | 0 | 0 | 0 | 0 | 0 | 0 | 0
F2_Commercial_Miscellaneous_Existing_Generation_Electric_Solar PV_E10 | F2 | Commercial | Miscellaneous | Existing | Generation | Electric | Solar PV | E10 | TRC BC Ratio | 0 | 0 | 0 | 0 | 0 | 0 | 0 | 0 | 0 | 0 | 0 | 0 | 0 | 0 | 0 | 0 | 0 | 0 | 0 | 0 | 0 | 0 | 0 | 0 | 0 | 0 | 0 | 0 | 0 | 0
F3_Commercial_Miscellaneous_Existing_Generation_Electric_Solar PV_E1 | F3 | Commercial | Miscellaneous | Existing | Generation | Electric | Solar PV | E1 | PACT BC Ratio | 0 | 0 | 0 | 0 | 0 | 0 | 0 | 0 | 0 | 0 | 0 | 0 | 0 | 0 | 0 | 0 | 0 | 0 | 0 | 0 | 0 | 0 | 0 | 0 | 0 | 0 | 0 | 0 | 0 | 0
F3_Commercial_Miscellaneous_Existing_Generation_Electric_Solar PV_E2 | F3 | Commercial | Miscellaneous | Existing | Generation | Electric | Solar PV | E2 | PACT BC Ratio | 0 | 0 | 0 | 0 | 0 | 0 | 0 | 0 | 0 | 0 | 0 | 0 | 0 | 0 | 0 | 0 | 0 | 0 | 0 | 0 | 0 | 0 | 0 | 0 | 0 | 0 | 0 | 0 | 0 | 0
F3_Commercial_Miscellaneous_Existing_Generation_Electric_Solar PV_E3 | F3 | Commercial | Miscellaneous | Existing | Generation | Electric | Solar PV | E3 | PACT BC Ratio | 0 | 0 | 0 | 0 | 0 | 0 | 0 | 0 | 0 | 0 | 0 | 0 | 0 | 0 | 0 | 0 | 0 | 0 | 0 | 0 | 0 | 0 | 0 | 0 | 0 | 0 | 0 | 0 | 0 | 0
F3_Commercial_Miscellaneous_Existing_Generation_Electric_Solar PV_E4 | F3 | Commercial | Miscellaneous | Existing | Generation | Electric | Solar PV | E4 | PACT BC Ratio | 0 | 0 | 0 | 0 | 0 | 0 | 0 | 0 | 0 | 0 | 0 | 0 | 0 | 0 | 0 | 0 | 0 | 0 | 0 | 0 | 0 | 0 | 0 | 0 | 0 | 0 | 0 | 0 | 0 | 0
F3_Commercial_Miscellaneous_Existing_Generation_Electric_Solar PV_E5 | F3 | Commercial | Miscellaneous | Existing | Generation | Electric | Solar PV | E5 | PACT BC Ratio | 0 | 0 | 0 | 0 | 0 | 0 | 0 | 0 | 0 | 0 | 0 | 0 | 0 | 0 | 0 | 0 | 0 | 0 | 0 | 0 | 0 | 0 | 0 | 0 | 0 | 0 | 0 | 0 | 0 | 0
F3_Commercial_Miscellaneous_Existing_Generation_Electric_Solar PV_E6 | F3 | Commercial | Miscellaneous | Existing | Generation | Electric | Solar PV | E6 | PACT BC Ratio | 0 | 0 | 0 | 0 | 0 | 0 | 0 | 0 | 0 | 0 | 0 | 0 | 0 | 0 | 0 | 0 | 0 | 0 | 0 | 0 | 0 | 0 | 0 | 0 | 0 | 0 | 0 | 0 | 0 | 0
F3_Commercial_Miscellaneous_Existing_Generation_Electric_Solar PV_E7 | F3 | Commercial | Miscellaneous | Existing | Generation | Electric | Solar PV | E7 | PACT BC Ratio | 0 | 0 | 0 | 0 | 0 | 0 | 0 | 0 | 0 | 0 | 0 | 0 | 0 | 0 | 0 | 0 | 0 | 0 | 0 | 0 | 0 | 0 | 0 | 0 | 0 | 0 | 0 | 0 | 0 | 0
F3_Commercial_Miscellaneous_Existing_Generation_Electric_Solar PV_E8 | F3 | Commercial | Miscellaneous | Existing | Generation | Electric | Solar PV | E8 | PACT BC Ratio | 0 | 0 | 0 | 0 | 0 | 0 | 0 | 0 | 0 | 0 | 0 | 0 | 0 | 0 | 0 | 0 | 0 | 0 | 0 | 0 | 0 | 0 | 0 | 0 | 0 | 0 | 0 | 0 | 0 | 0
F3_Commercial_Miscellaneous_Existing_Generation_Electric_Solar PV_E9 | F3 | Commercial | Miscellaneous | Existing | Generation | Electric | Solar PV | E9 | PACT BC Ratio | 0 | 0 | 0 | 0 | 0 | 0 | 0 | 0 | 0 | 0 | 0 | 0 | 0 | 0 | 0 | 0 | 0 | 0 | 0 | 0 | 0 | 0 | 0 | 0 | 0 | 0 | 0 | 0 | 0 | 0
F3_Commercial_Miscellaneous_Existing_Generation_Electric_Solar PV_E10 | F3 | Commercial | Miscellaneous | Existing | Generation | Electric | Solar PV | E10 | PACT BC Ratio | 0 | 0 | 0 | 0 | 0 | 0 | 0 | 0 | 0 | 0 | 0 | 0 | 0 | 0 | 0 | 0 | 0 | 0 | 0 | 0 | 0 | 0 | 0 | 0 | 0 | 0 | 0 | 0 | 0 | 0
F4_Commercial_Miscellaneous_Existing_Generation_Electric_Solar PV_E1 | F4 | Commercial | Miscellaneous | Existing | Generation | Electric | Solar PV | E1 | RVT BC Ratio | 0 | 0 | 0 | 0 | 0 | 0 | 0 | 0 | 0 | 0 | 0 | 0 | 0 | 0 | 0 | 0 | 0 | 0 | 0 | 0 | 0 | 0 | 0 | 0 | 0 | 0 | 0 | 0 | 0 | 0
F4_Commercial_Miscellaneous_Existing_Generation_Electric_Solar PV_E2 | F4 | Commercial | Miscellaneous | Existing | Generation | Electric | Solar PV | E2 | RVT BC Ratio | 0 | 0 | 0 | 0 | 0 | 0 | 0 | 0 | 0 | 0 | 0 | 0 | 0 | 0 | 0 | 0 | 0 | 0 | 0 | 0 | 0 | 0 | 0 | 0 | 0 | 0 | 0 | 0 | 0 | 0
F4_Commercial_Miscellaneous_Existing_Generation_Electric_Solar PV_E3 | F4 | Commercial | Miscellaneous | Existing | Generation | Electric | Solar PV | E3 | RVT BC Ratio | 0 | 0 | 0 | 0 | 0 | 0 | 0 | 0 | 0 | 0 | 0 | 0 | 0 | 0 | 0 | 0 | 0 | 0 | 0 | 0 | 0 | 0 | 0 | 0 | 0 | 0 | 0 | 0 | 0 | 0
F4_Commercial_Miscellaneous_Existing_Generation_Electric_Solar PV_E4 | F4 | Commercial | Miscellaneous | Existing | Generation | Electric | Solar PV | E4 | RVT BC Ratio | 0 | 0 | 0 | 0 | 0 | 0 | 0 | 0 | 0 | 0 | 0 | 0 | 0 | 0 | 0 | 0 | 0 | 0 | 0 | 0 | 0 | 0 | 0 | 0 | 0 | 0 | 0 | 0 | 0 | 0
F4_Commercial_Miscellaneous_Existing_Generation_Electric_Solar PV_E5 | F4 | Commercial | Miscellaneous | Existing | Generation | Electric | Solar PV | E5 | RVT BC Ratio | 0 | 0 | 0 | 0 | 0 | 0 | 0 | 0 | 0 | 0 | 0 | 0 | 0 | 0 | 0 | 0 | 0 | 0 | 0 | 0 | 0 | 0 | 0 | 0 | 0 | 0 | 0 | 0 | 0 | 0
F4_Commercial_Miscellaneous_Existing_Generation_Electric_Solar PV_E6 | F4 | Commercial | Miscellaneous | Existing | Generation | Electric | Solar PV | E6 | RVT BC Ratio | 0 | 0 | 0 | 0 | 0 | 0 | 0 | 0 | 0 | 0 | 0 | 0 | 0 | 0 | 0 | 0 | 0 | 0 | 0 | 0 | 0 | 0 | 0 | 0 | 0 | 0 | 0 | 0 | 0 | 0
F4_Commercial_Miscellaneous_Existing_Generation_Electric_Solar PV_E7 | F4 | Commercial | Miscellaneous | Existing | Generation | Electric | Solar PV | E7 | RVT BC Ratio | 0 | 0 | 0 | 0 | 0 | 0 | 0 | 0 | 0 | 0 | 0 | 0 | 0 | 0 | 0 | 0 | 0 | 0 | 0 | 0 | 0 | 0 | 0 | 0 | 0 | 0 | 0 | 0 | 0 | 0
F4_Commercial_Miscellaneous_Existing_Generation_Electric_Solar PV_E8 | F4 | Commercial | Miscellaneous | Existing | Generation | Electric | Solar PV | E8 | RVT BC Ratio | 0 | 0 | 0 | 0 | 0 | 0 | 0 | 0 | 0 | 0 | 0 | 0 | 0 | 0 | 0 | 0 | 0 | 0 | 0 | 0 | 0 | 0 | 0 | 0 | 0 | 0 | 0 | 0 | 0 | 0
F4_Commercial_Miscellaneous_Existing_Generation_Electric_Solar PV_E9 | F4 | Commercial | Miscellaneous | Existing | Generation | Electric | Solar PV | E9 | RVT BC Ratio | 0 | 0 | 0 | 0 | 0 | 0 | 0 | 0 | 0 | 0 | 0 | 0 | 0 | 0 | 0 | 0 | 0 | 0 | 0 | 0 | 0 | 0 | 0 | 0 | 0 | 0 | 0 | 0 | 0 | 0
F4_Commercial_Miscellaneous_Existing_Generation_Electric_Solar PV_E10 | F4 | Commercial | Miscellaneous | Existing | Generation | Electric | Solar PV | E10 | RVT BC Ratio | 0 | 0 | 0 | 0 | 0 | 0 | 0 | 0 | 0 | 0 | 0 | 0 | 0 | 0 | 0 | 0 | 0 | 0 | 0 | 0 | 0 | 0 | 0 | 0 | 0 | 0 | 0 | 0 | 0 | 0
F5_Commercial_Miscellaneous_Existing_Generation_Electric_Solar PV_E1 | F5 | Commercial | Miscellaneous | Existing | Generation | Electric | Solar PV | E1 | RIM BC Ratio | 0 | 0 | 0 | 0 | 0 | 0 | 0 | 0 | 0 | 0 | 0 | 0 | 0 | 0 | 0 | 0 | 0 | 0 | 0 | 0 | 0 | 0 | 0 | 0 | 0 | 0 | 0 | 0 | 0 | 0
F5_Commercial_Miscellaneous_Existing_Generation_Electric_Solar PV_E2 | F5 | Commercial | Miscellaneous | Existing | Generation | Electric | Solar PV | E2 | RIM BC Ratio | 0 | 0 | 0 | 0 | 0 | 0 | 0 | 0 | 0 | 0 | 0 | 0 | 0 | 0 | 0 | 0 | 0 | 0 | 0 | 0 | 0 | 0 | 0 | 0 | 0 | 0 | 0 | 0 | 0 | 0
F5_Commercial_Miscellaneous_Existing_Generation_Electric_Solar PV_E3 | F5 | Commercial | Miscellaneous | Existing | Generation | Electric | Solar PV | E3 | RIM BC Ratio | 0 | 0 | 0 | 0 | 0 | 0 | 0 | 0 | 0 | 0 | 0 | 0 | 0 | 0 | 0 | 0 | 0 | 0 | 0 | 0 | 0 | 0 | 0 | 0 | 0 | 0 | 0 | 0 | 0 | 0
F5_Commercial_Miscellaneous_Existing_Generation_Electric_Solar PV_E4 | F5 | Commercial | Miscellaneous | Existing | Generation | Electric | Solar PV | E4 | RIM BC Ratio | 0 | 0 | 0 | 0 | 0 | 0 | 0 | 0 | 0 | 0 | 0 | 0 | 0 | 0 | 0 | 0 | 0 | 0 | 0 | 0 | 0 | 0 | 0 | 0 | 0 | 0 | 0 | 0 | 0 | 0
F5_Commercial_Miscellaneous_Existing_Generation_Electric_Solar PV_E5 | F5 | Commercial | Miscellaneous | Existing | Generation | Electric | Solar PV | E5 | RIM BC Ratio | 0 | 0 | 0 | 0 | 0 | 0 | 0 | 0 | 0 | 0 | 0 | 0 | 0 | 0 | 0 | 0 | 0 | 0 | 0 | 0 | 0 | 0 | 0 | 0 | 0 | 0 | 0 | 0 | 0 | 0
F5_Commercial_Miscellaneous_Existing_Generation_Electric_Solar PV_E6 | F5 | Commercial | Miscellaneous | Existing | Generation | Electric | Solar PV | E6 | RIM BC Ratio | 0 | 0 | 0 | 0 | 0 | 0 | 0 | 0 | 0 | 0 | 0 | 0 | 0 | 0 | 0 | 0 | 0 | 0 | 0 | 0 | 0 | 0 | 0 | 0 | 0 | 0 | 0 | 0 | 0 | 0
F5_Commercial_Miscellaneous_Existing_Generation_Electric_Solar PV_E7 | F5 | Commercial | Miscellaneous | Existing | Generation | Electric | Solar PV | E7 | RIM BC Ratio | 0 | 0 | 0 | 0 | 0 | 0 | 0 | 0 | 0 | 0 | 0 | 0 | 0 | 0 | 0 | 0 | 0 | 0 | 0 | 0 | 0 | 0 | 0 | 0 | 0 | 0 | 0 | 0 | 0 | 0
F5_Commercial_Miscellaneous_Existing_Generation_Electric_Solar PV_E8 | F5 | Commercial | Miscellaneous | Existing | Generation | Electric | Solar PV | E8 | RIM BC Ratio | 0 | 0 | 0 | 0 | 0 | 0 | 0 | 0 | 0 | 0 | 0 | 0 | 0 | 0 | 0 | 0 | 0 | 0 | 0 | 0 | 0 | 0 | 0 | 0 | 0 | 0 | 0 | 0 | 0 | 0
F5_Commercial_Miscellaneous_Existing_Generation_Electric_Solar PV_E9 | F5 | Commercial | Miscellaneous | Existing | Generation | Electric | Solar PV | E9 | RIM BC Ratio | 0 | 0 | 0 | 0 | 0 | 0 | 0 | 0 | 0 | 0 | 0 | 0 | 0 | 0 | 0 | 0 | 0 | 0 | 0 | 0 | 0 | 0 | 0 | 0 | 0 | 0 | 0 | 0 | 0 | 0
F5_Commercial_Miscellaneous_Existing_Generation_Electric_Solar PV_E10 | F5 | Commercial | Miscellaneous | Existing | Generation | Electric | Solar PV | E10 | RIM BC Ratio | 0 | 0 | 0 | 0 | 0 | 0 | 0 | 0 | 0 | 0 | 0 | 0 | 0 | 0 | 0 | 0 | 0 | 0 | 0 | 0 | 0 | 0 | 0 | 0 | 0 | 0 | 0 | 0 | 0 | 0
F0_Commercial_Miscellaneous_New_Cooling_Electric_Air-Cooled Chiller_E0 | F0 | Commercial | Miscellaneous | New | Cooling | Electric | Air-Cooled Chiller | E0 | Economic Unit | 0 | 0 | 0 | 0 | 0 | 0 | 0 | 0 | 0 | 0 | 0 | 0 | 0 | 0 | 0 | 0 | 0 | 0 | 0 | 0 | 0 | 0 | 0 | 0 | 0 | 0 | 0 | 0 | 0 | 0
F1_Commercial_Miscellaneous_New_Cooling_Electric_Air-Cooled Chiller_E1 | F1 | Commercial | Miscellaneous | New | Cooling | Electric | Air-Cooled Chiller | E1 | CCE | 0 | 0 | 0 | 0 | 0 | 0 | 0 | 0 | 0 | 0 | 0 | 0 | 0 | 0 | 0 | 0 | 0 | 0 | 0 | 0 | 0 | 0 | 0 | 0 | 0 | 0 | 0 | 0 | 0 | 0
F1_Commercial_Miscellaneous_New_Cooling_Electric_Air-Cooled Chiller_E2 | F1 | Commercial | Miscellaneous | New | Cooling | Electric | Air-Cooled Chiller | E2 | CCE | 0 | 0 | 0 | 0 | 0 | 0 | 0 | 0 | 0 | 0 | 0 | 0 | 0 | 0 | 0 | 0 | 0 | 0 | 0 | 0 | 0 | 0 | 0 | 0 | 0 | 0 | 0 | 0 | 0 | 0
F1_Commercial_Miscellaneous_New_Cooling_Electric_Air-Cooled Chiller_E3 | F1 | Commercial | Miscellaneous | New | Cooling | Electric | Air-Cooled Chiller | E3 | CCE | 0 | 0 | 0 | 0 | 0 | 0 | 0 | 0 | 0 | 0 | 0 | 0 | 0 | 0 | 0 | 0 | 0 | 0 | 0 | 0 | 0 | 0 | 0 | 0 | 0 | 0 | 0 | 0 | 0 | 0
F1_Commercial_Miscellaneous_New_Cooling_Electric_Air-Cooled Chiller_E4 | F1 | Commercial | Miscellaneous | New | Cooling | Electric | Air-Cooled Chiller | E4 | CCE | 0 | 0 | 0 | 0 | 0 | 0 | 0 | 0 | 0 | 0 | 0 | 0 | 0 | 0 | 0 | 0 | 0 | 0 | 0 | 0 | 0 | 0 | 0 | 0 | 0 | 0 | 0 | 0 | 0 | 0
F1_Commercial_Miscellaneous_New_Cooling_Electric_Air-Cooled Chiller_E5 | F1 | Commercial | Miscellaneous | New | Cooling | Electric | Air-Cooled Chiller | E5 | CCE | 0 | 0 | 0 | 0 | 0 | 0 | 0 | 0 | 0 | 0 | 0 | 0 | 0 | 0 | 0 | 0 | 0 | 0 | 0 | 0 | 0 | 0 | 0 | 0 | 0 | 0 | 0 | 0 | 0 | 0
F1_Commercial_Miscellaneous_New_Cooling_Electric_Air-Cooled Chiller_E6 | F1 | Commercial | Miscellaneous | New | Cooling | Electric | Air-Cooled Chiller | E6 | CCE | 0 | 0 | 0 | 0 | 0 | 0 | 0 | 0 | 0 | 0 | 0 | 0 | 0 | 0 | 0 | 0 | 0 | 0 | 0 | 0 | 0 | 0 | 0 | 0 | 0 | 0 | 0 | 0 | 0 | 0
F1_Commercial_Miscellaneous_New_Cooling_Electric_Air-Cooled Chiller_E7 | F1 | Commercial | Miscellaneous | New | Cooling | Electric | Air-Cooled Chiller | E7 | CCE | 0 | 0 | 0 | 0 | 0 | 0 | 0 | 0 | 0 | 0 | 0 | 0 | 0 | 0 | 0 | 0 | 0 | 0 | 0 | 0 | 0 | 0 | 0 | 0 | 0 | 0 | 0 | 0 | 0 | 0
F1_Commercial_Miscellaneous_New_Cooling_Electric_Air-Cooled Chiller_E8 | F1 | Commercial | Miscellaneous | New | Cooling | Electric | Air-Cooled Chiller | E8 | CCE | 0 | 0 | 0 | 0 | 0 | 0 | 0 | 0 | 0 | 0 | 0 | 0 | 0 | 0 | 0 | 0 | 0 | 0 | 0 | 0 | 0 | 0 | 0 | 0 | 0 | 0 | 0 | 0 | 0 | 0
F1_Commercial_Miscellaneous_New_Cooling_Electric_Air-Cooled Chiller_E9 | F1 | Commercial | Miscellaneous | New | Cooling | Electric | Air-Cooled Chiller | E9 | CCE | 0 | 0 | 0 | 0 | 0 | 0 | 0 | 0 | 0 | 0 | 0 | 0 | 0 | 0 | 0 | 0 | 0 | 0 | 0 | 0 | 0 | 0 | 0 | 0 | 0 | 0 | 0 | 0 | 0 | 0
F1_Commercial_Miscellaneous_New_Cooling_Electric_Air-Cooled Chiller_E10 | F1 | Commercial | Miscellaneous | New | Cooling | Electric | Air-Cooled Chiller | E10 | CCE | 0 | 0 | 0 | 0 | 0 | 0 | 0 | 0 | 0 | 0 | 0 | 0 | 0 | 0 | 0 | 0 | 0 | 0 | 0 | 0 | 0 | 0 | 0 | 0 | 0 | 0 | 0 | 0 | 0 | 0
F2_Commercial_Miscellaneous_New_Cooling_Electric_Air-Cooled Chiller_E1 | F2 | Commercial | Miscellaneous | New | Cooling | Electric | Air-Cooled Chiller | E1 | TRC BC Ratio | 0 | 0 | 0 | 0 | 0 | 0 | 0 | 0 | 0 | 0 | 0 | 0 | 0 | 0 | 0 | 0 | 0 | 0 | 0 | 0 | 0 | 0 | 0 | 0 | 0 | 0 | 0 | 0 | 0 | 0
F2_Commercial_Miscellaneous_New_Cooling_Electric_Air-Cooled Chiller_E2 | F2 | Commercial | Miscellaneous | New | Cooling | Electric | Air-Cooled Chiller | E2 | TRC BC Ratio | 0 | 0 | 0 | 0 | 0 | 0 | 0 | 0 | 0 | 0 | 0 | 0 | 0 | 0 | 0 | 0 | 0 | 0 | 0 | 0 | 0 | 0 | 0 | 0 | 0 | 0 | 0 | 0 | 0 | 0
F2_Commercial_Miscellaneous_New_Cooling_Electric_Air-Cooled Chiller_E3 | F2 | Commercial | Miscellaneous | New | Cooling | Electric | Air-Cooled Chiller | E3 | TRC BC Ratio | 0 | 0 | 0 | 0 | 0 | 0 | 0 | 0 | 0 | 0 | 0 | 0 | 0 | 0 | 0 | 0 | 0 | 0 | 0 | 0 | 0 | 0 | 0 | 0 | 0 | 0 | 0 | 0 | 0 | 0
F2_Commercial_Miscellaneous_New_Cooling_Electric_Air-Cooled Chiller_E4 | F2 | Commercial | Miscellaneous | New | Cooling | Electric | Air-Cooled Chiller | E4 | TRC BC Ratio | 0 | 0 | 0 | 0 | 0 | 0 | 0 | 0 | 0 | 0 | 0 | 0 | 0 | 0 | 0 | 0 | 0 | 0 | 0 | 0 | 0 | 0 | 0 | 0 | 0 | 0 | 0 | 0 | 0 | 0
F2_Commercial_Miscellaneous_New_Cooling_Electric_Air-Cooled Chiller_E5 | F2 | Commercial | Miscellaneous | New | Cooling | Electric | Air-Cooled Chiller | E5 | TRC BC Ratio | 0 | 0 | 0 | 0 | 0 | 0 | 0 | 0 | 0 | 0 | 0 | 0 | 0 | 0 | 0 | 0 | 0 | 0 | 0 | 0 | 0 | 0 | 0 | 0 | 0 | 0 | 0 | 0 | 0 | 0
F2_Commercial_Miscellaneous_New_Cooling_Electric_Air-Cooled Chiller_E6 | F2 | Commercial | Miscellaneous | New | Cooling | Electric | Air-Cooled Chiller | E6 | TRC BC Ratio | 0 | 0 | 0 | 0 | 0 | 0 | 0 | 0 | 0 | 0 | 0 | 0 | 0 | 0 | 0 | 0 | 0 | 0 | 0 | 0 | 0 | 0 | 0 | 0 | 0 | 0 | 0 | 0 | 0 | 0
F2_Commercial_Miscellaneous_New_Cooling_Electric_Air-Cooled Chiller_E7 | F2 | Commercial | Miscellaneous | New | Cooling | Electric | Air-Cooled Chiller | E7 | TRC BC Ratio | 0 | 0 | 0 | 0 | 0 | 0 | 0 | 0 | 0 | 0 | 0 | 0 | 0 | 0 | 0 | 0 | 0 | 0 | 0 | 0 | 0 | 0 | 0 | 0 | 0 | 0 | 0 | 0 | 0 | 0
F2_Commercial_Miscellaneous_New_Cooling_Electric_Air-Cooled Chiller_E8 | F2 | Commercial | Miscellaneous | New | Cooling | Electric | Air-Cooled Chiller | E8 | TRC BC Ratio | 0 | 0 | 0 | 0 | 0 | 0 | 0 | 0 | 0 | 0 | 0 | 0 | 0 | 0 | 0 | 0 | 0 | 0 | 0 | 0 | 0 | 0 | 0 | 0 | 0 | 0 | 0 | 0 | 0 | 0
F2_Commercial_Miscellaneous_New_Cooling_Electric_Air-Cooled Chiller_E9 | F2 | Commercial | Miscellaneous | New | Cooling | Electric | Air-Cooled Chiller | E9 | TRC BC Ratio | 0 | 0 | 0 | 0 | 0 | 0 | 0 | 0 | 0 | 0 | 0 | 0 | 0 | 0 | 0 | 0 | 0 | 0 | 0 | 0 | 0 | 0 | 0 | 0 | 0 | 0 | 0 | 0 | 0 | 0
F2_Commercial_Miscellaneous_New_Cooling_Electric_Air-Cooled Chiller_E10 | F2 | Commercial | Miscellaneous | New | Cooling | Electric | Air-Cooled Chiller | E10 | TRC BC Ratio | 0 | 0 | 0 | 0 | 0 | 0 | 0 | 0 | 0 | 0 | 0 | 0 | 0 | 0 | 0 | 0 | 0 | 0 | 0 | 0 | 0 | 0 | 0 | 0 | 0 | 0 | 0 | 0 | 0 | 0
F3_Commercial_Miscellaneous_New_Cooling_Electric_Air-Cooled Chiller_E1 | F3 | Commercial | Miscellaneous | New | Cooling | Electric | Air-Cooled Chiller | E1 | PACT BC Ratio | 0 | 0 | 0 | 0 | 0 | 0 | 0 | 0 | 0 | 0 | 0 | 0 | 0 | 0 | 0 | 0 | 0 | 0 | 0 | 0 | 0 | 0 | 0 | 0 | 0 | 0 | 0 | 0 | 0 | 0
F3_Commercial_Miscellaneous_New_Cooling_Electric_Air-Cooled Chiller_E2 | F3 | Commercial | Miscellaneous | New | Cooling | Electric | Air-Cooled Chiller | E2 | PACT BC Ratio | 0 | 0 | 0 | 0 | 0 | 0 | 0 | 0 | 0 | 0 | 0 | 0 | 0 | 0 | 0 | 0 | 0 | 0 | 0 | 0 | 0 | 0 | 0 | 0 | 0 | 0 | 0 | 0 | 0 | 0
F3_Commercial_Miscellaneous_New_Cooling_Electric_Air-Cooled Chiller_E3 | F3 | Commercial | Miscellaneous | New | Cooling | Electric | Air-Cooled Chiller | E3 | PACT BC Ratio | 0 | 0 | 0 | 0 | 0 | 0 | 0 | 0 | 0 | 0 | 0 | 0 | 0 | 0 | 0 | 0 | 0 | 0 | 0 | 0 | 0 | 0 | 0 | 0 | 0 | 0 | 0 | 0 | 0 | 0
F3_Commercial_Miscellaneous_New_Cooling_Electric_Air-Cooled Chiller_E4 | F3 | Commercial | Miscellaneous | New | Cooling | Electric | Air-Cooled Chiller | E4 | PACT BC Ratio | 0 | 0 | 0 | 0 | 0 | 0 | 0 | 0 | 0 | 0 | 0 | 0 | 0 | 0 | 0 | 0 | 0 | 0 | 0 | 0 | 0 | 0 | 0 | 0 | 0 | 0 | 0 | 0 | 0 | 0
F3_Commercial_Miscellaneous_New_Cooling_Electric_Air-Cooled Chiller_E5 | F3 | Commercial | Miscellaneous | New | Cooling | Electric | Air-Cooled Chiller | E5 | PACT BC Ratio | 0 | 0 | 0 | 0 | 0 | 0 | 0 | 0 | 0 | 0 | 0 | 0 | 0 | 0 | 0 | 0 | 0 | 0 | 0 | 0 | 0 | 0 | 0 | 0 | 0 | 0 | 0 | 0 | 0 | 0
F3_Commercial_Miscellaneous_New_Cooling_Electric_Air-Cooled Chiller_E6 | F3 | Commercial | Miscellaneous | New | Cooling | Electric | Air-Cooled Chiller | E6 | PACT BC Ratio | 0 | 0 | 0 | 0 | 0 | 0 | 0 | 0 | 0 | 0 | 0 | 0 | 0 | 0 | 0 | 0 | 0 | 0 | 0 | 0 | 0 | 0 | 0 | 0 | 0 | 0 | 0 | 0 | 0 | 0
F3_Commercial_Miscellaneous_New_Cooling_Electric_Air-Cooled Chiller_E7 | F3 | Commercial | Miscellaneous | New | Cooling | Electric | Air-Cooled Chiller | E7 | PACT BC Ratio | 0 | 0 | 0 | 0 | 0 | 0 | 0 | 0 | 0 | 0 | 0 | 0 | 0 | 0 | 0 | 0 | 0 | 0 | 0 | 0 | 0 | 0 | 0 | 0 | 0 | 0 | 0 | 0 | 0 | 0
F3_Commercial_Miscellaneous_New_Cooling_Electric_Air-Cooled Chiller_E8 | F3 | Commercial | Miscellaneous | New | Cooling | Electric | Air-Cooled Chiller | E8 | PACT BC Ratio | 0 | 0 | 0 | 0 | 0 | 0 | 0 | 0 | 0 | 0 | 0 | 0 | 0 | 0 | 0 | 0 | 0 | 0 | 0 | 0 | 0 | 0 | 0 | 0 | 0 | 0 | 0 | 0 | 0 | 0
F3_Commercial_Miscellaneous_New_Cooling_Electric_Air-Cooled Chiller_E9 | F3 | Commercial | Miscellaneous | New | Cooling | Electric | Air-Cooled Chiller | E9 | PACT BC Ratio | 0 | 0 | 0 | 0 | 0 | 0 | 0 | 0 | 0 | 0 | 0 | 0 | 0 | 0 | 0 | 0 | 0 | 0 | 0 | 0 | 0 | 0 | 0 | 0 | 0 | 0 | 0 | 0 | 0 | 0
F3_Commercial_Miscellaneous_New_Cooling_Electric_Air-Cooled Chiller_E10 | F3 | Commercial | Miscellaneous | New | Cooling | Electric | Air-Cooled Chiller | E10 | PACT BC Ratio | 0 | 0 | 0 | 0 | 0 | 0 | 0 | 0 | 0 | 0 | 0 | 0 | 0 | 0 | 0 | 0 | 0 | 0 | 0 | 0 | 0 | 0 | 0 | 0 | 0 | 0 | 0 | 0 | 0 | 0
F4_Commercial_Miscellaneous_New_Cooling_Electric_Air-Cooled Chiller_E1 | F4 | Commercial | Miscellaneous | New | Cooling | Electric | Air-Cooled Chiller | E1 | RVT BC Ratio | 0 | 0 | 0 | 0 | 0 | 0 | 0 | 0 | 0 | 0 | 0 | 0 | 0 | 0 | 0 | 0 | 0 | 0 | 0 | 0 | 0 | 0 | 0 | 0 | 0 | 0 | 0 | 0 | 0 | 0
F4_Commercial_Miscellaneous_New_Cooling_Electric_Air-Cooled Chiller_E2 | F4 | Commercial | Miscellaneous | New | Cooling | Electric | Air-Cooled Chiller | E2 | RVT BC Ratio | 0 | 0 | 0 | 0 | 0 | 0 | 0 | 0 | 0 | 0 | 0 | 0 | 0 | 0 | 0 | 0 | 0 | 0 | 0 | 0 | 0 | 0 | 0 | 0 | 0 | 0 | 0 | 0 | 0 | 0
F4_Commercial_Miscellaneous_New_Cooling_Electric_Air-Cooled Chiller_E3 | F4 | Commercial | Miscellaneous | New | Cooling | Electric | Air-Cooled Chiller | E3 | RVT BC Ratio | 0 | 0 | 0 | 0 | 0 | 0 | 0 | 0 | 0 | 0 | 0 | 0 | 0 | 0 | 0 | 0 | 0 | 0 | 0 | 0 | 0 | 0 | 0 | 0 | 0 | 0 | 0 | 0 | 0 | 0
F4_Commercial_Miscellaneous_New_Cooling_Electric_Air-Cooled Chiller_E4 | F4 | Commercial | Miscellaneous | New | Cooling | Electric | Air-Cooled Chiller | E4 | RVT BC Ratio | 0 | 0 | 0 | 0 | 0 | 0 | 0 | 0 | 0 | 0 | 0 | 0 | 0 | 0 | 0 | 0 | 0 | 0 | 0 | 0 | 0 | 0 | 0 | 0 | 0 | 0 | 0 | 0 | 0 | 0
F4_Commercial_Miscellaneous_New_Cooling_Electric_Air-Cooled Chiller_E5 | F4 | Commercial | Miscellaneous | New | Cooling | Electric | Air-Cooled Chiller | E5 | RVT BC Ratio | 0 | 0 | 0 | 0 | 0 | 0 | 0 | 0 | 0 | 0 | 0 | 0 | 0 | 0 | 0 | 0 | 0 | 0 | 0 | 0 | 0 | 0 | 0 | 0 | 0 | 0 | 0 | 0 | 0 | 0
F4_Commercial_Miscellaneous_New_Cooling_Electric_Air-Cooled Chiller_E6 | F4 | Commercial | Miscellaneous | New | Cooling | Electric | Air-Cooled Chiller | E6 | RVT BC Ratio | 0 | 0 | 0 | 0 | 0 | 0 | 0 | 0 | 0 | 0 | 0 | 0 | 0 | 0 | 0 | 0 | 0 | 0 | 0 | 0 | 0 | 0 | 0 | 0 | 0 | 0 | 0 | 0 | 0 | 0
F4_Commercial_Miscellaneous_New_Cooling_Electric_Air-Cooled Chiller_E7 | F4 | Commercial | Miscellaneous | New | Cooling | Electric | Air-Cooled Chiller | E7 | RVT BC Ratio | 0 | 0 | 0 | 0 | 0 | 0 | 0 | 0 | 0 | 0 | 0 | 0 | 0 | 0 | 0 | 0 | 0 | 0 | 0 | 0 | 0 | 0 | 0 | 0 | 0 | 0 | 0 | 0 | 0 | 0
F4_Commercial_Miscellaneous_New_Cooling_Electric_Air-Cooled Chiller_E8 | F4 | Commercial | Miscellaneous | New | Cooling | Electric | Air-Cooled Chiller | E8 | RVT BC Ratio | 0 | 0 | 0 | 0 | 0 | 0 | 0 | 0 | 0 | 0 | 0 | 0 | 0 | 0 | 0 | 0 | 0 | 0 | 0 | 0 | 0 | 0 | 0 | 0 | 0 | 0 | 0 | 0 | 0 | 0
F4_Commercial_Miscellaneous_New_Cooling_Electric_Air-Cooled Chiller_E9 | F4 | Commercial | Miscellaneous | New | Cooling | Electric | Air-Cooled Chiller | E9 | RVT BC Ratio | 0 | 0 | 0 | 0 | 0 | 0 | 0 | 0 | 0 | 0 | 0 | 0 | 0 | 0 | 0 | 0 | 0 | 0 | 0 | 0 | 0 | 0 | 0 | 0 | 0 | 0 | 0 | 0 | 0 | 0
F4_Commercial_Miscellaneous_New_Cooling_Electric_Air-Cooled Chiller_E10 | F4 | Commercial | Miscellaneous | New | Cooling | Electric | Air-Cooled Chiller | E10 | RVT BC Ratio | 0 | 0 | 0 | 0 | 0 | 0 | 0 | 0 | 0 | 0 | 0 | 0 | 0 | 0 | 0 | 0 | 0 | 0 | 0 | 0 | 0 | 0 | 0 | 0 | 0 | 0 | 0 | 0 | 0 | 0
F5_Commercial_Miscellaneous_New_Cooling_Electric_Air-Cooled Chiller_E1 | F5 | Commercial | Miscellaneous | New | Cooling | Electric | Air-Cooled Chiller | E1 | RIM BC Ratio | 0 | 0 | 0 | 0 | 0 | 0 | 0 | 0 | 0 | 0 | 0 | 0 | 0 | 0 | 0 | 0 | 0 | 0 | 0 | 0 | 0 | 0 | 0 | 0 | 0 | 0 | 0 | 0 | 0 | 0
F5_Commercial_Miscellaneous_New_Cooling_Electric_Air-Cooled Chiller_E2 | F5 | Commercial | Miscellaneous | New | Cooling | Electric | Air-Cooled Chiller | E2 | RIM BC Ratio | 0 | 0 | 0 | 0 | 0 | 0 | 0 | 0 | 0 | 0 | 0 | 0 | 0 | 0 | 0 | 0 | 0 | 0 | 0 | 0 | 0 | 0 | 0 | 0 | 0 | 0 | 0 | 0 | 0 | 0
F5_Commercial_Miscellaneous_New_Cooling_Electric_Air-Cooled Chiller_E3 | F5 | Commercial | Miscellaneous | New | Cooling | Electric | Air-Cooled Chiller | E3 | RIM BC Ratio | 0 | 0 | 0 | 0 | 0 | 0 | 0 | 0 | 0 | 0 | 0 | 0 | 0 | 0 | 0 | 0 | 0 | 0 | 0 | 0 | 0 | 0 | 0 | 0 | 0 | 0 | 0 | 0 | 0 | 0
F5_Commercial_Miscellaneous_New_Cooling_Electric_Air-Cooled Chiller_E4 | F5 | Commercial | Miscellaneous | New | Cooling | Electric | Air-Cooled Chiller | E4 | RIM BC Ratio | 0 | 0 | 0 | 0 | 0 | 0 | 0 | 0 | 0 | 0 | 0 | 0 | 0 | 0 | 0 | 0 | 0 | 0 | 0 | 0 | 0 | 0 | 0 | 0 | 0 | 0 | 0 | 0 | 0 | 0
F5_Commercial_Miscellaneous_New_Cooling_Electric_Air-Cooled Chiller_E5 | F5 | Commercial | Miscellaneous | New | Cooling | Electric | Air-Cooled Chiller | E5 | RIM BC Ratio | 0 | 0 | 0 | 0 | 0 | 0 | 0 | 0 | 0 | 0 | 0 | 0 | 0 | 0 | 0 | 0 | 0 | 0 | 0 | 0 | 0 | 0 | 0 | 0 | 0 | 0 | 0 | 0 | 0 | 0
F5_Commercial_Miscellaneous_New_Cooling_Electric_Air-Cooled Chiller_E6 | F5 | Commercial | Miscellaneous | New | Cooling | Electric | Air-Cooled Chiller | E6 | RIM BC Ratio | 0 | 0 | 0 | 0 | 0 | 0 | 0 | 0 | 0 | 0 | 0 | 0 | 0 | 0 | 0 | 0 | 0 | 0 | 0 | 0 | 0 | 0 | 0 | 0 | 0 | 0 | 0 | 0 | 0 | 0
F5_Commercial_Miscellaneous_New_Cooling_Electric_Air-Cooled Chiller_E7 | F5 | Commercial | Miscellaneous | New | Cooling | Electric | Air-Cooled Chiller | E7 | RIM BC Ratio | 0 | 0 | 0 | 0 | 0 | 0 | 0 | 0 | 0 | 0 | 0 | 0 | 0 | 0 | 0 | 0 | 0 | 0 | 0 | 0 | 0 | 0 | 0 | 0 | 0 | 0 | 0 | 0 | 0 | 0
F5_Commercial_Miscellaneous_New_Cooling_Electric_Air-Cooled Chiller_E8 | F5 | Commercial | Miscellaneous | New | Cooling | Electric | Air-Cooled Chiller | E8 | RIM BC Ratio | 0 | 0 | 0 | 0 | 0 | 0 | 0 | 0 | 0 | 0 | 0 | 0 | 0 | 0 | 0 | 0 | 0 | 0 | 0 | 0 | 0 | 0 | 0 | 0 | 0 | 0 | 0 | 0 | 0 | 0
F5_Commercial_Miscellaneous_New_Cooling_Electric_Air-Cooled Chiller_E9 | F5 | Commercial | Miscellaneous | New | Cooling | Electric | Air-Cooled Chiller | E9 | RIM BC Ratio | 0 | 0 | 0 | 0 | 0 | 0 | 0 | 0 | 0 | 0 | 0 | 0 | 0 | 0 | 0 | 0 | 0 | 0 | 0 | 0 | 0 | 0 | 0 | 0 | 0 | 0 | 0 | 0 | 0 | 0
F5_Commercial_Miscellaneous_New_Cooling_Electric_Air-Cooled Chiller_E10 | F5 | Commercial | Miscellaneous | New | Cooling | Electric | Air-Cooled Chiller | E10 | RIM BC Ratio | 0 | 0 | 0 | 0 | 0 | 0 | 0 | 0 | 0 | 0 | 0 | 0 | 0 | 0 | 0 | 0 | 0 | 0 | 0 | 0 | 0 | 0 | 0 | 0 | 0 | 0 | 0 | 0 | 0 | 0
F0_Commercial_Miscellaneous_New_Cooling_Electric_Water-Cooled Chiller_E0 | F0 | Commercial | Miscellaneous | New | Cooling | Electric | Water-Cooled Chiller | E0 | Economic Unit | 0 | 0 | 0 | 0 | 0 | 0 | 0 | 0 | 0 | 0 | 0 | 0 | 0 | 0 | 0 | 0 | 0 | 0 | 0 | 0 | 0 | 0 | 0 | 0 | 0 | 0 | 0 | 0 | 0 | 0
F1_Commercial_Miscellaneous_New_Cooling_Electric_Water-Cooled Chiller_E1 | F1 | Commercial | Miscellaneous | New | Cooling | Electric | Water-Cooled Chiller | E1 | CCE | 0 | 0 | 0 | 0 | 0 | 0 | 0 | 0 | 0 | 0 | 0 | 0 | 0 | 0 | 0 | 0 | 0 | 0 | 0 | 0 | 0 | 0 | 0 | 0 | 0 | 0 | 0 | 0 | 0 | 0
F1_Commercial_Miscellaneous_New_Cooling_Electric_Water-Cooled Chiller_E2 | F1 | Commercial | Miscellaneous | New | Cooling | Electric | Water-Cooled Chiller | E2 | CCE | 0 | 0 | 0 | 0 | 0 | 0 | 0 | 0 | 0 | 0 | 0 | 0 | 0 | 0 | 0 | 0 | 0 | 0 | 0 | 0 | 0 | 0 | 0 | 0 | 0 | 0 | 0 | 0 | 0 | 0
F1_Commercial_Miscellaneous_New_Cooling_Electric_Water-Cooled Chiller_E3 | F1 | Commercial | Miscellaneous | New | Cooling | Electric | Water-Cooled Chiller | E3 | CCE | 0 | 0 | 0 | 0 | 0 | 0 | 0 | 0 | 0 | 0 | 0 | 0 | 0 | 0 | 0 | 0 | 0 | 0 | 0 | 0 | 0 | 0 | 0 | 0 | 0 | 0 | 0 | 0 | 0 | 0
F1_Commercial_Miscellaneous_New_Cooling_Electric_Water-Cooled Chiller_E4 | F1 | Commercial | Miscellaneous | New | Cooling | Electric | Water-Cooled Chiller | E4 | CCE | 0 | 0 | 0 | 0 | 0 | 0 | 0 | 0 | 0 | 0 | 0 | 0 | 0 | 0 | 0 | 0 | 0 | 0 | 0 | 0 | 0 | 0 | 0 | 0 | 0 | 0 | 0 | 0 | 0 | 0
F1_Commercial_Miscellaneous_New_Cooling_Electric_Water-Cooled Chiller_E5 | F1 | Commercial | Miscellaneous | New | Cooling | Electric | Water-Cooled Chiller | E5 | CCE | 0 | 0 | 0 | 0 | 0 | 0 | 0 | 0 | 0 | 0 | 0 | 0 | 0 | 0 | 0 | 0 | 0 | 0 | 0 | 0 | 0 | 0 | 0 | 0 | 0 | 0 | 0 | 0 | 0 | 0
F1_Commercial_Miscellaneous_New_Cooling_Electric_Water-Cooled Chiller_E6 | F1 | Commercial | Miscellaneous | New | Cooling | Electric | Water-Cooled Chiller | E6 | CCE | 0 | 0 | 0 | 0 | 0 | 0 | 0 | 0 | 0 | 0 | 0 | 0 | 0 | 0 | 0 | 0 | 0 | 0 | 0 | 0 | 0 | 0 | 0 | 0 | 0 | 0 | 0 | 0 | 0 | 0
F1_Commercial_Miscellaneous_New_Cooling_Electric_Water-Cooled Chiller_E7 | F1 | Commercial | Miscellaneous | New | Cooling | Electric | Water-Cooled Chiller | E7 | CCE | 0 | 0 | 0 | 0 | 0 | 0 | 0 | 0 | 0 | 0 | 0 | 0 | 0 | 0 | 0 | 0 | 0 | 0 | 0 | 0 | 0 | 0 | 0 | 0 | 0 | 0 | 0 | 0 | 0 | 0
F1_Commercial_Miscellaneous_New_Cooling_Electric_Water-Cooled Chiller_E8 | F1 | Commercial | Miscellaneous | New | Cooling | Electric | Water-Cooled Chiller | E8 | CCE | 0 | 0 | 0 | 0 | 0 | 0 | 0 | 0 | 0 | 0 | 0 | 0 | 0 | 0 | 0 | 0 | 0 | 0 | 0 | 0 | 0 | 0 | 0 | 0 | 0 | 0 | 0 | 0 | 0 | 0
F1_Commercial_Miscellaneous_New_Cooling_Electric_Water-Cooled Chiller_E9 | F1 | Commercial | Miscellaneous | New | Cooling | Electric | Water-Cooled Chiller | E9 | CCE | 0 | 0 | 0 | 0 | 0 | 0 | 0 | 0 | 0 | 0 | 0 | 0 | 0 | 0 | 0 | 0 | 0 | 0 | 0 | 0 | 0 | 0 | 0 | 0 | 0 | 0 | 0 | 0 | 0 | 0
F1_Commercial_Miscellaneous_New_Cooling_Electric_Water-Cooled Chiller_E10 | F1 | Commercial | Miscellaneous | New | Cooling | Electric | Water-Cooled Chiller | E10 | CCE | 0 | 0 | 0 | 0 | 0 | 0 | 0 | 0 | 0 | 0 | 0 | 0 | 0 | 0 | 0 | 0 | 0 | 0 | 0 | 0 | 0 | 0 | 0 | 0 | 0 | 0 | 0 | 0 | 0 | 0
F2_Commercial_Miscellaneous_New_Cooling_Electric_Water-Cooled Chiller_E1 | F2 | Commercial | Miscellaneous | New | Cooling | Electric | Water-Cooled Chiller | E1 | TRC BC Ratio | 0 | 0 | 0 | 0 | 0 | 0 | 0 | 0 | 0 | 0 | 0 | 0 | 0 | 0 | 0 | 0 | 0 | 0 | 0 | 0 | 0 | 0 | 0 | 0 | 0 | 0 | 0 | 0 | 0 | 0
F2_Commercial_Miscellaneous_New_Cooling_Electric_Water-Cooled Chiller_E2 | F2 | Commercial | Miscellaneous | New | Cooling | Electric | Water-Cooled Chiller | E2 | TRC BC Ratio | 0 | 0 | 0 | 0 | 0 | 0 | 0 | 0 | 0 | 0 | 0 | 0 | 0 | 0 | 0 | 0 | 0 | 0 | 0 | 0 | 0 | 0 | 0 | 0 | 0 | 0 | 0 | 0 | 0 | 0
F2_Commercial_Miscellaneous_New_Cooling_Electric_Water-Cooled Chiller_E3 | F2 | Commercial | Miscellaneous | New | Cooling | Electric | Water-Cooled Chiller | E3 | TRC BC Ratio | 0 | 0 | 0 | 0 | 0 | 0 | 0 | 0 | 0 | 0 | 0 | 0 | 0 | 0 | 0 | 0 | 0 | 0 | 0 | 0 | 0 | 0 | 0 | 0 | 0 | 0 | 0 | 0 | 0 | 0
F2_Commercial_Miscellaneous_New_Cooling_Electric_Water-Cooled Chiller_E4 | F2 | Commercial | Miscellaneous | New | Cooling | Electric | Water-Cooled Chiller | E4 | TRC BC Ratio | 0 | 0 | 0 | 0 | 0 | 0 | 0 | 0 | 0 | 0 | 0 | 0 | 0 | 0 | 0 | 0 | 0 | 0 | 0 | 0 | 0 | 0 | 0 | 0 | 0 | 0 | 0 | 0 | 0 | 0
F2_Commercial_Miscellaneous_New_Cooling_Electric_Water-Cooled Chiller_E5 | F2 | Commercial | Miscellaneous | New | Cooling | Electric | Water-Cooled Chiller | E5 | TRC BC Ratio | 0 | 0 | 0 | 0 | 0 | 0 | 0 | 0 | 0 | 0 | 0 | 0 | 0 | 0 | 0 | 0 | 0 | 0 | 0 | 0 | 0 | 0 | 0 | 0 | 0 | 0 | 0 | 0 | 0 | 0
F2_Commercial_Miscellaneous_New_Cooling_Electric_Water-Cooled Chiller_E6 | F2 | Commercial | Miscellaneous | New | Cooling | Electric | Water-Cooled Chiller | E6 | TRC BC Ratio | 0 | 0 | 0 | 0 | 0 | 0 | 0 | 0 | 0 | 0 | 0 | 0 | 0 | 0 | 0 | 0 | 0 | 0 | 0 | 0 | 0 | 0 | 0 | 0 | 0 | 0 | 0 | 0 | 0 | 0
F2_Commercial_Miscellaneous_New_Cooling_Electric_Water-Cooled Chiller_E7 | F2 | Commercial | Miscellaneous | New | Cooling | Electric | Water-Cooled Chiller | E7 | TRC BC Ratio | 0 | 0 | 0 | 0 | 0 | 0 | 0 | 0 | 0 | 0 | 0 | 0 | 0 | 0 | 0 | 0 | 0 | 0 | 0 | 0 | 0 | 0 | 0 | 0 | 0 | 0 | 0 | 0 | 0 | 0
F2_Commercial_Miscellaneous_New_Cooling_Electric_Water-Cooled Chiller_E8 | F2 | Commercial | Miscellaneous | New | Cooling | Electric | Water-Cooled Chiller | E8 | TRC BC Ratio | 0 | 0 | 0 | 0 | 0 | 0 | 0 | 0 | 0 | 0 | 0 | 0 | 0 | 0 | 0 | 0 | 0 | 0 | 0 | 0 | 0 | 0 | 0 | 0 | 0 | 0 | 0 | 0 | 0 | 0
F2_Commercial_Miscellaneous_New_Cooling_Electric_Water-Cooled Chiller_E9 | F2 | Commercial | Miscellaneous | New | Cooling | Electric | Water-Cooled Chiller | E9 | TRC BC Ratio | 0 | 0 | 0 | 0 | 0 | 0 | 0 | 0 | 0 | 0 | 0 | 0 | 0 | 0 | 0 | 0 | 0 | 0 | 0 | 0 | 0 | 0 | 0 | 0 | 0 | 0 | 0 | 0 | 0 | 0
F2_Commercial_Miscellaneous_New_Cooling_Electric_Water-Cooled Chiller_E10 | F2 | Commercial | Miscellaneous | New | Cooling | Electric | Water-Cooled Chiller | E10 | TRC BC Ratio | 0 | 0 | 0 | 0 | 0 | 0 | 0 | 0 | 0 | 0 | 0 | 0 | 0 | 0 | 0 | 0 | 0 | 0 | 0 | 0 | 0 | 0 | 0 | 0 | 0 | 0 | 0 | 0 | 0 | 0
F3_Commercial_Miscellaneous_New_Cooling_Electric_Water-Cooled Chiller_E1 | F3 | Commercial | Miscellaneous | New | Cooling | Electric | Water-Cooled Chiller | E1 | PACT BC Ratio | 0 | 0 | 0 | 0 | 0 | 0 | 0 | 0 | 0 | 0 | 0 | 0 | 0 | 0 | 0 | 0 | 0 | 0 | 0 | 0 | 0 | 0 | 0 | 0 | 0 | 0 | 0 | 0 | 0 | 0
F3_Commercial_Miscellaneous_New_Cooling_Electric_Water-Cooled Chiller_E2 | F3 | Commercial | Miscellaneous | New | Cooling | Electric | Water-Cooled Chiller | E2 | PACT BC Ratio | 0 | 0 | 0 | 0 | 0 | 0 | 0 | 0 | 0 | 0 | 0 | 0 | 0 | 0 | 0 | 0 | 0 | 0 | 0 | 0 | 0 | 0 | 0 | 0 | 0 | 0 | 0 | 0 | 0 | 0
F3_Commercial_Miscellaneous_New_Cooling_Electric_Water-Cooled Chiller_E3 | F3 | Commercial | Miscellaneous | New | Cooling | Electric | Water-Cooled Chiller | E3 | PACT BC Ratio | 0 | 0 | 0 | 0 | 0 | 0 | 0 | 0 | 0 | 0 | 0 | 0 | 0 | 0 | 0 | 0 | 0 | 0 | 0 | 0 | 0 | 0 | 0 | 0 | 0 | 0 | 0 | 0 | 0 | 0
F3_Commercial_Miscellaneous_New_Cooling_Electric_Water-Cooled Chiller_E4 | F3 | Commercial | Miscellaneous | New | Cooling | Electric | Water-Cooled Chiller | E4 | PACT BC Ratio | 0 | 0 | 0 | 0 | 0 | 0 | 0 | 0 | 0 | 0 | 0 | 0 | 0 | 0 | 0 | 0 | 0 | 0 | 0 | 0 | 0 | 0 | 0 | 0 | 0 | 0 | 0 | 0 | 0 | 0
F3_Commercial_Miscellaneous_New_Cooling_Electric_Water-Cooled Chiller_E5 | F3 | Commercial | Miscellaneous | New | Cooling | Electric | Water-Cooled Chiller | E5 | PACT BC Ratio | 0 | 0 | 0 | 0 | 0 | 0 | 0 | 0 | 0 | 0 | 0 | 0 | 0 | 0 | 0 | 0 | 0 | 0 | 0 | 0 | 0 | 0 | 0 | 0 | 0 | 0 | 0 | 0 | 0 | 0
F3_Commercial_Miscellaneous_New_Cooling_Electric_Water-Cooled Chiller_E6 | F3 | Commercial | Miscellaneous | New | Cooling | Electric | Water-Cooled Chiller | E6 | PACT BC Ratio | 0 | 0 | 0 | 0 | 0 | 0 | 0 | 0 | 0 | 0 | 0 | 0 | 0 | 0 | 0 | 0 | 0 | 0 | 0 | 0 | 0 | 0 | 0 | 0 | 0 | 0 | 0 | 0 | 0 | 0
F3_Commercial_Miscellaneous_New_Cooling_Electric_Water-Cooled Chiller_E7 | F3 | Commercial | Miscellaneous | New | Cooling | Electric | Water-Cooled Chiller | E7 | PACT BC Ratio | 0 | 0 | 0 | 0 | 0 | 0 | 0 | 0 | 0 | 0 | 0 | 0 | 0 | 0 | 0 | 0 | 0 | 0 | 0 | 0 | 0 | 0 | 0 | 0 | 0 | 0 | 0 | 0 | 0 | 0
F3_Commercial_Miscellaneous_New_Cooling_Electric_Water-Cooled Chiller_E8 | F3 | Commercial | Miscellaneous | New | Cooling | Electric | Water-Cooled Chiller | E8 | PACT BC Ratio | 0 | 0 | 0 | 0 | 0 | 0 | 0 | 0 | 0 | 0 | 0 | 0 | 0 | 0 | 0 | 0 | 0 | 0 | 0 | 0 | 0 | 0 | 0 | 0 | 0 | 0 | 0 | 0 | 0 | 0
F3_Commercial_Miscellaneous_New_Cooling_Electric_Water-Cooled Chiller_E9 | F3 | Commercial | Miscellaneous | New | Cooling | Electric | Water-Cooled Chiller | E9 | PACT BC Ratio | 0 | 0 | 0 | 0 | 0 | 0 | 0 | 0 | 0 | 0 | 0 | 0 | 0 | 0 | 0 | 0 | 0 | 0 | 0 | 0 | 0 | 0 | 0 | 0 | 0 | 0 | 0 | 0 | 0 | 0
F3_Commercial_Miscellaneous_New_Cooling_Electric_Water-Cooled Chiller_E10 | F3 | Commercial | Miscellaneous | New | Cooling | Electric | Water-Cooled Chiller | E10 | PACT BC Ratio | 0 | 0 | 0 | 0 | 0 | 0 | 0 | 0 | 0 | 0 | 0 | 0 | 0 | 0 | 0 | 0 | 0 | 0 | 0 | 0 | 0 | 0 | 0 | 0 | 0 | 0 | 0 | 0 | 0 | 0
F4_Commercial_Miscellaneous_New_Cooling_Electric_Water-Cooled Chiller_E1 | F4 | Commercial | Miscellaneous | New | Cooling | Electric | Water-Cooled Chiller | E1 | RVT BC Ratio | 0 | 0 | 0 | 0 | 0 | 0 | 0 | 0 | 0 | 0 | 0 | 0 | 0 | 0 | 0 | 0 | 0 | 0 | 0 | 0 | 0 | 0 | 0 | 0 | 0 | 0 | 0 | 0 | 0 | 0
F4_Commercial_Miscellaneous_New_Cooling_Electric_Water-Cooled Chiller_E2 | F4 | Commercial | Miscellaneous | New | Cooling | Electric | Water-Cooled Chiller | E2 | RVT BC Ratio | 0 | 0 | 0 | 0 | 0 | 0 | 0 | 0 | 0 | 0 | 0 | 0 | 0 | 0 | 0 | 0 | 0 | 0 | 0 | 0 | 0 | 0 | 0 | 0 | 0 | 0 | 0 | 0 | 0 | 0
F4_Commercial_Miscellaneous_New_Cooling_Electric_Water-Cooled Chiller_E3 | F4 | Commercial | Miscellaneous | New | Cooling | Electric | Water-Cooled Chiller | E3 | RVT BC Ratio | 0 | 0 | 0 | 0 | 0 | 0 | 0 | 0 | 0 | 0 | 0 | 0 | 0 | 0 | 0 | 0 | 0 | 0 | 0 | 0 | 0 | 0 | 0 | 0 | 0 | 0 | 0 | 0 | 0 | 0
F4_Commercial_Miscellaneous_New_Cooling_Electric_Water-Cooled Chiller_E4 | F4 | Commercial | Miscellaneous | New | Cooling | Electric | Water-Cooled Chiller | E4 | RVT BC Ratio | 0 | 0 | 0 | 0 | 0 | 0 | 0 | 0 | 0 | 0 | 0 | 0 | 0 | 0 | 0 | 0 | 0 | 0 | 0 | 0 | 0 | 0 | 0 | 0 | 0 | 0 | 0 | 0 | 0 | 0
F4_Commercial_Miscellaneous_New_Cooling_Electric_Water-Cooled Chiller_E5 | F4 | Commercial | Miscellaneous | New | Cooling | Electric | Water-Cooled Chiller | E5 | RVT BC Ratio | 0 | 0 | 0 | 0 | 0 | 0 | 0 | 0 | 0 | 0 | 0 | 0 | 0 | 0 | 0 | 0 | 0 | 0 | 0 | 0 | 0 | 0 | 0 | 0 | 0 | 0 | 0 | 0 | 0 | 0
F4_Commercial_Miscellaneous_New_Cooling_Electric_Water-Cooled Chiller_E6 | F4 | Commercial | Miscellaneous | New | Cooling | Electric | Water-Cooled Chiller | E6 | RVT BC Ratio | 0 | 0 | 0 | 0 | 0 | 0 | 0 | 0 | 0 | 0 | 0 | 0 | 0 | 0 | 0 | 0 | 0 | 0 | 0 | 0 | 0 | 0 | 0 | 0 | 0 | 0 | 0 | 0 | 0 | 0
F4_Commercial_Miscellaneous_New_Cooling_Electric_Water-Cooled Chiller_E7 | F4 | Commercial | Miscellaneous | New | Cooling | Electric | Water-Cooled Chiller | E7 | RVT BC Ratio | 0 | 0 | 0 | 0 | 0 | 0 | 0 | 0 | 0 | 0 | 0 | 0 | 0 | 0 | 0 | 0 | 0 | 0 | 0 | 0 | 0 | 0 | 0 | 0 | 0 | 0 | 0 | 0 | 0 | 0
F4_Commercial_Miscellaneous_New_Cooling_Electric_Water-Cooled Chiller_E8 | F4 | Commercial | Miscellaneous | New | Cooling | Electric | Water-Cooled Chiller | E8 | RVT BC Ratio | 0 | 0 | 0 | 0 | 0 | 0 | 0 | 0 | 0 | 0 | 0 | 0 | 0 | 0 | 0 | 0 | 0 | 0 | 0 | 0 | 0 | 0 | 0 | 0 | 0 | 0 | 0 | 0 | 0 | 0
F4_Commercial_Miscellaneous_New_Cooling_Electric_Water-Cooled Chiller_E9 | F4 | Commercial | Miscellaneous | New | Cooling | Electric | Water-Cooled Chiller | E9 | RVT BC Ratio | 0 | 0 | 0 | 0 | 0 | 0 | 0 | 0 | 0 | 0 | 0 | 0 | 0 | 0 | 0 | 0 | 0 | 0 | 0 | 0 | 0 | 0 | 0 | 0 | 0 | 0 | 0 | 0 | 0 | 0
F4_Commercial_Miscellaneous_New_Cooling_Electric_Water-Cooled Chiller_E10 | F4 | Commercial | Miscellaneous | New | Cooling | Electric | Water-Cooled Chiller | E10 | RVT BC Ratio | 0 | 0 | 0 | 0 | 0 | 0 | 0 | 0 | 0 | 0 | 0 | 0 | 0 | 0 | 0 | 0 | 0 | 0 | 0 | 0 | 0 | 0 | 0 | 0 | 0 | 0 | 0 | 0 | 0 | 0
F5_Commercial_Miscellaneous_New_Cooling_Electric_Water-Cooled Chiller_E1 | F5 | Commercial | Miscellaneous | New | Cooling | Electric | Water-Cooled Chiller | E1 | RIM BC Ratio | 0 | 0 | 0 | 0 | 0 | 0 | 0 | 0 | 0 | 0 | 0 | 0 | 0 | 0 | 0 | 0 | 0 | 0 | 0 | 0 | 0 | 0 | 0 | 0 | 0 | 0 | 0 | 0 | 0 | 0
F5_Commercial_Miscellaneous_New_Cooling_Electric_Water-Cooled Chiller_E2 | F5 | Commercial | Miscellaneous | New | Cooling | Electric | Water-Cooled Chiller | E2 | RIM BC Ratio | 0 | 0 | 0 | 0 | 0 | 0 | 0 | 0 | 0 | 0 | 0 | 0 | 0 | 0 | 0 | 0 | 0 | 0 | 0 | 0 | 0 | 0 | 0 | 0 | 0 | 0 | 0 | 0 | 0 | 0
F5_Commercial_Miscellaneous_New_Cooling_Electric_Water-Cooled Chiller_E3 | F5 | Commercial | Miscellaneous | New | Cooling | Electric | Water-Cooled Chiller | E3 | RIM BC Ratio | 0 | 0 | 0 | 0 | 0 | 0 | 0 | 0 | 0 | 0 | 0 | 0 | 0 | 0 | 0 | 0 | 0 | 0 | 0 | 0 | 0 | 0 | 0 | 0 | 0 | 0 | 0 | 0 | 0 | 0
F5_Commercial_Miscellaneous_New_Cooling_Electric_Water-Cooled Chiller_E4 | F5 | Commercial | Miscellaneous | New | Cooling | Electric | Water-Cooled Chiller | E4 | RIM BC Ratio | 0 | 0 | 0 | 0 | 0 | 0 | 0 | 0 | 0 | 0 | 0 | 0 | 0 | 0 | 0 | 0 | 0 | 0 | 0 | 0 | 0 | 0 | 0 | 0 | 0 | 0 | 0 | 0 | 0 | 0
F5_Commercial_Miscellaneous_New_Cooling_Electric_Water-Cooled Chiller_E5 | F5 | Commercial | Miscellaneous | New | Cooling | Electric | Water-Cooled Chiller | E5 | RIM BC Ratio | 0 | 0 | 0 | 0 | 0 | 0 | 0 | 0 | 0 | 0 | 0 | 0 | 0 | 0 | 0 | 0 | 0 | 0 | 0 | 0 | 0 | 0 | 0 | 0 | 0 | 0 | 0 | 0 | 0 | 0
F5_Commercial_Miscellaneous_New_Cooling_Electric_Water-Cooled Chiller_E6 | F5 | Commercial | Miscellaneous | New | Cooling | Electric | Water-Cooled Chiller | E6 | RIM BC Ratio | 0 | 0 | 0 | 0 | 0 | 0 | 0 | 0 | 0 | 0 | 0 | 0 | 0 | 0 | 0 | 0 | 0 | 0 | 0 | 0 | 0 | 0 | 0 | 0 | 0 | 0 | 0 | 0 | 0 | 0
F5_Commercial_Miscellaneous_New_Cooling_Electric_Water-Cooled Chiller_E7 | F5 | Commercial | Miscellaneous | New | Cooling | Electric | Water-Cooled Chiller | E7 | RIM BC Ratio | 0 | 0 | 0 | 0 | 0 | 0 | 0 | 0 | 0 | 0 | 0 | 0 | 0 | 0 | 0 | 0 | 0 | 0 | 0 | 0 | 0 | 0 | 0 | 0 | 0 | 0 | 0 | 0 | 0 | 0
F5_Commercial_Miscellaneous_New_Cooling_Electric_Water-Cooled Chiller_E8 | F5 | Commercial | Miscellaneous | New | Cooling | Electric | Water-Cooled Chiller | E8 | RIM BC Ratio | 0 | 0 | 0 | 0 | 0 | 0 | 0 | 0 | 0 | 0 | 0 | 0 | 0 | 0 | 0 | 0 | 0 | 0 | 0 | 0 | 0 | 0 | 0 | 0 | 0 | 0 | 0 | 0 | 0 | 0
F5_Commercial_Miscellaneous_New_Cooling_Electric_Water-Cooled Chiller_E9 | F5 | Commercial | Miscellaneous | New | Cooling | Electric | Water-Cooled Chiller | E9 | RIM BC Ratio | 0 | 0 | 0 | 0 | 0 | 0 | 0 | 0 | 0 | 0 | 0 | 0 | 0 | 0 | 0 | 0 | 0 | 0 | 0 | 0 | 0 | 0 | 0 | 0 | 0 | 0 | 0 | 0 | 0 | 0
F5_Commercial_Miscellaneous_New_Cooling_Electric_Water-Cooled Chiller_E10 | F5 | Commercial | Miscellaneous | New | Cooling | Electric | Water-Cooled Chiller | E10 | RIM BC Ratio | 0 | 0 | 0 | 0 | 0 | 0 | 0 | 0 | 0 | 0 | 0 | 0 | 0 | 0 | 0 | 0 | 0 | 0 | 0 | 0 | 0 | 0 | 0 | 0 | 0 | 0 | 0 | 0 | 0 | 0
F0_Commercial_Miscellaneous_New_Cooling_Electric_RTU_E0 | F0 | Commercial | Miscellaneous | New | Cooling | Electric | RTU | E0 | Economic Unit | 0 | 0 | 0 | 0 | 0 | 0 | 0 | 0 | 0 | 0 | 0 | 0 | 0 | 0 | 0 | 0 | 0 | 0 | 0 | 0 | 0 | 0 | 0 | 0 | 0 | 0 | 0 | 0 | 0 | 0
F1_Commercial_Miscellaneous_New_Cooling_Electric_RTU_E1 | F1 | Commercial | Miscellaneous | New | Cooling | Electric | RTU | E1 | CCE | 0 | 0 | 0 | 0 | 0 | 0 | 0 | 0 | 0 | 0 | 0 | 0 | 0 | 0 | 0 | 0 | 0 | 0 | 0 | 0 | 0 | 0 | 0 | 0 | 0 | 0 | 0 | 0 | 0 | 0
F1_Commercial_Miscellaneous_New_Cooling_Electric_RTU_E2 | F1 | Commercial | Miscellaneous | New | Cooling | Electric | RTU | E2 | CCE | 0 | 0 | 0 | 0 | 0 | 0 | 0 | 0 | 0 | 0 | 0 | 0 | 0 | 0 | 0 | 0 | 0 | 0 | 0 | 0 | 0 | 0 | 0 | 0 | 0 | 0 | 0 | 0 | 0 | 0
F1_Commercial_Miscellaneous_New_Cooling_Electric_RTU_E3 | F1 | Commercial | Miscellaneous | New | Cooling | Electric | RTU | E3 | CCE | 0 | 0 | 0 | 0 | 0 | 0 | 0 | 0 | 0 | 0 | 0 | 0 | 0 | 0 | 0 | 0 | 0 | 0 | 0 | 0 | 0 | 0 | 0 | 0 | 0 | 0 | 0 | 0 | 0 | 0
F1_Commercial_Miscellaneous_New_Cooling_Electric_RTU_E4 | F1 | Commercial | Miscellaneous | New | Cooling | Electric | RTU | E4 | CCE | 0 | 0 | 0 | 0 | 0 | 0 | 0 | 0 | 0 | 0 | 0 | 0 | 0 | 0 | 0 | 0 | 0 | 0 | 0 | 0 | 0 | 0 | 0 | 0 | 0 | 0 | 0 | 0 | 0 | 0
F1_Commercial_Miscellaneous_New_Cooling_Electric_RTU_E5 | F1 | Commercial | Miscellaneous | New | Cooling | Electric | RTU | E5 | CCE | 0 | 0 | 0 | 0 | 0 | 0 | 0 | 0 | 0 | 0 | 0 | 0 | 0 | 0 | 0 | 0 | 0 | 0 | 0 | 0 | 0 | 0 | 0 | 0 | 0 | 0 | 0 | 0 | 0 | 0
F1_Commercial_Miscellaneous_New_Cooling_Electric_RTU_E6 | F1 | Commercial | Miscellaneous | New | Cooling | Electric | RTU | E6 | CCE | 0 | 0 | 0 | 0 | 0 | 0 | 0 | 0 | 0 | 0 | 0 | 0 | 0 | 0 | 0 | 0 | 0 | 0 | 0 | 0 | 0 | 0 | 0 | 0 | 0 | 0 | 0 | 0 | 0 | 0
F1_Commercial_Miscellaneous_New_Cooling_Electric_RTU_E7 | F1 | Commercial | Miscellaneous | New | Cooling | Electric | RTU | E7 | CCE | 0 | 0 | 0 | 0 | 0 | 0 | 0 | 0 | 0 | 0 | 0 | 0 | 0 | 0 | 0 | 0 | 0 | 0 | 0 | 0 | 0 | 0 | 0 | 0 | 0 | 0 | 0 | 0 | 0 | 0
F1_Commercial_Miscellaneous_New_Cooling_Electric_RTU_E8 | F1 | Commercial | Miscellaneous | New | Cooling | Electric | RTU | E8 | CCE | 0 | 0 | 0 | 0 | 0 | 0 | 0 | 0 | 0 | 0 | 0 | 0 | 0 | 0 | 0 | 0 | 0 | 0 | 0 | 0 | 0 | 0 | 0 | 0 | 0 | 0 | 0 | 0 | 0 | 0
F1_Commercial_Miscellaneous_New_Cooling_Electric_RTU_E9 | F1 | Commercial | Miscellaneous | New | Cooling | Electric | RTU | E9 | CCE | 0 | 0 | 0 | 0 | 0 | 0 | 0 | 0 | 0 | 0 | 0 | 0 | 0 | 0 | 0 | 0 | 0 | 0 | 0 | 0 | 0 | 0 | 0 | 0 | 0 | 0 | 0 | 0 | 0 | 0
F1_Commercial_Miscellaneous_New_Cooling_Electric_RTU_E10 | F1 | Commercial | Miscellaneous | New | Cooling | Electric | RTU | E10 | CCE | 0 | 0 | 0 | 0 | 0 | 0 | 0 | 0 | 0 | 0 | 0 | 0 | 0 | 0 | 0 | 0 | 0 | 0 | 0 | 0 | 0 | 0 | 0 | 0 | 0 | 0 | 0 | 0 | 0 | 0
F2_Commercial_Miscellaneous_New_Cooling_Electric_RTU_E1 | F2 | Commercial | Miscellaneous | New | Cooling | Electric | RTU | E1 | TRC BC Ratio | 0 | 0 | 0 | 0 | 0 | 0 | 0 | 0 | 0 | 0 | 0 | 0 | 0 | 0 | 0 | 0 | 0 | 0 | 0 | 0 | 0 | 0 | 0 | 0 | 0 | 0 | 0 | 0 | 0 | 0
F2_Commercial_Miscellaneous_New_Cooling_Electric_RTU_E2 | F2 | Commercial | Miscellaneous | New | Cooling | Electric | RTU | E2 | TRC BC Ratio | 0 | 0 | 0 | 0 | 0 | 0 | 0 | 0 | 0 | 0 | 0 | 0 | 0 | 0 | 0 | 0 | 0 | 0 | 0 | 0 | 0 | 0 | 0 | 0 | 0 | 0 | 0 | 0 | 0 | 0
F2_Commercial_Miscellaneous_New_Cooling_Electric_RTU_E3 | F2 | Commercial | Miscellaneous | New | Cooling | Electric | RTU | E3 | TRC BC Ratio | 0 | 0 | 0 | 0 | 0 | 0 | 0 | 0 | 0 | 0 | 0 | 0 | 0 | 0 | 0 | 0 | 0 | 0 | 0 | 0 | 0 | 0 | 0 | 0 | 0 | 0 | 0 | 0 | 0 | 0
F2_Commercial_Miscellaneous_New_Cooling_Electric_RTU_E4 | F2 | Commercial | Miscellaneous | New | Cooling | Electric | RTU | E4 | TRC BC Ratio | 0 | 0 | 0 | 0 | 0 | 0 | 0 | 0 | 0 | 0 | 0 | 0 | 0 | 0 | 0 | 0 | 0 | 0 | 0 | 0 | 0 | 0 | 0 | 0 | 0 | 0 | 0 | 0 | 0 | 0
F2_Commercial_Miscellaneous_New_Cooling_Electric_RTU_E5 | F2 | Commercial | Miscellaneous | New | Cooling | Electric | RTU | E5 | TRC BC Ratio | 0 | 0 | 0 | 0 | 0 | 0 | 0 | 0 | 0 | 0 | 0 | 0 | 0 | 0 | 0 | 0 | 0 | 0 | 0 | 0 | 0 | 0 | 0 | 0 | 0 | 0 | 0 | 0 | 0 | 0
F2_Commercial_Miscellaneous_New_Cooling_Electric_RTU_E6 | F2 | Commercial | Miscellaneous | New | Cooling | Electric | RTU | E6 | TRC BC Ratio | 0 | 0 | 0 | 0 | 0 | 0 | 0 | 0 | 0 | 0 | 0 | 0 | 0 | 0 | 0 | 0 | 0 | 0 | 0 | 0 | 0 | 0 | 0 | 0 | 0 | 0 | 0 | 0 | 0 | 0
F2_Commercial_Miscellaneous_New_Cooling_Electric_RTU_E7 | F2 | Commercial | Miscellaneous | New | Cooling | Electric | RTU | E7 | TRC BC Ratio | 0 | 0 | 0 | 0 | 0 | 0 | 0 | 0 | 0 | 0 | 0 | 0 | 0 | 0 | 0 | 0 | 0 | 0 | 0 | 0 | 0 | 0 | 0 | 0 | 0 | 0 | 0 | 0 | 0 | 0
F2_Commercial_Miscellaneous_New_Cooling_Electric_RTU_E8 | F2 | Commercial | Miscellaneous | New | Cooling | Electric | RTU | E8 | TRC BC Ratio | 0 | 0 | 0 | 0 | 0 | 0 | 0 | 0 | 0 | 0 | 0 | 0 | 0 | 0 | 0 | 0 | 0 | 0 | 0 | 0 | 0 | 0 | 0 | 0 | 0 | 0 | 0 | 0 | 0 | 0
F2_Commercial_Miscellaneous_New_Cooling_Electric_RTU_E9 | F2 | Commercial | Miscellaneous | New | Cooling | Electric | RTU | E9 | TRC BC Ratio | 0 | 0 | 0 | 0 | 0 | 0 | 0 | 0 | 0 | 0 | 0 | 0 | 0 | 0 | 0 | 0 | 0 | 0 | 0 | 0 | 0 | 0 | 0 | 0 | 0 | 0 | 0 | 0 | 0 | 0
F2_Commercial_Miscellaneous_New_Cooling_Electric_RTU_E10 | F2 | Commercial | Miscellaneous | New | Cooling | Electric | RTU | E10 | TRC BC Ratio | 0 | 0 | 0 | 0 | 0 | 0 | 0 | 0 | 0 | 0 | 0 | 0 | 0 | 0 | 0 | 0 | 0 | 0 | 0 | 0 | 0 | 0 | 0 | 0 | 0 | 0 | 0 | 0 | 0 | 0
F3_Commercial_Miscellaneous_New_Cooling_Electric_RTU_E1 | F3 | Commercial | Miscellaneous | New | Cooling | Electric | RTU | E1 | PACT BC Ratio | 0 | 0 | 0 | 0 | 0 | 0 | 0 | 0 | 0 | 0 | 0 | 0 | 0 | 0 | 0 | 0 | 0 | 0 | 0 | 0 | 0 | 0 | 0 | 0 | 0 | 0 | 0 | 0 | 0 | 0
F3_Commercial_Miscellaneous_New_Cooling_Electric_RTU_E2 | F3 | Commercial | Miscellaneous | New | Cooling | Electric | RTU | E2 | PACT BC Ratio | 0 | 0 | 0 | 0 | 0 | 0 | 0 | 0 | 0 | 0 | 0 | 0 | 0 | 0 | 0 | 0 | 0 | 0 | 0 | 0 | 0 | 0 | 0 | 0 | 0 | 0 | 0 | 0 | 0 | 0
F3_Commercial_Miscellaneous_New_Cooling_Electric_RTU_E3 | F3 | Commercial | Miscellaneous | New | Cooling | Electric | RTU | E3 | PACT BC Ratio | 0 | 0 | 0 | 0 | 0 | 0 | 0 | 0 | 0 | 0 | 0 | 0 | 0 | 0 | 0 | 0 | 0 | 0 | 0 | 0 | 0 | 0 | 0 | 0 | 0 | 0 | 0 | 0 | 0 | 0
F3_Commercial_Miscellaneous_New_Cooling_Electric_RTU_E4 | F3 | Commercial | Miscellaneous | New | Cooling | Electric | RTU | E4 | PACT BC Ratio | 0 | 0 | 0 | 0 | 0 | 0 | 0 | 0 | 0 | 0 | 0 | 0 | 0 | 0 | 0 | 0 | 0 | 0 | 0 | 0 | 0 | 0 | 0 | 0 | 0 | 0 | 0 | 0 | 0 | 0
F3_Commercial_Miscellaneous_New_Cooling_Electric_RTU_E5 | F3 | Commercial | Miscellaneous | New | Cooling | Electric | RTU | E5 | PACT BC Ratio | 0 | 0 | 0 | 0 | 0 | 0 | 0 | 0 | 0 | 0 | 0 | 0 | 0 | 0 | 0 | 0 | 0 | 0 | 0 | 0 | 0 | 0 | 0 | 0 | 0 | 0 | 0 | 0 | 0 | 0
F3_Commercial_Miscellaneous_New_Cooling_Electric_RTU_E6 | F3 | Commercial | Miscellaneous | New | Cooling | Electric | RTU | E6 | PACT BC Ratio | 0 | 0 | 0 | 0 | 0 | 0 | 0 | 0 | 0 | 0 | 0 | 0 | 0 | 0 | 0 | 0 | 0 | 0 | 0 | 0 | 0 | 0 | 0 | 0 | 0 | 0 | 0 | 0 | 0 | 0
F3_Commercial_Miscellaneous_New_Cooling_Electric_RTU_E7 | F3 | Commercial | Miscellaneous | New | Cooling | Electric | RTU | E7 | PACT BC Ratio | 0 | 0 | 0 | 0 | 0 | 0 | 0 | 0 | 0 | 0 | 0 | 0 | 0 | 0 | 0 | 0 | 0 | 0 | 0 | 0 | 0 | 0 | 0 | 0 | 0 | 0 | 0 | 0 | 0 | 0
F3_Commercial_Miscellaneous_New_Cooling_Electric_RTU_E8 | F3 | Commercial | Miscellaneous | New | Cooling | Electric | RTU | E8 | PACT BC Ratio | 0 | 0 | 0 | 0 | 0 | 0 | 0 | 0 | 0 | 0 | 0 | 0 | 0 | 0 | 0 | 0 | 0 | 0 | 0 | 0 | 0 | 0 | 0 | 0 | 0 | 0 | 0 | 0 | 0 | 0
F3_Commercial_Miscellaneous_New_Cooling_Electric_RTU_E9 | F3 | Commercial | Miscellaneous | New | Cooling | Electric | RTU | E9 | PACT BC Ratio | 0 | 0 | 0 | 0 | 0 | 0 | 0 | 0 | 0 | 0 | 0 | 0 | 0 | 0 | 0 | 0 | 0 | 0 | 0 | 0 | 0 | 0 | 0 | 0 | 0 | 0 | 0 | 0 | 0 | 0
F3_Commercial_Miscellaneous_New_Cooling_Electric_RTU_E10 | F3 | Commercial | Miscellaneous | New | Cooling | Electric | RTU | E10 | PACT BC Ratio | 0 | 0 | 0 | 0 | 0 | 0 | 0 | 0 | 0 | 0 | 0 | 0 | 0 | 0 | 0 | 0 | 0 | 0 | 0 | 0 | 0 | 0 | 0 | 0 | 0 | 0 | 0 | 0 | 0 | 0
F4_Commercial_Miscellaneous_New_Cooling_Electric_RTU_E1 | F4 | Commercial | Miscellaneous | New | Cooling | Electric | RTU | E1 | RVT BC Ratio | 0 | 0 | 0 | 0 | 0 | 0 | 0 | 0 | 0 | 0 | 0 | 0 | 0 | 0 | 0 | 0 | 0 | 0 | 0 | 0 | 0 | 0 | 0 | 0 | 0 | 0 | 0 | 0 | 0 | 0
F4_Commercial_Miscellaneous_New_Cooling_Electric_RTU_E2 | F4 | Commercial | Miscellaneous | New | Cooling | Electric | RTU | E2 | RVT BC Ratio | 0 | 0 | 0 | 0 | 0 | 0 | 0 | 0 | 0 | 0 | 0 | 0 | 0 | 0 | 0 | 0 | 0 | 0 | 0 | 0 | 0 | 0 | 0 | 0 | 0 | 0 | 0 | 0 | 0 | 0
F4_Commercial_Miscellaneous_New_Cooling_Electric_RTU_E3 | F4 | Commercial | Miscellaneous | New | Cooling | Electric | RTU | E3 | RVT BC Ratio | 0 | 0 | 0 | 0 | 0 | 0 | 0 | 0 | 0 | 0 | 0 | 0 | 0 | 0 | 0 | 0 | 0 | 0 | 0 | 0 | 0 | 0 | 0 | 0 | 0 | 0 | 0 | 0 | 0 | 0
F4_Commercial_Miscellaneous_New_Cooling_Electric_RTU_E4 | F4 | Commercial | Miscellaneous | New | Cooling | Electric | RTU | E4 | RVT BC Ratio | 0 | 0 | 0 | 0 | 0 | 0 | 0 | 0 | 0 | 0 | 0 | 0 | 0 | 0 | 0 | 0 | 0 | 0 | 0 | 0 | 0 | 0 | 0 | 0 | 0 | 0 | 0 | 0 | 0 | 0
F4_Commercial_Miscellaneous_New_Cooling_Electric_RTU_E5 | F4 | Commercial | Miscellaneous | New | Cooling | Electric | RTU | E5 | RVT BC Ratio | 0 | 0 | 0 | 0 | 0 | 0 | 0 | 0 | 0 | 0 | 0 | 0 | 0 | 0 | 0 | 0 | 0 | 0 | 0 | 0 | 0 | 0 | 0 | 0 | 0 | 0 | 0 | 0 | 0 | 0
F4_Commercial_Miscellaneous_New_Cooling_Electric_RTU_E6 | F4 | Commercial | Miscellaneous | New | Cooling | Electric | RTU | E6 | RVT BC Ratio | 0 | 0 | 0 | 0 | 0 | 0 | 0 | 0 | 0 | 0 | 0 | 0 | 0 | 0 | 0 | 0 | 0 | 0 | 0 | 0 | 0 | 0 | 0 | 0 | 0 | 0 | 0 | 0 | 0 | 0
F4_Commercial_Miscellaneous_New_Cooling_Electric_RTU_E7 | F4 | Commercial | Miscellaneous | New | Cooling | Electric | RTU | E7 | RVT BC Ratio | 0 | 0 | 0 | 0 | 0 | 0 | 0 | 0 | 0 | 0 | 0 | 0 | 0 | 0 | 0 | 0 | 0 | 0 | 0 | 0 | 0 | 0 | 0 | 0 | 0 | 0 | 0 | 0 | 0 | 0
F4_Commercial_Miscellaneous_New_Cooling_Electric_RTU_E8 | F4 | Commercial | Miscellaneous | New | Cooling | Electric | RTU | E8 | RVT BC Ratio | 0 | 0 | 0 | 0 | 0 | 0 | 0 | 0 | 0 | 0 | 0 | 0 | 0 | 0 | 0 | 0 | 0 | 0 | 0 | 0 | 0 | 0 | 0 | 0 | 0 | 0 | 0 | 0 | 0 | 0
F4_Commercial_Miscellaneous_New_Cooling_Electric_RTU_E9 | F4 | Commercial | Miscellaneous | New | Cooling | Electric | RTU | E9 | RVT BC Ratio | 0 | 0 | 0 | 0 | 0 | 0 | 0 | 0 | 0 | 0 | 0 | 0 | 0 | 0 | 0 | 0 | 0 | 0 | 0 | 0 | 0 | 0 | 0 | 0 | 0 | 0 | 0 | 0 | 0 | 0
F4_Commercial_Miscellaneous_New_Cooling_Electric_RTU_E10 | F4 | Commercial | Miscellaneous | New | Cooling | Electric | RTU | E10 | RVT BC Ratio | 0 | 0 | 0 | 0 | 0 | 0 | 0 | 0 | 0 | 0 | 0 | 0 | 0 | 0 | 0 | 0 | 0 | 0 | 0 | 0 | 0 | 0 | 0 | 0 | 0 | 0 | 0 | 0 | 0 | 0
F5_Commercial_Miscellaneous_New_Cooling_Electric_RTU_E1 | F5 | Commercial | Miscellaneous | New | Cooling | Electric | RTU | E1 | RIM BC Ratio | 0 | 0 | 0 | 0 | 0 | 0 | 0 | 0 | 0 | 0 | 0 | 0 | 0 | 0 | 0 | 0 | 0 | 0 | 0 | 0 | 0 | 0 | 0 | 0 | 0 | 0 | 0 | 0 | 0 | 0
F5_Commercial_Miscellaneous_New_Cooling_Electric_RTU_E2 | F5 | Commercial | Miscellaneous | New | Cooling | Electric | RTU | E2 | RIM BC Ratio | 0 | 0 | 0 | 0 | 0 | 0 | 0 | 0 | 0 | 0 | 0 | 0 | 0 | 0 | 0 | 0 | 0 | 0 | 0 | 0 | 0 | 0 | 0 | 0 | 0 | 0 | 0 | 0 | 0 | 0
F5_Commercial_Miscellaneous_New_Cooling_Electric_RTU_E3 | F5 | Commercial | Miscellaneous | New | Cooling | Electric | RTU | E3 | RIM BC Ratio | 0 | 0 | 0 | 0 | 0 | 0 | 0 | 0 | 0 | 0 | 0 | 0 | 0 | 0 | 0 | 0 | 0 | 0 | 0 | 0 | 0 | 0 | 0 | 0 | 0 | 0 | 0 | 0 | 0 | 0
F5_Commercial_Miscellaneous_New_Cooling_Electric_RTU_E4 | F5 | Commercial | Miscellaneous | New | Cooling | Electric | RTU | E4 | RIM BC Ratio | 0 | 0 | 0 | 0 | 0 | 0 | 0 | 0 | 0 | 0 | 0 | 0 | 0 | 0 | 0 | 0 | 0 | 0 | 0 | 0 | 0 | 0 | 0 | 0 | 0 | 0 | 0 | 0 | 0 | 0
F5_Commercial_Miscellaneous_New_Cooling_Electric_RTU_E5 | F5 | Commercial | Miscellaneous | New | Cooling | Electric | RTU | E5 | RIM BC Ratio | 0 | 0 | 0 | 0 | 0 | 0 | 0 | 0 | 0 | 0 | 0 | 0 | 0 | 0 | 0 | 0 | 0 | 0 | 0 | 0 | 0 | 0 | 0 | 0 | 0 | 0 | 0 | 0 | 0 | 0
F5_Commercial_Miscellaneous_New_Cooling_Electric_RTU_E6 | F5 | Commercial | Miscellaneous | New | Cooling | Electric | RTU | E6 | RIM BC Ratio | 0 | 0 | 0 | 0 | 0 | 0 | 0 | 0 | 0 | 0 | 0 | 0 | 0 | 0 | 0 | 0 | 0 | 0 | 0 | 0 | 0 | 0 | 0 | 0 | 0 | 0 | 0 | 0 | 0 | 0
F5_Commercial_Miscellaneous_New_Cooling_Electric_RTU_E7 | F5 | Commercial | Miscellaneous | New | Cooling | Electric | RTU | E7 | RIM BC Ratio | 0 | 0 | 0 | 0 | 0 | 0 | 0 | 0 | 0 | 0 | 0 | 0 | 0 | 0 | 0 | 0 | 0 | 0 | 0 | 0 | 0 | 0 | 0 | 0 | 0 | 0 | 0 | 0 | 0 | 0
F5_Commercial_Miscellaneous_New_Cooling_Electric_RTU_E8 | F5 | Commercial | Miscellaneous | New | Cooling | Electric | RTU | E8 | RIM BC Ratio | 0 | 0 | 0 | 0 | 0 | 0 | 0 | 0 | 0 | 0 | 0 | 0 | 0 | 0 | 0 | 0 | 0 | 0 | 0 | 0 | 0 | 0 | 0 | 0 | 0 | 0 | 0 | 0 | 0 | 0
F5_Commercial_Miscellaneous_New_Cooling_Electric_RTU_E9 | F5 | Commercial | Miscellaneous | New | Cooling | Electric | RTU | E9 | RIM BC Ratio | 0 | 0 | 0 | 0 | 0 | 0 | 0 | 0 | 0 | 0 | 0 | 0 | 0 | 0 | 0 | 0 | 0 | 0 | 0 | 0 | 0 | 0 | 0 | 0 | 0 | 0 | 0 | 0 | 0 | 0
F5_Commercial_Miscellaneous_New_Cooling_Electric_RTU_E10 | F5 | Commercial | Miscellaneous | New | Cooling | Electric | RTU | E10 | RIM BC Ratio | 0 | 0 | 0 | 0 | 0 | 0 | 0 | 0 | 0 | 0 | 0 | 0 | 0 | 0 | 0 | 0 | 0 | 0 | 0 | 0 | 0 | 0 | 0 | 0 | 0 | 0 | 0 | 0 | 0 | 0
F0_Commercial_Miscellaneous_New_Cooling_Electric_Packaged Terminal AC_E0 | F0 | Commercial | Miscellaneous | New | Cooling | Electric | Packaged Terminal AC | E0 | Economic Unit | 0 | 0 | 0 | 0 | 0 | 0 | 0 | 0 | 0 | 0 | 0 | 0 | 0 | 0 | 0 | 0 | 0 | 0 | 0 | 0 | 0 | 0 | 0 | 0 | 0 | 0 | 0 | 0 | 0 | 0
F1_Commercial_Miscellaneous_New_Cooling_Electric_Packaged Terminal AC_E1 | F1 | Commercial | Miscellaneous | New | Cooling | Electric | Packaged Terminal AC | E1 | CCE | 0 | 0 | 0 | 0 | 0 | 0 | 0 | 0 | 0 | 0 | 0 | 0 | 0 | 0 | 0 | 0 | 0 | 0 | 0 | 0 | 0 | 0 | 0 | 0 | 0 | 0 | 0 | 0 | 0 | 0
F1_Commercial_Miscellaneous_New_Cooling_Electric_Packaged Terminal AC_E2 | F1 | Commercial | Miscellaneous | New | Cooling | Electric | Packaged Terminal AC | E2 | CCE | 0 | 0 | 0 | 0 | 0 | 0 | 0 | 0 | 0 | 0 | 0 | 0 | 0 | 0 | 0 | 0 | 0 | 0 | 0 | 0 | 0 | 0 | 0 | 0 | 0 | 0 | 0 | 0 | 0 | 0
F1_Commercial_Miscellaneous_New_Cooling_Electric_Packaged Terminal AC_E3 | F1 | Commercial | Miscellaneous | New | Cooling | Electric | Packaged Terminal AC | E3 | CCE | 0 | 0 | 0 | 0 | 0 | 0 | 0 | 0 | 0 | 0 | 0 | 0 | 0 | 0 | 0 | 0 | 0 | 0 | 0 | 0 | 0 | 0 | 0 | 0 | 0 | 0 | 0 | 0 | 0 | 0
F1_Commercial_Miscellaneous_New_Cooling_Electric_Packaged Terminal AC_E4 | F1 | Commercial | Miscellaneous | New | Cooling | Electric | Packaged Terminal AC | E4 | CCE | 0 | 0 | 0 | 0 | 0 | 0 | 0 | 0 | 0 | 0 | 0 | 0 | 0 | 0 | 0 | 0 | 0 | 0 | 0 | 0 | 0 | 0 | 0 | 0 | 0 | 0 | 0 | 0 | 0 | 0
F1_Commercial_Miscellaneous_New_Cooling_Electric_Packaged Terminal AC_E5 | F1 | Commercial | Miscellaneous | New | Cooling | Electric | Packaged Terminal AC | E5 | CCE | 0 | 0 | 0 | 0 | 0 | 0 | 0 | 0 | 0 | 0 | 0 | 0 | 0 | 0 | 0 | 0 | 0 | 0 | 0 | 0 | 0 | 0 | 0 | 0 | 0 | 0 | 0 | 0 | 0 | 0
F1_Commercial_Miscellaneous_New_Cooling_Electric_Packaged Terminal AC_E6 | F1 | Commercial | Miscellaneous | New | Cooling | Electric | Packaged Terminal AC | E6 | CCE | 0 | 0 | 0 | 0 | 0 | 0 | 0 | 0 | 0 | 0 | 0 | 0 | 0 | 0 | 0 | 0 | 0 | 0 | 0 | 0 | 0 | 0 | 0 | 0 | 0 | 0 | 0 | 0 | 0 | 0
F1_Commercial_Miscellaneous_New_Cooling_Electric_Packaged Terminal AC_E7 | F1 | Commercial | Miscellaneous | New | Cooling | Electric | Packaged Terminal AC | E7 | CCE | 0 | 0 | 0 | 0 | 0 | 0 | 0 | 0 | 0 | 0 | 0 | 0 | 0 | 0 | 0 | 0 | 0 | 0 | 0 | 0 | 0 | 0 | 0 | 0 | 0 | 0 | 0 | 0 | 0 | 0
F1_Commercial_Miscellaneous_New_Cooling_Electric_Packaged Terminal AC_E8 | F1 | Commercial | Miscellaneous | New | Cooling | Electric | Packaged Terminal AC | E8 | CCE | 0 | 0 | 0 | 0 | 0 | 0 | 0 | 0 | 0 | 0 | 0 | 0 | 0 | 0 | 0 | 0 | 0 | 0 | 0 | 0 | 0 | 0 | 0 | 0 | 0 | 0 | 0 | 0 | 0 | 0
F1_Commercial_Miscellaneous_New_Cooling_Electric_Packaged Terminal AC_E9 | F1 | Commercial | Miscellaneous | New | Cooling | Electric | Packaged Terminal AC | E9 | CCE | 0 | 0 | 0 | 0 | 0 | 0 | 0 | 0 | 0 | 0 | 0 | 0 | 0 | 0 | 0 | 0 | 0 | 0 | 0 | 0 | 0 | 0 | 0 | 0 | 0 | 0 | 0 | 0 | 0 | 0
F1_Commercial_Miscellaneous_New_Cooling_Electric_Packaged Terminal AC_E10 | F1 | Commercial | Miscellaneous | New | Cooling | Electric | Packaged Terminal AC | E10 | CCE | 0 | 0 | 0 | 0 | 0 | 0 | 0 | 0 | 0 | 0 | 0 | 0 | 0 | 0 | 0 | 0 | 0 | 0 | 0 | 0 | 0 | 0 | 0 | 0 | 0 | 0 | 0 | 0 | 0 | 0
F2_Commercial_Miscellaneous_New_Cooling_Electric_Packaged Terminal AC_E1 | F2 | Commercial | Miscellaneous | New | Cooling | Electric | Packaged Terminal AC | E1 | TRC BC Ratio | 0 | 0 | 0 | 0 | 0 | 0 | 0 | 0 | 0 | 0 | 0 | 0 | 0 | 0 | 0 | 0 | 0 | 0 | 0 | 0 | 0 | 0 | 0 | 0 | 0 | 0 | 0 | 0 | 0 | 0
F2_Commercial_Miscellaneous_New_Cooling_Electric_Packaged Terminal AC_E2 | F2 | Commercial | Miscellaneous | New | Cooling | Electric | Packaged Terminal AC | E2 | TRC BC Ratio | 0 | 0 | 0 | 0 | 0 | 0 | 0 | 0 | 0 | 0 | 0 | 0 | 0 | 0 | 0 | 0 | 0 | 0 | 0 | 0 | 0 | 0 | 0 | 0 | 0 | 0 | 0 | 0 | 0 | 0
F2_Commercial_Miscellaneous_New_Cooling_Electric_Packaged Terminal AC_E3 | F2 | Commercial | Miscellaneous | New | Cooling | Electric | Packaged Terminal AC | E3 | TRC BC Ratio | 0 | 0 | 0 | 0 | 0 | 0 | 0 | 0 | 0 | 0 | 0 | 0 | 0 | 0 | 0 | 0 | 0 | 0 | 0 | 0 | 0 | 0 | 0 | 0 | 0 | 0 | 0 | 0 | 0 | 0
F2_Commercial_Miscellaneous_New_Cooling_Electric_Packaged Terminal AC_E4 | F2 | Commercial | Miscellaneous | New | Cooling | Electric | Packaged Terminal AC | E4 | TRC BC Ratio | 0 | 0 | 0 | 0 | 0 | 0 | 0 | 0 | 0 | 0 | 0 | 0 | 0 | 0 | 0 | 0 | 0 | 0 | 0 | 0 | 0 | 0 | 0 | 0 | 0 | 0 | 0 | 0 | 0 | 0
F2_Commercial_Miscellaneous_New_Cooling_Electric_Packaged Terminal AC_E5 | F2 | Commercial | Miscellaneous | New | Cooling | Electric | Packaged Terminal AC | E5 | TRC BC Ratio | 0 | 0 | 0 | 0 | 0 | 0 | 0 | 0 | 0 | 0 | 0 | 0 | 0 | 0 | 0 | 0 | 0 | 0 | 0 | 0 | 0 | 0 | 0 | 0 | 0 | 0 | 0 | 0 | 0 | 0
F2_Commercial_Miscellaneous_New_Cooling_Electric_Packaged Terminal AC_E6 | F2 | Commercial | Miscellaneous | New | Cooling | Electric | Packaged Terminal AC | E6 | TRC BC Ratio | 0 | 0 | 0 | 0 | 0 | 0 | 0 | 0 | 0 | 0 | 0 | 0 | 0 | 0 | 0 | 0 | 0 | 0 | 0 | 0 | 0 | 0 | 0 | 0 | 0 | 0 | 0 | 0 | 0 | 0
F2_Commercial_Miscellaneous_New_Cooling_Electric_Packaged Terminal AC_E7 | F2 | Commercial | Miscellaneous | New | Cooling | Electric | Packaged Terminal AC | E7 | TRC BC Ratio | 0 | 0 | 0 | 0 | 0 | 0 | 0 | 0 | 0 | 0 | 0 | 0 | 0 | 0 | 0 | 0 | 0 | 0 | 0 | 0 | 0 | 0 | 0 | 0 | 0 | 0 | 0 | 0 | 0 | 0
F2_Commercial_Miscellaneous_New_Cooling_Electric_Packaged Terminal AC_E8 | F2 | Commercial | Miscellaneous | New | Cooling | Electric | Packaged Terminal AC | E8 | TRC BC Ratio | 0 | 0 | 0 | 0 | 0 | 0 | 0 | 0 | 0 | 0 | 0 | 0 | 0 | 0 | 0 | 0 | 0 | 0 | 0 | 0 | 0 | 0 | 0 | 0 | 0 | 0 | 0 | 0 | 0 | 0
F2_Commercial_Miscellaneous_New_Cooling_Electric_Packaged Terminal AC_E9 | F2 | Commercial | Miscellaneous | New | Cooling | Electric | Packaged Terminal AC | E9 | TRC BC Ratio | 0 | 0 | 0 | 0 | 0 | 0 | 0 | 0 | 0 | 0 | 0 | 0 | 0 | 0 | 0 | 0 | 0 | 0 | 0 | 0 | 0 | 0 | 0 | 0 | 0 | 0 | 0 | 0 | 0 | 0
F2_Commercial_Miscellaneous_New_Cooling_Electric_Packaged Terminal AC_E10 | F2 | Commercial | Miscellaneous | New | Cooling | Electric | Packaged Terminal AC | E10 | TRC BC Ratio | 0 | 0 | 0 | 0 | 0 | 0 | 0 | 0 | 0 | 0 | 0 | 0 | 0 | 0 | 0 | 0 | 0 | 0 | 0 | 0 | 0 | 0 | 0 | 0 | 0 | 0 | 0 | 0 | 0 | 0
F3_Commercial_Miscellaneous_New_Cooling_Electric_Packaged Terminal AC_E1 | F3 | Commercial | Miscellaneous | New | Cooling | Electric | Packaged Terminal AC | E1 | PACT BC Ratio | 0 | 0 | 0 | 0 | 0 | 0 | 0 | 0 | 0 | 0 | 0 | 0 | 0 | 0 | 0 | 0 | 0 | 0 | 0 | 0 | 0 | 0 | 0 | 0 | 0 | 0 | 0 | 0 | 0 | 0
F3_Commercial_Miscellaneous_New_Cooling_Electric_Packaged Terminal AC_E2 | F3 | Commercial | Miscellaneous | New | Cooling | Electric | Packaged Terminal AC | E2 | PACT BC Ratio | 0 | 0 | 0 | 0 | 0 | 0 | 0 | 0 | 0 | 0 | 0 | 0 | 0 | 0 | 0 | 0 | 0 | 0 | 0 | 0 | 0 | 0 | 0 | 0 | 0 | 0 | 0 | 0 | 0 | 0
F3_Commercial_Miscellaneous_New_Cooling_Electric_Packaged Terminal AC_E3 | F3 | Commercial | Miscellaneous | New | Cooling | Electric | Packaged Terminal AC | E3 | PACT BC Ratio | 0 | 0 | 0 | 0 | 0 | 0 | 0 | 0 | 0 | 0 | 0 | 0 | 0 | 0 | 0 | 0 | 0 | 0 | 0 | 0 | 0 | 0 | 0 | 0 | 0 | 0 | 0 | 0 | 0 | 0
F3_Commercial_Miscellaneous_New_Cooling_Electric_Packaged Terminal AC_E4 | F3 | Commercial | Miscellaneous | New | Cooling | Electric | Packaged Terminal AC | E4 | PACT BC Ratio | 0 | 0 | 0 | 0 | 0 | 0 | 0 | 0 | 0 | 0 | 0 | 0 | 0 | 0 | 0 | 0 | 0 | 0 | 0 | 0 | 0 | 0 | 0 | 0 | 0 | 0 | 0 | 0 | 0 | 0
F3_Commercial_Miscellaneous_New_Cooling_Electric_Packaged Terminal AC_E5 | F3 | Commercial | Miscellaneous | New | Cooling | Electric | Packaged Terminal AC | E5 | PACT BC Ratio | 0 | 0 | 0 | 0 | 0 | 0 | 0 | 0 | 0 | 0 | 0 | 0 | 0 | 0 | 0 | 0 | 0 | 0 | 0 | 0 | 0 | 0 | 0 | 0 | 0 | 0 | 0 | 0 | 0 | 0
F3_Commercial_Miscellaneous_New_Cooling_Electric_Packaged Terminal AC_E6 | F3 | Commercial | Miscellaneous | New | Cooling | Electric | Packaged Terminal AC | E6 | PACT BC Ratio | 0 | 0 | 0 | 0 | 0 | 0 | 0 | 0 | 0 | 0 | 0 | 0 | 0 | 0 | 0 | 0 | 0 | 0 | 0 | 0 | 0 | 0 | 0 | 0 | 0 | 0 | 0 | 0 | 0 | 0
F3_Commercial_Miscellaneous_New_Cooling_Electric_Packaged Terminal AC_E7 | F3 | Commercial | Miscellaneous | New | Cooling | Electric | Packaged Terminal AC | E7 | PACT BC Ratio | 0 | 0 | 0 | 0 | 0 | 0 | 0 | 0 | 0 | 0 | 0 | 0 | 0 | 0 | 0 | 0 | 0 | 0 | 0 | 0 | 0 | 0 | 0 | 0 | 0 | 0 | 0 | 0 | 0 | 0
F3_Commercial_Miscellaneous_New_Cooling_Electric_Packaged Terminal AC_E8 | F3 | Commercial | Miscellaneous | New | Cooling | Electric | Packaged Terminal AC | E8 | PACT BC Ratio | 0 | 0 | 0 | 0 | 0 | 0 | 0 | 0 | 0 | 0 | 0 | 0 | 0 | 0 | 0 | 0 | 0 | 0 | 0 | 0 | 0 | 0 | 0 | 0 | 0 | 0 | 0 | 0 | 0 | 0
F3_Commercial_Miscellaneous_New_Cooling_Electric_Packaged Terminal AC_E9 | F3 | Commercial | Miscellaneous | New | Cooling | Electric | Packaged Terminal AC | E9 | PACT BC Ratio | 0 | 0 | 0 | 0 | 0 | 0 | 0 | 0 | 0 | 0 | 0 | 0 | 0 | 0 | 0 | 0 | 0 | 0 | 0 | 0 | 0 | 0 | 0 | 0 | 0 | 0 | 0 | 0 | 0 | 0
F3_Commercial_Miscellaneous_New_Cooling_Electric_Packaged Terminal AC_E10 | F3 | Commercial | Miscellaneous | New | Cooling | Electric | Packaged Terminal AC | E10 | PACT BC Ratio | 0 | 0 | 0 | 0 | 0 | 0 | 0 | 0 | 0 | 0 | 0 | 0 | 0 | 0 | 0 | 0 | 0 | 0 | 0 | 0 | 0 | 0 | 0 | 0 | 0 | 0 | 0 | 0 | 0 | 0
F4_Commercial_Miscellaneous_New_Cooling_Electric_Packaged Terminal AC_E1 | F4 | Commercial | Miscellaneous | New | Cooling | Electric | Packaged Terminal AC | E1 | RVT BC Ratio | 0 | 0 | 0 | 0 | 0 | 0 | 0 | 0 | 0 | 0 | 0 | 0 | 0 | 0 | 0 | 0 | 0 | 0 | 0 | 0 | 0 | 0 | 0 | 0 | 0 | 0 | 0 | 0 | 0 | 0
F4_Commercial_Miscellaneous_New_Cooling_Electric_Packaged Terminal AC_E2 | F4 | Commercial | Miscellaneous | New | Cooling | Electric | Packaged Terminal AC | E2 | RVT BC Ratio | 0 | 0 | 0 | 0 | 0 | 0 | 0 | 0 | 0 | 0 | 0 | 0 | 0 | 0 | 0 | 0 | 0 | 0 | 0 | 0 | 0 | 0 | 0 | 0 | 0 | 0 | 0 | 0 | 0 | 0
F4_Commercial_Miscellaneous_New_Cooling_Electric_Packaged Terminal AC_E3 | F4 | Commercial | Miscellaneous | New | Cooling | Electric | Packaged Terminal AC | E3 | RVT BC Ratio | 0 | 0 | 0 | 0 | 0 | 0 | 0 | 0 | 0 | 0 | 0 | 0 | 0 | 0 | 0 | 0 | 0 | 0 | 0 | 0 | 0 | 0 | 0 | 0 | 0 | 0 | 0 | 0 | 0 | 0
F4_Commercial_Miscellaneous_New_Cooling_Electric_Packaged Terminal AC_E4 | F4 | Commercial | Miscellaneous | New | Cooling | Electric | Packaged Terminal AC | E4 | RVT BC Ratio | 0 | 0 | 0 | 0 | 0 | 0 | 0 | 0 | 0 | 0 | 0 | 0 | 0 | 0 | 0 | 0 | 0 | 0 | 0 | 0 | 0 | 0 | 0 | 0 | 0 | 0 | 0 | 0 | 0 | 0
F4_Commercial_Miscellaneous_New_Cooling_Electric_Packaged Terminal AC_E5 | F4 | Commercial | Miscellaneous | New | Cooling | Electric | Packaged Terminal AC | E5 | RVT BC Ratio | 0 | 0 | 0 | 0 | 0 | 0 | 0 | 0 | 0 | 0 | 0 | 0 | 0 | 0 | 0 | 0 | 0 | 0 | 0 | 0 | 0 | 0 | 0 | 0 | 0 | 0 | 0 | 0 | 0 | 0
F4_Commercial_Miscellaneous_New_Cooling_Electric_Packaged Terminal AC_E6 | F4 | Commercial | Miscellaneous | New | Cooling | Electric | Packaged Terminal AC | E6 | RVT BC Ratio | 0 | 0 | 0 | 0 | 0 | 0 | 0 | 0 | 0 | 0 | 0 | 0 | 0 | 0 | 0 | 0 | 0 | 0 | 0 | 0 | 0 | 0 | 0 | 0 | 0 | 0 | 0 | 0 | 0 | 0
F4_Commercial_Miscellaneous_New_Cooling_Electric_Packaged Terminal AC_E7 | F4 | Commercial | Miscellaneous | New | Cooling | Electric | Packaged Terminal AC | E7 | RVT BC Ratio | 0 | 0 | 0 | 0 | 0 | 0 | 0 | 0 | 0 | 0 | 0 | 0 | 0 | 0 | 0 | 0 | 0 | 0 | 0 | 0 | 0 | 0 | 0 | 0 | 0 | 0 | 0 | 0 | 0 | 0
F4_Commercial_Miscellaneous_New_Cooling_Electric_Packaged Terminal AC_E8 | F4 | Commercial | Miscellaneous | New | Cooling | Electric | Packaged Terminal AC | E8 | RVT BC Ratio | 0 | 0 | 0 | 0 | 0 | 0 | 0 | 0 | 0 | 0 | 0 | 0 | 0 | 0 | 0 | 0 | 0 | 0 | 0 | 0 | 0 | 0 | 0 | 0 | 0 | 0 | 0 | 0 | 0 | 0
F4_Commercial_Miscellaneous_New_Cooling_Electric_Packaged Terminal AC_E9 | F4 | Commercial | Miscellaneous | New | Cooling | Electric | Packaged Terminal AC | E9 | RVT BC Ratio | 0 | 0 | 0 | 0 | 0 | 0 | 0 | 0 | 0 | 0 | 0 | 0 | 0 | 0 | 0 | 0 | 0 | 0 | 0 | 0 | 0 | 0 | 0 | 0 | 0 | 0 | 0 | 0 | 0 | 0
F4_Commercial_Miscellaneous_New_Cooling_Electric_Packaged Terminal AC_E10 | F4 | Commercial | Miscellaneous | New | Cooling | Electric | Packaged Terminal AC | E10 | RVT BC Ratio | 0 | 0 | 0 | 0 | 0 | 0 | 0 | 0 | 0 | 0 | 0 | 0 | 0 | 0 | 0 | 0 | 0 | 0 | 0 | 0 | 0 | 0 | 0 | 0 | 0 | 0 | 0 | 0 | 0 | 0
F5_Commercial_Miscellaneous_New_Cooling_Electric_Packaged Terminal AC_E1 | F5 | Commercial | Miscellaneous | New | Cooling | Electric | Packaged Terminal AC | E1 | RIM BC Ratio | 0 | 0 | 0 | 0 | 0 | 0 | 0 | 0 | 0 | 0 | 0 | 0 | 0 | 0 | 0 | 0 | 0 | 0 | 0 | 0 | 0 | 0 | 0 | 0 | 0 | 0 | 0 | 0 | 0 | 0
F5_Commercial_Miscellaneous_New_Cooling_Electric_Packaged Terminal AC_E2 | F5 | Commercial | Miscellaneous | New | Cooling | Electric | Packaged Terminal AC | E2 | RIM BC Ratio | 0 | 0 | 0 | 0 | 0 | 0 | 0 | 0 | 0 | 0 | 0 | 0 | 0 | 0 | 0 | 0 | 0 | 0 | 0 | 0 | 0 | 0 | 0 | 0 | 0 | 0 | 0 | 0 | 0 | 0
F5_Commercial_Miscellaneous_New_Cooling_Electric_Packaged Terminal AC_E3 | F5 | Commercial | Miscellaneous | New | Cooling | Electric | Packaged Terminal AC | E3 | RIM BC Ratio | 0 | 0 | 0 | 0 | 0 | 0 | 0 | 0 | 0 | 0 | 0 | 0 | 0 | 0 | 0 | 0 | 0 | 0 | 0 | 0 | 0 | 0 | 0 | 0 | 0 | 0 | 0 | 0 | 0 | 0
F5_Commercial_Miscellaneous_New_Cooling_Electric_Packaged Terminal AC_E4 | F5 | Commercial | Miscellaneous | New | Cooling | Electric | Packaged Terminal AC | E4 | RIM BC Ratio | 0 | 0 | 0 | 0 | 0 | 0 | 0 | 0 | 0 | 0 | 0 | 0 | 0 | 0 | 0 | 0 | 0 | 0 | 0 | 0 | 0 | 0 | 0 | 0 | 0 | 0 | 0 | 0 | 0 | 0
F5_Commercial_Miscellaneous_New_Cooling_Electric_Packaged Terminal AC_E5 | F5 | Commercial | Miscellaneous | New | Cooling | Electric | Packaged Terminal AC | E5 | RIM BC Ratio | 0 | 0 | 0 | 0 | 0 | 0 | 0 | 0 | 0 | 0 | 0 | 0 | 0 | 0 | 0 | 0 | 0 | 0 | 0 | 0 | 0 | 0 | 0 | 0 | 0 | 0 | 0 | 0 | 0 | 0
F5_Commercial_Miscellaneous_New_Cooling_Electric_Packaged Terminal AC_E6 | F5 | Commercial | Miscellaneous | New | Cooling | Electric | Packaged Terminal AC | E6 | RIM BC Ratio | 0 | 0 | 0 | 0 | 0 | 0 | 0 | 0 | 0 | 0 | 0 | 0 | 0 | 0 | 0 | 0 | 0 | 0 | 0 | 0 | 0 | 0 | 0 | 0 | 0 | 0 | 0 | 0 | 0 | 0
F5_Commercial_Miscellaneous_New_Cooling_Electric_Packaged Terminal AC_E7 | F5 | Commercial | Miscellaneous | New | Cooling | Electric | Packaged Terminal AC | E7 | RIM BC Ratio | 0 | 0 | 0 | 0 | 0 | 0 | 0 | 0 | 0 | 0 | 0 | 0 | 0 | 0 | 0 | 0 | 0 | 0 | 0 | 0 | 0 | 0 | 0 | 0 | 0 | 0 | 0 | 0 | 0 | 0
F5_Commercial_Miscellaneous_New_Cooling_Electric_Packaged Terminal AC_E8 | F5 | Commercial | Miscellaneous | New | Cooling | Electric | Packaged Terminal AC | E8 | RIM BC Ratio | 0 | 0 | 0 | 0 | 0 | 0 | 0 | 0 | 0 | 0 | 0 | 0 | 0 | 0 | 0 | 0 | 0 | 0 | 0 | 0 | 0 | 0 | 0 | 0 | 0 | 0 | 0 | 0 | 0 | 0
F5_Commercial_Miscellaneous_New_Cooling_Electric_Packaged Terminal AC_E9 | F5 | Commercial | Miscellaneous | New | Cooling | Electric | Packaged Terminal AC | E9 | RIM BC Ratio | 0 | 0 | 0 | 0 | 0 | 0 | 0 | 0 | 0 | 0 | 0 | 0 | 0 | 0 | 0 | 0 | 0 | 0 | 0 | 0 | 0 | 0 | 0 | 0 | 0 | 0 | 0 | 0 | 0 | 0
F5_Commercial_Miscellaneous_New_Cooling_Electric_Packaged Terminal AC_E10 | F5 | Commercial | Miscellaneous | New | Cooling | Electric | Packaged Terminal AC | E10 | RIM BC Ratio | 0 | 0 | 0 | 0 | 0 | 0 | 0 | 0 | 0 | 0 | 0 | 0 | 0 | 0 | 0 | 0 | 0 | 0 | 0 | 0 | 0 | 0 | 0 | 0 | 0 | 0 | 0 | 0 | 0 | 0
F0_Commercial_Miscellaneous_New_Cooling_Electric_Packaged Terminal HP_E0 | F0 | Commercial | Miscellaneous | New | Cooling | Electric | Packaged Terminal HP | E0 | Economic Unit | 0 | 0 | 0 | 0 | 0 | 0 | 0 | 0 | 0 | 0 | 0 | 0 | 0 | 0 | 0 | 0 | 0 | 0 | 0 | 0 | 0 | 0 | 0 | 0 | 0 | 0 | 0 | 0 | 0 | 0
F1_Commercial_Miscellaneous_New_Cooling_Electric_Packaged Terminal HP_E1 | F1 | Commercial | Miscellaneous | New | Cooling | Electric | Packaged Terminal HP | E1 | CCE | 0 | 0 | 0 | 0 | 0 | 0 | 0 | 0 | 0 | 0 | 0 | 0 | 0 | 0 | 0 | 0 | 0 | 0 | 0 | 0 | 0 | 0 | 0 | 0 | 0 | 0 | 0 | 0 | 0 | 0
F1_Commercial_Miscellaneous_New_Cooling_Electric_Packaged Terminal HP_E2 | F1 | Commercial | Miscellaneous | New | Cooling | Electric | Packaged Terminal HP | E2 | CCE | 0 | 0 | 0 | 0 | 0 | 0 | 0 | 0 | 0 | 0 | 0 | 0 | 0 | 0 | 0 | 0 | 0 | 0 | 0 | 0 | 0 | 0 | 0 | 0 | 0 | 0 | 0 | 0 | 0 | 0
F1_Commercial_Miscellaneous_New_Cooling_Electric_Packaged Terminal HP_E3 | F1 | Commercial | Miscellaneous | New | Cooling | Electric | Packaged Terminal HP | E3 | CCE | 0 | 0 | 0 | 0 | 0 | 0 | 0 | 0 | 0 | 0 | 0 | 0 | 0 | 0 | 0 | 0 | 0 | 0 | 0 | 0 | 0 | 0 | 0 | 0 | 0 | 0 | 0 | 0 | 0 | 0
F1_Commercial_Miscellaneous_New_Cooling_Electric_Packaged Terminal HP_E4 | F1 | Commercial | Miscellaneous | New | Cooling | Electric | Packaged Terminal HP | E4 | CCE | 0 | 0 | 0 | 0 | 0 | 0 | 0 | 0 | 0 | 0 | 0 | 0 | 0 | 0 | 0 | 0 | 0 | 0 | 0 | 0 | 0 | 0 | 0 | 0 | 0 | 0 | 0 | 0 | 0 | 0
F1_Commercial_Miscellaneous_New_Cooling_Electric_Packaged Terminal HP_E5 | F1 | Commercial | Miscellaneous | New | Cooling | Electric | Packaged Terminal HP | E5 | CCE | 0 | 0 | 0 | 0 | 0 | 0 | 0 | 0 | 0 | 0 | 0 | 0 | 0 | 0 | 0 | 0 | 0 | 0 | 0 | 0 | 0 | 0 | 0 | 0 | 0 | 0 | 0 | 0 | 0 | 0
F1_Commercial_Miscellaneous_New_Cooling_Electric_Packaged Terminal HP_E6 | F1 | Commercial | Miscellaneous | New | Cooling | Electric | Packaged Terminal HP | E6 | CCE | 0 | 0 | 0 | 0 | 0 | 0 | 0 | 0 | 0 | 0 | 0 | 0 | 0 | 0 | 0 | 0 | 0 | 0 | 0 | 0 | 0 | 0 | 0 | 0 | 0 | 0 | 0 | 0 | 0 | 0
F1_Commercial_Miscellaneous_New_Cooling_Electric_Packaged Terminal HP_E7 | F1 | Commercial | Miscellaneous | New | Cooling | Electric | Packaged Terminal HP | E7 | CCE | 0 | 0 | 0 | 0 | 0 | 0 | 0 | 0 | 0 | 0 | 0 | 0 | 0 | 0 | 0 | 0 | 0 | 0 | 0 | 0 | 0 | 0 | 0 | 0 | 0 | 0 | 0 | 0 | 0 | 0
F1_Commercial_Miscellaneous_New_Cooling_Electric_Packaged Terminal HP_E8 | F1 | Commercial | Miscellaneous | New | Cooling | Electric | Packaged Terminal HP | E8 | CCE | 0 | 0 | 0 | 0 | 0 | 0 | 0 | 0 | 0 | 0 | 0 | 0 | 0 | 0 | 0 | 0 | 0 | 0 | 0 | 0 | 0 | 0 | 0 | 0 | 0 | 0 | 0 | 0 | 0 | 0
F1_Commercial_Miscellaneous_New_Cooling_Electric_Packaged Terminal HP_E9 | F1 | Commercial | Miscellaneous | New | Cooling | Electric | Packaged Terminal HP | E9 | CCE | 0 | 0 | 0 | 0 | 0 | 0 | 0 | 0 | 0 | 0 | 0 | 0 | 0 | 0 | 0 | 0 | 0 | 0 | 0 | 0 | 0 | 0 | 0 | 0 | 0 | 0 | 0 | 0 | 0 | 0
F1_Commercial_Miscellaneous_New_Cooling_Electric_Packaged Terminal HP_E10 | F1 | Commercial | Miscellaneous | New | Cooling | Electric | Packaged Terminal HP | E10 | CCE | 0 | 0 | 0 | 0 | 0 | 0 | 0 | 0 | 0 | 0 | 0 | 0 | 0 | 0 | 0 | 0 | 0 | 0 | 0 | 0 | 0 | 0 | 0 | 0 | 0 | 0 | 0 | 0 | 0 | 0
F2_Commercial_Miscellaneous_New_Cooling_Electric_Packaged Terminal HP_E1 | F2 | Commercial | Miscellaneous | New | Cooling | Electric | Packaged Terminal HP | E1 | TRC BC Ratio | 0 | 0 | 0 | 0 | 0 | 0 | 0 | 0 | 0 | 0 | 0 | 0 | 0 | 0 | 0 | 0 | 0 | 0 | 0 | 0 | 0 | 0 | 0 | 0 | 0 | 0 | 0 | 0 | 0 | 0
F2_Commercial_Miscellaneous_New_Cooling_Electric_Packaged Terminal HP_E2 | F2 | Commercial | Miscellaneous | New | Cooling | Electric | Packaged Terminal HP | E2 | TRC BC Ratio | 0 | 0 | 0 | 0 | 0 | 0 | 0 | 0 | 0 | 0 | 0 | 0 | 0 | 0 | 0 | 0 | 0 | 0 | 0 | 0 | 0 | 0 | 0 | 0 | 0 | 0 | 0 | 0 | 0 | 0
F2_Commercial_Miscellaneous_New_Cooling_Electric_Packaged Terminal HP_E3 | F2 | Commercial | Miscellaneous | New | Cooling | Electric | Packaged Terminal HP | E3 | TRC BC Ratio | 0 | 0 | 0 | 0 | 0 | 0 | 0 | 0 | 0 | 0 | 0 | 0 | 0 | 0 | 0 | 0 | 0 | 0 | 0 | 0 | 0 | 0 | 0 | 0 | 0 | 0 | 0 | 0 | 0 | 0
F2_Commercial_Miscellaneous_New_Cooling_Electric_Packaged Terminal HP_E4 | F2 | Commercial | Miscellaneous | New | Cooling | Electric | Packaged Terminal HP | E4 | TRC BC Ratio | 0 | 0 | 0 | 0 | 0 | 0 | 0 | 0 | 0 | 0 | 0 | 0 | 0 | 0 | 0 | 0 | 0 | 0 | 0 | 0 | 0 | 0 | 0 | 0 | 0 | 0 | 0 | 0 | 0 | 0
F2_Commercial_Miscellaneous_New_Cooling_Electric_Packaged Terminal HP_E5 | F2 | Commercial | Miscellaneous | New | Cooling | Electric | Packaged Terminal HP | E5 | TRC BC Ratio | 0 | 0 | 0 | 0 | 0 | 0 | 0 | 0 | 0 | 0 | 0 | 0 | 0 | 0 | 0 | 0 | 0 | 0 | 0 | 0 | 0 | 0 | 0 | 0 | 0 | 0 | 0 | 0 | 0 | 0
F2_Commercial_Miscellaneous_New_Cooling_Electric_Packaged Terminal HP_E6 | F2 | Commercial | Miscellaneous | New | Cooling | Electric | Packaged Terminal HP | E6 | TRC BC Ratio | 0 | 0 | 0 | 0 | 0 | 0 | 0 | 0 | 0 | 0 | 0 | 0 | 0 | 0 | 0 | 0 | 0 | 0 | 0 | 0 | 0 | 0 | 0 | 0 | 0 | 0 | 0 | 0 | 0 | 0
F2_Commercial_Miscellaneous_New_Cooling_Electric_Packaged Terminal HP_E7 | F2 | Commercial | Miscellaneous | New | Cooling | Electric | Packaged Terminal HP | E7 | TRC BC Ratio | 0 | 0 | 0 | 0 | 0 | 0 | 0 | 0 | 0 | 0 | 0 | 0 | 0 | 0 | 0 | 0 | 0 | 0 | 0 | 0 | 0 | 0 | 0 | 0 | 0 | 0 | 0 | 0 | 0 | 0
F2_Commercial_Miscellaneous_New_Cooling_Electric_Packaged Terminal HP_E8 | F2 | Commercial | Miscellaneous | New | Cooling | Electric | Packaged Terminal HP | E8 | TRC BC Ratio | 0 | 0 | 0 | 0 | 0 | 0 | 0 | 0 | 0 | 0 | 0 | 0 | 0 | 0 | 0 | 0 | 0 | 0 | 0 | 0 | 0 | 0 | 0 | 0 | 0 | 0 | 0 | 0 | 0 | 0
F2_Commercial_Miscellaneous_New_Cooling_Electric_Packaged Terminal HP_E9 | F2 | Commercial | Miscellaneous | New | Cooling | Electric | Packaged Terminal HP | E9 | TRC BC Ratio | 0 | 0 | 0 | 0 | 0 | 0 | 0 | 0 | 0 | 0 | 0 | 0 | 0 | 0 | 0 | 0 | 0 | 0 | 0 | 0 | 0 | 0 | 0 | 0 | 0 | 0 | 0 | 0 | 0 | 0
F2_Commercial_Miscellaneous_New_Cooling_Electric_Packaged Terminal HP_E10 | F2 | Commercial | Miscellaneous | New | Cooling | Electric | Packaged Terminal HP | E10 | TRC BC Ratio | 0 | 0 | 0 | 0 | 0 | 0 | 0 | 0 | 0 | 0 | 0 | 0 | 0 | 0 | 0 | 0 | 0 | 0 | 0 | 0 | 0 | 0 | 0 | 0 | 0 | 0 | 0 | 0 | 0 | 0
F3_Commercial_Miscellaneous_New_Cooling_Electric_Packaged Terminal HP_E1 | F3 | Commercial | Miscellaneous | New | Cooling | Electric | Packaged Terminal HP | E1 | PACT BC Ratio | 0 | 0 | 0 | 0 | 0 | 0 | 0 | 0 | 0 | 0 | 0 | 0 | 0 | 0 | 0 | 0 | 0 | 0 | 0 | 0 | 0 | 0 | 0 | 0 | 0 | 0 | 0 | 0 | 0 | 0
F3_Commercial_Miscellaneous_New_Cooling_Electric_Packaged Terminal HP_E2 | F3 | Commercial | Miscellaneous | New | Cooling | Electric | Packaged Terminal HP | E2 | PACT BC Ratio | 0 | 0 | 0 | 0 | 0 | 0 | 0 | 0 | 0 | 0 | 0 | 0 | 0 | 0 | 0 | 0 | 0 | 0 | 0 | 0 | 0 | 0 | 0 | 0 | 0 | 0 | 0 | 0 | 0 | 0
F3_Commercial_Miscellaneous_New_Cooling_Electric_Packaged Terminal HP_E3 | F3 | Commercial | Miscellaneous | New | Cooling | Electric | Packaged Terminal HP | E3 | PACT BC Ratio | 0 | 0 | 0 | 0 | 0 | 0 | 0 | 0 | 0 | 0 | 0 | 0 | 0 | 0 | 0 | 0 | 0 | 0 | 0 | 0 | 0 | 0 | 0 | 0 | 0 | 0 | 0 | 0 | 0 | 0
F3_Commercial_Miscellaneous_New_Cooling_Electric_Packaged Terminal HP_E4 | F3 | Commercial | Miscellaneous | New | Cooling | Electric | Packaged Terminal HP | E4 | PACT BC Ratio | 0 | 0 | 0 | 0 | 0 | 0 | 0 | 0 | 0 | 0 | 0 | 0 | 0 | 0 | 0 | 0 | 0 | 0 | 0 | 0 | 0 | 0 | 0 | 0 | 0 | 0 | 0 | 0 | 0 | 0
F3_Commercial_Miscellaneous_New_Cooling_Electric_Packaged Terminal HP_E5 | F3 | Commercial | Miscellaneous | New | Cooling | Electric | Packaged Terminal HP | E5 | PACT BC Ratio | 0 | 0 | 0 | 0 | 0 | 0 | 0 | 0 | 0 | 0 | 0 | 0 | 0 | 0 | 0 | 0 | 0 | 0 | 0 | 0 | 0 | 0 | 0 | 0 | 0 | 0 | 0 | 0 | 0 | 0
F3_Commercial_Miscellaneous_New_Cooling_Electric_Packaged Terminal HP_E6 | F3 | Commercial | Miscellaneous | New | Cooling | Electric | Packaged Terminal HP | E6 | PACT BC Ratio | 0 | 0 | 0 | 0 | 0 | 0 | 0 | 0 | 0 | 0 | 0 | 0 | 0 | 0 | 0 | 0 | 0 | 0 | 0 | 0 | 0 | 0 | 0 | 0 | 0 | 0 | 0 | 0 | 0 | 0
F3_Commercial_Miscellaneous_New_Cooling_Electric_Packaged Terminal HP_E7 | F3 | Commercial | Miscellaneous | New | Cooling | Electric | Packaged Terminal HP | E7 | PACT BC Ratio | 0 | 0 | 0 | 0 | 0 | 0 | 0 | 0 | 0 | 0 | 0 | 0 | 0 | 0 | 0 | 0 | 0 | 0 | 0 | 0 | 0 | 0 | 0 | 0 | 0 | 0 | 0 | 0 | 0 | 0
F3_Commercial_Miscellaneous_New_Cooling_Electric_Packaged Terminal HP_E8 | F3 | Commercial | Miscellaneous | New | Cooling | Electric | Packaged Terminal HP | E8 | PACT BC Ratio | 0 | 0 | 0 | 0 | 0 | 0 | 0 | 0 | 0 | 0 | 0 | 0 | 0 | 0 | 0 | 0 | 0 | 0 | 0 | 0 | 0 | 0 | 0 | 0 | 0 | 0 | 0 | 0 | 0 | 0
F3_Commercial_Miscellaneous_New_Cooling_Electric_Packaged Terminal HP_E9 | F3 | Commercial | Miscellaneous | New | Cooling | Electric | Packaged Terminal HP | E9 | PACT BC Ratio | 0 | 0 | 0 | 0 | 0 | 0 | 0 | 0 | 0 | 0 | 0 | 0 | 0 | 0 | 0 | 0 | 0 | 0 | 0 | 0 | 0 | 0 | 0 | 0 | 0 | 0 | 0 | 0 | 0 | 0
F3_Commercial_Miscellaneous_New_Cooling_Electric_Packaged Terminal HP_E10 | F3 | Commercial | Miscellaneous | New | Cooling | Electric | Packaged Terminal HP | E10 | PACT BC Ratio | 0 | 0 | 0 | 0 | 0 | 0 | 0 | 0 | 0 | 0 | 0 | 0 | 0 | 0 | 0 | 0 | 0 | 0 | 0 | 0 | 0 | 0 | 0 | 0 | 0 | 0 | 0 | 0 | 0 | 0
F4_Commercial_Miscellaneous_New_Cooling_Electric_Packaged Terminal HP_E1 | F4 | Commercial | Miscellaneous | New | Cooling | Electric | Packaged Terminal HP | E1 | RVT BC Ratio | 0 | 0 | 0 | 0 | 0 | 0 | 0 | 0 | 0 | 0 | 0 | 0 | 0 | 0 | 0 | 0 | 0 | 0 | 0 | 0 | 0 | 0 | 0 | 0 | 0 | 0 | 0 | 0 | 0 | 0
F4_Commercial_Miscellaneous_New_Cooling_Electric_Packaged Terminal HP_E2 | F4 | Commercial | Miscellaneous | New | Cooling | Electric | Packaged Terminal HP | E2 | RVT BC Ratio | 0 | 0 | 0 | 0 | 0 | 0 | 0 | 0 | 0 | 0 | 0 | 0 | 0 | 0 | 0 | 0 | 0 | 0 | 0 | 0 | 0 | 0 | 0 | 0 | 0 | 0 | 0 | 0 | 0 | 0
F4_Commercial_Miscellaneous_New_Cooling_Electric_Packaged Terminal HP_E3 | F4 | Commercial | Miscellaneous | New | Cooling | Electric | Packaged Terminal HP | E3 | RVT BC Ratio | 0 | 0 | 0 | 0 | 0 | 0 | 0 | 0 | 0 | 0 | 0 | 0 | 0 | 0 | 0 | 0 | 0 | 0 | 0 | 0 | 0 | 0 | 0 | 0 | 0 | 0 | 0 | 0 | 0 | 0
F4_Commercial_Miscellaneous_New_Cooling_Electric_Packaged Terminal HP_E4 | F4 | Commercial | Miscellaneous | New | Cooling | Electric | Packaged Terminal HP | E4 | RVT BC Ratio | 0 | 0 | 0 | 0 | 0 | 0 | 0 | 0 | 0 | 0 | 0 | 0 | 0 | 0 | 0 | 0 | 0 | 0 | 0 | 0 | 0 | 0 | 0 | 0 | 0 | 0 | 0 | 0 | 0 | 0
F4_Commercial_Miscellaneous_New_Cooling_Electric_Packaged Terminal HP_E5 | F4 | Commercial | Miscellaneous | New | Cooling | Electric | Packaged Terminal HP | E5 | RVT BC Ratio | 0 | 0 | 0 | 0 | 0 | 0 | 0 | 0 | 0 | 0 | 0 | 0 | 0 | 0 | 0 | 0 | 0 | 0 | 0 | 0 | 0 | 0 | 0 | 0 | 0 | 0 | 0 | 0 | 0 | 0
F4_Commercial_Miscellaneous_New_Cooling_Electric_Packaged Terminal HP_E6 | F4 | Commercial | Miscellaneous | New | Cooling | Electric | Packaged Terminal HP | E6 | RVT BC Ratio | 0 | 0 | 0 | 0 | 0 | 0 | 0 | 0 | 0 | 0 | 0 | 0 | 0 | 0 | 0 | 0 | 0 | 0 | 0 | 0 | 0 | 0 | 0 | 0 | 0 | 0 | 0 | 0 | 0 | 0
F4_Commercial_Miscellaneous_New_Cooling_Electric_Packaged Terminal HP_E7 | F4 | Commercial | Miscellaneous | New | Cooling | Electric | Packaged Terminal HP | E7 | RVT BC Ratio | 0 | 0 | 0 | 0 | 0 | 0 | 0 | 0 | 0 | 0 | 0 | 0 | 0 | 0 | 0 | 0 | 0 | 0 | 0 | 0 | 0 | 0 | 0 | 0 | 0 | 0 | 0 | 0 | 0 | 0
F4_Commercial_Miscellaneous_New_Cooling_Electric_Packaged Terminal HP_E8 | F4 | Commercial | Miscellaneous | New | Cooling | Electric | Packaged Terminal HP | E8 | RVT BC Ratio | 0 | 0 | 0 | 0 | 0 | 0 | 0 | 0 | 0 | 0 | 0 | 0 | 0 | 0 | 0 | 0 | 0 | 0 | 0 | 0 | 0 | 0 | 0 | 0 | 0 | 0 | 0 | 0 | 0 | 0
F4_Commercial_Miscellaneous_New_Cooling_Electric_Packaged Terminal HP_E9 | F4 | Commercial | Miscellaneous | New | Cooling | Electric | Packaged Terminal HP | E9 | RVT BC Ratio | 0 | 0 | 0 | 0 | 0 | 0 | 0 | 0 | 0 | 0 | 0 | 0 | 0 | 0 | 0 | 0 | 0 | 0 | 0 | 0 | 0 | 0 | 0 | 0 | 0 | 0 | 0 | 0 | 0 | 0
F4_Commercial_Miscellaneous_New_Cooling_Electric_Packaged Terminal HP_E10 | F4 | Commercial | Miscellaneous | New | Cooling | Electric | Packaged Terminal HP | E10 | RVT BC Ratio | 0 | 0 | 0 | 0 | 0 | 0 | 0 | 0 | 0 | 0 | 0 | 0 | 0 | 0 | 0 | 0 | 0 | 0 | 0 | 0 | 0 | 0 | 0 | 0 | 0 | 0 | 0 | 0 | 0 | 0
F5_Commercial_Miscellaneous_New_Cooling_Electric_Packaged Terminal HP_E1 | F5 | Commercial | Miscellaneous | New | Cooling | Electric | Packaged Terminal HP | E1 | RIM BC Ratio | 0 | 0 | 0 | 0 | 0 | 0 | 0 | 0 | 0 | 0 | 0 | 0 | 0 | 0 | 0 | 0 | 0 | 0 | 0 | 0 | 0 | 0 | 0 | 0 | 0 | 0 | 0 | 0 | 0 | 0
F5_Commercial_Miscellaneous_New_Cooling_Electric_Packaged Terminal HP_E2 | F5 | Commercial | Miscellaneous | New | Cooling | Electric | Packaged Terminal HP | E2 | RIM BC Ratio | 0 | 0 | 0 | 0 | 0 | 0 | 0 | 0 | 0 | 0 | 0 | 0 | 0 | 0 | 0 | 0 | 0 | 0 | 0 | 0 | 0 | 0 | 0 | 0 | 0 | 0 | 0 | 0 | 0 | 0
F5_Commercial_Miscellaneous_New_Cooling_Electric_Packaged Terminal HP_E3 | F5 | Commercial | Miscellaneous | New | Cooling | Electric | Packaged Terminal HP | E3 | RIM BC Ratio | 0 | 0 | 0 | 0 | 0 | 0 | 0 | 0 | 0 | 0 | 0 | 0 | 0 | 0 | 0 | 0 | 0 | 0 | 0 | 0 | 0 | 0 | 0 | 0 | 0 | 0 | 0 | 0 | 0 | 0
F5_Commercial_Miscellaneous_New_Cooling_Electric_Packaged Terminal HP_E4 | F5 | Commercial | Miscellaneous | New | Cooling | Electric | Packaged Terminal HP | E4 | RIM BC Ratio | 0 | 0 | 0 | 0 | 0 | 0 | 0 | 0 | 0 | 0 | 0 | 0 | 0 | 0 | 0 | 0 | 0 | 0 | 0 | 0 | 0 | 0 | 0 | 0 | 0 | 0 | 0 | 0 | 0 | 0
F5_Commercial_Miscellaneous_New_Cooling_Electric_Packaged Terminal HP_E5 | F5 | Commercial | Miscellaneous | New | Cooling | Electric | Packaged Terminal HP | E5 | RIM BC Ratio | 0 | 0 | 0 | 0 | 0 | 0 | 0 | 0 | 0 | 0 | 0 | 0 | 0 | 0 | 0 | 0 | 0 | 0 | 0 | 0 | 0 | 0 | 0 | 0 | 0 | 0 | 0 | 0 | 0 | 0
F5_Commercial_Miscellaneous_New_Cooling_Electric_Packaged Terminal HP_E6 | F5 | Commercial | Miscellaneous | New | Cooling | Electric | Packaged Terminal HP | E6 | RIM BC Ratio | 0 | 0 | 0 | 0 | 0 | 0 | 0 | 0 | 0 | 0 | 0 | 0 | 0 | 0 | 0 | 0 | 0 | 0 | 0 | 0 | 0 | 0 | 0 | 0 | 0 | 0 | 0 | 0 | 0 | 0
F5_Commercial_Miscellaneous_New_Cooling_Electric_Packaged Terminal HP_E7 | F5 | Commercial | Miscellaneous | New | Cooling | Electric | Packaged Terminal HP | E7 | RIM BC Ratio | 0 | 0 | 0 | 0 | 0 | 0 | 0 | 0 | 0 | 0 | 0 | 0 | 0 | 0 | 0 | 0 | 0 | 0 | 0 | 0 | 0 | 0 | 0 | 0 | 0 | 0 | 0 | 0 | 0 | 0
F5_Commercial_Miscellaneous_New_Cooling_Electric_Packaged Terminal HP_E8 | F5 | Commercial | Miscellaneous | New | Cooling | Electric | Packaged Terminal HP | E8 | RIM BC Ratio | 0 | 0 | 0 | 0 | 0 | 0 | 0 | 0 | 0 | 0 | 0 | 0 | 0 | 0 | 0 | 0 | 0 | 0 | 0 | 0 | 0 | 0 | 0 | 0 | 0 | 0 | 0 | 0 | 0 | 0
F5_Commercial_Miscellaneous_New_Cooling_Electric_Packaged Terminal HP_E9 | F5 | Commercial | Miscellaneous | New | Cooling | Electric | Packaged Terminal HP | E9 | RIM BC Ratio | 0 | 0 | 0 | 0 | 0 | 0 | 0 | 0 | 0 | 0 | 0 | 0 | 0 | 0 | 0 | 0 | 0 | 0 | 0 | 0 | 0 | 0 | 0 | 0 | 0 | 0 | 0 | 0 | 0 | 0
F5_Commercial_Miscellaneous_New_Cooling_Electric_Packaged Terminal HP_E10 | F5 | Commercial | Miscellaneous | New | Cooling | Electric | Packaged Terminal HP | E10 | RIM BC Ratio | 0 | 0 | 0 | 0 | 0 | 0 | 0 | 0 | 0 | 0 | 0 | 0 | 0 | 0 | 0 | 0 | 0 | 0 | 0 | 0 | 0 | 0 | 0 | 0 | 0 | 0 | 0 | 0 | 0 | 0
F0_Commercial_Miscellaneous_New_Cooling_Electric_Evaporative Central AC_E0 | F0 | Commercial | Miscellaneous | New | Cooling | Electric | Evaporative Central AC | E0 | Economic Unit | 0 | 0 | 0 | 0 | 0 | 0 | 0 | 0 | 0 | 0 | 0 | 0 | 0 | 0 | 0 | 0 | 0 | 0 | 0 | 0 | 0 | 0 | 0 | 0 | 0 | 0 | 0 | 0 | 0 | 0
F1_Commercial_Miscellaneous_New_Cooling_Electric_Evaporative Central AC_E1 | F1 | Commercial | Miscellaneous | New | Cooling | Electric | Evaporative Central AC | E1 | CCE | 0 | 0 | 0 | 0 | 0 | 0 | 0 | 0 | 0 | 0 | 0 | 0 | 0 | 0 | 0 | 0 | 0 | 0 | 0 | 0 | 0 | 0 | 0 | 0 | 0 | 0 | 0 | 0 | 0 | 0
F1_Commercial_Miscellaneous_New_Cooling_Electric_Evaporative Central AC_E2 | F1 | Commercial | Miscellaneous | New | Cooling | Electric | Evaporative Central AC | E2 | CCE | 0 | 0 | 0 | 0 | 0 | 0 | 0 | 0 | 0 | 0 | 0 | 0 | 0 | 0 | 0 | 0 | 0 | 0 | 0 | 0 | 0 | 0 | 0 | 0 | 0 | 0 | 0 | 0 | 0 | 0
F1_Commercial_Miscellaneous_New_Cooling_Electric_Evaporative Central AC_E3 | F1 | Commercial | Miscellaneous | New | Cooling | Electric | Evaporative Central AC | E3 | CCE | 0 | 0 | 0 | 0 | 0 | 0 | 0 | 0 | 0 | 0 | 0 | 0 | 0 | 0 | 0 | 0 | 0 | 0 | 0 | 0 | 0 | 0 | 0 | 0 | 0 | 0 | 0 | 0 | 0 | 0
F1_Commercial_Miscellaneous_New_Cooling_Electric_Evaporative Central AC_E4 | F1 | Commercial | Miscellaneous | New | Cooling | Electric | Evaporative Central AC | E4 | CCE | 0 | 0 | 0 | 0 | 0 | 0 | 0 | 0 | 0 | 0 | 0 | 0 | 0 | 0 | 0 | 0 | 0 | 0 | 0 | 0 | 0 | 0 | 0 | 0 | 0 | 0 | 0 | 0 | 0 | 0
F1_Commercial_Miscellaneous_New_Cooling_Electric_Evaporative Central AC_E5 | F1 | Commercial | Miscellaneous | New | Cooling | Electric | Evaporative Central AC | E5 | CCE | 0 | 0 | 0 | 0 | 0 | 0 | 0 | 0 | 0 | 0 | 0 | 0 | 0 | 0 | 0 | 0 | 0 | 0 | 0 | 0 | 0 | 0 | 0 | 0 | 0 | 0 | 0 | 0 | 0 | 0
F1_Commercial_Miscellaneous_New_Cooling_Electric_Evaporative Central AC_E6 | F1 | Commercial | Miscellaneous | New | Cooling | Electric | Evaporative Central AC | E6 | CCE | 0 | 0 | 0 | 0 | 0 | 0 | 0 | 0 | 0 | 0 | 0 | 0 | 0 | 0 | 0 | 0 | 0 | 0 | 0 | 0 | 0 | 0 | 0 | 0 | 0 | 0 | 0 | 0 | 0 | 0
F1_Commercial_Miscellaneous_New_Cooling_Electric_Evaporative Central AC_E7 | F1 | Commercial | Miscellaneous | New | Cooling | Electric | Evaporative Central AC | E7 | CCE | 0 | 0 | 0 | 0 | 0 | 0 | 0 | 0 | 0 | 0 | 0 | 0 | 0 | 0 | 0 | 0 | 0 | 0 | 0 | 0 | 0 | 0 | 0 | 0 | 0 | 0 | 0 | 0 | 0 | 0
F1_Commercial_Miscellaneous_New_Cooling_Electric_Evaporative Central AC_E8 | F1 | Commercial | Miscellaneous | New | Cooling | Electric | Evaporative Central AC | E8 | CCE | 0 | 0 | 0 | 0 | 0 | 0 | 0 | 0 | 0 | 0 | 0 | 0 | 0 | 0 | 0 | 0 | 0 | 0 | 0 | 0 | 0 | 0 | 0 | 0 | 0 | 0 | 0 | 0 | 0 | 0
F1_Commercial_Miscellaneous_New_Cooling_Electric_Evaporative Central AC_E9 | F1 | Commercial | Miscellaneous | New | Cooling | Electric | Evaporative Central AC | E9 | CCE | 0 | 0 | 0 | 0 | 0 | 0 | 0 | 0 | 0 | 0 | 0 | 0 | 0 | 0 | 0 | 0 | 0 | 0 | 0 | 0 | 0 | 0 | 0 | 0 | 0 | 0 | 0 | 0 | 0 | 0
F1_Commercial_Miscellaneous_New_Cooling_Electric_Evaporative Central AC_E10 | F1 | Commercial | Miscellaneous | New | Cooling | Electric | Evaporative Central AC | E10 | CCE | 0 | 0 | 0 | 0 | 0 | 0 | 0 | 0 | 0 | 0 | 0 | 0 | 0 | 0 | 0 | 0 | 0 | 0 | 0 | 0 | 0 | 0 | 0 | 0 | 0 | 0 | 0 | 0 | 0 | 0
F2_Commercial_Miscellaneous_New_Cooling_Electric_Evaporative Central AC_E1 | F2 | Commercial | Miscellaneous | New | Cooling | Electric | Evaporative Central AC | E1 | TRC BC Ratio | 0 | 0 | 0 | 0 | 0 | 0 | 0 | 0 | 0 | 0 | 0 | 0 | 0 | 0 | 0 | 0 | 0 | 0 | 0 | 0 | 0 | 0 | 0 | 0 | 0 | 0 | 0 | 0 | 0 | 0
F2_Commercial_Miscellaneous_New_Cooling_Electric_Evaporative Central AC_E2 | F2 | Commercial | Miscellaneous | New | Cooling | Electric | Evaporative Central AC | E2 | TRC BC Ratio | 0 | 0 | 0 | 0 | 0 | 0 | 0 | 0 | 0 | 0 | 0 | 0 | 0 | 0 | 0 | 0 | 0 | 0 | 0 | 0 | 0 | 0 | 0 | 0 | 0 | 0 | 0 | 0 | 0 | 0
F2_Commercial_Miscellaneous_New_Cooling_Electric_Evaporative Central AC_E3 | F2 | Commercial | Miscellaneous | New | Cooling | Electric | Evaporative Central AC | E3 | TRC BC Ratio | 0 | 0 | 0 | 0 | 0 | 0 | 0 | 0 | 0 | 0 | 0 | 0 | 0 | 0 | 0 | 0 | 0 | 0 | 0 | 0 | 0 | 0 | 0 | 0 | 0 | 0 | 0 | 0 | 0 | 0
F2_Commercial_Miscellaneous_New_Cooling_Electric_Evaporative Central AC_E4 | F2 | Commercial | Miscellaneous | New | Cooling | Electric | Evaporative Central AC | E4 | TRC BC Ratio | 0 | 0 | 0 | 0 | 0 | 0 | 0 | 0 | 0 | 0 | 0 | 0 | 0 | 0 | 0 | 0 | 0 | 0 | 0 | 0 | 0 | 0 | 0 | 0 | 0 | 0 | 0 | 0 | 0 | 0
F2_Commercial_Miscellaneous_New_Cooling_Electric_Evaporative Central AC_E5 | F2 | Commercial | Miscellaneous | New | Cooling | Electric | Evaporative Central AC | E5 | TRC BC Ratio | 0 | 0 | 0 | 0 | 0 | 0 | 0 | 0 | 0 | 0 | 0 | 0 | 0 | 0 | 0 | 0 | 0 | 0 | 0 | 0 | 0 | 0 | 0 | 0 | 0 | 0 | 0 | 0 | 0 | 0
F2_Commercial_Miscellaneous_New_Cooling_Electric_Evaporative Central AC_E6 | F2 | Commercial | Miscellaneous | New | Cooling | Electric | Evaporative Central AC | E6 | TRC BC Ratio | 0 | 0 | 0 | 0 | 0 | 0 | 0 | 0 | 0 | 0 | 0 | 0 | 0 | 0 | 0 | 0 | 0 | 0 | 0 | 0 | 0 | 0 | 0 | 0 | 0 | 0 | 0 | 0 | 0 | 0
F2_Commercial_Miscellaneous_New_Cooling_Electric_Evaporative Central AC_E7 | F2 | Commercial | Miscellaneous | New | Cooling | Electric | Evaporative Central AC | E7 | TRC BC Ratio | 0 | 0 | 0 | 0 | 0 | 0 | 0 | 0 | 0 | 0 | 0 | 0 | 0 | 0 | 0 | 0 | 0 | 0 | 0 | 0 | 0 | 0 | 0 | 0 | 0 | 0 | 0 | 0 | 0 | 0
F2_Commercial_Miscellaneous_New_Cooling_Electric_Evaporative Central AC_E8 | F2 | Commercial | Miscellaneous | New | Cooling | Electric | Evaporative Central AC | E8 | TRC BC Ratio | 0 | 0 | 0 | 0 | 0 | 0 | 0 | 0 | 0 | 0 | 0 | 0 | 0 | 0 | 0 | 0 | 0 | 0 | 0 | 0 | 0 | 0 | 0 | 0 | 0 | 0 | 0 | 0 | 0 | 0
F2_Commercial_Miscellaneous_New_Cooling_Electric_Evaporative Central AC_E9 | F2 | Commercial | Miscellaneous | New | Cooling | Electric | Evaporative Central AC | E9 | TRC BC Ratio | 0 | 0 | 0 | 0 | 0 | 0 | 0 | 0 | 0 | 0 | 0 | 0 | 0 | 0 | 0 | 0 | 0 | 0 | 0 | 0 | 0 | 0 | 0 | 0 | 0 | 0 | 0 | 0 | 0 | 0
F2_Commercial_Miscellaneous_New_Cooling_Electric_Evaporative Central AC_E10 | F2 | Commercial | Miscellaneous | New | Cooling | Electric | Evaporative Central AC | E10 | TRC BC Ratio | 0 | 0 | 0 | 0 | 0 | 0 | 0 | 0 | 0 | 0 | 0 | 0 | 0 | 0 | 0 | 0 | 0 | 0 | 0 | 0 | 0 | 0 | 0 | 0 | 0 | 0 | 0 | 0 | 0 | 0
F3_Commercial_Miscellaneous_New_Cooling_Electric_Evaporative Central AC_E1 | F3 | Commercial | Miscellaneous | New | Cooling | Electric | Evaporative Central AC | E1 | PACT BC Ratio | 0 | 0 | 0 | 0 | 0 | 0 | 0 | 0 | 0 | 0 | 0 | 0 | 0 | 0 | 0 | 0 | 0 | 0 | 0 | 0 | 0 | 0 | 0 | 0 | 0 | 0 | 0 | 0 | 0 | 0
F3_Commercial_Miscellaneous_New_Cooling_Electric_Evaporative Central AC_E2 | F3 | Commercial | Miscellaneous | New | Cooling | Electric | Evaporative Central AC | E2 | PACT BC Ratio | 0 | 0 | 0 | 0 | 0 | 0 | 0 | 0 | 0 | 0 | 0 | 0 | 0 | 0 | 0 | 0 | 0 | 0 | 0 | 0 | 0 | 0 | 0 | 0 | 0 | 0 | 0 | 0 | 0 | 0
F3_Commercial_Miscellaneous_New_Cooling_Electric_Evaporative Central AC_E3 | F3 | Commercial | Miscellaneous | New | Cooling | Electric | Evaporative Central AC | E3 | PACT BC Ratio | 0 | 0 | 0 | 0 | 0 | 0 | 0 | 0 | 0 | 0 | 0 | 0 | 0 | 0 | 0 | 0 | 0 | 0 | 0 | 0 | 0 | 0 | 0 | 0 | 0 | 0 | 0 | 0 | 0 | 0
F3_Commercial_Miscellaneous_New_Cooling_Electric_Evaporative Central AC_E4 | F3 | Commercial | Miscellaneous | New | Cooling | Electric | Evaporative Central AC | E4 | PACT BC Ratio | 0 | 0 | 0 | 0 | 0 | 0 | 0 | 0 | 0 | 0 | 0 | 0 | 0 | 0 | 0 | 0 | 0 | 0 | 0 | 0 | 0 | 0 | 0 | 0 | 0 | 0 | 0 | 0 | 0 | 0
F3_Commercial_Miscellaneous_New_Cooling_Electric_Evaporative Central AC_E5 | F3 | Commercial | Miscellaneous | New | Cooling | Electric | Evaporative Central AC | E5 | PACT BC Ratio | 0 | 0 | 0 | 0 | 0 | 0 | 0 | 0 | 0 | 0 | 0 | 0 | 0 | 0 | 0 | 0 | 0 | 0 | 0 | 0 | 0 | 0 | 0 | 0 | 0 | 0 | 0 | 0 | 0 | 0
F3_Commercial_Miscellaneous_New_Cooling_Electric_Evaporative Central AC_E6 | F3 | Commercial | Miscellaneous | New | Cooling | Electric | Evaporative Central AC | E6 | PACT BC Ratio | 0 | 0 | 0 | 0 | 0 | 0 | 0 | 0 | 0 | 0 | 0 | 0 | 0 | 0 | 0 | 0 | 0 | 0 | 0 | 0 | 0 | 0 | 0 | 0 | 0 | 0 | 0 | 0 | 0 | 0
F3_Commercial_Miscellaneous_New_Cooling_Electric_Evaporative Central AC_E7 | F3 | Commercial | Miscellaneous | New | Cooling | Electric | Evaporative Central AC | E7 | PACT BC Ratio | 0 | 0 | 0 | 0 | 0 | 0 | 0 | 0 | 0 | 0 | 0 | 0 | 0 | 0 | 0 | 0 | 0 | 0 | 0 | 0 | 0 | 0 | 0 | 0 | 0 | 0 | 0 | 0 | 0 | 0
F3_Commercial_Miscellaneous_New_Cooling_Electric_Evaporative Central AC_E8 | F3 | Commercial | Miscellaneous | New | Cooling | Electric | Evaporative Central AC | E8 | PACT BC Ratio | 0 | 0 | 0 | 0 | 0 | 0 | 0 | 0 | 0 | 0 | 0 | 0 | 0 | 0 | 0 | 0 | 0 | 0 | 0 | 0 | 0 | 0 | 0 | 0 | 0 | 0 | 0 | 0 | 0 | 0
F3_Commercial_Miscellaneous_New_Cooling_Electric_Evaporative Central AC_E9 | F3 | Commercial | Miscellaneous | New | Cooling | Electric | Evaporative Central AC | E9 | PACT BC Ratio | 0 | 0 | 0 | 0 | 0 | 0 | 0 | 0 | 0 | 0 | 0 | 0 | 0 | 0 | 0 | 0 | 0 | 0 | 0 | 0 | 0 | 0 | 0 | 0 | 0 | 0 | 0 | 0 | 0 | 0
F3_Commercial_Miscellaneous_New_Cooling_Electric_Evaporative Central AC_E10 | F3 | Commercial | Miscellaneous | New | Cooling | Electric | Evaporative Central AC | E10 | PACT BC Ratio | 0 | 0 | 0 | 0 | 0 | 0 | 0 | 0 | 0 | 0 | 0 | 0 | 0 | 0 | 0 | 0 | 0 | 0 | 0 | 0 | 0 | 0 | 0 | 0 | 0 | 0 | 0 | 0 | 0 | 0
F4_Commercial_Miscellaneous_New_Cooling_Electric_Evaporative Central AC_E1 | F4 | Commercial | Miscellaneous | New | Cooling | Electric | Evaporative Central AC | E1 | RVT BC Ratio | 0 | 0 | 0 | 0 | 0 | 0 | 0 | 0 | 0 | 0 | 0 | 0 | 0 | 0 | 0 | 0 | 0 | 0 | 0 | 0 | 0 | 0 | 0 | 0 | 0 | 0 | 0 | 0 | 0 | 0
F4_Commercial_Miscellaneous_New_Cooling_Electric_Evaporative Central AC_E2 | F4 | Commercial | Miscellaneous | New | Cooling | Electric | Evaporative Central AC | E2 | RVT BC Ratio | 0 | 0 | 0 | 0 | 0 | 0 | 0 | 0 | 0 | 0 | 0 | 0 | 0 | 0 | 0 | 0 | 0 | 0 | 0 | 0 | 0 | 0 | 0 | 0 | 0 | 0 | 0 | 0 | 0 | 0
F4_Commercial_Miscellaneous_New_Cooling_Electric_Evaporative Central AC_E3 | F4 | Commercial | Miscellaneous | New | Cooling | Electric | Evaporative Central AC | E3 | RVT BC Ratio | 0 | 0 | 0 | 0 | 0 | 0 | 0 | 0 | 0 | 0 | 0 | 0 | 0 | 0 | 0 | 0 | 0 | 0 | 0 | 0 | 0 | 0 | 0 | 0 | 0 | 0 | 0 | 0 | 0 | 0
F4_Commercial_Miscellaneous_New_Cooling_Electric_Evaporative Central AC_E4 | F4 | Commercial | Miscellaneous | New | Cooling | Electric | Evaporative Central AC | E4 | RVT BC Ratio | 0 | 0 | 0 | 0 | 0 | 0 | 0 | 0 | 0 | 0 | 0 | 0 | 0 | 0 | 0 | 0 | 0 | 0 | 0 | 0 | 0 | 0 | 0 | 0 | 0 | 0 | 0 | 0 | 0 | 0
F4_Commercial_Miscellaneous_New_Cooling_Electric_Evaporative Central AC_E5 | F4 | Commercial | Miscellaneous | New | Cooling | Electric | Evaporative Central AC | E5 | RVT BC Ratio | 0 | 0 | 0 | 0 | 0 | 0 | 0 | 0 | 0 | 0 | 0 | 0 | 0 | 0 | 0 | 0 | 0 | 0 | 0 | 0 | 0 | 0 | 0 | 0 | 0 | 0 | 0 | 0 | 0 | 0
F4_Commercial_Miscellaneous_New_Cooling_Electric_Evaporative Central AC_E6 | F4 | Commercial | Miscellaneous | New | Cooling | Electric | Evaporative Central AC | E6 | RVT BC Ratio | 0 | 0 | 0 | 0 | 0 | 0 | 0 | 0 | 0 | 0 | 0 | 0 | 0 | 0 | 0 | 0 | 0 | 0 | 0 | 0 | 0 | 0 | 0 | 0 | 0 | 0 | 0 | 0 | 0 | 0
F4_Commercial_Miscellaneous_New_Cooling_Electric_Evaporative Central AC_E7 | F4 | Commercial | Miscellaneous | New | Cooling | Electric | Evaporative Central AC | E7 | RVT BC Ratio | 0 | 0 | 0 | 0 | 0 | 0 | 0 | 0 | 0 | 0 | 0 | 0 | 0 | 0 | 0 | 0 | 0 | 0 | 0 | 0 | 0 | 0 | 0 | 0 | 0 | 0 | 0 | 0 | 0 | 0
F4_Commercial_Miscellaneous_New_Cooling_Electric_Evaporative Central AC_E8 | F4 | Commercial | Miscellaneous | New | Cooling | Electric | Evaporative Central AC | E8 | RVT BC Ratio | 0 | 0 | 0 | 0 | 0 | 0 | 0 | 0 | 0 | 0 | 0 | 0 | 0 | 0 | 0 | 0 | 0 | 0 | 0 | 0 | 0 | 0 | 0 | 0 | 0 | 0 | 0 | 0 | 0 | 0
F4_Commercial_Miscellaneous_New_Cooling_Electric_Evaporative Central AC_E9 | F4 | Commercial | Miscellaneous | New | Cooling | Electric | Evaporative Central AC | E9 | RVT BC Ratio | 0 | 0 | 0 | 0 | 0 | 0 | 0 | 0 | 0 | 0 | 0 | 0 | 0 | 0 | 0 | 0 | 0 | 0 | 0 | 0 | 0 | 0 | 0 | 0 | 0 | 0 | 0 | 0 | 0 | 0
F4_Commercial_Miscellaneous_New_Cooling_Electric_Evaporative Central AC_E10 | F4 | Commercial | Miscellaneous | New | Cooling | Electric | Evaporative Central AC | E10 | RVT BC Ratio | 0 | 0 | 0 | 0 | 0 | 0 | 0 | 0 | 0 | 0 | 0 | 0 | 0 | 0 | 0 | 0 | 0 | 0 | 0 | 0 | 0 | 0 | 0 | 0 | 0 | 0 | 0 | 0 | 0 | 0
F5_Commercial_Miscellaneous_New_Cooling_Electric_Evaporative Central AC_E1 | F5 | Commercial | Miscellaneous | New | Cooling | Electric | Evaporative Central AC | E1 | RIM BC Ratio | 0 | 0 | 0 | 0 | 0 | 0 | 0 | 0 | 0 | 0 | 0 | 0 | 0 | 0 | 0 | 0 | 0 | 0 | 0 | 0 | 0 | 0 | 0 | 0 | 0 | 0 | 0 | 0 | 0 | 0
F5_Commercial_Miscellaneous_New_Cooling_Electric_Evaporative Central AC_E2 | F5 | Commercial | Miscellaneous | New | Cooling | Electric | Evaporative Central AC | E2 | RIM BC Ratio | 0 | 0 | 0 | 0 | 0 | 0 | 0 | 0 | 0 | 0 | 0 | 0 | 0 | 0 | 0 | 0 | 0 | 0 | 0 | 0 | 0 | 0 | 0 | 0 | 0 | 0 | 0 | 0 | 0 | 0
F5_Commercial_Miscellaneous_New_Cooling_Electric_Evaporative Central AC_E3 | F5 | Commercial | Miscellaneous | New | Cooling | Electric | Evaporative Central AC | E3 | RIM BC Ratio | 0 | 0 | 0 | 0 | 0 | 0 | 0 | 0 | 0 | 0 | 0 | 0 | 0 | 0 | 0 | 0 | 0 | 0 | 0 | 0 | 0 | 0 | 0 | 0 | 0 | 0 | 0 | 0 | 0 | 0
F5_Commercial_Miscellaneous_New_Cooling_Electric_Evaporative Central AC_E4 | F5 | Commercial | Miscellaneous | New | Cooling | Electric | Evaporative Central AC | E4 | RIM BC Ratio | 0 | 0 | 0 | 0 | 0 | 0 | 0 | 0 | 0 | 0 | 0 | 0 | 0 | 0 | 0 | 0 | 0 | 0 | 0 | 0 | 0 | 0 | 0 | 0 | 0 | 0 | 0 | 0 | 0 | 0
F5_Commercial_Miscellaneous_New_Cooling_Electric_Evaporative Central AC_E5 | F5 | Commercial | Miscellaneous | New | Cooling | Electric | Evaporative Central AC | E5 | RIM BC Ratio | 0 | 0 | 0 | 0 | 0 | 0 | 0 | 0 | 0 | 0 | 0 | 0 | 0 | 0 | 0 | 0 | 0 | 0 | 0 | 0 | 0 | 0 | 0 | 0 | 0 | 0 | 0 | 0 | 0 | 0
F5_Commercial_Miscellaneous_New_Cooling_Electric_Evaporative Central AC_E6 | F5 | Commercial | Miscellaneous | New | Cooling | Electric | Evaporative Central AC | E6 | RIM BC Ratio | 0 | 0 | 0 | 0 | 0 | 0 | 0 | 0 | 0 | 0 | 0 | 0 | 0 | 0 | 0 | 0 | 0 | 0 | 0 | 0 | 0 | 0 | 0 | 0 | 0 | 0 | 0 | 0 | 0 | 0
F5_Commercial_Miscellaneous_New_Cooling_Electric_Evaporative Central AC_E7 | F5 | Commercial | Miscellaneous | New | Cooling | Electric | Evaporative Central AC | E7 | RIM BC Ratio | 0 | 0 | 0 | 0 | 0 | 0 | 0 | 0 | 0 | 0 | 0 | 0 | 0 | 0 | 0 | 0 | 0 | 0 | 0 | 0 | 0 | 0 | 0 | 0 | 0 | 0 | 0 | 0 | 0 | 0
F5_Commercial_Miscellaneous_New_Cooling_Electric_Evaporative Central AC_E8 | F5 | Commercial | Miscellaneous | New | Cooling | Electric | Evaporative Central AC | E8 | RIM BC Ratio | 0 | 0 | 0 | 0 | 0 | 0 | 0 | 0 | 0 | 0 | 0 | 0 | 0 | 0 | 0 | 0 | 0 | 0 | 0 | 0 | 0 | 0 | 0 | 0 | 0 | 0 | 0 | 0 | 0 | 0
F5_Commercial_Miscellaneous_New_Cooling_Electric_Evaporative Central AC_E9 | F5 | Commercial | Miscellaneous | New | Cooling | Electric | Evaporative Central AC | E9 | RIM BC Ratio | 0 | 0 | 0 | 0 | 0 | 0 | 0 | 0 | 0 | 0 | 0 | 0 | 0 | 0 | 0 | 0 | 0 | 0 | 0 | 0 | 0 | 0 | 0 | 0 | 0 | 0 | 0 | 0 | 0 | 0
F5_Commercial_Miscellaneous_New_Cooling_Electric_Evaporative Central AC_E10 | F5 | Commercial | Miscellaneous | New | Cooling | Electric | Evaporative Central AC | E10 | RIM BC Ratio | 0 | 0 | 0 | 0 | 0 | 0 | 0 | 0 | 0 | 0 | 0 | 0 | 0 | 0 | 0 | 0 | 0 | 0 | 0 | 0 | 0 | 0 | 0 | 0 | 0 | 0 | 0 | 0 | 0 | 0
F0_Commercial_Miscellaneous_New_Cooling_Electric_Air-Source Heat Pump_E0 | F0 | Commercial | Miscellaneous | New | Cooling | Electric | Air-Source Heat Pump | E0 | Economic Unit | 0 | 0 | 0 | 0 | 0 | 0 | 0 | 0 | 0 | 0 | 0 | 0 | 0 | 0 | 0 | 0 | 0 | 0 | 0 | 0 | 0 | 0 | 0 | 0 | 0 | 0 | 0 | 0 | 0 | 0
F1_Commercial_Miscellaneous_New_Cooling_Electric_Air-Source Heat Pump_E1 | F1 | Commercial | Miscellaneous | New | Cooling | Electric | Air-Source Heat Pump | E1 | CCE | 0 | 0 | 0 | 0 | 0 | 0 | 0 | 0 | 0 | 0 | 0 | 0 | 0 | 0 | 0 | 0 | 0 | 0 | 0 | 0 | 0 | 0 | 0 | 0 | 0 | 0 | 0 | 0 | 0 | 0
F1_Commercial_Miscellaneous_New_Cooling_Electric_Air-Source Heat Pump_E2 | F1 | Commercial | Miscellaneous | New | Cooling | Electric | Air-Source Heat Pump | E2 | CCE | 0 | 0 | 0 | 0 | 0 | 0 | 0 | 0 | 0 | 0 | 0 | 0 | 0 | 0 | 0 | 0 | 0 | 0 | 0 | 0 | 0 | 0 | 0 | 0 | 0 | 0 | 0 | 0 | 0 | 0
F1_Commercial_Miscellaneous_New_Cooling_Electric_Air-Source Heat Pump_E3 | F1 | Commercial | Miscellaneous | New | Cooling | Electric | Air-Source Heat Pump | E3 | CCE | 0 | 0 | 0 | 0 | 0 | 0 | 0 | 0 | 0 | 0 | 0 | 0 | 0 | 0 | 0 | 0 | 0 | 0 | 0 | 0 | 0 | 0 | 0 | 0 | 0 | 0 | 0 | 0 | 0 | 0
F1_Commercial_Miscellaneous_New_Cooling_Electric_Air-Source Heat Pump_E4 | F1 | Commercial | Miscellaneous | New | Cooling | Electric | Air-Source Heat Pump | E4 | CCE | 0 | 0 | 0 | 0 | 0 | 0 | 0 | 0 | 0 | 0 | 0 | 0 | 0 | 0 | 0 | 0 | 0 | 0 | 0 | 0 | 0 | 0 | 0 | 0 | 0 | 0 | 0 | 0 | 0 | 0
F1_Commercial_Miscellaneous_New_Cooling_Electric_Air-Source Heat Pump_E5 | F1 | Commercial | Miscellaneous | New | Cooling | Electric | Air-Source Heat Pump | E5 | CCE | 0 | 0 | 0 | 0 | 0 | 0 | 0 | 0 | 0 | 0 | 0 | 0 | 0 | 0 | 0 | 0 | 0 | 0 | 0 | 0 | 0 | 0 | 0 | 0 | 0 | 0 | 0 | 0 | 0 | 0
F1_Commercial_Miscellaneous_New_Cooling_Electric_Air-Source Heat Pump_E6 | F1 | Commercial | Miscellaneous | New | Cooling | Electric | Air-Source Heat Pump | E6 | CCE | 0 | 0 | 0 | 0 | 0 | 0 | 0 | 0 | 0 | 0 | 0 | 0 | 0 | 0 | 0 | 0 | 0 | 0 | 0 | 0 | 0 | 0 | 0 | 0 | 0 | 0 | 0 | 0 | 0 | 0
F1_Commercial_Miscellaneous_New_Cooling_Electric_Air-Source Heat Pump_E7 | F1 | Commercial | Miscellaneous | New | Cooling | Electric | Air-Source Heat Pump | E7 | CCE | 0 | 0 | 0 | 0 | 0 | 0 | 0 | 0 | 0 | 0 | 0 | 0 | 0 | 0 | 0 | 0 | 0 | 0 | 0 | 0 | 0 | 0 | 0 | 0 | 0 | 0 | 0 | 0 | 0 | 0
F1_Commercial_Miscellaneous_New_Cooling_Electric_Air-Source Heat Pump_E8 | F1 | Commercial | Miscellaneous | New | Cooling | Electric | Air-Source Heat Pump | E8 | CCE | 0 | 0 | 0 | 0 | 0 | 0 | 0 | 0 | 0 | 0 | 0 | 0 | 0 | 0 | 0 | 0 | 0 | 0 | 0 | 0 | 0 | 0 | 0 | 0 | 0 | 0 | 0 | 0 | 0 | 0
F1_Commercial_Miscellaneous_New_Cooling_Electric_Air-Source Heat Pump_E9 | F1 | Commercial | Miscellaneous | New | Cooling | Electric | Air-Source Heat Pump | E9 | CCE | 0 | 0 | 0 | 0 | 0 | 0 | 0 | 0 | 0 | 0 | 0 | 0 | 0 | 0 | 0 | 0 | 0 | 0 | 0 | 0 | 0 | 0 | 0 | 0 | 0 | 0 | 0 | 0 | 0 | 0
F1_Commercial_Miscellaneous_New_Cooling_Electric_Air-Source Heat Pump_E10 | F1 | Commercial | Miscellaneous | New | Cooling | Electric | Air-Source Heat Pump | E10 | CCE | 0 | 0 | 0 | 0 | 0 | 0 | 0 | 0 | 0 | 0 | 0 | 0 | 0 | 0 | 0 | 0 | 0 | 0 | 0 | 0 | 0 | 0 | 0 | 0 | 0 | 0 | 0 | 0 | 0 | 0
F2_Commercial_Miscellaneous_New_Cooling_Electric_Air-Source Heat Pump_E1 | F2 | Commercial | Miscellaneous | New | Cooling | Electric | Air-Source Heat Pump | E1 | TRC BC Ratio | 0 | 0 | 0 | 0 | 0 | 0 | 0 | 0 | 0 | 0 | 0 | 0 | 0 | 0 | 0 | 0 | 0 | 0 | 0 | 0 | 0 | 0 | 0 | 0 | 0 | 0 | 0 | 0 | 0 | 0
F2_Commercial_Miscellaneous_New_Cooling_Electric_Air-Source Heat Pump_E2 | F2 | Commercial | Miscellaneous | New | Cooling | Electric | Air-Source Heat Pump | E2 | TRC BC Ratio | 0 | 0 | 0 | 0 | 0 | 0 | 0 | 0 | 0 | 0 | 0 | 0 | 0 | 0 | 0 | 0 | 0 | 0 | 0 | 0 | 0 | 0 | 0 | 0 | 0 | 0 | 0 | 0 | 0 | 0
F2_Commercial_Miscellaneous_New_Cooling_Electric_Air-Source Heat Pump_E3 | F2 | Commercial | Miscellaneous | New | Cooling | Electric | Air-Source Heat Pump | E3 | TRC BC Ratio | 0 | 0 | 0 | 0 | 0 | 0 | 0 | 0 | 0 | 0 | 0 | 0 | 0 | 0 | 0 | 0 | 0 | 0 | 0 | 0 | 0 | 0 | 0 | 0 | 0 | 0 | 0 | 0 | 0 | 0
F2_Commercial_Miscellaneous_New_Cooling_Electric_Air-Source Heat Pump_E4 | F2 | Commercial | Miscellaneous | New | Cooling | Electric | Air-Source Heat Pump | E4 | TRC BC Ratio | 0 | 0 | 0 | 0 | 0 | 0 | 0 | 0 | 0 | 0 | 0 | 0 | 0 | 0 | 0 | 0 | 0 | 0 | 0 | 0 | 0 | 0 | 0 | 0 | 0 | 0 | 0 | 0 | 0 | 0
F2_Commercial_Miscellaneous_New_Cooling_Electric_Air-Source Heat Pump_E5 | F2 | Commercial | Miscellaneous | New | Cooling | Electric | Air-Source Heat Pump | E5 | TRC BC Ratio | 0 | 0 | 0 | 0 | 0 | 0 | 0 | 0 | 0 | 0 | 0 | 0 | 0 | 0 | 0 | 0 | 0 | 0 | 0 | 0 | 0 | 0 | 0 | 0 | 0 | 0 | 0 | 0 | 0 | 0
F2_Commercial_Miscellaneous_New_Cooling_Electric_Air-Source Heat Pump_E6 | F2 | Commercial | Miscellaneous | New | Cooling | Electric | Air-Source Heat Pump | E6 | TRC BC Ratio | 0 | 0 | 0 | 0 | 0 | 0 | 0 | 0 | 0 | 0 | 0 | 0 | 0 | 0 | 0 | 0 | 0 | 0 | 0 | 0 | 0 | 0 | 0 | 0 | 0 | 0 | 0 | 0 | 0 | 0
F2_Commercial_Miscellaneous_New_Cooling_Electric_Air-Source Heat Pump_E7 | F2 | Commercial | Miscellaneous | New | Cooling | Electric | Air-Source Heat Pump | E7 | TRC BC Ratio | 0 | 0 | 0 | 0 | 0 | 0 | 0 | 0 | 0 | 0 | 0 | 0 | 0 | 0 | 0 | 0 | 0 | 0 | 0 | 0 | 0 | 0 | 0 | 0 | 0 | 0 | 0 | 0 | 0 | 0
F2_Commercial_Miscellaneous_New_Cooling_Electric_Air-Source Heat Pump_E8 | F2 | Commercial | Miscellaneous | New | Cooling | Electric | Air-Source Heat Pump | E8 | TRC BC Ratio | 0 | 0 | 0 | 0 | 0 | 0 | 0 | 0 | 0 | 0 | 0 | 0 | 0 | 0 | 0 | 0 | 0 | 0 | 0 | 0 | 0 | 0 | 0 | 0 | 0 | 0 | 0 | 0 | 0 | 0
F2_Commercial_Miscellaneous_New_Cooling_Electric_Air-Source Heat Pump_E9 | F2 | Commercial | Miscellaneous | New | Cooling | Electric | Air-Source Heat Pump | E9 | TRC BC Ratio | 0 | 0 | 0 | 0 | 0 | 0 | 0 | 0 | 0 | 0 | 0 | 0 | 0 | 0 | 0 | 0 | 0 | 0 | 0 | 0 | 0 | 0 | 0 | 0 | 0 | 0 | 0 | 0 | 0 | 0
F2_Commercial_Miscellaneous_New_Cooling_Electric_Air-Source Heat Pump_E10 | F2 | Commercial | Miscellaneous | New | Cooling | Electric | Air-Source Heat Pump | E10 | TRC BC Ratio | 0 | 0 | 0 | 0 | 0 | 0 | 0 | 0 | 0 | 0 | 0 | 0 | 0 | 0 | 0 | 0 | 0 | 0 | 0 | 0 | 0 | 0 | 0 | 0 | 0 | 0 | 0 | 0 | 0 | 0
F3_Commercial_Miscellaneous_New_Cooling_Electric_Air-Source Heat Pump_E1 | F3 | Commercial | Miscellaneous | New | Cooling | Electric | Air-Source Heat Pump | E1 | PACT BC Ratio | 0 | 0 | 0 | 0 | 0 | 0 | 0 | 0 | 0 | 0 | 0 | 0 | 0 | 0 | 0 | 0 | 0 | 0 | 0 | 0 | 0 | 0 | 0 | 0 | 0 | 0 | 0 | 0 | 0 | 0
F3_Commercial_Miscellaneous_New_Cooling_Electric_Air-Source Heat Pump_E2 | F3 | Commercial | Miscellaneous | New | Cooling | Electric | Air-Source Heat Pump | E2 | PACT BC Ratio | 0 | 0 | 0 | 0 | 0 | 0 | 0 | 0 | 0 | 0 | 0 | 0 | 0 | 0 | 0 | 0 | 0 | 0 | 0 | 0 | 0 | 0 | 0 | 0 | 0 | 0 | 0 | 0 | 0 | 0
F3_Commercial_Miscellaneous_New_Cooling_Electric_Air-Source Heat Pump_E3 | F3 | Commercial | Miscellaneous | New | Cooling | Electric | Air-Source Heat Pump | E3 | PACT BC Ratio | 0 | 0 | 0 | 0 | 0 | 0 | 0 | 0 | 0 | 0 | 0 | 0 | 0 | 0 | 0 | 0 | 0 | 0 | 0 | 0 | 0 | 0 | 0 | 0 | 0 | 0 | 0 | 0 | 0 | 0
F3_Commercial_Miscellaneous_New_Cooling_Electric_Air-Source Heat Pump_E4 | F3 | Commercial | Miscellaneous | New | Cooling | Electric | Air-Source Heat Pump | E4 | PACT BC Ratio | 0 | 0 | 0 | 0 | 0 | 0 | 0 | 0 | 0 | 0 | 0 | 0 | 0 | 0 | 0 | 0 | 0 | 0 | 0 | 0 | 0 | 0 | 0 | 0 | 0 | 0 | 0 | 0 | 0 | 0
F3_Commercial_Miscellaneous_New_Cooling_Electric_Air-Source Heat Pump_E5 | F3 | Commercial | Miscellaneous | New | Cooling | Electric | Air-Source Heat Pump | E5 | PACT BC Ratio | 0 | 0 | 0 | 0 | 0 | 0 | 0 | 0 | 0 | 0 | 0 | 0 | 0 | 0 | 0 | 0 | 0 | 0 | 0 | 0 | 0 | 0 | 0 | 0 | 0 | 0 | 0 | 0 | 0 | 0
F3_Commercial_Miscellaneous_New_Cooling_Electric_Air-Source Heat Pump_E6 | F3 | Commercial | Miscellaneous | New | Cooling | Electric | Air-Source Heat Pump | E6 | PACT BC Ratio | 0 | 0 | 0 | 0 | 0 | 0 | 0 | 0 | 0 | 0 | 0 | 0 | 0 | 0 | 0 | 0 | 0 | 0 | 0 | 0 | 0 | 0 | 0 | 0 | 0 | 0 | 0 | 0 | 0 | 0
F3_Commercial_Miscellaneous_New_Cooling_Electric_Air-Source Heat Pump_E7 | F3 | Commercial | Miscellaneous | New | Cooling | Electric | Air-Source Heat Pump | E7 | PACT BC Ratio | 0 | 0 | 0 | 0 | 0 | 0 | 0 | 0 | 0 | 0 | 0 | 0 | 0 | 0 | 0 | 0 | 0 | 0 | 0 | 0 | 0 | 0 | 0 | 0 | 0 | 0 | 0 | 0 | 0 | 0
F3_Commercial_Miscellaneous_New_Cooling_Electric_Air-Source Heat Pump_E8 | F3 | Commercial | Miscellaneous | New | Cooling | Electric | Air-Source Heat Pump | E8 | PACT BC Ratio | 0 | 0 | 0 | 0 | 0 | 0 | 0 | 0 | 0 | 0 | 0 | 0 | 0 | 0 | 0 | 0 | 0 | 0 | 0 | 0 | 0 | 0 | 0 | 0 | 0 | 0 | 0 | 0 | 0 | 0
F3_Commercial_Miscellaneous_New_Cooling_Electric_Air-Source Heat Pump_E9 | F3 | Commercial | Miscellaneous | New | Cooling | Electric | Air-Source Heat Pump | E9 | PACT BC Ratio | 0 | 0 | 0 | 0 | 0 | 0 | 0 | 0 | 0 | 0 | 0 | 0 | 0 | 0 | 0 | 0 | 0 | 0 | 0 | 0 | 0 | 0 | 0 | 0 | 0 | 0 | 0 | 0 | 0 | 0
F3_Commercial_Miscellaneous_New_Cooling_Electric_Air-Source Heat Pump_E10 | F3 | Commercial | Miscellaneous | New | Cooling | Electric | Air-Source Heat Pump | E10 | PACT BC Ratio | 0 | 0 | 0 | 0 | 0 | 0 | 0 | 0 | 0 | 0 | 0 | 0 | 0 | 0 | 0 | 0 | 0 | 0 | 0 | 0 | 0 | 0 | 0 | 0 | 0 | 0 | 0 | 0 | 0 | 0
F4_Commercial_Miscellaneous_New_Cooling_Electric_Air-Source Heat Pump_E1 | F4 | Commercial | Miscellaneous | New | Cooling | Electric | Air-Source Heat Pump | E1 | RVT BC Ratio | 0 | 0 | 0 | 0 | 0 | 0 | 0 | 0 | 0 | 0 | 0 | 0 | 0 | 0 | 0 | 0 | 0 | 0 | 0 | 0 | 0 | 0 | 0 | 0 | 0 | 0 | 0 | 0 | 0 | 0
F4_Commercial_Miscellaneous_New_Cooling_Electric_Air-Source Heat Pump_E2 | F4 | Commercial | Miscellaneous | New | Cooling | Electric | Air-Source Heat Pump | E2 | RVT BC Ratio | 0 | 0 | 0 | 0 | 0 | 0 | 0 | 0 | 0 | 0 | 0 | 0 | 0 | 0 | 0 | 0 | 0 | 0 | 0 | 0 | 0 | 0 | 0 | 0 | 0 | 0 | 0 | 0 | 0 | 0
F4_Commercial_Miscellaneous_New_Cooling_Electric_Air-Source Heat Pump_E3 | F4 | Commercial | Miscellaneous | New | Cooling | Electric | Air-Source Heat Pump | E3 | RVT BC Ratio | 0 | 0 | 0 | 0 | 0 | 0 | 0 | 0 | 0 | 0 | 0 | 0 | 0 | 0 | 0 | 0 | 0 | 0 | 0 | 0 | 0 | 0 | 0 | 0 | 0 | 0 | 0 | 0 | 0 | 0
F4_Commercial_Miscellaneous_New_Cooling_Electric_Air-Source Heat Pump_E4 | F4 | Commercial | Miscellaneous | New | Cooling | Electric | Air-Source Heat Pump | E4 | RVT BC Ratio | 0 | 0 | 0 | 0 | 0 | 0 | 0 | 0 | 0 | 0 | 0 | 0 | 0 | 0 | 0 | 0 | 0 | 0 | 0 | 0 | 0 | 0 | 0 | 0 | 0 | 0 | 0 | 0 | 0 | 0
F4_Commercial_Miscellaneous_New_Cooling_Electric_Air-Source Heat Pump_E5 | F4 | Commercial | Miscellaneous | New | Cooling | Electric | Air-Source Heat Pump | E5 | RVT BC Ratio | 0 | 0 | 0 | 0 | 0 | 0 | 0 | 0 | 0 | 0 | 0 | 0 | 0 | 0 | 0 | 0 | 0 | 0 | 0 | 0 | 0 | 0 | 0 | 0 | 0 | 0 | 0 | 0 | 0 | 0
F4_Commercial_Miscellaneous_New_Cooling_Electric_Air-Source Heat Pump_E6 | F4 | Commercial | Miscellaneous | New | Cooling | Electric | Air-Source Heat Pump | E6 | RVT BC Ratio | 0 | 0 | 0 | 0 | 0 | 0 | 0 | 0 | 0 | 0 | 0 | 0 | 0 | 0 | 0 | 0 | 0 | 0 | 0 | 0 | 0 | 0 | 0 | 0 | 0 | 0 | 0 | 0 | 0 | 0
F4_Commercial_Miscellaneous_New_Cooling_Electric_Air-Source Heat Pump_E7 | F4 | Commercial | Miscellaneous | New | Cooling | Electric | Air-Source Heat Pump | E7 | RVT BC Ratio | 0 | 0 | 0 | 0 | 0 | 0 | 0 | 0 | 0 | 0 | 0 | 0 | 0 | 0 | 0 | 0 | 0 | 0 | 0 | 0 | 0 | 0 | 0 | 0 | 0 | 0 | 0 | 0 | 0 | 0
F4_Commercial_Miscellaneous_New_Cooling_Electric_Air-Source Heat Pump_E8 | F4 | Commercial | Miscellaneous | New | Cooling | Electric | Air-Source Heat Pump | E8 | RVT BC Ratio | 0 | 0 | 0 | 0 | 0 | 0 | 0 | 0 | 0 | 0 | 0 | 0 | 0 | 0 | 0 | 0 | 0 | 0 | 0 | 0 | 0 | 0 | 0 | 0 | 0 | 0 | 0 | 0 | 0 | 0
F4_Commercial_Miscellaneous_New_Cooling_Electric_Air-Source Heat Pump_E9 | F4 | Commercial | Miscellaneous | New | Cooling | Electric | Air-Source Heat Pump | E9 | RVT BC Ratio | 0 | 0 | 0 | 0 | 0 | 0 | 0 | 0 | 0 | 0 | 0 | 0 | 0 | 0 | 0 | 0 | 0 | 0 | 0 | 0 | 0 | 0 | 0 | 0 | 0 | 0 | 0 | 0 | 0 | 0
F4_Commercial_Miscellaneous_New_Cooling_Electric_Air-Source Heat Pump_E10 | F4 | Commercial | Miscellaneous | New | Cooling | Electric | Air-Source Heat Pump | E10 | RVT BC Ratio | 0 | 0 | 0 | 0 | 0 | 0 | 0 | 0 | 0 | 0 | 0 | 0 | 0 | 0 | 0 | 0 | 0 | 0 | 0 | 0 | 0 | 0 | 0 | 0 | 0 | 0 | 0 | 0 | 0 | 0
F5_Commercial_Miscellaneous_New_Cooling_Electric_Air-Source Heat Pump_E1 | F5 | Commercial | Miscellaneous | New | Cooling | Electric | Air-Source Heat Pump | E1 | RIM BC Ratio | 0 | 0 | 0 | 0 | 0 | 0 | 0 | 0 | 0 | 0 | 0 | 0 | 0 | 0 | 0 | 0 | 0 | 0 | 0 | 0 | 0 | 0 | 0 | 0 | 0 | 0 | 0 | 0 | 0 | 0
F5_Commercial_Miscellaneous_New_Cooling_Electric_Air-Source Heat Pump_E2 | F5 | Commercial | Miscellaneous | New | Cooling | Electric | Air-Source Heat Pump | E2 | RIM BC Ratio | 0 | 0 | 0 | 0 | 0 | 0 | 0 | 0 | 0 | 0 | 0 | 0 | 0 | 0 | 0 | 0 | 0 | 0 | 0 | 0 | 0 | 0 | 0 | 0 | 0 | 0 | 0 | 0 | 0 | 0
F5_Commercial_Miscellaneous_New_Cooling_Electric_Air-Source Heat Pump_E3 | F5 | Commercial | Miscellaneous | New | Cooling | Electric | Air-Source Heat Pump | E3 | RIM BC Ratio | 0 | 0 | 0 | 0 | 0 | 0 | 0 | 0 | 0 | 0 | 0 | 0 | 0 | 0 | 0 | 0 | 0 | 0 | 0 | 0 | 0 | 0 | 0 | 0 | 0 | 0 | 0 | 0 | 0 | 0
F5_Commercial_Miscellaneous_New_Cooling_Electric_Air-Source Heat Pump_E4 | F5 | Commercial | Miscellaneous | New | Cooling | Electric | Air-Source Heat Pump | E4 | RIM BC Ratio | 0 | 0 | 0 | 0 | 0 | 0 | 0 | 0 | 0 | 0 | 0 | 0 | 0 | 0 | 0 | 0 | 0 | 0 | 0 | 0 | 0 | 0 | 0 | 0 | 0 | 0 | 0 | 0 | 0 | 0
F5_Commercial_Miscellaneous_New_Cooling_Electric_Air-Source Heat Pump_E5 | F5 | Commercial | Miscellaneous | New | Cooling | Electric | Air-Source Heat Pump | E5 | RIM BC Ratio | 0 | 0 | 0 | 0 | 0 | 0 | 0 | 0 | 0 | 0 | 0 | 0 | 0 | 0 | 0 | 0 | 0 | 0 | 0 | 0 | 0 | 0 | 0 | 0 | 0 | 0 | 0 | 0 | 0 | 0
F5_Commercial_Miscellaneous_New_Cooling_Electric_Air-Source Heat Pump_E6 | F5 | Commercial | Miscellaneous | New | Cooling | Electric | Air-Source Heat Pump | E6 | RIM BC Ratio | 0 | 0 | 0 | 0 | 0 | 0 | 0 | 0 | 0 | 0 | 0 | 0 | 0 | 0 | 0 | 0 | 0 | 0 | 0 | 0 | 0 | 0 | 0 | 0 | 0 | 0 | 0 | 0 | 0 | 0
F5_Commercial_Miscellaneous_New_Cooling_Electric_Air-Source Heat Pump_E7 | F5 | Commercial | Miscellaneous | New | Cooling | Electric | Air-Source Heat Pump | E7 | RIM BC Ratio | 0 | 0 | 0 | 0 | 0 | 0 | 0 | 0 | 0 | 0 | 0 | 0 | 0 | 0 | 0 | 0 | 0 | 0 | 0 | 0 | 0 | 0 | 0 | 0 | 0 | 0 | 0 | 0 | 0 | 0
F5_Commercial_Miscellaneous_New_Cooling_Electric_Air-Source Heat Pump_E8 | F5 | Commercial | Miscellaneous | New | Cooling | Electric | Air-Source Heat Pump | E8 | RIM BC Ratio | 0 | 0 | 0 | 0 | 0 | 0 | 0 | 0 | 0 | 0 | 0 | 0 | 0 | 0 | 0 | 0 | 0 | 0 | 0 | 0 | 0 | 0 | 0 | 0 | 0 | 0 | 0 | 0 | 0 | 0
F5_Commercial_Miscellaneous_New_Cooling_Electric_Air-Source Heat Pump_E9 | F5 | Commercial | Miscellaneous | New | Cooling | Electric | Air-Source Heat Pump | E9 | RIM BC Ratio | 0 | 0 | 0 | 0 | 0 | 0 | 0 | 0 | 0 | 0 | 0 | 0 | 0 | 0 | 0 | 0 | 0 | 0 | 0 | 0 | 0 | 0 | 0 | 0 | 0 | 0 | 0 | 0 | 0 | 0
F5_Commercial_Miscellaneous_New_Cooling_Electric_Air-Source Heat Pump_E10 | F5 | Commercial | Miscellaneous | New | Cooling | Electric | Air-Source Heat Pump | E10 | RIM BC Ratio | 0 | 0 | 0 | 0 | 0 | 0 | 0 | 0 | 0 | 0 | 0 | 0 | 0 | 0 | 0 | 0 | 0 | 0 | 0 | 0 | 0 | 0 | 0 | 0 | 0 | 0 | 0 | 0 | 0 | 0
F0_Commercial_Miscellaneous_New_Cooling_Electric_Geothermal Heat Pump_E0 | F0 | Commercial | Miscellaneous | New | Cooling | Electric | Geothermal Heat Pump | E0 | Economic Unit | 0 | 0 | 0 | 0 | 0 | 0 | 0 | 0 | 0 | 0 | 0 | 0 | 0 | 0 | 0 | 0 | 0 | 0 | 0 | 0 | 0 | 0 | 0 | 0 | 0 | 0 | 0 | 0 | 0 | 0
F1_Commercial_Miscellaneous_New_Cooling_Electric_Geothermal Heat Pump_E1 | F1 | Commercial | Miscellaneous | New | Cooling | Electric | Geothermal Heat Pump | E1 | CCE | 0 | 0 | 0 | 0 | 0 | 0 | 0 | 0 | 0 | 0 | 0 | 0 | 0 | 0 | 0 | 0 | 0 | 0 | 0 | 0 | 0 | 0 | 0 | 0 | 0 | 0 | 0 | 0 | 0 | 0
F1_Commercial_Miscellaneous_New_Cooling_Electric_Geothermal Heat Pump_E2 | F1 | Commercial | Miscellaneous | New | Cooling | Electric | Geothermal Heat Pump | E2 | CCE | 0 | 0 | 0 | 0 | 0 | 0 | 0 | 0 | 0 | 0 | 0 | 0 | 0 | 0 | 0 | 0 | 0 | 0 | 0 | 0 | 0 | 0 | 0 | 0 | 0 | 0 | 0 | 0 | 0 | 0
F1_Commercial_Miscellaneous_New_Cooling_Electric_Geothermal Heat Pump_E3 | F1 | Commercial | Miscellaneous | New | Cooling | Electric | Geothermal Heat Pump | E3 | CCE | 0 | 0 | 0 | 0 | 0 | 0 | 0 | 0 | 0 | 0 | 0 | 0 | 0 | 0 | 0 | 0 | 0 | 0 | 0 | 0 | 0 | 0 | 0 | 0 | 0 | 0 | 0 | 0 | 0 | 0
F1_Commercial_Miscellaneous_New_Cooling_Electric_Geothermal Heat Pump_E4 | F1 | Commercial | Miscellaneous | New | Cooling | Electric | Geothermal Heat Pump | E4 | CCE | 0 | 0 | 0 | 0 | 0 | 0 | 0 | 0 | 0 | 0 | 0 | 0 | 0 | 0 | 0 | 0 | 0 | 0 | 0 | 0 | 0 | 0 | 0 | 0 | 0 | 0 | 0 | 0 | 0 | 0
F1_Commercial_Miscellaneous_New_Cooling_Electric_Geothermal Heat Pump_E5 | F1 | Commercial | Miscellaneous | New | Cooling | Electric | Geothermal Heat Pump | E5 | CCE | 0 | 0 | 0 | 0 | 0 | 0 | 0 | 0 | 0 | 0 | 0 | 0 | 0 | 0 | 0 | 0 | 0 | 0 | 0 | 0 | 0 | 0 | 0 | 0 | 0 | 0 | 0 | 0 | 0 | 0
F1_Commercial_Miscellaneous_New_Cooling_Electric_Geothermal Heat Pump_E6 | F1 | Commercial | Miscellaneous | New | Cooling | Electric | Geothermal Heat Pump | E6 | CCE | 0 | 0 | 0 | 0 | 0 | 0 | 0 | 0 | 0 | 0 | 0 | 0 | 0 | 0 | 0 | 0 | 0 | 0 | 0 | 0 | 0 | 0 | 0 | 0 | 0 | 0 | 0 | 0 | 0 | 0
F1_Commercial_Miscellaneous_New_Cooling_Electric_Geothermal Heat Pump_E7 | F1 | Commercial | Miscellaneous | New | Cooling | Electric | Geothermal Heat Pump | E7 | CCE | 0 | 0 | 0 | 0 | 0 | 0 | 0 | 0 | 0 | 0 | 0 | 0 | 0 | 0 | 0 | 0 | 0 | 0 | 0 | 0 | 0 | 0 | 0 | 0 | 0 | 0 | 0 | 0 | 0 | 0
F1_Commercial_Miscellaneous_New_Cooling_Electric_Geothermal Heat Pump_E8 | F1 | Commercial | Miscellaneous | New | Cooling | Electric | Geothermal Heat Pump | E8 | CCE | 0 | 0 | 0 | 0 | 0 | 0 | 0 | 0 | 0 | 0 | 0 | 0 | 0 | 0 | 0 | 0 | 0 | 0 | 0 | 0 | 0 | 0 | 0 | 0 | 0 | 0 | 0 | 0 | 0 | 0
F1_Commercial_Miscellaneous_New_Cooling_Electric_Geothermal Heat Pump_E9 | F1 | Commercial | Miscellaneous | New | Cooling | Electric | Geothermal Heat Pump | E9 | CCE | 0 | 0 | 0 | 0 | 0 | 0 | 0 | 0 | 0 | 0 | 0 | 0 | 0 | 0 | 0 | 0 | 0 | 0 | 0 | 0 | 0 | 0 | 0 | 0 | 0 | 0 | 0 | 0 | 0 | 0
F1_Commercial_Miscellaneous_New_Cooling_Electric_Geothermal Heat Pump_E10 | F1 | Commercial | Miscellaneous | New | Cooling | Electric | Geothermal Heat Pump | E10 | CCE | 0 | 0 | 0 | 0 | 0 | 0 | 0 | 0 | 0 | 0 | 0 | 0 | 0 | 0 | 0 | 0 | 0 | 0 | 0 | 0 | 0 | 0 | 0 | 0 | 0 | 0 | 0 | 0 | 0 | 0
F2_Commercial_Miscellaneous_New_Cooling_Electric_Geothermal Heat Pump_E1 | F2 | Commercial | Miscellaneous | New | Cooling | Electric | Geothermal Heat Pump | E1 | TRC BC Ratio | 0 | 0 | 0 | 0 | 0 | 0 | 0 | 0 | 0 | 0 | 0 | 0 | 0 | 0 | 0 | 0 | 0 | 0 | 0 | 0 | 0 | 0 | 0 | 0 | 0 | 0 | 0 | 0 | 0 | 0
F2_Commercial_Miscellaneous_New_Cooling_Electric_Geothermal Heat Pump_E2 | F2 | Commercial | Miscellaneous | New | Cooling | Electric | Geothermal Heat Pump | E2 | TRC BC Ratio | 0 | 0 | 0 | 0 | 0 | 0 | 0 | 0 | 0 | 0 | 0 | 0 | 0 | 0 | 0 | 0 | 0 | 0 | 0 | 0 | 0 | 0 | 0 | 0 | 0 | 0 | 0 | 0 | 0 | 0
F2_Commercial_Miscellaneous_New_Cooling_Electric_Geothermal Heat Pump_E3 | F2 | Commercial | Miscellaneous | New | Cooling | Electric | Geothermal Heat Pump | E3 | TRC BC Ratio | 0 | 0 | 0 | 0 | 0 | 0 | 0 | 0 | 0 | 0 | 0 | 0 | 0 | 0 | 0 | 0 | 0 | 0 | 0 | 0 | 0 | 0 | 0 | 0 | 0 | 0 | 0 | 0 | 0 | 0
F2_Commercial_Miscellaneous_New_Cooling_Electric_Geothermal Heat Pump_E4 | F2 | Commercial | Miscellaneous | New | Cooling | Electric | Geothermal Heat Pump | E4 | TRC BC Ratio | 0 | 0 | 0 | 0 | 0 | 0 | 0 | 0 | 0 | 0 | 0 | 0 | 0 | 0 | 0 | 0 | 0 | 0 | 0 | 0 | 0 | 0 | 0 | 0 | 0 | 0 | 0 | 0 | 0 | 0
F2_Commercial_Miscellaneous_New_Cooling_Electric_Geothermal Heat Pump_E5 | F2 | Commercial | Miscellaneous | New | Cooling | Electric | Geothermal Heat Pump | E5 | TRC BC Ratio | 0 | 0 | 0 | 0 | 0 | 0 | 0 | 0 | 0 | 0 | 0 | 0 | 0 | 0 | 0 | 0 | 0 | 0 | 0 | 0 | 0 | 0 | 0 | 0 | 0 | 0 | 0 | 0 | 0 | 0
F2_Commercial_Miscellaneous_New_Cooling_Electric_Geothermal Heat Pump_E6 | F2 | Commercial | Miscellaneous | New | Cooling | Electric | Geothermal Heat Pump | E6 | TRC BC Ratio | 0 | 0 | 0 | 0 | 0 | 0 | 0 | 0 | 0 | 0 | 0 | 0 | 0 | 0 | 0 | 0 | 0 | 0 | 0 | 0 | 0 | 0 | 0 | 0 | 0 | 0 | 0 | 0 | 0 | 0
F2_Commercial_Miscellaneous_New_Cooling_Electric_Geothermal Heat Pump_E7 | F2 | Commercial | Miscellaneous | New | Cooling | Electric | Geothermal Heat Pump | E7 | TRC BC Ratio | 0 | 0 | 0 | 0 | 0 | 0 | 0 | 0 | 0 | 0 | 0 | 0 | 0 | 0 | 0 | 0 | 0 | 0 | 0 | 0 | 0 | 0 | 0 | 0 | 0 | 0 | 0 | 0 | 0 | 0
F2_Commercial_Miscellaneous_New_Cooling_Electric_Geothermal Heat Pump_E8 | F2 | Commercial | Miscellaneous | New | Cooling | Electric | Geothermal Heat Pump | E8 | TRC BC Ratio | 0 | 0 | 0 | 0 | 0 | 0 | 0 | 0 | 0 | 0 | 0 | 0 | 0 | 0 | 0 | 0 | 0 | 0 | 0 | 0 | 0 | 0 | 0 | 0 | 0 | 0 | 0 | 0 | 0 | 0
F2_Commercial_Miscellaneous_New_Cooling_Electric_Geothermal Heat Pump_E9 | F2 | Commercial | Miscellaneous | New | Cooling | Electric | Geothermal Heat Pump | E9 | TRC BC Ratio | 0 | 0 | 0 | 0 | 0 | 0 | 0 | 0 | 0 | 0 | 0 | 0 | 0 | 0 | 0 | 0 | 0 | 0 | 0 | 0 | 0 | 0 | 0 | 0 | 0 | 0 | 0 | 0 | 0 | 0
F2_Commercial_Miscellaneous_New_Cooling_Electric_Geothermal Heat Pump_E10 | F2 | Commercial | Miscellaneous | New | Cooling | Electric | Geothermal Heat Pump | E10 | TRC BC Ratio | 0 | 0 | 0 | 0 | 0 | 0 | 0 | 0 | 0 | 0 | 0 | 0 | 0 | 0 | 0 | 0 | 0 | 0 | 0 | 0 | 0 | 0 | 0 | 0 | 0 | 0 | 0 | 0 | 0 | 0
F3_Commercial_Miscellaneous_New_Cooling_Electric_Geothermal Heat Pump_E1 | F3 | Commercial | Miscellaneous | New | Cooling | Electric | Geothermal Heat Pump | E1 | PACT BC Ratio | 0 | 0 | 0 | 0 | 0 | 0 | 0 | 0 | 0 | 0 | 0 | 0 | 0 | 0 | 0 | 0 | 0 | 0 | 0 | 0 | 0 | 0 | 0 | 0 | 0 | 0 | 0 | 0 | 0 | 0
F3_Commercial_Miscellaneous_New_Cooling_Electric_Geothermal Heat Pump_E2 | F3 | Commercial | Miscellaneous | New | Cooling | Electric | Geothermal Heat Pump | E2 | PACT BC Ratio | 0 | 0 | 0 | 0 | 0 | 0 | 0 | 0 | 0 | 0 | 0 | 0 | 0 | 0 | 0 | 0 | 0 | 0 | 0 | 0 | 0 | 0 | 0 | 0 | 0 | 0 | 0 | 0 | 0 | 0
F3_Commercial_Miscellaneous_New_Cooling_Electric_Geothermal Heat Pump_E3 | F3 | Commercial | Miscellaneous | New | Cooling | Electric | Geothermal Heat Pump | E3 | PACT BC Ratio | 0 | 0 | 0 | 0 | 0 | 0 | 0 | 0 | 0 | 0 | 0 | 0 | 0 | 0 | 0 | 0 | 0 | 0 | 0 | 0 | 0 | 0 | 0 | 0 | 0 | 0 | 0 | 0 | 0 | 0
F3_Commercial_Miscellaneous_New_Cooling_Electric_Geothermal Heat Pump_E4 | F3 | Commercial | Miscellaneous | New | Cooling | Electric | Geothermal Heat Pump | E4 | PACT BC Ratio | 0 | 0 | 0 | 0 | 0 | 0 | 0 | 0 | 0 | 0 | 0 | 0 | 0 | 0 | 0 | 0 | 0 | 0 | 0 | 0 | 0 | 0 | 0 | 0 | 0 | 0 | 0 | 0 | 0 | 0
F3_Commercial_Miscellaneous_New_Cooling_Electric_Geothermal Heat Pump_E5 | F3 | Commercial | Miscellaneous | New | Cooling | Electric | Geothermal Heat Pump | E5 | PACT BC Ratio | 0 | 0 | 0 | 0 | 0 | 0 | 0 | 0 | 0 | 0 | 0 | 0 | 0 | 0 | 0 | 0 | 0 | 0 | 0 | 0 | 0 | 0 | 0 | 0 | 0 | 0 | 0 | 0 | 0 | 0
F3_Commercial_Miscellaneous_New_Cooling_Electric_Geothermal Heat Pump_E6 | F3 | Commercial | Miscellaneous | New | Cooling | Electric | Geothermal Heat Pump | E6 | PACT BC Ratio | 0 | 0 | 0 | 0 | 0 | 0 | 0 | 0 | 0 | 0 | 0 | 0 | 0 | 0 | 0 | 0 | 0 | 0 | 0 | 0 | 0 | 0 | 0 | 0 | 0 | 0 | 0 | 0 | 0 | 0
F3_Commercial_Miscellaneous_New_Cooling_Electric_Geothermal Heat Pump_E7 | F3 | Commercial | Miscellaneous | New | Cooling | Electric | Geothermal Heat Pump | E7 | PACT BC Ratio | 0 | 0 | 0 | 0 | 0 | 0 | 0 | 0 | 0 | 0 | 0 | 0 | 0 | 0 | 0 | 0 | 0 | 0 | 0 | 0 | 0 | 0 | 0 | 0 | 0 | 0 | 0 | 0 | 0 | 0
F3_Commercial_Miscellaneous_New_Cooling_Electric_Geothermal Heat Pump_E8 | F3 | Commercial | Miscellaneous | New | Cooling | Electric | Geothermal Heat Pump | E8 | PACT BC Ratio | 0 | 0 | 0 | 0 | 0 | 0 | 0 | 0 | 0 | 0 | 0 | 0 | 0 | 0 | 0 | 0 | 0 | 0 | 0 | 0 | 0 | 0 | 0 | 0 | 0 | 0 | 0 | 0 | 0 | 0
F3_Commercial_Miscellaneous_New_Cooling_Electric_Geothermal Heat Pump_E9 | F3 | Commercial | Miscellaneous | New | Cooling | Electric | Geothermal Heat Pump | E9 | PACT BC Ratio | 0 | 0 | 0 | 0 | 0 | 0 | 0 | 0 | 0 | 0 | 0 | 0 | 0 | 0 | 0 | 0 | 0 | 0 | 0 | 0 | 0 | 0 | 0 | 0 | 0 | 0 | 0 | 0 | 0 | 0
F3_Commercial_Miscellaneous_New_Cooling_Electric_Geothermal Heat Pump_E10 | F3 | Commercial | Miscellaneous | New | Cooling | Electric | Geothermal Heat Pump | E10 | PACT BC Ratio | 0 | 0 | 0 | 0 | 0 | 0 | 0 | 0 | 0 | 0 | 0 | 0 | 0 | 0 | 0 | 0 | 0 | 0 | 0 | 0 | 0 | 0 | 0 | 0 | 0 | 0 | 0 | 0 | 0 | 0
F4_Commercial_Miscellaneous_New_Cooling_Electric_Geothermal Heat Pump_E1 | F4 | Commercial | Miscellaneous | New | Cooling | Electric | Geothermal Heat Pump | E1 | RVT BC Ratio | 0 | 0 | 0 | 0 | 0 | 0 | 0 | 0 | 0 | 0 | 0 | 0 | 0 | 0 | 0 | 0 | 0 | 0 | 0 | 0 | 0 | 0 | 0 | 0 | 0 | 0 | 0 | 0 | 0 | 0
F4_Commercial_Miscellaneous_New_Cooling_Electric_Geothermal Heat Pump_E2 | F4 | Commercial | Miscellaneous | New | Cooling | Electric | Geothermal Heat Pump | E2 | RVT BC Ratio | 0 | 0 | 0 | 0 | 0 | 0 | 0 | 0 | 0 | 0 | 0 | 0 | 0 | 0 | 0 | 0 | 0 | 0 | 0 | 0 | 0 | 0 | 0 | 0 | 0 | 0 | 0 | 0 | 0 | 0
F4_Commercial_Miscellaneous_New_Cooling_Electric_Geothermal Heat Pump_E3 | F4 | Commercial | Miscellaneous | New | Cooling | Electric | Geothermal Heat Pump | E3 | RVT BC Ratio | 0 | 0 | 0 | 0 | 0 | 0 | 0 | 0 | 0 | 0 | 0 | 0 | 0 | 0 | 0 | 0 | 0 | 0 | 0 | 0 | 0 | 0 | 0 | 0 | 0 | 0 | 0 | 0 | 0 | 0
F4_Commercial_Miscellaneous_New_Cooling_Electric_Geothermal Heat Pump_E4 | F4 | Commercial | Miscellaneous | New | Cooling | Electric | Geothermal Heat Pump | E4 | RVT BC Ratio | 0 | 0 | 0 | 0 | 0 | 0 | 0 | 0 | 0 | 0 | 0 | 0 | 0 | 0 | 0 | 0 | 0 | 0 | 0 | 0 | 0 | 0 | 0 | 0 | 0 | 0 | 0 | 0 | 0 | 0
F4_Commercial_Miscellaneous_New_Cooling_Electric_Geothermal Heat Pump_E5 | F4 | Commercial | Miscellaneous | New | Cooling | Electric | Geothermal Heat Pump | E5 | RVT BC Ratio | 0 | 0 | 0 | 0 | 0 | 0 | 0 | 0 | 0 | 0 | 0 | 0 | 0 | 0 | 0 | 0 | 0 | 0 | 0 | 0 | 0 | 0 | 0 | 0 | 0 | 0 | 0 | 0 | 0 | 0
F4_Commercial_Miscellaneous_New_Cooling_Electric_Geothermal Heat Pump_E6 | F4 | Commercial | Miscellaneous | New | Cooling | Electric | Geothermal Heat Pump | E6 | RVT BC Ratio | 0 | 0 | 0 | 0 | 0 | 0 | 0 | 0 | 0 | 0 | 0 | 0 | 0 | 0 | 0 | 0 | 0 | 0 | 0 | 0 | 0 | 0 | 0 | 0 | 0 | 0 | 0 | 0 | 0 | 0
F4_Commercial_Miscellaneous_New_Cooling_Electric_Geothermal Heat Pump_E7 | F4 | Commercial | Miscellaneous | New | Cooling | Electric | Geothermal Heat Pump | E7 | RVT BC Ratio | 0 | 0 | 0 | 0 | 0 | 0 | 0 | 0 | 0 | 0 | 0 | 0 | 0 | 0 | 0 | 0 | 0 | 0 | 0 | 0 | 0 | 0 | 0 | 0 | 0 | 0 | 0 | 0 | 0 | 0
F4_Commercial_Miscellaneous_New_Cooling_Electric_Geothermal Heat Pump_E8 | F4 | Commercial | Miscellaneous | New | Cooling | Electric | Geothermal Heat Pump | E8 | RVT BC Ratio | 0 | 0 | 0 | 0 | 0 | 0 | 0 | 0 | 0 | 0 | 0 | 0 | 0 | 0 | 0 | 0 | 0 | 0 | 0 | 0 | 0 | 0 | 0 | 0 | 0 | 0 | 0 | 0 | 0 | 0
F4_Commercial_Miscellaneous_New_Cooling_Electric_Geothermal Heat Pump_E9 | F4 | Commercial | Miscellaneous | New | Cooling | Electric | Geothermal Heat Pump | E9 | RVT BC Ratio | 0 | 0 | 0 | 0 | 0 | 0 | 0 | 0 | 0 | 0 | 0 | 0 | 0 | 0 | 0 | 0 | 0 | 0 | 0 | 0 | 0 | 0 | 0 | 0 | 0 | 0 | 0 | 0 | 0 | 0
F4_Commercial_Miscellaneous_New_Cooling_Electric_Geothermal Heat Pump_E10 | F4 | Commercial | Miscellaneous | New | Cooling | Electric | Geothermal Heat Pump | E10 | RVT BC Ratio | 0 | 0 | 0 | 0 | 0 | 0 | 0 | 0 | 0 | 0 | 0 | 0 | 0 | 0 | 0 | 0 | 0 | 0 | 0 | 0 | 0 | 0 | 0 | 0 | 0 | 0 | 0 | 0 | 0 | 0
F5_Commercial_Miscellaneous_New_Cooling_Electric_Geothermal Heat Pump_E1 | F5 | Commercial | Miscellaneous | New | Cooling | Electric | Geothermal Heat Pump | E1 | RIM BC Ratio | 0 | 0 | 0 | 0 | 0 | 0 | 0 | 0 | 0 | 0 | 0 | 0 | 0 | 0 | 0 | 0 | 0 | 0 | 0 | 0 | 0 | 0 | 0 | 0 | 0 | 0 | 0 | 0 | 0 | 0
F5_Commercial_Miscellaneous_New_Cooling_Electric_Geothermal Heat Pump_E2 | F5 | Commercial | Miscellaneous | New | Cooling | Electric | Geothermal Heat Pump | E2 | RIM BC Ratio | 0 | 0 | 0 | 0 | 0 | 0 | 0 | 0 | 0 | 0 | 0 | 0 | 0 | 0 | 0 | 0 | 0 | 0 | 0 | 0 | 0 | 0 | 0 | 0 | 0 | 0 | 0 | 0 | 0 | 0
F5_Commercial_Miscellaneous_New_Cooling_Electric_Geothermal Heat Pump_E3 | F5 | Commercial | Miscellaneous | New | Cooling | Electric | Geothermal Heat Pump | E3 | RIM BC Ratio | 0 | 0 | 0 | 0 | 0 | 0 | 0 | 0 | 0 | 0 | 0 | 0 | 0 | 0 | 0 | 0 | 0 | 0 | 0 | 0 | 0 | 0 | 0 | 0 | 0 | 0 | 0 | 0 | 0 | 0
F5_Commercial_Miscellaneous_New_Cooling_Electric_Geothermal Heat Pump_E4 | F5 | Commercial | Miscellaneous | New | Cooling | Electric | Geothermal Heat Pump | E4 | RIM BC Ratio | 0 | 0 | 0 | 0 | 0 | 0 | 0 | 0 | 0 | 0 | 0 | 0 | 0 | 0 | 0 | 0 | 0 | 0 | 0 | 0 | 0 | 0 | 0 | 0 | 0 | 0 | 0 | 0 | 0 | 0
F5_Commercial_Miscellaneous_New_Cooling_Electric_Geothermal Heat Pump_E5 | F5 | Commercial | Miscellaneous | New | Cooling | Electric | Geothermal Heat Pump | E5 | RIM BC Ratio | 0 | 0 | 0 | 0 | 0 | 0 | 0 | 0 | 0 | 0 | 0 | 0 | 0 | 0 | 0 | 0 | 0 | 0 | 0 | 0 | 0 | 0 | 0 | 0 | 0 | 0 | 0 | 0 | 0 | 0
F5_Commercial_Miscellaneous_New_Cooling_Electric_Geothermal Heat Pump_E6 | F5 | Commercial | Miscellaneous | New | Cooling | Electric | Geothermal Heat Pump | E6 | RIM BC Ratio | 0 | 0 | 0 | 0 | 0 | 0 | 0 | 0 | 0 | 0 | 0 | 0 | 0 | 0 | 0 | 0 | 0 | 0 | 0 | 0 | 0 | 0 | 0 | 0 | 0 | 0 | 0 | 0 | 0 | 0
F5_Commercial_Miscellaneous_New_Cooling_Electric_Geothermal Heat Pump_E7 | F5 | Commercial | Miscellaneous | New | Cooling | Electric | Geothermal Heat Pump | E7 | RIM BC Ratio | 0 | 0 | 0 | 0 | 0 | 0 | 0 | 0 | 0 | 0 | 0 | 0 | 0 | 0 | 0 | 0 | 0 | 0 | 0 | 0 | 0 | 0 | 0 | 0 | 0 | 0 | 0 | 0 | 0 | 0
F5_Commercial_Miscellaneous_New_Cooling_Electric_Geothermal Heat Pump_E8 | F5 | Commercial | Miscellaneous | New | Cooling | Electric | Geothermal Heat Pump | E8 | RIM BC Ratio | 0 | 0 | 0 | 0 | 0 | 0 | 0 | 0 | 0 | 0 | 0 | 0 | 0 | 0 | 0 | 0 | 0 | 0 | 0 | 0 | 0 | 0 | 0 | 0 | 0 | 0 | 0 | 0 | 0 | 0
F5_Commercial_Miscellaneous_New_Cooling_Electric_Geothermal Heat Pump_E9 | F5 | Commercial | Miscellaneous | New | Cooling | Electric | Geothermal Heat Pump | E9 | RIM BC Ratio | 0 | 0 | 0 | 0 | 0 | 0 | 0 | 0 | 0 | 0 | 0 | 0 | 0 | 0 | 0 | 0 | 0 | 0 | 0 | 0 | 0 | 0 | 0 | 0 | 0 | 0 | 0 | 0 | 0 | 0
F5_Commercial_Miscellaneous_New_Cooling_Electric_Geothermal Heat Pump_E10 | F5 | Commercial | Miscellaneous | New | Cooling | Electric | Geothermal Heat Pump | E10 | RIM BC Ratio | 0 | 0 | 0 | 0 | 0 | 0 | 0 | 0 | 0 | 0 | 0 | 0 | 0 | 0 | 0 | 0 | 0 | 0 | 0 | 0 | 0 | 0 | 0 | 0 | 0 | 0 | 0 | 0 | 0 | 0
F0_Commercial_Miscellaneous_New_Space Heating_Electric_Electric Furnace_E0 | F0 | Commercial | Miscellaneous | New | Space Heating | Electric | Electric Furnace | E0 | Economic Unit | 0 | 0 | 0 | 0 | 0 | 0 | 0 | 0 | 0 | 0 | 0 | 0 | 0 | 0 | 0 | 0 | 0 | 0 | 0 | 0 | 0 | 0 | 0 | 0 | 0 | 0 | 0 | 0 | 0 | 0
F1_Commercial_Miscellaneous_New_Space Heating_Electric_Electric Furnace_E1 | F1 | Commercial | Miscellaneous | New | Space Heating | Electric | Electric Furnace | E1 | CCE | 0 | 0 | 0 | 0 | 0 | 0 | 0 | 0 | 0 | 0 | 0 | 0 | 0 | 0 | 0 | 0 | 0 | 0 | 0 | 0 | 0 | 0 | 0 | 0 | 0 | 0 | 0 | 0 | 0 | 0
F1_Commercial_Miscellaneous_New_Space Heating_Electric_Electric Furnace_E2 | F1 | Commercial | Miscellaneous | New | Space Heating | Electric | Electric Furnace | E2 | CCE | 0 | 0 | 0 | 0 | 0 | 0 | 0 | 0 | 0 | 0 | 0 | 0 | 0 | 0 | 0 | 0 | 0 | 0 | 0 | 0 | 0 | 0 | 0 | 0 | 0 | 0 | 0 | 0 | 0 | 0
F1_Commercial_Miscellaneous_New_Space Heating_Electric_Electric Furnace_E3 | F1 | Commercial | Miscellaneous | New | Space Heating | Electric | Electric Furnace | E3 | CCE | 0 | 0 | 0 | 0 | 0 | 0 | 0 | 0 | 0 | 0 | 0 | 0 | 0 | 0 | 0 | 0 | 0 | 0 | 0 | 0 | 0 | 0 | 0 | 0 | 0 | 0 | 0 | 0 | 0 | 0
F1_Commercial_Miscellaneous_New_Space Heating_Electric_Electric Furnace_E4 | F1 | Commercial | Miscellaneous | New | Space Heating | Electric | Electric Furnace | E4 | CCE | 0 | 0 | 0 | 0 | 0 | 0 | 0 | 0 | 0 | 0 | 0 | 0 | 0 | 0 | 0 | 0 | 0 | 0 | 0 | 0 | 0 | 0 | 0 | 0 | 0 | 0 | 0 | 0 | 0 | 0
F1_Commercial_Miscellaneous_New_Space Heating_Electric_Electric Furnace_E5 | F1 | Commercial | Miscellaneous | New | Space Heating | Electric | Electric Furnace | E5 | CCE | 0 | 0 | 0 | 0 | 0 | 0 | 0 | 0 | 0 | 0 | 0 | 0 | 0 | 0 | 0 | 0 | 0 | 0 | 0 | 0 | 0 | 0 | 0 | 0 | 0 | 0 | 0 | 0 | 0 | 0
F1_Commercial_Miscellaneous_New_Space Heating_Electric_Electric Furnace_E6 | F1 | Commercial | Miscellaneous | New | Space Heating | Electric | Electric Furnace | E6 | CCE | 0 | 0 | 0 | 0 | 0 | 0 | 0 | 0 | 0 | 0 | 0 | 0 | 0 | 0 | 0 | 0 | 0 | 0 | 0 | 0 | 0 | 0 | 0 | 0 | 0 | 0 | 0 | 0 | 0 | 0
F1_Commercial_Miscellaneous_New_Space Heating_Electric_Electric Furnace_E7 | F1 | Commercial | Miscellaneous | New | Space Heating | Electric | Electric Furnace | E7 | CCE | 0 | 0 | 0 | 0 | 0 | 0 | 0 | 0 | 0 | 0 | 0 | 0 | 0 | 0 | 0 | 0 | 0 | 0 | 0 | 0 | 0 | 0 | 0 | 0 | 0 | 0 | 0 | 0 | 0 | 0
F1_Commercial_Miscellaneous_New_Space Heating_Electric_Electric Furnace_E8 | F1 | Commercial | Miscellaneous | New | Space Heating | Electric | Electric Furnace | E8 | CCE | 0 | 0 | 0 | 0 | 0 | 0 | 0 | 0 | 0 | 0 | 0 | 0 | 0 | 0 | 0 | 0 | 0 | 0 | 0 | 0 | 0 | 0 | 0 | 0 | 0 | 0 | 0 | 0 | 0 | 0
F1_Commercial_Miscellaneous_New_Space Heating_Electric_Electric Furnace_E9 | F1 | Commercial | Miscellaneous | New | Space Heating | Electric | Electric Furnace | E9 | CCE | 0 | 0 | 0 | 0 | 0 | 0 | 0 | 0 | 0 | 0 | 0 | 0 | 0 | 0 | 0 | 0 | 0 | 0 | 0 | 0 | 0 | 0 | 0 | 0 | 0 | 0 | 0 | 0 | 0 | 0
F1_Commercial_Miscellaneous_New_Space Heating_Electric_Electric Furnace_E10 | F1 | Commercial | Miscellaneous | New | Space Heating | Electric | Electric Furnace | E10 | CCE | 0 | 0 | 0 | 0 | 0 | 0 | 0 | 0 | 0 | 0 | 0 | 0 | 0 | 0 | 0 | 0 | 0 | 0 | 0 | 0 | 0 | 0 | 0 | 0 | 0 | 0 | 0 | 0 | 0 | 0
F2_Commercial_Miscellaneous_New_Space Heating_Electric_Electric Furnace_E1 | F2 | Commercial | Miscellaneous | New | Space Heating | Electric | Electric Furnace | E1 | TRC BC Ratio | 0 | 0 | 0 | 0 | 0 | 0 | 0 | 0 | 0 | 0 | 0 | 0 | 0 | 0 | 0 | 0 | 0 | 0 | 0 | 0 | 0 | 0 | 0 | 0 | 0 | 0 | 0 | 0 | 0 | 0
F2_Commercial_Miscellaneous_New_Space Heating_Electric_Electric Furnace_E2 | F2 | Commercial | Miscellaneous | New | Space Heating | Electric | Electric Furnace | E2 | TRC BC Ratio | 0 | 0 | 0 | 0 | 0 | 0 | 0 | 0 | 0 | 0 | 0 | 0 | 0 | 0 | 0 | 0 | 0 | 0 | 0 | 0 | 0 | 0 | 0 | 0 | 0 | 0 | 0 | 0 | 0 | 0
F2_Commercial_Miscellaneous_New_Space Heating_Electric_Electric Furnace_E3 | F2 | Commercial | Miscellaneous | New | Space Heating | Electric | Electric Furnace | E3 | TRC BC Ratio | 0 | 0 | 0 | 0 | 0 | 0 | 0 | 0 | 0 | 0 | 0 | 0 | 0 | 0 | 0 | 0 | 0 | 0 | 0 | 0 | 0 | 0 | 0 | 0 | 0 | 0 | 0 | 0 | 0 | 0
F2_Commercial_Miscellaneous_New_Space Heating_Electric_Electric Furnace_E4 | F2 | Commercial | Miscellaneous | New | Space Heating | Electric | Electric Furnace | E4 | TRC BC Ratio | 0 | 0 | 0 | 0 | 0 | 0 | 0 | 0 | 0 | 0 | 0 | 0 | 0 | 0 | 0 | 0 | 0 | 0 | 0 | 0 | 0 | 0 | 0 | 0 | 0 | 0 | 0 | 0 | 0 | 0
F2_Commercial_Miscellaneous_New_Space Heating_Electric_Electric Furnace_E5 | F2 | Commercial | Miscellaneous | New | Space Heating | Electric | Electric Furnace | E5 | TRC BC Ratio | 0 | 0 | 0 | 0 | 0 | 0 | 0 | 0 | 0 | 0 | 0 | 0 | 0 | 0 | 0 | 0 | 0 | 0 | 0 | 0 | 0 | 0 | 0 | 0 | 0 | 0 | 0 | 0 | 0 | 0
F2_Commercial_Miscellaneous_New_Space Heating_Electric_Electric Furnace_E6 | F2 | Commercial | Miscellaneous | New | Space Heating | Electric | Electric Furnace | E6 | TRC BC Ratio | 0 | 0 | 0 | 0 | 0 | 0 | 0 | 0 | 0 | 0 | 0 | 0 | 0 | 0 | 0 | 0 | 0 | 0 | 0 | 0 | 0 | 0 | 0 | 0 | 0 | 0 | 0 | 0 | 0 | 0
F2_Commercial_Miscellaneous_New_Space Heating_Electric_Electric Furnace_E7 | F2 | Commercial | Miscellaneous | New | Space Heating | Electric | Electric Furnace | E7 | TRC BC Ratio | 0 | 0 | 0 | 0 | 0 | 0 | 0 | 0 | 0 | 0 | 0 | 0 | 0 | 0 | 0 | 0 | 0 | 0 | 0 | 0 | 0 | 0 | 0 | 0 | 0 | 0 | 0 | 0 | 0 | 0
F2_Commercial_Miscellaneous_New_Space Heating_Electric_Electric Furnace_E8 | F2 | Commercial | Miscellaneous | New | Space Heating | Electric | Electric Furnace | E8 | TRC BC Ratio | 0 | 0 | 0 | 0 | 0 | 0 | 0 | 0 | 0 | 0 | 0 | 0 | 0 | 0 | 0 | 0 | 0 | 0 | 0 | 0 | 0 | 0 | 0 | 0 | 0 | 0 | 0 | 0 | 0 | 0
F2_Commercial_Miscellaneous_New_Space Heating_Electric_Electric Furnace_E9 | F2 | Commercial | Miscellaneous | New | Space Heating | Electric | Electric Furnace | E9 | TRC BC Ratio | 0 | 0 | 0 | 0 | 0 | 0 | 0 | 0 | 0 | 0 | 0 | 0 | 0 | 0 | 0 | 0 | 0 | 0 | 0 | 0 | 0 | 0 | 0 | 0 | 0 | 0 | 0 | 0 | 0 | 0
F2_Commercial_Miscellaneous_New_Space Heating_Electric_Electric Furnace_E10 | F2 | Commercial | Miscellaneous | New | Space Heating | Electric | Electric Furnace | E10 | TRC BC Ratio | 0 | 0 | 0 | 0 | 0 | 0 | 0 | 0 | 0 | 0 | 0 | 0 | 0 | 0 | 0 | 0 | 0 | 0 | 0 | 0 | 0 | 0 | 0 | 0 | 0 | 0 | 0 | 0 | 0 | 0
F3_Commercial_Miscellaneous_New_Space Heating_Electric_Electric Furnace_E1 | F3 | Commercial | Miscellaneous | New | Space Heating | Electric | Electric Furnace | E1 | PACT BC Ratio | 0 | 0 | 0 | 0 | 0 | 0 | 0 | 0 | 0 | 0 | 0 | 0 | 0 | 0 | 0 | 0 | 0 | 0 | 0 | 0 | 0 | 0 | 0 | 0 | 0 | 0 | 0 | 0 | 0 | 0
F3_Commercial_Miscellaneous_New_Space Heating_Electric_Electric Furnace_E2 | F3 | Commercial | Miscellaneous | New | Space Heating | Electric | Electric Furnace | E2 | PACT BC Ratio | 0 | 0 | 0 | 0 | 0 | 0 | 0 | 0 | 0 | 0 | 0 | 0 | 0 | 0 | 0 | 0 | 0 | 0 | 0 | 0 | 0 | 0 | 0 | 0 | 0 | 0 | 0 | 0 | 0 | 0
F3_Commercial_Miscellaneous_New_Space Heating_Electric_Electric Furnace_E3 | F3 | Commercial | Miscellaneous | New | Space Heating | Electric | Electric Furnace | E3 | PACT BC Ratio | 0 | 0 | 0 | 0 | 0 | 0 | 0 | 0 | 0 | 0 | 0 | 0 | 0 | 0 | 0 | 0 | 0 | 0 | 0 | 0 | 0 | 0 | 0 | 0 | 0 | 0 | 0 | 0 | 0 | 0
F3_Commercial_Miscellaneous_New_Space Heating_Electric_Electric Furnace_E4 | F3 | Commercial | Miscellaneous | New | Space Heating | Electric | Electric Furnace | E4 | PACT BC Ratio | 0 | 0 | 0 | 0 | 0 | 0 | 0 | 0 | 0 | 0 | 0 | 0 | 0 | 0 | 0 | 0 | 0 | 0 | 0 | 0 | 0 | 0 | 0 | 0 | 0 | 0 | 0 | 0 | 0 | 0
F3_Commercial_Miscellaneous_New_Space Heating_Electric_Electric Furnace_E5 | F3 | Commercial | Miscellaneous | New | Space Heating | Electric | Electric Furnace | E5 | PACT BC Ratio | 0 | 0 | 0 | 0 | 0 | 0 | 0 | 0 | 0 | 0 | 0 | 0 | 0 | 0 | 0 | 0 | 0 | 0 | 0 | 0 | 0 | 0 | 0 | 0 | 0 | 0 | 0 | 0 | 0 | 0
F3_Commercial_Miscellaneous_New_Space Heating_Electric_Electric Furnace_E6 | F3 | Commercial | Miscellaneous | New | Space Heating | Electric | Electric Furnace | E6 | PACT BC Ratio | 0 | 0 | 0 | 0 | 0 | 0 | 0 | 0 | 0 | 0 | 0 | 0 | 0 | 0 | 0 | 0 | 0 | 0 | 0 | 0 | 0 | 0 | 0 | 0 | 0 | 0 | 0 | 0 | 0 | 0
F3_Commercial_Miscellaneous_New_Space Heating_Electric_Electric Furnace_E7 | F3 | Commercial | Miscellaneous | New | Space Heating | Electric | Electric Furnace | E7 | PACT BC Ratio | 0 | 0 | 0 | 0 | 0 | 0 | 0 | 0 | 0 | 0 | 0 | 0 | 0 | 0 | 0 | 0 | 0 | 0 | 0 | 0 | 0 | 0 | 0 | 0 | 0 | 0 | 0 | 0 | 0 | 0
F3_Commercial_Miscellaneous_New_Space Heating_Electric_Electric Furnace_E8 | F3 | Commercial | Miscellaneous | New | Space Heating | Electric | Electric Furnace | E8 | PACT BC Ratio | 0 | 0 | 0 | 0 | 0 | 0 | 0 | 0 | 0 | 0 | 0 | 0 | 0 | 0 | 0 | 0 | 0 | 0 | 0 | 0 | 0 | 0 | 0 | 0 | 0 | 0 | 0 | 0 | 0 | 0
F3_Commercial_Miscellaneous_New_Space Heating_Electric_Electric Furnace_E9 | F3 | Commercial | Miscellaneous | New | Space Heating | Electric | Electric Furnace | E9 | PACT BC Ratio | 0 | 0 | 0 | 0 | 0 | 0 | 0 | 0 | 0 | 0 | 0 | 0 | 0 | 0 | 0 | 0 | 0 | 0 | 0 | 0 | 0 | 0 | 0 | 0 | 0 | 0 | 0 | 0 | 0 | 0
F3_Commercial_Miscellaneous_New_Space Heating_Electric_Electric Furnace_E10 | F3 | Commercial | Miscellaneous | New | Space Heating | Electric | Electric Furnace | E10 | PACT BC Ratio | 0 | 0 | 0 | 0 | 0 | 0 | 0 | 0 | 0 | 0 | 0 | 0 | 0 | 0 | 0 | 0 | 0 | 0 | 0 | 0 | 0 | 0 | 0 | 0 | 0 | 0 | 0 | 0 | 0 | 0
F4_Commercial_Miscellaneous_New_Space Heating_Electric_Electric Furnace_E1 | F4 | Commercial | Miscellaneous | New | Space Heating | Electric | Electric Furnace | E1 | RVT BC Ratio | 0 | 0 | 0 | 0 | 0 | 0 | 0 | 0 | 0 | 0 | 0 | 0 | 0 | 0 | 0 | 0 | 0 | 0 | 0 | 0 | 0 | 0 | 0 | 0 | 0 | 0 | 0 | 0 | 0 | 0
F4_Commercial_Miscellaneous_New_Space Heating_Electric_Electric Furnace_E2 | F4 | Commercial | Miscellaneous | New | Space Heating | Electric | Electric Furnace | E2 | RVT BC Ratio | 0 | 0 | 0 | 0 | 0 | 0 | 0 | 0 | 0 | 0 | 0 | 0 | 0 | 0 | 0 | 0 | 0 | 0 | 0 | 0 | 0 | 0 | 0 | 0 | 0 | 0 | 0 | 0 | 0 | 0
F4_Commercial_Miscellaneous_New_Space Heating_Electric_Electric Furnace_E3 | F4 | Commercial | Miscellaneous | New | Space Heating | Electric | Electric Furnace | E3 | RVT BC Ratio | 0 | 0 | 0 | 0 | 0 | 0 | 0 | 0 | 0 | 0 | 0 | 0 | 0 | 0 | 0 | 0 | 0 | 0 | 0 | 0 | 0 | 0 | 0 | 0 | 0 | 0 | 0 | 0 | 0 | 0
F4_Commercial_Miscellaneous_New_Space Heating_Electric_Electric Furnace_E4 | F4 | Commercial | Miscellaneous | New | Space Heating | Electric | Electric Furnace | E4 | RVT BC Ratio | 0 | 0 | 0 | 0 | 0 | 0 | 0 | 0 | 0 | 0 | 0 | 0 | 0 | 0 | 0 | 0 | 0 | 0 | 0 | 0 | 0 | 0 | 0 | 0 | 0 | 0 | 0 | 0 | 0 | 0
F4_Commercial_Miscellaneous_New_Space Heating_Electric_Electric Furnace_E5 | F4 | Commercial | Miscellaneous | New | Space Heating | Electric | Electric Furnace | E5 | RVT BC Ratio | 0 | 0 | 0 | 0 | 0 | 0 | 0 | 0 | 0 | 0 | 0 | 0 | 0 | 0 | 0 | 0 | 0 | 0 | 0 | 0 | 0 | 0 | 0 | 0 | 0 | 0 | 0 | 0 | 0 | 0
F4_Commercial_Miscellaneous_New_Space Heating_Electric_Electric Furnace_E6 | F4 | Commercial | Miscellaneous | New | Space Heating | Electric | Electric Furnace | E6 | RVT BC Ratio | 0 | 0 | 0 | 0 | 0 | 0 | 0 | 0 | 0 | 0 | 0 | 0 | 0 | 0 | 0 | 0 | 0 | 0 | 0 | 0 | 0 | 0 | 0 | 0 | 0 | 0 | 0 | 0 | 0 | 0
F4_Commercial_Miscellaneous_New_Space Heating_Electric_Electric Furnace_E7 | F4 | Commercial | Miscellaneous | New | Space Heating | Electric | Electric Furnace | E7 | RVT BC Ratio | 0 | 0 | 0 | 0 | 0 | 0 | 0 | 0 | 0 | 0 | 0 | 0 | 0 | 0 | 0 | 0 | 0 | 0 | 0 | 0 | 0 | 0 | 0 | 0 | 0 | 0 | 0 | 0 | 0 | 0
F4_Commercial_Miscellaneous_New_Space Heating_Electric_Electric Furnace_E8 | F4 | Commercial | Miscellaneous | New | Space Heating | Electric | Electric Furnace | E8 | RVT BC Ratio | 0 | 0 | 0 | 0 | 0 | 0 | 0 | 0 | 0 | 0 | 0 | 0 | 0 | 0 | 0 | 0 | 0 | 0 | 0 | 0 | 0 | 0 | 0 | 0 | 0 | 0 | 0 | 0 | 0 | 0
F4_Commercial_Miscellaneous_New_Space Heating_Electric_Electric Furnace_E9 | F4 | Commercial | Miscellaneous | New | Space Heating | Electric | Electric Furnace | E9 | RVT BC Ratio | 0 | 0 | 0 | 0 | 0 | 0 | 0 | 0 | 0 | 0 | 0 | 0 | 0 | 0 | 0 | 0 | 0 | 0 | 0 | 0 | 0 | 0 | 0 | 0 | 0 | 0 | 0 | 0 | 0 | 0
F4_Commercial_Miscellaneous_New_Space Heating_Electric_Electric Furnace_E10 | F4 | Commercial | Miscellaneous | New | Space Heating | Electric | Electric Furnace | E10 | RVT BC Ratio | 0 | 0 | 0 | 0 | 0 | 0 | 0 | 0 | 0 | 0 | 0 | 0 | 0 | 0 | 0 | 0 | 0 | 0 | 0 | 0 | 0 | 0 | 0 | 0 | 0 | 0 | 0 | 0 | 0 | 0
F5_Commercial_Miscellaneous_New_Space Heating_Electric_Electric Furnace_E1 | F5 | Commercial | Miscellaneous | New | Space Heating | Electric | Electric Furnace | E1 | RIM BC Ratio | 0 | 0 | 0 | 0 | 0 | 0 | 0 | 0 | 0 | 0 | 0 | 0 | 0 | 0 | 0 | 0 | 0 | 0 | 0 | 0 | 0 | 0 | 0 | 0 | 0 | 0 | 0 | 0 | 0 | 0
F5_Commercial_Miscellaneous_New_Space Heating_Electric_Electric Furnace_E2 | F5 | Commercial | Miscellaneous | New | Space Heating | Electric | Electric Furnace | E2 | RIM BC Ratio | 0 | 0 | 0 | 0 | 0 | 0 | 0 | 0 | 0 | 0 | 0 | 0 | 0 | 0 | 0 | 0 | 0 | 0 | 0 | 0 | 0 | 0 | 0 | 0 | 0 | 0 | 0 | 0 | 0 | 0
F5_Commercial_Miscellaneous_New_Space Heating_Electric_Electric Furnace_E3 | F5 | Commercial | Miscellaneous | New | Space Heating | Electric | Electric Furnace | E3 | RIM BC Ratio | 0 | 0 | 0 | 0 | 0 | 0 | 0 | 0 | 0 | 0 | 0 | 0 | 0 | 0 | 0 | 0 | 0 | 0 | 0 | 0 | 0 | 0 | 0 | 0 | 0 | 0 | 0 | 0 | 0 | 0
F5_Commercial_Miscellaneous_New_Space Heating_Electric_Electric Furnace_E4 | F5 | Commercial | Miscellaneous | New | Space Heating | Electric | Electric Furnace | E4 | RIM BC Ratio | 0 | 0 | 0 | 0 | 0 | 0 | 0 | 0 | 0 | 0 | 0 | 0 | 0 | 0 | 0 | 0 | 0 | 0 | 0 | 0 | 0 | 0 | 0 | 0 | 0 | 0 | 0 | 0 | 0 | 0
F5_Commercial_Miscellaneous_New_Space Heating_Electric_Electric Furnace_E5 | F5 | Commercial | Miscellaneous | New | Space Heating | Electric | Electric Furnace | E5 | RIM BC Ratio | 0 | 0 | 0 | 0 | 0 | 0 | 0 | 0 | 0 | 0 | 0 | 0 | 0 | 0 | 0 | 0 | 0 | 0 | 0 | 0 | 0 | 0 | 0 | 0 | 0 | 0 | 0 | 0 | 0 | 0
F5_Commercial_Miscellaneous_New_Space Heating_Electric_Electric Furnace_E6 | F5 | Commercial | Miscellaneous | New | Space Heating | Electric | Electric Furnace | E6 | RIM BC Ratio | 0 | 0 | 0 | 0 | 0 | 0 | 0 | 0 | 0 | 0 | 0 | 0 | 0 | 0 | 0 | 0 | 0 | 0 | 0 | 0 | 0 | 0 | 0 | 0 | 0 | 0 | 0 | 0 | 0 | 0
F5_Commercial_Miscellaneous_New_Space Heating_Electric_Electric Furnace_E7 | F5 | Commercial | Miscellaneous | New | Space Heating | Electric | Electric Furnace | E7 | RIM BC Ratio | 0 | 0 | 0 | 0 | 0 | 0 | 0 | 0 | 0 | 0 | 0 | 0 | 0 | 0 | 0 | 0 | 0 | 0 | 0 | 0 | 0 | 0 | 0 | 0 | 0 | 0 | 0 | 0 | 0 | 0
F5_Commercial_Miscellaneous_New_Space Heating_Electric_Electric Furnace_E8 | F5 | Commercial | Miscellaneous | New | Space Heating | Electric | Electric Furnace | E8 | RIM BC Ratio | 0 | 0 | 0 | 0 | 0 | 0 | 0 | 0 | 0 | 0 | 0 | 0 | 0 | 0 | 0 | 0 | 0 | 0 | 0 | 0 | 0 | 0 | 0 | 0 | 0 | 0 | 0 | 0 | 0 | 0
F5_Commercial_Miscellaneous_New_Space Heating_Electric_Electric Furnace_E9 | F5 | Commercial | Miscellaneous | New | Space Heating | Electric | Electric Furnace | E9 | RIM BC Ratio | 0 | 0 | 0 | 0 | 0 | 0 | 0 | 0 | 0 | 0 | 0 | 0 | 0 | 0 | 0 | 0 | 0 | 0 | 0 | 0 | 0 | 0 | 0 | 0 | 0 | 0 | 0 | 0 | 0 | 0
F5_Commercial_Miscellaneous_New_Space Heating_Electric_Electric Furnace_E10 | F5 | Commercial | Miscellaneous | New | Space Heating | Electric | Electric Furnace | E10 | RIM BC Ratio | 0 | 0 | 0 | 0 | 0 | 0 | 0 | 0 | 0 | 0 | 0 | 0 | 0 | 0 | 0 | 0 | 0 | 0 | 0 | 0 | 0 | 0 | 0 | 0 | 0 | 0 | 0 | 0 | 0 | 0
F0_Commercial_Miscellaneous_New_Space Heating_Electric_Electric Room Heat_E0 | F0 | Commercial | Miscellaneous | New | Space Heating | Electric | Electric Room Heat | E0 | Economic Unit | 0 | 0 | 0 | 0 | 0 | 0 | 0 | 0 | 0 | 0 | 0 | 0 | 0 | 0 | 0 | 0 | 0 | 0 | 0 | 0 | 0 | 0 | 0 | 0 | 0 | 0 | 0 | 0 | 0 | 0
F1_Commercial_Miscellaneous_New_Space Heating_Electric_Electric Room Heat_E1 | F1 | Commercial | Miscellaneous | New | Space Heating | Electric | Electric Room Heat | E1 | CCE | 0 | 0 | 0 | 0 | 0 | 0 | 0 | 0 | 0 | 0 | 0 | 0 | 0 | 0 | 0 | 0 | 0 | 0 | 0 | 0 | 0 | 0 | 0 | 0 | 0 | 0 | 0 | 0 | 0 | 0
F1_Commercial_Miscellaneous_New_Space Heating_Electric_Electric Room Heat_E2 | F1 | Commercial | Miscellaneous | New | Space Heating | Electric | Electric Room Heat | E2 | CCE | 0 | 0 | 0 | 0 | 0 | 0 | 0 | 0 | 0 | 0 | 0 | 0 | 0 | 0 | 0 | 0 | 0 | 0 | 0 | 0 | 0 | 0 | 0 | 0 | 0 | 0 | 0 | 0 | 0 | 0
F1_Commercial_Miscellaneous_New_Space Heating_Electric_Electric Room Heat_E3 | F1 | Commercial | Miscellaneous | New | Space Heating | Electric | Electric Room Heat | E3 | CCE | 0 | 0 | 0 | 0 | 0 | 0 | 0 | 0 | 0 | 0 | 0 | 0 | 0 | 0 | 0 | 0 | 0 | 0 | 0 | 0 | 0 | 0 | 0 | 0 | 0 | 0 | 0 | 0 | 0 | 0
F1_Commercial_Miscellaneous_New_Space Heating_Electric_Electric Room Heat_E4 | F1 | Commercial | Miscellaneous | New | Space Heating | Electric | Electric Room Heat | E4 | CCE | 0 | 0 | 0 | 0 | 0 | 0 | 0 | 0 | 0 | 0 | 0 | 0 | 0 | 0 | 0 | 0 | 0 | 0 | 0 | 0 | 0 | 0 | 0 | 0 | 0 | 0 | 0 | 0 | 0 | 0
F1_Commercial_Miscellaneous_New_Space Heating_Electric_Electric Room Heat_E5 | F1 | Commercial | Miscellaneous | New | Space Heating | Electric | Electric Room Heat | E5 | CCE | 0 | 0 | 0 | 0 | 0 | 0 | 0 | 0 | 0 | 0 | 0 | 0 | 0 | 0 | 0 | 0 | 0 | 0 | 0 | 0 | 0 | 0 | 0 | 0 | 0 | 0 | 0 | 0 | 0 | 0
F1_Commercial_Miscellaneous_New_Space Heating_Electric_Electric Room Heat_E6 | F1 | Commercial | Miscellaneous | New | Space Heating | Electric | Electric Room Heat | E6 | CCE | 0 | 0 | 0 | 0 | 0 | 0 | 0 | 0 | 0 | 0 | 0 | 0 | 0 | 0 | 0 | 0 | 0 | 0 | 0 | 0 | 0 | 0 | 0 | 0 | 0 | 0 | 0 | 0 | 0 | 0
F1_Commercial_Miscellaneous_New_Space Heating_Electric_Electric Room Heat_E7 | F1 | Commercial | Miscellaneous | New | Space Heating | Electric | Electric Room Heat | E7 | CCE | 0 | 0 | 0 | 0 | 0 | 0 | 0 | 0 | 0 | 0 | 0 | 0 | 0 | 0 | 0 | 0 | 0 | 0 | 0 | 0 | 0 | 0 | 0 | 0 | 0 | 0 | 0 | 0 | 0 | 0
F1_Commercial_Miscellaneous_New_Space Heating_Electric_Electric Room Heat_E8 | F1 | Commercial | Miscellaneous | New | Space Heating | Electric | Electric Room Heat | E8 | CCE | 0 | 0 | 0 | 0 | 0 | 0 | 0 | 0 | 0 | 0 | 0 | 0 | 0 | 0 | 0 | 0 | 0 | 0 | 0 | 0 | 0 | 0 | 0 | 0 | 0 | 0 | 0 | 0 | 0 | 0
F1_Commercial_Miscellaneous_New_Space Heating_Electric_Electric Room Heat_E9 | F1 | Commercial | Miscellaneous | New | Space Heating | Electric | Electric Room Heat | E9 | CCE | 0 | 0 | 0 | 0 | 0 | 0 | 0 | 0 | 0 | 0 | 0 | 0 | 0 | 0 | 0 | 0 | 0 | 0 | 0 | 0 | 0 | 0 | 0 | 0 | 0 | 0 | 0 | 0 | 0 | 0
F1_Commercial_Miscellaneous_New_Space Heating_Electric_Electric Room Heat_E10 | F1 | Commercial | Miscellaneous | New | Space Heating | Electric | Electric Room Heat | E10 | CCE | 0 | 0 | 0 | 0 | 0 | 0 | 0 | 0 | 0 | 0 | 0 | 0 | 0 | 0 | 0 | 0 | 0 | 0 | 0 | 0 | 0 | 0 | 0 | 0 | 0 | 0 | 0 | 0 | 0 | 0
F2_Commercial_Miscellaneous_New_Space Heating_Electric_Electric Room Heat_E1 | F2 | Commercial | Miscellaneous | New | Space Heating | Electric | Electric Room Heat | E1 | TRC BC Ratio | 0 | 0 | 0 | 0 | 0 | 0 | 0 | 0 | 0 | 0 | 0 | 0 | 0 | 0 | 0 | 0 | 0 | 0 | 0 | 0 | 0 | 0 | 0 | 0 | 0 | 0 | 0 | 0 | 0 | 0
F2_Commercial_Miscellaneous_New_Space Heating_Electric_Electric Room Heat_E2 | F2 | Commercial | Miscellaneous | New | Space Heating | Electric | Electric Room Heat | E2 | TRC BC Ratio | 0 | 0 | 0 | 0 | 0 | 0 | 0 | 0 | 0 | 0 | 0 | 0 | 0 | 0 | 0 | 0 | 0 | 0 | 0 | 0 | 0 | 0 | 0 | 0 | 0 | 0 | 0 | 0 | 0 | 0
F2_Commercial_Miscellaneous_New_Space Heating_Electric_Electric Room Heat_E3 | F2 | Commercial | Miscellaneous | New | Space Heating | Electric | Electric Room Heat | E3 | TRC BC Ratio | 0 | 0 | 0 | 0 | 0 | 0 | 0 | 0 | 0 | 0 | 0 | 0 | 0 | 0 | 0 | 0 | 0 | 0 | 0 | 0 | 0 | 0 | 0 | 0 | 0 | 0 | 0 | 0 | 0 | 0
F2_Commercial_Miscellaneous_New_Space Heating_Electric_Electric Room Heat_E4 | F2 | Commercial | Miscellaneous | New | Space Heating | Electric | Electric Room Heat | E4 | TRC BC Ratio | 0 | 0 | 0 | 0 | 0 | 0 | 0 | 0 | 0 | 0 | 0 | 0 | 0 | 0 | 0 | 0 | 0 | 0 | 0 | 0 | 0 | 0 | 0 | 0 | 0 | 0 | 0 | 0 | 0 | 0
F2_Commercial_Miscellaneous_New_Space Heating_Electric_Electric Room Heat_E5 | F2 | Commercial | Miscellaneous | New | Space Heating | Electric | Electric Room Heat | E5 | TRC BC Ratio | 0 | 0 | 0 | 0 | 0 | 0 | 0 | 0 | 0 | 0 | 0 | 0 | 0 | 0 | 0 | 0 | 0 | 0 | 0 | 0 | 0 | 0 | 0 | 0 | 0 | 0 | 0 | 0 | 0 | 0
F2_Commercial_Miscellaneous_New_Space Heating_Electric_Electric Room Heat_E6 | F2 | Commercial | Miscellaneous | New | Space Heating | Electric | Electric Room Heat | E6 | TRC BC Ratio | 0 | 0 | 0 | 0 | 0 | 0 | 0 | 0 | 0 | 0 | 0 | 0 | 0 | 0 | 0 | 0 | 0 | 0 | 0 | 0 | 0 | 0 | 0 | 0 | 0 | 0 | 0 | 0 | 0 | 0
F2_Commercial_Miscellaneous_New_Space Heating_Electric_Electric Room Heat_E7 | F2 | Commercial | Miscellaneous | New | Space Heating | Electric | Electric Room Heat | E7 | TRC BC Ratio | 0 | 0 | 0 | 0 | 0 | 0 | 0 | 0 | 0 | 0 | 0 | 0 | 0 | 0 | 0 | 0 | 0 | 0 | 0 | 0 | 0 | 0 | 0 | 0 | 0 | 0 | 0 | 0 | 0 | 0
F2_Commercial_Miscellaneous_New_Space Heating_Electric_Electric Room Heat_E8 | F2 | Commercial | Miscellaneous | New | Space Heating | Electric | Electric Room Heat | E8 | TRC BC Ratio | 0 | 0 | 0 | 0 | 0 | 0 | 0 | 0 | 0 | 0 | 0 | 0 | 0 | 0 | 0 | 0 | 0 | 0 | 0 | 0 | 0 | 0 | 0 | 0 | 0 | 0 | 0 | 0 | 0 | 0
F2_Commercial_Miscellaneous_New_Space Heating_Electric_Electric Room Heat_E9 | F2 | Commercial | Miscellaneous | New | Space Heating | Electric | Electric Room Heat | E9 | TRC BC Ratio | 0 | 0 | 0 | 0 | 0 | 0 | 0 | 0 | 0 | 0 | 0 | 0 | 0 | 0 | 0 | 0 | 0 | 0 | 0 | 0 | 0 | 0 | 0 | 0 | 0 | 0 | 0 | 0 | 0 | 0
F2_Commercial_Miscellaneous_New_Space Heating_Electric_Electric Room Heat_E10 | F2 | Commercial | Miscellaneous | New | Space Heating | Electric | Electric Room Heat | E10 | TRC BC Ratio | 0 | 0 | 0 | 0 | 0 | 0 | 0 | 0 | 0 | 0 | 0 | 0 | 0 | 0 | 0 | 0 | 0 | 0 | 0 | 0 | 0 | 0 | 0 | 0 | 0 | 0 | 0 | 0 | 0 | 0
F3_Commercial_Miscellaneous_New_Space Heating_Electric_Electric Room Heat_E1 | F3 | Commercial | Miscellaneous | New | Space Heating | Electric | Electric Room Heat | E1 | PACT BC Ratio | 0 | 0 | 0 | 0 | 0 | 0 | 0 | 0 | 0 | 0 | 0 | 0 | 0 | 0 | 0 | 0 | 0 | 0 | 0 | 0 | 0 | 0 | 0 | 0 | 0 | 0 | 0 | 0 | 0 | 0
F3_Commercial_Miscellaneous_New_Space Heating_Electric_Electric Room Heat_E2 | F3 | Commercial | Miscellaneous | New | Space Heating | Electric | Electric Room Heat | E2 | PACT BC Ratio | 0 | 0 | 0 | 0 | 0 | 0 | 0 | 0 | 0 | 0 | 0 | 0 | 0 | 0 | 0 | 0 | 0 | 0 | 0 | 0 | 0 | 0 | 0 | 0 | 0 | 0 | 0 | 0 | 0 | 0
F3_Commercial_Miscellaneous_New_Space Heating_Electric_Electric Room Heat_E3 | F3 | Commercial | Miscellaneous | New | Space Heating | Electric | Electric Room Heat | E3 | PACT BC Ratio | 0 | 0 | 0 | 0 | 0 | 0 | 0 | 0 | 0 | 0 | 0 | 0 | 0 | 0 | 0 | 0 | 0 | 0 | 0 | 0 | 0 | 0 | 0 | 0 | 0 | 0 | 0 | 0 | 0 | 0
F3_Commercial_Miscellaneous_New_Space Heating_Electric_Electric Room Heat_E4 | F3 | Commercial | Miscellaneous | New | Space Heating | Electric | Electric Room Heat | E4 | PACT BC Ratio | 0 | 0 | 0 | 0 | 0 | 0 | 0 | 0 | 0 | 0 | 0 | 0 | 0 | 0 | 0 | 0 | 0 | 0 | 0 | 0 | 0 | 0 | 0 | 0 | 0 | 0 | 0 | 0 | 0 | 0
F3_Commercial_Miscellaneous_New_Space Heating_Electric_Electric Room Heat_E5 | F3 | Commercial | Miscellaneous | New | Space Heating | Electric | Electric Room Heat | E5 | PACT BC Ratio | 0 | 0 | 0 | 0 | 0 | 0 | 0 | 0 | 0 | 0 | 0 | 0 | 0 | 0 | 0 | 0 | 0 | 0 | 0 | 0 | 0 | 0 | 0 | 0 | 0 | 0 | 0 | 0 | 0 | 0
F3_Commercial_Miscellaneous_New_Space Heating_Electric_Electric Room Heat_E6 | F3 | Commercial | Miscellaneous | New | Space Heating | Electric | Electric Room Heat | E6 | PACT BC Ratio | 0 | 0 | 0 | 0 | 0 | 0 | 0 | 0 | 0 | 0 | 0 | 0 | 0 | 0 | 0 | 0 | 0 | 0 | 0 | 0 | 0 | 0 | 0 | 0 | 0 | 0 | 0 | 0 | 0 | 0
F3_Commercial_Miscellaneous_New_Space Heating_Electric_Electric Room Heat_E7 | F3 | Commercial | Miscellaneous | New | Space Heating | Electric | Electric Room Heat | E7 | PACT BC Ratio | 0 | 0 | 0 | 0 | 0 | 0 | 0 | 0 | 0 | 0 | 0 | 0 | 0 | 0 | 0 | 0 | 0 | 0 | 0 | 0 | 0 | 0 | 0 | 0 | 0 | 0 | 0 | 0 | 0 | 0
F3_Commercial_Miscellaneous_New_Space Heating_Electric_Electric Room Heat_E8 | F3 | Commercial | Miscellaneous | New | Space Heating | Electric | Electric Room Heat | E8 | PACT BC Ratio | 0 | 0 | 0 | 0 | 0 | 0 | 0 | 0 | 0 | 0 | 0 | 0 | 0 | 0 | 0 | 0 | 0 | 0 | 0 | 0 | 0 | 0 | 0 | 0 | 0 | 0 | 0 | 0 | 0 | 0
F3_Commercial_Miscellaneous_New_Space Heating_Electric_Electric Room Heat_E9 | F3 | Commercial | Miscellaneous | New | Space Heating | Electric | Electric Room Heat | E9 | PACT BC Ratio | 0 | 0 | 0 | 0 | 0 | 0 | 0 | 0 | 0 | 0 | 0 | 0 | 0 | 0 | 0 | 0 | 0 | 0 | 0 | 0 | 0 | 0 | 0 | 0 | 0 | 0 | 0 | 0 | 0 | 0
F3_Commercial_Miscellaneous_New_Space Heating_Electric_Electric Room Heat_E10 | F3 | Commercial | Miscellaneous | New | Space Heating | Electric | Electric Room Heat | E10 | PACT BC Ratio | 0 | 0 | 0 | 0 | 0 | 0 | 0 | 0 | 0 | 0 | 0 | 0 | 0 | 0 | 0 | 0 | 0 | 0 | 0 | 0 | 0 | 0 | 0 | 0 | 0 | 0 | 0 | 0 | 0 | 0
F4_Commercial_Miscellaneous_New_Space Heating_Electric_Electric Room Heat_E1 | F4 | Commercial | Miscellaneous | New | Space Heating | Electric | Electric Room Heat | E1 | RVT BC Ratio | 0 | 0 | 0 | 0 | 0 | 0 | 0 | 0 | 0 | 0 | 0 | 0 | 0 | 0 | 0 | 0 | 0 | 0 | 0 | 0 | 0 | 0 | 0 | 0 | 0 | 0 | 0 | 0 | 0 | 0
F4_Commercial_Miscellaneous_New_Space Heating_Electric_Electric Room Heat_E2 | F4 | Commercial | Miscellaneous | New | Space Heating | Electric | Electric Room Heat | E2 | RVT BC Ratio | 0 | 0 | 0 | 0 | 0 | 0 | 0 | 0 | 0 | 0 | 0 | 0 | 0 | 0 | 0 | 0 | 0 | 0 | 0 | 0 | 0 | 0 | 0 | 0 | 0 | 0 | 0 | 0 | 0 | 0
F4_Commercial_Miscellaneous_New_Space Heating_Electric_Electric Room Heat_E3 | F4 | Commercial | Miscellaneous | New | Space Heating | Electric | Electric Room Heat | E3 | RVT BC Ratio | 0 | 0 | 0 | 0 | 0 | 0 | 0 | 0 | 0 | 0 | 0 | 0 | 0 | 0 | 0 | 0 | 0 | 0 | 0 | 0 | 0 | 0 | 0 | 0 | 0 | 0 | 0 | 0 | 0 | 0
F4_Commercial_Miscellaneous_New_Space Heating_Electric_Electric Room Heat_E4 | F4 | Commercial | Miscellaneous | New | Space Heating | Electric | Electric Room Heat | E4 | RVT BC Ratio | 0 | 0 | 0 | 0 | 0 | 0 | 0 | 0 | 0 | 0 | 0 | 0 | 0 | 0 | 0 | 0 | 0 | 0 | 0 | 0 | 0 | 0 | 0 | 0 | 0 | 0 | 0 | 0 | 0 | 0
F4_Commercial_Miscellaneous_New_Space Heating_Electric_Electric Room Heat_E5 | F4 | Commercial | Miscellaneous | New | Space Heating | Electric | Electric Room Heat | E5 | RVT BC Ratio | 0 | 0 | 0 | 0 | 0 | 0 | 0 | 0 | 0 | 0 | 0 | 0 | 0 | 0 | 0 | 0 | 0 | 0 | 0 | 0 | 0 | 0 | 0 | 0 | 0 | 0 | 0 | 0 | 0 | 0
F4_Commercial_Miscellaneous_New_Space Heating_Electric_Electric Room Heat_E6 | F4 | Commercial | Miscellaneous | New | Space Heating | Electric | Electric Room Heat | E6 | RVT BC Ratio | 0 | 0 | 0 | 0 | 0 | 0 | 0 | 0 | 0 | 0 | 0 | 0 | 0 | 0 | 0 | 0 | 0 | 0 | 0 | 0 | 0 | 0 | 0 | 0 | 0 | 0 | 0 | 0 | 0 | 0
F4_Commercial_Miscellaneous_New_Space Heating_Electric_Electric Room Heat_E7 | F4 | Commercial | Miscellaneous | New | Space Heating | Electric | Electric Room Heat | E7 | RVT BC Ratio | 0 | 0 | 0 | 0 | 0 | 0 | 0 | 0 | 0 | 0 | 0 | 0 | 0 | 0 | 0 | 0 | 0 | 0 | 0 | 0 | 0 | 0 | 0 | 0 | 0 | 0 | 0 | 0 | 0 | 0
F4_Commercial_Miscellaneous_New_Space Heating_Electric_Electric Room Heat_E8 | F4 | Commercial | Miscellaneous | New | Space Heating | Electric | Electric Room Heat | E8 | RVT BC Ratio | 0 | 0 | 0 | 0 | 0 | 0 | 0 | 0 | 0 | 0 | 0 | 0 | 0 | 0 | 0 | 0 | 0 | 0 | 0 | 0 | 0 | 0 | 0 | 0 | 0 | 0 | 0 | 0 | 0 | 0
F4_Commercial_Miscellaneous_New_Space Heating_Electric_Electric Room Heat_E9 | F4 | Commercial | Miscellaneous | New | Space Heating | Electric | Electric Room Heat | E9 | RVT BC Ratio | 0 | 0 | 0 | 0 | 0 | 0 | 0 | 0 | 0 | 0 | 0 | 0 | 0 | 0 | 0 | 0 | 0 | 0 | 0 | 0 | 0 | 0 | 0 | 0 | 0 | 0 | 0 | 0 | 0 | 0
F4_Commercial_Miscellaneous_New_Space Heating_Electric_Electric Room Heat_E10 | F4 | Commercial | Miscellaneous | New | Space Heating | Electric | Electric Room Heat | E10 | RVT BC Ratio | 0 | 0 | 0 | 0 | 0 | 0 | 0 | 0 | 0 | 0 | 0 | 0 | 0 | 0 | 0 | 0 | 0 | 0 | 0 | 0 | 0 | 0 | 0 | 0 | 0 | 0 | 0 | 0 | 0 | 0
F5_Commercial_Miscellaneous_New_Space Heating_Electric_Electric Room Heat_E1 | F5 | Commercial | Miscellaneous | New | Space Heating | Electric | Electric Room Heat | E1 | RIM BC Ratio | 0 | 0 | 0 | 0 | 0 | 0 | 0 | 0 | 0 | 0 | 0 | 0 | 0 | 0 | 0 | 0 | 0 | 0 | 0 | 0 | 0 | 0 | 0 | 0 | 0 | 0 | 0 | 0 | 0 | 0
F5_Commercial_Miscellaneous_New_Space Heating_Electric_Electric Room Heat_E2 | F5 | Commercial | Miscellaneous | New | Space Heating | Electric | Electric Room Heat | E2 | RIM BC Ratio | 0 | 0 | 0 | 0 | 0 | 0 | 0 | 0 | 0 | 0 | 0 | 0 | 0 | 0 | 0 | 0 | 0 | 0 | 0 | 0 | 0 | 0 | 0 | 0 | 0 | 0 | 0 | 0 | 0 | 0
F5_Commercial_Miscellaneous_New_Space Heating_Electric_Electric Room Heat_E3 | F5 | Commercial | Miscellaneous | New | Space Heating | Electric | Electric Room Heat | E3 | RIM BC Ratio | 0 | 0 | 0 | 0 | 0 | 0 | 0 | 0 | 0 | 0 | 0 | 0 | 0 | 0 | 0 | 0 | 0 | 0 | 0 | 0 | 0 | 0 | 0 | 0 | 0 | 0 | 0 | 0 | 0 | 0
F5_Commercial_Miscellaneous_New_Space Heating_Electric_Electric Room Heat_E4 | F5 | Commercial | Miscellaneous | New | Space Heating | Electric | Electric Room Heat | E4 | RIM BC Ratio | 0 | 0 | 0 | 0 | 0 | 0 | 0 | 0 | 0 | 0 | 0 | 0 | 0 | 0 | 0 | 0 | 0 | 0 | 0 | 0 | 0 | 0 | 0 | 0 | 0 | 0 | 0 | 0 | 0 | 0
F5_Commercial_Miscellaneous_New_Space Heating_Electric_Electric Room Heat_E5 | F5 | Commercial | Miscellaneous | New | Space Heating | Electric | Electric Room Heat | E5 | RIM BC Ratio | 0 | 0 | 0 | 0 | 0 | 0 | 0 | 0 | 0 | 0 | 0 | 0 | 0 | 0 | 0 | 0 | 0 | 0 | 0 | 0 | 0 | 0 | 0 | 0 | 0 | 0 | 0 | 0 | 0 | 0
F5_Commercial_Miscellaneous_New_Space Heating_Electric_Electric Room Heat_E6 | F5 | Commercial | Miscellaneous | New | Space Heating | Electric | Electric Room Heat | E6 | RIM BC Ratio | 0 | 0 | 0 | 0 | 0 | 0 | 0 | 0 | 0 | 0 | 0 | 0 | 0 | 0 | 0 | 0 | 0 | 0 | 0 | 0 | 0 | 0 | 0 | 0 | 0 | 0 | 0 | 0 | 0 | 0
F5_Commercial_Miscellaneous_New_Space Heating_Electric_Electric Room Heat_E7 | F5 | Commercial | Miscellaneous | New | Space Heating | Electric | Electric Room Heat | E7 | RIM BC Ratio | 0 | 0 | 0 | 0 | 0 | 0 | 0 | 0 | 0 | 0 | 0 | 0 | 0 | 0 | 0 | 0 | 0 | 0 | 0 | 0 | 0 | 0 | 0 | 0 | 0 | 0 | 0 | 0 | 0 | 0
F5_Commercial_Miscellaneous_New_Space Heating_Electric_Electric Room Heat_E8 | F5 | Commercial | Miscellaneous | New | Space Heating | Electric | Electric Room Heat | E8 | RIM BC Ratio | 0 | 0 | 0 | 0 | 0 | 0 | 0 | 0 | 0 | 0 | 0 | 0 | 0 | 0 | 0 | 0 | 0 | 0 | 0 | 0 | 0 | 0 | 0 | 0 | 0 | 0 | 0 | 0 | 0 | 0
F5_Commercial_Miscellaneous_New_Space Heating_Electric_Electric Room Heat_E9 | F5 | Commercial | Miscellaneous | New | Space Heating | Electric | Electric Room Heat | E9 | RIM BC Ratio | 0 | 0 | 0 | 0 | 0 | 0 | 0 | 0 | 0 | 0 | 0 | 0 | 0 | 0 | 0 | 0 | 0 | 0 | 0 | 0 | 0 | 0 | 0 | 0 | 0 | 0 | 0 | 0 | 0 | 0
F5_Commercial_Miscellaneous_New_Space Heating_Electric_Electric Room Heat_E10 | F5 | Commercial | Miscellaneous | New | Space Heating | Electric | Electric Room Heat | E10 | RIM BC Ratio | 0 | 0 | 0 | 0 | 0 | 0 | 0 | 0 | 0 | 0 | 0 | 0 | 0 | 0 | 0 | 0 | 0 | 0 | 0 | 0 | 0 | 0 | 0 | 0 | 0 | 0 | 0 | 0 | 0 | 0
F0_Commercial_Miscellaneous_New_Space Heating_Electric_Packaged Terminal HP_E0 | F0 | Commercial | Miscellaneous | New | Space Heating | Electric | Packaged Terminal HP | E0 | Economic Unit | 0 | 0 | 0 | 0 | 0 | 0 | 0 | 0 | 0 | 0 | 0 | 0 | 0 | 0 | 0 | 0 | 0 | 0 | 0 | 0 | 0 | 0 | 0 | 0 | 0 | 0 | 0 | 0 | 0 | 0
F1_Commercial_Miscellaneous_New_Space Heating_Electric_Packaged Terminal HP_E1 | F1 | Commercial | Miscellaneous | New | Space Heating | Electric | Packaged Terminal HP | E1 | CCE | 0 | 0 | 0 | 0 | 0 | 0 | 0 | 0 | 0 | 0 | 0 | 0 | 0 | 0 | 0 | 0 | 0 | 0 | 0 | 0 | 0 | 0 | 0 | 0 | 0 | 0 | 0 | 0 | 0 | 0
F1_Commercial_Miscellaneous_New_Space Heating_Electric_Packaged Terminal HP_E2 | F1 | Commercial | Miscellaneous | New | Space Heating | Electric | Packaged Terminal HP | E2 | CCE | 0 | 0 | 0 | 0 | 0 | 0 | 0 | 0 | 0 | 0 | 0 | 0 | 0 | 0 | 0 | 0 | 0 | 0 | 0 | 0 | 0 | 0 | 0 | 0 | 0 | 0 | 0 | 0 | 0 | 0
F1_Commercial_Miscellaneous_New_Space Heating_Electric_Packaged Terminal HP_E3 | F1 | Commercial | Miscellaneous | New | Space Heating | Electric | Packaged Terminal HP | E3 | CCE | 0 | 0 | 0 | 0 | 0 | 0 | 0 | 0 | 0 | 0 | 0 | 0 | 0 | 0 | 0 | 0 | 0 | 0 | 0 | 0 | 0 | 0 | 0 | 0 | 0 | 0 | 0 | 0 | 0 | 0
F1_Commercial_Miscellaneous_New_Space Heating_Electric_Packaged Terminal HP_E4 | F1 | Commercial | Miscellaneous | New | Space Heating | Electric | Packaged Terminal HP | E4 | CCE | 0 | 0 | 0 | 0 | 0 | 0 | 0 | 0 | 0 | 0 | 0 | 0 | 0 | 0 | 0 | 0 | 0 | 0 | 0 | 0 | 0 | 0 | 0 | 0 | 0 | 0 | 0 | 0 | 0 | 0
F1_Commercial_Miscellaneous_New_Space Heating_Electric_Packaged Terminal HP_E5 | F1 | Commercial | Miscellaneous | New | Space Heating | Electric | Packaged Terminal HP | E5 | CCE | 0 | 0 | 0 | 0 | 0 | 0 | 0 | 0 | 0 | 0 | 0 | 0 | 0 | 0 | 0 | 0 | 0 | 0 | 0 | 0 | 0 | 0 | 0 | 0 | 0 | 0 | 0 | 0 | 0 | 0
F1_Commercial_Miscellaneous_New_Space Heating_Electric_Packaged Terminal HP_E6 | F1 | Commercial | Miscellaneous | New | Space Heating | Electric | Packaged Terminal HP | E6 | CCE | 0 | 0 | 0 | 0 | 0 | 0 | 0 | 0 | 0 | 0 | 0 | 0 | 0 | 0 | 0 | 0 | 0 | 0 | 0 | 0 | 0 | 0 | 0 | 0 | 0 | 0 | 0 | 0 | 0 | 0
F1_Commercial_Miscellaneous_New_Space Heating_Electric_Packaged Terminal HP_E7 | F1 | Commercial | Miscellaneous | New | Space Heating | Electric | Packaged Terminal HP | E7 | CCE | 0 | 0 | 0 | 0 | 0 | 0 | 0 | 0 | 0 | 0 | 0 | 0 | 0 | 0 | 0 | 0 | 0 | 0 | 0 | 0 | 0 | 0 | 0 | 0 | 0 | 0 | 0 | 0 | 0 | 0
F1_Commercial_Miscellaneous_New_Space Heating_Electric_Packaged Terminal HP_E8 | F1 | Commercial | Miscellaneous | New | Space Heating | Electric | Packaged Terminal HP | E8 | CCE | 0 | 0 | 0 | 0 | 0 | 0 | 0 | 0 | 0 | 0 | 0 | 0 | 0 | 0 | 0 | 0 | 0 | 0 | 0 | 0 | 0 | 0 | 0 | 0 | 0 | 0 | 0 | 0 | 0 | 0
F1_Commercial_Miscellaneous_New_Space Heating_Electric_Packaged Terminal HP_E9 | F1 | Commercial | Miscellaneous | New | Space Heating | Electric | Packaged Terminal HP | E9 | CCE | 0 | 0 | 0 | 0 | 0 | 0 | 0 | 0 | 0 | 0 | 0 | 0 | 0 | 0 | 0 | 0 | 0 | 0 | 0 | 0 | 0 | 0 | 0 | 0 | 0 | 0 | 0 | 0 | 0 | 0
F1_Commercial_Miscellaneous_New_Space Heating_Electric_Packaged Terminal HP_E10 | F1 | Commercial | Miscellaneous | New | Space Heating | Electric | Packaged Terminal HP | E10 | CCE | 0 | 0 | 0 | 0 | 0 | 0 | 0 | 0 | 0 | 0 | 0 | 0 | 0 | 0 | 0 | 0 | 0 | 0 | 0 | 0 | 0 | 0 | 0 | 0 | 0 | 0 | 0 | 0 | 0 | 0
F2_Commercial_Miscellaneous_New_Space Heating_Electric_Packaged Terminal HP_E1 | F2 | Commercial | Miscellaneous | New | Space Heating | Electric | Packaged Terminal HP | E1 | TRC BC Ratio | 0 | 0 | 0 | 0 | 0 | 0 | 0 | 0 | 0 | 0 | 0 | 0 | 0 | 0 | 0 | 0 | 0 | 0 | 0 | 0 | 0 | 0 | 0 | 0 | 0 | 0 | 0 | 0 | 0 | 0
F2_Commercial_Miscellaneous_New_Space Heating_Electric_Packaged Terminal HP_E2 | F2 | Commercial | Miscellaneous | New | Space Heating | Electric | Packaged Terminal HP | E2 | TRC BC Ratio | 0 | 0 | 0 | 0 | 0 | 0 | 0 | 0 | 0 | 0 | 0 | 0 | 0 | 0 | 0 | 0 | 0 | 0 | 0 | 0 | 0 | 0 | 0 | 0 | 0 | 0 | 0 | 0 | 0 | 0
F2_Commercial_Miscellaneous_New_Space Heating_Electric_Packaged Terminal HP_E3 | F2 | Commercial | Miscellaneous | New | Space Heating | Electric | Packaged Terminal HP | E3 | TRC BC Ratio | 0 | 0 | 0 | 0 | 0 | 0 | 0 | 0 | 0 | 0 | 0 | 0 | 0 | 0 | 0 | 0 | 0 | 0 | 0 | 0 | 0 | 0 | 0 | 0 | 0 | 0 | 0 | 0 | 0 | 0
F2_Commercial_Miscellaneous_New_Space Heating_Electric_Packaged Terminal HP_E4 | F2 | Commercial | Miscellaneous | New | Space Heating | Electric | Packaged Terminal HP | E4 | TRC BC Ratio | 0 | 0 | 0 | 0 | 0 | 0 | 0 | 0 | 0 | 0 | 0 | 0 | 0 | 0 | 0 | 0 | 0 | 0 | 0 | 0 | 0 | 0 | 0 | 0 | 0 | 0 | 0 | 0 | 0 | 0
F2_Commercial_Miscellaneous_New_Space Heating_Electric_Packaged Terminal HP_E5 | F2 | Commercial | Miscellaneous | New | Space Heating | Electric | Packaged Terminal HP | E5 | TRC BC Ratio | 0 | 0 | 0 | 0 | 0 | 0 | 0 | 0 | 0 | 0 | 0 | 0 | 0 | 0 | 0 | 0 | 0 | 0 | 0 | 0 | 0 | 0 | 0 | 0 | 0 | 0 | 0 | 0 | 0 | 0
F2_Commercial_Miscellaneous_New_Space Heating_Electric_Packaged Terminal HP_E6 | F2 | Commercial | Miscellaneous | New | Space Heating | Electric | Packaged Terminal HP | E6 | TRC BC Ratio | 0 | 0 | 0 | 0 | 0 | 0 | 0 | 0 | 0 | 0 | 0 | 0 | 0 | 0 | 0 | 0 | 0 | 0 | 0 | 0 | 0 | 0 | 0 | 0 | 0 | 0 | 0 | 0 | 0 | 0
F2_Commercial_Miscellaneous_New_Space Heating_Electric_Packaged Terminal HP_E7 | F2 | Commercial | Miscellaneous | New | Space Heating | Electric | Packaged Terminal HP | E7 | TRC BC Ratio | 0 | 0 | 0 | 0 | 0 | 0 | 0 | 0 | 0 | 0 | 0 | 0 | 0 | 0 | 0 | 0 | 0 | 0 | 0 | 0 | 0 | 0 | 0 | 0 | 0 | 0 | 0 | 0 | 0 | 0
F2_Commercial_Miscellaneous_New_Space Heating_Electric_Packaged Terminal HP_E8 | F2 | Commercial | Miscellaneous | New | Space Heating | Electric | Packaged Terminal HP | E8 | TRC BC Ratio | 0 | 0 | 0 | 0 | 0 | 0 | 0 | 0 | 0 | 0 | 0 | 0 | 0 | 0 | 0 | 0 | 0 | 0 | 0 | 0 | 0 | 0 | 0 | 0 | 0 | 0 | 0 | 0 | 0 | 0
F2_Commercial_Miscellaneous_New_Space Heating_Electric_Packaged Terminal HP_E9 | F2 | Commercial | Miscellaneous | New | Space Heating | Electric | Packaged Terminal HP | E9 | TRC BC Ratio | 0 | 0 | 0 | 0 | 0 | 0 | 0 | 0 | 0 | 0 | 0 | 0 | 0 | 0 | 0 | 0 | 0 | 0 | 0 | 0 | 0 | 0 | 0 | 0 | 0 | 0 | 0 | 0 | 0 | 0
F2_Commercial_Miscellaneous_New_Space Heating_Electric_Packaged Terminal HP_E10 | F2 | Commercial | Miscellaneous | New | Space Heating | Electric | Packaged Terminal HP | E10 | TRC BC Ratio | 0 | 0 | 0 | 0 | 0 | 0 | 0 | 0 | 0 | 0 | 0 | 0 | 0 | 0 | 0 | 0 | 0 | 0 | 0 | 0 | 0 | 0 | 0 | 0 | 0 | 0 | 0 | 0 | 0 | 0
F3_Commercial_Miscellaneous_New_Space Heating_Electric_Packaged Terminal HP_E1 | F3 | Commercial | Miscellaneous | New | Space Heating | Electric | Packaged Terminal HP | E1 | PACT BC Ratio | 0 | 0 | 0 | 0 | 0 | 0 | 0 | 0 | 0 | 0 | 0 | 0 | 0 | 0 | 0 | 0 | 0 | 0 | 0 | 0 | 0 | 0 | 0 | 0 | 0 | 0 | 0 | 0 | 0 | 0
F3_Commercial_Miscellaneous_New_Space Heating_Electric_Packaged Terminal HP_E2 | F3 | Commercial | Miscellaneous | New | Space Heating | Electric | Packaged Terminal HP | E2 | PACT BC Ratio | 0 | 0 | 0 | 0 | 0 | 0 | 0 | 0 | 0 | 0 | 0 | 0 | 0 | 0 | 0 | 0 | 0 | 0 | 0 | 0 | 0 | 0 | 0 | 0 | 0 | 0 | 0 | 0 | 0 | 0
F3_Commercial_Miscellaneous_New_Space Heating_Electric_Packaged Terminal HP_E3 | F3 | Commercial | Miscellaneous | New | Space Heating | Electric | Packaged Terminal HP | E3 | PACT BC Ratio | 0 | 0 | 0 | 0 | 0 | 0 | 0 | 0 | 0 | 0 | 0 | 0 | 0 | 0 | 0 | 0 | 0 | 0 | 0 | 0 | 0 | 0 | 0 | 0 | 0 | 0 | 0 | 0 | 0 | 0
F3_Commercial_Miscellaneous_New_Space Heating_Electric_Packaged Terminal HP_E4 | F3 | Commercial | Miscellaneous | New | Space Heating | Electric | Packaged Terminal HP | E4 | PACT BC Ratio | 0 | 0 | 0 | 0 | 0 | 0 | 0 | 0 | 0 | 0 | 0 | 0 | 0 | 0 | 0 | 0 | 0 | 0 | 0 | 0 | 0 | 0 | 0 | 0 | 0 | 0 | 0 | 0 | 0 | 0
F3_Commercial_Miscellaneous_New_Space Heating_Electric_Packaged Terminal HP_E5 | F3 | Commercial | Miscellaneous | New | Space Heating | Electric | Packaged Terminal HP | E5 | PACT BC Ratio | 0 | 0 | 0 | 0 | 0 | 0 | 0 | 0 | 0 | 0 | 0 | 0 | 0 | 0 | 0 | 0 | 0 | 0 | 0 | 0 | 0 | 0 | 0 | 0 | 0 | 0 | 0 | 0 | 0 | 0
F3_Commercial_Miscellaneous_New_Space Heating_Electric_Packaged Terminal HP_E6 | F3 | Commercial | Miscellaneous | New | Space Heating | Electric | Packaged Terminal HP | E6 | PACT BC Ratio | 0 | 0 | 0 | 0 | 0 | 0 | 0 | 0 | 0 | 0 | 0 | 0 | 0 | 0 | 0 | 0 | 0 | 0 | 0 | 0 | 0 | 0 | 0 | 0 | 0 | 0 | 0 | 0 | 0 | 0
F3_Commercial_Miscellaneous_New_Space Heating_Electric_Packaged Terminal HP_E7 | F3 | Commercial | Miscellaneous | New | Space Heating | Electric | Packaged Terminal HP | E7 | PACT BC Ratio | 0 | 0 | 0 | 0 | 0 | 0 | 0 | 0 | 0 | 0 | 0 | 0 | 0 | 0 | 0 | 0 | 0 | 0 | 0 | 0 | 0 | 0 | 0 | 0 | 0 | 0 | 0 | 0 | 0 | 0
F3_Commercial_Miscellaneous_New_Space Heating_Electric_Packaged Terminal HP_E8 | F3 | Commercial | Miscellaneous | New | Space Heating | Electric | Packaged Terminal HP | E8 | PACT BC Ratio | 0 | 0 | 0 | 0 | 0 | 0 | 0 | 0 | 0 | 0 | 0 | 0 | 0 | 0 | 0 | 0 | 0 | 0 | 0 | 0 | 0 | 0 | 0 | 0 | 0 | 0 | 0 | 0 | 0 | 0
F3_Commercial_Miscellaneous_New_Space Heating_Electric_Packaged Terminal HP_E9 | F3 | Commercial | Miscellaneous | New | Space Heating | Electric | Packaged Terminal HP | E9 | PACT BC Ratio | 0 | 0 | 0 | 0 | 0 | 0 | 0 | 0 | 0 | 0 | 0 | 0 | 0 | 0 | 0 | 0 | 0 | 0 | 0 | 0 | 0 | 0 | 0 | 0 | 0 | 0 | 0 | 0 | 0 | 0
F3_Commercial_Miscellaneous_New_Space Heating_Electric_Packaged Terminal HP_E10 | F3 | Commercial | Miscellaneous | New | Space Heating | Electric | Packaged Terminal HP | E10 | PACT BC Ratio | 0 | 0 | 0 | 0 | 0 | 0 | 0 | 0 | 0 | 0 | 0 | 0 | 0 | 0 | 0 | 0 | 0 | 0 | 0 | 0 | 0 | 0 | 0 | 0 | 0 | 0 | 0 | 0 | 0 | 0
F4_Commercial_Miscellaneous_New_Space Heating_Electric_Packaged Terminal HP_E1 | F4 | Commercial | Miscellaneous | New | Space Heating | Electric | Packaged Terminal HP | E1 | RVT BC Ratio | 0 | 0 | 0 | 0 | 0 | 0 | 0 | 0 | 0 | 0 | 0 | 0 | 0 | 0 | 0 | 0 | 0 | 0 | 0 | 0 | 0 | 0 | 0 | 0 | 0 | 0 | 0 | 0 | 0 | 0
F4_Commercial_Miscellaneous_New_Space Heating_Electric_Packaged Terminal HP_E2 | F4 | Commercial | Miscellaneous | New | Space Heating | Electric | Packaged Terminal HP | E2 | RVT BC Ratio | 0 | 0 | 0 | 0 | 0 | 0 | 0 | 0 | 0 | 0 | 0 | 0 | 0 | 0 | 0 | 0 | 0 | 0 | 0 | 0 | 0 | 0 | 0 | 0 | 0 | 0 | 0 | 0 | 0 | 0
F4_Commercial_Miscellaneous_New_Space Heating_Electric_Packaged Terminal HP_E3 | F4 | Commercial | Miscellaneous | New | Space Heating | Electric | Packaged Terminal HP | E3 | RVT BC Ratio | 0 | 0 | 0 | 0 | 0 | 0 | 0 | 0 | 0 | 0 | 0 | 0 | 0 | 0 | 0 | 0 | 0 | 0 | 0 | 0 | 0 | 0 | 0 | 0 | 0 | 0 | 0 | 0 | 0 | 0
F4_Commercial_Miscellaneous_New_Space Heating_Electric_Packaged Terminal HP_E4 | F4 | Commercial | Miscellaneous | New | Space Heating | Electric | Packaged Terminal HP | E4 | RVT BC Ratio | 0 | 0 | 0 | 0 | 0 | 0 | 0 | 0 | 0 | 0 | 0 | 0 | 0 | 0 | 0 | 0 | 0 | 0 | 0 | 0 | 0 | 0 | 0 | 0 | 0 | 0 | 0 | 0 | 0 | 0
F4_Commercial_Miscellaneous_New_Space Heating_Electric_Packaged Terminal HP_E5 | F4 | Commercial | Miscellaneous | New | Space Heating | Electric | Packaged Terminal HP | E5 | RVT BC Ratio | 0 | 0 | 0 | 0 | 0 | 0 | 0 | 0 | 0 | 0 | 0 | 0 | 0 | 0 | 0 | 0 | 0 | 0 | 0 | 0 | 0 | 0 | 0 | 0 | 0 | 0 | 0 | 0 | 0 | 0
F4_Commercial_Miscellaneous_New_Space Heating_Electric_Packaged Terminal HP_E6 | F4 | Commercial | Miscellaneous | New | Space Heating | Electric | Packaged Terminal HP | E6 | RVT BC Ratio | 0 | 0 | 0 | 0 | 0 | 0 | 0 | 0 | 0 | 0 | 0 | 0 | 0 | 0 | 0 | 0 | 0 | 0 | 0 | 0 | 0 | 0 | 0 | 0 | 0 | 0 | 0 | 0 | 0 | 0
F4_Commercial_Miscellaneous_New_Space Heating_Electric_Packaged Terminal HP_E7 | F4 | Commercial | Miscellaneous | New | Space Heating | Electric | Packaged Terminal HP | E7 | RVT BC Ratio | 0 | 0 | 0 | 0 | 0 | 0 | 0 | 0 | 0 | 0 | 0 | 0 | 0 | 0 | 0 | 0 | 0 | 0 | 0 | 0 | 0 | 0 | 0 | 0 | 0 | 0 | 0 | 0 | 0 | 0
F4_Commercial_Miscellaneous_New_Space Heating_Electric_Packaged Terminal HP_E8 | F4 | Commercial | Miscellaneous | New | Space Heating | Electric | Packaged Terminal HP | E8 | RVT BC Ratio | 0 | 0 | 0 | 0 | 0 | 0 | 0 | 0 | 0 | 0 | 0 | 0 | 0 | 0 | 0 | 0 | 0 | 0 | 0 | 0 | 0 | 0 | 0 | 0 | 0 | 0 | 0 | 0 | 0 | 0
F4_Commercial_Miscellaneous_New_Space Heating_Electric_Packaged Terminal HP_E9 | F4 | Commercial | Miscellaneous | New | Space Heating | Electric | Packaged Terminal HP | E9 | RVT BC Ratio | 0 | 0 | 0 | 0 | 0 | 0 | 0 | 0 | 0 | 0 | 0 | 0 | 0 | 0 | 0 | 0 | 0 | 0 | 0 | 0 | 0 | 0 | 0 | 0 | 0 | 0 | 0 | 0 | 0 | 0
F4_Commercial_Miscellaneous_New_Space Heating_Electric_Packaged Terminal HP_E10 | F4 | Commercial | Miscellaneous | New | Space Heating | Electric | Packaged Terminal HP | E10 | RVT BC Ratio | 0 | 0 | 0 | 0 | 0 | 0 | 0 | 0 | 0 | 0 | 0 | 0 | 0 | 0 | 0 | 0 | 0 | 0 | 0 | 0 | 0 | 0 | 0 | 0 | 0 | 0 | 0 | 0 | 0 | 0
F5_Commercial_Miscellaneous_New_Space Heating_Electric_Packaged Terminal HP_E1 | F5 | Commercial | Miscellaneous | New | Space Heating | Electric | Packaged Terminal HP | E1 | RIM BC Ratio | 0 | 0 | 0 | 0 | 0 | 0 | 0 | 0 | 0 | 0 | 0 | 0 | 0 | 0 | 0 | 0 | 0 | 0 | 0 | 0 | 0 | 0 | 0 | 0 | 0 | 0 | 0 | 0 | 0 | 0
F5_Commercial_Miscellaneous_New_Space Heating_Electric_Packaged Terminal HP_E2 | F5 | Commercial | Miscellaneous | New | Space Heating | Electric | Packaged Terminal HP | E2 | RIM BC Ratio | 0 | 0 | 0 | 0 | 0 | 0 | 0 | 0 | 0 | 0 | 0 | 0 | 0 | 0 | 0 | 0 | 0 | 0 | 0 | 0 | 0 | 0 | 0 | 0 | 0 | 0 | 0 | 0 | 0 | 0
F5_Commercial_Miscellaneous_New_Space Heating_Electric_Packaged Terminal HP_E3 | F5 | Commercial | Miscellaneous | New | Space Heating | Electric | Packaged Terminal HP | E3 | RIM BC Ratio | 0 | 0 | 0 | 0 | 0 | 0 | 0 | 0 | 0 | 0 | 0 | 0 | 0 | 0 | 0 | 0 | 0 | 0 | 0 | 0 | 0 | 0 | 0 | 0 | 0 | 0 | 0 | 0 | 0 | 0
F5_Commercial_Miscellaneous_New_Space Heating_Electric_Packaged Terminal HP_E4 | F5 | Commercial | Miscellaneous | New | Space Heating | Electric | Packaged Terminal HP | E4 | RIM BC Ratio | 0 | 0 | 0 | 0 | 0 | 0 | 0 | 0 | 0 | 0 | 0 | 0 | 0 | 0 | 0 | 0 | 0 | 0 | 0 | 0 | 0 | 0 | 0 | 0 | 0 | 0 | 0 | 0 | 0 | 0
F5_Commercial_Miscellaneous_New_Space Heating_Electric_Packaged Terminal HP_E5 | F5 | Commercial | Miscellaneous | New | Space Heating | Electric | Packaged Terminal HP | E5 | RIM BC Ratio | 0 | 0 | 0 | 0 | 0 | 0 | 0 | 0 | 0 | 0 | 0 | 0 | 0 | 0 | 0 | 0 | 0 | 0 | 0 | 0 | 0 | 0 | 0 | 0 | 0 | 0 | 0 | 0 | 0 | 0
F5_Commercial_Miscellaneous_New_Space Heating_Electric_Packaged Terminal HP_E6 | F5 | Commercial | Miscellaneous | New | Space Heating | Electric | Packaged Terminal HP | E6 | RIM BC Ratio | 0 | 0 | 0 | 0 | 0 | 0 | 0 | 0 | 0 | 0 | 0 | 0 | 0 | 0 | 0 | 0 | 0 | 0 | 0 | 0 | 0 | 0 | 0 | 0 | 0 | 0 | 0 | 0 | 0 | 0
F5_Commercial_Miscellaneous_New_Space Heating_Electric_Packaged Terminal HP_E7 | F5 | Commercial | Miscellaneous | New | Space Heating | Electric | Packaged Terminal HP | E7 | RIM BC Ratio | 0 | 0 | 0 | 0 | 0 | 0 | 0 | 0 | 0 | 0 | 0 | 0 | 0 | 0 | 0 | 0 | 0 | 0 | 0 | 0 | 0 | 0 | 0 | 0 | 0 | 0 | 0 | 0 | 0 | 0
F5_Commercial_Miscellaneous_New_Space Heating_Electric_Packaged Terminal HP_E8 | F5 | Commercial | Miscellaneous | New | Space Heating | Electric | Packaged Terminal HP | E8 | RIM BC Ratio | 0 | 0 | 0 | 0 | 0 | 0 | 0 | 0 | 0 | 0 | 0 | 0 | 0 | 0 | 0 | 0 | 0 | 0 | 0 | 0 | 0 | 0 | 0 | 0 | 0 | 0 | 0 | 0 | 0 | 0
F5_Commercial_Miscellaneous_New_Space Heating_Electric_Packaged Terminal HP_E9 | F5 | Commercial | Miscellaneous | New | Space Heating | Electric | Packaged Terminal HP | E9 | RIM BC Ratio | 0 | 0 | 0 | 0 | 0 | 0 | 0 | 0 | 0 | 0 | 0 | 0 | 0 | 0 | 0 | 0 | 0 | 0 | 0 | 0 | 0 | 0 | 0 | 0 | 0 | 0 | 0 | 0 | 0 | 0
F5_Commercial_Miscellaneous_New_Space Heating_Electric_Packaged Terminal HP_E10 | F5 | Commercial | Miscellaneous | New | Space Heating | Electric | Packaged Terminal HP | E10 | RIM BC Ratio | 0 | 0 | 0 | 0 | 0 | 0 | 0 | 0 | 0 | 0 | 0 | 0 | 0 | 0 | 0 | 0 | 0 | 0 | 0 | 0 | 0 | 0 | 0 | 0 | 0 | 0 | 0 | 0 | 0 | 0
F0_Commercial_Miscellaneous_New_Space Heating_Electric_Air-Source Heat Pump_E0 | F0 | Commercial | Miscellaneous | New | Space Heating | Electric | Air-Source Heat Pump | E0 | Economic Unit | 0 | 0 | 0 | 0 | 0 | 0 | 0 | 0 | 0 | 0 | 0 | 0 | 0 | 0 | 0 | 0 | 0 | 0 | 0 | 0 | 0 | 0 | 0 | 0 | 0 | 0 | 0 | 0 | 0 | 0
F1_Commercial_Miscellaneous_New_Space Heating_Electric_Air-Source Heat Pump_E1 | F1 | Commercial | Miscellaneous | New | Space Heating | Electric | Air-Source Heat Pump | E1 | CCE | 0 | 0 | 0 | 0 | 0 | 0 | 0 | 0 | 0 | 0 | 0 | 0 | 0 | 0 | 0 | 0 | 0 | 0 | 0 | 0 | 0 | 0 | 0 | 0 | 0 | 0 | 0 | 0 | 0 | 0
F1_Commercial_Miscellaneous_New_Space Heating_Electric_Air-Source Heat Pump_E2 | F1 | Commercial | Miscellaneous | New | Space Heating | Electric | Air-Source Heat Pump | E2 | CCE | 0 | 0 | 0 | 0 | 0 | 0 | 0 | 0 | 0 | 0 | 0 | 0 | 0 | 0 | 0 | 0 | 0 | 0 | 0 | 0 | 0 | 0 | 0 | 0 | 0 | 0 | 0 | 0 | 0 | 0
F1_Commercial_Miscellaneous_New_Space Heating_Electric_Air-Source Heat Pump_E3 | F1 | Commercial | Miscellaneous | New | Space Heating | Electric | Air-Source Heat Pump | E3 | CCE | 0 | 0 | 0 | 0 | 0 | 0 | 0 | 0 | 0 | 0 | 0 | 0 | 0 | 0 | 0 | 0 | 0 | 0 | 0 | 0 | 0 | 0 | 0 | 0 | 0 | 0 | 0 | 0 | 0 | 0
F1_Commercial_Miscellaneous_New_Space Heating_Electric_Air-Source Heat Pump_E4 | F1 | Commercial | Miscellaneous | New | Space Heating | Electric | Air-Source Heat Pump | E4 | CCE | 0 | 0 | 0 | 0 | 0 | 0 | 0 | 0 | 0 | 0 | 0 | 0 | 0 | 0 | 0 | 0 | 0 | 0 | 0 | 0 | 0 | 0 | 0 | 0 | 0 | 0 | 0 | 0 | 0 | 0
F1_Commercial_Miscellaneous_New_Space Heating_Electric_Air-Source Heat Pump_E5 | F1 | Commercial | Miscellaneous | New | Space Heating | Electric | Air-Source Heat Pump | E5 | CCE | 0 | 0 | 0 | 0 | 0 | 0 | 0 | 0 | 0 | 0 | 0 | 0 | 0 | 0 | 0 | 0 | 0 | 0 | 0 | 0 | 0 | 0 | 0 | 0 | 0 | 0 | 0 | 0 | 0 | 0
F1_Commercial_Miscellaneous_New_Space Heating_Electric_Air-Source Heat Pump_E6 | F1 | Commercial | Miscellaneous | New | Space Heating | Electric | Air-Source Heat Pump | E6 | CCE | 0 | 0 | 0 | 0 | 0 | 0 | 0 | 0 | 0 | 0 | 0 | 0 | 0 | 0 | 0 | 0 | 0 | 0 | 0 | 0 | 0 | 0 | 0 | 0 | 0 | 0 | 0 | 0 | 0 | 0
F1_Commercial_Miscellaneous_New_Space Heating_Electric_Air-Source Heat Pump_E7 | F1 | Commercial | Miscellaneous | New | Space Heating | Electric | Air-Source Heat Pump | E7 | CCE | 0 | 0 | 0 | 0 | 0 | 0 | 0 | 0 | 0 | 0 | 0 | 0 | 0 | 0 | 0 | 0 | 0 | 0 | 0 | 0 | 0 | 0 | 0 | 0 | 0 | 0 | 0 | 0 | 0 | 0
F1_Commercial_Miscellaneous_New_Space Heating_Electric_Air-Source Heat Pump_E8 | F1 | Commercial | Miscellaneous | New | Space Heating | Electric | Air-Source Heat Pump | E8 | CCE | 0 | 0 | 0 | 0 | 0 | 0 | 0 | 0 | 0 | 0 | 0 | 0 | 0 | 0 | 0 | 0 | 0 | 0 | 0 | 0 | 0 | 0 | 0 | 0 | 0 | 0 | 0 | 0 | 0 | 0
F1_Commercial_Miscellaneous_New_Space Heating_Electric_Air-Source Heat Pump_E9 | F1 | Commercial | Miscellaneous | New | Space Heating | Electric | Air-Source Heat Pump | E9 | CCE | 0 | 0 | 0 | 0 | 0 | 0 | 0 | 0 | 0 | 0 | 0 | 0 | 0 | 0 | 0 | 0 | 0 | 0 | 0 | 0 | 0 | 0 | 0 | 0 | 0 | 0 | 0 | 0 | 0 | 0
F1_Commercial_Miscellaneous_New_Space Heating_Electric_Air-Source Heat Pump_E10 | F1 | Commercial | Miscellaneous | New | Space Heating | Electric | Air-Source Heat Pump | E10 | CCE | 0 | 0 | 0 | 0 | 0 | 0 | 0 | 0 | 0 | 0 | 0 | 0 | 0 | 0 | 0 | 0 | 0 | 0 | 0 | 0 | 0 | 0 | 0 | 0 | 0 | 0 | 0 | 0 | 0 | 0
F2_Commercial_Miscellaneous_New_Space Heating_Electric_Air-Source Heat Pump_E1 | F2 | Commercial | Miscellaneous | New | Space Heating | Electric | Air-Source Heat Pump | E1 | TRC BC Ratio | 0 | 0 | 0 | 0 | 0 | 0 | 0 | 0 | 0 | 0 | 0 | 0 | 0 | 0 | 0 | 0 | 0 | 0 | 0 | 0 | 0 | 0 | 0 | 0 | 0 | 0 | 0 | 0 | 0 | 0
F2_Commercial_Miscellaneous_New_Space Heating_Electric_Air-Source Heat Pump_E2 | F2 | Commercial | Miscellaneous | New | Space Heating | Electric | Air-Source Heat Pump | E2 | TRC BC Ratio | 0 | 0 | 0 | 0 | 0 | 0 | 0 | 0 | 0 | 0 | 0 | 0 | 0 | 0 | 0 | 0 | 0 | 0 | 0 | 0 | 0 | 0 | 0 | 0 | 0 | 0 | 0 | 0 | 0 | 0
F2_Commercial_Miscellaneous_New_Space Heating_Electric_Air-Source Heat Pump_E3 | F2 | Commercial | Miscellaneous | New | Space Heating | Electric | Air-Source Heat Pump | E3 | TRC BC Ratio | 0 | 0 | 0 | 0 | 0 | 0 | 0 | 0 | 0 | 0 | 0 | 0 | 0 | 0 | 0 | 0 | 0 | 0 | 0 | 0 | 0 | 0 | 0 | 0 | 0 | 0 | 0 | 0 | 0 | 0
F2_Commercial_Miscellaneous_New_Space Heating_Electric_Air-Source Heat Pump_E4 | F2 | Commercial | Miscellaneous | New | Space Heating | Electric | Air-Source Heat Pump | E4 | TRC BC Ratio | 0 | 0 | 0 | 0 | 0 | 0 | 0 | 0 | 0 | 0 | 0 | 0 | 0 | 0 | 0 | 0 | 0 | 0 | 0 | 0 | 0 | 0 | 0 | 0 | 0 | 0 | 0 | 0 | 0 | 0
F2_Commercial_Miscellaneous_New_Space Heating_Electric_Air-Source Heat Pump_E5 | F2 | Commercial | Miscellaneous | New | Space Heating | Electric | Air-Source Heat Pump | E5 | TRC BC Ratio | 0 | 0 | 0 | 0 | 0 | 0 | 0 | 0 | 0 | 0 | 0 | 0 | 0 | 0 | 0 | 0 | 0 | 0 | 0 | 0 | 0 | 0 | 0 | 0 | 0 | 0 | 0 | 0 | 0 | 0
F2_Commercial_Miscellaneous_New_Space Heating_Electric_Air-Source Heat Pump_E6 | F2 | Commercial | Miscellaneous | New | Space Heating | Electric | Air-Source Heat Pump | E6 | TRC BC Ratio | 0 | 0 | 0 | 0 | 0 | 0 | 0 | 0 | 0 | 0 | 0 | 0 | 0 | 0 | 0 | 0 | 0 | 0 | 0 | 0 | 0 | 0 | 0 | 0 | 0 | 0 | 0 | 0 | 0 | 0
F2_Commercial_Miscellaneous_New_Space Heating_Electric_Air-Source Heat Pump_E7 | F2 | Commercial | Miscellaneous | New | Space Heating | Electric | Air-Source Heat Pump | E7 | TRC BC Ratio | 0 | 0 | 0 | 0 | 0 | 0 | 0 | 0 | 0 | 0 | 0 | 0 | 0 | 0 | 0 | 0 | 0 | 0 | 0 | 0 | 0 | 0 | 0 | 0 | 0 | 0 | 0 | 0 | 0 | 0
F2_Commercial_Miscellaneous_New_Space Heating_Electric_Air-Source Heat Pump_E8 | F2 | Commercial | Miscellaneous | New | Space Heating | Electric | Air-Source Heat Pump | E8 | TRC BC Ratio | 0 | 0 | 0 | 0 | 0 | 0 | 0 | 0 | 0 | 0 | 0 | 0 | 0 | 0 | 0 | 0 | 0 | 0 | 0 | 0 | 0 | 0 | 0 | 0 | 0 | 0 | 0 | 0 | 0 | 0
F2_Commercial_Miscellaneous_New_Space Heating_Electric_Air-Source Heat Pump_E9 | F2 | Commercial | Miscellaneous | New | Space Heating | Electric | Air-Source Heat Pump | E9 | TRC BC Ratio | 0 | 0 | 0 | 0 | 0 | 0 | 0 | 0 | 0 | 0 | 0 | 0 | 0 | 0 | 0 | 0 | 0 | 0 | 0 | 0 | 0 | 0 | 0 | 0 | 0 | 0 | 0 | 0 | 0 | 0
F2_Commercial_Miscellaneous_New_Space Heating_Electric_Air-Source Heat Pump_E10 | F2 | Commercial | Miscellaneous | New | Space Heating | Electric | Air-Source Heat Pump | E10 | TRC BC Ratio | 0 | 0 | 0 | 0 | 0 | 0 | 0 | 0 | 0 | 0 | 0 | 0 | 0 | 0 | 0 | 0 | 0 | 0 | 0 | 0 | 0 | 0 | 0 | 0 | 0 | 0 | 0 | 0 | 0 | 0
F3_Commercial_Miscellaneous_New_Space Heating_Electric_Air-Source Heat Pump_E1 | F3 | Commercial | Miscellaneous | New | Space Heating | Electric | Air-Source Heat Pump | E1 | PACT BC Ratio | 0 | 0 | 0 | 0 | 0 | 0 | 0 | 0 | 0 | 0 | 0 | 0 | 0 | 0 | 0 | 0 | 0 | 0 | 0 | 0 | 0 | 0 | 0 | 0 | 0 | 0 | 0 | 0 | 0 | 0
F3_Commercial_Miscellaneous_New_Space Heating_Electric_Air-Source Heat Pump_E2 | F3 | Commercial | Miscellaneous | New | Space Heating | Electric | Air-Source Heat Pump | E2 | PACT BC Ratio | 0 | 0 | 0 | 0 | 0 | 0 | 0 | 0 | 0 | 0 | 0 | 0 | 0 | 0 | 0 | 0 | 0 | 0 | 0 | 0 | 0 | 0 | 0 | 0 | 0 | 0 | 0 | 0 | 0 | 0
F3_Commercial_Miscellaneous_New_Space Heating_Electric_Air-Source Heat Pump_E3 | F3 | Commercial | Miscellaneous | New | Space Heating | Electric | Air-Source Heat Pump | E3 | PACT BC Ratio | 0 | 0 | 0 | 0 | 0 | 0 | 0 | 0 | 0 | 0 | 0 | 0 | 0 | 0 | 0 | 0 | 0 | 0 | 0 | 0 | 0 | 0 | 0 | 0 | 0 | 0 | 0 | 0 | 0 | 0
F3_Commercial_Miscellaneous_New_Space Heating_Electric_Air-Source Heat Pump_E4 | F3 | Commercial | Miscellaneous | New | Space Heating | Electric | Air-Source Heat Pump | E4 | PACT BC Ratio | 0 | 0 | 0 | 0 | 0 | 0 | 0 | 0 | 0 | 0 | 0 | 0 | 0 | 0 | 0 | 0 | 0 | 0 | 0 | 0 | 0 | 0 | 0 | 0 | 0 | 0 | 0 | 0 | 0 | 0
F3_Commercial_Miscellaneous_New_Space Heating_Electric_Air-Source Heat Pump_E5 | F3 | Commercial | Miscellaneous | New | Space Heating | Electric | Air-Source Heat Pump | E5 | PACT BC Ratio | 0 | 0 | 0 | 0 | 0 | 0 | 0 | 0 | 0 | 0 | 0 | 0 | 0 | 0 | 0 | 0 | 0 | 0 | 0 | 0 | 0 | 0 | 0 | 0 | 0 | 0 | 0 | 0 | 0 | 0
F3_Commercial_Miscellaneous_New_Space Heating_Electric_Air-Source Heat Pump_E6 | F3 | Commercial | Miscellaneous | New | Space Heating | Electric | Air-Source Heat Pump | E6 | PACT BC Ratio | 0 | 0 | 0 | 0 | 0 | 0 | 0 | 0 | 0 | 0 | 0 | 0 | 0 | 0 | 0 | 0 | 0 | 0 | 0 | 0 | 0 | 0 | 0 | 0 | 0 | 0 | 0 | 0 | 0 | 0
F3_Commercial_Miscellaneous_New_Space Heating_Electric_Air-Source Heat Pump_E7 | F3 | Commercial | Miscellaneous | New | Space Heating | Electric | Air-Source Heat Pump | E7 | PACT BC Ratio | 0 | 0 | 0 | 0 | 0 | 0 | 0 | 0 | 0 | 0 | 0 | 0 | 0 | 0 | 0 | 0 | 0 | 0 | 0 | 0 | 0 | 0 | 0 | 0 | 0 | 0 | 0 | 0 | 0 | 0
F3_Commercial_Miscellaneous_New_Space Heating_Electric_Air-Source Heat Pump_E8 | F3 | Commercial | Miscellaneous | New | Space Heating | Electric | Air-Source Heat Pump | E8 | PACT BC Ratio | 0 | 0 | 0 | 0 | 0 | 0 | 0 | 0 | 0 | 0 | 0 | 0 | 0 | 0 | 0 | 0 | 0 | 0 | 0 | 0 | 0 | 0 | 0 | 0 | 0 | 0 | 0 | 0 | 0 | 0
F3_Commercial_Miscellaneous_New_Space Heating_Electric_Air-Source Heat Pump_E9 | F3 | Commercial | Miscellaneous | New | Space Heating | Electric | Air-Source Heat Pump | E9 | PACT BC Ratio | 0 | 0 | 0 | 0 | 0 | 0 | 0 | 0 | 0 | 0 | 0 | 0 | 0 | 0 | 0 | 0 | 0 | 0 | 0 | 0 | 0 | 0 | 0 | 0 | 0 | 0 | 0 | 0 | 0 | 0
F3_Commercial_Miscellaneous_New_Space Heating_Electric_Air-Source Heat Pump_E10 | F3 | Commercial | Miscellaneous | New | Space Heating | Electric | Air-Source Heat Pump | E10 | PACT BC Ratio | 0 | 0 | 0 | 0 | 0 | 0 | 0 | 0 | 0 | 0 | 0 | 0 | 0 | 0 | 0 | 0 | 0 | 0 | 0 | 0 | 0 | 0 | 0 | 0 | 0 | 0 | 0 | 0 | 0 | 0
F4_Commercial_Miscellaneous_New_Space Heating_Electric_Air-Source Heat Pump_E1 | F4 | Commercial | Miscellaneous | New | Space Heating | Electric | Air-Source Heat Pump | E1 | RVT BC Ratio | 0 | 0 | 0 | 0 | 0 | 0 | 0 | 0 | 0 | 0 | 0 | 0 | 0 | 0 | 0 | 0 | 0 | 0 | 0 | 0 | 0 | 0 | 0 | 0 | 0 | 0 | 0 | 0 | 0 | 0
F4_Commercial_Miscellaneous_New_Space Heating_Electric_Air-Source Heat Pump_E2 | F4 | Commercial | Miscellaneous | New | Space Heating | Electric | Air-Source Heat Pump | E2 | RVT BC Ratio | 0 | 0 | 0 | 0 | 0 | 0 | 0 | 0 | 0 | 0 | 0 | 0 | 0 | 0 | 0 | 0 | 0 | 0 | 0 | 0 | 0 | 0 | 0 | 0 | 0 | 0 | 0 | 0 | 0 | 0
F4_Commercial_Miscellaneous_New_Space Heating_Electric_Air-Source Heat Pump_E3 | F4 | Commercial | Miscellaneous | New | Space Heating | Electric | Air-Source Heat Pump | E3 | RVT BC Ratio | 0 | 0 | 0 | 0 | 0 | 0 | 0 | 0 | 0 | 0 | 0 | 0 | 0 | 0 | 0 | 0 | 0 | 0 | 0 | 0 | 0 | 0 | 0 | 0 | 0 | 0 | 0 | 0 | 0 | 0
F4_Commercial_Miscellaneous_New_Space Heating_Electric_Air-Source Heat Pump_E4 | F4 | Commercial | Miscellaneous | New | Space Heating | Electric | Air-Source Heat Pump | E4 | RVT BC Ratio | 0 | 0 | 0 | 0 | 0 | 0 | 0 | 0 | 0 | 0 | 0 | 0 | 0 | 0 | 0 | 0 | 0 | 0 | 0 | 0 | 0 | 0 | 0 | 0 | 0 | 0 | 0 | 0 | 0 | 0
F4_Commercial_Miscellaneous_New_Space Heating_Electric_Air-Source Heat Pump_E5 | F4 | Commercial | Miscellaneous | New | Space Heating | Electric | Air-Source Heat Pump | E5 | RVT BC Ratio | 0 | 0 | 0 | 0 | 0 | 0 | 0 | 0 | 0 | 0 | 0 | 0 | 0 | 0 | 0 | 0 | 0 | 0 | 0 | 0 | 0 | 0 | 0 | 0 | 0 | 0 | 0 | 0 | 0 | 0
F4_Commercial_Miscellaneous_New_Space Heating_Electric_Air-Source Heat Pump_E6 | F4 | Commercial | Miscellaneous | New | Space Heating | Electric | Air-Source Heat Pump | E6 | RVT BC Ratio | 0 | 0 | 0 | 0 | 0 | 0 | 0 | 0 | 0 | 0 | 0 | 0 | 0 | 0 | 0 | 0 | 0 | 0 | 0 | 0 | 0 | 0 | 0 | 0 | 0 | 0 | 0 | 0 | 0 | 0
F4_Commercial_Miscellaneous_New_Space Heating_Electric_Air-Source Heat Pump_E7 | F4 | Commercial | Miscellaneous | New | Space Heating | Electric | Air-Source Heat Pump | E7 | RVT BC Ratio | 0 | 0 | 0 | 0 | 0 | 0 | 0 | 0 | 0 | 0 | 0 | 0 | 0 | 0 | 0 | 0 | 0 | 0 | 0 | 0 | 0 | 0 | 0 | 0 | 0 | 0 | 0 | 0 | 0 | 0
F4_Commercial_Miscellaneous_New_Space Heating_Electric_Air-Source Heat Pump_E8 | F4 | Commercial | Miscellaneous | New | Space Heating | Electric | Air-Source Heat Pump | E8 | RVT BC Ratio | 0 | 0 | 0 | 0 | 0 | 0 | 0 | 0 | 0 | 0 | 0 | 0 | 0 | 0 | 0 | 0 | 0 | 0 | 0 | 0 | 0 | 0 | 0 | 0 | 0 | 0 | 0 | 0 | 0 | 0
F4_Commercial_Miscellaneous_New_Space Heating_Electric_Air-Source Heat Pump_E9 | F4 | Commercial | Miscellaneous | New | Space Heating | Electric | Air-Source Heat Pump | E9 | RVT BC Ratio | 0 | 0 | 0 | 0 | 0 | 0 | 0 | 0 | 0 | 0 | 0 | 0 | 0 | 0 | 0 | 0 | 0 | 0 | 0 | 0 | 0 | 0 | 0 | 0 | 0 | 0 | 0 | 0 | 0 | 0
F4_Commercial_Miscellaneous_New_Space Heating_Electric_Air-Source Heat Pump_E10 | F4 | Commercial | Miscellaneous | New | Space Heating | Electric | Air-Source Heat Pump | E10 | RVT BC Ratio | 0 | 0 | 0 | 0 | 0 | 0 | 0 | 0 | 0 | 0 | 0 | 0 | 0 | 0 | 0 | 0 | 0 | 0 | 0 | 0 | 0 | 0 | 0 | 0 | 0 | 0 | 0 | 0 | 0 | 0
F5_Commercial_Miscellaneous_New_Space Heating_Electric_Air-Source Heat Pump_E1 | F5 | Commercial | Miscellaneous | New | Space Heating | Electric | Air-Source Heat Pump | E1 | RIM BC Ratio | 0 | 0 | 0 | 0 | 0 | 0 | 0 | 0 | 0 | 0 | 0 | 0 | 0 | 0 | 0 | 0 | 0 | 0 | 0 | 0 | 0 | 0 | 0 | 0 | 0 | 0 | 0 | 0 | 0 | 0
F5_Commercial_Miscellaneous_New_Space Heating_Electric_Air-Source Heat Pump_E2 | F5 | Commercial | Miscellaneous | New | Space Heating | Electric | Air-Source Heat Pump | E2 | RIM BC Ratio | 0 | 0 | 0 | 0 | 0 | 0 | 0 | 0 | 0 | 0 | 0 | 0 | 0 | 0 | 0 | 0 | 0 | 0 | 0 | 0 | 0 | 0 | 0 | 0 | 0 | 0 | 0 | 0 | 0 | 0
F5_Commercial_Miscellaneous_New_Space Heating_Electric_Air-Source Heat Pump_E3 | F5 | Commercial | Miscellaneous | New | Space Heating | Electric | Air-Source Heat Pump | E3 | RIM BC Ratio | 0 | 0 | 0 | 0 | 0 | 0 | 0 | 0 | 0 | 0 | 0 | 0 | 0 | 0 | 0 | 0 | 0 | 0 | 0 | 0 | 0 | 0 | 0 | 0 | 0 | 0 | 0 | 0 | 0 | 0
F5_Commercial_Miscellaneous_New_Space Heating_Electric_Air-Source Heat Pump_E4 | F5 | Commercial | Miscellaneous | New | Space Heating | Electric | Air-Source Heat Pump | E4 | RIM BC Ratio | 0 | 0 | 0 | 0 | 0 | 0 | 0 | 0 | 0 | 0 | 0 | 0 | 0 | 0 | 0 | 0 | 0 | 0 | 0 | 0 | 0 | 0 | 0 | 0 | 0 | 0 | 0 | 0 | 0 | 0
F5_Commercial_Miscellaneous_New_Space Heating_Electric_Air-Source Heat Pump_E5 | F5 | Commercial | Miscellaneous | New | Space Heating | Electric | Air-Source Heat Pump | E5 | RIM BC Ratio | 0 | 0 | 0 | 0 | 0 | 0 | 0 | 0 | 0 | 0 | 0 | 0 | 0 | 0 | 0 | 0 | 0 | 0 | 0 | 0 | 0 | 0 | 0 | 0 | 0 | 0 | 0 | 0 | 0 | 0
F5_Commercial_Miscellaneous_New_Space Heating_Electric_Air-Source Heat Pump_E6 | F5 | Commercial | Miscellaneous | New | Space Heating | Electric | Air-Source Heat Pump | E6 | RIM BC Ratio | 0 | 0 | 0 | 0 | 0 | 0 | 0 | 0 | 0 | 0 | 0 | 0 | 0 | 0 | 0 | 0 | 0 | 0 | 0 | 0 | 0 | 0 | 0 | 0 | 0 | 0 | 0 | 0 | 0 | 0
F5_Commercial_Miscellaneous_New_Space Heating_Electric_Air-Source Heat Pump_E7 | F5 | Commercial | Miscellaneous | New | Space Heating | Electric | Air-Source Heat Pump | E7 | RIM BC Ratio | 0 | 0 | 0 | 0 | 0 | 0 | 0 | 0 | 0 | 0 | 0 | 0 | 0 | 0 | 0 | 0 | 0 | 0 | 0 | 0 | 0 | 0 | 0 | 0 | 0 | 0 | 0 | 0 | 0 | 0
F5_Commercial_Miscellaneous_New_Space Heating_Electric_Air-Source Heat Pump_E8 | F5 | Commercial | Miscellaneous | New | Space Heating | Electric | Air-Source Heat Pump | E8 | RIM BC Ratio | 0 | 0 | 0 | 0 | 0 | 0 | 0 | 0 | 0 | 0 | 0 | 0 | 0 | 0 | 0 | 0 | 0 | 0 | 0 | 0 | 0 | 0 | 0 | 0 | 0 | 0 | 0 | 0 | 0 | 0
F5_Commercial_Miscellaneous_New_Space Heating_Electric_Air-Source Heat Pump_E9 | F5 | Commercial | Miscellaneous | New | Space Heating | Electric | Air-Source Heat Pump | E9 | RIM BC Ratio | 0 | 0 | 0 | 0 | 0 | 0 | 0 | 0 | 0 | 0 | 0 | 0 | 0 | 0 | 0 | 0 | 0 | 0 | 0 | 0 | 0 | 0 | 0 | 0 | 0 | 0 | 0 | 0 | 0 | 0
F5_Commercial_Miscellaneous_New_Space Heating_Electric_Air-Source Heat Pump_E10 | F5 | Commercial | Miscellaneous | New | Space Heating | Electric | Air-Source Heat Pump | E10 | RIM BC Ratio | 0 | 0 | 0 | 0 | 0 | 0 | 0 | 0 | 0 | 0 | 0 | 0 | 0 | 0 | 0 | 0 | 0 | 0 | 0 | 0 | 0 | 0 | 0 | 0 | 0 | 0 | 0 | 0 | 0 | 0
F0_Commercial_Miscellaneous_New_Space Heating_Electric_Geothermal Heat Pump_E0 | F0 | Commercial | Miscellaneous | New | Space Heating | Electric | Geothermal Heat Pump | E0 | Economic Unit | 0 | 0 | 0 | 0 | 0 | 0 | 0 | 0 | 0 | 0 | 0 | 0 | 0 | 0 | 0 | 0 | 0 | 0 | 0 | 0 | 0 | 0 | 0 | 0 | 0 | 0 | 0 | 0 | 0 | 0
F1_Commercial_Miscellaneous_New_Space Heating_Electric_Geothermal Heat Pump_E1 | F1 | Commercial | Miscellaneous | New | Space Heating | Electric | Geothermal Heat Pump | E1 | CCE | 0 | 0 | 0 | 0 | 0 | 0 | 0 | 0 | 0 | 0 | 0 | 0 | 0 | 0 | 0 | 0 | 0 | 0 | 0 | 0 | 0 | 0 | 0 | 0 | 0 | 0 | 0 | 0 | 0 | 0
F1_Commercial_Miscellaneous_New_Space Heating_Electric_Geothermal Heat Pump_E2 | F1 | Commercial | Miscellaneous | New | Space Heating | Electric | Geothermal Heat Pump | E2 | CCE | 0 | 0 | 0 | 0 | 0 | 0 | 0 | 0 | 0 | 0 | 0 | 0 | 0 | 0 | 0 | 0 | 0 | 0 | 0 | 0 | 0 | 0 | 0 | 0 | 0 | 0 | 0 | 0 | 0 | 0
F1_Commercial_Miscellaneous_New_Space Heating_Electric_Geothermal Heat Pump_E3 | F1 | Commercial | Miscellaneous | New | Space Heating | Electric | Geothermal Heat Pump | E3 | CCE | 0 | 0 | 0 | 0 | 0 | 0 | 0 | 0 | 0 | 0 | 0 | 0 | 0 | 0 | 0 | 0 | 0 | 0 | 0 | 0 | 0 | 0 | 0 | 0 | 0 | 0 | 0 | 0 | 0 | 0
F1_Commercial_Miscellaneous_New_Space Heating_Electric_Geothermal Heat Pump_E4 | F1 | Commercial | Miscellaneous | New | Space Heating | Electric | Geothermal Heat Pump | E4 | CCE | 0 | 0 | 0 | 0 | 0 | 0 | 0 | 0 | 0 | 0 | 0 | 0 | 0 | 0 | 0 | 0 | 0 | 0 | 0 | 0 | 0 | 0 | 0 | 0 | 0 | 0 | 0 | 0 | 0 | 0
F1_Commercial_Miscellaneous_New_Space Heating_Electric_Geothermal Heat Pump_E5 | F1 | Commercial | Miscellaneous | New | Space Heating | Electric | Geothermal Heat Pump | E5 | CCE | 0 | 0 | 0 | 0 | 0 | 0 | 0 | 0 | 0 | 0 | 0 | 0 | 0 | 0 | 0 | 0 | 0 | 0 | 0 | 0 | 0 | 0 | 0 | 0 | 0 | 0 | 0 | 0 | 0 | 0
F1_Commercial_Miscellaneous_New_Space Heating_Electric_Geothermal Heat Pump_E6 | F1 | Commercial | Miscellaneous | New | Space Heating | Electric | Geothermal Heat Pump | E6 | CCE | 0 | 0 | 0 | 0 | 0 | 0 | 0 | 0 | 0 | 0 | 0 | 0 | 0 | 0 | 0 | 0 | 0 | 0 | 0 | 0 | 0 | 0 | 0 | 0 | 0 | 0 | 0 | 0 | 0 | 0
F1_Commercial_Miscellaneous_New_Space Heating_Electric_Geothermal Heat Pump_E7 | F1 | Commercial | Miscellaneous | New | Space Heating | Electric | Geothermal Heat Pump | E7 | CCE | 0 | 0 | 0 | 0 | 0 | 0 | 0 | 0 | 0 | 0 | 0 | 0 | 0 | 0 | 0 | 0 | 0 | 0 | 0 | 0 | 0 | 0 | 0 | 0 | 0 | 0 | 0 | 0 | 0 | 0
F1_Commercial_Miscellaneous_New_Space Heating_Electric_Geothermal Heat Pump_E8 | F1 | Commercial | Miscellaneous | New | Space Heating | Electric | Geothermal Heat Pump | E8 | CCE | 0 | 0 | 0 | 0 | 0 | 0 | 0 | 0 | 0 | 0 | 0 | 0 | 0 | 0 | 0 | 0 | 0 | 0 | 0 | 0 | 0 | 0 | 0 | 0 | 0 | 0 | 0 | 0 | 0 | 0
F1_Commercial_Miscellaneous_New_Space Heating_Electric_Geothermal Heat Pump_E9 | F1 | Commercial | Miscellaneous | New | Space Heating | Electric | Geothermal Heat Pump | E9 | CCE | 0 | 0 | 0 | 0 | 0 | 0 | 0 | 0 | 0 | 0 | 0 | 0 | 0 | 0 | 0 | 0 | 0 | 0 | 0 | 0 | 0 | 0 | 0 | 0 | 0 | 0 | 0 | 0 | 0 | 0
F1_Commercial_Miscellaneous_New_Space Heating_Electric_Geothermal Heat Pump_E10 | F1 | Commercial | Miscellaneous | New | Space Heating | Electric | Geothermal Heat Pump | E10 | CCE | 0 | 0 | 0 | 0 | 0 | 0 | 0 | 0 | 0 | 0 | 0 | 0 | 0 | 0 | 0 | 0 | 0 | 0 | 0 | 0 | 0 | 0 | 0 | 0 | 0 | 0 | 0 | 0 | 0 | 0
F2_Commercial_Miscellaneous_New_Space Heating_Electric_Geothermal Heat Pump_E1 | F2 | Commercial | Miscellaneous | New | Space Heating | Electric | Geothermal Heat Pump | E1 | TRC BC Ratio | 0 | 0 | 0 | 0 | 0 | 0 | 0 | 0 | 0 | 0 | 0 | 0 | 0 | 0 | 0 | 0 | 0 | 0 | 0 | 0 | 0 | 0 | 0 | 0 | 0 | 0 | 0 | 0 | 0 | 0
F2_Commercial_Miscellaneous_New_Space Heating_Electric_Geothermal Heat Pump_E2 | F2 | Commercial | Miscellaneous | New | Space Heating | Electric | Geothermal Heat Pump | E2 | TRC BC Ratio | 0 | 0 | 0 | 0 | 0 | 0 | 0 | 0 | 0 | 0 | 0 | 0 | 0 | 0 | 0 | 0 | 0 | 0 | 0 | 0 | 0 | 0 | 0 | 0 | 0 | 0 | 0 | 0 | 0 | 0
F2_Commercial_Miscellaneous_New_Space Heating_Electric_Geothermal Heat Pump_E3 | F2 | Commercial | Miscellaneous | New | Space Heating | Electric | Geothermal Heat Pump | E3 | TRC BC Ratio | 0 | 0 | 0 | 0 | 0 | 0 | 0 | 0 | 0 | 0 | 0 | 0 | 0 | 0 | 0 | 0 | 0 | 0 | 0 | 0 | 0 | 0 | 0 | 0 | 0 | 0 | 0 | 0 | 0 | 0
F2_Commercial_Miscellaneous_New_Space Heating_Electric_Geothermal Heat Pump_E4 | F2 | Commercial | Miscellaneous | New | Space Heating | Electric | Geothermal Heat Pump | E4 | TRC BC Ratio | 0 | 0 | 0 | 0 | 0 | 0 | 0 | 0 | 0 | 0 | 0 | 0 | 0 | 0 | 0 | 0 | 0 | 0 | 0 | 0 | 0 | 0 | 0 | 0 | 0 | 0 | 0 | 0 | 0 | 0
F2_Commercial_Miscellaneous_New_Space Heating_Electric_Geothermal Heat Pump_E5 | F2 | Commercial | Miscellaneous | New | Space Heating | Electric | Geothermal Heat Pump | E5 | TRC BC Ratio | 0 | 0 | 0 | 0 | 0 | 0 | 0 | 0 | 0 | 0 | 0 | 0 | 0 | 0 | 0 | 0 | 0 | 0 | 0 | 0 | 0 | 0 | 0 | 0 | 0 | 0 | 0 | 0 | 0 | 0
F2_Commercial_Miscellaneous_New_Space Heating_Electric_Geothermal Heat Pump_E6 | F2 | Commercial | Miscellaneous | New | Space Heating | Electric | Geothermal Heat Pump | E6 | TRC BC Ratio | 0 | 0 | 0 | 0 | 0 | 0 | 0 | 0 | 0 | 0 | 0 | 0 | 0 | 0 | 0 | 0 | 0 | 0 | 0 | 0 | 0 | 0 | 0 | 0 | 0 | 0 | 0 | 0 | 0 | 0
F2_Commercial_Miscellaneous_New_Space Heating_Electric_Geothermal Heat Pump_E7 | F2 | Commercial | Miscellaneous | New | Space Heating | Electric | Geothermal Heat Pump | E7 | TRC BC Ratio | 0 | 0 | 0 | 0 | 0 | 0 | 0 | 0 | 0 | 0 | 0 | 0 | 0 | 0 | 0 | 0 | 0 | 0 | 0 | 0 | 0 | 0 | 0 | 0 | 0 | 0 | 0 | 0 | 0 | 0
F2_Commercial_Miscellaneous_New_Space Heating_Electric_Geothermal Heat Pump_E8 | F2 | Commercial | Miscellaneous | New | Space Heating | Electric | Geothermal Heat Pump | E8 | TRC BC Ratio | 0 | 0 | 0 | 0 | 0 | 0 | 0 | 0 | 0 | 0 | 0 | 0 | 0 | 0 | 0 | 0 | 0 | 0 | 0 | 0 | 0 | 0 | 0 | 0 | 0 | 0 | 0 | 0 | 0 | 0
F2_Commercial_Miscellaneous_New_Space Heating_Electric_Geothermal Heat Pump_E9 | F2 | Commercial | Miscellaneous | New | Space Heating | Electric | Geothermal Heat Pump | E9 | TRC BC Ratio | 0 | 0 | 0 | 0 | 0 | 0 | 0 | 0 | 0 | 0 | 0 | 0 | 0 | 0 | 0 | 0 | 0 | 0 | 0 | 0 | 0 | 0 | 0 | 0 | 0 | 0 | 0 | 0 | 0 | 0
F2_Commercial_Miscellaneous_New_Space Heating_Electric_Geothermal Heat Pump_E10 | F2 | Commercial | Miscellaneous | New | Space Heating | Electric | Geothermal Heat Pump | E10 | TRC BC Ratio | 0 | 0 | 0 | 0 | 0 | 0 | 0 | 0 | 0 | 0 | 0 | 0 | 0 | 0 | 0 | 0 | 0 | 0 | 0 | 0 | 0 | 0 | 0 | 0 | 0 | 0 | 0 | 0 | 0 | 0
F3_Commercial_Miscellaneous_New_Space Heating_Electric_Geothermal Heat Pump_E1 | F3 | Commercial | Miscellaneous | New | Space Heating | Electric | Geothermal Heat Pump | E1 | PACT BC Ratio | 0 | 0 | 0 | 0 | 0 | 0 | 0 | 0 | 0 | 0 | 0 | 0 | 0 | 0 | 0 | 0 | 0 | 0 | 0 | 0 | 0 | 0 | 0 | 0 | 0 | 0 | 0 | 0 | 0 | 0
F3_Commercial_Miscellaneous_New_Space Heating_Electric_Geothermal Heat Pump_E2 | F3 | Commercial | Miscellaneous | New | Space Heating | Electric | Geothermal Heat Pump | E2 | PACT BC Ratio | 0 | 0 | 0 | 0 | 0 | 0 | 0 | 0 | 0 | 0 | 0 | 0 | 0 | 0 | 0 | 0 | 0 | 0 | 0 | 0 | 0 | 0 | 0 | 0 | 0 | 0 | 0 | 0 | 0 | 0
F3_Commercial_Miscellaneous_New_Space Heating_Electric_Geothermal Heat Pump_E3 | F3 | Commercial | Miscellaneous | New | Space Heating | Electric | Geothermal Heat Pump | E3 | PACT BC Ratio | 0 | 0 | 0 | 0 | 0 | 0 | 0 | 0 | 0 | 0 | 0 | 0 | 0 | 0 | 0 | 0 | 0 | 0 | 0 | 0 | 0 | 0 | 0 | 0 | 0 | 0 | 0 | 0 | 0 | 0
F3_Commercial_Miscellaneous_New_Space Heating_Electric_Geothermal Heat Pump_E4 | F3 | Commercial | Miscellaneous | New | Space Heating | Electric | Geothermal Heat Pump | E4 | PACT BC Ratio | 0 | 0 | 0 | 0 | 0 | 0 | 0 | 0 | 0 | 0 | 0 | 0 | 0 | 0 | 0 | 0 | 0 | 0 | 0 | 0 | 0 | 0 | 0 | 0 | 0 | 0 | 0 | 0 | 0 | 0
F3_Commercial_Miscellaneous_New_Space Heating_Electric_Geothermal Heat Pump_E5 | F3 | Commercial | Miscellaneous | New | Space Heating | Electric | Geothermal Heat Pump | E5 | PACT BC Ratio | 0 | 0 | 0 | 0 | 0 | 0 | 0 | 0 | 0 | 0 | 0 | 0 | 0 | 0 | 0 | 0 | 0 | 0 | 0 | 0 | 0 | 0 | 0 | 0 | 0 | 0 | 0 | 0 | 0 | 0
F3_Commercial_Miscellaneous_New_Space Heating_Electric_Geothermal Heat Pump_E6 | F3 | Commercial | Miscellaneous | New | Space Heating | Electric | Geothermal Heat Pump | E6 | PACT BC Ratio | 0 | 0 | 0 | 0 | 0 | 0 | 0 | 0 | 0 | 0 | 0 | 0 | 0 | 0 | 0 | 0 | 0 | 0 | 0 | 0 | 0 | 0 | 0 | 0 | 0 | 0 | 0 | 0 | 0 | 0
F3_Commercial_Miscellaneous_New_Space Heating_Electric_Geothermal Heat Pump_E7 | F3 | Commercial | Miscellaneous | New | Space Heating | Electric | Geothermal Heat Pump | E7 | PACT BC Ratio | 0 | 0 | 0 | 0 | 0 | 0 | 0 | 0 | 0 | 0 | 0 | 0 | 0 | 0 | 0 | 0 | 0 | 0 | 0 | 0 | 0 | 0 | 0 | 0 | 0 | 0 | 0 | 0 | 0 | 0
F3_Commercial_Miscellaneous_New_Space Heating_Electric_Geothermal Heat Pump_E8 | F3 | Commercial | Miscellaneous | New | Space Heating | Electric | Geothermal Heat Pump | E8 | PACT BC Ratio | 0 | 0 | 0 | 0 | 0 | 0 | 0 | 0 | 0 | 0 | 0 | 0 | 0 | 0 | 0 | 0 | 0 | 0 | 0 | 0 | 0 | 0 | 0 | 0 | 0 | 0 | 0 | 0 | 0 | 0
F3_Commercial_Miscellaneous_New_Space Heating_Electric_Geothermal Heat Pump_E9 | F3 | Commercial | Miscellaneous | New | Space Heating | Electric | Geothermal Heat Pump | E9 | PACT BC Ratio | 0 | 0 | 0 | 0 | 0 | 0 | 0 | 0 | 0 | 0 | 0 | 0 | 0 | 0 | 0 | 0 | 0 | 0 | 0 | 0 | 0 | 0 | 0 | 0 | 0 | 0 | 0 | 0 | 0 | 0
F3_Commercial_Miscellaneous_New_Space Heating_Electric_Geothermal Heat Pump_E10 | F3 | Commercial | Miscellaneous | New | Space Heating | Electric | Geothermal Heat Pump | E10 | PACT BC Ratio | 0 | 0 | 0 | 0 | 0 | 0 | 0 | 0 | 0 | 0 | 0 | 0 | 0 | 0 | 0 | 0 | 0 | 0 | 0 | 0 | 0 | 0 | 0 | 0 | 0 | 0 | 0 | 0 | 0 | 0
F4_Commercial_Miscellaneous_New_Space Heating_Electric_Geothermal Heat Pump_E1 | F4 | Commercial | Miscellaneous | New | Space Heating | Electric | Geothermal Heat Pump | E1 | RVT BC Ratio | 0 | 0 | 0 | 0 | 0 | 0 | 0 | 0 | 0 | 0 | 0 | 0 | 0 | 0 | 0 | 0 | 0 | 0 | 0 | 0 | 0 | 0 | 0 | 0 | 0 | 0 | 0 | 0 | 0 | 0
F4_Commercial_Miscellaneous_New_Space Heating_Electric_Geothermal Heat Pump_E2 | F4 | Commercial | Miscellaneous | New | Space Heating | Electric | Geothermal Heat Pump | E2 | RVT BC Ratio | 0 | 0 | 0 | 0 | 0 | 0 | 0 | 0 | 0 | 0 | 0 | 0 | 0 | 0 | 0 | 0 | 0 | 0 | 0 | 0 | 0 | 0 | 0 | 0 | 0 | 0 | 0 | 0 | 0 | 0
F4_Commercial_Miscellaneous_New_Space Heating_Electric_Geothermal Heat Pump_E3 | F4 | Commercial | Miscellaneous | New | Space Heating | Electric | Geothermal Heat Pump | E3 | RVT BC Ratio | 0 | 0 | 0 | 0 | 0 | 0 | 0 | 0 | 0 | 0 | 0 | 0 | 0 | 0 | 0 | 0 | 0 | 0 | 0 | 0 | 0 | 0 | 0 | 0 | 0 | 0 | 0 | 0 | 0 | 0
F4_Commercial_Miscellaneous_New_Space Heating_Electric_Geothermal Heat Pump_E4 | F4 | Commercial | Miscellaneous | New | Space Heating | Electric | Geothermal Heat Pump | E4 | RVT BC Ratio | 0 | 0 | 0 | 0 | 0 | 0 | 0 | 0 | 0 | 0 | 0 | 0 | 0 | 0 | 0 | 0 | 0 | 0 | 0 | 0 | 0 | 0 | 0 | 0 | 0 | 0 | 0 | 0 | 0 | 0
F4_Commercial_Miscellaneous_New_Space Heating_Electric_Geothermal Heat Pump_E5 | F4 | Commercial | Miscellaneous | New | Space Heating | Electric | Geothermal Heat Pump | E5 | RVT BC Ratio | 0 | 0 | 0 | 0 | 0 | 0 | 0 | 0 | 0 | 0 | 0 | 0 | 0 | 0 | 0 | 0 | 0 | 0 | 0 | 0 | 0 | 0 | 0 | 0 | 0 | 0 | 0 | 0 | 0 | 0
F4_Commercial_Miscellaneous_New_Space Heating_Electric_Geothermal Heat Pump_E6 | F4 | Commercial | Miscellaneous | New | Space Heating | Electric | Geothermal Heat Pump | E6 | RVT BC Ratio | 0 | 0 | 0 | 0 | 0 | 0 | 0 | 0 | 0 | 0 | 0 | 0 | 0 | 0 | 0 | 0 | 0 | 0 | 0 | 0 | 0 | 0 | 0 | 0 | 0 | 0 | 0 | 0 | 0 | 0
F4_Commercial_Miscellaneous_New_Space Heating_Electric_Geothermal Heat Pump_E7 | F4 | Commercial | Miscellaneous | New | Space Heating | Electric | Geothermal Heat Pump | E7 | RVT BC Ratio | 0 | 0 | 0 | 0 | 0 | 0 | 0 | 0 | 0 | 0 | 0 | 0 | 0 | 0 | 0 | 0 | 0 | 0 | 0 | 0 | 0 | 0 | 0 | 0 | 0 | 0 | 0 | 0 | 0 | 0
F4_Commercial_Miscellaneous_New_Space Heating_Electric_Geothermal Heat Pump_E8 | F4 | Commercial | Miscellaneous | New | Space Heating | Electric | Geothermal Heat Pump | E8 | RVT BC Ratio | 0 | 0 | 0 | 0 | 0 | 0 | 0 | 0 | 0 | 0 | 0 | 0 | 0 | 0 | 0 | 0 | 0 | 0 | 0 | 0 | 0 | 0 | 0 | 0 | 0 | 0 | 0 | 0 | 0 | 0
F4_Commercial_Miscellaneous_New_Space Heating_Electric_Geothermal Heat Pump_E9 | F4 | Commercial | Miscellaneous | New | Space Heating | Electric | Geothermal Heat Pump | E9 | RVT BC Ratio | 0 | 0 | 0 | 0 | 0 | 0 | 0 | 0 | 0 | 0 | 0 | 0 | 0 | 0 | 0 | 0 | 0 | 0 | 0 | 0 | 0 | 0 | 0 | 0 | 0 | 0 | 0 | 0 | 0 | 0
F4_Commercial_Miscellaneous_New_Space Heating_Electric_Geothermal Heat Pump_E10 | F4 | Commercial | Miscellaneous | New | Space Heating | Electric | Geothermal Heat Pump | E10 | RVT BC Ratio | 0 | 0 | 0 | 0 | 0 | 0 | 0 | 0 | 0 | 0 | 0 | 0 | 0 | 0 | 0 | 0 | 0 | 0 | 0 | 0 | 0 | 0 | 0 | 0 | 0 | 0 | 0 | 0 | 0 | 0
F5_Commercial_Miscellaneous_New_Space Heating_Electric_Geothermal Heat Pump_E1 | F5 | Commercial | Miscellaneous | New | Space Heating | Electric | Geothermal Heat Pump | E1 | RIM BC Ratio | 0 | 0 | 0 | 0 | 0 | 0 | 0 | 0 | 0 | 0 | 0 | 0 | 0 | 0 | 0 | 0 | 0 | 0 | 0 | 0 | 0 | 0 | 0 | 0 | 0 | 0 | 0 | 0 | 0 | 0
F5_Commercial_Miscellaneous_New_Space Heating_Electric_Geothermal Heat Pump_E2 | F5 | Commercial | Miscellaneous | New | Space Heating | Electric | Geothermal Heat Pump | E2 | RIM BC Ratio | 0 | 0 | 0 | 0 | 0 | 0 | 0 | 0 | 0 | 0 | 0 | 0 | 0 | 0 | 0 | 0 | 0 | 0 | 0 | 0 | 0 | 0 | 0 | 0 | 0 | 0 | 0 | 0 | 0 | 0
F5_Commercial_Miscellaneous_New_Space Heating_Electric_Geothermal Heat Pump_E3 | F5 | Commercial | Miscellaneous | New | Space Heating | Electric | Geothermal Heat Pump | E3 | RIM BC Ratio | 0 | 0 | 0 | 0 | 0 | 0 | 0 | 0 | 0 | 0 | 0 | 0 | 0 | 0 | 0 | 0 | 0 | 0 | 0 | 0 | 0 | 0 | 0 | 0 | 0 | 0 | 0 | 0 | 0 | 0
F5_Commercial_Miscellaneous_New_Space Heating_Electric_Geothermal Heat Pump_E4 | F5 | Commercial | Miscellaneous | New | Space Heating | Electric | Geothermal Heat Pump | E4 | RIM BC Ratio | 0 | 0 | 0 | 0 | 0 | 0 | 0 | 0 | 0 | 0 | 0 | 0 | 0 | 0 | 0 | 0 | 0 | 0 | 0 | 0 | 0 | 0 | 0 | 0 | 0 | 0 | 0 | 0 | 0 | 0
F5_Commercial_Miscellaneous_New_Space Heating_Electric_Geothermal Heat Pump_E5 | F5 | Commercial | Miscellaneous | New | Space Heating | Electric | Geothermal Heat Pump | E5 | RIM BC Ratio | 0 | 0 | 0 | 0 | 0 | 0 | 0 | 0 | 0 | 0 | 0 | 0 | 0 | 0 | 0 | 0 | 0 | 0 | 0 | 0 | 0 | 0 | 0 | 0 | 0 | 0 | 0 | 0 | 0 | 0
F5_Commercial_Miscellaneous_New_Space Heating_Electric_Geothermal Heat Pump_E6 | F5 | Commercial | Miscellaneous | New | Space Heating | Electric | Geothermal Heat Pump | E6 | RIM BC Ratio | 0 | 0 | 0 | 0 | 0 | 0 | 0 | 0 | 0 | 0 | 0 | 0 | 0 | 0 | 0 | 0 | 0 | 0 | 0 | 0 | 0 | 0 | 0 | 0 | 0 | 0 | 0 | 0 | 0 | 0
F5_Commercial_Miscellaneous_New_Space Heating_Electric_Geothermal Heat Pump_E7 | F5 | Commercial | Miscellaneous | New | Space Heating | Electric | Geothermal Heat Pump | E7 | RIM BC Ratio | 0 | 0 | 0 | 0 | 0 | 0 | 0 | 0 | 0 | 0 | 0 | 0 | 0 | 0 | 0 | 0 | 0 | 0 | 0 | 0 | 0 | 0 | 0 | 0 | 0 | 0 | 0 | 0 | 0 | 0
F5_Commercial_Miscellaneous_New_Space Heating_Electric_Geothermal Heat Pump_E8 | F5 | Commercial | Miscellaneous | New | Space Heating | Electric | Geothermal Heat Pump | E8 | RIM BC Ratio | 0 | 0 | 0 | 0 | 0 | 0 | 0 | 0 | 0 | 0 | 0 | 0 | 0 | 0 | 0 | 0 | 0 | 0 | 0 | 0 | 0 | 0 | 0 | 0 | 0 | 0 | 0 | 0 | 0 | 0
F5_Commercial_Miscellaneous_New_Space Heating_Electric_Geothermal Heat Pump_E9 | F5 | Commercial | Miscellaneous | New | Space Heating | Electric | Geothermal Heat Pump | E9 | RIM BC Ratio | 0 | 0 | 0 | 0 | 0 | 0 | 0 | 0 | 0 | 0 | 0 | 0 | 0 | 0 | 0 | 0 | 0 | 0 | 0 | 0 | 0 | 0 | 0 | 0 | 0 | 0 | 0 | 0 | 0 | 0
F5_Commercial_Miscellaneous_New_Space Heating_Electric_Geothermal Heat Pump_E10 | F5 | Commercial | Miscellaneous | New | Space Heating | Electric | Geothermal Heat Pump | E10 | RIM BC Ratio | 0 | 0 | 0 | 0 | 0 | 0 | 0 | 0 | 0 | 0 | 0 | 0 | 0 | 0 | 0 | 0 | 0 | 0 | 0 | 0 | 0 | 0 | 0 | 0 | 0 | 0 | 0 | 0 | 0 | 0
F0_Commercial_Miscellaneous_New_Ventilation_Electric_Ventilation_E0 | F0 | Commercial | Miscellaneous | New | Ventilation | Electric | Ventilation | E0 | Economic Unit | 0 | 0 | 0 | 0 | 0 | 0 | 0 | 0 | 0 | 0 | 0 | 0 | 0 | 0 | 0 | 0 | 0 | 0 | 0 | 0 | 0 | 0 | 0 | 0 | 0 | 0 | 0 | 0 | 0 | 0
F1_Commercial_Miscellaneous_New_Ventilation_Electric_Ventilation_E1 | F1 | Commercial | Miscellaneous | New | Ventilation | Electric | Ventilation | E1 | CCE | 0 | 0 | 0 | 0 | 0 | 0 | 0 | 0 | 0 | 0 | 0 | 0 | 0 | 0 | 0 | 0 | 0 | 0 | 0 | 0 | 0 | 0 | 0 | 0 | 0 | 0 | 0 | 0 | 0 | 0
F1_Commercial_Miscellaneous_New_Ventilation_Electric_Ventilation_E2 | F1 | Commercial | Miscellaneous | New | Ventilation | Electric | Ventilation | E2 | CCE | 0 | 0 | 0 | 0 | 0 | 0 | 0 | 0 | 0 | 0 | 0 | 0 | 0 | 0 | 0 | 0 | 0 | 0 | 0 | 0 | 0 | 0 | 0 | 0 | 0 | 0 | 0 | 0 | 0 | 0
F1_Commercial_Miscellaneous_New_Ventilation_Electric_Ventilation_E3 | F1 | Commercial | Miscellaneous | New | Ventilation | Electric | Ventilation | E3 | CCE | 0 | 0 | 0 | 0 | 0 | 0 | 0 | 0 | 0 | 0 | 0 | 0 | 0 | 0 | 0 | 0 | 0 | 0 | 0 | 0 | 0 | 0 | 0 | 0 | 0 | 0 | 0 | 0 | 0 | 0
F1_Commercial_Miscellaneous_New_Ventilation_Electric_Ventilation_E4 | F1 | Commercial | Miscellaneous | New | Ventilation | Electric | Ventilation | E4 | CCE | 0 | 0 | 0 | 0 | 0 | 0 | 0 | 0 | 0 | 0 | 0 | 0 | 0 | 0 | 0 | 0 | 0 | 0 | 0 | 0 | 0 | 0 | 0 | 0 | 0 | 0 | 0 | 0 | 0 | 0
F1_Commercial_Miscellaneous_New_Ventilation_Electric_Ventilation_E5 | F1 | Commercial | Miscellaneous | New | Ventilation | Electric | Ventilation | E5 | CCE | 0 | 0 | 0 | 0 | 0 | 0 | 0 | 0 | 0 | 0 | 0 | 0 | 0 | 0 | 0 | 0 | 0 | 0 | 0 | 0 | 0 | 0 | 0 | 0 | 0 | 0 | 0 | 0 | 0 | 0
F1_Commercial_Miscellaneous_New_Ventilation_Electric_Ventilation_E6 | F1 | Commercial | Miscellaneous | New | Ventilation | Electric | Ventilation | E6 | CCE | 0 | 0 | 0 | 0 | 0 | 0 | 0 | 0 | 0 | 0 | 0 | 0 | 0 | 0 | 0 | 0 | 0 | 0 | 0 | 0 | 0 | 0 | 0 | 0 | 0 | 0 | 0 | 0 | 0 | 0
F1_Commercial_Miscellaneous_New_Ventilation_Electric_Ventilation_E7 | F1 | Commercial | Miscellaneous | New | Ventilation | Electric | Ventilation | E7 | CCE | 0 | 0 | 0 | 0 | 0 | 0 | 0 | 0 | 0 | 0 | 0 | 0 | 0 | 0 | 0 | 0 | 0 | 0 | 0 | 0 | 0 | 0 | 0 | 0 | 0 | 0 | 0 | 0 | 0 | 0
F1_Commercial_Miscellaneous_New_Ventilation_Electric_Ventilation_E8 | F1 | Commercial | Miscellaneous | New | Ventilation | Electric | Ventilation | E8 | CCE | 0 | 0 | 0 | 0 | 0 | 0 | 0 | 0 | 0 | 0 | 0 | 0 | 0 | 0 | 0 | 0 | 0 | 0 | 0 | 0 | 0 | 0 | 0 | 0 | 0 | 0 | 0 | 0 | 0 | 0
F1_Commercial_Miscellaneous_New_Ventilation_Electric_Ventilation_E9 | F1 | Commercial | Miscellaneous | New | Ventilation | Electric | Ventilation | E9 | CCE | 0 | 0 | 0 | 0 | 0 | 0 | 0 | 0 | 0 | 0 | 0 | 0 | 0 | 0 | 0 | 0 | 0 | 0 | 0 | 0 | 0 | 0 | 0 | 0 | 0 | 0 | 0 | 0 | 0 | 0
F1_Commercial_Miscellaneous_New_Ventilation_Electric_Ventilation_E10 | F1 | Commercial | Miscellaneous | New | Ventilation | Electric | Ventilation | E10 | CCE | 0 | 0 | 0 | 0 | 0 | 0 | 0 | 0 | 0 | 0 | 0 | 0 | 0 | 0 | 0 | 0 | 0 | 0 | 0 | 0 | 0 | 0 | 0 | 0 | 0 | 0 | 0 | 0 | 0 | 0
F2_Commercial_Miscellaneous_New_Ventilation_Electric_Ventilation_E1 | F2 | Commercial | Miscellaneous | New | Ventilation | Electric | Ventilation | E1 | TRC BC Ratio | 0 | 0 | 0 | 0 | 0 | 0 | 0 | 0 | 0 | 0 | 0 | 0 | 0 | 0 | 0 | 0 | 0 | 0 | 0 | 0 | 0 | 0 | 0 | 0 | 0 | 0 | 0 | 0 | 0 | 0
F2_Commercial_Miscellaneous_New_Ventilation_Electric_Ventilation_E2 | F2 | Commercial | Miscellaneous | New | Ventilation | Electric | Ventilation | E2 | TRC BC Ratio | 0 | 0 | 0 | 0 | 0 | 0 | 0 | 0 | 0 | 0 | 0 | 0 | 0 | 0 | 0 | 0 | 0 | 0 | 0 | 0 | 0 | 0 | 0 | 0 | 0 | 0 | 0 | 0 | 0 | 0
F2_Commercial_Miscellaneous_New_Ventilation_Electric_Ventilation_E3 | F2 | Commercial | Miscellaneous | New | Ventilation | Electric | Ventilation | E3 | TRC BC Ratio | 0 | 0 | 0 | 0 | 0 | 0 | 0 | 0 | 0 | 0 | 0 | 0 | 0 | 0 | 0 | 0 | 0 | 0 | 0 | 0 | 0 | 0 | 0 | 0 | 0 | 0 | 0 | 0 | 0 | 0
F2_Commercial_Miscellaneous_New_Ventilation_Electric_Ventilation_E4 | F2 | Commercial | Miscellaneous | New | Ventilation | Electric | Ventilation | E4 | TRC BC Ratio | 0 | 0 | 0 | 0 | 0 | 0 | 0 | 0 | 0 | 0 | 0 | 0 | 0 | 0 | 0 | 0 | 0 | 0 | 0 | 0 | 0 | 0 | 0 | 0 | 0 | 0 | 0 | 0 | 0 | 0
F2_Commercial_Miscellaneous_New_Ventilation_Electric_Ventilation_E5 | F2 | Commercial | Miscellaneous | New | Ventilation | Electric | Ventilation | E5 | TRC BC Ratio | 0 | 0 | 0 | 0 | 0 | 0 | 0 | 0 | 0 | 0 | 0 | 0 | 0 | 0 | 0 | 0 | 0 | 0 | 0 | 0 | 0 | 0 | 0 | 0 | 0 | 0 | 0 | 0 | 0 | 0
F2_Commercial_Miscellaneous_New_Ventilation_Electric_Ventilation_E6 | F2 | Commercial | Miscellaneous | New | Ventilation | Electric | Ventilation | E6 | TRC BC Ratio | 0 | 0 | 0 | 0 | 0 | 0 | 0 | 0 | 0 | 0 | 0 | 0 | 0 | 0 | 0 | 0 | 0 | 0 | 0 | 0 | 0 | 0 | 0 | 0 | 0 | 0 | 0 | 0 | 0 | 0
F2_Commercial_Miscellaneous_New_Ventilation_Electric_Ventilation_E7 | F2 | Commercial | Miscellaneous | New | Ventilation | Electric | Ventilation | E7 | TRC BC Ratio | 0 | 0 | 0 | 0 | 0 | 0 | 0 | 0 | 0 | 0 | 0 | 0 | 0 | 0 | 0 | 0 | 0 | 0 | 0 | 0 | 0 | 0 | 0 | 0 | 0 | 0 | 0 | 0 | 0 | 0
F2_Commercial_Miscellaneous_New_Ventilation_Electric_Ventilation_E8 | F2 | Commercial | Miscellaneous | New | Ventilation | Electric | Ventilation | E8 | TRC BC Ratio | 0 | 0 | 0 | 0 | 0 | 0 | 0 | 0 | 0 | 0 | 0 | 0 | 0 | 0 | 0 | 0 | 0 | 0 | 0 | 0 | 0 | 0 | 0 | 0 | 0 | 0 | 0 | 0 | 0 | 0
F2_Commercial_Miscellaneous_New_Ventilation_Electric_Ventilation_E9 | F2 | Commercial | Miscellaneous | New | Ventilation | Electric | Ventilation | E9 | TRC BC Ratio | 0 | 0 | 0 | 0 | 0 | 0 | 0 | 0 | 0 | 0 | 0 | 0 | 0 | 0 | 0 | 0 | 0 | 0 | 0 | 0 | 0 | 0 | 0 | 0 | 0 | 0 | 0 | 0 | 0 | 0
F2_Commercial_Miscellaneous_New_Ventilation_Electric_Ventilation_E10 | F2 | Commercial | Miscellaneous | New | Ventilation | Electric | Ventilation | E10 | TRC BC Ratio | 0 | 0 | 0 | 0 | 0 | 0 | 0 | 0 | 0 | 0 | 0 | 0 | 0 | 0 | 0 | 0 | 0 | 0 | 0 | 0 | 0 | 0 | 0 | 0 | 0 | 0 | 0 | 0 | 0 | 0
F3_Commercial_Miscellaneous_New_Ventilation_Electric_Ventilation_E1 | F3 | Commercial | Miscellaneous | New | Ventilation | Electric | Ventilation | E1 | PACT BC Ratio | 0 | 0 | 0 | 0 | 0 | 0 | 0 | 0 | 0 | 0 | 0 | 0 | 0 | 0 | 0 | 0 | 0 | 0 | 0 | 0 | 0 | 0 | 0 | 0 | 0 | 0 | 0 | 0 | 0 | 0
F3_Commercial_Miscellaneous_New_Ventilation_Electric_Ventilation_E2 | F3 | Commercial | Miscellaneous | New | Ventilation | Electric | Ventilation | E2 | PACT BC Ratio | 0 | 0 | 0 | 0 | 0 | 0 | 0 | 0 | 0 | 0 | 0 | 0 | 0 | 0 | 0 | 0 | 0 | 0 | 0 | 0 | 0 | 0 | 0 | 0 | 0 | 0 | 0 | 0 | 0 | 0
F3_Commercial_Miscellaneous_New_Ventilation_Electric_Ventilation_E3 | F3 | Commercial | Miscellaneous | New | Ventilation | Electric | Ventilation | E3 | PACT BC Ratio | 0 | 0 | 0 | 0 | 0 | 0 | 0 | 0 | 0 | 0 | 0 | 0 | 0 | 0 | 0 | 0 | 0 | 0 | 0 | 0 | 0 | 0 | 0 | 0 | 0 | 0 | 0 | 0 | 0 | 0
F3_Commercial_Miscellaneous_New_Ventilation_Electric_Ventilation_E4 | F3 | Commercial | Miscellaneous | New | Ventilation | Electric | Ventilation | E4 | PACT BC Ratio | 0 | 0 | 0 | 0 | 0 | 0 | 0 | 0 | 0 | 0 | 0 | 0 | 0 | 0 | 0 | 0 | 0 | 0 | 0 | 0 | 0 | 0 | 0 | 0 | 0 | 0 | 0 | 0 | 0 | 0
F3_Commercial_Miscellaneous_New_Ventilation_Electric_Ventilation_E5 | F3 | Commercial | Miscellaneous | New | Ventilation | Electric | Ventilation | E5 | PACT BC Ratio | 0 | 0 | 0 | 0 | 0 | 0 | 0 | 0 | 0 | 0 | 0 | 0 | 0 | 0 | 0 | 0 | 0 | 0 | 0 | 0 | 0 | 0 | 0 | 0 | 0 | 0 | 0 | 0 | 0 | 0
F3_Commercial_Miscellaneous_New_Ventilation_Electric_Ventilation_E6 | F3 | Commercial | Miscellaneous | New | Ventilation | Electric | Ventilation | E6 | PACT BC Ratio | 0 | 0 | 0 | 0 | 0 | 0 | 0 | 0 | 0 | 0 | 0 | 0 | 0 | 0 | 0 | 0 | 0 | 0 | 0 | 0 | 0 | 0 | 0 | 0 | 0 | 0 | 0 | 0 | 0 | 0
F3_Commercial_Miscellaneous_New_Ventilation_Electric_Ventilation_E7 | F3 | Commercial | Miscellaneous | New | Ventilation | Electric | Ventilation | E7 | PACT BC Ratio | 0 | 0 | 0 | 0 | 0 | 0 | 0 | 0 | 0 | 0 | 0 | 0 | 0 | 0 | 0 | 0 | 0 | 0 | 0 | 0 | 0 | 0 | 0 | 0 | 0 | 0 | 0 | 0 | 0 | 0
F3_Commercial_Miscellaneous_New_Ventilation_Electric_Ventilation_E8 | F3 | Commercial | Miscellaneous | New | Ventilation | Electric | Ventilation | E8 | PACT BC Ratio | 0 | 0 | 0 | 0 | 0 | 0 | 0 | 0 | 0 | 0 | 0 | 0 | 0 | 0 | 0 | 0 | 0 | 0 | 0 | 0 | 0 | 0 | 0 | 0 | 0 | 0 | 0 | 0 | 0 | 0
F3_Commercial_Miscellaneous_New_Ventilation_Electric_Ventilation_E9 | F3 | Commercial | Miscellaneous | New | Ventilation | Electric | Ventilation | E9 | PACT BC Ratio | 0 | 0 | 0 | 0 | 0 | 0 | 0 | 0 | 0 | 0 | 0 | 0 | 0 | 0 | 0 | 0 | 0 | 0 | 0 | 0 | 0 | 0 | 0 | 0 | 0 | 0 | 0 | 0 | 0 | 0
F3_Commercial_Miscellaneous_New_Ventilation_Electric_Ventilation_E10 | F3 | Commercial | Miscellaneous | New | Ventilation | Electric | Ventilation | E10 | PACT BC Ratio | 0 | 0 | 0 | 0 | 0 | 0 | 0 | 0 | 0 | 0 | 0 | 0 | 0 | 0 | 0 | 0 | 0 | 0 | 0 | 0 | 0 | 0 | 0 | 0 | 0 | 0 | 0 | 0 | 0 | 0
F4_Commercial_Miscellaneous_New_Ventilation_Electric_Ventilation_E1 | F4 | Commercial | Miscellaneous | New | Ventilation | Electric | Ventilation | E1 | RVT BC Ratio | 0 | 0 | 0 | 0 | 0 | 0 | 0 | 0 | 0 | 0 | 0 | 0 | 0 | 0 | 0 | 0 | 0 | 0 | 0 | 0 | 0 | 0 | 0 | 0 | 0 | 0 | 0 | 0 | 0 | 0
F4_Commercial_Miscellaneous_New_Ventilation_Electric_Ventilation_E2 | F4 | Commercial | Miscellaneous | New | Ventilation | Electric | Ventilation | E2 | RVT BC Ratio | 0 | 0 | 0 | 0 | 0 | 0 | 0 | 0 | 0 | 0 | 0 | 0 | 0 | 0 | 0 | 0 | 0 | 0 | 0 | 0 | 0 | 0 | 0 | 0 | 0 | 0 | 0 | 0 | 0 | 0
F4_Commercial_Miscellaneous_New_Ventilation_Electric_Ventilation_E3 | F4 | Commercial | Miscellaneous | New | Ventilation | Electric | Ventilation | E3 | RVT BC Ratio | 0 | 0 | 0 | 0 | 0 | 0 | 0 | 0 | 0 | 0 | 0 | 0 | 0 | 0 | 0 | 0 | 0 | 0 | 0 | 0 | 0 | 0 | 0 | 0 | 0 | 0 | 0 | 0 | 0 | 0
F4_Commercial_Miscellaneous_New_Ventilation_Electric_Ventilation_E4 | F4 | Commercial | Miscellaneous | New | Ventilation | Electric | Ventilation | E4 | RVT BC Ratio | 0 | 0 | 0 | 0 | 0 | 0 | 0 | 0 | 0 | 0 | 0 | 0 | 0 | 0 | 0 | 0 | 0 | 0 | 0 | 0 | 0 | 0 | 0 | 0 | 0 | 0 | 0 | 0 | 0 | 0
F4_Commercial_Miscellaneous_New_Ventilation_Electric_Ventilation_E5 | F4 | Commercial | Miscellaneous | New | Ventilation | Electric | Ventilation | E5 | RVT BC Ratio | 0 | 0 | 0 | 0 | 0 | 0 | 0 | 0 | 0 | 0 | 0 | 0 | 0 | 0 | 0 | 0 | 0 | 0 | 0 | 0 | 0 | 0 | 0 | 0 | 0 | 0 | 0 | 0 | 0 | 0
F4_Commercial_Miscellaneous_New_Ventilation_Electric_Ventilation_E6 | F4 | Commercial | Miscellaneous | New | Ventilation | Electric | Ventilation | E6 | RVT BC Ratio | 0 | 0 | 0 | 0 | 0 | 0 | 0 | 0 | 0 | 0 | 0 | 0 | 0 | 0 | 0 | 0 | 0 | 0 | 0 | 0 | 0 | 0 | 0 | 0 | 0 | 0 | 0 | 0 | 0 | 0
F4_Commercial_Miscellaneous_New_Ventilation_Electric_Ventilation_E7 | F4 | Commercial | Miscellaneous | New | Ventilation | Electric | Ventilation | E7 | RVT BC Ratio | 0 | 0 | 0 | 0 | 0 | 0 | 0 | 0 | 0 | 0 | 0 | 0 | 0 | 0 | 0 | 0 | 0 | 0 | 0 | 0 | 0 | 0 | 0 | 0 | 0 | 0 | 0 | 0 | 0 | 0
F4_Commercial_Miscellaneous_New_Ventilation_Electric_Ventilation_E8 | F4 | Commercial | Miscellaneous | New | Ventilation | Electric | Ventilation | E8 | RVT BC Ratio | 0 | 0 | 0 | 0 | 0 | 0 | 0 | 0 | 0 | 0 | 0 | 0 | 0 | 0 | 0 | 0 | 0 | 0 | 0 | 0 | 0 | 0 | 0 | 0 | 0 | 0 | 0 | 0 | 0 | 0
F4_Commercial_Miscellaneous_New_Ventilation_Electric_Ventilation_E9 | F4 | Commercial | Miscellaneous | New | Ventilation | Electric | Ventilation | E9 | RVT BC Ratio | 0 | 0 | 0 | 0 | 0 | 0 | 0 | 0 | 0 | 0 | 0 | 0 | 0 | 0 | 0 | 0 | 0 | 0 | 0 | 0 | 0 | 0 | 0 | 0 | 0 | 0 | 0 | 0 | 0 | 0
F4_Commercial_Miscellaneous_New_Ventilation_Electric_Ventilation_E10 | F4 | Commercial | Miscellaneous | New | Ventilation | Electric | Ventilation | E10 | RVT BC Ratio | 0 | 0 | 0 | 0 | 0 | 0 | 0 | 0 | 0 | 0 | 0 | 0 | 0 | 0 | 0 | 0 | 0 | 0 | 0 | 0 | 0 | 0 | 0 | 0 | 0 | 0 | 0 | 0 | 0 | 0
F5_Commercial_Miscellaneous_New_Ventilation_Electric_Ventilation_E1 | F5 | Commercial | Miscellaneous | New | Ventilation | Electric | Ventilation | E1 | RIM BC Ratio | 0 | 0 | 0 | 0 | 0 | 0 | 0 | 0 | 0 | 0 | 0 | 0 | 0 | 0 | 0 | 0 | 0 | 0 | 0 | 0 | 0 | 0 | 0 | 0 | 0 | 0 | 0 | 0 | 0 | 0
F5_Commercial_Miscellaneous_New_Ventilation_Electric_Ventilation_E2 | F5 | Commercial | Miscellaneous | New | Ventilation | Electric | Ventilation | E2 | RIM BC Ratio | 0 | 0 | 0 | 0 | 0 | 0 | 0 | 0 | 0 | 0 | 0 | 0 | 0 | 0 | 0 | 0 | 0 | 0 | 0 | 0 | 0 | 0 | 0 | 0 | 0 | 0 | 0 | 0 | 0 | 0
F5_Commercial_Miscellaneous_New_Ventilation_Electric_Ventilation_E3 | F5 | Commercial | Miscellaneous | New | Ventilation | Electric | Ventilation | E3 | RIM BC Ratio | 0 | 0 | 0 | 0 | 0 | 0 | 0 | 0 | 0 | 0 | 0 | 0 | 0 | 0 | 0 | 0 | 0 | 0 | 0 | 0 | 0 | 0 | 0 | 0 | 0 | 0 | 0 | 0 | 0 | 0
F5_Commercial_Miscellaneous_New_Ventilation_Electric_Ventilation_E4 | F5 | Commercial | Miscellaneous | New | Ventilation | Electric | Ventilation | E4 | RIM BC Ratio | 0 | 0 | 0 | 0 | 0 | 0 | 0 | 0 | 0 | 0 | 0 | 0 | 0 | 0 | 0 | 0 | 0 | 0 | 0 | 0 | 0 | 0 | 0 | 0 | 0 | 0 | 0 | 0 | 0 | 0
F5_Commercial_Miscellaneous_New_Ventilation_Electric_Ventilation_E5 | F5 | Commercial | Miscellaneous | New | Ventilation | Electric | Ventilation | E5 | RIM BC Ratio | 0 | 0 | 0 | 0 | 0 | 0 | 0 | 0 | 0 | 0 | 0 | 0 | 0 | 0 | 0 | 0 | 0 | 0 | 0 | 0 | 0 | 0 | 0 | 0 | 0 | 0 | 0 | 0 | 0 | 0
F5_Commercial_Miscellaneous_New_Ventilation_Electric_Ventilation_E6 | F5 | Commercial | Miscellaneous | New | Ventilation | Electric | Ventilation | E6 | RIM BC Ratio | 0 | 0 | 0 | 0 | 0 | 0 | 0 | 0 | 0 | 0 | 0 | 0 | 0 | 0 | 0 | 0 | 0 | 0 | 0 | 0 | 0 | 0 | 0 | 0 | 0 | 0 | 0 | 0 | 0 | 0
F5_Commercial_Miscellaneous_New_Ventilation_Electric_Ventilation_E7 | F5 | Commercial | Miscellaneous | New | Ventilation | Electric | Ventilation | E7 | RIM BC Ratio | 0 | 0 | 0 | 0 | 0 | 0 | 0 | 0 | 0 | 0 | 0 | 0 | 0 | 0 | 0 | 0 | 0 | 0 | 0 | 0 | 0 | 0 | 0 | 0 | 0 | 0 | 0 | 0 | 0 | 0
F5_Commercial_Miscellaneous_New_Ventilation_Electric_Ventilation_E8 | F5 | Commercial | Miscellaneous | New | Ventilation | Electric | Ventilation | E8 | RIM BC Ratio | 0 | 0 | 0 | 0 | 0 | 0 | 0 | 0 | 0 | 0 | 0 | 0 | 0 | 0 | 0 | 0 | 0 | 0 | 0 | 0 | 0 | 0 | 0 | 0 | 0 | 0 | 0 | 0 | 0 | 0
F5_Commercial_Miscellaneous_New_Ventilation_Electric_Ventilation_E9 | F5 | Commercial | Miscellaneous | New | Ventilation | Electric | Ventilation | E9 | RIM BC Ratio | 0 | 0 | 0 | 0 | 0 | 0 | 0 | 0 | 0 | 0 | 0 | 0 | 0 | 0 | 0 | 0 | 0 | 0 | 0 | 0 | 0 | 0 | 0 | 0 | 0 | 0 | 0 | 0 | 0 | 0
F5_Commercial_Miscellaneous_New_Ventilation_Electric_Ventilation_E10 | F5 | Commercial | Miscellaneous | New | Ventilation | Electric | Ventilation | E10 | RIM BC Ratio | 0 | 0 | 0 | 0 | 0 | 0 | 0 | 0 | 0 | 0 | 0 | 0 | 0 | 0 | 0 | 0 | 0 | 0 | 0 | 0 | 0 | 0 | 0 | 0 | 0 | 0 | 0 | 0 | 0 | 0
F0_Commercial_Miscellaneous_New_Water Heating_Electric_Water Heater_E0 | F0 | Commercial | Miscellaneous | New | Water Heating | Electric | Water Heater | E0 | Economic Unit | 0 | 0 | 0 | 0 | 0 | 0 | 0 | 0 | 0 | 0 | 0 | 0 | 0 | 0 | 0 | 0 | 0 | 0 | 0 | 0 | 0 | 0 | 0 | 0 | 0 | 0 | 0 | 0 | 0 | 0
F1_Commercial_Miscellaneous_New_Water Heating_Electric_Water Heater_E1 | F1 | Commercial | Miscellaneous | New | Water Heating | Electric | Water Heater | E1 | CCE | 0 | 0 | 0 | 0 | 0 | 0 | 0 | 0 | 0 | 0 | 0 | 0 | 0 | 0 | 0 | 0 | 0 | 0 | 0 | 0 | 0 | 0 | 0 | 0 | 0 | 0 | 0 | 0 | 0 | 0
F1_Commercial_Miscellaneous_New_Water Heating_Electric_Water Heater_E2 | F1 | Commercial | Miscellaneous | New | Water Heating | Electric | Water Heater | E2 | CCE | 0 | 0 | 0 | 0 | 0 | 0 | 0 | 0 | 0 | 0 | 0 | 0 | 0 | 0 | 0 | 0 | 0 | 0 | 0 | 0 | 0 | 0 | 0 | 0 | 0 | 0 | 0 | 0 | 0 | 0
F1_Commercial_Miscellaneous_New_Water Heating_Electric_Water Heater_E3 | F1 | Commercial | Miscellaneous | New | Water Heating | Electric | Water Heater | E3 | CCE | 0 | 0 | 0 | 0 | 0 | 0 | 0 | 0 | 0 | 0 | 0 | 0 | 0 | 0 | 0 | 0 | 0 | 0 | 0 | 0 | 0 | 0 | 0 | 0 | 0 | 0 | 0 | 0 | 0 | 0
F1_Commercial_Miscellaneous_New_Water Heating_Electric_Water Heater_E4 | F1 | Commercial | Miscellaneous | New | Water Heating | Electric | Water Heater | E4 | CCE | 0 | 0 | 0 | 0 | 0 | 0 | 0 | 0 | 0 | 0 | 0 | 0 | 0 | 0 | 0 | 0 | 0 | 0 | 0 | 0 | 0 | 0 | 0 | 0 | 0 | 0 | 0 | 0 | 0 | 0
F1_Commercial_Miscellaneous_New_Water Heating_Electric_Water Heater_E5 | F1 | Commercial | Miscellaneous | New | Water Heating | Electric | Water Heater | E5 | CCE | 0 | 0 | 0 | 0 | 0 | 0 | 0 | 0 | 0 | 0 | 0 | 0 | 0 | 0 | 0 | 0 | 0 | 0 | 0 | 0 | 0 | 0 | 0 | 0 | 0 | 0 | 0 | 0 | 0 | 0
F1_Commercial_Miscellaneous_New_Water Heating_Electric_Water Heater_E6 | F1 | Commercial | Miscellaneous | New | Water Heating | Electric | Water Heater | E6 | CCE | 0 | 0 | 0 | 0 | 0 | 0 | 0 | 0 | 0 | 0 | 0 | 0 | 0 | 0 | 0 | 0 | 0 | 0 | 0 | 0 | 0 | 0 | 0 | 0 | 0 | 0 | 0 | 0 | 0 | 0
F1_Commercial_Miscellaneous_New_Water Heating_Electric_Water Heater_E7 | F1 | Commercial | Miscellaneous | New | Water Heating | Electric | Water Heater | E7 | CCE | 0 | 0 | 0 | 0 | 0 | 0 | 0 | 0 | 0 | 0 | 0 | 0 | 0 | 0 | 0 | 0 | 0 | 0 | 0 | 0 | 0 | 0 | 0 | 0 | 0 | 0 | 0 | 0 | 0 | 0
F1_Commercial_Miscellaneous_New_Water Heating_Electric_Water Heater_E8 | F1 | Commercial | Miscellaneous | New | Water Heating | Electric | Water Heater | E8 | CCE | 0 | 0 | 0 | 0 | 0 | 0 | 0 | 0 | 0 | 0 | 0 | 0 | 0 | 0 | 0 | 0 | 0 | 0 | 0 | 0 | 0 | 0 | 0 | 0 | 0 | 0 | 0 | 0 | 0 | 0
F1_Commercial_Miscellaneous_New_Water Heating_Electric_Water Heater_E9 | F1 | Commercial | Miscellaneous | New | Water Heating | Electric | Water Heater | E9 | CCE | 0 | 0 | 0 | 0 | 0 | 0 | 0 | 0 | 0 | 0 | 0 | 0 | 0 | 0 | 0 | 0 | 0 | 0 | 0 | 0 | 0 | 0 | 0 | 0 | 0 | 0 | 0 | 0 | 0 | 0
F1_Commercial_Miscellaneous_New_Water Heating_Electric_Water Heater_E10 | F1 | Commercial | Miscellaneous | New | Water Heating | Electric | Water Heater | E10 | CCE | 0 | 0 | 0 | 0 | 0 | 0 | 0 | 0 | 0 | 0 | 0 | 0 | 0 | 0 | 0 | 0 | 0 | 0 | 0 | 0 | 0 | 0 | 0 | 0 | 0 | 0 | 0 | 0 | 0 | 0
F2_Commercial_Miscellaneous_New_Water Heating_Electric_Water Heater_E1 | F2 | Commercial | Miscellaneous | New | Water Heating | Electric | Water Heater | E1 | TRC BC Ratio | 0 | 0 | 0 | 0 | 0 | 0 | 0 | 0 | 0 | 0 | 0 | 0 | 0 | 0 | 0 | 0 | 0 | 0 | 0 | 0 | 0 | 0 | 0 | 0 | 0 | 0 | 0 | 0 | 0 | 0
F2_Commercial_Miscellaneous_New_Water Heating_Electric_Water Heater_E2 | F2 | Commercial | Miscellaneous | New | Water Heating | Electric | Water Heater | E2 | TRC BC Ratio | 0 | 0 | 0 | 0 | 0 | 0 | 0 | 0 | 0 | 0 | 0 | 0 | 0 | 0 | 0 | 0 | 0 | 0 | 0 | 0 | 0 | 0 | 0 | 0 | 0 | 0 | 0 | 0 | 0 | 0
F2_Commercial_Miscellaneous_New_Water Heating_Electric_Water Heater_E3 | F2 | Commercial | Miscellaneous | New | Water Heating | Electric | Water Heater | E3 | TRC BC Ratio | 0 | 0 | 0 | 0 | 0 | 0 | 0 | 0 | 0 | 0 | 0 | 0 | 0 | 0 | 0 | 0 | 0 | 0 | 0 | 0 | 0 | 0 | 0 | 0 | 0 | 0 | 0 | 0 | 0 | 0
F2_Commercial_Miscellaneous_New_Water Heating_Electric_Water Heater_E4 | F2 | Commercial | Miscellaneous | New | Water Heating | Electric | Water Heater | E4 | TRC BC Ratio | 0 | 0 | 0 | 0 | 0 | 0 | 0 | 0 | 0 | 0 | 0 | 0 | 0 | 0 | 0 | 0 | 0 | 0 | 0 | 0 | 0 | 0 | 0 | 0 | 0 | 0 | 0 | 0 | 0 | 0
F2_Commercial_Miscellaneous_New_Water Heating_Electric_Water Heater_E5 | F2 | Commercial | Miscellaneous | New | Water Heating | Electric | Water Heater | E5 | TRC BC Ratio | 0 | 0 | 0 | 0 | 0 | 0 | 0 | 0 | 0 | 0 | 0 | 0 | 0 | 0 | 0 | 0 | 0 | 0 | 0 | 0 | 0 | 0 | 0 | 0 | 0 | 0 | 0 | 0 | 0 | 0
F2_Commercial_Miscellaneous_New_Water Heating_Electric_Water Heater_E6 | F2 | Commercial | Miscellaneous | New | Water Heating | Electric | Water Heater | E6 | TRC BC Ratio | 0 | 0 | 0 | 0 | 0 | 0 | 0 | 0 | 0 | 0 | 0 | 0 | 0 | 0 | 0 | 0 | 0 | 0 | 0 | 0 | 0 | 0 | 0 | 0 | 0 | 0 | 0 | 0 | 0 | 0
F2_Commercial_Miscellaneous_New_Water Heating_Electric_Water Heater_E7 | F2 | Commercial | Miscellaneous | New | Water Heating | Electric | Water Heater | E7 | TRC BC Ratio | 0 | 0 | 0 | 0 | 0 | 0 | 0 | 0 | 0 | 0 | 0 | 0 | 0 | 0 | 0 | 0 | 0 | 0 | 0 | 0 | 0 | 0 | 0 | 0 | 0 | 0 | 0 | 0 | 0 | 0
F2_Commercial_Miscellaneous_New_Water Heating_Electric_Water Heater_E8 | F2 | Commercial | Miscellaneous | New | Water Heating | Electric | Water Heater | E8 | TRC BC Ratio | 0 | 0 | 0 | 0 | 0 | 0 | 0 | 0 | 0 | 0 | 0 | 0 | 0 | 0 | 0 | 0 | 0 | 0 | 0 | 0 | 0 | 0 | 0 | 0 | 0 | 0 | 0 | 0 | 0 | 0
F2_Commercial_Miscellaneous_New_Water Heating_Electric_Water Heater_E9 | F2 | Commercial | Miscellaneous | New | Water Heating | Electric | Water Heater | E9 | TRC BC Ratio | 0 | 0 | 0 | 0 | 0 | 0 | 0 | 0 | 0 | 0 | 0 | 0 | 0 | 0 | 0 | 0 | 0 | 0 | 0 | 0 | 0 | 0 | 0 | 0 | 0 | 0 | 0 | 0 | 0 | 0
F2_Commercial_Miscellaneous_New_Water Heating_Electric_Water Heater_E10 | F2 | Commercial | Miscellaneous | New | Water Heating | Electric | Water Heater | E10 | TRC BC Ratio | 0 | 0 | 0 | 0 | 0 | 0 | 0 | 0 | 0 | 0 | 0 | 0 | 0 | 0 | 0 | 0 | 0 | 0 | 0 | 0 | 0 | 0 | 0 | 0 | 0 | 0 | 0 | 0 | 0 | 0
F3_Commercial_Miscellaneous_New_Water Heating_Electric_Water Heater_E1 | F3 | Commercial | Miscellaneous | New | Water Heating | Electric | Water Heater | E1 | PACT BC Ratio | 0 | 0 | 0 | 0 | 0 | 0 | 0 | 0 | 0 | 0 | 0 | 0 | 0 | 0 | 0 | 0 | 0 | 0 | 0 | 0 | 0 | 0 | 0 | 0 | 0 | 0 | 0 | 0 | 0 | 0
F3_Commercial_Miscellaneous_New_Water Heating_Electric_Water Heater_E2 | F3 | Commercial | Miscellaneous | New | Water Heating | Electric | Water Heater | E2 | PACT BC Ratio | 0 | 0 | 0 | 0 | 0 | 0 | 0 | 0 | 0 | 0 | 0 | 0 | 0 | 0 | 0 | 0 | 0 | 0 | 0 | 0 | 0 | 0 | 0 | 0 | 0 | 0 | 0 | 0 | 0 | 0
F3_Commercial_Miscellaneous_New_Water Heating_Electric_Water Heater_E3 | F3 | Commercial | Miscellaneous | New | Water Heating | Electric | Water Heater | E3 | PACT BC Ratio | 0 | 0 | 0 | 0 | 0 | 0 | 0 | 0 | 0 | 0 | 0 | 0 | 0 | 0 | 0 | 0 | 0 | 0 | 0 | 0 | 0 | 0 | 0 | 0 | 0 | 0 | 0 | 0 | 0 | 0
F3_Commercial_Miscellaneous_New_Water Heating_Electric_Water Heater_E4 | F3 | Commercial | Miscellaneous | New | Water Heating | Electric | Water Heater | E4 | PACT BC Ratio | 0 | 0 | 0 | 0 | 0 | 0 | 0 | 0 | 0 | 0 | 0 | 0 | 0 | 0 | 0 | 0 | 0 | 0 | 0 | 0 | 0 | 0 | 0 | 0 | 0 | 0 | 0 | 0 | 0 | 0
F3_Commercial_Miscellaneous_New_Water Heating_Electric_Water Heater_E5 | F3 | Commercial | Miscellaneous | New | Water Heating | Electric | Water Heater | E5 | PACT BC Ratio | 0 | 0 | 0 | 0 | 0 | 0 | 0 | 0 | 0 | 0 | 0 | 0 | 0 | 0 | 0 | 0 | 0 | 0 | 0 | 0 | 0 | 0 | 0 | 0 | 0 | 0 | 0 | 0 | 0 | 0
F3_Commercial_Miscellaneous_New_Water Heating_Electric_Water Heater_E6 | F3 | Commercial | Miscellaneous | New | Water Heating | Electric | Water Heater | E6 | PACT BC Ratio | 0 | 0 | 0 | 0 | 0 | 0 | 0 | 0 | 0 | 0 | 0 | 0 | 0 | 0 | 0 | 0 | 0 | 0 | 0 | 0 | 0 | 0 | 0 | 0 | 0 | 0 | 0 | 0 | 0 | 0
F3_Commercial_Miscellaneous_New_Water Heating_Electric_Water Heater_E7 | F3 | Commercial | Miscellaneous | New | Water Heating | Electric | Water Heater | E7 | PACT BC Ratio | 0 | 0 | 0 | 0 | 0 | 0 | 0 | 0 | 0 | 0 | 0 | 0 | 0 | 0 | 0 | 0 | 0 | 0 | 0 | 0 | 0 | 0 | 0 | 0 | 0 | 0 | 0 | 0 | 0 | 0
F3_Commercial_Miscellaneous_New_Water Heating_Electric_Water Heater_E8 | F3 | Commercial | Miscellaneous | New | Water Heating | Electric | Water Heater | E8 | PACT BC Ratio | 0 | 0 | 0 | 0 | 0 | 0 | 0 | 0 | 0 | 0 | 0 | 0 | 0 | 0 | 0 | 0 | 0 | 0 | 0 | 0 | 0 | 0 | 0 | 0 | 0 | 0 | 0 | 0 | 0 | 0
F3_Commercial_Miscellaneous_New_Water Heating_Electric_Water Heater_E9 | F3 | Commercial | Miscellaneous | New | Water Heating | Electric | Water Heater | E9 | PACT BC Ratio | 0 | 0 | 0 | 0 | 0 | 0 | 0 | 0 | 0 | 0 | 0 | 0 | 0 | 0 | 0 | 0 | 0 | 0 | 0 | 0 | 0 | 0 | 0 | 0 | 0 | 0 | 0 | 0 | 0 | 0
F3_Commercial_Miscellaneous_New_Water Heating_Electric_Water Heater_E10 | F3 | Commercial | Miscellaneous | New | Water Heating | Electric | Water Heater | E10 | PACT BC Ratio | 0 | 0 | 0 | 0 | 0 | 0 | 0 | 0 | 0 | 0 | 0 | 0 | 0 | 0 | 0 | 0 | 0 | 0 | 0 | 0 | 0 | 0 | 0 | 0 | 0 | 0 | 0 | 0 | 0 | 0
F4_Commercial_Miscellaneous_New_Water Heating_Electric_Water Heater_E1 | F4 | Commercial | Miscellaneous | New | Water Heating | Electric | Water Heater | E1 | RVT BC Ratio | 0 | 0 | 0 | 0 | 0 | 0 | 0 | 0 | 0 | 0 | 0 | 0 | 0 | 0 | 0 | 0 | 0 | 0 | 0 | 0 | 0 | 0 | 0 | 0 | 0 | 0 | 0 | 0 | 0 | 0
F4_Commercial_Miscellaneous_New_Water Heating_Electric_Water Heater_E2 | F4 | Commercial | Miscellaneous | New | Water Heating | Electric | Water Heater | E2 | RVT BC Ratio | 0 | 0 | 0 | 0 | 0 | 0 | 0 | 0 | 0 | 0 | 0 | 0 | 0 | 0 | 0 | 0 | 0 | 0 | 0 | 0 | 0 | 0 | 0 | 0 | 0 | 0 | 0 | 0 | 0 | 0
F4_Commercial_Miscellaneous_New_Water Heating_Electric_Water Heater_E3 | F4 | Commercial | Miscellaneous | New | Water Heating | Electric | Water Heater | E3 | RVT BC Ratio | 0 | 0 | 0 | 0 | 0 | 0 | 0 | 0 | 0 | 0 | 0 | 0 | 0 | 0 | 0 | 0 | 0 | 0 | 0 | 0 | 0 | 0 | 0 | 0 | 0 | 0 | 0 | 0 | 0 | 0
F4_Commercial_Miscellaneous_New_Water Heating_Electric_Water Heater_E4 | F4 | Commercial | Miscellaneous | New | Water Heating | Electric | Water Heater | E4 | RVT BC Ratio | 0 | 0 | 0 | 0 | 0 | 0 | 0 | 0 | 0 | 0 | 0 | 0 | 0 | 0 | 0 | 0 | 0 | 0 | 0 | 0 | 0 | 0 | 0 | 0 | 0 | 0 | 0 | 0 | 0 | 0
F4_Commercial_Miscellaneous_New_Water Heating_Electric_Water Heater_E5 | F4 | Commercial | Miscellaneous | New | Water Heating | Electric | Water Heater | E5 | RVT BC Ratio | 0 | 0 | 0 | 0 | 0 | 0 | 0 | 0 | 0 | 0 | 0 | 0 | 0 | 0 | 0 | 0 | 0 | 0 | 0 | 0 | 0 | 0 | 0 | 0 | 0 | 0 | 0 | 0 | 0 | 0
F4_Commercial_Miscellaneous_New_Water Heating_Electric_Water Heater_E6 | F4 | Commercial | Miscellaneous | New | Water Heating | Electric | Water Heater | E6 | RVT BC Ratio | 0 | 0 | 0 | 0 | 0 | 0 | 0 | 0 | 0 | 0 | 0 | 0 | 0 | 0 | 0 | 0 | 0 | 0 | 0 | 0 | 0 | 0 | 0 | 0 | 0 | 0 | 0 | 0 | 0 | 0
F4_Commercial_Miscellaneous_New_Water Heating_Electric_Water Heater_E7 | F4 | Commercial | Miscellaneous | New | Water Heating | Electric | Water Heater | E7 | RVT BC Ratio | 0 | 0 | 0 | 0 | 0 | 0 | 0 | 0 | 0 | 0 | 0 | 0 | 0 | 0 | 0 | 0 | 0 | 0 | 0 | 0 | 0 | 0 | 0 | 0 | 0 | 0 | 0 | 0 | 0 | 0
F4_Commercial_Miscellaneous_New_Water Heating_Electric_Water Heater_E8 | F4 | Commercial | Miscellaneous | New | Water Heating | Electric | Water Heater | E8 | RVT BC Ratio | 0 | 0 | 0 | 0 | 0 | 0 | 0 | 0 | 0 | 0 | 0 | 0 | 0 | 0 | 0 | 0 | 0 | 0 | 0 | 0 | 0 | 0 | 0 | 0 | 0 | 0 | 0 | 0 | 0 | 0
F4_Commercial_Miscellaneous_New_Water Heating_Electric_Water Heater_E9 | F4 | Commercial | Miscellaneous | New | Water Heating | Electric | Water Heater | E9 | RVT BC Ratio | 0 | 0 | 0 | 0 | 0 | 0 | 0 | 0 | 0 | 0 | 0 | 0 | 0 | 0 | 0 | 0 | 0 | 0 | 0 | 0 | 0 | 0 | 0 | 0 | 0 | 0 | 0 | 0 | 0 | 0
F4_Commercial_Miscellaneous_New_Water Heating_Electric_Water Heater_E10 | F4 | Commercial | Miscellaneous | New | Water Heating | Electric | Water Heater | E10 | RVT BC Ratio | 0 | 0 | 0 | 0 | 0 | 0 | 0 | 0 | 0 | 0 | 0 | 0 | 0 | 0 | 0 | 0 | 0 | 0 | 0 | 0 | 0 | 0 | 0 | 0 | 0 | 0 | 0 | 0 | 0 | 0
F5_Commercial_Miscellaneous_New_Water Heating_Electric_Water Heater_E1 | F5 | Commercial | Miscellaneous | New | Water Heating | Electric | Water Heater | E1 | RIM BC Ratio | 0 | 0 | 0 | 0 | 0 | 0 | 0 | 0 | 0 | 0 | 0 | 0 | 0 | 0 | 0 | 0 | 0 | 0 | 0 | 0 | 0 | 0 | 0 | 0 | 0 | 0 | 0 | 0 | 0 | 0
F5_Commercial_Miscellaneous_New_Water Heating_Electric_Water Heater_E2 | F5 | Commercial | Miscellaneous | New | Water Heating | Electric | Water Heater | E2 | RIM BC Ratio | 0 | 0 | 0 | 0 | 0 | 0 | 0 | 0 | 0 | 0 | 0 | 0 | 0 | 0 | 0 | 0 | 0 | 0 | 0 | 0 | 0 | 0 | 0 | 0 | 0 | 0 | 0 | 0 | 0 | 0
F5_Commercial_Miscellaneous_New_Water Heating_Electric_Water Heater_E3 | F5 | Commercial | Miscellaneous | New | Water Heating | Electric | Water Heater | E3 | RIM BC Ratio | 0 | 0 | 0 | 0 | 0 | 0 | 0 | 0 | 0 | 0 | 0 | 0 | 0 | 0 | 0 | 0 | 0 | 0 | 0 | 0 | 0 | 0 | 0 | 0 | 0 | 0 | 0 | 0 | 0 | 0
F5_Commercial_Miscellaneous_New_Water Heating_Electric_Water Heater_E4 | F5 | Commercial | Miscellaneous | New | Water Heating | Electric | Water Heater | E4 | RIM BC Ratio | 0 | 0 | 0 | 0 | 0 | 0 | 0 | 0 | 0 | 0 | 0 | 0 | 0 | 0 | 0 | 0 | 0 | 0 | 0 | 0 | 0 | 0 | 0 | 0 | 0 | 0 | 0 | 0 | 0 | 0
F5_Commercial_Miscellaneous_New_Water Heating_Electric_Water Heater_E5 | F5 | Commercial | Miscellaneous | New | Water Heating | Electric | Water Heater | E5 | RIM BC Ratio | 0 | 0 | 0 | 0 | 0 | 0 | 0 | 0 | 0 | 0 | 0 | 0 | 0 | 0 | 0 | 0 | 0 | 0 | 0 | 0 | 0 | 0 | 0 | 0 | 0 | 0 | 0 | 0 | 0 | 0
F5_Commercial_Miscellaneous_New_Water Heating_Electric_Water Heater_E6 | F5 | Commercial | Miscellaneous | New | Water Heating | Electric | Water Heater | E6 | RIM BC Ratio | 0 | 0 | 0 | 0 | 0 | 0 | 0 | 0 | 0 | 0 | 0 | 0 | 0 | 0 | 0 | 0 | 0 | 0 | 0 | 0 | 0 | 0 | 0 | 0 | 0 | 0 | 0 | 0 | 0 | 0
F5_Commercial_Miscellaneous_New_Water Heating_Electric_Water Heater_E7 | F5 | Commercial | Miscellaneous | New | Water Heating | Electric | Water Heater | E7 | RIM BC Ratio | 0 | 0 | 0 | 0 | 0 | 0 | 0 | 0 | 0 | 0 | 0 | 0 | 0 | 0 | 0 | 0 | 0 | 0 | 0 | 0 | 0 | 0 | 0 | 0 | 0 | 0 | 0 | 0 | 0 | 0
F5_Commercial_Miscellaneous_New_Water Heating_Electric_Water Heater_E8 | F5 | Commercial | Miscellaneous | New | Water Heating | Electric | Water Heater | E8 | RIM BC Ratio | 0 | 0 | 0 | 0 | 0 | 0 | 0 | 0 | 0 | 0 | 0 | 0 | 0 | 0 | 0 | 0 | 0 | 0 | 0 | 0 | 0 | 0 | 0 | 0 | 0 | 0 | 0 | 0 | 0 | 0
F5_Commercial_Miscellaneous_New_Water Heating_Electric_Water Heater_E9 | F5 | Commercial | Miscellaneous | New | Water Heating | Electric | Water Heater | E9 | RIM BC Ratio | 0 | 0 | 0 | 0 | 0 | 0 | 0 | 0 | 0 | 0 | 0 | 0 | 0 | 0 | 0 | 0 | 0 | 0 | 0 | 0 | 0 | 0 | 0 | 0 | 0 | 0 | 0 | 0 | 0 | 0
F5_Commercial_Miscellaneous_New_Water Heating_Electric_Water Heater_E10 | F5 | Commercial | Miscellaneous | New | Water Heating | Electric | Water Heater | E10 | RIM BC Ratio | 0 | 0 | 0 | 0 | 0 | 0 | 0 | 0 | 0 | 0 | 0 | 0 | 0 | 0 | 0 | 0 | 0 | 0 | 0 | 0 | 0 | 0 | 0 | 0 | 0 | 0 | 0 | 0 | 0 | 0
F0_Commercial_Miscellaneous_New_Interior Lighting_Electric_General Service Lighting_E0 | F0 | Commercial | Miscellaneous | New | Interior Lighting | Electric | General Service Lighting | E0 | Economic Unit | 0 | 0 | 0 | 0 | 0 | 0 | 0 | 0 | 0 | 0 | 0 | 0 | 0 | 0 | 0 | 0 | 0 | 0 | 0 | 0 | 0 | 0 | 0 | 0 | 0 | 0 | 0 | 0 | 0 | 0
F1_Commercial_Miscellaneous_New_Interior Lighting_Electric_General Service Lighting_E1 | F1 | Commercial | Miscellaneous | New | Interior Lighting | Electric | General Service Lighting | E1 | CCE | 0 | 0 | 0 | 0 | 0 | 0 | 0 | 0 | 0 | 0 | 0 | 0 | 0 | 0 | 0 | 0 | 0 | 0 | 0 | 0 | 0 | 0 | 0 | 0 | 0 | 0 | 0 | 0 | 0 | 0
F1_Commercial_Miscellaneous_New_Interior Lighting_Electric_General Service Lighting_E2 | F1 | Commercial | Miscellaneous | New | Interior Lighting | Electric | General Service Lighting | E2 | CCE | 0 | 0 | 0 | 0 | 0 | 0 | 0 | 0 | 0 | 0 | 0 | 0 | 0 | 0 | 0 | 0 | 0 | 0 | 0 | 0 | 0 | 0 | 0 | 0 | 0 | 0 | 0 | 0 | 0 | 0
F1_Commercial_Miscellaneous_New_Interior Lighting_Electric_General Service Lighting_E3 | F1 | Commercial | Miscellaneous | New | Interior Lighting | Electric | General Service Lighting | E3 | CCE | 0 | 0 | 0 | 0 | 0 | 0 | 0 | 0 | 0 | 0 | 0 | 0 | 0 | 0 | 0 | 0 | 0 | 0 | 0 | 0 | 0 | 0 | 0 | 0 | 0 | 0 | 0 | 0 | 0 | 0
F1_Commercial_Miscellaneous_New_Interior Lighting_Electric_General Service Lighting_E4 | F1 | Commercial | Miscellaneous | New | Interior Lighting | Electric | General Service Lighting | E4 | CCE | 0 | 0 | 0 | 0 | 0 | 0 | 0 | 0 | 0 | 0 | 0 | 0 | 0 | 0 | 0 | 0 | 0 | 0 | 0 | 0 | 0 | 0 | 0 | 0 | 0 | 0 | 0 | 0 | 0 | 0
F1_Commercial_Miscellaneous_New_Interior Lighting_Electric_General Service Lighting_E5 | F1 | Commercial | Miscellaneous | New | Interior Lighting | Electric | General Service Lighting | E5 | CCE | 0 | 0 | 0 | 0 | 0 | 0 | 0 | 0 | 0 | 0 | 0 | 0 | 0 | 0 | 0 | 0 | 0 | 0 | 0 | 0 | 0 | 0 | 0 | 0 | 0 | 0 | 0 | 0 | 0 | 0
F1_Commercial_Miscellaneous_New_Interior Lighting_Electric_General Service Lighting_E6 | F1 | Commercial | Miscellaneous | New | Interior Lighting | Electric | General Service Lighting | E6 | CCE | 0 | 0 | 0 | 0 | 0 | 0 | 0 | 0 | 0 | 0 | 0 | 0 | 0 | 0 | 0 | 0 | 0 | 0 | 0 | 0 | 0 | 0 | 0 | 0 | 0 | 0 | 0 | 0 | 0 | 0
F1_Commercial_Miscellaneous_New_Interior Lighting_Electric_General Service Lighting_E7 | F1 | Commercial | Miscellaneous | New | Interior Lighting | Electric | General Service Lighting | E7 | CCE | 0 | 0 | 0 | 0 | 0 | 0 | 0 | 0 | 0 | 0 | 0 | 0 | 0 | 0 | 0 | 0 | 0 | 0 | 0 | 0 | 0 | 0 | 0 | 0 | 0 | 0 | 0 | 0 | 0 | 0
F1_Commercial_Miscellaneous_New_Interior Lighting_Electric_General Service Lighting_E8 | F1 | Commercial | Miscellaneous | New | Interior Lighting | Electric | General Service Lighting | E8 | CCE | 0 | 0 | 0 | 0 | 0 | 0 | 0 | 0 | 0 | 0 | 0 | 0 | 0 | 0 | 0 | 0 | 0 | 0 | 0 | 0 | 0 | 0 | 0 | 0 | 0 | 0 | 0 | 0 | 0 | 0
F1_Commercial_Miscellaneous_New_Interior Lighting_Electric_General Service Lighting_E9 | F1 | Commercial | Miscellaneous | New | Interior Lighting | Electric | General Service Lighting | E9 | CCE | 0 | 0 | 0 | 0 | 0 | 0 | 0 | 0 | 0 | 0 | 0 | 0 | 0 | 0 | 0 | 0 | 0 | 0 | 0 | 0 | 0 | 0 | 0 | 0 | 0 | 0 | 0 | 0 | 0 | 0
F1_Commercial_Miscellaneous_New_Interior Lighting_Electric_General Service Lighting_E10 | F1 | Commercial | Miscellaneous | New | Interior Lighting | Electric | General Service Lighting | E10 | CCE | 0 | 0 | 0 | 0 | 0 | 0 | 0 | 0 | 0 | 0 | 0 | 0 | 0 | 0 | 0 | 0 | 0 | 0 | 0 | 0 | 0 | 0 | 0 | 0 | 0 | 0 | 0 | 0 | 0 | 0
F2_Commercial_Miscellaneous_New_Interior Lighting_Electric_General Service Lighting_E1 | F2 | Commercial | Miscellaneous | New | Interior Lighting | Electric | General Service Lighting | E1 | TRC BC Ratio | 0 | 0 | 0 | 0 | 0 | 0 | 0 | 0 | 0 | 0 | 0 | 0 | 0 | 0 | 0 | 0 | 0 | 0 | 0 | 0 | 0 | 0 | 0 | 0 | 0 | 0 | 0 | 0 | 0 | 0
F2_Commercial_Miscellaneous_New_Interior Lighting_Electric_General Service Lighting_E2 | F2 | Commercial | Miscellaneous | New | Interior Lighting | Electric | General Service Lighting | E2 | TRC BC Ratio | 0 | 0 | 0 | 0 | 0 | 0 | 0 | 0 | 0 | 0 | 0 | 0 | 0 | 0 | 0 | 0 | 0 | 0 | 0 | 0 | 0 | 0 | 0 | 0 | 0 | 0 | 0 | 0 | 0 | 0
F2_Commercial_Miscellaneous_New_Interior Lighting_Electric_General Service Lighting_E3 | F2 | Commercial | Miscellaneous | New | Interior Lighting | Electric | General Service Lighting | E3 | TRC BC Ratio | 0 | 0 | 0 | 0 | 0 | 0 | 0 | 0 | 0 | 0 | 0 | 0 | 0 | 0 | 0 | 0 | 0 | 0 | 0 | 0 | 0 | 0 | 0 | 0 | 0 | 0 | 0 | 0 | 0 | 0
F2_Commercial_Miscellaneous_New_Interior Lighting_Electric_General Service Lighting_E4 | F2 | Commercial | Miscellaneous | New | Interior Lighting | Electric | General Service Lighting | E4 | TRC BC Ratio | 0 | 0 | 0 | 0 | 0 | 0 | 0 | 0 | 0 | 0 | 0 | 0 | 0 | 0 | 0 | 0 | 0 | 0 | 0 | 0 | 0 | 0 | 0 | 0 | 0 | 0 | 0 | 0 | 0 | 0
F2_Commercial_Miscellaneous_New_Interior Lighting_Electric_General Service Lighting_E5 | F2 | Commercial | Miscellaneous | New | Interior Lighting | Electric | General Service Lighting | E5 | TRC BC Ratio | 0 | 0 | 0 | 0 | 0 | 0 | 0 | 0 | 0 | 0 | 0 | 0 | 0 | 0 | 0 | 0 | 0 | 0 | 0 | 0 | 0 | 0 | 0 | 0 | 0 | 0 | 0 | 0 | 0 | 0
F2_Commercial_Miscellaneous_New_Interior Lighting_Electric_General Service Lighting_E6 | F2 | Commercial | Miscellaneous | New | Interior Lighting | Electric | General Service Lighting | E6 | TRC BC Ratio | 0 | 0 | 0 | 0 | 0 | 0 | 0 | 0 | 0 | 0 | 0 | 0 | 0 | 0 | 0 | 0 | 0 | 0 | 0 | 0 | 0 | 0 | 0 | 0 | 0 | 0 | 0 | 0 | 0 | 0
F2_Commercial_Miscellaneous_New_Interior Lighting_Electric_General Service Lighting_E7 | F2 | Commercial | Miscellaneous | New | Interior Lighting | Electric | General Service Lighting | E7 | TRC BC Ratio | 0 | 0 | 0 | 0 | 0 | 0 | 0 | 0 | 0 | 0 | 0 | 0 | 0 | 0 | 0 | 0 | 0 | 0 | 0 | 0 | 0 | 0 | 0 | 0 | 0 | 0 | 0 | 0 | 0 | 0
F2_Commercial_Miscellaneous_New_Interior Lighting_Electric_General Service Lighting_E8 | F2 | Commercial | Miscellaneous | New | Interior Lighting | Electric | General Service Lighting | E8 | TRC BC Ratio | 0 | 0 | 0 | 0 | 0 | 0 | 0 | 0 | 0 | 0 | 0 | 0 | 0 | 0 | 0 | 0 | 0 | 0 | 0 | 0 | 0 | 0 | 0 | 0 | 0 | 0 | 0 | 0 | 0 | 0
F2_Commercial_Miscellaneous_New_Interior Lighting_Electric_General Service Lighting_E9 | F2 | Commercial | Miscellaneous | New | Interior Lighting | Electric | General Service Lighting | E9 | TRC BC Ratio | 0 | 0 | 0 | 0 | 0 | 0 | 0 | 0 | 0 | 0 | 0 | 0 | 0 | 0 | 0 | 0 | 0 | 0 | 0 | 0 | 0 | 0 | 0 | 0 | 0 | 0 | 0 | 0 | 0 | 0
F2_Commercial_Miscellaneous_New_Interior Lighting_Electric_General Service Lighting_E10 | F2 | Commercial | Miscellaneous | New | Interior Lighting | Electric | General Service Lighting | E10 | TRC BC Ratio | 0 | 0 | 0 | 0 | 0 | 0 | 0 | 0 | 0 | 0 | 0 | 0 | 0 | 0 | 0 | 0 | 0 | 0 | 0 | 0 | 0 | 0 | 0 | 0 | 0 | 0 | 0 | 0 | 0 | 0
F3_Commercial_Miscellaneous_New_Interior Lighting_Electric_General Service Lighting_E1 | F3 | Commercial | Miscellaneous | New | Interior Lighting | Electric | General Service Lighting | E1 | PACT BC Ratio | 0 | 0 | 0 | 0 | 0 | 0 | 0 | 0 | 0 | 0 | 0 | 0 | 0 | 0 | 0 | 0 | 0 | 0 | 0 | 0 | 0 | 0 | 0 | 0 | 0 | 0 | 0 | 0 | 0 | 0
F3_Commercial_Miscellaneous_New_Interior Lighting_Electric_General Service Lighting_E2 | F3 | Commercial | Miscellaneous | New | Interior Lighting | Electric | General Service Lighting | E2 | PACT BC Ratio | 0 | 0 | 0 | 0 | 0 | 0 | 0 | 0 | 0 | 0 | 0 | 0 | 0 | 0 | 0 | 0 | 0 | 0 | 0 | 0 | 0 | 0 | 0 | 0 | 0 | 0 | 0 | 0 | 0 | 0
F3_Commercial_Miscellaneous_New_Interior Lighting_Electric_General Service Lighting_E3 | F3 | Commercial | Miscellaneous | New | Interior Lighting | Electric | General Service Lighting | E3 | PACT BC Ratio | 0 | 0 | 0 | 0 | 0 | 0 | 0 | 0 | 0 | 0 | 0 | 0 | 0 | 0 | 0 | 0 | 0 | 0 | 0 | 0 | 0 | 0 | 0 | 0 | 0 | 0 | 0 | 0 | 0 | 0
F3_Commercial_Miscellaneous_New_Interior Lighting_Electric_General Service Lighting_E4 | F3 | Commercial | Miscellaneous | New | Interior Lighting | Electric | General Service Lighting | E4 | PACT BC Ratio | 0 | 0 | 0 | 0 | 0 | 0 | 0 | 0 | 0 | 0 | 0 | 0 | 0 | 0 | 0 | 0 | 0 | 0 | 0 | 0 | 0 | 0 | 0 | 0 | 0 | 0 | 0 | 0 | 0 | 0
F3_Commercial_Miscellaneous_New_Interior Lighting_Electric_General Service Lighting_E5 | F3 | Commercial | Miscellaneous | New | Interior Lighting | Electric | General Service Lighting | E5 | PACT BC Ratio | 0 | 0 | 0 | 0 | 0 | 0 | 0 | 0 | 0 | 0 | 0 | 0 | 0 | 0 | 0 | 0 | 0 | 0 | 0 | 0 | 0 | 0 | 0 | 0 | 0 | 0 | 0 | 0 | 0 | 0
F3_Commercial_Miscellaneous_New_Interior Lighting_Electric_General Service Lighting_E6 | F3 | Commercial | Miscellaneous | New | Interior Lighting | Electric | General Service Lighting | E6 | PACT BC Ratio | 0 | 0 | 0 | 0 | 0 | 0 | 0 | 0 | 0 | 0 | 0 | 0 | 0 | 0 | 0 | 0 | 0 | 0 | 0 | 0 | 0 | 0 | 0 | 0 | 0 | 0 | 0 | 0 | 0 | 0
F3_Commercial_Miscellaneous_New_Interior Lighting_Electric_General Service Lighting_E7 | F3 | Commercial | Miscellaneous | New | Interior Lighting | Electric | General Service Lighting | E7 | PACT BC Ratio | 0 | 0 | 0 | 0 | 0 | 0 | 0 | 0 | 0 | 0 | 0 | 0 | 0 | 0 | 0 | 0 | 0 | 0 | 0 | 0 | 0 | 0 | 0 | 0 | 0 | 0 | 0 | 0 | 0 | 0
F3_Commercial_Miscellaneous_New_Interior Lighting_Electric_General Service Lighting_E8 | F3 | Commercial | Miscellaneous | New | Interior Lighting | Electric | General Service Lighting | E8 | PACT BC Ratio | 0 | 0 | 0 | 0 | 0 | 0 | 0 | 0 | 0 | 0 | 0 | 0 | 0 | 0 | 0 | 0 | 0 | 0 | 0 | 0 | 0 | 0 | 0 | 0 | 0 | 0 | 0 | 0 | 0 | 0
F3_Commercial_Miscellaneous_New_Interior Lighting_Electric_General Service Lighting_E9 | F3 | Commercial | Miscellaneous | New | Interior Lighting | Electric | General Service Lighting | E9 | PACT BC Ratio | 0 | 0 | 0 | 0 | 0 | 0 | 0 | 0 | 0 | 0 | 0 | 0 | 0 | 0 | 0 | 0 | 0 | 0 | 0 | 0 | 0 | 0 | 0 | 0 | 0 | 0 | 0 | 0 | 0 | 0
F3_Commercial_Miscellaneous_New_Interior Lighting_Electric_General Service Lighting_E10 | F3 | Commercial | Miscellaneous | New | Interior Lighting | Electric | General Service Lighting | E10 | PACT BC Ratio | 0 | 0 | 0 | 0 | 0 | 0 | 0 | 0 | 0 | 0 | 0 | 0 | 0 | 0 | 0 | 0 | 0 | 0 | 0 | 0 | 0 | 0 | 0 | 0 | 0 | 0 | 0 | 0 | 0 | 0
F4_Commercial_Miscellaneous_New_Interior Lighting_Electric_General Service Lighting_E1 | F4 | Commercial | Miscellaneous | New | Interior Lighting | Electric | General Service Lighting | E1 | RVT BC Ratio | 0 | 0 | 0 | 0 | 0 | 0 | 0 | 0 | 0 | 0 | 0 | 0 | 0 | 0 | 0 | 0 | 0 | 0 | 0 | 0 | 0 | 0 | 0 | 0 | 0 | 0 | 0 | 0 | 0 | 0
F4_Commercial_Miscellaneous_New_Interior Lighting_Electric_General Service Lighting_E2 | F4 | Commercial | Miscellaneous | New | Interior Lighting | Electric | General Service Lighting | E2 | RVT BC Ratio | 0 | 0 | 0 | 0 | 0 | 0 | 0 | 0 | 0 | 0 | 0 | 0 | 0 | 0 | 0 | 0 | 0 | 0 | 0 | 0 | 0 | 0 | 0 | 0 | 0 | 0 | 0 | 0 | 0 | 0
F4_Commercial_Miscellaneous_New_Interior Lighting_Electric_General Service Lighting_E3 | F4 | Commercial | Miscellaneous | New | Interior Lighting | Electric | General Service Lighting | E3 | RVT BC Ratio | 0 | 0 | 0 | 0 | 0 | 0 | 0 | 0 | 0 | 0 | 0 | 0 | 0 | 0 | 0 | 0 | 0 | 0 | 0 | 0 | 0 | 0 | 0 | 0 | 0 | 0 | 0 | 0 | 0 | 0
F4_Commercial_Miscellaneous_New_Interior Lighting_Electric_General Service Lighting_E4 | F4 | Commercial | Miscellaneous | New | Interior Lighting | Electric | General Service Lighting | E4 | RVT BC Ratio | 0 | 0 | 0 | 0 | 0 | 0 | 0 | 0 | 0 | 0 | 0 | 0 | 0 | 0 | 0 | 0 | 0 | 0 | 0 | 0 | 0 | 0 | 0 | 0 | 0 | 0 | 0 | 0 | 0 | 0
F4_Commercial_Miscellaneous_New_Interior Lighting_Electric_General Service Lighting_E5 | F4 | Commercial | Miscellaneous | New | Interior Lighting | Electric | General Service Lighting | E5 | RVT BC Ratio | 0 | 0 | 0 | 0 | 0 | 0 | 0 | 0 | 0 | 0 | 0 | 0 | 0 | 0 | 0 | 0 | 0 | 0 | 0 | 0 | 0 | 0 | 0 | 0 | 0 | 0 | 0 | 0 | 0 | 0
F4_Commercial_Miscellaneous_New_Interior Lighting_Electric_General Service Lighting_E6 | F4 | Commercial | Miscellaneous | New | Interior Lighting | Electric | General Service Lighting | E6 | RVT BC Ratio | 0 | 0 | 0 | 0 | 0 | 0 | 0 | 0 | 0 | 0 | 0 | 0 | 0 | 0 | 0 | 0 | 0 | 0 | 0 | 0 | 0 | 0 | 0 | 0 | 0 | 0 | 0 | 0 | 0 | 0
F4_Commercial_Miscellaneous_New_Interior Lighting_Electric_General Service Lighting_E7 | F4 | Commercial | Miscellaneous | New | Interior Lighting | Electric | General Service Lighting | E7 | RVT BC Ratio | 0 | 0 | 0 | 0 | 0 | 0 | 0 | 0 | 0 | 0 | 0 | 0 | 0 | 0 | 0 | 0 | 0 | 0 | 0 | 0 | 0 | 0 | 0 | 0 | 0 | 0 | 0 | 0 | 0 | 0
F4_Commercial_Miscellaneous_New_Interior Lighting_Electric_General Service Lighting_E8 | F4 | Commercial | Miscellaneous | New | Interior Lighting | Electric | General Service Lighting | E8 | RVT BC Ratio | 0 | 0 | 0 | 0 | 0 | 0 | 0 | 0 | 0 | 0 | 0 | 0 | 0 | 0 | 0 | 0 | 0 | 0 | 0 | 0 | 0 | 0 | 0 | 0 | 0 | 0 | 0 | 0 | 0 | 0
F4_Commercial_Miscellaneous_New_Interior Lighting_Electric_General Service Lighting_E9 | F4 | Commercial | Miscellaneous | New | Interior Lighting | Electric | General Service Lighting | E9 | RVT BC Ratio | 0 | 0 | 0 | 0 | 0 | 0 | 0 | 0 | 0 | 0 | 0 | 0 | 0 | 0 | 0 | 0 | 0 | 0 | 0 | 0 | 0 | 0 | 0 | 0 | 0 | 0 | 0 | 0 | 0 | 0
F4_Commercial_Miscellaneous_New_Interior Lighting_Electric_General Service Lighting_E10 | F4 | Commercial | Miscellaneous | New | Interior Lighting | Electric | General Service Lighting | E10 | RVT BC Ratio | 0 | 0 | 0 | 0 | 0 | 0 | 0 | 0 | 0 | 0 | 0 | 0 | 0 | 0 | 0 | 0 | 0 | 0 | 0 | 0 | 0 | 0 | 0 | 0 | 0 | 0 | 0 | 0 | 0 | 0
F5_Commercial_Miscellaneous_New_Interior Lighting_Electric_General Service Lighting_E1 | F5 | Commercial | Miscellaneous | New | Interior Lighting | Electric | General Service Lighting | E1 | RIM BC Ratio | 0 | 0 | 0 | 0 | 0 | 0 | 0 | 0 | 0 | 0 | 0 | 0 | 0 | 0 | 0 | 0 | 0 | 0 | 0 | 0 | 0 | 0 | 0 | 0 | 0 | 0 | 0 | 0 | 0 | 0
F5_Commercial_Miscellaneous_New_Interior Lighting_Electric_General Service Lighting_E2 | F5 | Commercial | Miscellaneous | New | Interior Lighting | Electric | General Service Lighting | E2 | RIM BC Ratio | 0 | 0 | 0 | 0 | 0 | 0 | 0 | 0 | 0 | 0 | 0 | 0 | 0 | 0 | 0 | 0 | 0 | 0 | 0 | 0 | 0 | 0 | 0 | 0 | 0 | 0 | 0 | 0 | 0 | 0
F5_Commercial_Miscellaneous_New_Interior Lighting_Electric_General Service Lighting_E3 | F5 | Commercial | Miscellaneous | New | Interior Lighting | Electric | General Service Lighting | E3 | RIM BC Ratio | 0 | 0 | 0 | 0 | 0 | 0 | 0 | 0 | 0 | 0 | 0 | 0 | 0 | 0 | 0 | 0 | 0 | 0 | 0 | 0 | 0 | 0 | 0 | 0 | 0 | 0 | 0 | 0 | 0 | 0
F5_Commercial_Miscellaneous_New_Interior Lighting_Electric_General Service Lighting_E4 | F5 | Commercial | Miscellaneous | New | Interior Lighting | Electric | General Service Lighting | E4 | RIM BC Ratio | 0 | 0 | 0 | 0 | 0 | 0 | 0 | 0 | 0 | 0 | 0 | 0 | 0 | 0 | 0 | 0 | 0 | 0 | 0 | 0 | 0 | 0 | 0 | 0 | 0 | 0 | 0 | 0 | 0 | 0
F5_Commercial_Miscellaneous_New_Interior Lighting_Electric_General Service Lighting_E5 | F5 | Commercial | Miscellaneous | New | Interior Lighting | Electric | General Service Lighting | E5 | RIM BC Ratio | 0 | 0 | 0 | 0 | 0 | 0 | 0 | 0 | 0 | 0 | 0 | 0 | 0 | 0 | 0 | 0 | 0 | 0 | 0 | 0 | 0 | 0 | 0 | 0 | 0 | 0 | 0 | 0 | 0 | 0
F5_Commercial_Miscellaneous_New_Interior Lighting_Electric_General Service Lighting_E6 | F5 | Commercial | Miscellaneous | New | Interior Lighting | Electric | General Service Lighting | E6 | RIM BC Ratio | 0 | 0 | 0 | 0 | 0 | 0 | 0 | 0 | 0 | 0 | 0 | 0 | 0 | 0 | 0 | 0 | 0 | 0 | 0 | 0 | 0 | 0 | 0 | 0 | 0 | 0 | 0 | 0 | 0 | 0
F5_Commercial_Miscellaneous_New_Interior Lighting_Electric_General Service Lighting_E7 | F5 | Commercial | Miscellaneous | New | Interior Lighting | Electric | General Service Lighting | E7 | RIM BC Ratio | 0 | 0 | 0 | 0 | 0 | 0 | 0 | 0 | 0 | 0 | 0 | 0 | 0 | 0 | 0 | 0 | 0 | 0 | 0 | 0 | 0 | 0 | 0 | 0 | 0 | 0 | 0 | 0 | 0 | 0
F5_Commercial_Miscellaneous_New_Interior Lighting_Electric_General Service Lighting_E8 | F5 | Commercial | Miscellaneous | New | Interior Lighting | Electric | General Service Lighting | E8 | RIM BC Ratio | 0 | 0 | 0 | 0 | 0 | 0 | 0 | 0 | 0 | 0 | 0 | 0 | 0 | 0 | 0 | 0 | 0 | 0 | 0 | 0 | 0 | 0 | 0 | 0 | 0 | 0 | 0 | 0 | 0 | 0
F5_Commercial_Miscellaneous_New_Interior Lighting_Electric_General Service Lighting_E9 | F5 | Commercial | Miscellaneous | New | Interior Lighting | Electric | General Service Lighting | E9 | RIM BC Ratio | 0 | 0 | 0 | 0 | 0 | 0 | 0 | 0 | 0 | 0 | 0 | 0 | 0 | 0 | 0 | 0 | 0 | 0 | 0 | 0 | 0 | 0 | 0 | 0 | 0 | 0 | 0 | 0 | 0 | 0
F5_Commercial_Miscellaneous_New_Interior Lighting_Electric_General Service Lighting_E10 | F5 | Commercial | Miscellaneous | New | Interior Lighting | Electric | General Service Lighting | E10 | RIM BC Ratio | 0 | 0 | 0 | 0 | 0 | 0 | 0 | 0 | 0 | 0 | 0 | 0 | 0 | 0 | 0 | 0 | 0 | 0 | 0 | 0 | 0 | 0 | 0 | 0 | 0 | 0 | 0 | 0 | 0 | 0
F0_Commercial_Miscellaneous_New_Interior Lighting_Electric_Exempted Lighting_E0 | F0 | Commercial | Miscellaneous | New | Interior Lighting | Electric | Exempted Lighting | E0 | Economic Unit | 0 | 0 | 0 | 0 | 0 | 0 | 0 | 0 | 0 | 0 | 0 | 0 | 0 | 0 | 0 | 0 | 0 | 0 | 0 | 0 | 0 | 0 | 0 | 0 | 0 | 0 | 0 | 0 | 0 | 0
F1_Commercial_Miscellaneous_New_Interior Lighting_Electric_Exempted Lighting_E1 | F1 | Commercial | Miscellaneous | New | Interior Lighting | Electric | Exempted Lighting | E1 | CCE | 0 | 0 | 0 | 0 | 0 | 0 | 0 | 0 | 0 | 0 | 0 | 0 | 0 | 0 | 0 | 0 | 0 | 0 | 0 | 0 | 0 | 0 | 0 | 0 | 0 | 0 | 0 | 0 | 0 | 0
F1_Commercial_Miscellaneous_New_Interior Lighting_Electric_Exempted Lighting_E2 | F1 | Commercial | Miscellaneous | New | Interior Lighting | Electric | Exempted Lighting | E2 | CCE | 0 | 0 | 0 | 0 | 0 | 0 | 0 | 0 | 0 | 0 | 0 | 0 | 0 | 0 | 0 | 0 | 0 | 0 | 0 | 0 | 0 | 0 | 0 | 0 | 0 | 0 | 0 | 0 | 0 | 0
F1_Commercial_Miscellaneous_New_Interior Lighting_Electric_Exempted Lighting_E3 | F1 | Commercial | Miscellaneous | New | Interior Lighting | Electric | Exempted Lighting | E3 | CCE | 0 | 0 | 0 | 0 | 0 | 0 | 0 | 0 | 0 | 0 | 0 | 0 | 0 | 0 | 0 | 0 | 0 | 0 | 0 | 0 | 0 | 0 | 0 | 0 | 0 | 0 | 0 | 0 | 0 | 0
F1_Commercial_Miscellaneous_New_Interior Lighting_Electric_Exempted Lighting_E4 | F1 | Commercial | Miscellaneous | New | Interior Lighting | Electric | Exempted Lighting | E4 | CCE | 0 | 0 | 0 | 0 | 0 | 0 | 0 | 0 | 0 | 0 | 0 | 0 | 0 | 0 | 0 | 0 | 0 | 0 | 0 | 0 | 0 | 0 | 0 | 0 | 0 | 0 | 0 | 0 | 0 | 0
F1_Commercial_Miscellaneous_New_Interior Lighting_Electric_Exempted Lighting_E5 | F1 | Commercial | Miscellaneous | New | Interior Lighting | Electric | Exempted Lighting | E5 | CCE | 0 | 0 | 0 | 0 | 0 | 0 | 0 | 0 | 0 | 0 | 0 | 0 | 0 | 0 | 0 | 0 | 0 | 0 | 0 | 0 | 0 | 0 | 0 | 0 | 0 | 0 | 0 | 0 | 0 | 0
F1_Commercial_Miscellaneous_New_Interior Lighting_Electric_Exempted Lighting_E6 | F1 | Commercial | Miscellaneous | New | Interior Lighting | Electric | Exempted Lighting | E6 | CCE | 0 | 0 | 0 | 0 | 0 | 0 | 0 | 0 | 0 | 0 | 0 | 0 | 0 | 0 | 0 | 0 | 0 | 0 | 0 | 0 | 0 | 0 | 0 | 0 | 0 | 0 | 0 | 0 | 0 | 0
F1_Commercial_Miscellaneous_New_Interior Lighting_Electric_Exempted Lighting_E7 | F1 | Commercial | Miscellaneous | New | Interior Lighting | Electric | Exempted Lighting | E7 | CCE | 0 | 0 | 0 | 0 | 0 | 0 | 0 | 0 | 0 | 0 | 0 | 0 | 0 | 0 | 0 | 0 | 0 | 0 | 0 | 0 | 0 | 0 | 0 | 0 | 0 | 0 | 0 | 0 | 0 | 0
F1_Commercial_Miscellaneous_New_Interior Lighting_Electric_Exempted Lighting_E8 | F1 | Commercial | Miscellaneous | New | Interior Lighting | Electric | Exempted Lighting | E8 | CCE | 0 | 0 | 0 | 0 | 0 | 0 | 0 | 0 | 0 | 0 | 0 | 0 | 0 | 0 | 0 | 0 | 0 | 0 | 0 | 0 | 0 | 0 | 0 | 0 | 0 | 0 | 0 | 0 | 0 | 0
F1_Commercial_Miscellaneous_New_Interior Lighting_Electric_Exempted Lighting_E9 | F1 | Commercial | Miscellaneous | New | Interior Lighting | Electric | Exempted Lighting | E9 | CCE | 0 | 0 | 0 | 0 | 0 | 0 | 0 | 0 | 0 | 0 | 0 | 0 | 0 | 0 | 0 | 0 | 0 | 0 | 0 | 0 | 0 | 0 | 0 | 0 | 0 | 0 | 0 | 0 | 0 | 0
F1_Commercial_Miscellaneous_New_Interior Lighting_Electric_Exempted Lighting_E10 | F1 | Commercial | Miscellaneous | New | Interior Lighting | Electric | Exempted Lighting | E10 | CCE | 0 | 0 | 0 | 0 | 0 | 0 | 0 | 0 | 0 | 0 | 0 | 0 | 0 | 0 | 0 | 0 | 0 | 0 | 0 | 0 | 0 | 0 | 0 | 0 | 0 | 0 | 0 | 0 | 0 | 0
F2_Commercial_Miscellaneous_New_Interior Lighting_Electric_Exempted Lighting_E1 | F2 | Commercial | Miscellaneous | New | Interior Lighting | Electric | Exempted Lighting | E1 | TRC BC Ratio | 0 | 0 | 0 | 0 | 0 | 0 | 0 | 0 | 0 | 0 | 0 | 0 | 0 | 0 | 0 | 0 | 0 | 0 | 0 | 0 | 0 | 0 | 0 | 0 | 0 | 0 | 0 | 0 | 0 | 0
F2_Commercial_Miscellaneous_New_Interior Lighting_Electric_Exempted Lighting_E2 | F2 | Commercial | Miscellaneous | New | Interior Lighting | Electric | Exempted Lighting | E2 | TRC BC Ratio | 0 | 0 | 0 | 0 | 0 | 0 | 0 | 0 | 0 | 0 | 0 | 0 | 0 | 0 | 0 | 0 | 0 | 0 | 0 | 0 | 0 | 0 | 0 | 0 | 0 | 0 | 0 | 0 | 0 | 0
F2_Commercial_Miscellaneous_New_Interior Lighting_Electric_Exempted Lighting_E3 | F2 | Commercial | Miscellaneous | New | Interior Lighting | Electric | Exempted Lighting | E3 | TRC BC Ratio | 0 | 0 | 0 | 0 | 0 | 0 | 0 | 0 | 0 | 0 | 0 | 0 | 0 | 0 | 0 | 0 | 0 | 0 | 0 | 0 | 0 | 0 | 0 | 0 | 0 | 0 | 0 | 0 | 0 | 0
F2_Commercial_Miscellaneous_New_Interior Lighting_Electric_Exempted Lighting_E4 | F2 | Commercial | Miscellaneous | New | Interior Lighting | Electric | Exempted Lighting | E4 | TRC BC Ratio | 0 | 0 | 0 | 0 | 0 | 0 | 0 | 0 | 0 | 0 | 0 | 0 | 0 | 0 | 0 | 0 | 0 | 0 | 0 | 0 | 0 | 0 | 0 | 0 | 0 | 0 | 0 | 0 | 0 | 0
F2_Commercial_Miscellaneous_New_Interior Lighting_Electric_Exempted Lighting_E5 | F2 | Commercial | Miscellaneous | New | Interior Lighting | Electric | Exempted Lighting | E5 | TRC BC Ratio | 0 | 0 | 0 | 0 | 0 | 0 | 0 | 0 | 0 | 0 | 0 | 0 | 0 | 0 | 0 | 0 | 0 | 0 | 0 | 0 | 0 | 0 | 0 | 0 | 0 | 0 | 0 | 0 | 0 | 0
F2_Commercial_Miscellaneous_New_Interior Lighting_Electric_Exempted Lighting_E6 | F2 | Commercial | Miscellaneous | New | Interior Lighting | Electric | Exempted Lighting | E6 | TRC BC Ratio | 0 | 0 | 0 | 0 | 0 | 0 | 0 | 0 | 0 | 0 | 0 | 0 | 0 | 0 | 0 | 0 | 0 | 0 | 0 | 0 | 0 | 0 | 0 | 0 | 0 | 0 | 0 | 0 | 0 | 0
F2_Commercial_Miscellaneous_New_Interior Lighting_Electric_Exempted Lighting_E7 | F2 | Commercial | Miscellaneous | New | Interior Lighting | Electric | Exempted Lighting | E7 | TRC BC Ratio | 0 | 0 | 0 | 0 | 0 | 0 | 0 | 0 | 0 | 0 | 0 | 0 | 0 | 0 | 0 | 0 | 0 | 0 | 0 | 0 | 0 | 0 | 0 | 0 | 0 | 0 | 0 | 0 | 0 | 0
F2_Commercial_Miscellaneous_New_Interior Lighting_Electric_Exempted Lighting_E8 | F2 | Commercial | Miscellaneous | New | Interior Lighting | Electric | Exempted Lighting | E8 | TRC BC Ratio | 0 | 0 | 0 | 0 | 0 | 0 | 0 | 0 | 0 | 0 | 0 | 0 | 0 | 0 | 0 | 0 | 0 | 0 | 0 | 0 | 0 | 0 | 0 | 0 | 0 | 0 | 0 | 0 | 0 | 0
F2_Commercial_Miscellaneous_New_Interior Lighting_Electric_Exempted Lighting_E9 | F2 | Commercial | Miscellaneous | New | Interior Lighting | Electric | Exempted Lighting | E9 | TRC BC Ratio | 0 | 0 | 0 | 0 | 0 | 0 | 0 | 0 | 0 | 0 | 0 | 0 | 0 | 0 | 0 | 0 | 0 | 0 | 0 | 0 | 0 | 0 | 0 | 0 | 0 | 0 | 0 | 0 | 0 | 0
F2_Commercial_Miscellaneous_New_Interior Lighting_Electric_Exempted Lighting_E10 | F2 | Commercial | Miscellaneous | New | Interior Lighting | Electric | Exempted Lighting | E10 | TRC BC Ratio | 0 | 0 | 0 | 0 | 0 | 0 | 0 | 0 | 0 | 0 | 0 | 0 | 0 | 0 | 0 | 0 | 0 | 0 | 0 | 0 | 0 | 0 | 0 | 0 | 0 | 0 | 0 | 0 | 0 | 0
F3_Commercial_Miscellaneous_New_Interior Lighting_Electric_Exempted Lighting_E1 | F3 | Commercial | Miscellaneous | New | Interior Lighting | Electric | Exempted Lighting | E1 | PACT BC Ratio | 0 | 0 | 0 | 0 | 0 | 0 | 0 | 0 | 0 | 0 | 0 | 0 | 0 | 0 | 0 | 0 | 0 | 0 | 0 | 0 | 0 | 0 | 0 | 0 | 0 | 0 | 0 | 0 | 0 | 0
F3_Commercial_Miscellaneous_New_Interior Lighting_Electric_Exempted Lighting_E2 | F3 | Commercial | Miscellaneous | New | Interior Lighting | Electric | Exempted Lighting | E2 | PACT BC Ratio | 0 | 0 | 0 | 0 | 0 | 0 | 0 | 0 | 0 | 0 | 0 | 0 | 0 | 0 | 0 | 0 | 0 | 0 | 0 | 0 | 0 | 0 | 0 | 0 | 0 | 0 | 0 | 0 | 0 | 0
F3_Commercial_Miscellaneous_New_Interior Lighting_Electric_Exempted Lighting_E3 | F3 | Commercial | Miscellaneous | New | Interior Lighting | Electric | Exempted Lighting | E3 | PACT BC Ratio | 0 | 0 | 0 | 0 | 0 | 0 | 0 | 0 | 0 | 0 | 0 | 0 | 0 | 0 | 0 | 0 | 0 | 0 | 0 | 0 | 0 | 0 | 0 | 0 | 0 | 0 | 0 | 0 | 0 | 0
F3_Commercial_Miscellaneous_New_Interior Lighting_Electric_Exempted Lighting_E4 | F3 | Commercial | Miscellaneous | New | Interior Lighting | Electric | Exempted Lighting | E4 | PACT BC Ratio | 0 | 0 | 0 | 0 | 0 | 0 | 0 | 0 | 0 | 0 | 0 | 0 | 0 | 0 | 0 | 0 | 0 | 0 | 0 | 0 | 0 | 0 | 0 | 0 | 0 | 0 | 0 | 0 | 0 | 0
F3_Commercial_Miscellaneous_New_Interior Lighting_Electric_Exempted Lighting_E5 | F3 | Commercial | Miscellaneous | New | Interior Lighting | Electric | Exempted Lighting | E5 | PACT BC Ratio | 0 | 0 | 0 | 0 | 0 | 0 | 0 | 0 | 0 | 0 | 0 | 0 | 0 | 0 | 0 | 0 | 0 | 0 | 0 | 0 | 0 | 0 | 0 | 0 | 0 | 0 | 0 | 0 | 0 | 0
F3_Commercial_Miscellaneous_New_Interior Lighting_Electric_Exempted Lighting_E6 | F3 | Commercial | Miscellaneous | New | Interior Lighting | Electric | Exempted Lighting | E6 | PACT BC Ratio | 0 | 0 | 0 | 0 | 0 | 0 | 0 | 0 | 0 | 0 | 0 | 0 | 0 | 0 | 0 | 0 | 0 | 0 | 0 | 0 | 0 | 0 | 0 | 0 | 0 | 0 | 0 | 0 | 0 | 0
F3_Commercial_Miscellaneous_New_Interior Lighting_Electric_Exempted Lighting_E7 | F3 | Commercial | Miscellaneous | New | Interior Lighting | Electric | Exempted Lighting | E7 | PACT BC Ratio | 0 | 0 | 0 | 0 | 0 | 0 | 0 | 0 | 0 | 0 | 0 | 0 | 0 | 0 | 0 | 0 | 0 | 0 | 0 | 0 | 0 | 0 | 0 | 0 | 0 | 0 | 0 | 0 | 0 | 0
F3_Commercial_Miscellaneous_New_Interior Lighting_Electric_Exempted Lighting_E8 | F3 | Commercial | Miscellaneous | New | Interior Lighting | Electric | Exempted Lighting | E8 | PACT BC Ratio | 0 | 0 | 0 | 0 | 0 | 0 | 0 | 0 | 0 | 0 | 0 | 0 | 0 | 0 | 0 | 0 | 0 | 0 | 0 | 0 | 0 | 0 | 0 | 0 | 0 | 0 | 0 | 0 | 0 | 0
F3_Commercial_Miscellaneous_New_Interior Lighting_Electric_Exempted Lighting_E9 | F3 | Commercial | Miscellaneous | New | Interior Lighting | Electric | Exempted Lighting | E9 | PACT BC Ratio | 0 | 0 | 0 | 0 | 0 | 0 | 0 | 0 | 0 | 0 | 0 | 0 | 0 | 0 | 0 | 0 | 0 | 0 | 0 | 0 | 0 | 0 | 0 | 0 | 0 | 0 | 0 | 0 | 0 | 0
F3_Commercial_Miscellaneous_New_Interior Lighting_Electric_Exempted Lighting_E10 | F3 | Commercial | Miscellaneous | New | Interior Lighting | Electric | Exempted Lighting | E10 | PACT BC Ratio | 0 | 0 | 0 | 0 | 0 | 0 | 0 | 0 | 0 | 0 | 0 | 0 | 0 | 0 | 0 | 0 | 0 | 0 | 0 | 0 | 0 | 0 | 0 | 0 | 0 | 0 | 0 | 0 | 0 | 0
F4_Commercial_Miscellaneous_New_Interior Lighting_Electric_Exempted Lighting_E1 | F4 | Commercial | Miscellaneous | New | Interior Lighting | Electric | Exempted Lighting | E1 | RVT BC Ratio | 0 | 0 | 0 | 0 | 0 | 0 | 0 | 0 | 0 | 0 | 0 | 0 | 0 | 0 | 0 | 0 | 0 | 0 | 0 | 0 | 0 | 0 | 0 | 0 | 0 | 0 | 0 | 0 | 0 | 0
F4_Commercial_Miscellaneous_New_Interior Lighting_Electric_Exempted Lighting_E2 | F4 | Commercial | Miscellaneous | New | Interior Lighting | Electric | Exempted Lighting | E2 | RVT BC Ratio | 0 | 0 | 0 | 0 | 0 | 0 | 0 | 0 | 0 | 0 | 0 | 0 | 0 | 0 | 0 | 0 | 0 | 0 | 0 | 0 | 0 | 0 | 0 | 0 | 0 | 0 | 0 | 0 | 0 | 0
F4_Commercial_Miscellaneous_New_Interior Lighting_Electric_Exempted Lighting_E3 | F4 | Commercial | Miscellaneous | New | Interior Lighting | Electric | Exempted Lighting | E3 | RVT BC Ratio | 0 | 0 | 0 | 0 | 0 | 0 | 0 | 0 | 0 | 0 | 0 | 0 | 0 | 0 | 0 | 0 | 0 | 0 | 0 | 0 | 0 | 0 | 0 | 0 | 0 | 0 | 0 | 0 | 0 | 0
F4_Commercial_Miscellaneous_New_Interior Lighting_Electric_Exempted Lighting_E4 | F4 | Commercial | Miscellaneous | New | Interior Lighting | Electric | Exempted Lighting | E4 | RVT BC Ratio | 0 | 0 | 0 | 0 | 0 | 0 | 0 | 0 | 0 | 0 | 0 | 0 | 0 | 0 | 0 | 0 | 0 | 0 | 0 | 0 | 0 | 0 | 0 | 0 | 0 | 0 | 0 | 0 | 0 | 0
F4_Commercial_Miscellaneous_New_Interior Lighting_Electric_Exempted Lighting_E5 | F4 | Commercial | Miscellaneous | New | Interior Lighting | Electric | Exempted Lighting | E5 | RVT BC Ratio | 0 | 0 | 0 | 0 | 0 | 0 | 0 | 0 | 0 | 0 | 0 | 0 | 0 | 0 | 0 | 0 | 0 | 0 | 0 | 0 | 0 | 0 | 0 | 0 | 0 | 0 | 0 | 0 | 0 | 0
F4_Commercial_Miscellaneous_New_Interior Lighting_Electric_Exempted Lighting_E6 | F4 | Commercial | Miscellaneous | New | Interior Lighting | Electric | Exempted Lighting | E6 | RVT BC Ratio | 0 | 0 | 0 | 0 | 0 | 0 | 0 | 0 | 0 | 0 | 0 | 0 | 0 | 0 | 0 | 0 | 0 | 0 | 0 | 0 | 0 | 0 | 0 | 0 | 0 | 0 | 0 | 0 | 0 | 0
F4_Commercial_Miscellaneous_New_Interior Lighting_Electric_Exempted Lighting_E7 | F4 | Commercial | Miscellaneous | New | Interior Lighting | Electric | Exempted Lighting | E7 | RVT BC Ratio | 0 | 0 | 0 | 0 | 0 | 0 | 0 | 0 | 0 | 0 | 0 | 0 | 0 | 0 | 0 | 0 | 0 | 0 | 0 | 0 | 0 | 0 | 0 | 0 | 0 | 0 | 0 | 0 | 0 | 0
F4_Commercial_Miscellaneous_New_Interior Lighting_Electric_Exempted Lighting_E8 | F4 | Commercial | Miscellaneous | New | Interior Lighting | Electric | Exempted Lighting | E8 | RVT BC Ratio | 0 | 0 | 0 | 0 | 0 | 0 | 0 | 0 | 0 | 0 | 0 | 0 | 0 | 0 | 0 | 0 | 0 | 0 | 0 | 0 | 0 | 0 | 0 | 0 | 0 | 0 | 0 | 0 | 0 | 0
F4_Commercial_Miscellaneous_New_Interior Lighting_Electric_Exempted Lighting_E9 | F4 | Commercial | Miscellaneous | New | Interior Lighting | Electric | Exempted Lighting | E9 | RVT BC Ratio | 0 | 0 | 0 | 0 | 0 | 0 | 0 | 0 | 0 | 0 | 0 | 0 | 0 | 0 | 0 | 0 | 0 | 0 | 0 | 0 | 0 | 0 | 0 | 0 | 0 | 0 | 0 | 0 | 0 | 0
F4_Commercial_Miscellaneous_New_Interior Lighting_Electric_Exempted Lighting_E10 | F4 | Commercial | Miscellaneous | New | Interior Lighting | Electric | Exempted Lighting | E10 | RVT BC Ratio | 0 | 0 | 0 | 0 | 0 | 0 | 0 | 0 | 0 | 0 | 0 | 0 | 0 | 0 | 0 | 0 | 0 | 0 | 0 | 0 | 0 | 0 | 0 | 0 | 0 | 0 | 0 | 0 | 0 | 0
F5_Commercial_Miscellaneous_New_Interior Lighting_Electric_Exempted Lighting_E1 | F5 | Commercial | Miscellaneous | New | Interior Lighting | Electric | Exempted Lighting | E1 | RIM BC Ratio | 0 | 0 | 0 | 0 | 0 | 0 | 0 | 0 | 0 | 0 | 0 | 0 | 0 | 0 | 0 | 0 | 0 | 0 | 0 | 0 | 0 | 0 | 0 | 0 | 0 | 0 | 0 | 0 | 0 | 0
F5_Commercial_Miscellaneous_New_Interior Lighting_Electric_Exempted Lighting_E2 | F5 | Commercial | Miscellaneous | New | Interior Lighting | Electric | Exempted Lighting | E2 | RIM BC Ratio | 0 | 0 | 0 | 0 | 0 | 0 | 0 | 0 | 0 | 0 | 0 | 0 | 0 | 0 | 0 | 0 | 0 | 0 | 0 | 0 | 0 | 0 | 0 | 0 | 0 | 0 | 0 | 0 | 0 | 0
F5_Commercial_Miscellaneous_New_Interior Lighting_Electric_Exempted Lighting_E3 | F5 | Commercial | Miscellaneous | New | Interior Lighting | Electric | Exempted Lighting | E3 | RIM BC Ratio | 0 | 0 | 0 | 0 | 0 | 0 | 0 | 0 | 0 | 0 | 0 | 0 | 0 | 0 | 0 | 0 | 0 | 0 | 0 | 0 | 0 | 0 | 0 | 0 | 0 | 0 | 0 | 0 | 0 | 0
F5_Commercial_Miscellaneous_New_Interior Lighting_Electric_Exempted Lighting_E4 | F5 | Commercial | Miscellaneous | New | Interior Lighting | Electric | Exempted Lighting | E4 | RIM BC Ratio | 0 | 0 | 0 | 0 | 0 | 0 | 0 | 0 | 0 | 0 | 0 | 0 | 0 | 0 | 0 | 0 | 0 | 0 | 0 | 0 | 0 | 0 | 0 | 0 | 0 | 0 | 0 | 0 | 0 | 0
F5_Commercial_Miscellaneous_New_Interior Lighting_Electric_Exempted Lighting_E5 | F5 | Commercial | Miscellaneous | New | Interior Lighting | Electric | Exempted Lighting | E5 | RIM BC Ratio | 0 | 0 | 0 | 0 | 0 | 0 | 0 | 0 | 0 | 0 | 0 | 0 | 0 | 0 | 0 | 0 | 0 | 0 | 0 | 0 | 0 | 0 | 0 | 0 | 0 | 0 | 0 | 0 | 0 | 0
F5_Commercial_Miscellaneous_New_Interior Lighting_Electric_Exempted Lighting_E6 | F5 | Commercial | Miscellaneous | New | Interior Lighting | Electric | Exempted Lighting | E6 | RIM BC Ratio | 0 | 0 | 0 | 0 | 0 | 0 | 0 | 0 | 0 | 0 | 0 | 0 | 0 | 0 | 0 | 0 | 0 | 0 | 0 | 0 | 0 | 0 | 0 | 0 | 0 | 0 | 0 | 0 | 0 | 0
F5_Commercial_Miscellaneous_New_Interior Lighting_Electric_Exempted Lighting_E7 | F5 | Commercial | Miscellaneous | New | Interior Lighting | Electric | Exempted Lighting | E7 | RIM BC Ratio | 0 | 0 | 0 | 0 | 0 | 0 | 0 | 0 | 0 | 0 | 0 | 0 | 0 | 0 | 0 | 0 | 0 | 0 | 0 | 0 | 0 | 0 | 0 | 0 | 0 | 0 | 0 | 0 | 0 | 0
F5_Commercial_Miscellaneous_New_Interior Lighting_Electric_Exempted Lighting_E8 | F5 | Commercial | Miscellaneous | New | Interior Lighting | Electric | Exempted Lighting | E8 | RIM BC Ratio | 0 | 0 | 0 | 0 | 0 | 0 | 0 | 0 | 0 | 0 | 0 | 0 | 0 | 0 | 0 | 0 | 0 | 0 | 0 | 0 | 0 | 0 | 0 | 0 | 0 | 0 | 0 | 0 | 0 | 0
F5_Commercial_Miscellaneous_New_Interior Lighting_Electric_Exempted Lighting_E9 | F5 | Commercial | Miscellaneous | New | Interior Lighting | Electric | Exempted Lighting | E9 | RIM BC Ratio | 0 | 0 | 0 | 0 | 0 | 0 | 0 | 0 | 0 | 0 | 0 | 0 | 0 | 0 | 0 | 0 | 0 | 0 | 0 | 0 | 0 | 0 | 0 | 0 | 0 | 0 | 0 | 0 | 0 | 0
F5_Commercial_Miscellaneous_New_Interior Lighting_Electric_Exempted Lighting_E10 | F5 | Commercial | Miscellaneous | New | Interior Lighting | Electric | Exempted Lighting | E10 | RIM BC Ratio | 0 | 0 | 0 | 0 | 0 | 0 | 0 | 0 | 0 | 0 | 0 | 0 | 0 | 0 | 0 | 0 | 0 | 0 | 0 | 0 | 0 | 0 | 0 | 0 | 0 | 0 | 0 | 0 | 0 | 0
F0_Commercial_Miscellaneous_New_Interior Lighting_Electric_High-Bay Lighting_E0 | F0 | Commercial | Miscellaneous | New | Interior Lighting | Electric | High-Bay Lighting | E0 | Economic Unit | 0 | 0 | 0 | 0 | 0 | 0 | 0 | 0 | 0 | 0 | 0 | 0 | 0 | 0 | 0 | 0 | 0 | 0 | 0 | 0 | 0 | 0 | 0 | 0 | 0 | 0 | 0 | 0 | 0 | 0
F1_Commercial_Miscellaneous_New_Interior Lighting_Electric_High-Bay Lighting_E1 | F1 | Commercial | Miscellaneous | New | Interior Lighting | Electric | High-Bay Lighting | E1 | CCE | 0 | 0 | 0 | 0 | 0 | 0 | 0 | 0 | 0 | 0 | 0 | 0 | 0 | 0 | 0 | 0 | 0 | 0 | 0 | 0 | 0 | 0 | 0 | 0 | 0 | 0 | 0 | 0 | 0 | 0
F1_Commercial_Miscellaneous_New_Interior Lighting_Electric_High-Bay Lighting_E2 | F1 | Commercial | Miscellaneous | New | Interior Lighting | Electric | High-Bay Lighting | E2 | CCE | 0 | 0 | 0 | 0 | 0 | 0 | 0 | 0 | 0 | 0 | 0 | 0 | 0 | 0 | 0 | 0 | 0 | 0 | 0 | 0 | 0 | 0 | 0 | 0 | 0 | 0 | 0 | 0 | 0 | 0
F1_Commercial_Miscellaneous_New_Interior Lighting_Electric_High-Bay Lighting_E3 | F1 | Commercial | Miscellaneous | New | Interior Lighting | Electric | High-Bay Lighting | E3 | CCE | 0 | 0 | 0 | 0 | 0 | 0 | 0 | 0 | 0 | 0 | 0 | 0 | 0 | 0 | 0 | 0 | 0 | 0 | 0 | 0 | 0 | 0 | 0 | 0 | 0 | 0 | 0 | 0 | 0 | 0
F1_Commercial_Miscellaneous_New_Interior Lighting_Electric_High-Bay Lighting_E4 | F1 | Commercial | Miscellaneous | New | Interior Lighting | Electric | High-Bay Lighting | E4 | CCE | 0 | 0 | 0 | 0 | 0 | 0 | 0 | 0 | 0 | 0 | 0 | 0 | 0 | 0 | 0 | 0 | 0 | 0 | 0 | 0 | 0 | 0 | 0 | 0 | 0 | 0 | 0 | 0 | 0 | 0
F1_Commercial_Miscellaneous_New_Interior Lighting_Electric_High-Bay Lighting_E5 | F1 | Commercial | Miscellaneous | New | Interior Lighting | Electric | High-Bay Lighting | E5 | CCE | 0 | 0 | 0 | 0 | 0 | 0 | 0 | 0 | 0 | 0 | 0 | 0 | 0 | 0 | 0 | 0 | 0 | 0 | 0 | 0 | 0 | 0 | 0 | 0 | 0 | 0 | 0 | 0 | 0 | 0
F1_Commercial_Miscellaneous_New_Interior Lighting_Electric_High-Bay Lighting_E6 | F1 | Commercial | Miscellaneous | New | Interior Lighting | Electric | High-Bay Lighting | E6 | CCE | 0 | 0 | 0 | 0 | 0 | 0 | 0 | 0 | 0 | 0 | 0 | 0 | 0 | 0 | 0 | 0 | 0 | 0 | 0 | 0 | 0 | 0 | 0 | 0 | 0 | 0 | 0 | 0 | 0 | 0
F1_Commercial_Miscellaneous_New_Interior Lighting_Electric_High-Bay Lighting_E7 | F1 | Commercial | Miscellaneous | New | Interior Lighting | Electric | High-Bay Lighting | E7 | CCE | 0 | 0 | 0 | 0 | 0 | 0 | 0 | 0 | 0 | 0 | 0 | 0 | 0 | 0 | 0 | 0 | 0 | 0 | 0 | 0 | 0 | 0 | 0 | 0 | 0 | 0 | 0 | 0 | 0 | 0
F1_Commercial_Miscellaneous_New_Interior Lighting_Electric_High-Bay Lighting_E8 | F1 | Commercial | Miscellaneous | New | Interior Lighting | Electric | High-Bay Lighting | E8 | CCE | 0 | 0 | 0 | 0 | 0 | 0 | 0 | 0 | 0 | 0 | 0 | 0 | 0 | 0 | 0 | 0 | 0 | 0 | 0 | 0 | 0 | 0 | 0 | 0 | 0 | 0 | 0 | 0 | 0 | 0
F1_Commercial_Miscellaneous_New_Interior Lighting_Electric_High-Bay Lighting_E9 | F1 | Commercial | Miscellaneous | New | Interior Lighting | Electric | High-Bay Lighting | E9 | CCE | 0 | 0 | 0 | 0 | 0 | 0 | 0 | 0 | 0 | 0 | 0 | 0 | 0 | 0 | 0 | 0 | 0 | 0 | 0 | 0 | 0 | 0 | 0 | 0 | 0 | 0 | 0 | 0 | 0 | 0
F1_Commercial_Miscellaneous_New_Interior Lighting_Electric_High-Bay Lighting_E10 | F1 | Commercial | Miscellaneous | New | Interior Lighting | Electric | High-Bay Lighting | E10 | CCE | 0 | 0 | 0 | 0 | 0 | 0 | 0 | 0 | 0 | 0 | 0 | 0 | 0 | 0 | 0 | 0 | 0 | 0 | 0 | 0 | 0 | 0 | 0 | 0 | 0 | 0 | 0 | 0 | 0 | 0
F2_Commercial_Miscellaneous_New_Interior Lighting_Electric_High-Bay Lighting_E1 | F2 | Commercial | Miscellaneous | New | Interior Lighting | Electric | High-Bay Lighting | E1 | TRC BC Ratio | 0 | 0 | 0 | 0 | 0 | 0 | 0 | 0 | 0 | 0 | 0 | 0 | 0 | 0 | 0 | 0 | 0 | 0 | 0 | 0 | 0 | 0 | 0 | 0 | 0 | 0 | 0 | 0 | 0 | 0
F2_Commercial_Miscellaneous_New_Interior Lighting_Electric_High-Bay Lighting_E2 | F2 | Commercial | Miscellaneous | New | Interior Lighting | Electric | High-Bay Lighting | E2 | TRC BC Ratio | 0 | 0 | 0 | 0 | 0 | 0 | 0 | 0 | 0 | 0 | 0 | 0 | 0 | 0 | 0 | 0 | 0 | 0 | 0 | 0 | 0 | 0 | 0 | 0 | 0 | 0 | 0 | 0 | 0 | 0
F2_Commercial_Miscellaneous_New_Interior Lighting_Electric_High-Bay Lighting_E3 | F2 | Commercial | Miscellaneous | New | Interior Lighting | Electric | High-Bay Lighting | E3 | TRC BC Ratio | 0 | 0 | 0 | 0 | 0 | 0 | 0 | 0 | 0 | 0 | 0 | 0 | 0 | 0 | 0 | 0 | 0 | 0 | 0 | 0 | 0 | 0 | 0 | 0 | 0 | 0 | 0 | 0 | 0 | 0
F2_Commercial_Miscellaneous_New_Interior Lighting_Electric_High-Bay Lighting_E4 | F2 | Commercial | Miscellaneous | New | Interior Lighting | Electric | High-Bay Lighting | E4 | TRC BC Ratio | 0 | 0 | 0 | 0 | 0 | 0 | 0 | 0 | 0 | 0 | 0 | 0 | 0 | 0 | 0 | 0 | 0 | 0 | 0 | 0 | 0 | 0 | 0 | 0 | 0 | 0 | 0 | 0 | 0 | 0
F2_Commercial_Miscellaneous_New_Interior Lighting_Electric_High-Bay Lighting_E5 | F2 | Commercial | Miscellaneous | New | Interior Lighting | Electric | High-Bay Lighting | E5 | TRC BC Ratio | 0 | 0 | 0 | 0 | 0 | 0 | 0 | 0 | 0 | 0 | 0 | 0 | 0 | 0 | 0 | 0 | 0 | 0 | 0 | 0 | 0 | 0 | 0 | 0 | 0 | 0 | 0 | 0 | 0 | 0
F2_Commercial_Miscellaneous_New_Interior Lighting_Electric_High-Bay Lighting_E6 | F2 | Commercial | Miscellaneous | New | Interior Lighting | Electric | High-Bay Lighting | E6 | TRC BC Ratio | 0 | 0 | 0 | 0 | 0 | 0 | 0 | 0 | 0 | 0 | 0 | 0 | 0 | 0 | 0 | 0 | 0 | 0 | 0 | 0 | 0 | 0 | 0 | 0 | 0 | 0 | 0 | 0 | 0 | 0
F2_Commercial_Miscellaneous_New_Interior Lighting_Electric_High-Bay Lighting_E7 | F2 | Commercial | Miscellaneous | New | Interior Lighting | Electric | High-Bay Lighting | E7 | TRC BC Ratio | 0 | 0 | 0 | 0 | 0 | 0 | 0 | 0 | 0 | 0 | 0 | 0 | 0 | 0 | 0 | 0 | 0 | 0 | 0 | 0 | 0 | 0 | 0 | 0 | 0 | 0 | 0 | 0 | 0 | 0
F2_Commercial_Miscellaneous_New_Interior Lighting_Electric_High-Bay Lighting_E8 | F2 | Commercial | Miscellaneous | New | Interior Lighting | Electric | High-Bay Lighting | E8 | TRC BC Ratio | 0 | 0 | 0 | 0 | 0 | 0 | 0 | 0 | 0 | 0 | 0 | 0 | 0 | 0 | 0 | 0 | 0 | 0 | 0 | 0 | 0 | 0 | 0 | 0 | 0 | 0 | 0 | 0 | 0 | 0
F2_Commercial_Miscellaneous_New_Interior Lighting_Electric_High-Bay Lighting_E9 | F2 | Commercial | Miscellaneous | New | Interior Lighting | Electric | High-Bay Lighting | E9 | TRC BC Ratio | 0 | 0 | 0 | 0 | 0 | 0 | 0 | 0 | 0 | 0 | 0 | 0 | 0 | 0 | 0 | 0 | 0 | 0 | 0 | 0 | 0 | 0 | 0 | 0 | 0 | 0 | 0 | 0 | 0 | 0
F2_Commercial_Miscellaneous_New_Interior Lighting_Electric_High-Bay Lighting_E10 | F2 | Commercial | Miscellaneous | New | Interior Lighting | Electric | High-Bay Lighting | E10 | TRC BC Ratio | 0 | 0 | 0 | 0 | 0 | 0 | 0 | 0 | 0 | 0 | 0 | 0 | 0 | 0 | 0 | 0 | 0 | 0 | 0 | 0 | 0 | 0 | 0 | 0 | 0 | 0 | 0 | 0 | 0 | 0
F3_Commercial_Miscellaneous_New_Interior Lighting_Electric_High-Bay Lighting_E1 | F3 | Commercial | Miscellaneous | New | Interior Lighting | Electric | High-Bay Lighting | E1 | PACT BC Ratio | 0 | 0 | 0 | 0 | 0 | 0 | 0 | 0 | 0 | 0 | 0 | 0 | 0 | 0 | 0 | 0 | 0 | 0 | 0 | 0 | 0 | 0 | 0 | 0 | 0 | 0 | 0 | 0 | 0 | 0
F3_Commercial_Miscellaneous_New_Interior Lighting_Electric_High-Bay Lighting_E2 | F3 | Commercial | Miscellaneous | New | Interior Lighting | Electric | High-Bay Lighting | E2 | PACT BC Ratio | 0 | 0 | 0 | 0 | 0 | 0 | 0 | 0 | 0 | 0 | 0 | 0 | 0 | 0 | 0 | 0 | 0 | 0 | 0 | 0 | 0 | 0 | 0 | 0 | 0 | 0 | 0 | 0 | 0 | 0
F3_Commercial_Miscellaneous_New_Interior Lighting_Electric_High-Bay Lighting_E3 | F3 | Commercial | Miscellaneous | New | Interior Lighting | Electric | High-Bay Lighting | E3 | PACT BC Ratio | 0 | 0 | 0 | 0 | 0 | 0 | 0 | 0 | 0 | 0 | 0 | 0 | 0 | 0 | 0 | 0 | 0 | 0 | 0 | 0 | 0 | 0 | 0 | 0 | 0 | 0 | 0 | 0 | 0 | 0
F3_Commercial_Miscellaneous_New_Interior Lighting_Electric_High-Bay Lighting_E4 | F3 | Commercial | Miscellaneous | New | Interior Lighting | Electric | High-Bay Lighting | E4 | PACT BC Ratio | 0 | 0 | 0 | 0 | 0 | 0 | 0 | 0 | 0 | 0 | 0 | 0 | 0 | 0 | 0 | 0 | 0 | 0 | 0 | 0 | 0 | 0 | 0 | 0 | 0 | 0 | 0 | 0 | 0 | 0
F3_Commercial_Miscellaneous_New_Interior Lighting_Electric_High-Bay Lighting_E5 | F3 | Commercial | Miscellaneous | New | Interior Lighting | Electric | High-Bay Lighting | E5 | PACT BC Ratio | 0 | 0 | 0 | 0 | 0 | 0 | 0 | 0 | 0 | 0 | 0 | 0 | 0 | 0 | 0 | 0 | 0 | 0 | 0 | 0 | 0 | 0 | 0 | 0 | 0 | 0 | 0 | 0 | 0 | 0
F3_Commercial_Miscellaneous_New_Interior Lighting_Electric_High-Bay Lighting_E6 | F3 | Commercial | Miscellaneous | New | Interior Lighting | Electric | High-Bay Lighting | E6 | PACT BC Ratio | 0 | 0 | 0 | 0 | 0 | 0 | 0 | 0 | 0 | 0 | 0 | 0 | 0 | 0 | 0 | 0 | 0 | 0 | 0 | 0 | 0 | 0 | 0 | 0 | 0 | 0 | 0 | 0 | 0 | 0
F3_Commercial_Miscellaneous_New_Interior Lighting_Electric_High-Bay Lighting_E7 | F3 | Commercial | Miscellaneous | New | Interior Lighting | Electric | High-Bay Lighting | E7 | PACT BC Ratio | 0 | 0 | 0 | 0 | 0 | 0 | 0 | 0 | 0 | 0 | 0 | 0 | 0 | 0 | 0 | 0 | 0 | 0 | 0 | 0 | 0 | 0 | 0 | 0 | 0 | 0 | 0 | 0 | 0 | 0
F3_Commercial_Miscellaneous_New_Interior Lighting_Electric_High-Bay Lighting_E8 | F3 | Commercial | Miscellaneous | New | Interior Lighting | Electric | High-Bay Lighting | E8 | PACT BC Ratio | 0 | 0 | 0 | 0 | 0 | 0 | 0 | 0 | 0 | 0 | 0 | 0 | 0 | 0 | 0 | 0 | 0 | 0 | 0 | 0 | 0 | 0 | 0 | 0 | 0 | 0 | 0 | 0 | 0 | 0
F3_Commercial_Miscellaneous_New_Interior Lighting_Electric_High-Bay Lighting_E9 | F3 | Commercial | Miscellaneous | New | Interior Lighting | Electric | High-Bay Lighting | E9 | PACT BC Ratio | 0 | 0 | 0 | 0 | 0 | 0 | 0 | 0 | 0 | 0 | 0 | 0 | 0 | 0 | 0 | 0 | 0 | 0 | 0 | 0 | 0 | 0 | 0 | 0 | 0 | 0 | 0 | 0 | 0 | 0
F3_Commercial_Miscellaneous_New_Interior Lighting_Electric_High-Bay Lighting_E10 | F3 | Commercial | Miscellaneous | New | Interior Lighting | Electric | High-Bay Lighting | E10 | PACT BC Ratio | 0 | 0 | 0 | 0 | 0 | 0 | 0 | 0 | 0 | 0 | 0 | 0 | 0 | 0 | 0 | 0 | 0 | 0 | 0 | 0 | 0 | 0 | 0 | 0 | 0 | 0 | 0 | 0 | 0 | 0
F4_Commercial_Miscellaneous_New_Interior Lighting_Electric_High-Bay Lighting_E1 | F4 | Commercial | Miscellaneous | New | Interior Lighting | Electric | High-Bay Lighting | E1 | RVT BC Ratio | 0 | 0 | 0 | 0 | 0 | 0 | 0 | 0 | 0 | 0 | 0 | 0 | 0 | 0 | 0 | 0 | 0 | 0 | 0 | 0 | 0 | 0 | 0 | 0 | 0 | 0 | 0 | 0 | 0 | 0
F4_Commercial_Miscellaneous_New_Interior Lighting_Electric_High-Bay Lighting_E2 | F4 | Commercial | Miscellaneous | New | Interior Lighting | Electric | High-Bay Lighting | E2 | RVT BC Ratio | 0 | 0 | 0 | 0 | 0 | 0 | 0 | 0 | 0 | 0 | 0 | 0 | 0 | 0 | 0 | 0 | 0 | 0 | 0 | 0 | 0 | 0 | 0 | 0 | 0 | 0 | 0 | 0 | 0 | 0
F4_Commercial_Miscellaneous_New_Interior Lighting_Electric_High-Bay Lighting_E3 | F4 | Commercial | Miscellaneous | New | Interior Lighting | Electric | High-Bay Lighting | E3 | RVT BC Ratio | 0 | 0 | 0 | 0 | 0 | 0 | 0 | 0 | 0 | 0 | 0 | 0 | 0 | 0 | 0 | 0 | 0 | 0 | 0 | 0 | 0 | 0 | 0 | 0 | 0 | 0 | 0 | 0 | 0 | 0
F4_Commercial_Miscellaneous_New_Interior Lighting_Electric_High-Bay Lighting_E4 | F4 | Commercial | Miscellaneous | New | Interior Lighting | Electric | High-Bay Lighting | E4 | RVT BC Ratio | 0 | 0 | 0 | 0 | 0 | 0 | 0 | 0 | 0 | 0 | 0 | 0 | 0 | 0 | 0 | 0 | 0 | 0 | 0 | 0 | 0 | 0 | 0 | 0 | 0 | 0 | 0 | 0 | 0 | 0
F4_Commercial_Miscellaneous_New_Interior Lighting_Electric_High-Bay Lighting_E5 | F4 | Commercial | Miscellaneous | New | Interior Lighting | Electric | High-Bay Lighting | E5 | RVT BC Ratio | 0 | 0 | 0 | 0 | 0 | 0 | 0 | 0 | 0 | 0 | 0 | 0 | 0 | 0 | 0 | 0 | 0 | 0 | 0 | 0 | 0 | 0 | 0 | 0 | 0 | 0 | 0 | 0 | 0 | 0
F4_Commercial_Miscellaneous_New_Interior Lighting_Electric_High-Bay Lighting_E6 | F4 | Commercial | Miscellaneous | New | Interior Lighting | Electric | High-Bay Lighting | E6 | RVT BC Ratio | 0 | 0 | 0 | 0 | 0 | 0 | 0 | 0 | 0 | 0 | 0 | 0 | 0 | 0 | 0 | 0 | 0 | 0 | 0 | 0 | 0 | 0 | 0 | 0 | 0 | 0 | 0 | 0 | 0 | 0
F4_Commercial_Miscellaneous_New_Interior Lighting_Electric_High-Bay Lighting_E7 | F4 | Commercial | Miscellaneous | New | Interior Lighting | Electric | High-Bay Lighting | E7 | RVT BC Ratio | 0 | 0 | 0 | 0 | 0 | 0 | 0 | 0 | 0 | 0 | 0 | 0 | 0 | 0 | 0 | 0 | 0 | 0 | 0 | 0 | 0 | 0 | 0 | 0 | 0 | 0 | 0 | 0 | 0 | 0
F4_Commercial_Miscellaneous_New_Interior Lighting_Electric_High-Bay Lighting_E8 | F4 | Commercial | Miscellaneous | New | Interior Lighting | Electric | High-Bay Lighting | E8 | RVT BC Ratio | 0 | 0 | 0 | 0 | 0 | 0 | 0 | 0 | 0 | 0 | 0 | 0 | 0 | 0 | 0 | 0 | 0 | 0 | 0 | 0 | 0 | 0 | 0 | 0 | 0 | 0 | 0 | 0 | 0 | 0
F4_Commercial_Miscellaneous_New_Interior Lighting_Electric_High-Bay Lighting_E9 | F4 | Commercial | Miscellaneous | New | Interior Lighting | Electric | High-Bay Lighting | E9 | RVT BC Ratio | 0 | 0 | 0 | 0 | 0 | 0 | 0 | 0 | 0 | 0 | 0 | 0 | 0 | 0 | 0 | 0 | 0 | 0 | 0 | 0 | 0 | 0 | 0 | 0 | 0 | 0 | 0 | 0 | 0 | 0
F4_Commercial_Miscellaneous_New_Interior Lighting_Electric_High-Bay Lighting_E10 | F4 | Commercial | Miscellaneous | New | Interior Lighting | Electric | High-Bay Lighting | E10 | RVT BC Ratio | 0 | 0 | 0 | 0 | 0 | 0 | 0 | 0 | 0 | 0 | 0 | 0 | 0 | 0 | 0 | 0 | 0 | 0 | 0 | 0 | 0 | 0 | 0 | 0 | 0 | 0 | 0 | 0 | 0 | 0
F5_Commercial_Miscellaneous_New_Interior Lighting_Electric_High-Bay Lighting_E1 | F5 | Commercial | Miscellaneous | New | Interior Lighting | Electric | High-Bay Lighting | E1 | RIM BC Ratio | 0 | 0 | 0 | 0 | 0 | 0 | 0 | 0 | 0 | 0 | 0 | 0 | 0 | 0 | 0 | 0 | 0 | 0 | 0 | 0 | 0 | 0 | 0 | 0 | 0 | 0 | 0 | 0 | 0 | 0
F5_Commercial_Miscellaneous_New_Interior Lighting_Electric_High-Bay Lighting_E2 | F5 | Commercial | Miscellaneous | New | Interior Lighting | Electric | High-Bay Lighting | E2 | RIM BC Ratio | 0 | 0 | 0 | 0 | 0 | 0 | 0 | 0 | 0 | 0 | 0 | 0 | 0 | 0 | 0 | 0 | 0 | 0 | 0 | 0 | 0 | 0 | 0 | 0 | 0 | 0 | 0 | 0 | 0 | 0
F5_Commercial_Miscellaneous_New_Interior Lighting_Electric_High-Bay Lighting_E3 | F5 | Commercial | Miscellaneous | New | Interior Lighting | Electric | High-Bay Lighting | E3 | RIM BC Ratio | 0 | 0 | 0 | 0 | 0 | 0 | 0 | 0 | 0 | 0 | 0 | 0 | 0 | 0 | 0 | 0 | 0 | 0 | 0 | 0 | 0 | 0 | 0 | 0 | 0 | 0 | 0 | 0 | 0 | 0
F5_Commercial_Miscellaneous_New_Interior Lighting_Electric_High-Bay Lighting_E4 | F5 | Commercial | Miscellaneous | New | Interior Lighting | Electric | High-Bay Lighting | E4 | RIM BC Ratio | 0 | 0 | 0 | 0 | 0 | 0 | 0 | 0 | 0 | 0 | 0 | 0 | 0 | 0 | 0 | 0 | 0 | 0 | 0 | 0 | 0 | 0 | 0 | 0 | 0 | 0 | 0 | 0 | 0 | 0
F5_Commercial_Miscellaneous_New_Interior Lighting_Electric_High-Bay Lighting_E5 | F5 | Commercial | Miscellaneous | New | Interior Lighting | Electric | High-Bay Lighting | E5 | RIM BC Ratio | 0 | 0 | 0 | 0 | 0 | 0 | 0 | 0 | 0 | 0 | 0 | 0 | 0 | 0 | 0 | 0 | 0 | 0 | 0 | 0 | 0 | 0 | 0 | 0 | 0 | 0 | 0 | 0 | 0 | 0
F5_Commercial_Miscellaneous_New_Interior Lighting_Electric_High-Bay Lighting_E6 | F5 | Commercial | Miscellaneous | New | Interior Lighting | Electric | High-Bay Lighting | E6 | RIM BC Ratio | 0 | 0 | 0 | 0 | 0 | 0 | 0 | 0 | 0 | 0 | 0 | 0 | 0 | 0 | 0 | 0 | 0 | 0 | 0 | 0 | 0 | 0 | 0 | 0 | 0 | 0 | 0 | 0 | 0 | 0
F5_Commercial_Miscellaneous_New_Interior Lighting_Electric_High-Bay Lighting_E7 | F5 | Commercial | Miscellaneous | New | Interior Lighting | Electric | High-Bay Lighting | E7 | RIM BC Ratio | 0 | 0 | 0 | 0 | 0 | 0 | 0 | 0 | 0 | 0 | 0 | 0 | 0 | 0 | 0 | 0 | 0 | 0 | 0 | 0 | 0 | 0 | 0 | 0 | 0 | 0 | 0 | 0 | 0 | 0
F5_Commercial_Miscellaneous_New_Interior Lighting_Electric_High-Bay Lighting_E8 | F5 | Commercial | Miscellaneous | New | Interior Lighting | Electric | High-Bay Lighting | E8 | RIM BC Ratio | 0 | 0 | 0 | 0 | 0 | 0 | 0 | 0 | 0 | 0 | 0 | 0 | 0 | 0 | 0 | 0 | 0 | 0 | 0 | 0 | 0 | 0 | 0 | 0 | 0 | 0 | 0 | 0 | 0 | 0
F5_Commercial_Miscellaneous_New_Interior Lighting_Electric_High-Bay Lighting_E9 | F5 | Commercial | Miscellaneous | New | Interior Lighting | Electric | High-Bay Lighting | E9 | RIM BC Ratio | 0 | 0 | 0 | 0 | 0 | 0 | 0 | 0 | 0 | 0 | 0 | 0 | 0 | 0 | 0 | 0 | 0 | 0 | 0 | 0 | 0 | 0 | 0 | 0 | 0 | 0 | 0 | 0 | 0 | 0
F5_Commercial_Miscellaneous_New_Interior Lighting_Electric_High-Bay Lighting_E10 | F5 | Commercial | Miscellaneous | New | Interior Lighting | Electric | High-Bay Lighting | E10 | RIM BC Ratio | 0 | 0 | 0 | 0 | 0 | 0 | 0 | 0 | 0 | 0 | 0 | 0 | 0 | 0 | 0 | 0 | 0 | 0 | 0 | 0 | 0 | 0 | 0 | 0 | 0 | 0 | 0 | 0 | 0 | 0
F0_Commercial_Miscellaneous_New_Interior Lighting_Electric_Linear Lighting_E0 | F0 | Commercial | Miscellaneous | New | Interior Lighting | Electric | Linear Lighting | E0 | Economic Unit | 0 | 0 | 0 | 0 | 0 | 0 | 0 | 0 | 0 | 0 | 0 | 0 | 0 | 0 | 0 | 0 | 0 | 0 | 0 | 0 | 0 | 0 | 0 | 0 | 0 | 0 | 0 | 0 | 0 | 0
F1_Commercial_Miscellaneous_New_Interior Lighting_Electric_Linear Lighting_E1 | F1 | Commercial | Miscellaneous | New | Interior Lighting | Electric | Linear Lighting | E1 | CCE | 0 | 0 | 0 | 0 | 0 | 0 | 0 | 0 | 0 | 0 | 0 | 0 | 0 | 0 | 0 | 0 | 0 | 0 | 0 | 0 | 0 | 0 | 0 | 0 | 0 | 0 | 0 | 0 | 0 | 0
F1_Commercial_Miscellaneous_New_Interior Lighting_Electric_Linear Lighting_E2 | F1 | Commercial | Miscellaneous | New | Interior Lighting | Electric | Linear Lighting | E2 | CCE | 0 | 0 | 0 | 0 | 0 | 0 | 0 | 0 | 0 | 0 | 0 | 0 | 0 | 0 | 0 | 0 | 0 | 0 | 0 | 0 | 0 | 0 | 0 | 0 | 0 | 0 | 0 | 0 | 0 | 0
F1_Commercial_Miscellaneous_New_Interior Lighting_Electric_Linear Lighting_E3 | F1 | Commercial | Miscellaneous | New | Interior Lighting | Electric | Linear Lighting | E3 | CCE | 0 | 0 | 0 | 0 | 0 | 0 | 0 | 0 | 0 | 0 | 0 | 0 | 0 | 0 | 0 | 0 | 0 | 0 | 0 | 0 | 0 | 0 | 0 | 0 | 0 | 0 | 0 | 0 | 0 | 0
F1_Commercial_Miscellaneous_New_Interior Lighting_Electric_Linear Lighting_E4 | F1 | Commercial | Miscellaneous | New | Interior Lighting | Electric | Linear Lighting | E4 | CCE | 0 | 0 | 0 | 0 | 0 | 0 | 0 | 0 | 0 | 0 | 0 | 0 | 0 | 0 | 0 | 0 | 0 | 0 | 0 | 0 | 0 | 0 | 0 | 0 | 0 | 0 | 0 | 0 | 0 | 0
F1_Commercial_Miscellaneous_New_Interior Lighting_Electric_Linear Lighting_E5 | F1 | Commercial | Miscellaneous | New | Interior Lighting | Electric | Linear Lighting | E5 | CCE | 0 | 0 | 0 | 0 | 0 | 0 | 0 | 0 | 0 | 0 | 0 | 0 | 0 | 0 | 0 | 0 | 0 | 0 | 0 | 0 | 0 | 0 | 0 | 0 | 0 | 0 | 0 | 0 | 0 | 0
F1_Commercial_Miscellaneous_New_Interior Lighting_Electric_Linear Lighting_E6 | F1 | Commercial | Miscellaneous | New | Interior Lighting | Electric | Linear Lighting | E6 | CCE | 0 | 0 | 0 | 0 | 0 | 0 | 0 | 0 | 0 | 0 | 0 | 0 | 0 | 0 | 0 | 0 | 0 | 0 | 0 | 0 | 0 | 0 | 0 | 0 | 0 | 0 | 0 | 0 | 0 | 0
F1_Commercial_Miscellaneous_New_Interior Lighting_Electric_Linear Lighting_E7 | F1 | Commercial | Miscellaneous | New | Interior Lighting | Electric | Linear Lighting | E7 | CCE | 0 | 0 | 0 | 0 | 0 | 0 | 0 | 0 | 0 | 0 | 0 | 0 | 0 | 0 | 0 | 0 | 0 | 0 | 0 | 0 | 0 | 0 | 0 | 0 | 0 | 0 | 0 | 0 | 0 | 0
F1_Commercial_Miscellaneous_New_Interior Lighting_Electric_Linear Lighting_E8 | F1 | Commercial | Miscellaneous | New | Interior Lighting | Electric | Linear Lighting | E8 | CCE | 0 | 0 | 0 | 0 | 0 | 0 | 0 | 0 | 0 | 0 | 0 | 0 | 0 | 0 | 0 | 0 | 0 | 0 | 0 | 0 | 0 | 0 | 0 | 0 | 0 | 0 | 0 | 0 | 0 | 0
F1_Commercial_Miscellaneous_New_Interior Lighting_Electric_Linear Lighting_E9 | F1 | Commercial | Miscellaneous | New | Interior Lighting | Electric | Linear Lighting | E9 | CCE | 0 | 0 | 0 | 0 | 0 | 0 | 0 | 0 | 0 | 0 | 0 | 0 | 0 | 0 | 0 | 0 | 0 | 0 | 0 | 0 | 0 | 0 | 0 | 0 | 0 | 0 | 0 | 0 | 0 | 0
F1_Commercial_Miscellaneous_New_Interior Lighting_Electric_Linear Lighting_E10 | F1 | Commercial | Miscellaneous | New | Interior Lighting | Electric | Linear Lighting | E10 | CCE | 0 | 0 | 0 | 0 | 0 | 0 | 0 | 0 | 0 | 0 | 0 | 0 | 0 | 0 | 0 | 0 | 0 | 0 | 0 | 0 | 0 | 0 | 0 | 0 | 0 | 0 | 0 | 0 | 0 | 0
F2_Commercial_Miscellaneous_New_Interior Lighting_Electric_Linear Lighting_E1 | F2 | Commercial | Miscellaneous | New | Interior Lighting | Electric | Linear Lighting | E1 | TRC BC Ratio | 0 | 0 | 0 | 0 | 0 | 0 | 0 | 0 | 0 | 0 | 0 | 0 | 0 | 0 | 0 | 0 | 0 | 0 | 0 | 0 | 0 | 0 | 0 | 0 | 0 | 0 | 0 | 0 | 0 | 0
F2_Commercial_Miscellaneous_New_Interior Lighting_Electric_Linear Lighting_E2 | F2 | Commercial | Miscellaneous | New | Interior Lighting | Electric | Linear Lighting | E2 | TRC BC Ratio | 0 | 0 | 0 | 0 | 0 | 0 | 0 | 0 | 0 | 0 | 0 | 0 | 0 | 0 | 0 | 0 | 0 | 0 | 0 | 0 | 0 | 0 | 0 | 0 | 0 | 0 | 0 | 0 | 0 | 0
F2_Commercial_Miscellaneous_New_Interior Lighting_Electric_Linear Lighting_E3 | F2 | Commercial | Miscellaneous | New | Interior Lighting | Electric | Linear Lighting | E3 | TRC BC Ratio | 0 | 0 | 0 | 0 | 0 | 0 | 0 | 0 | 0 | 0 | 0 | 0 | 0 | 0 | 0 | 0 | 0 | 0 | 0 | 0 | 0 | 0 | 0 | 0 | 0 | 0 | 0 | 0 | 0 | 0
F2_Commercial_Miscellaneous_New_Interior Lighting_Electric_Linear Lighting_E4 | F2 | Commercial | Miscellaneous | New | Interior Lighting | Electric | Linear Lighting | E4 | TRC BC Ratio | 0 | 0 | 0 | 0 | 0 | 0 | 0 | 0 | 0 | 0 | 0 | 0 | 0 | 0 | 0 | 0 | 0 | 0 | 0 | 0 | 0 | 0 | 0 | 0 | 0 | 0 | 0 | 0 | 0 | 0
F2_Commercial_Miscellaneous_New_Interior Lighting_Electric_Linear Lighting_E5 | F2 | Commercial | Miscellaneous | New | Interior Lighting | Electric | Linear Lighting | E5 | TRC BC Ratio | 0 | 0 | 0 | 0 | 0 | 0 | 0 | 0 | 0 | 0 | 0 | 0 | 0 | 0 | 0 | 0 | 0 | 0 | 0 | 0 | 0 | 0 | 0 | 0 | 0 | 0 | 0 | 0 | 0 | 0
F2_Commercial_Miscellaneous_New_Interior Lighting_Electric_Linear Lighting_E6 | F2 | Commercial | Miscellaneous | New | Interior Lighting | Electric | Linear Lighting | E6 | TRC BC Ratio | 0 | 0 | 0 | 0 | 0 | 0 | 0 | 0 | 0 | 0 | 0 | 0 | 0 | 0 | 0 | 0 | 0 | 0 | 0 | 0 | 0 | 0 | 0 | 0 | 0 | 0 | 0 | 0 | 0 | 0
F2_Commercial_Miscellaneous_New_Interior Lighting_Electric_Linear Lighting_E7 | F2 | Commercial | Miscellaneous | New | Interior Lighting | Electric | Linear Lighting | E7 | TRC BC Ratio | 0 | 0 | 0 | 0 | 0 | 0 | 0 | 0 | 0 | 0 | 0 | 0 | 0 | 0 | 0 | 0 | 0 | 0 | 0 | 0 | 0 | 0 | 0 | 0 | 0 | 0 | 0 | 0 | 0 | 0
F2_Commercial_Miscellaneous_New_Interior Lighting_Electric_Linear Lighting_E8 | F2 | Commercial | Miscellaneous | New | Interior Lighting | Electric | Linear Lighting | E8 | TRC BC Ratio | 0 | 0 | 0 | 0 | 0 | 0 | 0 | 0 | 0 | 0 | 0 | 0 | 0 | 0 | 0 | 0 | 0 | 0 | 0 | 0 | 0 | 0 | 0 | 0 | 0 | 0 | 0 | 0 | 0 | 0
F2_Commercial_Miscellaneous_New_Interior Lighting_Electric_Linear Lighting_E9 | F2 | Commercial | Miscellaneous | New | Interior Lighting | Electric | Linear Lighting | E9 | TRC BC Ratio | 0 | 0 | 0 | 0 | 0 | 0 | 0 | 0 | 0 | 0 | 0 | 0 | 0 | 0 | 0 | 0 | 0 | 0 | 0 | 0 | 0 | 0 | 0 | 0 | 0 | 0 | 0 | 0 | 0 | 0
F2_Commercial_Miscellaneous_New_Interior Lighting_Electric_Linear Lighting_E10 | F2 | Commercial | Miscellaneous | New | Interior Lighting | Electric | Linear Lighting | E10 | TRC BC Ratio | 0 | 0 | 0 | 0 | 0 | 0 | 0 | 0 | 0 | 0 | 0 | 0 | 0 | 0 | 0 | 0 | 0 | 0 | 0 | 0 | 0 | 0 | 0 | 0 | 0 | 0 | 0 | 0 | 0 | 0
F3_Commercial_Miscellaneous_New_Interior Lighting_Electric_Linear Lighting_E1 | F3 | Commercial | Miscellaneous | New | Interior Lighting | Electric | Linear Lighting | E1 | PACT BC Ratio | 0 | 0 | 0 | 0 | 0 | 0 | 0 | 0 | 0 | 0 | 0 | 0 | 0 | 0 | 0 | 0 | 0 | 0 | 0 | 0 | 0 | 0 | 0 | 0 | 0 | 0 | 0 | 0 | 0 | 0
F3_Commercial_Miscellaneous_New_Interior Lighting_Electric_Linear Lighting_E2 | F3 | Commercial | Miscellaneous | New | Interior Lighting | Electric | Linear Lighting | E2 | PACT BC Ratio | 0 | 0 | 0 | 0 | 0 | 0 | 0 | 0 | 0 | 0 | 0 | 0 | 0 | 0 | 0 | 0 | 0 | 0 | 0 | 0 | 0 | 0 | 0 | 0 | 0 | 0 | 0 | 0 | 0 | 0
F3_Commercial_Miscellaneous_New_Interior Lighting_Electric_Linear Lighting_E3 | F3 | Commercial | Miscellaneous | New | Interior Lighting | Electric | Linear Lighting | E3 | PACT BC Ratio | 0 | 0 | 0 | 0 | 0 | 0 | 0 | 0 | 0 | 0 | 0 | 0 | 0 | 0 | 0 | 0 | 0 | 0 | 0 | 0 | 0 | 0 | 0 | 0 | 0 | 0 | 0 | 0 | 0 | 0
F3_Commercial_Miscellaneous_New_Interior Lighting_Electric_Linear Lighting_E4 | F3 | Commercial | Miscellaneous | New | Interior Lighting | Electric | Linear Lighting | E4 | PACT BC Ratio | 0 | 0 | 0 | 0 | 0 | 0 | 0 | 0 | 0 | 0 | 0 | 0 | 0 | 0 | 0 | 0 | 0 | 0 | 0 | 0 | 0 | 0 | 0 | 0 | 0 | 0 | 0 | 0 | 0 | 0
F3_Commercial_Miscellaneous_New_Interior Lighting_Electric_Linear Lighting_E5 | F3 | Commercial | Miscellaneous | New | Interior Lighting | Electric | Linear Lighting | E5 | PACT BC Ratio | 0 | 0 | 0 | 0 | 0 | 0 | 0 | 0 | 0 | 0 | 0 | 0 | 0 | 0 | 0 | 0 | 0 | 0 | 0 | 0 | 0 | 0 | 0 | 0 | 0 | 0 | 0 | 0 | 0 | 0
F3_Commercial_Miscellaneous_New_Interior Lighting_Electric_Linear Lighting_E6 | F3 | Commercial | Miscellaneous | New | Interior Lighting | Electric | Linear Lighting | E6 | PACT BC Ratio | 0 | 0 | 0 | 0 | 0 | 0 | 0 | 0 | 0 | 0 | 0 | 0 | 0 | 0 | 0 | 0 | 0 | 0 | 0 | 0 | 0 | 0 | 0 | 0 | 0 | 0 | 0 | 0 | 0 | 0
F3_Commercial_Miscellaneous_New_Interior Lighting_Electric_Linear Lighting_E7 | F3 | Commercial | Miscellaneous | New | Interior Lighting | Electric | Linear Lighting | E7 | PACT BC Ratio | 0 | 0 | 0 | 0 | 0 | 0 | 0 | 0 | 0 | 0 | 0 | 0 | 0 | 0 | 0 | 0 | 0 | 0 | 0 | 0 | 0 | 0 | 0 | 0 | 0 | 0 | 0 | 0 | 0 | 0
F3_Commercial_Miscellaneous_New_Interior Lighting_Electric_Linear Lighting_E8 | F3 | Commercial | Miscellaneous | New | Interior Lighting | Electric | Linear Lighting | E8 | PACT BC Ratio | 0 | 0 | 0 | 0 | 0 | 0 | 0 | 0 | 0 | 0 | 0 | 0 | 0 | 0 | 0 | 0 | 0 | 0 | 0 | 0 | 0 | 0 | 0 | 0 | 0 | 0 | 0 | 0 | 0 | 0
F3_Commercial_Miscellaneous_New_Interior Lighting_Electric_Linear Lighting_E9 | F3 | Commercial | Miscellaneous | New | Interior Lighting | Electric | Linear Lighting | E9 | PACT BC Ratio | 0 | 0 | 0 | 0 | 0 | 0 | 0 | 0 | 0 | 0 | 0 | 0 | 0 | 0 | 0 | 0 | 0 | 0 | 0 | 0 | 0 | 0 | 0 | 0 | 0 | 0 | 0 | 0 | 0 | 0
F3_Commercial_Miscellaneous_New_Interior Lighting_Electric_Linear Lighting_E10 | F3 | Commercial | Miscellaneous | New | Interior Lighting | Electric | Linear Lighting | E10 | PACT BC Ratio | 0 | 0 | 0 | 0 | 0 | 0 | 0 | 0 | 0 | 0 | 0 | 0 | 0 | 0 | 0 | 0 | 0 | 0 | 0 | 0 | 0 | 0 | 0 | 0 | 0 | 0 | 0 | 0 | 0 | 0
F4_Commercial_Miscellaneous_New_Interior Lighting_Electric_Linear Lighting_E1 | F4 | Commercial | Miscellaneous | New | Interior Lighting | Electric | Linear Lighting | E1 | RVT BC Ratio | 0 | 0 | 0 | 0 | 0 | 0 | 0 | 0 | 0 | 0 | 0 | 0 | 0 | 0 | 0 | 0 | 0 | 0 | 0 | 0 | 0 | 0 | 0 | 0 | 0 | 0 | 0 | 0 | 0 | 0
F4_Commercial_Miscellaneous_New_Interior Lighting_Electric_Linear Lighting_E2 | F4 | Commercial | Miscellaneous | New | Interior Lighting | Electric | Linear Lighting | E2 | RVT BC Ratio | 0 | 0 | 0 | 0 | 0 | 0 | 0 | 0 | 0 | 0 | 0 | 0 | 0 | 0 | 0 | 0 | 0 | 0 | 0 | 0 | 0 | 0 | 0 | 0 | 0 | 0 | 0 | 0 | 0 | 0
F4_Commercial_Miscellaneous_New_Interior Lighting_Electric_Linear Lighting_E3 | F4 | Commercial | Miscellaneous | New | Interior Lighting | Electric | Linear Lighting | E3 | RVT BC Ratio | 0 | 0 | 0 | 0 | 0 | 0 | 0 | 0 | 0 | 0 | 0 | 0 | 0 | 0 | 0 | 0 | 0 | 0 | 0 | 0 | 0 | 0 | 0 | 0 | 0 | 0 | 0 | 0 | 0 | 0
F4_Commercial_Miscellaneous_New_Interior Lighting_Electric_Linear Lighting_E4 | F4 | Commercial | Miscellaneous | New | Interior Lighting | Electric | Linear Lighting | E4 | RVT BC Ratio | 0 | 0 | 0 | 0 | 0 | 0 | 0 | 0 | 0 | 0 | 0 | 0 | 0 | 0 | 0 | 0 | 0 | 0 | 0 | 0 | 0 | 0 | 0 | 0 | 0 | 0 | 0 | 0 | 0 | 0
F4_Commercial_Miscellaneous_New_Interior Lighting_Electric_Linear Lighting_E5 | F4 | Commercial | Miscellaneous | New | Interior Lighting | Electric | Linear Lighting | E5 | RVT BC Ratio | 0 | 0 | 0 | 0 | 0 | 0 | 0 | 0 | 0 | 0 | 0 | 0 | 0 | 0 | 0 | 0 | 0 | 0 | 0 | 0 | 0 | 0 | 0 | 0 | 0 | 0 | 0 | 0 | 0 | 0
F4_Commercial_Miscellaneous_New_Interior Lighting_Electric_Linear Lighting_E6 | F4 | Commercial | Miscellaneous | New | Interior Lighting | Electric | Linear Lighting | E6 | RVT BC Ratio | 0 | 0 | 0 | 0 | 0 | 0 | 0 | 0 | 0 | 0 | 0 | 0 | 0 | 0 | 0 | 0 | 0 | 0 | 0 | 0 | 0 | 0 | 0 | 0 | 0 | 0 | 0 | 0 | 0 | 0
F4_Commercial_Miscellaneous_New_Interior Lighting_Electric_Linear Lighting_E7 | F4 | Commercial | Miscellaneous | New | Interior Lighting | Electric | Linear Lighting | E7 | RVT BC Ratio | 0 | 0 | 0 | 0 | 0 | 0 | 0 | 0 | 0 | 0 | 0 | 0 | 0 | 0 | 0 | 0 | 0 | 0 | 0 | 0 | 0 | 0 | 0 | 0 | 0 | 0 | 0 | 0 | 0 | 0
F4_Commercial_Miscellaneous_New_Interior Lighting_Electric_Linear Lighting_E8 | F4 | Commercial | Miscellaneous | New | Interior Lighting | Electric | Linear Lighting | E8 | RVT BC Ratio | 0 | 0 | 0 | 0 | 0 | 0 | 0 | 0 | 0 | 0 | 0 | 0 | 0 | 0 | 0 | 0 | 0 | 0 | 0 | 0 | 0 | 0 | 0 | 0 | 0 | 0 | 0 | 0 | 0 | 0
F4_Commercial_Miscellaneous_New_Interior Lighting_Electric_Linear Lighting_E9 | F4 | Commercial | Miscellaneous | New | Interior Lighting | Electric | Linear Lighting | E9 | RVT BC Ratio | 0 | 0 | 0 | 0 | 0 | 0 | 0 | 0 | 0 | 0 | 0 | 0 | 0 | 0 | 0 | 0 | 0 | 0 | 0 | 0 | 0 | 0 | 0 | 0 | 0 | 0 | 0 | 0 | 0 | 0
F4_Commercial_Miscellaneous_New_Interior Lighting_Electric_Linear Lighting_E10 | F4 | Commercial | Miscellaneous | New | Interior Lighting | Electric | Linear Lighting | E10 | RVT BC Ratio | 0 | 0 | 0 | 0 | 0 | 0 | 0 | 0 | 0 | 0 | 0 | 0 | 0 | 0 | 0 | 0 | 0 | 0 | 0 | 0 | 0 | 0 | 0 | 0 | 0 | 0 | 0 | 0 | 0 | 0
F5_Commercial_Miscellaneous_New_Interior Lighting_Electric_Linear Lighting_E1 | F5 | Commercial | Miscellaneous | New | Interior Lighting | Electric | Linear Lighting | E1 | RIM BC Ratio | 0 | 0 | 0 | 0 | 0 | 0 | 0 | 0 | 0 | 0 | 0 | 0 | 0 | 0 | 0 | 0 | 0 | 0 | 0 | 0 | 0 | 0 | 0 | 0 | 0 | 0 | 0 | 0 | 0 | 0
F5_Commercial_Miscellaneous_New_Interior Lighting_Electric_Linear Lighting_E2 | F5 | Commercial | Miscellaneous | New | Interior Lighting | Electric | Linear Lighting | E2 | RIM BC Ratio | 0 | 0 | 0 | 0 | 0 | 0 | 0 | 0 | 0 | 0 | 0 | 0 | 0 | 0 | 0 | 0 | 0 | 0 | 0 | 0 | 0 | 0 | 0 | 0 | 0 | 0 | 0 | 0 | 0 | 0
F5_Commercial_Miscellaneous_New_Interior Lighting_Electric_Linear Lighting_E3 | F5 | Commercial | Miscellaneous | New | Interior Lighting | Electric | Linear Lighting | E3 | RIM BC Ratio | 0 | 0 | 0 | 0 | 0 | 0 | 0 | 0 | 0 | 0 | 0 | 0 | 0 | 0 | 0 | 0 | 0 | 0 | 0 | 0 | 0 | 0 | 0 | 0 | 0 | 0 | 0 | 0 | 0 | 0
F5_Commercial_Miscellaneous_New_Interior Lighting_Electric_Linear Lighting_E4 | F5 | Commercial | Miscellaneous | New | Interior Lighting | Electric | Linear Lighting | E4 | RIM BC Ratio | 0 | 0 | 0 | 0 | 0 | 0 | 0 | 0 | 0 | 0 | 0 | 0 | 0 | 0 | 0 | 0 | 0 | 0 | 0 | 0 | 0 | 0 | 0 | 0 | 0 | 0 | 0 | 0 | 0 | 0
F5_Commercial_Miscellaneous_New_Interior Lighting_Electric_Linear Lighting_E5 | F5 | Commercial | Miscellaneous | New | Interior Lighting | Electric | Linear Lighting | E5 | RIM BC Ratio | 0 | 0 | 0 | 0 | 0 | 0 | 0 | 0 | 0 | 0 | 0 | 0 | 0 | 0 | 0 | 0 | 0 | 0 | 0 | 0 | 0 | 0 | 0 | 0 | 0 | 0 | 0 | 0 | 0 | 0
F5_Commercial_Miscellaneous_New_Interior Lighting_Electric_Linear Lighting_E6 | F5 | Commercial | Miscellaneous | New | Interior Lighting | Electric | Linear Lighting | E6 | RIM BC Ratio | 0 | 0 | 0 | 0 | 0 | 0 | 0 | 0 | 0 | 0 | 0 | 0 | 0 | 0 | 0 | 0 | 0 | 0 | 0 | 0 | 0 | 0 | 0 | 0 | 0 | 0 | 0 | 0 | 0 | 0
F5_Commercial_Miscellaneous_New_Interior Lighting_Electric_Linear Lighting_E7 | F5 | Commercial | Miscellaneous | New | Interior Lighting | Electric | Linear Lighting | E7 | RIM BC Ratio | 0 | 0 | 0 | 0 | 0 | 0 | 0 | 0 | 0 | 0 | 0 | 0 | 0 | 0 | 0 | 0 | 0 | 0 | 0 | 0 | 0 | 0 | 0 | 0 | 0 | 0 | 0 | 0 | 0 | 0
F5_Commercial_Miscellaneous_New_Interior Lighting_Electric_Linear Lighting_E8 | F5 | Commercial | Miscellaneous | New | Interior Lighting | Electric | Linear Lighting | E8 | RIM BC Ratio | 0 | 0 | 0 | 0 | 0 | 0 | 0 | 0 | 0 | 0 | 0 | 0 | 0 | 0 | 0 | 0 | 0 | 0 | 0 | 0 | 0 | 0 | 0 | 0 | 0 | 0 | 0 | 0 | 0 | 0
F5_Commercial_Miscellaneous_New_Interior Lighting_Electric_Linear Lighting_E9 | F5 | Commercial | Miscellaneous | New | Interior Lighting | Electric | Linear Lighting | E9 | RIM BC Ratio | 0 | 0 | 0 | 0 | 0 | 0 | 0 | 0 | 0 | 0 | 0 | 0 | 0 | 0 | 0 | 0 | 0 | 0 | 0 | 0 | 0 | 0 | 0 | 0 | 0 | 0 | 0 | 0 | 0 | 0
F5_Commercial_Miscellaneous_New_Interior Lighting_Electric_Linear Lighting_E10 | F5 | Commercial | Miscellaneous | New | Interior Lighting | Electric | Linear Lighting | E10 | RIM BC Ratio | 0 | 0 | 0 | 0 | 0 | 0 | 0 | 0 | 0 | 0 | 0 | 0 | 0 | 0 | 0 | 0 | 0 | 0 | 0 | 0 | 0 | 0 | 0 | 0 | 0 | 0 | 0 | 0 | 0 | 0
F0_Commercial_Miscellaneous_New_Exterior Lighting_Electric_General Service Lighting_E0 | F0 | Commercial | Miscellaneous | New | Exterior Lighting | Electric | General Service Lighting | E0 | Economic Unit | 0 | 0 | 0 | 0 | 0 | 0 | 0 | 0 | 0 | 0 | 0 | 0 | 0 | 0 | 0 | 0 | 0 | 0 | 0 | 0 | 0 | 0 | 0 | 0 | 0 | 0 | 0 | 0 | 0 | 0
F1_Commercial_Miscellaneous_New_Exterior Lighting_Electric_General Service Lighting_E1 | F1 | Commercial | Miscellaneous | New | Exterior Lighting | Electric | General Service Lighting | E1 | CCE | 0 | 0 | 0 | 0 | 0 | 0 | 0 | 0 | 0 | 0 | 0 | 0 | 0 | 0 | 0 | 0 | 0 | 0 | 0 | 0 | 0 | 0 | 0 | 0 | 0 | 0 | 0 | 0 | 0 | 0
F1_Commercial_Miscellaneous_New_Exterior Lighting_Electric_General Service Lighting_E2 | F1 | Commercial | Miscellaneous | New | Exterior Lighting | Electric | General Service Lighting | E2 | CCE | 0 | 0 | 0 | 0 | 0 | 0 | 0 | 0 | 0 | 0 | 0 | 0 | 0 | 0 | 0 | 0 | 0 | 0 | 0 | 0 | 0 | 0 | 0 | 0 | 0 | 0 | 0 | 0 | 0 | 0
F1_Commercial_Miscellaneous_New_Exterior Lighting_Electric_General Service Lighting_E3 | F1 | Commercial | Miscellaneous | New | Exterior Lighting | Electric | General Service Lighting | E3 | CCE | 0 | 0 | 0 | 0 | 0 | 0 | 0 | 0 | 0 | 0 | 0 | 0 | 0 | 0 | 0 | 0 | 0 | 0 | 0 | 0 | 0 | 0 | 0 | 0 | 0 | 0 | 0 | 0 | 0 | 0
F1_Commercial_Miscellaneous_New_Exterior Lighting_Electric_General Service Lighting_E4 | F1 | Commercial | Miscellaneous | New | Exterior Lighting | Electric | General Service Lighting | E4 | CCE | 0 | 0 | 0 | 0 | 0 | 0 | 0 | 0 | 0 | 0 | 0 | 0 | 0 | 0 | 0 | 0 | 0 | 0 | 0 | 0 | 0 | 0 | 0 | 0 | 0 | 0 | 0 | 0 | 0 | 0
F1_Commercial_Miscellaneous_New_Exterior Lighting_Electric_General Service Lighting_E5 | F1 | Commercial | Miscellaneous | New | Exterior Lighting | Electric | General Service Lighting | E5 | CCE | 0 | 0 | 0 | 0 | 0 | 0 | 0 | 0 | 0 | 0 | 0 | 0 | 0 | 0 | 0 | 0 | 0 | 0 | 0 | 0 | 0 | 0 | 0 | 0 | 0 | 0 | 0 | 0 | 0 | 0
F1_Commercial_Miscellaneous_New_Exterior Lighting_Electric_General Service Lighting_E6 | F1 | Commercial | Miscellaneous | New | Exterior Lighting | Electric | General Service Lighting | E6 | CCE | 0 | 0 | 0 | 0 | 0 | 0 | 0 | 0 | 0 | 0 | 0 | 0 | 0 | 0 | 0 | 0 | 0 | 0 | 0 | 0 | 0 | 0 | 0 | 0 | 0 | 0 | 0 | 0 | 0 | 0
F1_Commercial_Miscellaneous_New_Exterior Lighting_Electric_General Service Lighting_E7 | F1 | Commercial | Miscellaneous | New | Exterior Lighting | Electric | General Service Lighting | E7 | CCE | 0 | 0 | 0 | 0 | 0 | 0 | 0 | 0 | 0 | 0 | 0 | 0 | 0 | 0 | 0 | 0 | 0 | 0 | 0 | 0 | 0 | 0 | 0 | 0 | 0 | 0 | 0 | 0 | 0 | 0
F1_Commercial_Miscellaneous_New_Exterior Lighting_Electric_General Service Lighting_E8 | F1 | Commercial | Miscellaneous | New | Exterior Lighting | Electric | General Service Lighting | E8 | CCE | 0 | 0 | 0 | 0 | 0 | 0 | 0 | 0 | 0 | 0 | 0 | 0 | 0 | 0 | 0 | 0 | 0 | 0 | 0 | 0 | 0 | 0 | 0 | 0 | 0 | 0 | 0 | 0 | 0 | 0
F1_Commercial_Miscellaneous_New_Exterior Lighting_Electric_General Service Lighting_E9 | F1 | Commercial | Miscellaneous | New | Exterior Lighting | Electric | General Service Lighting | E9 | CCE | 0 | 0 | 0 | 0 | 0 | 0 | 0 | 0 | 0 | 0 | 0 | 0 | 0 | 0 | 0 | 0 | 0 | 0 | 0 | 0 | 0 | 0 | 0 | 0 | 0 | 0 | 0 | 0 | 0 | 0
F1_Commercial_Miscellaneous_New_Exterior Lighting_Electric_General Service Lighting_E10 | F1 | Commercial | Miscellaneous | New | Exterior Lighting | Electric | General Service Lighting | E10 | CCE | 0 | 0 | 0 | 0 | 0 | 0 | 0 | 0 | 0 | 0 | 0 | 0 | 0 | 0 | 0 | 0 | 0 | 0 | 0 | 0 | 0 | 0 | 0 | 0 | 0 | 0 | 0 | 0 | 0 | 0
F2_Commercial_Miscellaneous_New_Exterior Lighting_Electric_General Service Lighting_E1 | F2 | Commercial | Miscellaneous | New | Exterior Lighting | Electric | General Service Lighting | E1 | TRC BC Ratio | 0 | 0 | 0 | 0 | 0 | 0 | 0 | 0 | 0 | 0 | 0 | 0 | 0 | 0 | 0 | 0 | 0 | 0 | 0 | 0 | 0 | 0 | 0 | 0 | 0 | 0 | 0 | 0 | 0 | 0
F2_Commercial_Miscellaneous_New_Exterior Lighting_Electric_General Service Lighting_E2 | F2 | Commercial | Miscellaneous | New | Exterior Lighting | Electric | General Service Lighting | E2 | TRC BC Ratio | 0 | 0 | 0 | 0 | 0 | 0 | 0 | 0 | 0 | 0 | 0 | 0 | 0 | 0 | 0 | 0 | 0 | 0 | 0 | 0 | 0 | 0 | 0 | 0 | 0 | 0 | 0 | 0 | 0 | 0
F2_Commercial_Miscellaneous_New_Exterior Lighting_Electric_General Service Lighting_E3 | F2 | Commercial | Miscellaneous | New | Exterior Lighting | Electric | General Service Lighting | E3 | TRC BC Ratio | 0 | 0 | 0 | 0 | 0 | 0 | 0 | 0 | 0 | 0 | 0 | 0 | 0 | 0 | 0 | 0 | 0 | 0 | 0 | 0 | 0 | 0 | 0 | 0 | 0 | 0 | 0 | 0 | 0 | 0
F2_Commercial_Miscellaneous_New_Exterior Lighting_Electric_General Service Lighting_E4 | F2 | Commercial | Miscellaneous | New | Exterior Lighting | Electric | General Service Lighting | E4 | TRC BC Ratio | 0 | 0 | 0 | 0 | 0 | 0 | 0 | 0 | 0 | 0 | 0 | 0 | 0 | 0 | 0 | 0 | 0 | 0 | 0 | 0 | 0 | 0 | 0 | 0 | 0 | 0 | 0 | 0 | 0 | 0
F2_Commercial_Miscellaneous_New_Exterior Lighting_Electric_General Service Lighting_E5 | F2 | Commercial | Miscellaneous | New | Exterior Lighting | Electric | General Service Lighting | E5 | TRC BC Ratio | 0 | 0 | 0 | 0 | 0 | 0 | 0 | 0 | 0 | 0 | 0 | 0 | 0 | 0 | 0 | 0 | 0 | 0 | 0 | 0 | 0 | 0 | 0 | 0 | 0 | 0 | 0 | 0 | 0 | 0
F2_Commercial_Miscellaneous_New_Exterior Lighting_Electric_General Service Lighting_E6 | F2 | Commercial | Miscellaneous | New | Exterior Lighting | Electric | General Service Lighting | E6 | TRC BC Ratio | 0 | 0 | 0 | 0 | 0 | 0 | 0 | 0 | 0 | 0 | 0 | 0 | 0 | 0 | 0 | 0 | 0 | 0 | 0 | 0 | 0 | 0 | 0 | 0 | 0 | 0 | 0 | 0 | 0 | 0
F2_Commercial_Miscellaneous_New_Exterior Lighting_Electric_General Service Lighting_E7 | F2 | Commercial | Miscellaneous | New | Exterior Lighting | Electric | General Service Lighting | E7 | TRC BC Ratio | 0 | 0 | 0 | 0 | 0 | 0 | 0 | 0 | 0 | 0 | 0 | 0 | 0 | 0 | 0 | 0 | 0 | 0 | 0 | 0 | 0 | 0 | 0 | 0 | 0 | 0 | 0 | 0 | 0 | 0
F2_Commercial_Miscellaneous_New_Exterior Lighting_Electric_General Service Lighting_E8 | F2 | Commercial | Miscellaneous | New | Exterior Lighting | Electric | General Service Lighting | E8 | TRC BC Ratio | 0 | 0 | 0 | 0 | 0 | 0 | 0 | 0 | 0 | 0 | 0 | 0 | 0 | 0 | 0 | 0 | 0 | 0 | 0 | 0 | 0 | 0 | 0 | 0 | 0 | 0 | 0 | 0 | 0 | 0
F2_Commercial_Miscellaneous_New_Exterior Lighting_Electric_General Service Lighting_E9 | F2 | Commercial | Miscellaneous | New | Exterior Lighting | Electric | General Service Lighting | E9 | TRC BC Ratio | 0 | 0 | 0 | 0 | 0 | 0 | 0 | 0 | 0 | 0 | 0 | 0 | 0 | 0 | 0 | 0 | 0 | 0 | 0 | 0 | 0 | 0 | 0 | 0 | 0 | 0 | 0 | 0 | 0 | 0
F2_Commercial_Miscellaneous_New_Exterior Lighting_Electric_General Service Lighting_E10 | F2 | Commercial | Miscellaneous | New | Exterior Lighting | Electric | General Service Lighting | E10 | TRC BC Ratio | 0 | 0 | 0 | 0 | 0 | 0 | 0 | 0 | 0 | 0 | 0 | 0 | 0 | 0 | 0 | 0 | 0 | 0 | 0 | 0 | 0 | 0 | 0 | 0 | 0 | 0 | 0 | 0 | 0 | 0
F3_Commercial_Miscellaneous_New_Exterior Lighting_Electric_General Service Lighting_E1 | F3 | Commercial | Miscellaneous | New | Exterior Lighting | Electric | General Service Lighting | E1 | PACT BC Ratio | 0 | 0 | 0 | 0 | 0 | 0 | 0 | 0 | 0 | 0 | 0 | 0 | 0 | 0 | 0 | 0 | 0 | 0 | 0 | 0 | 0 | 0 | 0 | 0 | 0 | 0 | 0 | 0 | 0 | 0
F3_Commercial_Miscellaneous_New_Exterior Lighting_Electric_General Service Lighting_E2 | F3 | Commercial | Miscellaneous | New | Exterior Lighting | Electric | General Service Lighting | E2 | PACT BC Ratio | 0 | 0 | 0 | 0 | 0 | 0 | 0 | 0 | 0 | 0 | 0 | 0 | 0 | 0 | 0 | 0 | 0 | 0 | 0 | 0 | 0 | 0 | 0 | 0 | 0 | 0 | 0 | 0 | 0 | 0
F3_Commercial_Miscellaneous_New_Exterior Lighting_Electric_General Service Lighting_E3 | F3 | Commercial | Miscellaneous | New | Exterior Lighting | Electric | General Service Lighting | E3 | PACT BC Ratio | 0 | 0 | 0 | 0 | 0 | 0 | 0 | 0 | 0 | 0 | 0 | 0 | 0 | 0 | 0 | 0 | 0 | 0 | 0 | 0 | 0 | 0 | 0 | 0 | 0 | 0 | 0 | 0 | 0 | 0
F3_Commercial_Miscellaneous_New_Exterior Lighting_Electric_General Service Lighting_E4 | F3 | Commercial | Miscellaneous | New | Exterior Lighting | Electric | General Service Lighting | E4 | PACT BC Ratio | 0 | 0 | 0 | 0 | 0 | 0 | 0 | 0 | 0 | 0 | 0 | 0 | 0 | 0 | 0 | 0 | 0 | 0 | 0 | 0 | 0 | 0 | 0 | 0 | 0 | 0 | 0 | 0 | 0 | 0
F3_Commercial_Miscellaneous_New_Exterior Lighting_Electric_General Service Lighting_E5 | F3 | Commercial | Miscellaneous | New | Exterior Lighting | Electric | General Service Lighting | E5 | PACT BC Ratio | 0 | 0 | 0 | 0 | 0 | 0 | 0 | 0 | 0 | 0 | 0 | 0 | 0 | 0 | 0 | 0 | 0 | 0 | 0 | 0 | 0 | 0 | 0 | 0 | 0 | 0 | 0 | 0 | 0 | 0
F3_Commercial_Miscellaneous_New_Exterior Lighting_Electric_General Service Lighting_E6 | F3 | Commercial | Miscellaneous | New | Exterior Lighting | Electric | General Service Lighting | E6 | PACT BC Ratio | 0 | 0 | 0 | 0 | 0 | 0 | 0 | 0 | 0 | 0 | 0 | 0 | 0 | 0 | 0 | 0 | 0 | 0 | 0 | 0 | 0 | 0 | 0 | 0 | 0 | 0 | 0 | 0 | 0 | 0
F3_Commercial_Miscellaneous_New_Exterior Lighting_Electric_General Service Lighting_E7 | F3 | Commercial | Miscellaneous | New | Exterior Lighting | Electric | General Service Lighting | E7 | PACT BC Ratio | 0 | 0 | 0 | 0 | 0 | 0 | 0 | 0 | 0 | 0 | 0 | 0 | 0 | 0 | 0 | 0 | 0 | 0 | 0 | 0 | 0 | 0 | 0 | 0 | 0 | 0 | 0 | 0 | 0 | 0
F3_Commercial_Miscellaneous_New_Exterior Lighting_Electric_General Service Lighting_E8 | F3 | Commercial | Miscellaneous | New | Exterior Lighting | Electric | General Service Lighting | E8 | PACT BC Ratio | 0 | 0 | 0 | 0 | 0 | 0 | 0 | 0 | 0 | 0 | 0 | 0 | 0 | 0 | 0 | 0 | 0 | 0 | 0 | 0 | 0 | 0 | 0 | 0 | 0 | 0 | 0 | 0 | 0 | 0
F3_Commercial_Miscellaneous_New_Exterior Lighting_Electric_General Service Lighting_E9 | F3 | Commercial | Miscellaneous | New | Exterior Lighting | Electric | General Service Lighting | E9 | PACT BC Ratio | 0 | 0 | 0 | 0 | 0 | 0 | 0 | 0 | 0 | 0 | 0 | 0 | 0 | 0 | 0 | 0 | 0 | 0 | 0 | 0 | 0 | 0 | 0 | 0 | 0 | 0 | 0 | 0 | 0 | 0
F3_Commercial_Miscellaneous_New_Exterior Lighting_Electric_General Service Lighting_E10 | F3 | Commercial | Miscellaneous | New | Exterior Lighting | Electric | General Service Lighting | E10 | PACT BC Ratio | 0 | 0 | 0 | 0 | 0 | 0 | 0 | 0 | 0 | 0 | 0 | 0 | 0 | 0 | 0 | 0 | 0 | 0 | 0 | 0 | 0 | 0 | 0 | 0 | 0 | 0 | 0 | 0 | 0 | 0
F4_Commercial_Miscellaneous_New_Exterior Lighting_Electric_General Service Lighting_E1 | F4 | Commercial | Miscellaneous | New | Exterior Lighting | Electric | General Service Lighting | E1 | RVT BC Ratio | 0 | 0 | 0 | 0 | 0 | 0 | 0 | 0 | 0 | 0 | 0 | 0 | 0 | 0 | 0 | 0 | 0 | 0 | 0 | 0 | 0 | 0 | 0 | 0 | 0 | 0 | 0 | 0 | 0 | 0
F4_Commercial_Miscellaneous_New_Exterior Lighting_Electric_General Service Lighting_E2 | F4 | Commercial | Miscellaneous | New | Exterior Lighting | Electric | General Service Lighting | E2 | RVT BC Ratio | 0 | 0 | 0 | 0 | 0 | 0 | 0 | 0 | 0 | 0 | 0 | 0 | 0 | 0 | 0 | 0 | 0 | 0 | 0 | 0 | 0 | 0 | 0 | 0 | 0 | 0 | 0 | 0 | 0 | 0
F4_Commercial_Miscellaneous_New_Exterior Lighting_Electric_General Service Lighting_E3 | F4 | Commercial | Miscellaneous | New | Exterior Lighting | Electric | General Service Lighting | E3 | RVT BC Ratio | 0 | 0 | 0 | 0 | 0 | 0 | 0 | 0 | 0 | 0 | 0 | 0 | 0 | 0 | 0 | 0 | 0 | 0 | 0 | 0 | 0 | 0 | 0 | 0 | 0 | 0 | 0 | 0 | 0 | 0
F4_Commercial_Miscellaneous_New_Exterior Lighting_Electric_General Service Lighting_E4 | F4 | Commercial | Miscellaneous | New | Exterior Lighting | Electric | General Service Lighting | E4 | RVT BC Ratio | 0 | 0 | 0 | 0 | 0 | 0 | 0 | 0 | 0 | 0 | 0 | 0 | 0 | 0 | 0 | 0 | 0 | 0 | 0 | 0 | 0 | 0 | 0 | 0 | 0 | 0 | 0 | 0 | 0 | 0
F4_Commercial_Miscellaneous_New_Exterior Lighting_Electric_General Service Lighting_E5 | F4 | Commercial | Miscellaneous | New | Exterior Lighting | Electric | General Service Lighting | E5 | RVT BC Ratio | 0 | 0 | 0 | 0 | 0 | 0 | 0 | 0 | 0 | 0 | 0 | 0 | 0 | 0 | 0 | 0 | 0 | 0 | 0 | 0 | 0 | 0 | 0 | 0 | 0 | 0 | 0 | 0 | 0 | 0
F4_Commercial_Miscellaneous_New_Exterior Lighting_Electric_General Service Lighting_E6 | F4 | Commercial | Miscellaneous | New | Exterior Lighting | Electric | General Service Lighting | E6 | RVT BC Ratio | 0 | 0 | 0 | 0 | 0 | 0 | 0 | 0 | 0 | 0 | 0 | 0 | 0 | 0 | 0 | 0 | 0 | 0 | 0 | 0 | 0 | 0 | 0 | 0 | 0 | 0 | 0 | 0 | 0 | 0
F4_Commercial_Miscellaneous_New_Exterior Lighting_Electric_General Service Lighting_E7 | F4 | Commercial | Miscellaneous | New | Exterior Lighting | Electric | General Service Lighting | E7 | RVT BC Ratio | 0 | 0 | 0 | 0 | 0 | 0 | 0 | 0 | 0 | 0 | 0 | 0 | 0 | 0 | 0 | 0 | 0 | 0 | 0 | 0 | 0 | 0 | 0 | 0 | 0 | 0 | 0 | 0 | 0 | 0
F4_Commercial_Miscellaneous_New_Exterior Lighting_Electric_General Service Lighting_E8 | F4 | Commercial | Miscellaneous | New | Exterior Lighting | Electric | General Service Lighting | E8 | RVT BC Ratio | 0 | 0 | 0 | 0 | 0 | 0 | 0 | 0 | 0 | 0 | 0 | 0 | 0 | 0 | 0 | 0 | 0 | 0 | 0 | 0 | 0 | 0 | 0 | 0 | 0 | 0 | 0 | 0 | 0 | 0
F4_Commercial_Miscellaneous_New_Exterior Lighting_Electric_General Service Lighting_E9 | F4 | Commercial | Miscellaneous | New | Exterior Lighting | Electric | General Service Lighting | E9 | RVT BC Ratio | 0 | 0 | 0 | 0 | 0 | 0 | 0 | 0 | 0 | 0 | 0 | 0 | 0 | 0 | 0 | 0 | 0 | 0 | 0 | 0 | 0 | 0 | 0 | 0 | 0 | 0 | 0 | 0 | 0 | 0
F4_Commercial_Miscellaneous_New_Exterior Lighting_Electric_General Service Lighting_E10 | F4 | Commercial | Miscellaneous | New | Exterior Lighting | Electric | General Service Lighting | E10 | RVT BC Ratio | 0 | 0 | 0 | 0 | 0 | 0 | 0 | 0 | 0 | 0 | 0 | 0 | 0 | 0 | 0 | 0 | 0 | 0 | 0 | 0 | 0 | 0 | 0 | 0 | 0 | 0 | 0 | 0 | 0 | 0
F5_Commercial_Miscellaneous_New_Exterior Lighting_Electric_General Service Lighting_E1 | F5 | Commercial | Miscellaneous | New | Exterior Lighting | Electric | General Service Lighting | E1 | RIM BC Ratio | 0 | 0 | 0 | 0 | 0 | 0 | 0 | 0 | 0 | 0 | 0 | 0 | 0 | 0 | 0 | 0 | 0 | 0 | 0 | 0 | 0 | 0 | 0 | 0 | 0 | 0 | 0 | 0 | 0 | 0
F5_Commercial_Miscellaneous_New_Exterior Lighting_Electric_General Service Lighting_E2 | F5 | Commercial | Miscellaneous | New | Exterior Lighting | Electric | General Service Lighting | E2 | RIM BC Ratio | 0 | 0 | 0 | 0 | 0 | 0 | 0 | 0 | 0 | 0 | 0 | 0 | 0 | 0 | 0 | 0 | 0 | 0 | 0 | 0 | 0 | 0 | 0 | 0 | 0 | 0 | 0 | 0 | 0 | 0
F5_Commercial_Miscellaneous_New_Exterior Lighting_Electric_General Service Lighting_E3 | F5 | Commercial | Miscellaneous | New | Exterior Lighting | Electric | General Service Lighting | E3 | RIM BC Ratio | 0 | 0 | 0 | 0 | 0 | 0 | 0 | 0 | 0 | 0 | 0 | 0 | 0 | 0 | 0 | 0 | 0 | 0 | 0 | 0 | 0 | 0 | 0 | 0 | 0 | 0 | 0 | 0 | 0 | 0
F5_Commercial_Miscellaneous_New_Exterior Lighting_Electric_General Service Lighting_E4 | F5 | Commercial | Miscellaneous | New | Exterior Lighting | Electric | General Service Lighting | E4 | RIM BC Ratio | 0 | 0 | 0 | 0 | 0 | 0 | 0 | 0 | 0 | 0 | 0 | 0 | 0 | 0 | 0 | 0 | 0 | 0 | 0 | 0 | 0 | 0 | 0 | 0 | 0 | 0 | 0 | 0 | 0 | 0
F5_Commercial_Miscellaneous_New_Exterior Lighting_Electric_General Service Lighting_E5 | F5 | Commercial | Miscellaneous | New | Exterior Lighting | Electric | General Service Lighting | E5 | RIM BC Ratio | 0 | 0 | 0 | 0 | 0 | 0 | 0 | 0 | 0 | 0 | 0 | 0 | 0 | 0 | 0 | 0 | 0 | 0 | 0 | 0 | 0 | 0 | 0 | 0 | 0 | 0 | 0 | 0 | 0 | 0
F5_Commercial_Miscellaneous_New_Exterior Lighting_Electric_General Service Lighting_E6 | F5 | Commercial | Miscellaneous | New | Exterior Lighting | Electric | General Service Lighting | E6 | RIM BC Ratio | 0 | 0 | 0 | 0 | 0 | 0 | 0 | 0 | 0 | 0 | 0 | 0 | 0 | 0 | 0 | 0 | 0 | 0 | 0 | 0 | 0 | 0 | 0 | 0 | 0 | 0 | 0 | 0 | 0 | 0
F5_Commercial_Miscellaneous_New_Exterior Lighting_Electric_General Service Lighting_E7 | F5 | Commercial | Miscellaneous | New | Exterior Lighting | Electric | General Service Lighting | E7 | RIM BC Ratio | 0 | 0 | 0 | 0 | 0 | 0 | 0 | 0 | 0 | 0 | 0 | 0 | 0 | 0 | 0 | 0 | 0 | 0 | 0 | 0 | 0 | 0 | 0 | 0 | 0 | 0 | 0 | 0 | 0 | 0
F5_Commercial_Miscellaneous_New_Exterior Lighting_Electric_General Service Lighting_E8 | F5 | Commercial | Miscellaneous | New | Exterior Lighting | Electric | General Service Lighting | E8 | RIM BC Ratio | 0 | 0 | 0 | 0 | 0 | 0 | 0 | 0 | 0 | 0 | 0 | 0 | 0 | 0 | 0 | 0 | 0 | 0 | 0 | 0 | 0 | 0 | 0 | 0 | 0 | 0 | 0 | 0 | 0 | 0
F5_Commercial_Miscellaneous_New_Exterior Lighting_Electric_General Service Lighting_E9 | F5 | Commercial | Miscellaneous | New | Exterior Lighting | Electric | General Service Lighting | E9 | RIM BC Ratio | 0 | 0 | 0 | 0 | 0 | 0 | 0 | 0 | 0 | 0 | 0 | 0 | 0 | 0 | 0 | 0 | 0 | 0 | 0 | 0 | 0 | 0 | 0 | 0 | 0 | 0 | 0 | 0 | 0 | 0
F5_Commercial_Miscellaneous_New_Exterior Lighting_Electric_General Service Lighting_E10 | F5 | Commercial | Miscellaneous | New | Exterior Lighting | Electric | General Service Lighting | E10 | RIM BC Ratio | 0 | 0 | 0 | 0 | 0 | 0 | 0 | 0 | 0 | 0 | 0 | 0 | 0 | 0 | 0 | 0 | 0 | 0 | 0 | 0 | 0 | 0 | 0 | 0 | 0 | 0 | 0 | 0 | 0 | 0
F0_Commercial_Miscellaneous_New_Exterior Lighting_Electric_Area Lighting_E0 | F0 | Commercial | Miscellaneous | New | Exterior Lighting | Electric | Area Lighting | E0 | Economic Unit | 0 | 0 | 0 | 0 | 0 | 0 | 0 | 0 | 0 | 0 | 0 | 0 | 0 | 0 | 0 | 0 | 0 | 0 | 0 | 0 | 0 | 0 | 0 | 0 | 0 | 0 | 0 | 0 | 0 | 0
F1_Commercial_Miscellaneous_New_Exterior Lighting_Electric_Area Lighting_E1 | F1 | Commercial | Miscellaneous | New | Exterior Lighting | Electric | Area Lighting | E1 | CCE | 0 | 0 | 0 | 0 | 0 | 0 | 0 | 0 | 0 | 0 | 0 | 0 | 0 | 0 | 0 | 0 | 0 | 0 | 0 | 0 | 0 | 0 | 0 | 0 | 0 | 0 | 0 | 0 | 0 | 0
F1_Commercial_Miscellaneous_New_Exterior Lighting_Electric_Area Lighting_E2 | F1 | Commercial | Miscellaneous | New | Exterior Lighting | Electric | Area Lighting | E2 | CCE | 0 | 0 | 0 | 0 | 0 | 0 | 0 | 0 | 0 | 0 | 0 | 0 | 0 | 0 | 0 | 0 | 0 | 0 | 0 | 0 | 0 | 0 | 0 | 0 | 0 | 0 | 0 | 0 | 0 | 0
F1_Commercial_Miscellaneous_New_Exterior Lighting_Electric_Area Lighting_E3 | F1 | Commercial | Miscellaneous | New | Exterior Lighting | Electric | Area Lighting | E3 | CCE | 0 | 0 | 0 | 0 | 0 | 0 | 0 | 0 | 0 | 0 | 0 | 0 | 0 | 0 | 0 | 0 | 0 | 0 | 0 | 0 | 0 | 0 | 0 | 0 | 0 | 0 | 0 | 0 | 0 | 0
F1_Commercial_Miscellaneous_New_Exterior Lighting_Electric_Area Lighting_E4 | F1 | Commercial | Miscellaneous | New | Exterior Lighting | Electric | Area Lighting | E4 | CCE | 0 | 0 | 0 | 0 | 0 | 0 | 0 | 0 | 0 | 0 | 0 | 0 | 0 | 0 | 0 | 0 | 0 | 0 | 0 | 0 | 0 | 0 | 0 | 0 | 0 | 0 | 0 | 0 | 0 | 0
F1_Commercial_Miscellaneous_New_Exterior Lighting_Electric_Area Lighting_E5 | F1 | Commercial | Miscellaneous | New | Exterior Lighting | Electric | Area Lighting | E5 | CCE | 0 | 0 | 0 | 0 | 0 | 0 | 0 | 0 | 0 | 0 | 0 | 0 | 0 | 0 | 0 | 0 | 0 | 0 | 0 | 0 | 0 | 0 | 0 | 0 | 0 | 0 | 0 | 0 | 0 | 0
F1_Commercial_Miscellaneous_New_Exterior Lighting_Electric_Area Lighting_E6 | F1 | Commercial | Miscellaneous | New | Exterior Lighting | Electric | Area Lighting | E6 | CCE | 0 | 0 | 0 | 0 | 0 | 0 | 0 | 0 | 0 | 0 | 0 | 0 | 0 | 0 | 0 | 0 | 0 | 0 | 0 | 0 | 0 | 0 | 0 | 0 | 0 | 0 | 0 | 0 | 0 | 0
F1_Commercial_Miscellaneous_New_Exterior Lighting_Electric_Area Lighting_E7 | F1 | Commercial | Miscellaneous | New | Exterior Lighting | Electric | Area Lighting | E7 | CCE | 0 | 0 | 0 | 0 | 0 | 0 | 0 | 0 | 0 | 0 | 0 | 0 | 0 | 0 | 0 | 0 | 0 | 0 | 0 | 0 | 0 | 0 | 0 | 0 | 0 | 0 | 0 | 0 | 0 | 0
F1_Commercial_Miscellaneous_New_Exterior Lighting_Electric_Area Lighting_E8 | F1 | Commercial | Miscellaneous | New | Exterior Lighting | Electric | Area Lighting | E8 | CCE | 0 | 0 | 0 | 0 | 0 | 0 | 0 | 0 | 0 | 0 | 0 | 0 | 0 | 0 | 0 | 0 | 0 | 0 | 0 | 0 | 0 | 0 | 0 | 0 | 0 | 0 | 0 | 0 | 0 | 0
F1_Commercial_Miscellaneous_New_Exterior Lighting_Electric_Area Lighting_E9 | F1 | Commercial | Miscellaneous | New | Exterior Lighting | Electric | Area Lighting | E9 | CCE | 0 | 0 | 0 | 0 | 0 | 0 | 0 | 0 | 0 | 0 | 0 | 0 | 0 | 0 | 0 | 0 | 0 | 0 | 0 | 0 | 0 | 0 | 0 | 0 | 0 | 0 | 0 | 0 | 0 | 0
F1_Commercial_Miscellaneous_New_Exterior Lighting_Electric_Area Lighting_E10 | F1 | Commercial | Miscellaneous | New | Exterior Lighting | Electric | Area Lighting | E10 | CCE | 0 | 0 | 0 | 0 | 0 | 0 | 0 | 0 | 0 | 0 | 0 | 0 | 0 | 0 | 0 | 0 | 0 | 0 | 0 | 0 | 0 | 0 | 0 | 0 | 0 | 0 | 0 | 0 | 0 | 0
F2_Commercial_Miscellaneous_New_Exterior Lighting_Electric_Area Lighting_E1 | F2 | Commercial | Miscellaneous | New | Exterior Lighting | Electric | Area Lighting | E1 | TRC BC Ratio | 0 | 0 | 0 | 0 | 0 | 0 | 0 | 0 | 0 | 0 | 0 | 0 | 0 | 0 | 0 | 0 | 0 | 0 | 0 | 0 | 0 | 0 | 0 | 0 | 0 | 0 | 0 | 0 | 0 | 0
F2_Commercial_Miscellaneous_New_Exterior Lighting_Electric_Area Lighting_E2 | F2 | Commercial | Miscellaneous | New | Exterior Lighting | Electric | Area Lighting | E2 | TRC BC Ratio | 0 | 0 | 0 | 0 | 0 | 0 | 0 | 0 | 0 | 0 | 0 | 0 | 0 | 0 | 0 | 0 | 0 | 0 | 0 | 0 | 0 | 0 | 0 | 0 | 0 | 0 | 0 | 0 | 0 | 0
F2_Commercial_Miscellaneous_New_Exterior Lighting_Electric_Area Lighting_E3 | F2 | Commercial | Miscellaneous | New | Exterior Lighting | Electric | Area Lighting | E3 | TRC BC Ratio | 0 | 0 | 0 | 0 | 0 | 0 | 0 | 0 | 0 | 0 | 0 | 0 | 0 | 0 | 0 | 0 | 0 | 0 | 0 | 0 | 0 | 0 | 0 | 0 | 0 | 0 | 0 | 0 | 0 | 0
F2_Commercial_Miscellaneous_New_Exterior Lighting_Electric_Area Lighting_E4 | F2 | Commercial | Miscellaneous | New | Exterior Lighting | Electric | Area Lighting | E4 | TRC BC Ratio | 0 | 0 | 0 | 0 | 0 | 0 | 0 | 0 | 0 | 0 | 0 | 0 | 0 | 0 | 0 | 0 | 0 | 0 | 0 | 0 | 0 | 0 | 0 | 0 | 0 | 0 | 0 | 0 | 0 | 0
F2_Commercial_Miscellaneous_New_Exterior Lighting_Electric_Area Lighting_E5 | F2 | Commercial | Miscellaneous | New | Exterior Lighting | Electric | Area Lighting | E5 | TRC BC Ratio | 0 | 0 | 0 | 0 | 0 | 0 | 0 | 0 | 0 | 0 | 0 | 0 | 0 | 0 | 0 | 0 | 0 | 0 | 0 | 0 | 0 | 0 | 0 | 0 | 0 | 0 | 0 | 0 | 0 | 0
F2_Commercial_Miscellaneous_New_Exterior Lighting_Electric_Area Lighting_E6 | F2 | Commercial | Miscellaneous | New | Exterior Lighting | Electric | Area Lighting | E6 | TRC BC Ratio | 0 | 0 | 0 | 0 | 0 | 0 | 0 | 0 | 0 | 0 | 0 | 0 | 0 | 0 | 0 | 0 | 0 | 0 | 0 | 0 | 0 | 0 | 0 | 0 | 0 | 0 | 0 | 0 | 0 | 0
F2_Commercial_Miscellaneous_New_Exterior Lighting_Electric_Area Lighting_E7 | F2 | Commercial | Miscellaneous | New | Exterior Lighting | Electric | Area Lighting | E7 | TRC BC Ratio | 0 | 0 | 0 | 0 | 0 | 0 | 0 | 0 | 0 | 0 | 0 | 0 | 0 | 0 | 0 | 0 | 0 | 0 | 0 | 0 | 0 | 0 | 0 | 0 | 0 | 0 | 0 | 0 | 0 | 0
F2_Commercial_Miscellaneous_New_Exterior Lighting_Electric_Area Lighting_E8 | F2 | Commercial | Miscellaneous | New | Exterior Lighting | Electric | Area Lighting | E8 | TRC BC Ratio | 0 | 0 | 0 | 0 | 0 | 0 | 0 | 0 | 0 | 0 | 0 | 0 | 0 | 0 | 0 | 0 | 0 | 0 | 0 | 0 | 0 | 0 | 0 | 0 | 0 | 0 | 0 | 0 | 0 | 0
F2_Commercial_Miscellaneous_New_Exterior Lighting_Electric_Area Lighting_E9 | F2 | Commercial | Miscellaneous | New | Exterior Lighting | Electric | Area Lighting | E9 | TRC BC Ratio | 0 | 0 | 0 | 0 | 0 | 0 | 0 | 0 | 0 | 0 | 0 | 0 | 0 | 0 | 0 | 0 | 0 | 0 | 0 | 0 | 0 | 0 | 0 | 0 | 0 | 0 | 0 | 0 | 0 | 0
F2_Commercial_Miscellaneous_New_Exterior Lighting_Electric_Area Lighting_E10 | F2 | Commercial | Miscellaneous | New | Exterior Lighting | Electric | Area Lighting | E10 | TRC BC Ratio | 0 | 0 | 0 | 0 | 0 | 0 | 0 | 0 | 0 | 0 | 0 | 0 | 0 | 0 | 0 | 0 | 0 | 0 | 0 | 0 | 0 | 0 | 0 | 0 | 0 | 0 | 0 | 0 | 0 | 0
F3_Commercial_Miscellaneous_New_Exterior Lighting_Electric_Area Lighting_E1 | F3 | Commercial | Miscellaneous | New | Exterior Lighting | Electric | Area Lighting | E1 | PACT BC Ratio | 0 | 0 | 0 | 0 | 0 | 0 | 0 | 0 | 0 | 0 | 0 | 0 | 0 | 0 | 0 | 0 | 0 | 0 | 0 | 0 | 0 | 0 | 0 | 0 | 0 | 0 | 0 | 0 | 0 | 0
F3_Commercial_Miscellaneous_New_Exterior Lighting_Electric_Area Lighting_E2 | F3 | Commercial | Miscellaneous | New | Exterior Lighting | Electric | Area Lighting | E2 | PACT BC Ratio | 0 | 0 | 0 | 0 | 0 | 0 | 0 | 0 | 0 | 0 | 0 | 0 | 0 | 0 | 0 | 0 | 0 | 0 | 0 | 0 | 0 | 0 | 0 | 0 | 0 | 0 | 0 | 0 | 0 | 0
F3_Commercial_Miscellaneous_New_Exterior Lighting_Electric_Area Lighting_E3 | F3 | Commercial | Miscellaneous | New | Exterior Lighting | Electric | Area Lighting | E3 | PACT BC Ratio | 0 | 0 | 0 | 0 | 0 | 0 | 0 | 0 | 0 | 0 | 0 | 0 | 0 | 0 | 0 | 0 | 0 | 0 | 0 | 0 | 0 | 0 | 0 | 0 | 0 | 0 | 0 | 0 | 0 | 0
F3_Commercial_Miscellaneous_New_Exterior Lighting_Electric_Area Lighting_E4 | F3 | Commercial | Miscellaneous | New | Exterior Lighting | Electric | Area Lighting | E4 | PACT BC Ratio | 0 | 0 | 0 | 0 | 0 | 0 | 0 | 0 | 0 | 0 | 0 | 0 | 0 | 0 | 0 | 0 | 0 | 0 | 0 | 0 | 0 | 0 | 0 | 0 | 0 | 0 | 0 | 0 | 0 | 0
F3_Commercial_Miscellaneous_New_Exterior Lighting_Electric_Area Lighting_E5 | F3 | Commercial | Miscellaneous | New | Exterior Lighting | Electric | Area Lighting | E5 | PACT BC Ratio | 0 | 0 | 0 | 0 | 0 | 0 | 0 | 0 | 0 | 0 | 0 | 0 | 0 | 0 | 0 | 0 | 0 | 0 | 0 | 0 | 0 | 0 | 0 | 0 | 0 | 0 | 0 | 0 | 0 | 0
F3_Commercial_Miscellaneous_New_Exterior Lighting_Electric_Area Lighting_E6 | F3 | Commercial | Miscellaneous | New | Exterior Lighting | Electric | Area Lighting | E6 | PACT BC Ratio | 0 | 0 | 0 | 0 | 0 | 0 | 0 | 0 | 0 | 0 | 0 | 0 | 0 | 0 | 0 | 0 | 0 | 0 | 0 | 0 | 0 | 0 | 0 | 0 | 0 | 0 | 0 | 0 | 0 | 0
F3_Commercial_Miscellaneous_New_Exterior Lighting_Electric_Area Lighting_E7 | F3 | Commercial | Miscellaneous | New | Exterior Lighting | Electric | Area Lighting | E7 | PACT BC Ratio | 0 | 0 | 0 | 0 | 0 | 0 | 0 | 0 | 0 | 0 | 0 | 0 | 0 | 0 | 0 | 0 | 0 | 0 | 0 | 0 | 0 | 0 | 0 | 0 | 0 | 0 | 0 | 0 | 0 | 0
F3_Commercial_Miscellaneous_New_Exterior Lighting_Electric_Area Lighting_E8 | F3 | Commercial | Miscellaneous | New | Exterior Lighting | Electric | Area Lighting | E8 | PACT BC Ratio | 0 | 0 | 0 | 0 | 0 | 0 | 0 | 0 | 0 | 0 | 0 | 0 | 0 | 0 | 0 | 0 | 0 | 0 | 0 | 0 | 0 | 0 | 0 | 0 | 0 | 0 | 0 | 0 | 0 | 0
F3_Commercial_Miscellaneous_New_Exterior Lighting_Electric_Area Lighting_E9 | F3 | Commercial | Miscellaneous | New | Exterior Lighting | Electric | Area Lighting | E9 | PACT BC Ratio | 0 | 0 | 0 | 0 | 0 | 0 | 0 | 0 | 0 | 0 | 0 | 0 | 0 | 0 | 0 | 0 | 0 | 0 | 0 | 0 | 0 | 0 | 0 | 0 | 0 | 0 | 0 | 0 | 0 | 0
F3_Commercial_Miscellaneous_New_Exterior Lighting_Electric_Area Lighting_E10 | F3 | Commercial | Miscellaneous | New | Exterior Lighting | Electric | Area Lighting | E10 | PACT BC Ratio | 0 | 0 | 0 | 0 | 0 | 0 | 0 | 0 | 0 | 0 | 0 | 0 | 0 | 0 | 0 | 0 | 0 | 0 | 0 | 0 | 0 | 0 | 0 | 0 | 0 | 0 | 0 | 0 | 0 | 0
F4_Commercial_Miscellaneous_New_Exterior Lighting_Electric_Area Lighting_E1 | F4 | Commercial | Miscellaneous | New | Exterior Lighting | Electric | Area Lighting | E1 | RVT BC Ratio | 0 | 0 | 0 | 0 | 0 | 0 | 0 | 0 | 0 | 0 | 0 | 0 | 0 | 0 | 0 | 0 | 0 | 0 | 0 | 0 | 0 | 0 | 0 | 0 | 0 | 0 | 0 | 0 | 0 | 0
F4_Commercial_Miscellaneous_New_Exterior Lighting_Electric_Area Lighting_E2 | F4 | Commercial | Miscellaneous | New | Exterior Lighting | Electric | Area Lighting | E2 | RVT BC Ratio | 0 | 0 | 0 | 0 | 0 | 0 | 0 | 0 | 0 | 0 | 0 | 0 | 0 | 0 | 0 | 0 | 0 | 0 | 0 | 0 | 0 | 0 | 0 | 0 | 0 | 0 | 0 | 0 | 0 | 0
F4_Commercial_Miscellaneous_New_Exterior Lighting_Electric_Area Lighting_E3 | F4 | Commercial | Miscellaneous | New | Exterior Lighting | Electric | Area Lighting | E3 | RVT BC Ratio | 0 | 0 | 0 | 0 | 0 | 0 | 0 | 0 | 0 | 0 | 0 | 0 | 0 | 0 | 0 | 0 | 0 | 0 | 0 | 0 | 0 | 0 | 0 | 0 | 0 | 0 | 0 | 0 | 0 | 0
F4_Commercial_Miscellaneous_New_Exterior Lighting_Electric_Area Lighting_E4 | F4 | Commercial | Miscellaneous | New | Exterior Lighting | Electric | Area Lighting | E4 | RVT BC Ratio | 0 | 0 | 0 | 0 | 0 | 0 | 0 | 0 | 0 | 0 | 0 | 0 | 0 | 0 | 0 | 0 | 0 | 0 | 0 | 0 | 0 | 0 | 0 | 0 | 0 | 0 | 0 | 0 | 0 | 0
F4_Commercial_Miscellaneous_New_Exterior Lighting_Electric_Area Lighting_E5 | F4 | Commercial | Miscellaneous | New | Exterior Lighting | Electric | Area Lighting | E5 | RVT BC Ratio | 0 | 0 | 0 | 0 | 0 | 0 | 0 | 0 | 0 | 0 | 0 | 0 | 0 | 0 | 0 | 0 | 0 | 0 | 0 | 0 | 0 | 0 | 0 | 0 | 0 | 0 | 0 | 0 | 0 | 0
F4_Commercial_Miscellaneous_New_Exterior Lighting_Electric_Area Lighting_E6 | F4 | Commercial | Miscellaneous | New | Exterior Lighting | Electric | Area Lighting | E6 | RVT BC Ratio | 0 | 0 | 0 | 0 | 0 | 0 | 0 | 0 | 0 | 0 | 0 | 0 | 0 | 0 | 0 | 0 | 0 | 0 | 0 | 0 | 0 | 0 | 0 | 0 | 0 | 0 | 0 | 0 | 0 | 0
F4_Commercial_Miscellaneous_New_Exterior Lighting_Electric_Area Lighting_E7 | F4 | Commercial | Miscellaneous | New | Exterior Lighting | Electric | Area Lighting | E7 | RVT BC Ratio | 0 | 0 | 0 | 0 | 0 | 0 | 0 | 0 | 0 | 0 | 0 | 0 | 0 | 0 | 0 | 0 | 0 | 0 | 0 | 0 | 0 | 0 | 0 | 0 | 0 | 0 | 0 | 0 | 0 | 0
F4_Commercial_Miscellaneous_New_Exterior Lighting_Electric_Area Lighting_E8 | F4 | Commercial | Miscellaneous | New | Exterior Lighting | Electric | Area Lighting | E8 | RVT BC Ratio | 0 | 0 | 0 | 0 | 0 | 0 | 0 | 0 | 0 | 0 | 0 | 0 | 0 | 0 | 0 | 0 | 0 | 0 | 0 | 0 | 0 | 0 | 0 | 0 | 0 | 0 | 0 | 0 | 0 | 0
F4_Commercial_Miscellaneous_New_Exterior Lighting_Electric_Area Lighting_E9 | F4 | Commercial | Miscellaneous | New | Exterior Lighting | Electric | Area Lighting | E9 | RVT BC Ratio | 0 | 0 | 0 | 0 | 0 | 0 | 0 | 0 | 0 | 0 | 0 | 0 | 0 | 0 | 0 | 0 | 0 | 0 | 0 | 0 | 0 | 0 | 0 | 0 | 0 | 0 | 0 | 0 | 0 | 0
F4_Commercial_Miscellaneous_New_Exterior Lighting_Electric_Area Lighting_E10 | F4 | Commercial | Miscellaneous | New | Exterior Lighting | Electric | Area Lighting | E10 | RVT BC Ratio | 0 | 0 | 0 | 0 | 0 | 0 | 0 | 0 | 0 | 0 | 0 | 0 | 0 | 0 | 0 | 0 | 0 | 0 | 0 | 0 | 0 | 0 | 0 | 0 | 0 | 0 | 0 | 0 | 0 | 0
F5_Commercial_Miscellaneous_New_Exterior Lighting_Electric_Area Lighting_E1 | F5 | Commercial | Miscellaneous | New | Exterior Lighting | Electric | Area Lighting | E1 | RIM BC Ratio | 0 | 0 | 0 | 0 | 0 | 0 | 0 | 0 | 0 | 0 | 0 | 0 | 0 | 0 | 0 | 0 | 0 | 0 | 0 | 0 | 0 | 0 | 0 | 0 | 0 | 0 | 0 | 0 | 0 | 0
F5_Commercial_Miscellaneous_New_Exterior Lighting_Electric_Area Lighting_E2 | F5 | Commercial | Miscellaneous | New | Exterior Lighting | Electric | Area Lighting | E2 | RIM BC Ratio | 0 | 0 | 0 | 0 | 0 | 0 | 0 | 0 | 0 | 0 | 0 | 0 | 0 | 0 | 0 | 0 | 0 | 0 | 0 | 0 | 0 | 0 | 0 | 0 | 0 | 0 | 0 | 0 | 0 | 0
F5_Commercial_Miscellaneous_New_Exterior Lighting_Electric_Area Lighting_E3 | F5 | Commercial | Miscellaneous | New | Exterior Lighting | Electric | Area Lighting | E3 | RIM BC Ratio | 0 | 0 | 0 | 0 | 0 | 0 | 0 | 0 | 0 | 0 | 0 | 0 | 0 | 0 | 0 | 0 | 0 | 0 | 0 | 0 | 0 | 0 | 0 | 0 | 0 | 0 | 0 | 0 | 0 | 0
F5_Commercial_Miscellaneous_New_Exterior Lighting_Electric_Area Lighting_E4 | F5 | Commercial | Miscellaneous | New | Exterior Lighting | Electric | Area Lighting | E4 | RIM BC Ratio | 0 | 0 | 0 | 0 | 0 | 0 | 0 | 0 | 0 | 0 | 0 | 0 | 0 | 0 | 0 | 0 | 0 | 0 | 0 | 0 | 0 | 0 | 0 | 0 | 0 | 0 | 0 | 0 | 0 | 0
F5_Commercial_Miscellaneous_New_Exterior Lighting_Electric_Area Lighting_E5 | F5 | Commercial | Miscellaneous | New | Exterior Lighting | Electric | Area Lighting | E5 | RIM BC Ratio | 0 | 0 | 0 | 0 | 0 | 0 | 0 | 0 | 0 | 0 | 0 | 0 | 0 | 0 | 0 | 0 | 0 | 0 | 0 | 0 | 0 | 0 | 0 | 0 | 0 | 0 | 0 | 0 | 0 | 0
F5_Commercial_Miscellaneous_New_Exterior Lighting_Electric_Area Lighting_E6 | F5 | Commercial | Miscellaneous | New | Exterior Lighting | Electric | Area Lighting | E6 | RIM BC Ratio | 0 | 0 | 0 | 0 | 0 | 0 | 0 | 0 | 0 | 0 | 0 | 0 | 0 | 0 | 0 | 0 | 0 | 0 | 0 | 0 | 0 | 0 | 0 | 0 | 0 | 0 | 0 | 0 | 0 | 0
F5_Commercial_Miscellaneous_New_Exterior Lighting_Electric_Area Lighting_E7 | F5 | Commercial | Miscellaneous | New | Exterior Lighting | Electric | Area Lighting | E7 | RIM BC Ratio | 0 | 0 | 0 | 0 | 0 | 0 | 0 | 0 | 0 | 0 | 0 | 0 | 0 | 0 | 0 | 0 | 0 | 0 | 0 | 0 | 0 | 0 | 0 | 0 | 0 | 0 | 0 | 0 | 0 | 0
F5_Commercial_Miscellaneous_New_Exterior Lighting_Electric_Area Lighting_E8 | F5 | Commercial | Miscellaneous | New | Exterior Lighting | Electric | Area Lighting | E8 | RIM BC Ratio | 0 | 0 | 0 | 0 | 0 | 0 | 0 | 0 | 0 | 0 | 0 | 0 | 0 | 0 | 0 | 0 | 0 | 0 | 0 | 0 | 0 | 0 | 0 | 0 | 0 | 0 | 0 | 0 | 0 | 0
F5_Commercial_Miscellaneous_New_Exterior Lighting_Electric_Area Lighting_E9 | F5 | Commercial | Miscellaneous | New | Exterior Lighting | Electric | Area Lighting | E9 | RIM BC Ratio | 0 | 0 | 0 | 0 | 0 | 0 | 0 | 0 | 0 | 0 | 0 | 0 | 0 | 0 | 0 | 0 | 0 | 0 | 0 | 0 | 0 | 0 | 0 | 0 | 0 | 0 | 0 | 0 | 0 | 0
F5_Commercial_Miscellaneous_New_Exterior Lighting_Electric_Area Lighting_E10 | F5 | Commercial | Miscellaneous | New | Exterior Lighting | Electric | Area Lighting | E10 | RIM BC Ratio | 0 | 0 | 0 | 0 | 0 | 0 | 0 | 0 | 0 | 0 | 0 | 0 | 0 | 0 | 0 | 0 | 0 | 0 | 0 | 0 | 0 | 0 | 0 | 0 | 0 | 0 | 0 | 0 | 0 | 0
F0_Commercial_Miscellaneous_New_Exterior Lighting_Electric_Linear Lighting_E0 | F0 | Commercial | Miscellaneous | New | Exterior Lighting | Electric | Linear Lighting | E0 | Economic Unit | 0 | 0 | 0 | 0 | 0 | 0 | 0 | 0 | 0 | 0 | 0 | 0 | 0 | 0 | 0 | 0 | 0 | 0 | 0 | 0 | 0 | 0 | 0 | 0 | 0 | 0 | 0 | 0 | 0 | 0
F1_Commercial_Miscellaneous_New_Exterior Lighting_Electric_Linear Lighting_E1 | F1 | Commercial | Miscellaneous | New | Exterior Lighting | Electric | Linear Lighting | E1 | CCE | 0 | 0 | 0 | 0 | 0 | 0 | 0 | 0 | 0 | 0 | 0 | 0 | 0 | 0 | 0 | 0 | 0 | 0 | 0 | 0 | 0 | 0 | 0 | 0 | 0 | 0 | 0 | 0 | 0 | 0
F1_Commercial_Miscellaneous_New_Exterior Lighting_Electric_Linear Lighting_E2 | F1 | Commercial | Miscellaneous | New | Exterior Lighting | Electric | Linear Lighting | E2 | CCE | 0 | 0 | 0 | 0 | 0 | 0 | 0 | 0 | 0 | 0 | 0 | 0 | 0 | 0 | 0 | 0 | 0 | 0 | 0 | 0 | 0 | 0 | 0 | 0 | 0 | 0 | 0 | 0 | 0 | 0
F1_Commercial_Miscellaneous_New_Exterior Lighting_Electric_Linear Lighting_E3 | F1 | Commercial | Miscellaneous | New | Exterior Lighting | Electric | Linear Lighting | E3 | CCE | 0 | 0 | 0 | 0 | 0 | 0 | 0 | 0 | 0 | 0 | 0 | 0 | 0 | 0 | 0 | 0 | 0 | 0 | 0 | 0 | 0 | 0 | 0 | 0 | 0 | 0 | 0 | 0 | 0 | 0
F1_Commercial_Miscellaneous_New_Exterior Lighting_Electric_Linear Lighting_E4 | F1 | Commercial | Miscellaneous | New | Exterior Lighting | Electric | Linear Lighting | E4 | CCE | 0 | 0 | 0 | 0 | 0 | 0 | 0 | 0 | 0 | 0 | 0 | 0 | 0 | 0 | 0 | 0 | 0 | 0 | 0 | 0 | 0 | 0 | 0 | 0 | 0 | 0 | 0 | 0 | 0 | 0
F1_Commercial_Miscellaneous_New_Exterior Lighting_Electric_Linear Lighting_E5 | F1 | Commercial | Miscellaneous | New | Exterior Lighting | Electric | Linear Lighting | E5 | CCE | 0 | 0 | 0 | 0 | 0 | 0 | 0 | 0 | 0 | 0 | 0 | 0 | 0 | 0 | 0 | 0 | 0 | 0 | 0 | 0 | 0 | 0 | 0 | 0 | 0 | 0 | 0 | 0 | 0 | 0
F1_Commercial_Miscellaneous_New_Exterior Lighting_Electric_Linear Lighting_E6 | F1 | Commercial | Miscellaneous | New | Exterior Lighting | Electric | Linear Lighting | E6 | CCE | 0 | 0 | 0 | 0 | 0 | 0 | 0 | 0 | 0 | 0 | 0 | 0 | 0 | 0 | 0 | 0 | 0 | 0 | 0 | 0 | 0 | 0 | 0 | 0 | 0 | 0 | 0 | 0 | 0 | 0
F1_Commercial_Miscellaneous_New_Exterior Lighting_Electric_Linear Lighting_E7 | F1 | Commercial | Miscellaneous | New | Exterior Lighting | Electric | Linear Lighting | E7 | CCE | 0 | 0 | 0 | 0 | 0 | 0 | 0 | 0 | 0 | 0 | 0 | 0 | 0 | 0 | 0 | 0 | 0 | 0 | 0 | 0 | 0 | 0 | 0 | 0 | 0 | 0 | 0 | 0 | 0 | 0
F1_Commercial_Miscellaneous_New_Exterior Lighting_Electric_Linear Lighting_E8 | F1 | Commercial | Miscellaneous | New | Exterior Lighting | Electric | Linear Lighting | E8 | CCE | 0 | 0 | 0 | 0 | 0 | 0 | 0 | 0 | 0 | 0 | 0 | 0 | 0 | 0 | 0 | 0 | 0 | 0 | 0 | 0 | 0 | 0 | 0 | 0 | 0 | 0 | 0 | 0 | 0 | 0
F1_Commercial_Miscellaneous_New_Exterior Lighting_Electric_Linear Lighting_E9 | F1 | Commercial | Miscellaneous | New | Exterior Lighting | Electric | Linear Lighting | E9 | CCE | 0 | 0 | 0 | 0 | 0 | 0 | 0 | 0 | 0 | 0 | 0 | 0 | 0 | 0 | 0 | 0 | 0 | 0 | 0 | 0 | 0 | 0 | 0 | 0 | 0 | 0 | 0 | 0 | 0 | 0
F1_Commercial_Miscellaneous_New_Exterior Lighting_Electric_Linear Lighting_E10 | F1 | Commercial | Miscellaneous | New | Exterior Lighting | Electric | Linear Lighting | E10 | CCE | 0 | 0 | 0 | 0 | 0 | 0 | 0 | 0 | 0 | 0 | 0 | 0 | 0 | 0 | 0 | 0 | 0 | 0 | 0 | 0 | 0 | 0 | 0 | 0 | 0 | 0 | 0 | 0 | 0 | 0
F2_Commercial_Miscellaneous_New_Exterior Lighting_Electric_Linear Lighting_E1 | F2 | Commercial | Miscellaneous | New | Exterior Lighting | Electric | Linear Lighting | E1 | TRC BC Ratio | 0 | 0 | 0 | 0 | 0 | 0 | 0 | 0 | 0 | 0 | 0 | 0 | 0 | 0 | 0 | 0 | 0 | 0 | 0 | 0 | 0 | 0 | 0 | 0 | 0 | 0 | 0 | 0 | 0 | 0
F2_Commercial_Miscellaneous_New_Exterior Lighting_Electric_Linear Lighting_E2 | F2 | Commercial | Miscellaneous | New | Exterior Lighting | Electric | Linear Lighting | E2 | TRC BC Ratio | 0 | 0 | 0 | 0 | 0 | 0 | 0 | 0 | 0 | 0 | 0 | 0 | 0 | 0 | 0 | 0 | 0 | 0 | 0 | 0 | 0 | 0 | 0 | 0 | 0 | 0 | 0 | 0 | 0 | 0
F2_Commercial_Miscellaneous_New_Exterior Lighting_Electric_Linear Lighting_E3 | F2 | Commercial | Miscellaneous | New | Exterior Lighting | Electric | Linear Lighting | E3 | TRC BC Ratio | 0 | 0 | 0 | 0 | 0 | 0 | 0 | 0 | 0 | 0 | 0 | 0 | 0 | 0 | 0 | 0 | 0 | 0 | 0 | 0 | 0 | 0 | 0 | 0 | 0 | 0 | 0 | 0 | 0 | 0
F2_Commercial_Miscellaneous_New_Exterior Lighting_Electric_Linear Lighting_E4 | F2 | Commercial | Miscellaneous | New | Exterior Lighting | Electric | Linear Lighting | E4 | TRC BC Ratio | 0 | 0 | 0 | 0 | 0 | 0 | 0 | 0 | 0 | 0 | 0 | 0 | 0 | 0 | 0 | 0 | 0 | 0 | 0 | 0 | 0 | 0 | 0 | 0 | 0 | 0 | 0 | 0 | 0 | 0
F2_Commercial_Miscellaneous_New_Exterior Lighting_Electric_Linear Lighting_E5 | F2 | Commercial | Miscellaneous | New | Exterior Lighting | Electric | Linear Lighting | E5 | TRC BC Ratio | 0 | 0 | 0 | 0 | 0 | 0 | 0 | 0 | 0 | 0 | 0 | 0 | 0 | 0 | 0 | 0 | 0 | 0 | 0 | 0 | 0 | 0 | 0 | 0 | 0 | 0 | 0 | 0 | 0 | 0
F2_Commercial_Miscellaneous_New_Exterior Lighting_Electric_Linear Lighting_E6 | F2 | Commercial | Miscellaneous | New | Exterior Lighting | Electric | Linear Lighting | E6 | TRC BC Ratio | 0 | 0 | 0 | 0 | 0 | 0 | 0 | 0 | 0 | 0 | 0 | 0 | 0 | 0 | 0 | 0 | 0 | 0 | 0 | 0 | 0 | 0 | 0 | 0 | 0 | 0 | 0 | 0 | 0 | 0
F2_Commercial_Miscellaneous_New_Exterior Lighting_Electric_Linear Lighting_E7 | F2 | Commercial | Miscellaneous | New | Exterior Lighting | Electric | Linear Lighting | E7 | TRC BC Ratio | 0 | 0 | 0 | 0 | 0 | 0 | 0 | 0 | 0 | 0 | 0 | 0 | 0 | 0 | 0 | 0 | 0 | 0 | 0 | 0 | 0 | 0 | 0 | 0 | 0 | 0 | 0 | 0 | 0 | 0
F2_Commercial_Miscellaneous_New_Exterior Lighting_Electric_Linear Lighting_E8 | F2 | Commercial | Miscellaneous | New | Exterior Lighting | Electric | Linear Lighting | E8 | TRC BC Ratio | 0 | 0 | 0 | 0 | 0 | 0 | 0 | 0 | 0 | 0 | 0 | 0 | 0 | 0 | 0 | 0 | 0 | 0 | 0 | 0 | 0 | 0 | 0 | 0 | 0 | 0 | 0 | 0 | 0 | 0
F2_Commercial_Miscellaneous_New_Exterior Lighting_Electric_Linear Lighting_E9 | F2 | Commercial | Miscellaneous | New | Exterior Lighting | Electric | Linear Lighting | E9 | TRC BC Ratio | 0 | 0 | 0 | 0 | 0 | 0 | 0 | 0 | 0 | 0 | 0 | 0 | 0 | 0 | 0 | 0 | 0 | 0 | 0 | 0 | 0 | 0 | 0 | 0 | 0 | 0 | 0 | 0 | 0 | 0
F2_Commercial_Miscellaneous_New_Exterior Lighting_Electric_Linear Lighting_E10 | F2 | Commercial | Miscellaneous | New | Exterior Lighting | Electric | Linear Lighting | E10 | TRC BC Ratio | 0 | 0 | 0 | 0 | 0 | 0 | 0 | 0 | 0 | 0 | 0 | 0 | 0 | 0 | 0 | 0 | 0 | 0 | 0 | 0 | 0 | 0 | 0 | 0 | 0 | 0 | 0 | 0 | 0 | 0
F3_Commercial_Miscellaneous_New_Exterior Lighting_Electric_Linear Lighting_E1 | F3 | Commercial | Miscellaneous | New | Exterior Lighting | Electric | Linear Lighting | E1 | PACT BC Ratio | 0 | 0 | 0 | 0 | 0 | 0 | 0 | 0 | 0 | 0 | 0 | 0 | 0 | 0 | 0 | 0 | 0 | 0 | 0 | 0 | 0 | 0 | 0 | 0 | 0 | 0 | 0 | 0 | 0 | 0
F3_Commercial_Miscellaneous_New_Exterior Lighting_Electric_Linear Lighting_E2 | F3 | Commercial | Miscellaneous | New | Exterior Lighting | Electric | Linear Lighting | E2 | PACT BC Ratio | 0 | 0 | 0 | 0 | 0 | 0 | 0 | 0 | 0 | 0 | 0 | 0 | 0 | 0 | 0 | 0 | 0 | 0 | 0 | 0 | 0 | 0 | 0 | 0 | 0 | 0 | 0 | 0 | 0 | 0
F3_Commercial_Miscellaneous_New_Exterior Lighting_Electric_Linear Lighting_E3 | F3 | Commercial | Miscellaneous | New | Exterior Lighting | Electric | Linear Lighting | E3 | PACT BC Ratio | 0 | 0 | 0 | 0 | 0 | 0 | 0 | 0 | 0 | 0 | 0 | 0 | 0 | 0 | 0 | 0 | 0 | 0 | 0 | 0 | 0 | 0 | 0 | 0 | 0 | 0 | 0 | 0 | 0 | 0
F3_Commercial_Miscellaneous_New_Exterior Lighting_Electric_Linear Lighting_E4 | F3 | Commercial | Miscellaneous | New | Exterior Lighting | Electric | Linear Lighting | E4 | PACT BC Ratio | 0 | 0 | 0 | 0 | 0 | 0 | 0 | 0 | 0 | 0 | 0 | 0 | 0 | 0 | 0 | 0 | 0 | 0 | 0 | 0 | 0 | 0 | 0 | 0 | 0 | 0 | 0 | 0 | 0 | 0
F3_Commercial_Miscellaneous_New_Exterior Lighting_Electric_Linear Lighting_E5 | F3 | Commercial | Miscellaneous | New | Exterior Lighting | Electric | Linear Lighting | E5 | PACT BC Ratio | 0 | 0 | 0 | 0 | 0 | 0 | 0 | 0 | 0 | 0 | 0 | 0 | 0 | 0 | 0 | 0 | 0 | 0 | 0 | 0 | 0 | 0 | 0 | 0 | 0 | 0 | 0 | 0 | 0 | 0
F3_Commercial_Miscellaneous_New_Exterior Lighting_Electric_Linear Lighting_E6 | F3 | Commercial | Miscellaneous | New | Exterior Lighting | Electric | Linear Lighting | E6 | PACT BC Ratio | 0 | 0 | 0 | 0 | 0 | 0 | 0 | 0 | 0 | 0 | 0 | 0 | 0 | 0 | 0 | 0 | 0 | 0 | 0 | 0 | 0 | 0 | 0 | 0 | 0 | 0 | 0 | 0 | 0 | 0
F3_Commercial_Miscellaneous_New_Exterior Lighting_Electric_Linear Lighting_E7 | F3 | Commercial | Miscellaneous | New | Exterior Lighting | Electric | Linear Lighting | E7 | PACT BC Ratio | 0 | 0 | 0 | 0 | 0 | 0 | 0 | 0 | 0 | 0 | 0 | 0 | 0 | 0 | 0 | 0 | 0 | 0 | 0 | 0 | 0 | 0 | 0 | 0 | 0 | 0 | 0 | 0 | 0 | 0
F3_Commercial_Miscellaneous_New_Exterior Lighting_Electric_Linear Lighting_E8 | F3 | Commercial | Miscellaneous | New | Exterior Lighting | Electric | Linear Lighting | E8 | PACT BC Ratio | 0 | 0 | 0 | 0 | 0 | 0 | 0 | 0 | 0 | 0 | 0 | 0 | 0 | 0 | 0 | 0 | 0 | 0 | 0 | 0 | 0 | 0 | 0 | 0 | 0 | 0 | 0 | 0 | 0 | 0
F3_Commercial_Miscellaneous_New_Exterior Lighting_Electric_Linear Lighting_E9 | F3 | Commercial | Miscellaneous | New | Exterior Lighting | Electric | Linear Lighting | E9 | PACT BC Ratio | 0 | 0 | 0 | 0 | 0 | 0 | 0 | 0 | 0 | 0 | 0 | 0 | 0 | 0 | 0 | 0 | 0 | 0 | 0 | 0 | 0 | 0 | 0 | 0 | 0 | 0 | 0 | 0 | 0 | 0
F3_Commercial_Miscellaneous_New_Exterior Lighting_Electric_Linear Lighting_E10 | F3 | Commercial | Miscellaneous | New | Exterior Lighting | Electric | Linear Lighting | E10 | PACT BC Ratio | 0 | 0 | 0 | 0 | 0 | 0 | 0 | 0 | 0 | 0 | 0 | 0 | 0 | 0 | 0 | 0 | 0 | 0 | 0 | 0 | 0 | 0 | 0 | 0 | 0 | 0 | 0 | 0 | 0 | 0
F4_Commercial_Miscellaneous_New_Exterior Lighting_Electric_Linear Lighting_E1 | F4 | Commercial | Miscellaneous | New | Exterior Lighting | Electric | Linear Lighting | E1 | RVT BC Ratio | 0 | 0 | 0 | 0 | 0 | 0 | 0 | 0 | 0 | 0 | 0 | 0 | 0 | 0 | 0 | 0 | 0 | 0 | 0 | 0 | 0 | 0 | 0 | 0 | 0 | 0 | 0 | 0 | 0 | 0
F4_Commercial_Miscellaneous_New_Exterior Lighting_Electric_Linear Lighting_E2 | F4 | Commercial | Miscellaneous | New | Exterior Lighting | Electric | Linear Lighting | E2 | RVT BC Ratio | 0 | 0 | 0 | 0 | 0 | 0 | 0 | 0 | 0 | 0 | 0 | 0 | 0 | 0 | 0 | 0 | 0 | 0 | 0 | 0 | 0 | 0 | 0 | 0 | 0 | 0 | 0 | 0 | 0 | 0
F4_Commercial_Miscellaneous_New_Exterior Lighting_Electric_Linear Lighting_E3 | F4 | Commercial | Miscellaneous | New | Exterior Lighting | Electric | Linear Lighting | E3 | RVT BC Ratio | 0 | 0 | 0 | 0 | 0 | 0 | 0 | 0 | 0 | 0 | 0 | 0 | 0 | 0 | 0 | 0 | 0 | 0 | 0 | 0 | 0 | 0 | 0 | 0 | 0 | 0 | 0 | 0 | 0 | 0
F4_Commercial_Miscellaneous_New_Exterior Lighting_Electric_Linear Lighting_E4 | F4 | Commercial | Miscellaneous | New | Exterior Lighting | Electric | Linear Lighting | E4 | RVT BC Ratio | 0 | 0 | 0 | 0 | 0 | 0 | 0 | 0 | 0 | 0 | 0 | 0 | 0 | 0 | 0 | 0 | 0 | 0 | 0 | 0 | 0 | 0 | 0 | 0 | 0 | 0 | 0 | 0 | 0 | 0
F4_Commercial_Miscellaneous_New_Exterior Lighting_Electric_Linear Lighting_E5 | F4 | Commercial | Miscellaneous | New | Exterior Lighting | Electric | Linear Lighting | E5 | RVT BC Ratio | 0 | 0 | 0 | 0 | 0 | 0 | 0 | 0 | 0 | 0 | 0 | 0 | 0 | 0 | 0 | 0 | 0 | 0 | 0 | 0 | 0 | 0 | 0 | 0 | 0 | 0 | 0 | 0 | 0 | 0
F4_Commercial_Miscellaneous_New_Exterior Lighting_Electric_Linear Lighting_E6 | F4 | Commercial | Miscellaneous | New | Exterior Lighting | Electric | Linear Lighting | E6 | RVT BC Ratio | 0 | 0 | 0 | 0 | 0 | 0 | 0 | 0 | 0 | 0 | 0 | 0 | 0 | 0 | 0 | 0 | 0 | 0 | 0 | 0 | 0 | 0 | 0 | 0 | 0 | 0 | 0 | 0 | 0 | 0
F4_Commercial_Miscellaneous_New_Exterior Lighting_Electric_Linear Lighting_E7 | F4 | Commercial | Miscellaneous | New | Exterior Lighting | Electric | Linear Lighting | E7 | RVT BC Ratio | 0 | 0 | 0 | 0 | 0 | 0 | 0 | 0 | 0 | 0 | 0 | 0 | 0 | 0 | 0 | 0 | 0 | 0 | 0 | 0 | 0 | 0 | 0 | 0 | 0 | 0 | 0 | 0 | 0 | 0
F4_Commercial_Miscellaneous_New_Exterior Lighting_Electric_Linear Lighting_E8 | F4 | Commercial | Miscellaneous | New | Exterior Lighting | Electric | Linear Lighting | E8 | RVT BC Ratio | 0 | 0 | 0 | 0 | 0 | 0 | 0 | 0 | 0 | 0 | 0 | 0 | 0 | 0 | 0 | 0 | 0 | 0 | 0 | 0 | 0 | 0 | 0 | 0 | 0 | 0 | 0 | 0 | 0 | 0
F4_Commercial_Miscellaneous_New_Exterior Lighting_Electric_Linear Lighting_E9 | F4 | Commercial | Miscellaneous | New | Exterior Lighting | Electric | Linear Lighting | E9 | RVT BC Ratio | 0 | 0 | 0 | 0 | 0 | 0 | 0 | 0 | 0 | 0 | 0 | 0 | 0 | 0 | 0 | 0 | 0 | 0 | 0 | 0 | 0 | 0 | 0 | 0 | 0 | 0 | 0 | 0 | 0 | 0
F4_Commercial_Miscellaneous_New_Exterior Lighting_Electric_Linear Lighting_E10 | F4 | Commercial | Miscellaneous | New | Exterior Lighting | Electric | Linear Lighting | E10 | RVT BC Ratio | 0 | 0 | 0 | 0 | 0 | 0 | 0 | 0 | 0 | 0 | 0 | 0 | 0 | 0 | 0 | 0 | 0 | 0 | 0 | 0 | 0 | 0 | 0 | 0 | 0 | 0 | 0 | 0 | 0 | 0
F5_Commercial_Miscellaneous_New_Exterior Lighting_Electric_Linear Lighting_E1 | F5 | Commercial | Miscellaneous | New | Exterior Lighting | Electric | Linear Lighting | E1 | RIM BC Ratio | 0 | 0 | 0 | 0 | 0 | 0 | 0 | 0 | 0 | 0 | 0 | 0 | 0 | 0 | 0 | 0 | 0 | 0 | 0 | 0 | 0 | 0 | 0 | 0 | 0 | 0 | 0 | 0 | 0 | 0
F5_Commercial_Miscellaneous_New_Exterior Lighting_Electric_Linear Lighting_E2 | F5 | Commercial | Miscellaneous | New | Exterior Lighting | Electric | Linear Lighting | E2 | RIM BC Ratio | 0 | 0 | 0 | 0 | 0 | 0 | 0 | 0 | 0 | 0 | 0 | 0 | 0 | 0 | 0 | 0 | 0 | 0 | 0 | 0 | 0 | 0 | 0 | 0 | 0 | 0 | 0 | 0 | 0 | 0
F5_Commercial_Miscellaneous_New_Exterior Lighting_Electric_Linear Lighting_E3 | F5 | Commercial | Miscellaneous | New | Exterior Lighting | Electric | Linear Lighting | E3 | RIM BC Ratio | 0 | 0 | 0 | 0 | 0 | 0 | 0 | 0 | 0 | 0 | 0 | 0 | 0 | 0 | 0 | 0 | 0 | 0 | 0 | 0 | 0 | 0 | 0 | 0 | 0 | 0 | 0 | 0 | 0 | 0
F5_Commercial_Miscellaneous_New_Exterior Lighting_Electric_Linear Lighting_E4 | F5 | Commercial | Miscellaneous | New | Exterior Lighting | Electric | Linear Lighting | E4 | RIM BC Ratio | 0 | 0 | 0 | 0 | 0 | 0 | 0 | 0 | 0 | 0 | 0 | 0 | 0 | 0 | 0 | 0 | 0 | 0 | 0 | 0 | 0 | 0 | 0 | 0 | 0 | 0 | 0 | 0 | 0 | 0
F5_Commercial_Miscellaneous_New_Exterior Lighting_Electric_Linear Lighting_E5 | F5 | Commercial | Miscellaneous | New | Exterior Lighting | Electric | Linear Lighting | E5 | RIM BC Ratio | 0 | 0 | 0 | 0 | 0 | 0 | 0 | 0 | 0 | 0 | 0 | 0 | 0 | 0 | 0 | 0 | 0 | 0 | 0 | 0 | 0 | 0 | 0 | 0 | 0 | 0 | 0 | 0 | 0 | 0
F5_Commercial_Miscellaneous_New_Exterior Lighting_Electric_Linear Lighting_E6 | F5 | Commercial | Miscellaneous | New | Exterior Lighting | Electric | Linear Lighting | E6 | RIM BC Ratio | 0 | 0 | 0 | 0 | 0 | 0 | 0 | 0 | 0 | 0 | 0 | 0 | 0 | 0 | 0 | 0 | 0 | 0 | 0 | 0 | 0 | 0 | 0 | 0 | 0 | 0 | 0 | 0 | 0 | 0
F5_Commercial_Miscellaneous_New_Exterior Lighting_Electric_Linear Lighting_E7 | F5 | Commercial | Miscellaneous | New | Exterior Lighting | Electric | Linear Lighting | E7 | RIM BC Ratio | 0 | 0 | 0 | 0 | 0 | 0 | 0 | 0 | 0 | 0 | 0 | 0 | 0 | 0 | 0 | 0 | 0 | 0 | 0 | 0 | 0 | 0 | 0 | 0 | 0 | 0 | 0 | 0 | 0 | 0
F5_Commercial_Miscellaneous_New_Exterior Lighting_Electric_Linear Lighting_E8 | F5 | Commercial | Miscellaneous | New | Exterior Lighting | Electric | Linear Lighting | E8 | RIM BC Ratio | 0 | 0 | 0 | 0 | 0 | 0 | 0 | 0 | 0 | 0 | 0 | 0 | 0 | 0 | 0 | 0 | 0 | 0 | 0 | 0 | 0 | 0 | 0 | 0 | 0 | 0 | 0 | 0 | 0 | 0
F5_Commercial_Miscellaneous_New_Exterior Lighting_Electric_Linear Lighting_E9 | F5 | Commercial | Miscellaneous | New | Exterior Lighting | Electric | Linear Lighting | E9 | RIM BC Ratio | 0 | 0 | 0 | 0 | 0 | 0 | 0 | 0 | 0 | 0 | 0 | 0 | 0 | 0 | 0 | 0 | 0 | 0 | 0 | 0 | 0 | 0 | 0 | 0 | 0 | 0 | 0 | 0 | 0 | 0
F5_Commercial_Miscellaneous_New_Exterior Lighting_Electric_Linear Lighting_E10 | F5 | Commercial | Miscellaneous | New | Exterior Lighting | Electric | Linear Lighting | E10 | RIM BC Ratio | 0 | 0 | 0 | 0 | 0 | 0 | 0 | 0 | 0 | 0 | 0 | 0 | 0 | 0 | 0 | 0 | 0 | 0 | 0 | 0 | 0 | 0 | 0 | 0 | 0 | 0 | 0 | 0 | 0 | 0
F0_Commercial_Miscellaneous_New_Refrigeration_Electric_Walk-in Refrigerator/Freezer_E0 | F0 | Commercial | Miscellaneous | New | Refrigeration | Electric | Walk-in Refrigerator/Freezer | E0 | Economic Unit | 0 | 0 | 0 | 0 | 0 | 0 | 0 | 0 | 0 | 0 | 0 | 0 | 0 | 0 | 0 | 0 | 0 | 0 | 0 | 0 | 0 | 0 | 0 | 0 | 0 | 0 | 0 | 0 | 0 | 0
F1_Commercial_Miscellaneous_New_Refrigeration_Electric_Walk-in Refrigerator/Freezer_E1 | F1 | Commercial | Miscellaneous | New | Refrigeration | Electric | Walk-in Refrigerator/Freezer | E1 | CCE | 0 | 0 | 0 | 0 | 0 | 0 | 0 | 0 | 0 | 0 | 0 | 0 | 0 | 0 | 0 | 0 | 0 | 0 | 0 | 0 | 0 | 0 | 0 | 0 | 0 | 0 | 0 | 0 | 0 | 0
F1_Commercial_Miscellaneous_New_Refrigeration_Electric_Walk-in Refrigerator/Freezer_E2 | F1 | Commercial | Miscellaneous | New | Refrigeration | Electric | Walk-in Refrigerator/Freezer | E2 | CCE | 0 | 0 | 0 | 0 | 0 | 0 | 0 | 0 | 0 | 0 | 0 | 0 | 0 | 0 | 0 | 0 | 0 | 0 | 0 | 0 | 0 | 0 | 0 | 0 | 0 | 0 | 0 | 0 | 0 | 0
F1_Commercial_Miscellaneous_New_Refrigeration_Electric_Walk-in Refrigerator/Freezer_E3 | F1 | Commercial | Miscellaneous | New | Refrigeration | Electric | Walk-in Refrigerator/Freezer | E3 | CCE | 0 | 0 | 0 | 0 | 0 | 0 | 0 | 0 | 0 | 0 | 0 | 0 | 0 | 0 | 0 | 0 | 0 | 0 | 0 | 0 | 0 | 0 | 0 | 0 | 0 | 0 | 0 | 0 | 0 | 0
F1_Commercial_Miscellaneous_New_Refrigeration_Electric_Walk-in Refrigerator/Freezer_E4 | F1 | Commercial | Miscellaneous | New | Refrigeration | Electric | Walk-in Refrigerator/Freezer | E4 | CCE | 0 | 0 | 0 | 0 | 0 | 0 | 0 | 0 | 0 | 0 | 0 | 0 | 0 | 0 | 0 | 0 | 0 | 0 | 0 | 0 | 0 | 0 | 0 | 0 | 0 | 0 | 0 | 0 | 0 | 0
F1_Commercial_Miscellaneous_New_Refrigeration_Electric_Walk-in Refrigerator/Freezer_E5 | F1 | Commercial | Miscellaneous | New | Refrigeration | Electric | Walk-in Refrigerator/Freezer | E5 | CCE | 0 | 0 | 0 | 0 | 0 | 0 | 0 | 0 | 0 | 0 | 0 | 0 | 0 | 0 | 0 | 0 | 0 | 0 | 0 | 0 | 0 | 0 | 0 | 0 | 0 | 0 | 0 | 0 | 0 | 0
F1_Commercial_Miscellaneous_New_Refrigeration_Electric_Walk-in Refrigerator/Freezer_E6 | F1 | Commercial | Miscellaneous | New | Refrigeration | Electric | Walk-in Refrigerator/Freezer | E6 | CCE | 0 | 0 | 0 | 0 | 0 | 0 | 0 | 0 | 0 | 0 | 0 | 0 | 0 | 0 | 0 | 0 | 0 | 0 | 0 | 0 | 0 | 0 | 0 | 0 | 0 | 0 | 0 | 0 | 0 | 0
F1_Commercial_Miscellaneous_New_Refrigeration_Electric_Walk-in Refrigerator/Freezer_E7 | F1 | Commercial | Miscellaneous | New | Refrigeration | Electric | Walk-in Refrigerator/Freezer | E7 | CCE | 0 | 0 | 0 | 0 | 0 | 0 | 0 | 0 | 0 | 0 | 0 | 0 | 0 | 0 | 0 | 0 | 0 | 0 | 0 | 0 | 0 | 0 | 0 | 0 | 0 | 0 | 0 | 0 | 0 | 0
F1_Commercial_Miscellaneous_New_Refrigeration_Electric_Walk-in Refrigerator/Freezer_E8 | F1 | Commercial | Miscellaneous | New | Refrigeration | Electric | Walk-in Refrigerator/Freezer | E8 | CCE | 0 | 0 | 0 | 0 | 0 | 0 | 0 | 0 | 0 | 0 | 0 | 0 | 0 | 0 | 0 | 0 | 0 | 0 | 0 | 0 | 0 | 0 | 0 | 0 | 0 | 0 | 0 | 0 | 0 | 0
F1_Commercial_Miscellaneous_New_Refrigeration_Electric_Walk-in Refrigerator/Freezer_E9 | F1 | Commercial | Miscellaneous | New | Refrigeration | Electric | Walk-in Refrigerator/Freezer | E9 | CCE | 0 | 0 | 0 | 0 | 0 | 0 | 0 | 0 | 0 | 0 | 0 | 0 | 0 | 0 | 0 | 0 | 0 | 0 | 0 | 0 | 0 | 0 | 0 | 0 | 0 | 0 | 0 | 0 | 0 | 0
F1_Commercial_Miscellaneous_New_Refrigeration_Electric_Walk-in Refrigerator/Freezer_E10 | F1 | Commercial | Miscellaneous | New | Refrigeration | Electric | Walk-in Refrigerator/Freezer | E10 | CCE | 0 | 0 | 0 | 0 | 0 | 0 | 0 | 0 | 0 | 0 | 0 | 0 | 0 | 0 | 0 | 0 | 0 | 0 | 0 | 0 | 0 | 0 | 0 | 0 | 0 | 0 | 0 | 0 | 0 | 0
F2_Commercial_Miscellaneous_New_Refrigeration_Electric_Walk-in Refrigerator/Freezer_E1 | F2 | Commercial | Miscellaneous | New | Refrigeration | Electric | Walk-in Refrigerator/Freezer | E1 | TRC BC Ratio | 0 | 0 | 0 | 0 | 0 | 0 | 0 | 0 | 0 | 0 | 0 | 0 | 0 | 0 | 0 | 0 | 0 | 0 | 0 | 0 | 0 | 0 | 0 | 0 | 0 | 0 | 0 | 0 | 0 | 0
F2_Commercial_Miscellaneous_New_Refrigeration_Electric_Walk-in Refrigerator/Freezer_E2 | F2 | Commercial | Miscellaneous | New | Refrigeration | Electric | Walk-in Refrigerator/Freezer | E2 | TRC BC Ratio | 0 | 0 | 0 | 0 | 0 | 0 | 0 | 0 | 0 | 0 | 0 | 0 | 0 | 0 | 0 | 0 | 0 | 0 | 0 | 0 | 0 | 0 | 0 | 0 | 0 | 0 | 0 | 0 | 0 | 0
F2_Commercial_Miscellaneous_New_Refrigeration_Electric_Walk-in Refrigerator/Freezer_E3 | F2 | Commercial | Miscellaneous | New | Refrigeration | Electric | Walk-in Refrigerator/Freezer | E3 | TRC BC Ratio | 0 | 0 | 0 | 0 | 0 | 0 | 0 | 0 | 0 | 0 | 0 | 0 | 0 | 0 | 0 | 0 | 0 | 0 | 0 | 0 | 0 | 0 | 0 | 0 | 0 | 0 | 0 | 0 | 0 | 0
F2_Commercial_Miscellaneous_New_Refrigeration_Electric_Walk-in Refrigerator/Freezer_E4 | F2 | Commercial | Miscellaneous | New | Refrigeration | Electric | Walk-in Refrigerator/Freezer | E4 | TRC BC Ratio | 0 | 0 | 0 | 0 | 0 | 0 | 0 | 0 | 0 | 0 | 0 | 0 | 0 | 0 | 0 | 0 | 0 | 0 | 0 | 0 | 0 | 0 | 0 | 0 | 0 | 0 | 0 | 0 | 0 | 0
F2_Commercial_Miscellaneous_New_Refrigeration_Electric_Walk-in Refrigerator/Freezer_E5 | F2 | Commercial | Miscellaneous | New | Refrigeration | Electric | Walk-in Refrigerator/Freezer | E5 | TRC BC Ratio | 0 | 0 | 0 | 0 | 0 | 0 | 0 | 0 | 0 | 0 | 0 | 0 | 0 | 0 | 0 | 0 | 0 | 0 | 0 | 0 | 0 | 0 | 0 | 0 | 0 | 0 | 0 | 0 | 0 | 0
F2_Commercial_Miscellaneous_New_Refrigeration_Electric_Walk-in Refrigerator/Freezer_E6 | F2 | Commercial | Miscellaneous | New | Refrigeration | Electric | Walk-in Refrigerator/Freezer | E6 | TRC BC Ratio | 0 | 0 | 0 | 0 | 0 | 0 | 0 | 0 | 0 | 0 | 0 | 0 | 0 | 0 | 0 | 0 | 0 | 0 | 0 | 0 | 0 | 0 | 0 | 0 | 0 | 0 | 0 | 0 | 0 | 0
F2_Commercial_Miscellaneous_New_Refrigeration_Electric_Walk-in Refrigerator/Freezer_E7 | F2 | Commercial | Miscellaneous | New | Refrigeration | Electric | Walk-in Refrigerator/Freezer | E7 | TRC BC Ratio | 0 | 0 | 0 | 0 | 0 | 0 | 0 | 0 | 0 | 0 | 0 | 0 | 0 | 0 | 0 | 0 | 0 | 0 | 0 | 0 | 0 | 0 | 0 | 0 | 0 | 0 | 0 | 0 | 0 | 0
F2_Commercial_Miscellaneous_New_Refrigeration_Electric_Walk-in Refrigerator/Freezer_E8 | F2 | Commercial | Miscellaneous | New | Refrigeration | Electric | Walk-in Refrigerator/Freezer | E8 | TRC BC Ratio | 0 | 0 | 0 | 0 | 0 | 0 | 0 | 0 | 0 | 0 | 0 | 0 | 0 | 0 | 0 | 0 | 0 | 0 | 0 | 0 | 0 | 0 | 0 | 0 | 0 | 0 | 0 | 0 | 0 | 0
F2_Commercial_Miscellaneous_New_Refrigeration_Electric_Walk-in Refrigerator/Freezer_E9 | F2 | Commercial | Miscellaneous | New | Refrigeration | Electric | Walk-in Refrigerator/Freezer | E9 | TRC BC Ratio | 0 | 0 | 0 | 0 | 0 | 0 | 0 | 0 | 0 | 0 | 0 | 0 | 0 | 0 | 0 | 0 | 0 | 0 | 0 | 0 | 0 | 0 | 0 | 0 | 0 | 0 | 0 | 0 | 0 | 0
F2_Commercial_Miscellaneous_New_Refrigeration_Electric_Walk-in Refrigerator/Freezer_E10 | F2 | Commercial | Miscellaneous | New | Refrigeration | Electric | Walk-in Refrigerator/Freezer | E10 | TRC BC Ratio | 0 | 0 | 0 | 0 | 0 | 0 | 0 | 0 | 0 | 0 | 0 | 0 | 0 | 0 | 0 | 0 | 0 | 0 | 0 | 0 | 0 | 0 | 0 | 0 | 0 | 0 | 0 | 0 | 0 | 0
F3_Commercial_Miscellaneous_New_Refrigeration_Electric_Walk-in Refrigerator/Freezer_E1 | F3 | Commercial | Miscellaneous | New | Refrigeration | Electric | Walk-in Refrigerator/Freezer | E1 | PACT BC Ratio | 0 | 0 | 0 | 0 | 0 | 0 | 0 | 0 | 0 | 0 | 0 | 0 | 0 | 0 | 0 | 0 | 0 | 0 | 0 | 0 | 0 | 0 | 0 | 0 | 0 | 0 | 0 | 0 | 0 | 0
F3_Commercial_Miscellaneous_New_Refrigeration_Electric_Walk-in Refrigerator/Freezer_E2 | F3 | Commercial | Miscellaneous | New | Refrigeration | Electric | Walk-in Refrigerator/Freezer | E2 | PACT BC Ratio | 0 | 0 | 0 | 0 | 0 | 0 | 0 | 0 | 0 | 0 | 0 | 0 | 0 | 0 | 0 | 0 | 0 | 0 | 0 | 0 | 0 | 0 | 0 | 0 | 0 | 0 | 0 | 0 | 0 | 0
F3_Commercial_Miscellaneous_New_Refrigeration_Electric_Walk-in Refrigerator/Freezer_E3 | F3 | Commercial | Miscellaneous | New | Refrigeration | Electric | Walk-in Refrigerator/Freezer | E3 | PACT BC Ratio | 0 | 0 | 0 | 0 | 0 | 0 | 0 | 0 | 0 | 0 | 0 | 0 | 0 | 0 | 0 | 0 | 0 | 0 | 0 | 0 | 0 | 0 | 0 | 0 | 0 | 0 | 0 | 0 | 0 | 0
F3_Commercial_Miscellaneous_New_Refrigeration_Electric_Walk-in Refrigerator/Freezer_E4 | F3 | Commercial | Miscellaneous | New | Refrigeration | Electric | Walk-in Refrigerator/Freezer | E4 | PACT BC Ratio | 0 | 0 | 0 | 0 | 0 | 0 | 0 | 0 | 0 | 0 | 0 | 0 | 0 | 0 | 0 | 0 | 0 | 0 | 0 | 0 | 0 | 0 | 0 | 0 | 0 | 0 | 0 | 0 | 0 | 0
F3_Commercial_Miscellaneous_New_Refrigeration_Electric_Walk-in Refrigerator/Freezer_E5 | F3 | Commercial | Miscellaneous | New | Refrigeration | Electric | Walk-in Refrigerator/Freezer | E5 | PACT BC Ratio | 0 | 0 | 0 | 0 | 0 | 0 | 0 | 0 | 0 | 0 | 0 | 0 | 0 | 0 | 0 | 0 | 0 | 0 | 0 | 0 | 0 | 0 | 0 | 0 | 0 | 0 | 0 | 0 | 0 | 0
F3_Commercial_Miscellaneous_New_Refrigeration_Electric_Walk-in Refrigerator/Freezer_E6 | F3 | Commercial | Miscellaneous | New | Refrigeration | Electric | Walk-in Refrigerator/Freezer | E6 | PACT BC Ratio | 0 | 0 | 0 | 0 | 0 | 0 | 0 | 0 | 0 | 0 | 0 | 0 | 0 | 0 | 0 | 0 | 0 | 0 | 0 | 0 | 0 | 0 | 0 | 0 | 0 | 0 | 0 | 0 | 0 | 0
F3_Commercial_Miscellaneous_New_Refrigeration_Electric_Walk-in Refrigerator/Freezer_E7 | F3 | Commercial | Miscellaneous | New | Refrigeration | Electric | Walk-in Refrigerator/Freezer | E7 | PACT BC Ratio | 0 | 0 | 0 | 0 | 0 | 0 | 0 | 0 | 0 | 0 | 0 | 0 | 0 | 0 | 0 | 0 | 0 | 0 | 0 | 0 | 0 | 0 | 0 | 0 | 0 | 0 | 0 | 0 | 0 | 0
F3_Commercial_Miscellaneous_New_Refrigeration_Electric_Walk-in Refrigerator/Freezer_E8 | F3 | Commercial | Miscellaneous | New | Refrigeration | Electric | Walk-in Refrigerator/Freezer | E8 | PACT BC Ratio | 0 | 0 | 0 | 0 | 0 | 0 | 0 | 0 | 0 | 0 | 0 | 0 | 0 | 0 | 0 | 0 | 0 | 0 | 0 | 0 | 0 | 0 | 0 | 0 | 0 | 0 | 0 | 0 | 0 | 0
F3_Commercial_Miscellaneous_New_Refrigeration_Electric_Walk-in Refrigerator/Freezer_E9 | F3 | Commercial | Miscellaneous | New | Refrigeration | Electric | Walk-in Refrigerator/Freezer | E9 | PACT BC Ratio | 0 | 0 | 0 | 0 | 0 | 0 | 0 | 0 | 0 | 0 | 0 | 0 | 0 | 0 | 0 | 0 | 0 | 0 | 0 | 0 | 0 | 0 | 0 | 0 | 0 | 0 | 0 | 0 | 0 | 0
F3_Commercial_Miscellaneous_New_Refrigeration_Electric_Walk-in Refrigerator/Freezer_E10 | F3 | Commercial | Miscellaneous | New | Refrigeration | Electric | Walk-in Refrigerator/Freezer | E10 | PACT BC Ratio | 0 | 0 | 0 | 0 | 0 | 0 | 0 | 0 | 0 | 0 | 0 | 0 | 0 | 0 | 0 | 0 | 0 | 0 | 0 | 0 | 0 | 0 | 0 | 0 | 0 | 0 | 0 | 0 | 0 | 0
F4_Commercial_Miscellaneous_New_Refrigeration_Electric_Walk-in Refrigerator/Freezer_E1 | F4 | Commercial | Miscellaneous | New | Refrigeration | Electric | Walk-in Refrigerator/Freezer | E1 | RVT BC Ratio | 0 | 0 | 0 | 0 | 0 | 0 | 0 | 0 | 0 | 0 | 0 | 0 | 0 | 0 | 0 | 0 | 0 | 0 | 0 | 0 | 0 | 0 | 0 | 0 | 0 | 0 | 0 | 0 | 0 | 0
F4_Commercial_Miscellaneous_New_Refrigeration_Electric_Walk-in Refrigerator/Freezer_E2 | F4 | Commercial | Miscellaneous | New | Refrigeration | Electric | Walk-in Refrigerator/Freezer | E2 | RVT BC Ratio | 0 | 0 | 0 | 0 | 0 | 0 | 0 | 0 | 0 | 0 | 0 | 0 | 0 | 0 | 0 | 0 | 0 | 0 | 0 | 0 | 0 | 0 | 0 | 0 | 0 | 0 | 0 | 0 | 0 | 0
F4_Commercial_Miscellaneous_New_Refrigeration_Electric_Walk-in Refrigerator/Freezer_E3 | F4 | Commercial | Miscellaneous | New | Refrigeration | Electric | Walk-in Refrigerator/Freezer | E3 | RVT BC Ratio | 0 | 0 | 0 | 0 | 0 | 0 | 0 | 0 | 0 | 0 | 0 | 0 | 0 | 0 | 0 | 0 | 0 | 0 | 0 | 0 | 0 | 0 | 0 | 0 | 0 | 0 | 0 | 0 | 0 | 0
F4_Commercial_Miscellaneous_New_Refrigeration_Electric_Walk-in Refrigerator/Freezer_E4 | F4 | Commercial | Miscellaneous | New | Refrigeration | Electric | Walk-in Refrigerator/Freezer | E4 | RVT BC Ratio | 0 | 0 | 0 | 0 | 0 | 0 | 0 | 0 | 0 | 0 | 0 | 0 | 0 | 0 | 0 | 0 | 0 | 0 | 0 | 0 | 0 | 0 | 0 | 0 | 0 | 0 | 0 | 0 | 0 | 0
F4_Commercial_Miscellaneous_New_Refrigeration_Electric_Walk-in Refrigerator/Freezer_E5 | F4 | Commercial | Miscellaneous | New | Refrigeration | Electric | Walk-in Refrigerator/Freezer | E5 | RVT BC Ratio | 0 | 0 | 0 | 0 | 0 | 0 | 0 | 0 | 0 | 0 | 0 | 0 | 0 | 0 | 0 | 0 | 0 | 0 | 0 | 0 | 0 | 0 | 0 | 0 | 0 | 0 | 0 | 0 | 0 | 0
F4_Commercial_Miscellaneous_New_Refrigeration_Electric_Walk-in Refrigerator/Freezer_E6 | F4 | Commercial | Miscellaneous | New | Refrigeration | Electric | Walk-in Refrigerator/Freezer | E6 | RVT BC Ratio | 0 | 0 | 0 | 0 | 0 | 0 | 0 | 0 | 0 | 0 | 0 | 0 | 0 | 0 | 0 | 0 | 0 | 0 | 0 | 0 | 0 | 0 | 0 | 0 | 0 | 0 | 0 | 0 | 0 | 0
F4_Commercial_Miscellaneous_New_Refrigeration_Electric_Walk-in Refrigerator/Freezer_E7 | F4 | Commercial | Miscellaneous | New | Refrigeration | Electric | Walk-in Refrigerator/Freezer | E7 | RVT BC Ratio | 0 | 0 | 0 | 0 | 0 | 0 | 0 | 0 | 0 | 0 | 0 | 0 | 0 | 0 | 0 | 0 | 0 | 0 | 0 | 0 | 0 | 0 | 0 | 0 | 0 | 0 | 0 | 0 | 0 | 0
F4_Commercial_Miscellaneous_New_Refrigeration_Electric_Walk-in Refrigerator/Freezer_E8 | F4 | Commercial | Miscellaneous | New | Refrigeration | Electric | Walk-in Refrigerator/Freezer | E8 | RVT BC Ratio | 0 | 0 | 0 | 0 | 0 | 0 | 0 | 0 | 0 | 0 | 0 | 0 | 0 | 0 | 0 | 0 | 0 | 0 | 0 | 0 | 0 | 0 | 0 | 0 | 0 | 0 | 0 | 0 | 0 | 0
F4_Commercial_Miscellaneous_New_Refrigeration_Electric_Walk-in Refrigerator/Freezer_E9 | F4 | Commercial | Miscellaneous | New | Refrigeration | Electric | Walk-in Refrigerator/Freezer | E9 | RVT BC Ratio | 0 | 0 | 0 | 0 | 0 | 0 | 0 | 0 | 0 | 0 | 0 | 0 | 0 | 0 | 0 | 0 | 0 | 0 | 0 | 0 | 0 | 0 | 0 | 0 | 0 | 0 | 0 | 0 | 0 | 0
F4_Commercial_Miscellaneous_New_Refrigeration_Electric_Walk-in Refrigerator/Freezer_E10 | F4 | Commercial | Miscellaneous | New | Refrigeration | Electric | Walk-in Refrigerator/Freezer | E10 | RVT BC Ratio | 0 | 0 | 0 | 0 | 0 | 0 | 0 | 0 | 0 | 0 | 0 | 0 | 0 | 0 | 0 | 0 | 0 | 0 | 0 | 0 | 0 | 0 | 0 | 0 | 0 | 0 | 0 | 0 | 0 | 0
F5_Commercial_Miscellaneous_New_Refrigeration_Electric_Walk-in Refrigerator/Freezer_E1 | F5 | Commercial | Miscellaneous | New | Refrigeration | Electric | Walk-in Refrigerator/Freezer | E1 | RIM BC Ratio | 0 | 0 | 0 | 0 | 0 | 0 | 0 | 0 | 0 | 0 | 0 | 0 | 0 | 0 | 0 | 0 | 0 | 0 | 0 | 0 | 0 | 0 | 0 | 0 | 0 | 0 | 0 | 0 | 0 | 0
F5_Commercial_Miscellaneous_New_Refrigeration_Electric_Walk-in Refrigerator/Freezer_E2 | F5 | Commercial | Miscellaneous | New | Refrigeration | Electric | Walk-in Refrigerator/Freezer | E2 | RIM BC Ratio | 0 | 0 | 0 | 0 | 0 | 0 | 0 | 0 | 0 | 0 | 0 | 0 | 0 | 0 | 0 | 0 | 0 | 0 | 0 | 0 | 0 | 0 | 0 | 0 | 0 | 0 | 0 | 0 | 0 | 0
F5_Commercial_Miscellaneous_New_Refrigeration_Electric_Walk-in Refrigerator/Freezer_E3 | F5 | Commercial | Miscellaneous | New | Refrigeration | Electric | Walk-in Refrigerator/Freezer | E3 | RIM BC Ratio | 0 | 0 | 0 | 0 | 0 | 0 | 0 | 0 | 0 | 0 | 0 | 0 | 0 | 0 | 0 | 0 | 0 | 0 | 0 | 0 | 0 | 0 | 0 | 0 | 0 | 0 | 0 | 0 | 0 | 0
F5_Commercial_Miscellaneous_New_Refrigeration_Electric_Walk-in Refrigerator/Freezer_E4 | F5 | Commercial | Miscellaneous | New | Refrigeration | Electric | Walk-in Refrigerator/Freezer | E4 | RIM BC Ratio | 0 | 0 | 0 | 0 | 0 | 0 | 0 | 0 | 0 | 0 | 0 | 0 | 0 | 0 | 0 | 0 | 0 | 0 | 0 | 0 | 0 | 0 | 0 | 0 | 0 | 0 | 0 | 0 | 0 | 0
F5_Commercial_Miscellaneous_New_Refrigeration_Electric_Walk-in Refrigerator/Freezer_E5 | F5 | Commercial | Miscellaneous | New | Refrigeration | Electric | Walk-in Refrigerator/Freezer | E5 | RIM BC Ratio | 0 | 0 | 0 | 0 | 0 | 0 | 0 | 0 | 0 | 0 | 0 | 0 | 0 | 0 | 0 | 0 | 0 | 0 | 0 | 0 | 0 | 0 | 0 | 0 | 0 | 0 | 0 | 0 | 0 | 0
F5_Commercial_Miscellaneous_New_Refrigeration_Electric_Walk-in Refrigerator/Freezer_E6 | F5 | Commercial | Miscellaneous | New | Refrigeration | Electric | Walk-in Refrigerator/Freezer | E6 | RIM BC Ratio | 0 | 0 | 0 | 0 | 0 | 0 | 0 | 0 | 0 | 0 | 0 | 0 | 0 | 0 | 0 | 0 | 0 | 0 | 0 | 0 | 0 | 0 | 0 | 0 | 0 | 0 | 0 | 0 | 0 | 0
F5_Commercial_Miscellaneous_New_Refrigeration_Electric_Walk-in Refrigerator/Freezer_E7 | F5 | Commercial | Miscellaneous | New | Refrigeration | Electric | Walk-in Refrigerator/Freezer | E7 | RIM BC Ratio | 0 | 0 | 0 | 0 | 0 | 0 | 0 | 0 | 0 | 0 | 0 | 0 | 0 | 0 | 0 | 0 | 0 | 0 | 0 | 0 | 0 | 0 | 0 | 0 | 0 | 0 | 0 | 0 | 0 | 0
F5_Commercial_Miscellaneous_New_Refrigeration_Electric_Walk-in Refrigerator/Freezer_E8 | F5 | Commercial | Miscellaneous | New | Refrigeration | Electric | Walk-in Refrigerator/Freezer | E8 | RIM BC Ratio | 0 | 0 | 0 | 0 | 0 | 0 | 0 | 0 | 0 | 0 | 0 | 0 | 0 | 0 | 0 | 0 | 0 | 0 | 0 | 0 | 0 | 0 | 0 | 0 | 0 | 0 | 0 | 0 | 0 | 0
F5_Commercial_Miscellaneous_New_Refrigeration_Electric_Walk-in Refrigerator/Freezer_E9 | F5 | Commercial | Miscellaneous | New | Refrigeration | Electric | Walk-in Refrigerator/Freezer | E9 | RIM BC Ratio | 0 | 0 | 0 | 0 | 0 | 0 | 0 | 0 | 0 | 0 | 0 | 0 | 0 | 0 | 0 | 0 | 0 | 0 | 0 | 0 | 0 | 0 | 0 | 0 | 0 | 0 | 0 | 0 | 0 | 0
F5_Commercial_Miscellaneous_New_Refrigeration_Electric_Walk-in Refrigerator/Freezer_E10 | F5 | Commercial | Miscellaneous | New | Refrigeration | Electric | Walk-in Refrigerator/Freezer | E10 | RIM BC Ratio | 0 | 0 | 0 | 0 | 0 | 0 | 0 | 0 | 0 | 0 | 0 | 0 | 0 | 0 | 0 | 0 | 0 | 0 | 0 | 0 | 0 | 0 | 0 | 0 | 0 | 0 | 0 | 0 | 0 | 0
F0_Commercial_Miscellaneous_New_Refrigeration_Electric_Reach-in Refrigerator/Freezer_E0 | F0 | Commercial | Miscellaneous | New | Refrigeration | Electric | Reach-in Refrigerator/Freezer | E0 | Economic Unit | 0 | 0 | 0 | 0 | 0 | 0 | 0 | 0 | 0 | 0 | 0 | 0 | 0 | 0 | 0 | 0 | 0 | 0 | 0 | 0 | 0 | 0 | 0 | 0 | 0 | 0 | 0 | 0 | 0 | 0
F1_Commercial_Miscellaneous_New_Refrigeration_Electric_Reach-in Refrigerator/Freezer_E1 | F1 | Commercial | Miscellaneous | New | Refrigeration | Electric | Reach-in Refrigerator/Freezer | E1 | CCE | 0 | 0 | 0 | 0 | 0 | 0 | 0 | 0 | 0 | 0 | 0 | 0 | 0 | 0 | 0 | 0 | 0 | 0 | 0 | 0 | 0 | 0 | 0 | 0 | 0 | 0 | 0 | 0 | 0 | 0
F1_Commercial_Miscellaneous_New_Refrigeration_Electric_Reach-in Refrigerator/Freezer_E2 | F1 | Commercial | Miscellaneous | New | Refrigeration | Electric | Reach-in Refrigerator/Freezer | E2 | CCE | 0 | 0 | 0 | 0 | 0 | 0 | 0 | 0 | 0 | 0 | 0 | 0 | 0 | 0 | 0 | 0 | 0 | 0 | 0 | 0 | 0 | 0 | 0 | 0 | 0 | 0 | 0 | 0 | 0 | 0
F1_Commercial_Miscellaneous_New_Refrigeration_Electric_Reach-in Refrigerator/Freezer_E3 | F1 | Commercial | Miscellaneous | New | Refrigeration | Electric | Reach-in Refrigerator/Freezer | E3 | CCE | 0 | 0 | 0 | 0 | 0 | 0 | 0 | 0 | 0 | 0 | 0 | 0 | 0 | 0 | 0 | 0 | 0 | 0 | 0 | 0 | 0 | 0 | 0 | 0 | 0 | 0 | 0 | 0 | 0 | 0
F1_Commercial_Miscellaneous_New_Refrigeration_Electric_Reach-in Refrigerator/Freezer_E4 | F1 | Commercial | Miscellaneous | New | Refrigeration | Electric | Reach-in Refrigerator/Freezer | E4 | CCE | 0 | 0 | 0 | 0 | 0 | 0 | 0 | 0 | 0 | 0 | 0 | 0 | 0 | 0 | 0 | 0 | 0 | 0 | 0 | 0 | 0 | 0 | 0 | 0 | 0 | 0 | 0 | 0 | 0 | 0
F1_Commercial_Miscellaneous_New_Refrigeration_Electric_Reach-in Refrigerator/Freezer_E5 | F1 | Commercial | Miscellaneous | New | Refrigeration | Electric | Reach-in Refrigerator/Freezer | E5 | CCE | 0 | 0 | 0 | 0 | 0 | 0 | 0 | 0 | 0 | 0 | 0 | 0 | 0 | 0 | 0 | 0 | 0 | 0 | 0 | 0 | 0 | 0 | 0 | 0 | 0 | 0 | 0 | 0 | 0 | 0
F1_Commercial_Miscellaneous_New_Refrigeration_Electric_Reach-in Refrigerator/Freezer_E6 | F1 | Commercial | Miscellaneous | New | Refrigeration | Electric | Reach-in Refrigerator/Freezer | E6 | CCE | 0 | 0 | 0 | 0 | 0 | 0 | 0 | 0 | 0 | 0 | 0 | 0 | 0 | 0 | 0 | 0 | 0 | 0 | 0 | 0 | 0 | 0 | 0 | 0 | 0 | 0 | 0 | 0 | 0 | 0
F1_Commercial_Miscellaneous_New_Refrigeration_Electric_Reach-in Refrigerator/Freezer_E7 | F1 | Commercial | Miscellaneous | New | Refrigeration | Electric | Reach-in Refrigerator/Freezer | E7 | CCE | 0 | 0 | 0 | 0 | 0 | 0 | 0 | 0 | 0 | 0 | 0 | 0 | 0 | 0 | 0 | 0 | 0 | 0 | 0 | 0 | 0 | 0 | 0 | 0 | 0 | 0 | 0 | 0 | 0 | 0
F1_Commercial_Miscellaneous_New_Refrigeration_Electric_Reach-in Refrigerator/Freezer_E8 | F1 | Commercial | Miscellaneous | New | Refrigeration | Electric | Reach-in Refrigerator/Freezer | E8 | CCE | 0 | 0 | 0 | 0 | 0 | 0 | 0 | 0 | 0 | 0 | 0 | 0 | 0 | 0 | 0 | 0 | 0 | 0 | 0 | 0 | 0 | 0 | 0 | 0 | 0 | 0 | 0 | 0 | 0 | 0
F1_Commercial_Miscellaneous_New_Refrigeration_Electric_Reach-in Refrigerator/Freezer_E9 | F1 | Commercial | Miscellaneous | New | Refrigeration | Electric | Reach-in Refrigerator/Freezer | E9 | CCE | 0 | 0 | 0 | 0 | 0 | 0 | 0 | 0 | 0 | 0 | 0 | 0 | 0 | 0 | 0 | 0 | 0 | 0 | 0 | 0 | 0 | 0 | 0 | 0 | 0 | 0 | 0 | 0 | 0 | 0
F1_Commercial_Miscellaneous_New_Refrigeration_Electric_Reach-in Refrigerator/Freezer_E10 | F1 | Commercial | Miscellaneous | New | Refrigeration | Electric | Reach-in Refrigerator/Freezer | E10 | CCE | 0 | 0 | 0 | 0 | 0 | 0 | 0 | 0 | 0 | 0 | 0 | 0 | 0 | 0 | 0 | 0 | 0 | 0 | 0 | 0 | 0 | 0 | 0 | 0 | 0 | 0 | 0 | 0 | 0 | 0
F2_Commercial_Miscellaneous_New_Refrigeration_Electric_Reach-in Refrigerator/Freezer_E1 | F2 | Commercial | Miscellaneous | New | Refrigeration | Electric | Reach-in Refrigerator/Freezer | E1 | TRC BC Ratio | 0 | 0 | 0 | 0 | 0 | 0 | 0 | 0 | 0 | 0 | 0 | 0 | 0 | 0 | 0 | 0 | 0 | 0 | 0 | 0 | 0 | 0 | 0 | 0 | 0 | 0 | 0 | 0 | 0 | 0
F2_Commercial_Miscellaneous_New_Refrigeration_Electric_Reach-in Refrigerator/Freezer_E2 | F2 | Commercial | Miscellaneous | New | Refrigeration | Electric | Reach-in Refrigerator/Freezer | E2 | TRC BC Ratio | 0 | 0 | 0 | 0 | 0 | 0 | 0 | 0 | 0 | 0 | 0 | 0 | 0 | 0 | 0 | 0 | 0 | 0 | 0 | 0 | 0 | 0 | 0 | 0 | 0 | 0 | 0 | 0 | 0 | 0
F2_Commercial_Miscellaneous_New_Refrigeration_Electric_Reach-in Refrigerator/Freezer_E3 | F2 | Commercial | Miscellaneous | New | Refrigeration | Electric | Reach-in Refrigerator/Freezer | E3 | TRC BC Ratio | 0 | 0 | 0 | 0 | 0 | 0 | 0 | 0 | 0 | 0 | 0 | 0 | 0 | 0 | 0 | 0 | 0 | 0 | 0 | 0 | 0 | 0 | 0 | 0 | 0 | 0 | 0 | 0 | 0 | 0
F2_Commercial_Miscellaneous_New_Refrigeration_Electric_Reach-in Refrigerator/Freezer_E4 | F2 | Commercial | Miscellaneous | New | Refrigeration | Electric | Reach-in Refrigerator/Freezer | E4 | TRC BC Ratio | 0 | 0 | 0 | 0 | 0 | 0 | 0 | 0 | 0 | 0 | 0 | 0 | 0 | 0 | 0 | 0 | 0 | 0 | 0 | 0 | 0 | 0 | 0 | 0 | 0 | 0 | 0 | 0 | 0 | 0
F2_Commercial_Miscellaneous_New_Refrigeration_Electric_Reach-in Refrigerator/Freezer_E5 | F2 | Commercial | Miscellaneous | New | Refrigeration | Electric | Reach-in Refrigerator/Freezer | E5 | TRC BC Ratio | 0 | 0 | 0 | 0 | 0 | 0 | 0 | 0 | 0 | 0 | 0 | 0 | 0 | 0 | 0 | 0 | 0 | 0 | 0 | 0 | 0 | 0 | 0 | 0 | 0 | 0 | 0 | 0 | 0 | 0
F2_Commercial_Miscellaneous_New_Refrigeration_Electric_Reach-in Refrigerator/Freezer_E6 | F2 | Commercial | Miscellaneous | New | Refrigeration | Electric | Reach-in Refrigerator/Freezer | E6 | TRC BC Ratio | 0 | 0 | 0 | 0 | 0 | 0 | 0 | 0 | 0 | 0 | 0 | 0 | 0 | 0 | 0 | 0 | 0 | 0 | 0 | 0 | 0 | 0 | 0 | 0 | 0 | 0 | 0 | 0 | 0 | 0
F2_Commercial_Miscellaneous_New_Refrigeration_Electric_Reach-in Refrigerator/Freezer_E7 | F2 | Commercial | Miscellaneous | New | Refrigeration | Electric | Reach-in Refrigerator/Freezer | E7 | TRC BC Ratio | 0 | 0 | 0 | 0 | 0 | 0 | 0 | 0 | 0 | 0 | 0 | 0 | 0 | 0 | 0 | 0 | 0 | 0 | 0 | 0 | 0 | 0 | 0 | 0 | 0 | 0 | 0 | 0 | 0 | 0
F2_Commercial_Miscellaneous_New_Refrigeration_Electric_Reach-in Refrigerator/Freezer_E8 | F2 | Commercial | Miscellaneous | New | Refrigeration | Electric | Reach-in Refrigerator/Freezer | E8 | TRC BC Ratio | 0 | 0 | 0 | 0 | 0 | 0 | 0 | 0 | 0 | 0 | 0 | 0 | 0 | 0 | 0 | 0 | 0 | 0 | 0 | 0 | 0 | 0 | 0 | 0 | 0 | 0 | 0 | 0 | 0 | 0
F2_Commercial_Miscellaneous_New_Refrigeration_Electric_Reach-in Refrigerator/Freezer_E9 | F2 | Commercial | Miscellaneous | New | Refrigeration | Electric | Reach-in Refrigerator/Freezer | E9 | TRC BC Ratio | 0 | 0 | 0 | 0 | 0 | 0 | 0 | 0 | 0 | 0 | 0 | 0 | 0 | 0 | 0 | 0 | 0 | 0 | 0 | 0 | 0 | 0 | 0 | 0 | 0 | 0 | 0 | 0 | 0 | 0
F2_Commercial_Miscellaneous_New_Refrigeration_Electric_Reach-in Refrigerator/Freezer_E10 | F2 | Commercial | Miscellaneous | New | Refrigeration | Electric | Reach-in Refrigerator/Freezer | E10 | TRC BC Ratio | 0 | 0 | 0 | 0 | 0 | 0 | 0 | 0 | 0 | 0 | 0 | 0 | 0 | 0 | 0 | 0 | 0 | 0 | 0 | 0 | 0 | 0 | 0 | 0 | 0 | 0 | 0 | 0 | 0 | 0
F3_Commercial_Miscellaneous_New_Refrigeration_Electric_Reach-in Refrigerator/Freezer_E1 | F3 | Commercial | Miscellaneous | New | Refrigeration | Electric | Reach-in Refrigerator/Freezer | E1 | PACT BC Ratio | 0 | 0 | 0 | 0 | 0 | 0 | 0 | 0 | 0 | 0 | 0 | 0 | 0 | 0 | 0 | 0 | 0 | 0 | 0 | 0 | 0 | 0 | 0 | 0 | 0 | 0 | 0 | 0 | 0 | 0
F3_Commercial_Miscellaneous_New_Refrigeration_Electric_Reach-in Refrigerator/Freezer_E2 | F3 | Commercial | Miscellaneous | New | Refrigeration | Electric | Reach-in Refrigerator/Freezer | E2 | PACT BC Ratio | 0 | 0 | 0 | 0 | 0 | 0 | 0 | 0 | 0 | 0 | 0 | 0 | 0 | 0 | 0 | 0 | 0 | 0 | 0 | 0 | 0 | 0 | 0 | 0 | 0 | 0 | 0 | 0 | 0 | 0
F3_Commercial_Miscellaneous_New_Refrigeration_Electric_Reach-in Refrigerator/Freezer_E3 | F3 | Commercial | Miscellaneous | New | Refrigeration | Electric | Reach-in Refrigerator/Freezer | E3 | PACT BC Ratio | 0 | 0 | 0 | 0 | 0 | 0 | 0 | 0 | 0 | 0 | 0 | 0 | 0 | 0 | 0 | 0 | 0 | 0 | 0 | 0 | 0 | 0 | 0 | 0 | 0 | 0 | 0 | 0 | 0 | 0
F3_Commercial_Miscellaneous_New_Refrigeration_Electric_Reach-in Refrigerator/Freezer_E4 | F3 | Commercial | Miscellaneous | New | Refrigeration | Electric | Reach-in Refrigerator/Freezer | E4 | PACT BC Ratio | 0 | 0 | 0 | 0 | 0 | 0 | 0 | 0 | 0 | 0 | 0 | 0 | 0 | 0 | 0 | 0 | 0 | 0 | 0 | 0 | 0 | 0 | 0 | 0 | 0 | 0 | 0 | 0 | 0 | 0
F3_Commercial_Miscellaneous_New_Refrigeration_Electric_Reach-in Refrigerator/Freezer_E5 | F3 | Commercial | Miscellaneous | New | Refrigeration | Electric | Reach-in Refrigerator/Freezer | E5 | PACT BC Ratio | 0 | 0 | 0 | 0 | 0 | 0 | 0 | 0 | 0 | 0 | 0 | 0 | 0 | 0 | 0 | 0 | 0 | 0 | 0 | 0 | 0 | 0 | 0 | 0 | 0 | 0 | 0 | 0 | 0 | 0
F3_Commercial_Miscellaneous_New_Refrigeration_Electric_Reach-in Refrigerator/Freezer_E6 | F3 | Commercial | Miscellaneous | New | Refrigeration | Electric | Reach-in Refrigerator/Freezer | E6 | PACT BC Ratio | 0 | 0 | 0 | 0 | 0 | 0 | 0 | 0 | 0 | 0 | 0 | 0 | 0 | 0 | 0 | 0 | 0 | 0 | 0 | 0 | 0 | 0 | 0 | 0 | 0 | 0 | 0 | 0 | 0 | 0
F3_Commercial_Miscellaneous_New_Refrigeration_Electric_Reach-in Refrigerator/Freezer_E7 | F3 | Commercial | Miscellaneous | New | Refrigeration | Electric | Reach-in Refrigerator/Freezer | E7 | PACT BC Ratio | 0 | 0 | 0 | 0 | 0 | 0 | 0 | 0 | 0 | 0 | 0 | 0 | 0 | 0 | 0 | 0 | 0 | 0 | 0 | 0 | 0 | 0 | 0 | 0 | 0 | 0 | 0 | 0 | 0 | 0
F3_Commercial_Miscellaneous_New_Refrigeration_Electric_Reach-in Refrigerator/Freezer_E8 | F3 | Commercial | Miscellaneous | New | Refrigeration | Electric | Reach-in Refrigerator/Freezer | E8 | PACT BC Ratio | 0 | 0 | 0 | 0 | 0 | 0 | 0 | 0 | 0 | 0 | 0 | 0 | 0 | 0 | 0 | 0 | 0 | 0 | 0 | 0 | 0 | 0 | 0 | 0 | 0 | 0 | 0 | 0 | 0 | 0
F3_Commercial_Miscellaneous_New_Refrigeration_Electric_Reach-in Refrigerator/Freezer_E9 | F3 | Commercial | Miscellaneous | New | Refrigeration | Electric | Reach-in Refrigerator/Freezer | E9 | PACT BC Ratio | 0 | 0 | 0 | 0 | 0 | 0 | 0 | 0 | 0 | 0 | 0 | 0 | 0 | 0 | 0 | 0 | 0 | 0 | 0 | 0 | 0 | 0 | 0 | 0 | 0 | 0 | 0 | 0 | 0 | 0
F3_Commercial_Miscellaneous_New_Refrigeration_Electric_Reach-in Refrigerator/Freezer_E10 | F3 | Commercial | Miscellaneous | New | Refrigeration | Electric | Reach-in Refrigerator/Freezer | E10 | PACT BC Ratio | 0 | 0 | 0 | 0 | 0 | 0 | 0 | 0 | 0 | 0 | 0 | 0 | 0 | 0 | 0 | 0 | 0 | 0 | 0 | 0 | 0 | 0 | 0 | 0 | 0 | 0 | 0 | 0 | 0 | 0
F4_Commercial_Miscellaneous_New_Refrigeration_Electric_Reach-in Refrigerator/Freezer_E1 | F4 | Commercial | Miscellaneous | New | Refrigeration | Electric | Reach-in Refrigerator/Freezer | E1 | RVT BC Ratio | 0 | 0 | 0 | 0 | 0 | 0 | 0 | 0 | 0 | 0 | 0 | 0 | 0 | 0 | 0 | 0 | 0 | 0 | 0 | 0 | 0 | 0 | 0 | 0 | 0 | 0 | 0 | 0 | 0 | 0
F4_Commercial_Miscellaneous_New_Refrigeration_Electric_Reach-in Refrigerator/Freezer_E2 | F4 | Commercial | Miscellaneous | New | Refrigeration | Electric | Reach-in Refrigerator/Freezer | E2 | RVT BC Ratio | 0 | 0 | 0 | 0 | 0 | 0 | 0 | 0 | 0 | 0 | 0 | 0 | 0 | 0 | 0 | 0 | 0 | 0 | 0 | 0 | 0 | 0 | 0 | 0 | 0 | 0 | 0 | 0 | 0 | 0
F4_Commercial_Miscellaneous_New_Refrigeration_Electric_Reach-in Refrigerator/Freezer_E3 | F4 | Commercial | Miscellaneous | New | Refrigeration | Electric | Reach-in Refrigerator/Freezer | E3 | RVT BC Ratio | 0 | 0 | 0 | 0 | 0 | 0 | 0 | 0 | 0 | 0 | 0 | 0 | 0 | 0 | 0 | 0 | 0 | 0 | 0 | 0 | 0 | 0 | 0 | 0 | 0 | 0 | 0 | 0 | 0 | 0
F4_Commercial_Miscellaneous_New_Refrigeration_Electric_Reach-in Refrigerator/Freezer_E4 | F4 | Commercial | Miscellaneous | New | Refrigeration | Electric | Reach-in Refrigerator/Freezer | E4 | RVT BC Ratio | 0 | 0 | 0 | 0 | 0 | 0 | 0 | 0 | 0 | 0 | 0 | 0 | 0 | 0 | 0 | 0 | 0 | 0 | 0 | 0 | 0 | 0 | 0 | 0 | 0 | 0 | 0 | 0 | 0 | 0
F4_Commercial_Miscellaneous_New_Refrigeration_Electric_Reach-in Refrigerator/Freezer_E5 | F4 | Commercial | Miscellaneous | New | Refrigeration | Electric | Reach-in Refrigerator/Freezer | E5 | RVT BC Ratio | 0 | 0 | 0 | 0 | 0 | 0 | 0 | 0 | 0 | 0 | 0 | 0 | 0 | 0 | 0 | 0 | 0 | 0 | 0 | 0 | 0 | 0 | 0 | 0 | 0 | 0 | 0 | 0 | 0 | 0
F4_Commercial_Miscellaneous_New_Refrigeration_Electric_Reach-in Refrigerator/Freezer_E6 | F4 | Commercial | Miscellaneous | New | Refrigeration | Electric | Reach-in Refrigerator/Freezer | E6 | RVT BC Ratio | 0 | 0 | 0 | 0 | 0 | 0 | 0 | 0 | 0 | 0 | 0 | 0 | 0 | 0 | 0 | 0 | 0 | 0 | 0 | 0 | 0 | 0 | 0 | 0 | 0 | 0 | 0 | 0 | 0 | 0
F4_Commercial_Miscellaneous_New_Refrigeration_Electric_Reach-in Refrigerator/Freezer_E7 | F4 | Commercial | Miscellaneous | New | Refrigeration | Electric | Reach-in Refrigerator/Freezer | E7 | RVT BC Ratio | 0 | 0 | 0 | 0 | 0 | 0 | 0 | 0 | 0 | 0 | 0 | 0 | 0 | 0 | 0 | 0 | 0 | 0 | 0 | 0 | 0 | 0 | 0 | 0 | 0 | 0 | 0 | 0 | 0 | 0
F4_Commercial_Miscellaneous_New_Refrigeration_Electric_Reach-in Refrigerator/Freezer_E8 | F4 | Commercial | Miscellaneous | New | Refrigeration | Electric | Reach-in Refrigerator/Freezer | E8 | RVT BC Ratio | 0 | 0 | 0 | 0 | 0 | 0 | 0 | 0 | 0 | 0 | 0 | 0 | 0 | 0 | 0 | 0 | 0 | 0 | 0 | 0 | 0 | 0 | 0 | 0 | 0 | 0 | 0 | 0 | 0 | 0
F4_Commercial_Miscellaneous_New_Refrigeration_Electric_Reach-in Refrigerator/Freezer_E9 | F4 | Commercial | Miscellaneous | New | Refrigeration | Electric | Reach-in Refrigerator/Freezer | E9 | RVT BC Ratio | 0 | 0 | 0 | 0 | 0 | 0 | 0 | 0 | 0 | 0 | 0 | 0 | 0 | 0 | 0 | 0 | 0 | 0 | 0 | 0 | 0 | 0 | 0 | 0 | 0 | 0 | 0 | 0 | 0 | 0
F4_Commercial_Miscellaneous_New_Refrigeration_Electric_Reach-in Refrigerator/Freezer_E10 | F4 | Commercial | Miscellaneous | New | Refrigeration | Electric | Reach-in Refrigerator/Freezer | E10 | RVT BC Ratio | 0 | 0 | 0 | 0 | 0 | 0 | 0 | 0 | 0 | 0 | 0 | 0 | 0 | 0 | 0 | 0 | 0 | 0 | 0 | 0 | 0 | 0 | 0 | 0 | 0 | 0 | 0 | 0 | 0 | 0
F5_Commercial_Miscellaneous_New_Refrigeration_Electric_Reach-in Refrigerator/Freezer_E1 | F5 | Commercial | Miscellaneous | New | Refrigeration | Electric | Reach-in Refrigerator/Freezer | E1 | RIM BC Ratio | 0 | 0 | 0 | 0 | 0 | 0 | 0 | 0 | 0 | 0 | 0 | 0 | 0 | 0 | 0 | 0 | 0 | 0 | 0 | 0 | 0 | 0 | 0 | 0 | 0 | 0 | 0 | 0 | 0 | 0
F5_Commercial_Miscellaneous_New_Refrigeration_Electric_Reach-in Refrigerator/Freezer_E2 | F5 | Commercial | Miscellaneous | New | Refrigeration | Electric | Reach-in Refrigerator/Freezer | E2 | RIM BC Ratio | 0 | 0 | 0 | 0 | 0 | 0 | 0 | 0 | 0 | 0 | 0 | 0 | 0 | 0 | 0 | 0 | 0 | 0 | 0 | 0 | 0 | 0 | 0 | 0 | 0 | 0 | 0 | 0 | 0 | 0
F5_Commercial_Miscellaneous_New_Refrigeration_Electric_Reach-in Refrigerator/Freezer_E3 | F5 | Commercial | Miscellaneous | New | Refrigeration | Electric | Reach-in Refrigerator/Freezer | E3 | RIM BC Ratio | 0 | 0 | 0 | 0 | 0 | 0 | 0 | 0 | 0 | 0 | 0 | 0 | 0 | 0 | 0 | 0 | 0 | 0 | 0 | 0 | 0 | 0 | 0 | 0 | 0 | 0 | 0 | 0 | 0 | 0
F5_Commercial_Miscellaneous_New_Refrigeration_Electric_Reach-in Refrigerator/Freezer_E4 | F5 | Commercial | Miscellaneous | New | Refrigeration | Electric | Reach-in Refrigerator/Freezer | E4 | RIM BC Ratio | 0 | 0 | 0 | 0 | 0 | 0 | 0 | 0 | 0 | 0 | 0 | 0 | 0 | 0 | 0 | 0 | 0 | 0 | 0 | 0 | 0 | 0 | 0 | 0 | 0 | 0 | 0 | 0 | 0 | 0
F5_Commercial_Miscellaneous_New_Refrigeration_Electric_Reach-in Refrigerator/Freezer_E5 | F5 | Commercial | Miscellaneous | New | Refrigeration | Electric | Reach-in Refrigerator/Freezer | E5 | RIM BC Ratio | 0 | 0 | 0 | 0 | 0 | 0 | 0 | 0 | 0 | 0 | 0 | 0 | 0 | 0 | 0 | 0 | 0 | 0 | 0 | 0 | 0 | 0 | 0 | 0 | 0 | 0 | 0 | 0 | 0 | 0
F5_Commercial_Miscellaneous_New_Refrigeration_Electric_Reach-in Refrigerator/Freezer_E6 | F5 | Commercial | Miscellaneous | New | Refrigeration | Electric | Reach-in Refrigerator/Freezer | E6 | RIM BC Ratio | 0 | 0 | 0 | 0 | 0 | 0 | 0 | 0 | 0 | 0 | 0 | 0 | 0 | 0 | 0 | 0 | 0 | 0 | 0 | 0 | 0 | 0 | 0 | 0 | 0 | 0 | 0 | 0 | 0 | 0
F5_Commercial_Miscellaneous_New_Refrigeration_Electric_Reach-in Refrigerator/Freezer_E7 | F5 | Commercial | Miscellaneous | New | Refrigeration | Electric | Reach-in Refrigerator/Freezer | E7 | RIM BC Ratio | 0 | 0 | 0 | 0 | 0 | 0 | 0 | 0 | 0 | 0 | 0 | 0 | 0 | 0 | 0 | 0 | 0 | 0 | 0 | 0 | 0 | 0 | 0 | 0 | 0 | 0 | 0 | 0 | 0 | 0
F5_Commercial_Miscellaneous_New_Refrigeration_Electric_Reach-in Refrigerator/Freezer_E8 | F5 | Commercial | Miscellaneous | New | Refrigeration | Electric | Reach-in Refrigerator/Freezer | E8 | RIM BC Ratio | 0 | 0 | 0 | 0 | 0 | 0 | 0 | 0 | 0 | 0 | 0 | 0 | 0 | 0 | 0 | 0 | 0 | 0 | 0 | 0 | 0 | 0 | 0 | 0 | 0 | 0 | 0 | 0 | 0 | 0
F5_Commercial_Miscellaneous_New_Refrigeration_Electric_Reach-in Refrigerator/Freezer_E9 | F5 | Commercial | Miscellaneous | New | Refrigeration | Electric | Reach-in Refrigerator/Freezer | E9 | RIM BC Ratio | 0 | 0 | 0 | 0 | 0 | 0 | 0 | 0 | 0 | 0 | 0 | 0 | 0 | 0 | 0 | 0 | 0 | 0 | 0 | 0 | 0 | 0 | 0 | 0 | 0 | 0 | 0 | 0 | 0 | 0
F5_Commercial_Miscellaneous_New_Refrigeration_Electric_Reach-in Refrigerator/Freezer_E10 | F5 | Commercial | Miscellaneous | New | Refrigeration | Electric | Reach-in Refrigerator/Freezer | E10 | RIM BC Ratio | 0 | 0 | 0 | 0 | 0 | 0 | 0 | 0 | 0 | 0 | 0 | 0 | 0 | 0 | 0 | 0 | 0 | 0 | 0 | 0 | 0 | 0 | 0 | 0 | 0 | 0 | 0 | 0 | 0 | 0
F0_Commercial_Miscellaneous_New_Refrigeration_Electric_Glass Door Display_E0 | F0 | Commercial | Miscellaneous | New | Refrigeration | Electric | Glass Door Display | E0 | Economic Unit | 0 | 0 | 0 | 0 | 0 | 0 | 0 | 0 | 0 | 0 | 0 | 0 | 0 | 0 | 0 | 0 | 0 | 0 | 0 | 0 | 0 | 0 | 0 | 0 | 0 | 0 | 0 | 0 | 0 | 0
F1_Commercial_Miscellaneous_New_Refrigeration_Electric_Glass Door Display_E1 | F1 | Commercial | Miscellaneous | New | Refrigeration | Electric | Glass Door Display | E1 | CCE | 0 | 0 | 0 | 0 | 0 | 0 | 0 | 0 | 0 | 0 | 0 | 0 | 0 | 0 | 0 | 0 | 0 | 0 | 0 | 0 | 0 | 0 | 0 | 0 | 0 | 0 | 0 | 0 | 0 | 0
F1_Commercial_Miscellaneous_New_Refrigeration_Electric_Glass Door Display_E2 | F1 | Commercial | Miscellaneous | New | Refrigeration | Electric | Glass Door Display | E2 | CCE | 0 | 0 | 0 | 0 | 0 | 0 | 0 | 0 | 0 | 0 | 0 | 0 | 0 | 0 | 0 | 0 | 0 | 0 | 0 | 0 | 0 | 0 | 0 | 0 | 0 | 0 | 0 | 0 | 0 | 0
F1_Commercial_Miscellaneous_New_Refrigeration_Electric_Glass Door Display_E3 | F1 | Commercial | Miscellaneous | New | Refrigeration | Electric | Glass Door Display | E3 | CCE | 0 | 0 | 0 | 0 | 0 | 0 | 0 | 0 | 0 | 0 | 0 | 0 | 0 | 0 | 0 | 0 | 0 | 0 | 0 | 0 | 0 | 0 | 0 | 0 | 0 | 0 | 0 | 0 | 0 | 0
F1_Commercial_Miscellaneous_New_Refrigeration_Electric_Glass Door Display_E4 | F1 | Commercial | Miscellaneous | New | Refrigeration | Electric | Glass Door Display | E4 | CCE | 0 | 0 | 0 | 0 | 0 | 0 | 0 | 0 | 0 | 0 | 0 | 0 | 0 | 0 | 0 | 0 | 0 | 0 | 0 | 0 | 0 | 0 | 0 | 0 | 0 | 0 | 0 | 0 | 0 | 0
F1_Commercial_Miscellaneous_New_Refrigeration_Electric_Glass Door Display_E5 | F1 | Commercial | Miscellaneous | New | Refrigeration | Electric | Glass Door Display | E5 | CCE | 0 | 0 | 0 | 0 | 0 | 0 | 0 | 0 | 0 | 0 | 0 | 0 | 0 | 0 | 0 | 0 | 0 | 0 | 0 | 0 | 0 | 0 | 0 | 0 | 0 | 0 | 0 | 0 | 0 | 0
F1_Commercial_Miscellaneous_New_Refrigeration_Electric_Glass Door Display_E6 | F1 | Commercial | Miscellaneous | New | Refrigeration | Electric | Glass Door Display | E6 | CCE | 0 | 0 | 0 | 0 | 0 | 0 | 0 | 0 | 0 | 0 | 0 | 0 | 0 | 0 | 0 | 0 | 0 | 0 | 0 | 0 | 0 | 0 | 0 | 0 | 0 | 0 | 0 | 0 | 0 | 0
F1_Commercial_Miscellaneous_New_Refrigeration_Electric_Glass Door Display_E7 | F1 | Commercial | Miscellaneous | New | Refrigeration | Electric | Glass Door Display | E7 | CCE | 0 | 0 | 0 | 0 | 0 | 0 | 0 | 0 | 0 | 0 | 0 | 0 | 0 | 0 | 0 | 0 | 0 | 0 | 0 | 0 | 0 | 0 | 0 | 0 | 0 | 0 | 0 | 0 | 0 | 0
F1_Commercial_Miscellaneous_New_Refrigeration_Electric_Glass Door Display_E8 | F1 | Commercial | Miscellaneous | New | Refrigeration | Electric | Glass Door Display | E8 | CCE | 0 | 0 | 0 | 0 | 0 | 0 | 0 | 0 | 0 | 0 | 0 | 0 | 0 | 0 | 0 | 0 | 0 | 0 | 0 | 0 | 0 | 0 | 0 | 0 | 0 | 0 | 0 | 0 | 0 | 0
F1_Commercial_Miscellaneous_New_Refrigeration_Electric_Glass Door Display_E9 | F1 | Commercial | Miscellaneous | New | Refrigeration | Electric | Glass Door Display | E9 | CCE | 0 | 0 | 0 | 0 | 0 | 0 | 0 | 0 | 0 | 0 | 0 | 0 | 0 | 0 | 0 | 0 | 0 | 0 | 0 | 0 | 0 | 0 | 0 | 0 | 0 | 0 | 0 | 0 | 0 | 0
F1_Commercial_Miscellaneous_New_Refrigeration_Electric_Glass Door Display_E10 | F1 | Commercial | Miscellaneous | New | Refrigeration | Electric | Glass Door Display | E10 | CCE | 0 | 0 | 0 | 0 | 0 | 0 | 0 | 0 | 0 | 0 | 0 | 0 | 0 | 0 | 0 | 0 | 0 | 0 | 0 | 0 | 0 | 0 | 0 | 0 | 0 | 0 | 0 | 0 | 0 | 0
F2_Commercial_Miscellaneous_New_Refrigeration_Electric_Glass Door Display_E1 | F2 | Commercial | Miscellaneous | New | Refrigeration | Electric | Glass Door Display | E1 | TRC BC Ratio | 0 | 0 | 0 | 0 | 0 | 0 | 0 | 0 | 0 | 0 | 0 | 0 | 0 | 0 | 0 | 0 | 0 | 0 | 0 | 0 | 0 | 0 | 0 | 0 | 0 | 0 | 0 | 0 | 0 | 0
F2_Commercial_Miscellaneous_New_Refrigeration_Electric_Glass Door Display_E2 | F2 | Commercial | Miscellaneous | New | Refrigeration | Electric | Glass Door Display | E2 | TRC BC Ratio | 0 | 0 | 0 | 0 | 0 | 0 | 0 | 0 | 0 | 0 | 0 | 0 | 0 | 0 | 0 | 0 | 0 | 0 | 0 | 0 | 0 | 0 | 0 | 0 | 0 | 0 | 0 | 0 | 0 | 0
F2_Commercial_Miscellaneous_New_Refrigeration_Electric_Glass Door Display_E3 | F2 | Commercial | Miscellaneous | New | Refrigeration | Electric | Glass Door Display | E3 | TRC BC Ratio | 0 | 0 | 0 | 0 | 0 | 0 | 0 | 0 | 0 | 0 | 0 | 0 | 0 | 0 | 0 | 0 | 0 | 0 | 0 | 0 | 0 | 0 | 0 | 0 | 0 | 0 | 0 | 0 | 0 | 0
F2_Commercial_Miscellaneous_New_Refrigeration_Electric_Glass Door Display_E4 | F2 | Commercial | Miscellaneous | New | Refrigeration | Electric | Glass Door Display | E4 | TRC BC Ratio | 0 | 0 | 0 | 0 | 0 | 0 | 0 | 0 | 0 | 0 | 0 | 0 | 0 | 0 | 0 | 0 | 0 | 0 | 0 | 0 | 0 | 0 | 0 | 0 | 0 | 0 | 0 | 0 | 0 | 0
F2_Commercial_Miscellaneous_New_Refrigeration_Electric_Glass Door Display_E5 | F2 | Commercial | Miscellaneous | New | Refrigeration | Electric | Glass Door Display | E5 | TRC BC Ratio | 0 | 0 | 0 | 0 | 0 | 0 | 0 | 0 | 0 | 0 | 0 | 0 | 0 | 0 | 0 | 0 | 0 | 0 | 0 | 0 | 0 | 0 | 0 | 0 | 0 | 0 | 0 | 0 | 0 | 0
F2_Commercial_Miscellaneous_New_Refrigeration_Electric_Glass Door Display_E6 | F2 | Commercial | Miscellaneous | New | Refrigeration | Electric | Glass Door Display | E6 | TRC BC Ratio | 0 | 0 | 0 | 0 | 0 | 0 | 0 | 0 | 0 | 0 | 0 | 0 | 0 | 0 | 0 | 0 | 0 | 0 | 0 | 0 | 0 | 0 | 0 | 0 | 0 | 0 | 0 | 0 | 0 | 0
F2_Commercial_Miscellaneous_New_Refrigeration_Electric_Glass Door Display_E7 | F2 | Commercial | Miscellaneous | New | Refrigeration | Electric | Glass Door Display | E7 | TRC BC Ratio | 0 | 0 | 0 | 0 | 0 | 0 | 0 | 0 | 0 | 0 | 0 | 0 | 0 | 0 | 0 | 0 | 0 | 0 | 0 | 0 | 0 | 0 | 0 | 0 | 0 | 0 | 0 | 0 | 0 | 0
F2_Commercial_Miscellaneous_New_Refrigeration_Electric_Glass Door Display_E8 | F2 | Commercial | Miscellaneous | New | Refrigeration | Electric | Glass Door Display | E8 | TRC BC Ratio | 0 | 0 | 0 | 0 | 0 | 0 | 0 | 0 | 0 | 0 | 0 | 0 | 0 | 0 | 0 | 0 | 0 | 0 | 0 | 0 | 0 | 0 | 0 | 0 | 0 | 0 | 0 | 0 | 0 | 0
F2_Commercial_Miscellaneous_New_Refrigeration_Electric_Glass Door Display_E9 | F2 | Commercial | Miscellaneous | New | Refrigeration | Electric | Glass Door Display | E9 | TRC BC Ratio | 0 | 0 | 0 | 0 | 0 | 0 | 0 | 0 | 0 | 0 | 0 | 0 | 0 | 0 | 0 | 0 | 0 | 0 | 0 | 0 | 0 | 0 | 0 | 0 | 0 | 0 | 0 | 0 | 0 | 0
F2_Commercial_Miscellaneous_New_Refrigeration_Electric_Glass Door Display_E10 | F2 | Commercial | Miscellaneous | New | Refrigeration | Electric | Glass Door Display | E10 | TRC BC Ratio | 0 | 0 | 0 | 0 | 0 | 0 | 0 | 0 | 0 | 0 | 0 | 0 | 0 | 0 | 0 | 0 | 0 | 0 | 0 | 0 | 0 | 0 | 0 | 0 | 0 | 0 | 0 | 0 | 0 | 0
F3_Commercial_Miscellaneous_New_Refrigeration_Electric_Glass Door Display_E1 | F3 | Commercial | Miscellaneous | New | Refrigeration | Electric | Glass Door Display | E1 | PACT BC Ratio | 0 | 0 | 0 | 0 | 0 | 0 | 0 | 0 | 0 | 0 | 0 | 0 | 0 | 0 | 0 | 0 | 0 | 0 | 0 | 0 | 0 | 0 | 0 | 0 | 0 | 0 | 0 | 0 | 0 | 0
F3_Commercial_Miscellaneous_New_Refrigeration_Electric_Glass Door Display_E2 | F3 | Commercial | Miscellaneous | New | Refrigeration | Electric | Glass Door Display | E2 | PACT BC Ratio | 0 | 0 | 0 | 0 | 0 | 0 | 0 | 0 | 0 | 0 | 0 | 0 | 0 | 0 | 0 | 0 | 0 | 0 | 0 | 0 | 0 | 0 | 0 | 0 | 0 | 0 | 0 | 0 | 0 | 0
F3_Commercial_Miscellaneous_New_Refrigeration_Electric_Glass Door Display_E3 | F3 | Commercial | Miscellaneous | New | Refrigeration | Electric | Glass Door Display | E3 | PACT BC Ratio | 0 | 0 | 0 | 0 | 0 | 0 | 0 | 0 | 0 | 0 | 0 | 0 | 0 | 0 | 0 | 0 | 0 | 0 | 0 | 0 | 0 | 0 | 0 | 0 | 0 | 0 | 0 | 0 | 0 | 0
F3_Commercial_Miscellaneous_New_Refrigeration_Electric_Glass Door Display_E4 | F3 | Commercial | Miscellaneous | New | Refrigeration | Electric | Glass Door Display | E4 | PACT BC Ratio | 0 | 0 | 0 | 0 | 0 | 0 | 0 | 0 | 0 | 0 | 0 | 0 | 0 | 0 | 0 | 0 | 0 | 0 | 0 | 0 | 0 | 0 | 0 | 0 | 0 | 0 | 0 | 0 | 0 | 0
F3_Commercial_Miscellaneous_New_Refrigeration_Electric_Glass Door Display_E5 | F3 | Commercial | Miscellaneous | New | Refrigeration | Electric | Glass Door Display | E5 | PACT BC Ratio | 0 | 0 | 0 | 0 | 0 | 0 | 0 | 0 | 0 | 0 | 0 | 0 | 0 | 0 | 0 | 0 | 0 | 0 | 0 | 0 | 0 | 0 | 0 | 0 | 0 | 0 | 0 | 0 | 0 | 0
F3_Commercial_Miscellaneous_New_Refrigeration_Electric_Glass Door Display_E6 | F3 | Commercial | Miscellaneous | New | Refrigeration | Electric | Glass Door Display | E6 | PACT BC Ratio | 0 | 0 | 0 | 0 | 0 | 0 | 0 | 0 | 0 | 0 | 0 | 0 | 0 | 0 | 0 | 0 | 0 | 0 | 0 | 0 | 0 | 0 | 0 | 0 | 0 | 0 | 0 | 0 | 0 | 0
F3_Commercial_Miscellaneous_New_Refrigeration_Electric_Glass Door Display_E7 | F3 | Commercial | Miscellaneous | New | Refrigeration | Electric | Glass Door Display | E7 | PACT BC Ratio | 0 | 0 | 0 | 0 | 0 | 0 | 0 | 0 | 0 | 0 | 0 | 0 | 0 | 0 | 0 | 0 | 0 | 0 | 0 | 0 | 0 | 0 | 0 | 0 | 0 | 0 | 0 | 0 | 0 | 0
F3_Commercial_Miscellaneous_New_Refrigeration_Electric_Glass Door Display_E8 | F3 | Commercial | Miscellaneous | New | Refrigeration | Electric | Glass Door Display | E8 | PACT BC Ratio | 0 | 0 | 0 | 0 | 0 | 0 | 0 | 0 | 0 | 0 | 0 | 0 | 0 | 0 | 0 | 0 | 0 | 0 | 0 | 0 | 0 | 0 | 0 | 0 | 0 | 0 | 0 | 0 | 0 | 0
F3_Commercial_Miscellaneous_New_Refrigeration_Electric_Glass Door Display_E9 | F3 | Commercial | Miscellaneous | New | Refrigeration | Electric | Glass Door Display | E9 | PACT BC Ratio | 0 | 0 | 0 | 0 | 0 | 0 | 0 | 0 | 0 | 0 | 0 | 0 | 0 | 0 | 0 | 0 | 0 | 0 | 0 | 0 | 0 | 0 | 0 | 0 | 0 | 0 | 0 | 0 | 0 | 0
F3_Commercial_Miscellaneous_New_Refrigeration_Electric_Glass Door Display_E10 | F3 | Commercial | Miscellaneous | New | Refrigeration | Electric | Glass Door Display | E10 | PACT BC Ratio | 0 | 0 | 0 | 0 | 0 | 0 | 0 | 0 | 0 | 0 | 0 | 0 | 0 | 0 | 0 | 0 | 0 | 0 | 0 | 0 | 0 | 0 | 0 | 0 | 0 | 0 | 0 | 0 | 0 | 0
F4_Commercial_Miscellaneous_New_Refrigeration_Electric_Glass Door Display_E1 | F4 | Commercial | Miscellaneous | New | Refrigeration | Electric | Glass Door Display | E1 | RVT BC Ratio | 0 | 0 | 0 | 0 | 0 | 0 | 0 | 0 | 0 | 0 | 0 | 0 | 0 | 0 | 0 | 0 | 0 | 0 | 0 | 0 | 0 | 0 | 0 | 0 | 0 | 0 | 0 | 0 | 0 | 0
F4_Commercial_Miscellaneous_New_Refrigeration_Electric_Glass Door Display_E2 | F4 | Commercial | Miscellaneous | New | Refrigeration | Electric | Glass Door Display | E2 | RVT BC Ratio | 0 | 0 | 0 | 0 | 0 | 0 | 0 | 0 | 0 | 0 | 0 | 0 | 0 | 0 | 0 | 0 | 0 | 0 | 0 | 0 | 0 | 0 | 0 | 0 | 0 | 0 | 0 | 0 | 0 | 0
F4_Commercial_Miscellaneous_New_Refrigeration_Electric_Glass Door Display_E3 | F4 | Commercial | Miscellaneous | New | Refrigeration | Electric | Glass Door Display | E3 | RVT BC Ratio | 0 | 0 | 0 | 0 | 0 | 0 | 0 | 0 | 0 | 0 | 0 | 0 | 0 | 0 | 0 | 0 | 0 | 0 | 0 | 0 | 0 | 0 | 0 | 0 | 0 | 0 | 0 | 0 | 0 | 0
F4_Commercial_Miscellaneous_New_Refrigeration_Electric_Glass Door Display_E4 | F4 | Commercial | Miscellaneous | New | Refrigeration | Electric | Glass Door Display | E4 | RVT BC Ratio | 0 | 0 | 0 | 0 | 0 | 0 | 0 | 0 | 0 | 0 | 0 | 0 | 0 | 0 | 0 | 0 | 0 | 0 | 0 | 0 | 0 | 0 | 0 | 0 | 0 | 0 | 0 | 0 | 0 | 0
F4_Commercial_Miscellaneous_New_Refrigeration_Electric_Glass Door Display_E5 | F4 | Commercial | Miscellaneous | New | Refrigeration | Electric | Glass Door Display | E5 | RVT BC Ratio | 0 | 0 | 0 | 0 | 0 | 0 | 0 | 0 | 0 | 0 | 0 | 0 | 0 | 0 | 0 | 0 | 0 | 0 | 0 | 0 | 0 | 0 | 0 | 0 | 0 | 0 | 0 | 0 | 0 | 0
F4_Commercial_Miscellaneous_New_Refrigeration_Electric_Glass Door Display_E6 | F4 | Commercial | Miscellaneous | New | Refrigeration | Electric | Glass Door Display | E6 | RVT BC Ratio | 0 | 0 | 0 | 0 | 0 | 0 | 0 | 0 | 0 | 0 | 0 | 0 | 0 | 0 | 0 | 0 | 0 | 0 | 0 | 0 | 0 | 0 | 0 | 0 | 0 | 0 | 0 | 0 | 0 | 0
F4_Commercial_Miscellaneous_New_Refrigeration_Electric_Glass Door Display_E7 | F4 | Commercial | Miscellaneous | New | Refrigeration | Electric | Glass Door Display | E7 | RVT BC Ratio | 0 | 0 | 0 | 0 | 0 | 0 | 0 | 0 | 0 | 0 | 0 | 0 | 0 | 0 | 0 | 0 | 0 | 0 | 0 | 0 | 0 | 0 | 0 | 0 | 0 | 0 | 0 | 0 | 0 | 0
F4_Commercial_Miscellaneous_New_Refrigeration_Electric_Glass Door Display_E8 | F4 | Commercial | Miscellaneous | New | Refrigeration | Electric | Glass Door Display | E8 | RVT BC Ratio | 0 | 0 | 0 | 0 | 0 | 0 | 0 | 0 | 0 | 0 | 0 | 0 | 0 | 0 | 0 | 0 | 0 | 0 | 0 | 0 | 0 | 0 | 0 | 0 | 0 | 0 | 0 | 0 | 0 | 0
F4_Commercial_Miscellaneous_New_Refrigeration_Electric_Glass Door Display_E9 | F4 | Commercial | Miscellaneous | New | Refrigeration | Electric | Glass Door Display | E9 | RVT BC Ratio | 0 | 0 | 0 | 0 | 0 | 0 | 0 | 0 | 0 | 0 | 0 | 0 | 0 | 0 | 0 | 0 | 0 | 0 | 0 | 0 | 0 | 0 | 0 | 0 | 0 | 0 | 0 | 0 | 0 | 0
F4_Commercial_Miscellaneous_New_Refrigeration_Electric_Glass Door Display_E10 | F4 | Commercial | Miscellaneous | New | Refrigeration | Electric | Glass Door Display | E10 | RVT BC Ratio | 0 | 0 | 0 | 0 | 0 | 0 | 0 | 0 | 0 | 0 | 0 | 0 | 0 | 0 | 0 | 0 | 0 | 0 | 0 | 0 | 0 | 0 | 0 | 0 | 0 | 0 | 0 | 0 | 0 | 0
F5_Commercial_Miscellaneous_New_Refrigeration_Electric_Glass Door Display_E1 | F5 | Commercial | Miscellaneous | New | Refrigeration | Electric | Glass Door Display | E1 | RIM BC Ratio | 0 | 0 | 0 | 0 | 0 | 0 | 0 | 0 | 0 | 0 | 0 | 0 | 0 | 0 | 0 | 0 | 0 | 0 | 0 | 0 | 0 | 0 | 0 | 0 | 0 | 0 | 0 | 0 | 0 | 0
F5_Commercial_Miscellaneous_New_Refrigeration_Electric_Glass Door Display_E2 | F5 | Commercial | Miscellaneous | New | Refrigeration | Electric | Glass Door Display | E2 | RIM BC Ratio | 0 | 0 | 0 | 0 | 0 | 0 | 0 | 0 | 0 | 0 | 0 | 0 | 0 | 0 | 0 | 0 | 0 | 0 | 0 | 0 | 0 | 0 | 0 | 0 | 0 | 0 | 0 | 0 | 0 | 0
F5_Commercial_Miscellaneous_New_Refrigeration_Electric_Glass Door Display_E3 | F5 | Commercial | Miscellaneous | New | Refrigeration | Electric | Glass Door Display | E3 | RIM BC Ratio | 0 | 0 | 0 | 0 | 0 | 0 | 0 | 0 | 0 | 0 | 0 | 0 | 0 | 0 | 0 | 0 | 0 | 0 | 0 | 0 | 0 | 0 | 0 | 0 | 0 | 0 | 0 | 0 | 0 | 0
F5_Commercial_Miscellaneous_New_Refrigeration_Electric_Glass Door Display_E4 | F5 | Commercial | Miscellaneous | New | Refrigeration | Electric | Glass Door Display | E4 | RIM BC Ratio | 0 | 0 | 0 | 0 | 0 | 0 | 0 | 0 | 0 | 0 | 0 | 0 | 0 | 0 | 0 | 0 | 0 | 0 | 0 | 0 | 0 | 0 | 0 | 0 | 0 | 0 | 0 | 0 | 0 | 0
F5_Commercial_Miscellaneous_New_Refrigeration_Electric_Glass Door Display_E5 | F5 | Commercial | Miscellaneous | New | Refrigeration | Electric | Glass Door Display | E5 | RIM BC Ratio | 0 | 0 | 0 | 0 | 0 | 0 | 0 | 0 | 0 | 0 | 0 | 0 | 0 | 0 | 0 | 0 | 0 | 0 | 0 | 0 | 0 | 0 | 0 | 0 | 0 | 0 | 0 | 0 | 0 | 0
F5_Commercial_Miscellaneous_New_Refrigeration_Electric_Glass Door Display_E6 | F5 | Commercial | Miscellaneous | New | Refrigeration | Electric | Glass Door Display | E6 | RIM BC Ratio | 0 | 0 | 0 | 0 | 0 | 0 | 0 | 0 | 0 | 0 | 0 | 0 | 0 | 0 | 0 | 0 | 0 | 0 | 0 | 0 | 0 | 0 | 0 | 0 | 0 | 0 | 0 | 0 | 0 | 0
F5_Commercial_Miscellaneous_New_Refrigeration_Electric_Glass Door Display_E7 | F5 | Commercial | Miscellaneous | New | Refrigeration | Electric | Glass Door Display | E7 | RIM BC Ratio | 0 | 0 | 0 | 0 | 0 | 0 | 0 | 0 | 0 | 0 | 0 | 0 | 0 | 0 | 0 | 0 | 0 | 0 | 0 | 0 | 0 | 0 | 0 | 0 | 0 | 0 | 0 | 0 | 0 | 0
F5_Commercial_Miscellaneous_New_Refrigeration_Electric_Glass Door Display_E8 | F5 | Commercial | Miscellaneous | New | Refrigeration | Electric | Glass Door Display | E8 | RIM BC Ratio | 0 | 0 | 0 | 0 | 0 | 0 | 0 | 0 | 0 | 0 | 0 | 0 | 0 | 0 | 0 | 0 | 0 | 0 | 0 | 0 | 0 | 0 | 0 | 0 | 0 | 0 | 0 | 0 | 0 | 0
F5_Commercial_Miscellaneous_New_Refrigeration_Electric_Glass Door Display_E9 | F5 | Commercial | Miscellaneous | New | Refrigeration | Electric | Glass Door Display | E9 | RIM BC Ratio | 0 | 0 | 0 | 0 | 0 | 0 | 0 | 0 | 0 | 0 | 0 | 0 | 0 | 0 | 0 | 0 | 0 | 0 | 0 | 0 | 0 | 0 | 0 | 0 | 0 | 0 | 0 | 0 | 0 | 0
F5_Commercial_Miscellaneous_New_Refrigeration_Electric_Glass Door Display_E10 | F5 | Commercial | Miscellaneous | New | Refrigeration | Electric | Glass Door Display | E10 | RIM BC Ratio | 0 | 0 | 0 | 0 | 0 | 0 | 0 | 0 | 0 | 0 | 0 | 0 | 0 | 0 | 0 | 0 | 0 | 0 | 0 | 0 | 0 | 0 | 0 | 0 | 0 | 0 | 0 | 0 | 0 | 0
F0_Commercial_Miscellaneous_New_Refrigeration_Electric_Open Display Case_E0 | F0 | Commercial | Miscellaneous | New | Refrigeration | Electric | Open Display Case | E0 | Economic Unit | 0 | 0 | 0 | 0 | 0 | 0 | 0 | 0 | 0 | 0 | 0 | 0 | 0 | 0 | 0 | 0 | 0 | 0 | 0 | 0 | 0 | 0 | 0 | 0 | 0 | 0 | 0 | 0 | 0 | 0
F1_Commercial_Miscellaneous_New_Refrigeration_Electric_Open Display Case_E1 | F1 | Commercial | Miscellaneous | New | Refrigeration | Electric | Open Display Case | E1 | CCE | 0 | 0 | 0 | 0 | 0 | 0 | 0 | 0 | 0 | 0 | 0 | 0 | 0 | 0 | 0 | 0 | 0 | 0 | 0 | 0 | 0 | 0 | 0 | 0 | 0 | 0 | 0 | 0 | 0 | 0
F1_Commercial_Miscellaneous_New_Refrigeration_Electric_Open Display Case_E2 | F1 | Commercial | Miscellaneous | New | Refrigeration | Electric | Open Display Case | E2 | CCE | 0 | 0 | 0 | 0 | 0 | 0 | 0 | 0 | 0 | 0 | 0 | 0 | 0 | 0 | 0 | 0 | 0 | 0 | 0 | 0 | 0 | 0 | 0 | 0 | 0 | 0 | 0 | 0 | 0 | 0
F1_Commercial_Miscellaneous_New_Refrigeration_Electric_Open Display Case_E3 | F1 | Commercial | Miscellaneous | New | Refrigeration | Electric | Open Display Case | E3 | CCE | 0 | 0 | 0 | 0 | 0 | 0 | 0 | 0 | 0 | 0 | 0 | 0 | 0 | 0 | 0 | 0 | 0 | 0 | 0 | 0 | 0 | 0 | 0 | 0 | 0 | 0 | 0 | 0 | 0 | 0
F1_Commercial_Miscellaneous_New_Refrigeration_Electric_Open Display Case_E4 | F1 | Commercial | Miscellaneous | New | Refrigeration | Electric | Open Display Case | E4 | CCE | 0 | 0 | 0 | 0 | 0 | 0 | 0 | 0 | 0 | 0 | 0 | 0 | 0 | 0 | 0 | 0 | 0 | 0 | 0 | 0 | 0 | 0 | 0 | 0 | 0 | 0 | 0 | 0 | 0 | 0
F1_Commercial_Miscellaneous_New_Refrigeration_Electric_Open Display Case_E5 | F1 | Commercial | Miscellaneous | New | Refrigeration | Electric | Open Display Case | E5 | CCE | 0 | 0 | 0 | 0 | 0 | 0 | 0 | 0 | 0 | 0 | 0 | 0 | 0 | 0 | 0 | 0 | 0 | 0 | 0 | 0 | 0 | 0 | 0 | 0 | 0 | 0 | 0 | 0 | 0 | 0
F1_Commercial_Miscellaneous_New_Refrigeration_Electric_Open Display Case_E6 | F1 | Commercial | Miscellaneous | New | Refrigeration | Electric | Open Display Case | E6 | CCE | 0 | 0 | 0 | 0 | 0 | 0 | 0 | 0 | 0 | 0 | 0 | 0 | 0 | 0 | 0 | 0 | 0 | 0 | 0 | 0 | 0 | 0 | 0 | 0 | 0 | 0 | 0 | 0 | 0 | 0
F1_Commercial_Miscellaneous_New_Refrigeration_Electric_Open Display Case_E7 | F1 | Commercial | Miscellaneous | New | Refrigeration | Electric | Open Display Case | E7 | CCE | 0 | 0 | 0 | 0 | 0 | 0 | 0 | 0 | 0 | 0 | 0 | 0 | 0 | 0 | 0 | 0 | 0 | 0 | 0 | 0 | 0 | 0 | 0 | 0 | 0 | 0 | 0 | 0 | 0 | 0
F1_Commercial_Miscellaneous_New_Refrigeration_Electric_Open Display Case_E8 | F1 | Commercial | Miscellaneous | New | Refrigeration | Electric | Open Display Case | E8 | CCE | 0 | 0 | 0 | 0 | 0 | 0 | 0 | 0 | 0 | 0 | 0 | 0 | 0 | 0 | 0 | 0 | 0 | 0 | 0 | 0 | 0 | 0 | 0 | 0 | 0 | 0 | 0 | 0 | 0 | 0
F1_Commercial_Miscellaneous_New_Refrigeration_Electric_Open Display Case_E9 | F1 | Commercial | Miscellaneous | New | Refrigeration | Electric | Open Display Case | E9 | CCE | 0 | 0 | 0 | 0 | 0 | 0 | 0 | 0 | 0 | 0 | 0 | 0 | 0 | 0 | 0 | 0 | 0 | 0 | 0 | 0 | 0 | 0 | 0 | 0 | 0 | 0 | 0 | 0 | 0 | 0
F1_Commercial_Miscellaneous_New_Refrigeration_Electric_Open Display Case_E10 | F1 | Commercial | Miscellaneous | New | Refrigeration | Electric | Open Display Case | E10 | CCE | 0 | 0 | 0 | 0 | 0 | 0 | 0 | 0 | 0 | 0 | 0 | 0 | 0 | 0 | 0 | 0 | 0 | 0 | 0 | 0 | 0 | 0 | 0 | 0 | 0 | 0 | 0 | 0 | 0 | 0
F2_Commercial_Miscellaneous_New_Refrigeration_Electric_Open Display Case_E1 | F2 | Commercial | Miscellaneous | New | Refrigeration | Electric | Open Display Case | E1 | TRC BC Ratio | 0 | 0 | 0 | 0 | 0 | 0 | 0 | 0 | 0 | 0 | 0 | 0 | 0 | 0 | 0 | 0 | 0 | 0 | 0 | 0 | 0 | 0 | 0 | 0 | 0 | 0 | 0 | 0 | 0 | 0
F2_Commercial_Miscellaneous_New_Refrigeration_Electric_Open Display Case_E2 | F2 | Commercial | Miscellaneous | New | Refrigeration | Electric | Open Display Case | E2 | TRC BC Ratio | 0 | 0 | 0 | 0 | 0 | 0 | 0 | 0 | 0 | 0 | 0 | 0 | 0 | 0 | 0 | 0 | 0 | 0 | 0 | 0 | 0 | 0 | 0 | 0 | 0 | 0 | 0 | 0 | 0 | 0
F2_Commercial_Miscellaneous_New_Refrigeration_Electric_Open Display Case_E3 | F2 | Commercial | Miscellaneous | New | Refrigeration | Electric | Open Display Case | E3 | TRC BC Ratio | 0 | 0 | 0 | 0 | 0 | 0 | 0 | 0 | 0 | 0 | 0 | 0 | 0 | 0 | 0 | 0 | 0 | 0 | 0 | 0 | 0 | 0 | 0 | 0 | 0 | 0 | 0 | 0 | 0 | 0
F2_Commercial_Miscellaneous_New_Refrigeration_Electric_Open Display Case_E4 | F2 | Commercial | Miscellaneous | New | Refrigeration | Electric | Open Display Case | E4 | TRC BC Ratio | 0 | 0 | 0 | 0 | 0 | 0 | 0 | 0 | 0 | 0 | 0 | 0 | 0 | 0 | 0 | 0 | 0 | 0 | 0 | 0 | 0 | 0 | 0 | 0 | 0 | 0 | 0 | 0 | 0 | 0
F2_Commercial_Miscellaneous_New_Refrigeration_Electric_Open Display Case_E5 | F2 | Commercial | Miscellaneous | New | Refrigeration | Electric | Open Display Case | E5 | TRC BC Ratio | 0 | 0 | 0 | 0 | 0 | 0 | 0 | 0 | 0 | 0 | 0 | 0 | 0 | 0 | 0 | 0 | 0 | 0 | 0 | 0 | 0 | 0 | 0 | 0 | 0 | 0 | 0 | 0 | 0 | 0
F2_Commercial_Miscellaneous_New_Refrigeration_Electric_Open Display Case_E6 | F2 | Commercial | Miscellaneous | New | Refrigeration | Electric | Open Display Case | E6 | TRC BC Ratio | 0 | 0 | 0 | 0 | 0 | 0 | 0 | 0 | 0 | 0 | 0 | 0 | 0 | 0 | 0 | 0 | 0 | 0 | 0 | 0 | 0 | 0 | 0 | 0 | 0 | 0 | 0 | 0 | 0 | 0
F2_Commercial_Miscellaneous_New_Refrigeration_Electric_Open Display Case_E7 | F2 | Commercial | Miscellaneous | New | Refrigeration | Electric | Open Display Case | E7 | TRC BC Ratio | 0 | 0 | 0 | 0 | 0 | 0 | 0 | 0 | 0 | 0 | 0 | 0 | 0 | 0 | 0 | 0 | 0 | 0 | 0 | 0 | 0 | 0 | 0 | 0 | 0 | 0 | 0 | 0 | 0 | 0
F2_Commercial_Miscellaneous_New_Refrigeration_Electric_Open Display Case_E8 | F2 | Commercial | Miscellaneous | New | Refrigeration | Electric | Open Display Case | E8 | TRC BC Ratio | 0 | 0 | 0 | 0 | 0 | 0 | 0 | 0 | 0 | 0 | 0 | 0 | 0 | 0 | 0 | 0 | 0 | 0 | 0 | 0 | 0 | 0 | 0 | 0 | 0 | 0 | 0 | 0 | 0 | 0
F2_Commercial_Miscellaneous_New_Refrigeration_Electric_Open Display Case_E9 | F2 | Commercial | Miscellaneous | New | Refrigeration | Electric | Open Display Case | E9 | TRC BC Ratio | 0 | 0 | 0 | 0 | 0 | 0 | 0 | 0 | 0 | 0 | 0 | 0 | 0 | 0 | 0 | 0 | 0 | 0 | 0 | 0 | 0 | 0 | 0 | 0 | 0 | 0 | 0 | 0 | 0 | 0
F2_Commercial_Miscellaneous_New_Refrigeration_Electric_Open Display Case_E10 | F2 | Commercial | Miscellaneous | New | Refrigeration | Electric | Open Display Case | E10 | TRC BC Ratio | 0 | 0 | 0 | 0 | 0 | 0 | 0 | 0 | 0 | 0 | 0 | 0 | 0 | 0 | 0 | 0 | 0 | 0 | 0 | 0 | 0 | 0 | 0 | 0 | 0 | 0 | 0 | 0 | 0 | 0
F3_Commercial_Miscellaneous_New_Refrigeration_Electric_Open Display Case_E1 | F3 | Commercial | Miscellaneous | New | Refrigeration | Electric | Open Display Case | E1 | PACT BC Ratio | 0 | 0 | 0 | 0 | 0 | 0 | 0 | 0 | 0 | 0 | 0 | 0 | 0 | 0 | 0 | 0 | 0 | 0 | 0 | 0 | 0 | 0 | 0 | 0 | 0 | 0 | 0 | 0 | 0 | 0
F3_Commercial_Miscellaneous_New_Refrigeration_Electric_Open Display Case_E2 | F3 | Commercial | Miscellaneous | New | Refrigeration | Electric | Open Display Case | E2 | PACT BC Ratio | 0 | 0 | 0 | 0 | 0 | 0 | 0 | 0 | 0 | 0 | 0 | 0 | 0 | 0 | 0 | 0 | 0 | 0 | 0 | 0 | 0 | 0 | 0 | 0 | 0 | 0 | 0 | 0 | 0 | 0
F3_Commercial_Miscellaneous_New_Refrigeration_Electric_Open Display Case_E3 | F3 | Commercial | Miscellaneous | New | Refrigeration | Electric | Open Display Case | E3 | PACT BC Ratio | 0 | 0 | 0 | 0 | 0 | 0 | 0 | 0 | 0 | 0 | 0 | 0 | 0 | 0 | 0 | 0 | 0 | 0 | 0 | 0 | 0 | 0 | 0 | 0 | 0 | 0 | 0 | 0 | 0 | 0
F3_Commercial_Miscellaneous_New_Refrigeration_Electric_Open Display Case_E4 | F3 | Commercial | Miscellaneous | New | Refrigeration | Electric | Open Display Case | E4 | PACT BC Ratio | 0 | 0 | 0 | 0 | 0 | 0 | 0 | 0 | 0 | 0 | 0 | 0 | 0 | 0 | 0 | 0 | 0 | 0 | 0 | 0 | 0 | 0 | 0 | 0 | 0 | 0 | 0 | 0 | 0 | 0
F3_Commercial_Miscellaneous_New_Refrigeration_Electric_Open Display Case_E5 | F3 | Commercial | Miscellaneous | New | Refrigeration | Electric | Open Display Case | E5 | PACT BC Ratio | 0 | 0 | 0 | 0 | 0 | 0 | 0 | 0 | 0 | 0 | 0 | 0 | 0 | 0 | 0 | 0 | 0 | 0 | 0 | 0 | 0 | 0 | 0 | 0 | 0 | 0 | 0 | 0 | 0 | 0
F3_Commercial_Miscellaneous_New_Refrigeration_Electric_Open Display Case_E6 | F3 | Commercial | Miscellaneous | New | Refrigeration | Electric | Open Display Case | E6 | PACT BC Ratio | 0 | 0 | 0 | 0 | 0 | 0 | 0 | 0 | 0 | 0 | 0 | 0 | 0 | 0 | 0 | 0 | 0 | 0 | 0 | 0 | 0 | 0 | 0 | 0 | 0 | 0 | 0 | 0 | 0 | 0
F3_Commercial_Miscellaneous_New_Refrigeration_Electric_Open Display Case_E7 | F3 | Commercial | Miscellaneous | New | Refrigeration | Electric | Open Display Case | E7 | PACT BC Ratio | 0 | 0 | 0 | 0 | 0 | 0 | 0 | 0 | 0 | 0 | 0 | 0 | 0 | 0 | 0 | 0 | 0 | 0 | 0 | 0 | 0 | 0 | 0 | 0 | 0 | 0 | 0 | 0 | 0 | 0
F3_Commercial_Miscellaneous_New_Refrigeration_Electric_Open Display Case_E8 | F3 | Commercial | Miscellaneous | New | Refrigeration | Electric | Open Display Case | E8 | PACT BC Ratio | 0 | 0 | 0 | 0 | 0 | 0 | 0 | 0 | 0 | 0 | 0 | 0 | 0 | 0 | 0 | 0 | 0 | 0 | 0 | 0 | 0 | 0 | 0 | 0 | 0 | 0 | 0 | 0 | 0 | 0
F3_Commercial_Miscellaneous_New_Refrigeration_Electric_Open Display Case_E9 | F3 | Commercial | Miscellaneous | New | Refrigeration | Electric | Open Display Case | E9 | PACT BC Ratio | 0 | 0 | 0 | 0 | 0 | 0 | 0 | 0 | 0 | 0 | 0 | 0 | 0 | 0 | 0 | 0 | 0 | 0 | 0 | 0 | 0 | 0 | 0 | 0 | 0 | 0 | 0 | 0 | 0 | 0
F3_Commercial_Miscellaneous_New_Refrigeration_Electric_Open Display Case_E10 | F3 | Commercial | Miscellaneous | New | Refrigeration | Electric | Open Display Case | E10 | PACT BC Ratio | 0 | 0 | 0 | 0 | 0 | 0 | 0 | 0 | 0 | 0 | 0 | 0 | 0 | 0 | 0 | 0 | 0 | 0 | 0 | 0 | 0 | 0 | 0 | 0 | 0 | 0 | 0 | 0 | 0 | 0
F4_Commercial_Miscellaneous_New_Refrigeration_Electric_Open Display Case_E1 | F4 | Commercial | Miscellaneous | New | Refrigeration | Electric | Open Display Case | E1 | RVT BC Ratio | 0 | 0 | 0 | 0 | 0 | 0 | 0 | 0 | 0 | 0 | 0 | 0 | 0 | 0 | 0 | 0 | 0 | 0 | 0 | 0 | 0 | 0 | 0 | 0 | 0 | 0 | 0 | 0 | 0 | 0
F4_Commercial_Miscellaneous_New_Refrigeration_Electric_Open Display Case_E2 | F4 | Commercial | Miscellaneous | New | Refrigeration | Electric | Open Display Case | E2 | RVT BC Ratio | 0 | 0 | 0 | 0 | 0 | 0 | 0 | 0 | 0 | 0 | 0 | 0 | 0 | 0 | 0 | 0 | 0 | 0 | 0 | 0 | 0 | 0 | 0 | 0 | 0 | 0 | 0 | 0 | 0 | 0
F4_Commercial_Miscellaneous_New_Refrigeration_Electric_Open Display Case_E3 | F4 | Commercial | Miscellaneous | New | Refrigeration | Electric | Open Display Case | E3 | RVT BC Ratio | 0 | 0 | 0 | 0 | 0 | 0 | 0 | 0 | 0 | 0 | 0 | 0 | 0 | 0 | 0 | 0 | 0 | 0 | 0 | 0 | 0 | 0 | 0 | 0 | 0 | 0 | 0 | 0 | 0 | 0
F4_Commercial_Miscellaneous_New_Refrigeration_Electric_Open Display Case_E4 | F4 | Commercial | Miscellaneous | New | Refrigeration | Electric | Open Display Case | E4 | RVT BC Ratio | 0 | 0 | 0 | 0 | 0 | 0 | 0 | 0 | 0 | 0 | 0 | 0 | 0 | 0 | 0 | 0 | 0 | 0 | 0 | 0 | 0 | 0 | 0 | 0 | 0 | 0 | 0 | 0 | 0 | 0
F4_Commercial_Miscellaneous_New_Refrigeration_Electric_Open Display Case_E5 | F4 | Commercial | Miscellaneous | New | Refrigeration | Electric | Open Display Case | E5 | RVT BC Ratio | 0 | 0 | 0 | 0 | 0 | 0 | 0 | 0 | 0 | 0 | 0 | 0 | 0 | 0 | 0 | 0 | 0 | 0 | 0 | 0 | 0 | 0 | 0 | 0 | 0 | 0 | 0 | 0 | 0 | 0
F4_Commercial_Miscellaneous_New_Refrigeration_Electric_Open Display Case_E6 | F4 | Commercial | Miscellaneous | New | Refrigeration | Electric | Open Display Case | E6 | RVT BC Ratio | 0 | 0 | 0 | 0 | 0 | 0 | 0 | 0 | 0 | 0 | 0 | 0 | 0 | 0 | 0 | 0 | 0 | 0 | 0 | 0 | 0 | 0 | 0 | 0 | 0 | 0 | 0 | 0 | 0 | 0
F4_Commercial_Miscellaneous_New_Refrigeration_Electric_Open Display Case_E7 | F4 | Commercial | Miscellaneous | New | Refrigeration | Electric | Open Display Case | E7 | RVT BC Ratio | 0 | 0 | 0 | 0 | 0 | 0 | 0 | 0 | 0 | 0 | 0 | 0 | 0 | 0 | 0 | 0 | 0 | 0 | 0 | 0 | 0 | 0 | 0 | 0 | 0 | 0 | 0 | 0 | 0 | 0
F4_Commercial_Miscellaneous_New_Refrigeration_Electric_Open Display Case_E8 | F4 | Commercial | Miscellaneous | New | Refrigeration | Electric | Open Display Case | E8 | RVT BC Ratio | 0 | 0 | 0 | 0 | 0 | 0 | 0 | 0 | 0 | 0 | 0 | 0 | 0 | 0 | 0 | 0 | 0 | 0 | 0 | 0 | 0 | 0 | 0 | 0 | 0 | 0 | 0 | 0 | 0 | 0
F4_Commercial_Miscellaneous_New_Refrigeration_Electric_Open Display Case_E9 | F4 | Commercial | Miscellaneous | New | Refrigeration | Electric | Open Display Case | E9 | RVT BC Ratio | 0 | 0 | 0 | 0 | 0 | 0 | 0 | 0 | 0 | 0 | 0 | 0 | 0 | 0 | 0 | 0 | 0 | 0 | 0 | 0 | 0 | 0 | 0 | 0 | 0 | 0 | 0 | 0 | 0 | 0
F4_Commercial_Miscellaneous_New_Refrigeration_Electric_Open Display Case_E10 | F4 | Commercial | Miscellaneous | New | Refrigeration | Electric | Open Display Case | E10 | RVT BC Ratio | 0 | 0 | 0 | 0 | 0 | 0 | 0 | 0 | 0 | 0 | 0 | 0 | 0 | 0 | 0 | 0 | 0 | 0 | 0 | 0 | 0 | 0 | 0 | 0 | 0 | 0 | 0 | 0 | 0 | 0
F5_Commercial_Miscellaneous_New_Refrigeration_Electric_Open Display Case_E1 | F5 | Commercial | Miscellaneous | New | Refrigeration | Electric | Open Display Case | E1 | RIM BC Ratio | 0 | 0 | 0 | 0 | 0 | 0 | 0 | 0 | 0 | 0 | 0 | 0 | 0 | 0 | 0 | 0 | 0 | 0 | 0 | 0 | 0 | 0 | 0 | 0 | 0 | 0 | 0 | 0 | 0 | 0
F5_Commercial_Miscellaneous_New_Refrigeration_Electric_Open Display Case_E2 | F5 | Commercial | Miscellaneous | New | Refrigeration | Electric | Open Display Case | E2 | RIM BC Ratio | 0 | 0 | 0 | 0 | 0 | 0 | 0 | 0 | 0 | 0 | 0 | 0 | 0 | 0 | 0 | 0 | 0 | 0 | 0 | 0 | 0 | 0 | 0 | 0 | 0 | 0 | 0 | 0 | 0 | 0
F5_Commercial_Miscellaneous_New_Refrigeration_Electric_Open Display Case_E3 | F5 | Commercial | Miscellaneous | New | Refrigeration | Electric | Open Display Case | E3 | RIM BC Ratio | 0 | 0 | 0 | 0 | 0 | 0 | 0 | 0 | 0 | 0 | 0 | 0 | 0 | 0 | 0 | 0 | 0 | 0 | 0 | 0 | 0 | 0 | 0 | 0 | 0 | 0 | 0 | 0 | 0 | 0
F5_Commercial_Miscellaneous_New_Refrigeration_Electric_Open Display Case_E4 | F5 | Commercial | Miscellaneous | New | Refrigeration | Electric | Open Display Case | E4 | RIM BC Ratio | 0 | 0 | 0 | 0 | 0 | 0 | 0 | 0 | 0 | 0 | 0 | 0 | 0 | 0 | 0 | 0 | 0 | 0 | 0 | 0 | 0 | 0 | 0 | 0 | 0 | 0 | 0 | 0 | 0 | 0
F5_Commercial_Miscellaneous_New_Refrigeration_Electric_Open Display Case_E5 | F5 | Commercial | Miscellaneous | New | Refrigeration | Electric | Open Display Case | E5 | RIM BC Ratio | 0 | 0 | 0 | 0 | 0 | 0 | 0 | 0 | 0 | 0 | 0 | 0 | 0 | 0 | 0 | 0 | 0 | 0 | 0 | 0 | 0 | 0 | 0 | 0 | 0 | 0 | 0 | 0 | 0 | 0
F5_Commercial_Miscellaneous_New_Refrigeration_Electric_Open Display Case_E6 | F5 | Commercial | Miscellaneous | New | Refrigeration | Electric | Open Display Case | E6 | RIM BC Ratio | 0 | 0 | 0 | 0 | 0 | 0 | 0 | 0 | 0 | 0 | 0 | 0 | 0 | 0 | 0 | 0 | 0 | 0 | 0 | 0 | 0 | 0 | 0 | 0 | 0 | 0 | 0 | 0 | 0 | 0
F5_Commercial_Miscellaneous_New_Refrigeration_Electric_Open Display Case_E7 | F5 | Commercial | Miscellaneous | New | Refrigeration | Electric | Open Display Case | E7 | RIM BC Ratio | 0 | 0 | 0 | 0 | 0 | 0 | 0 | 0 | 0 | 0 | 0 | 0 | 0 | 0 | 0 | 0 | 0 | 0 | 0 | 0 | 0 | 0 | 0 | 0 | 0 | 0 | 0 | 0 | 0 | 0
F5_Commercial_Miscellaneous_New_Refrigeration_Electric_Open Display Case_E8 | F5 | Commercial | Miscellaneous | New | Refrigeration | Electric | Open Display Case | E8 | RIM BC Ratio | 0 | 0 | 0 | 0 | 0 | 0 | 0 | 0 | 0 | 0 | 0 | 0 | 0 | 0 | 0 | 0 | 0 | 0 | 0 | 0 | 0 | 0 | 0 | 0 | 0 | 0 | 0 | 0 | 0 | 0
F5_Commercial_Miscellaneous_New_Refrigeration_Electric_Open Display Case_E9 | F5 | Commercial | Miscellaneous | New | Refrigeration | Electric | Open Display Case | E9 | RIM BC Ratio | 0 | 0 | 0 | 0 | 0 | 0 | 0 | 0 | 0 | 0 | 0 | 0 | 0 | 0 | 0 | 0 | 0 | 0 | 0 | 0 | 0 | 0 | 0 | 0 | 0 | 0 | 0 | 0 | 0 | 0
F5_Commercial_Miscellaneous_New_Refrigeration_Electric_Open Display Case_E10 | F5 | Commercial | Miscellaneous | New | Refrigeration | Electric | Open Display Case | E10 | RIM BC Ratio | 0 | 0 | 0 | 0 | 0 | 0 | 0 | 0 | 0 | 0 | 0 | 0 | 0 | 0 | 0 | 0 | 0 | 0 | 0 | 0 | 0 | 0 | 0 | 0 | 0 | 0 | 0 | 0 | 0 | 0
F0_Commercial_Miscellaneous_New_Refrigeration_Electric_Icemaker_E0 | F0 | Commercial | Miscellaneous | New | Refrigeration | Electric | Icemaker | E0 | Economic Unit | 0 | 0 | 0 | 0 | 0 | 0 | 0 | 0 | 0 | 0 | 0 | 0 | 0 | 0 | 0 | 0 | 0 | 0 | 0 | 0 | 0 | 0 | 0 | 0 | 0 | 0 | 0 | 0 | 0 | 0
F1_Commercial_Miscellaneous_New_Refrigeration_Electric_Icemaker_E1 | F1 | Commercial | Miscellaneous | New | Refrigeration | Electric | Icemaker | E1 | CCE | 0 | 0 | 0 | 0 | 0 | 0 | 0 | 0 | 0 | 0 | 0 | 0 | 0 | 0 | 0 | 0 | 0 | 0 | 0 | 0 | 0 | 0 | 0 | 0 | 0 | 0 | 0 | 0 | 0 | 0
F1_Commercial_Miscellaneous_New_Refrigeration_Electric_Icemaker_E2 | F1 | Commercial | Miscellaneous | New | Refrigeration | Electric | Icemaker | E2 | CCE | 0 | 0 | 0 | 0 | 0 | 0 | 0 | 0 | 0 | 0 | 0 | 0 | 0 | 0 | 0 | 0 | 0 | 0 | 0 | 0 | 0 | 0 | 0 | 0 | 0 | 0 | 0 | 0 | 0 | 0
F1_Commercial_Miscellaneous_New_Refrigeration_Electric_Icemaker_E3 | F1 | Commercial | Miscellaneous | New | Refrigeration | Electric | Icemaker | E3 | CCE | 0 | 0 | 0 | 0 | 0 | 0 | 0 | 0 | 0 | 0 | 0 | 0 | 0 | 0 | 0 | 0 | 0 | 0 | 0 | 0 | 0 | 0 | 0 | 0 | 0 | 0 | 0 | 0 | 0 | 0
F1_Commercial_Miscellaneous_New_Refrigeration_Electric_Icemaker_E4 | F1 | Commercial | Miscellaneous | New | Refrigeration | Electric | Icemaker | E4 | CCE | 0 | 0 | 0 | 0 | 0 | 0 | 0 | 0 | 0 | 0 | 0 | 0 | 0 | 0 | 0 | 0 | 0 | 0 | 0 | 0 | 0 | 0 | 0 | 0 | 0 | 0 | 0 | 0 | 0 | 0
F1_Commercial_Miscellaneous_New_Refrigeration_Electric_Icemaker_E5 | F1 | Commercial | Miscellaneous | New | Refrigeration | Electric | Icemaker | E5 | CCE | 0 | 0 | 0 | 0 | 0 | 0 | 0 | 0 | 0 | 0 | 0 | 0 | 0 | 0 | 0 | 0 | 0 | 0 | 0 | 0 | 0 | 0 | 0 | 0 | 0 | 0 | 0 | 0 | 0 | 0
F1_Commercial_Miscellaneous_New_Refrigeration_Electric_Icemaker_E6 | F1 | Commercial | Miscellaneous | New | Refrigeration | Electric | Icemaker | E6 | CCE | 0 | 0 | 0 | 0 | 0 | 0 | 0 | 0 | 0 | 0 | 0 | 0 | 0 | 0 | 0 | 0 | 0 | 0 | 0 | 0 | 0 | 0 | 0 | 0 | 0 | 0 | 0 | 0 | 0 | 0
F1_Commercial_Miscellaneous_New_Refrigeration_Electric_Icemaker_E7 | F1 | Commercial | Miscellaneous | New | Refrigeration | Electric | Icemaker | E7 | CCE | 0 | 0 | 0 | 0 | 0 | 0 | 0 | 0 | 0 | 0 | 0 | 0 | 0 | 0 | 0 | 0 | 0 | 0 | 0 | 0 | 0 | 0 | 0 | 0 | 0 | 0 | 0 | 0 | 0 | 0
F1_Commercial_Miscellaneous_New_Refrigeration_Electric_Icemaker_E8 | F1 | Commercial | Miscellaneous | New | Refrigeration | Electric | Icemaker | E8 | CCE | 0 | 0 | 0 | 0 | 0 | 0 | 0 | 0 | 0 | 0 | 0 | 0 | 0 | 0 | 0 | 0 | 0 | 0 | 0 | 0 | 0 | 0 | 0 | 0 | 0 | 0 | 0 | 0 | 0 | 0
F1_Commercial_Miscellaneous_New_Refrigeration_Electric_Icemaker_E9 | F1 | Commercial | Miscellaneous | New | Refrigeration | Electric | Icemaker | E9 | CCE | 0 | 0 | 0 | 0 | 0 | 0 | 0 | 0 | 0 | 0 | 0 | 0 | 0 | 0 | 0 | 0 | 0 | 0 | 0 | 0 | 0 | 0 | 0 | 0 | 0 | 0 | 0 | 0 | 0 | 0
F1_Commercial_Miscellaneous_New_Refrigeration_Electric_Icemaker_E10 | F1 | Commercial | Miscellaneous | New | Refrigeration | Electric | Icemaker | E10 | CCE | 0 | 0 | 0 | 0 | 0 | 0 | 0 | 0 | 0 | 0 | 0 | 0 | 0 | 0 | 0 | 0 | 0 | 0 | 0 | 0 | 0 | 0 | 0 | 0 | 0 | 0 | 0 | 0 | 0 | 0
F2_Commercial_Miscellaneous_New_Refrigeration_Electric_Icemaker_E1 | F2 | Commercial | Miscellaneous | New | Refrigeration | Electric | Icemaker | E1 | TRC BC Ratio | 0 | 0 | 0 | 0 | 0 | 0 | 0 | 0 | 0 | 0 | 0 | 0 | 0 | 0 | 0 | 0 | 0 | 0 | 0 | 0 | 0 | 0 | 0 | 0 | 0 | 0 | 0 | 0 | 0 | 0
F2_Commercial_Miscellaneous_New_Refrigeration_Electric_Icemaker_E2 | F2 | Commercial | Miscellaneous | New | Refrigeration | Electric | Icemaker | E2 | TRC BC Ratio | 0 | 0 | 0 | 0 | 0 | 0 | 0 | 0 | 0 | 0 | 0 | 0 | 0 | 0 | 0 | 0 | 0 | 0 | 0 | 0 | 0 | 0 | 0 | 0 | 0 | 0 | 0 | 0 | 0 | 0
F2_Commercial_Miscellaneous_New_Refrigeration_Electric_Icemaker_E3 | F2 | Commercial | Miscellaneous | New | Refrigeration | Electric | Icemaker | E3 | TRC BC Ratio | 0 | 0 | 0 | 0 | 0 | 0 | 0 | 0 | 0 | 0 | 0 | 0 | 0 | 0 | 0 | 0 | 0 | 0 | 0 | 0 | 0 | 0 | 0 | 0 | 0 | 0 | 0 | 0 | 0 | 0
F2_Commercial_Miscellaneous_New_Refrigeration_Electric_Icemaker_E4 | F2 | Commercial | Miscellaneous | New | Refrigeration | Electric | Icemaker | E4 | TRC BC Ratio | 0 | 0 | 0 | 0 | 0 | 0 | 0 | 0 | 0 | 0 | 0 | 0 | 0 | 0 | 0 | 0 | 0 | 0 | 0 | 0 | 0 | 0 | 0 | 0 | 0 | 0 | 0 | 0 | 0 | 0
F2_Commercial_Miscellaneous_New_Refrigeration_Electric_Icemaker_E5 | F2 | Commercial | Miscellaneous | New | Refrigeration | Electric | Icemaker | E5 | TRC BC Ratio | 0 | 0 | 0 | 0 | 0 | 0 | 0 | 0 | 0 | 0 | 0 | 0 | 0 | 0 | 0 | 0 | 0 | 0 | 0 | 0 | 0 | 0 | 0 | 0 | 0 | 0 | 0 | 0 | 0 | 0
F2_Commercial_Miscellaneous_New_Refrigeration_Electric_Icemaker_E6 | F2 | Commercial | Miscellaneous | New | Refrigeration | Electric | Icemaker | E6 | TRC BC Ratio | 0 | 0 | 0 | 0 | 0 | 0 | 0 | 0 | 0 | 0 | 0 | 0 | 0 | 0 | 0 | 0 | 0 | 0 | 0 | 0 | 0 | 0 | 0 | 0 | 0 | 0 | 0 | 0 | 0 | 0
F2_Commercial_Miscellaneous_New_Refrigeration_Electric_Icemaker_E7 | F2 | Commercial | Miscellaneous | New | Refrigeration | Electric | Icemaker | E7 | TRC BC Ratio | 0 | 0 | 0 | 0 | 0 | 0 | 0 | 0 | 0 | 0 | 0 | 0 | 0 | 0 | 0 | 0 | 0 | 0 | 0 | 0 | 0 | 0 | 0 | 0 | 0 | 0 | 0 | 0 | 0 | 0
F2_Commercial_Miscellaneous_New_Refrigeration_Electric_Icemaker_E8 | F2 | Commercial | Miscellaneous | New | Refrigeration | Electric | Icemaker | E8 | TRC BC Ratio | 0 | 0 | 0 | 0 | 0 | 0 | 0 | 0 | 0 | 0 | 0 | 0 | 0 | 0 | 0 | 0 | 0 | 0 | 0 | 0 | 0 | 0 | 0 | 0 | 0 | 0 | 0 | 0 | 0 | 0
F2_Commercial_Miscellaneous_New_Refrigeration_Electric_Icemaker_E9 | F2 | Commercial | Miscellaneous | New | Refrigeration | Electric | Icemaker | E9 | TRC BC Ratio | 0 | 0 | 0 | 0 | 0 | 0 | 0 | 0 | 0 | 0 | 0 | 0 | 0 | 0 | 0 | 0 | 0 | 0 | 0 | 0 | 0 | 0 | 0 | 0 | 0 | 0 | 0 | 0 | 0 | 0
F2_Commercial_Miscellaneous_New_Refrigeration_Electric_Icemaker_E10 | F2 | Commercial | Miscellaneous | New | Refrigeration | Electric | Icemaker | E10 | TRC BC Ratio | 0 | 0 | 0 | 0 | 0 | 0 | 0 | 0 | 0 | 0 | 0 | 0 | 0 | 0 | 0 | 0 | 0 | 0 | 0 | 0 | 0 | 0 | 0 | 0 | 0 | 0 | 0 | 0 | 0 | 0
F3_Commercial_Miscellaneous_New_Refrigeration_Electric_Icemaker_E1 | F3 | Commercial | Miscellaneous | New | Refrigeration | Electric | Icemaker | E1 | PACT BC Ratio | 0 | 0 | 0 | 0 | 0 | 0 | 0 | 0 | 0 | 0 | 0 | 0 | 0 | 0 | 0 | 0 | 0 | 0 | 0 | 0 | 0 | 0 | 0 | 0 | 0 | 0 | 0 | 0 | 0 | 0
F3_Commercial_Miscellaneous_New_Refrigeration_Electric_Icemaker_E2 | F3 | Commercial | Miscellaneous | New | Refrigeration | Electric | Icemaker | E2 | PACT BC Ratio | 0 | 0 | 0 | 0 | 0 | 0 | 0 | 0 | 0 | 0 | 0 | 0 | 0 | 0 | 0 | 0 | 0 | 0 | 0 | 0 | 0 | 0 | 0 | 0 | 0 | 0 | 0 | 0 | 0 | 0
F3_Commercial_Miscellaneous_New_Refrigeration_Electric_Icemaker_E3 | F3 | Commercial | Miscellaneous | New | Refrigeration | Electric | Icemaker | E3 | PACT BC Ratio | 0 | 0 | 0 | 0 | 0 | 0 | 0 | 0 | 0 | 0 | 0 | 0 | 0 | 0 | 0 | 0 | 0 | 0 | 0 | 0 | 0 | 0 | 0 | 0 | 0 | 0 | 0 | 0 | 0 | 0
F3_Commercial_Miscellaneous_New_Refrigeration_Electric_Icemaker_E4 | F3 | Commercial | Miscellaneous | New | Refrigeration | Electric | Icemaker | E4 | PACT BC Ratio | 0 | 0 | 0 | 0 | 0 | 0 | 0 | 0 | 0 | 0 | 0 | 0 | 0 | 0 | 0 | 0 | 0 | 0 | 0 | 0 | 0 | 0 | 0 | 0 | 0 | 0 | 0 | 0 | 0 | 0
F3_Commercial_Miscellaneous_New_Refrigeration_Electric_Icemaker_E5 | F3 | Commercial | Miscellaneous | New | Refrigeration | Electric | Icemaker | E5 | PACT BC Ratio | 0 | 0 | 0 | 0 | 0 | 0 | 0 | 0 | 0 | 0 | 0 | 0 | 0 | 0 | 0 | 0 | 0 | 0 | 0 | 0 | 0 | 0 | 0 | 0 | 0 | 0 | 0 | 0 | 0 | 0
F3_Commercial_Miscellaneous_New_Refrigeration_Electric_Icemaker_E6 | F3 | Commercial | Miscellaneous | New | Refrigeration | Electric | Icemaker | E6 | PACT BC Ratio | 0 | 0 | 0 | 0 | 0 | 0 | 0 | 0 | 0 | 0 | 0 | 0 | 0 | 0 | 0 | 0 | 0 | 0 | 0 | 0 | 0 | 0 | 0 | 0 | 0 | 0 | 0 | 0 | 0 | 0
F3_Commercial_Miscellaneous_New_Refrigeration_Electric_Icemaker_E7 | F3 | Commercial | Miscellaneous | New | Refrigeration | Electric | Icemaker | E7 | PACT BC Ratio | 0 | 0 | 0 | 0 | 0 | 0 | 0 | 0 | 0 | 0 | 0 | 0 | 0 | 0 | 0 | 0 | 0 | 0 | 0 | 0 | 0 | 0 | 0 | 0 | 0 | 0 | 0 | 0 | 0 | 0
F3_Commercial_Miscellaneous_New_Refrigeration_Electric_Icemaker_E8 | F3 | Commercial | Miscellaneous | New | Refrigeration | Electric | Icemaker | E8 | PACT BC Ratio | 0 | 0 | 0 | 0 | 0 | 0 | 0 | 0 | 0 | 0 | 0 | 0 | 0 | 0 | 0 | 0 | 0 | 0 | 0 | 0 | 0 | 0 | 0 | 0 | 0 | 0 | 0 | 0 | 0 | 0
F3_Commercial_Miscellaneous_New_Refrigeration_Electric_Icemaker_E9 | F3 | Commercial | Miscellaneous | New | Refrigeration | Electric | Icemaker | E9 | PACT BC Ratio | 0 | 0 | 0 | 0 | 0 | 0 | 0 | 0 | 0 | 0 | 0 | 0 | 0 | 0 | 0 | 0 | 0 | 0 | 0 | 0 | 0 | 0 | 0 | 0 | 0 | 0 | 0 | 0 | 0 | 0
F3_Commercial_Miscellaneous_New_Refrigeration_Electric_Icemaker_E10 | F3 | Commercial | Miscellaneous | New | Refrigeration | Electric | Icemaker | E10 | PACT BC Ratio | 0 | 0 | 0 | 0 | 0 | 0 | 0 | 0 | 0 | 0 | 0 | 0 | 0 | 0 | 0 | 0 | 0 | 0 | 0 | 0 | 0 | 0 | 0 | 0 | 0 | 0 | 0 | 0 | 0 | 0
F4_Commercial_Miscellaneous_New_Refrigeration_Electric_Icemaker_E1 | F4 | Commercial | Miscellaneous | New | Refrigeration | Electric | Icemaker | E1 | RVT BC Ratio | 0 | 0 | 0 | 0 | 0 | 0 | 0 | 0 | 0 | 0 | 0 | 0 | 0 | 0 | 0 | 0 | 0 | 0 | 0 | 0 | 0 | 0 | 0 | 0 | 0 | 0 | 0 | 0 | 0 | 0
F4_Commercial_Miscellaneous_New_Refrigeration_Electric_Icemaker_E2 | F4 | Commercial | Miscellaneous | New | Refrigeration | Electric | Icemaker | E2 | RVT BC Ratio | 0 | 0 | 0 | 0 | 0 | 0 | 0 | 0 | 0 | 0 | 0 | 0 | 0 | 0 | 0 | 0 | 0 | 0 | 0 | 0 | 0 | 0 | 0 | 0 | 0 | 0 | 0 | 0 | 0 | 0
F4_Commercial_Miscellaneous_New_Refrigeration_Electric_Icemaker_E3 | F4 | Commercial | Miscellaneous | New | Refrigeration | Electric | Icemaker | E3 | RVT BC Ratio | 0 | 0 | 0 | 0 | 0 | 0 | 0 | 0 | 0 | 0 | 0 | 0 | 0 | 0 | 0 | 0 | 0 | 0 | 0 | 0 | 0 | 0 | 0 | 0 | 0 | 0 | 0 | 0 | 0 | 0
F4_Commercial_Miscellaneous_New_Refrigeration_Electric_Icemaker_E4 | F4 | Commercial | Miscellaneous | New | Refrigeration | Electric | Icemaker | E4 | RVT BC Ratio | 0 | 0 | 0 | 0 | 0 | 0 | 0 | 0 | 0 | 0 | 0 | 0 | 0 | 0 | 0 | 0 | 0 | 0 | 0 | 0 | 0 | 0 | 0 | 0 | 0 | 0 | 0 | 0 | 0 | 0
F4_Commercial_Miscellaneous_New_Refrigeration_Electric_Icemaker_E5 | F4 | Commercial | Miscellaneous | New | Refrigeration | Electric | Icemaker | E5 | RVT BC Ratio | 0 | 0 | 0 | 0 | 0 | 0 | 0 | 0 | 0 | 0 | 0 | 0 | 0 | 0 | 0 | 0 | 0 | 0 | 0 | 0 | 0 | 0 | 0 | 0 | 0 | 0 | 0 | 0 | 0 | 0
F4_Commercial_Miscellaneous_New_Refrigeration_Electric_Icemaker_E6 | F4 | Commercial | Miscellaneous | New | Refrigeration | Electric | Icemaker | E6 | RVT BC Ratio | 0 | 0 | 0 | 0 | 0 | 0 | 0 | 0 | 0 | 0 | 0 | 0 | 0 | 0 | 0 | 0 | 0 | 0 | 0 | 0 | 0 | 0 | 0 | 0 | 0 | 0 | 0 | 0 | 0 | 0
F4_Commercial_Miscellaneous_New_Refrigeration_Electric_Icemaker_E7 | F4 | Commercial | Miscellaneous | New | Refrigeration | Electric | Icemaker | E7 | RVT BC Ratio | 0 | 0 | 0 | 0 | 0 | 0 | 0 | 0 | 0 | 0 | 0 | 0 | 0 | 0 | 0 | 0 | 0 | 0 | 0 | 0 | 0 | 0 | 0 | 0 | 0 | 0 | 0 | 0 | 0 | 0
F4_Commercial_Miscellaneous_New_Refrigeration_Electric_Icemaker_E8 | F4 | Commercial | Miscellaneous | New | Refrigeration | Electric | Icemaker | E8 | RVT BC Ratio | 0 | 0 | 0 | 0 | 0 | 0 | 0 | 0 | 0 | 0 | 0 | 0 | 0 | 0 | 0 | 0 | 0 | 0 | 0 | 0 | 0 | 0 | 0 | 0 | 0 | 0 | 0 | 0 | 0 | 0
F4_Commercial_Miscellaneous_New_Refrigeration_Electric_Icemaker_E9 | F4 | Commercial | Miscellaneous | New | Refrigeration | Electric | Icemaker | E9 | RVT BC Ratio | 0 | 0 | 0 | 0 | 0 | 0 | 0 | 0 | 0 | 0 | 0 | 0 | 0 | 0 | 0 | 0 | 0 | 0 | 0 | 0 | 0 | 0 | 0 | 0 | 0 | 0 | 0 | 0 | 0 | 0
F4_Commercial_Miscellaneous_New_Refrigeration_Electric_Icemaker_E10 | F4 | Commercial | Miscellaneous | New | Refrigeration | Electric | Icemaker | E10 | RVT BC Ratio | 0 | 0 | 0 | 0 | 0 | 0 | 0 | 0 | 0 | 0 | 0 | 0 | 0 | 0 | 0 | 0 | 0 | 0 | 0 | 0 | 0 | 0 | 0 | 0 | 0 | 0 | 0 | 0 | 0 | 0
F5_Commercial_Miscellaneous_New_Refrigeration_Electric_Icemaker_E1 | F5 | Commercial | Miscellaneous | New | Refrigeration | Electric | Icemaker | E1 | RIM BC Ratio | 0 | 0 | 0 | 0 | 0 | 0 | 0 | 0 | 0 | 0 | 0 | 0 | 0 | 0 | 0 | 0 | 0 | 0 | 0 | 0 | 0 | 0 | 0 | 0 | 0 | 0 | 0 | 0 | 0 | 0
F5_Commercial_Miscellaneous_New_Refrigeration_Electric_Icemaker_E2 | F5 | Commercial | Miscellaneous | New | Refrigeration | Electric | Icemaker | E2 | RIM BC Ratio | 0 | 0 | 0 | 0 | 0 | 0 | 0 | 0 | 0 | 0 | 0 | 0 | 0 | 0 | 0 | 0 | 0 | 0 | 0 | 0 | 0 | 0 | 0 | 0 | 0 | 0 | 0 | 0 | 0 | 0
F5_Commercial_Miscellaneous_New_Refrigeration_Electric_Icemaker_E3 | F5 | Commercial | Miscellaneous | New | Refrigeration | Electric | Icemaker | E3 | RIM BC Ratio | 0 | 0 | 0 | 0 | 0 | 0 | 0 | 0 | 0 | 0 | 0 | 0 | 0 | 0 | 0 | 0 | 0 | 0 | 0 | 0 | 0 | 0 | 0 | 0 | 0 | 0 | 0 | 0 | 0 | 0
F5_Commercial_Miscellaneous_New_Refrigeration_Electric_Icemaker_E4 | F5 | Commercial | Miscellaneous | New | Refrigeration | Electric | Icemaker | E4 | RIM BC Ratio | 0 | 0 | 0 | 0 | 0 | 0 | 0 | 0 | 0 | 0 | 0 | 0 | 0 | 0 | 0 | 0 | 0 | 0 | 0 | 0 | 0 | 0 | 0 | 0 | 0 | 0 | 0 | 0 | 0 | 0
F5_Commercial_Miscellaneous_New_Refrigeration_Electric_Icemaker_E5 | F5 | Commercial | Miscellaneous | New | Refrigeration | Electric | Icemaker | E5 | RIM BC Ratio | 0 | 0 | 0 | 0 | 0 | 0 | 0 | 0 | 0 | 0 | 0 | 0 | 0 | 0 | 0 | 0 | 0 | 0 | 0 | 0 | 0 | 0 | 0 | 0 | 0 | 0 | 0 | 0 | 0 | 0
F5_Commercial_Miscellaneous_New_Refrigeration_Electric_Icemaker_E6 | F5 | Commercial | Miscellaneous | New | Refrigeration | Electric | Icemaker | E6 | RIM BC Ratio | 0 | 0 | 0 | 0 | 0 | 0 | 0 | 0 | 0 | 0 | 0 | 0 | 0 | 0 | 0 | 0 | 0 | 0 | 0 | 0 | 0 | 0 | 0 | 0 | 0 | 0 | 0 | 0 | 0 | 0
F5_Commercial_Miscellaneous_New_Refrigeration_Electric_Icemaker_E7 | F5 | Commercial | Miscellaneous | New | Refrigeration | Electric | Icemaker | E7 | RIM BC Ratio | 0 | 0 | 0 | 0 | 0 | 0 | 0 | 0 | 0 | 0 | 0 | 0 | 0 | 0 | 0 | 0 | 0 | 0 | 0 | 0 | 0 | 0 | 0 | 0 | 0 | 0 | 0 | 0 | 0 | 0
F5_Commercial_Miscellaneous_New_Refrigeration_Electric_Icemaker_E8 | F5 | Commercial | Miscellaneous | New | Refrigeration | Electric | Icemaker | E8 | RIM BC Ratio | 0 | 0 | 0 | 0 | 0 | 0 | 0 | 0 | 0 | 0 | 0 | 0 | 0 | 0 | 0 | 0 | 0 | 0 | 0 | 0 | 0 | 0 | 0 | 0 | 0 | 0 | 0 | 0 | 0 | 0
F5_Commercial_Miscellaneous_New_Refrigeration_Electric_Icemaker_E9 | F5 | Commercial | Miscellaneous | New | Refrigeration | Electric | Icemaker | E9 | RIM BC Ratio | 0 | 0 | 0 | 0 | 0 | 0 | 0 | 0 | 0 | 0 | 0 | 0 | 0 | 0 | 0 | 0 | 0 | 0 | 0 | 0 | 0 | 0 | 0 | 0 | 0 | 0 | 0 | 0 | 0 | 0
F5_Commercial_Miscellaneous_New_Refrigeration_Electric_Icemaker_E10 | F5 | Commercial | Miscellaneous | New | Refrigeration | Electric | Icemaker | E10 | RIM BC Ratio | 0 | 0 | 0 | 0 | 0 | 0 | 0 | 0 | 0 | 0 | 0 | 0 | 0 | 0 | 0 | 0 | 0 | 0 | 0 | 0 | 0 | 0 | 0 | 0 | 0 | 0 | 0 | 0 | 0 | 0
F0_Commercial_Miscellaneous_New_Refrigeration_Electric_Vending Machine_E0 | F0 | Commercial | Miscellaneous | New | Refrigeration | Electric | Vending Machine | E0 | Economic Unit | 0 | 0 | 0 | 0 | 0 | 0 | 0 | 0 | 0 | 0 | 0 | 0 | 0 | 0 | 0 | 0 | 0 | 0 | 0 | 0 | 0 | 0 | 0 | 0 | 0 | 0 | 0 | 0 | 0 | 0
F1_Commercial_Miscellaneous_New_Refrigeration_Electric_Vending Machine_E1 | F1 | Commercial | Miscellaneous | New | Refrigeration | Electric | Vending Machine | E1 | CCE | 0 | 0 | 0 | 0 | 0 | 0 | 0 | 0 | 0 | 0 | 0 | 0 | 0 | 0 | 0 | 0 | 0 | 0 | 0 | 0 | 0 | 0 | 0 | 0 | 0 | 0 | 0 | 0 | 0 | 0
F1_Commercial_Miscellaneous_New_Refrigeration_Electric_Vending Machine_E2 | F1 | Commercial | Miscellaneous | New | Refrigeration | Electric | Vending Machine | E2 | CCE | 0 | 0 | 0 | 0 | 0 | 0 | 0 | 0 | 0 | 0 | 0 | 0 | 0 | 0 | 0 | 0 | 0 | 0 | 0 | 0 | 0 | 0 | 0 | 0 | 0 | 0 | 0 | 0 | 0 | 0
F1_Commercial_Miscellaneous_New_Refrigeration_Electric_Vending Machine_E3 | F1 | Commercial | Miscellaneous | New | Refrigeration | Electric | Vending Machine | E3 | CCE | 0 | 0 | 0 | 0 | 0 | 0 | 0 | 0 | 0 | 0 | 0 | 0 | 0 | 0 | 0 | 0 | 0 | 0 | 0 | 0 | 0 | 0 | 0 | 0 | 0 | 0 | 0 | 0 | 0 | 0
F1_Commercial_Miscellaneous_New_Refrigeration_Electric_Vending Machine_E4 | F1 | Commercial | Miscellaneous | New | Refrigeration | Electric | Vending Machine | E4 | CCE | 0 | 0 | 0 | 0 | 0 | 0 | 0 | 0 | 0 | 0 | 0 | 0 | 0 | 0 | 0 | 0 | 0 | 0 | 0 | 0 | 0 | 0 | 0 | 0 | 0 | 0 | 0 | 0 | 0 | 0
F1_Commercial_Miscellaneous_New_Refrigeration_Electric_Vending Machine_E5 | F1 | Commercial | Miscellaneous | New | Refrigeration | Electric | Vending Machine | E5 | CCE | 0 | 0 | 0 | 0 | 0 | 0 | 0 | 0 | 0 | 0 | 0 | 0 | 0 | 0 | 0 | 0 | 0 | 0 | 0 | 0 | 0 | 0 | 0 | 0 | 0 | 0 | 0 | 0 | 0 | 0
F1_Commercial_Miscellaneous_New_Refrigeration_Electric_Vending Machine_E6 | F1 | Commercial | Miscellaneous | New | Refrigeration | Electric | Vending Machine | E6 | CCE | 0 | 0 | 0 | 0 | 0 | 0 | 0 | 0 | 0 | 0 | 0 | 0 | 0 | 0 | 0 | 0 | 0 | 0 | 0 | 0 | 0 | 0 | 0 | 0 | 0 | 0 | 0 | 0 | 0 | 0
F1_Commercial_Miscellaneous_New_Refrigeration_Electric_Vending Machine_E7 | F1 | Commercial | Miscellaneous | New | Refrigeration | Electric | Vending Machine | E7 | CCE | 0 | 0 | 0 | 0 | 0 | 0 | 0 | 0 | 0 | 0 | 0 | 0 | 0 | 0 | 0 | 0 | 0 | 0 | 0 | 0 | 0 | 0 | 0 | 0 | 0 | 0 | 0 | 0 | 0 | 0
F1_Commercial_Miscellaneous_New_Refrigeration_Electric_Vending Machine_E8 | F1 | Commercial | Miscellaneous | New | Refrigeration | Electric | Vending Machine | E8 | CCE | 0 | 0 | 0 | 0 | 0 | 0 | 0 | 0 | 0 | 0 | 0 | 0 | 0 | 0 | 0 | 0 | 0 | 0 | 0 | 0 | 0 | 0 | 0 | 0 | 0 | 0 | 0 | 0 | 0 | 0
F1_Commercial_Miscellaneous_New_Refrigeration_Electric_Vending Machine_E9 | F1 | Commercial | Miscellaneous | New | Refrigeration | Electric | Vending Machine | E9 | CCE | 0 | 0 | 0 | 0 | 0 | 0 | 0 | 0 | 0 | 0 | 0 | 0 | 0 | 0 | 0 | 0 | 0 | 0 | 0 | 0 | 0 | 0 | 0 | 0 | 0 | 0 | 0 | 0 | 0 | 0
F1_Commercial_Miscellaneous_New_Refrigeration_Electric_Vending Machine_E10 | F1 | Commercial | Miscellaneous | New | Refrigeration | Electric | Vending Machine | E10 | CCE | 0 | 0 | 0 | 0 | 0 | 0 | 0 | 0 | 0 | 0 | 0 | 0 | 0 | 0 | 0 | 0 | 0 | 0 | 0 | 0 | 0 | 0 | 0 | 0 | 0 | 0 | 0 | 0 | 0 | 0
F2_Commercial_Miscellaneous_New_Refrigeration_Electric_Vending Machine_E1 | F2 | Commercial | Miscellaneous | New | Refrigeration | Electric | Vending Machine | E1 | TRC BC Ratio | 0 | 0 | 0 | 0 | 0 | 0 | 0 | 0 | 0 | 0 | 0 | 0 | 0 | 0 | 0 | 0 | 0 | 0 | 0 | 0 | 0 | 0 | 0 | 0 | 0 | 0 | 0 | 0 | 0 | 0
F2_Commercial_Miscellaneous_New_Refrigeration_Electric_Vending Machine_E2 | F2 | Commercial | Miscellaneous | New | Refrigeration | Electric | Vending Machine | E2 | TRC BC Ratio | 0 | 0 | 0 | 0 | 0 | 0 | 0 | 0 | 0 | 0 | 0 | 0 | 0 | 0 | 0 | 0 | 0 | 0 | 0 | 0 | 0 | 0 | 0 | 0 | 0 | 0 | 0 | 0 | 0 | 0
F2_Commercial_Miscellaneous_New_Refrigeration_Electric_Vending Machine_E3 | F2 | Commercial | Miscellaneous | New | Refrigeration | Electric | Vending Machine | E3 | TRC BC Ratio | 0 | 0 | 0 | 0 | 0 | 0 | 0 | 0 | 0 | 0 | 0 | 0 | 0 | 0 | 0 | 0 | 0 | 0 | 0 | 0 | 0 | 0 | 0 | 0 | 0 | 0 | 0 | 0 | 0 | 0
F2_Commercial_Miscellaneous_New_Refrigeration_Electric_Vending Machine_E4 | F2 | Commercial | Miscellaneous | New | Refrigeration | Electric | Vending Machine | E4 | TRC BC Ratio | 0 | 0 | 0 | 0 | 0 | 0 | 0 | 0 | 0 | 0 | 0 | 0 | 0 | 0 | 0 | 0 | 0 | 0 | 0 | 0 | 0 | 0 | 0 | 0 | 0 | 0 | 0 | 0 | 0 | 0
F2_Commercial_Miscellaneous_New_Refrigeration_Electric_Vending Machine_E5 | F2 | Commercial | Miscellaneous | New | Refrigeration | Electric | Vending Machine | E5 | TRC BC Ratio | 0 | 0 | 0 | 0 | 0 | 0 | 0 | 0 | 0 | 0 | 0 | 0 | 0 | 0 | 0 | 0 | 0 | 0 | 0 | 0 | 0 | 0 | 0 | 0 | 0 | 0 | 0 | 0 | 0 | 0
F2_Commercial_Miscellaneous_New_Refrigeration_Electric_Vending Machine_E6 | F2 | Commercial | Miscellaneous | New | Refrigeration | Electric | Vending Machine | E6 | TRC BC Ratio | 0 | 0 | 0 | 0 | 0 | 0 | 0 | 0 | 0 | 0 | 0 | 0 | 0 | 0 | 0 | 0 | 0 | 0 | 0 | 0 | 0 | 0 | 0 | 0 | 0 | 0 | 0 | 0 | 0 | 0
F2_Commercial_Miscellaneous_New_Refrigeration_Electric_Vending Machine_E7 | F2 | Commercial | Miscellaneous | New | Refrigeration | Electric | Vending Machine | E7 | TRC BC Ratio | 0 | 0 | 0 | 0 | 0 | 0 | 0 | 0 | 0 | 0 | 0 | 0 | 0 | 0 | 0 | 0 | 0 | 0 | 0 | 0 | 0 | 0 | 0 | 0 | 0 | 0 | 0 | 0 | 0 | 0
F2_Commercial_Miscellaneous_New_Refrigeration_Electric_Vending Machine_E8 | F2 | Commercial | Miscellaneous | New | Refrigeration | Electric | Vending Machine | E8 | TRC BC Ratio | 0 | 0 | 0 | 0 | 0 | 0 | 0 | 0 | 0 | 0 | 0 | 0 | 0 | 0 | 0 | 0 | 0 | 0 | 0 | 0 | 0 | 0 | 0 | 0 | 0 | 0 | 0 | 0 | 0 | 0
F2_Commercial_Miscellaneous_New_Refrigeration_Electric_Vending Machine_E9 | F2 | Commercial | Miscellaneous | New | Refrigeration | Electric | Vending Machine | E9 | TRC BC Ratio | 0 | 0 | 0 | 0 | 0 | 0 | 0 | 0 | 0 | 0 | 0 | 0 | 0 | 0 | 0 | 0 | 0 | 0 | 0 | 0 | 0 | 0 | 0 | 0 | 0 | 0 | 0 | 0 | 0 | 0
F2_Commercial_Miscellaneous_New_Refrigeration_Electric_Vending Machine_E10 | F2 | Commercial | Miscellaneous | New | Refrigeration | Electric | Vending Machine | E10 | TRC BC Ratio | 0 | 0 | 0 | 0 | 0 | 0 | 0 | 0 | 0 | 0 | 0 | 0 | 0 | 0 | 0 | 0 | 0 | 0 | 0 | 0 | 0 | 0 | 0 | 0 | 0 | 0 | 0 | 0 | 0 | 0
F3_Commercial_Miscellaneous_New_Refrigeration_Electric_Vending Machine_E1 | F3 | Commercial | Miscellaneous | New | Refrigeration | Electric | Vending Machine | E1 | PACT BC Ratio | 0 | 0 | 0 | 0 | 0 | 0 | 0 | 0 | 0 | 0 | 0 | 0 | 0 | 0 | 0 | 0 | 0 | 0 | 0 | 0 | 0 | 0 | 0 | 0 | 0 | 0 | 0 | 0 | 0 | 0
F3_Commercial_Miscellaneous_New_Refrigeration_Electric_Vending Machine_E2 | F3 | Commercial | Miscellaneous | New | Refrigeration | Electric | Vending Machine | E2 | PACT BC Ratio | 0 | 0 | 0 | 0 | 0 | 0 | 0 | 0 | 0 | 0 | 0 | 0 | 0 | 0 | 0 | 0 | 0 | 0 | 0 | 0 | 0 | 0 | 0 | 0 | 0 | 0 | 0 | 0 | 0 | 0
F3_Commercial_Miscellaneous_New_Refrigeration_Electric_Vending Machine_E3 | F3 | Commercial | Miscellaneous | New | Refrigeration | Electric | Vending Machine | E3 | PACT BC Ratio | 0 | 0 | 0 | 0 | 0 | 0 | 0 | 0 | 0 | 0 | 0 | 0 | 0 | 0 | 0 | 0 | 0 | 0 | 0 | 0 | 0 | 0 | 0 | 0 | 0 | 0 | 0 | 0 | 0 | 0
F3_Commercial_Miscellaneous_New_Refrigeration_Electric_Vending Machine_E4 | F3 | Commercial | Miscellaneous | New | Refrigeration | Electric | Vending Machine | E4 | PACT BC Ratio | 0 | 0 | 0 | 0 | 0 | 0 | 0 | 0 | 0 | 0 | 0 | 0 | 0 | 0 | 0 | 0 | 0 | 0 | 0 | 0 | 0 | 0 | 0 | 0 | 0 | 0 | 0 | 0 | 0 | 0
F3_Commercial_Miscellaneous_New_Refrigeration_Electric_Vending Machine_E5 | F3 | Commercial | Miscellaneous | New | Refrigeration | Electric | Vending Machine | E5 | PACT BC Ratio | 0 | 0 | 0 | 0 | 0 | 0 | 0 | 0 | 0 | 0 | 0 | 0 | 0 | 0 | 0 | 0 | 0 | 0 | 0 | 0 | 0 | 0 | 0 | 0 | 0 | 0 | 0 | 0 | 0 | 0
F3_Commercial_Miscellaneous_New_Refrigeration_Electric_Vending Machine_E6 | F3 | Commercial | Miscellaneous | New | Refrigeration | Electric | Vending Machine | E6 | PACT BC Ratio | 0 | 0 | 0 | 0 | 0 | 0 | 0 | 0 | 0 | 0 | 0 | 0 | 0 | 0 | 0 | 0 | 0 | 0 | 0 | 0 | 0 | 0 | 0 | 0 | 0 | 0 | 0 | 0 | 0 | 0
F3_Commercial_Miscellaneous_New_Refrigeration_Electric_Vending Machine_E7 | F3 | Commercial | Miscellaneous | New | Refrigeration | Electric | Vending Machine | E7 | PACT BC Ratio | 0 | 0 | 0 | 0 | 0 | 0 | 0 | 0 | 0 | 0 | 0 | 0 | 0 | 0 | 0 | 0 | 0 | 0 | 0 | 0 | 0 | 0 | 0 | 0 | 0 | 0 | 0 | 0 | 0 | 0
F3_Commercial_Miscellaneous_New_Refrigeration_Electric_Vending Machine_E8 | F3 | Commercial | Miscellaneous | New | Refrigeration | Electric | Vending Machine | E8 | PACT BC Ratio | 0 | 0 | 0 | 0 | 0 | 0 | 0 | 0 | 0 | 0 | 0 | 0 | 0 | 0 | 0 | 0 | 0 | 0 | 0 | 0 | 0 | 0 | 0 | 0 | 0 | 0 | 0 | 0 | 0 | 0
F3_Commercial_Miscellaneous_New_Refrigeration_Electric_Vending Machine_E9 | F3 | Commercial | Miscellaneous | New | Refrigeration | Electric | Vending Machine | E9 | PACT BC Ratio | 0 | 0 | 0 | 0 | 0 | 0 | 0 | 0 | 0 | 0 | 0 | 0 | 0 | 0 | 0 | 0 | 0 | 0 | 0 | 0 | 0 | 0 | 0 | 0 | 0 | 0 | 0 | 0 | 0 | 0
F3_Commercial_Miscellaneous_New_Refrigeration_Electric_Vending Machine_E10 | F3 | Commercial | Miscellaneous | New | Refrigeration | Electric | Vending Machine | E10 | PACT BC Ratio | 0 | 0 | 0 | 0 | 0 | 0 | 0 | 0 | 0 | 0 | 0 | 0 | 0 | 0 | 0 | 0 | 0 | 0 | 0 | 0 | 0 | 0 | 0 | 0 | 0 | 0 | 0 | 0 | 0 | 0
F4_Commercial_Miscellaneous_New_Refrigeration_Electric_Vending Machine_E1 | F4 | Commercial | Miscellaneous | New | Refrigeration | Electric | Vending Machine | E1 | RVT BC Ratio | 0 | 0 | 0 | 0 | 0 | 0 | 0 | 0 | 0 | 0 | 0 | 0 | 0 | 0 | 0 | 0 | 0 | 0 | 0 | 0 | 0 | 0 | 0 | 0 | 0 | 0 | 0 | 0 | 0 | 0
F4_Commercial_Miscellaneous_New_Refrigeration_Electric_Vending Machine_E2 | F4 | Commercial | Miscellaneous | New | Refrigeration | Electric | Vending Machine | E2 | RVT BC Ratio | 0 | 0 | 0 | 0 | 0 | 0 | 0 | 0 | 0 | 0 | 0 | 0 | 0 | 0 | 0 | 0 | 0 | 0 | 0 | 0 | 0 | 0 | 0 | 0 | 0 | 0 | 0 | 0 | 0 | 0
F4_Commercial_Miscellaneous_New_Refrigeration_Electric_Vending Machine_E3 | F4 | Commercial | Miscellaneous | New | Refrigeration | Electric | Vending Machine | E3 | RVT BC Ratio | 0 | 0 | 0 | 0 | 0 | 0 | 0 | 0 | 0 | 0 | 0 | 0 | 0 | 0 | 0 | 0 | 0 | 0 | 0 | 0 | 0 | 0 | 0 | 0 | 0 | 0 | 0 | 0 | 0 | 0
F4_Commercial_Miscellaneous_New_Refrigeration_Electric_Vending Machine_E4 | F4 | Commercial | Miscellaneous | New | Refrigeration | Electric | Vending Machine | E4 | RVT BC Ratio | 0 | 0 | 0 | 0 | 0 | 0 | 0 | 0 | 0 | 0 | 0 | 0 | 0 | 0 | 0 | 0 | 0 | 0 | 0 | 0 | 0 | 0 | 0 | 0 | 0 | 0 | 0 | 0 | 0 | 0
F4_Commercial_Miscellaneous_New_Refrigeration_Electric_Vending Machine_E5 | F4 | Commercial | Miscellaneous | New | Refrigeration | Electric | Vending Machine | E5 | RVT BC Ratio | 0 | 0 | 0 | 0 | 0 | 0 | 0 | 0 | 0 | 0 | 0 | 0 | 0 | 0 | 0 | 0 | 0 | 0 | 0 | 0 | 0 | 0 | 0 | 0 | 0 | 0 | 0 | 0 | 0 | 0
F4_Commercial_Miscellaneous_New_Refrigeration_Electric_Vending Machine_E6 | F4 | Commercial | Miscellaneous | New | Refrigeration | Electric | Vending Machine | E6 | RVT BC Ratio | 0 | 0 | 0 | 0 | 0 | 0 | 0 | 0 | 0 | 0 | 0 | 0 | 0 | 0 | 0 | 0 | 0 | 0 | 0 | 0 | 0 | 0 | 0 | 0 | 0 | 0 | 0 | 0 | 0 | 0
F4_Commercial_Miscellaneous_New_Refrigeration_Electric_Vending Machine_E7 | F4 | Commercial | Miscellaneous | New | Refrigeration | Electric | Vending Machine | E7 | RVT BC Ratio | 0 | 0 | 0 | 0 | 0 | 0 | 0 | 0 | 0 | 0 | 0 | 0 | 0 | 0 | 0 | 0 | 0 | 0 | 0 | 0 | 0 | 0 | 0 | 0 | 0 | 0 | 0 | 0 | 0 | 0
F4_Commercial_Miscellaneous_New_Refrigeration_Electric_Vending Machine_E8 | F4 | Commercial | Miscellaneous | New | Refrigeration | Electric | Vending Machine | E8 | RVT BC Ratio | 0 | 0 | 0 | 0 | 0 | 0 | 0 | 0 | 0 | 0 | 0 | 0 | 0 | 0 | 0 | 0 | 0 | 0 | 0 | 0 | 0 | 0 | 0 | 0 | 0 | 0 | 0 | 0 | 0 | 0
F4_Commercial_Miscellaneous_New_Refrigeration_Electric_Vending Machine_E9 | F4 | Commercial | Miscellaneous | New | Refrigeration | Electric | Vending Machine | E9 | RVT BC Ratio | 0 | 0 | 0 | 0 | 0 | 0 | 0 | 0 | 0 | 0 | 0 | 0 | 0 | 0 | 0 | 0 | 0 | 0 | 0 | 0 | 0 | 0 | 0 | 0 | 0 | 0 | 0 | 0 | 0 | 0
F4_Commercial_Miscellaneous_New_Refrigeration_Electric_Vending Machine_E10 | F4 | Commercial | Miscellaneous | New | Refrigeration | Electric | Vending Machine | E10 | RVT BC Ratio | 0 | 0 | 0 | 0 | 0 | 0 | 0 | 0 | 0 | 0 | 0 | 0 | 0 | 0 | 0 | 0 | 0 | 0 | 0 | 0 | 0 | 0 | 0 | 0 | 0 | 0 | 0 | 0 | 0 | 0
F5_Commercial_Miscellaneous_New_Refrigeration_Electric_Vending Machine_E1 | F5 | Commercial | Miscellaneous | New | Refrigeration | Electric | Vending Machine | E1 | RIM BC Ratio | 0 | 0 | 0 | 0 | 0 | 0 | 0 | 0 | 0 | 0 | 0 | 0 | 0 | 0 | 0 | 0 | 0 | 0 | 0 | 0 | 0 | 0 | 0 | 0 | 0 | 0 | 0 | 0 | 0 | 0
F5_Commercial_Miscellaneous_New_Refrigeration_Electric_Vending Machine_E2 | F5 | Commercial | Miscellaneous | New | Refrigeration | Electric | Vending Machine | E2 | RIM BC Ratio | 0 | 0 | 0 | 0 | 0 | 0 | 0 | 0 | 0 | 0 | 0 | 0 | 0 | 0 | 0 | 0 | 0 | 0 | 0 | 0 | 0 | 0 | 0 | 0 | 0 | 0 | 0 | 0 | 0 | 0
F5_Commercial_Miscellaneous_New_Refrigeration_Electric_Vending Machine_E3 | F5 | Commercial | Miscellaneous | New | Refrigeration | Electric | Vending Machine | E3 | RIM BC Ratio | 0 | 0 | 0 | 0 | 0 | 0 | 0 | 0 | 0 | 0 | 0 | 0 | 0 | 0 | 0 | 0 | 0 | 0 | 0 | 0 | 0 | 0 | 0 | 0 | 0 | 0 | 0 | 0 | 0 | 0
F5_Commercial_Miscellaneous_New_Refrigeration_Electric_Vending Machine_E4 | F5 | Commercial | Miscellaneous | New | Refrigeration | Electric | Vending Machine | E4 | RIM BC Ratio | 0 | 0 | 0 | 0 | 0 | 0 | 0 | 0 | 0 | 0 | 0 | 0 | 0 | 0 | 0 | 0 | 0 | 0 | 0 | 0 | 0 | 0 | 0 | 0 | 0 | 0 | 0 | 0 | 0 | 0
F5_Commercial_Miscellaneous_New_Refrigeration_Electric_Vending Machine_E5 | F5 | Commercial | Miscellaneous | New | Refrigeration | Electric | Vending Machine | E5 | RIM BC Ratio | 0 | 0 | 0 | 0 | 0 | 0 | 0 | 0 | 0 | 0 | 0 | 0 | 0 | 0 | 0 | 0 | 0 | 0 | 0 | 0 | 0 | 0 | 0 | 0 | 0 | 0 | 0 | 0 | 0 | 0
F5_Commercial_Miscellaneous_New_Refrigeration_Electric_Vending Machine_E6 | F5 | Commercial | Miscellaneous | New | Refrigeration | Electric | Vending Machine | E6 | RIM BC Ratio | 0 | 0 | 0 | 0 | 0 | 0 | 0 | 0 | 0 | 0 | 0 | 0 | 0 | 0 | 0 | 0 | 0 | 0 | 0 | 0 | 0 | 0 | 0 | 0 | 0 | 0 | 0 | 0 | 0 | 0
F5_Commercial_Miscellaneous_New_Refrigeration_Electric_Vending Machine_E7 | F5 | Commercial | Miscellaneous | New | Refrigeration | Electric | Vending Machine | E7 | RIM BC Ratio | 0 | 0 | 0 | 0 | 0 | 0 | 0 | 0 | 0 | 0 | 0 | 0 | 0 | 0 | 0 | 0 | 0 | 0 | 0 | 0 | 0 | 0 | 0 | 0 | 0 | 0 | 0 | 0 | 0 | 0
F5_Commercial_Miscellaneous_New_Refrigeration_Electric_Vending Machine_E8 | F5 | Commercial | Miscellaneous | New | Refrigeration | Electric | Vending Machine | E8 | RIM BC Ratio | 0 | 0 | 0 | 0 | 0 | 0 | 0 | 0 | 0 | 0 | 0 | 0 | 0 | 0 | 0 | 0 | 0 | 0 | 0 | 0 | 0 | 0 | 0 | 0 | 0 | 0 | 0 | 0 | 0 | 0
F5_Commercial_Miscellaneous_New_Refrigeration_Electric_Vending Machine_E9 | F5 | Commercial | Miscellaneous | New | Refrigeration | Electric | Vending Machine | E9 | RIM BC Ratio | 0 | 0 | 0 | 0 | 0 | 0 | 0 | 0 | 0 | 0 | 0 | 0 | 0 | 0 | 0 | 0 | 0 | 0 | 0 | 0 | 0 | 0 | 0 | 0 | 0 | 0 | 0 | 0 | 0 | 0
F5_Commercial_Miscellaneous_New_Refrigeration_Electric_Vending Machine_E10 | F5 | Commercial | Miscellaneous | New | Refrigeration | Electric | Vending Machine | E10 | RIM BC Ratio | 0 | 0 | 0 | 0 | 0 | 0 | 0 | 0 | 0 | 0 | 0 | 0 | 0 | 0 | 0 | 0 | 0 | 0 | 0 | 0 | 0 | 0 | 0 | 0 | 0 | 0 | 0 | 0 | 0 | 0
F0_Commercial_Miscellaneous_New_Food Preparation_Electric_Oven_E0 | F0 | Commercial | Miscellaneous | New | Food Preparation | Electric | Oven | E0 | Economic Unit | 0 | 0 | 0 | 0 | 0 | 0 | 0 | 0 | 0 | 0 | 0 | 0 | 0 | 0 | 0 | 0 | 0 | 0 | 0 | 0 | 0 | 0 | 0 | 0 | 0 | 0 | 0 | 0 | 0 | 0
F1_Commercial_Miscellaneous_New_Food Preparation_Electric_Oven_E1 | F1 | Commercial | Miscellaneous | New | Food Preparation | Electric | Oven | E1 | CCE | 0 | 0 | 0 | 0 | 0 | 0 | 0 | 0 | 0 | 0 | 0 | 0 | 0 | 0 | 0 | 0 | 0 | 0 | 0 | 0 | 0 | 0 | 0 | 0 | 0 | 0 | 0 | 0 | 0 | 0
F1_Commercial_Miscellaneous_New_Food Preparation_Electric_Oven_E2 | F1 | Commercial | Miscellaneous | New | Food Preparation | Electric | Oven | E2 | CCE | 0 | 0 | 0 | 0 | 0 | 0 | 0 | 0 | 0 | 0 | 0 | 0 | 0 | 0 | 0 | 0 | 0 | 0 | 0 | 0 | 0 | 0 | 0 | 0 | 0 | 0 | 0 | 0 | 0 | 0
F1_Commercial_Miscellaneous_New_Food Preparation_Electric_Oven_E3 | F1 | Commercial | Miscellaneous | New | Food Preparation | Electric | Oven | E3 | CCE | 0 | 0 | 0 | 0 | 0 | 0 | 0 | 0 | 0 | 0 | 0 | 0 | 0 | 0 | 0 | 0 | 0 | 0 | 0 | 0 | 0 | 0 | 0 | 0 | 0 | 0 | 0 | 0 | 0 | 0
F1_Commercial_Miscellaneous_New_Food Preparation_Electric_Oven_E4 | F1 | Commercial | Miscellaneous | New | Food Preparation | Electric | Oven | E4 | CCE | 0 | 0 | 0 | 0 | 0 | 0 | 0 | 0 | 0 | 0 | 0 | 0 | 0 | 0 | 0 | 0 | 0 | 0 | 0 | 0 | 0 | 0 | 0 | 0 | 0 | 0 | 0 | 0 | 0 | 0
F1_Commercial_Miscellaneous_New_Food Preparation_Electric_Oven_E5 | F1 | Commercial | Miscellaneous | New | Food Preparation | Electric | Oven | E5 | CCE | 0 | 0 | 0 | 0 | 0 | 0 | 0 | 0 | 0 | 0 | 0 | 0 | 0 | 0 | 0 | 0 | 0 | 0 | 0 | 0 | 0 | 0 | 0 | 0 | 0 | 0 | 0 | 0 | 0 | 0
F1_Commercial_Miscellaneous_New_Food Preparation_Electric_Oven_E6 | F1 | Commercial | Miscellaneous | New | Food Preparation | Electric | Oven | E6 | CCE | 0 | 0 | 0 | 0 | 0 | 0 | 0 | 0 | 0 | 0 | 0 | 0 | 0 | 0 | 0 | 0 | 0 | 0 | 0 | 0 | 0 | 0 | 0 | 0 | 0 | 0 | 0 | 0 | 0 | 0
F1_Commercial_Miscellaneous_New_Food Preparation_Electric_Oven_E7 | F1 | Commercial | Miscellaneous | New | Food Preparation | Electric | Oven | E7 | CCE | 0 | 0 | 0 | 0 | 0 | 0 | 0 | 0 | 0 | 0 | 0 | 0 | 0 | 0 | 0 | 0 | 0 | 0 | 0 | 0 | 0 | 0 | 0 | 0 | 0 | 0 | 0 | 0 | 0 | 0
F1_Commercial_Miscellaneous_New_Food Preparation_Electric_Oven_E8 | F1 | Commercial | Miscellaneous | New | Food Preparation | Electric | Oven | E8 | CCE | 0 | 0 | 0 | 0 | 0 | 0 | 0 | 0 | 0 | 0 | 0 | 0 | 0 | 0 | 0 | 0 | 0 | 0 | 0 | 0 | 0 | 0 | 0 | 0 | 0 | 0 | 0 | 0 | 0 | 0
F1_Commercial_Miscellaneous_New_Food Preparation_Electric_Oven_E9 | F1 | Commercial | Miscellaneous | New | Food Preparation | Electric | Oven | E9 | CCE | 0 | 0 | 0 | 0 | 0 | 0 | 0 | 0 | 0 | 0 | 0 | 0 | 0 | 0 | 0 | 0 | 0 | 0 | 0 | 0 | 0 | 0 | 0 | 0 | 0 | 0 | 0 | 0 | 0 | 0
F1_Commercial_Miscellaneous_New_Food Preparation_Electric_Oven_E10 | F1 | Commercial | Miscellaneous | New | Food Preparation | Electric | Oven | E10 | CCE | 0 | 0 | 0 | 0 | 0 | 0 | 0 | 0 | 0 | 0 | 0 | 0 | 0 | 0 | 0 | 0 | 0 | 0 | 0 | 0 | 0 | 0 | 0 | 0 | 0 | 0 | 0 | 0 | 0 | 0
F2_Commercial_Miscellaneous_New_Food Preparation_Electric_Oven_E1 | F2 | Commercial | Miscellaneous | New | Food Preparation | Electric | Oven | E1 | TRC BC Ratio | 0 | 0 | 0 | 0 | 0 | 0 | 0 | 0 | 0 | 0 | 0 | 0 | 0 | 0 | 0 | 0 | 0 | 0 | 0 | 0 | 0 | 0 | 0 | 0 | 0 | 0 | 0 | 0 | 0 | 0
F2_Commercial_Miscellaneous_New_Food Preparation_Electric_Oven_E2 | F2 | Commercial | Miscellaneous | New | Food Preparation | Electric | Oven | E2 | TRC BC Ratio | 0 | 0 | 0 | 0 | 0 | 0 | 0 | 0 | 0 | 0 | 0 | 0 | 0 | 0 | 0 | 0 | 0 | 0 | 0 | 0 | 0 | 0 | 0 | 0 | 0 | 0 | 0 | 0 | 0 | 0
F2_Commercial_Miscellaneous_New_Food Preparation_Electric_Oven_E3 | F2 | Commercial | Miscellaneous | New | Food Preparation | Electric | Oven | E3 | TRC BC Ratio | 0 | 0 | 0 | 0 | 0 | 0 | 0 | 0 | 0 | 0 | 0 | 0 | 0 | 0 | 0 | 0 | 0 | 0 | 0 | 0 | 0 | 0 | 0 | 0 | 0 | 0 | 0 | 0 | 0 | 0
F2_Commercial_Miscellaneous_New_Food Preparation_Electric_Oven_E4 | F2 | Commercial | Miscellaneous | New | Food Preparation | Electric | Oven | E4 | TRC BC Ratio | 0 | 0 | 0 | 0 | 0 | 0 | 0 | 0 | 0 | 0 | 0 | 0 | 0 | 0 | 0 | 0 | 0 | 0 | 0 | 0 | 0 | 0 | 0 | 0 | 0 | 0 | 0 | 0 | 0 | 0
F2_Commercial_Miscellaneous_New_Food Preparation_Electric_Oven_E5 | F2 | Commercial | Miscellaneous | New | Food Preparation | Electric | Oven | E5 | TRC BC Ratio | 0 | 0 | 0 | 0 | 0 | 0 | 0 | 0 | 0 | 0 | 0 | 0 | 0 | 0 | 0 | 0 | 0 | 0 | 0 | 0 | 0 | 0 | 0 | 0 | 0 | 0 | 0 | 0 | 0 | 0
F2_Commercial_Miscellaneous_New_Food Preparation_Electric_Oven_E6 | F2 | Commercial | Miscellaneous | New | Food Preparation | Electric | Oven | E6 | TRC BC Ratio | 0 | 0 | 0 | 0 | 0 | 0 | 0 | 0 | 0 | 0 | 0 | 0 | 0 | 0 | 0 | 0 | 0 | 0 | 0 | 0 | 0 | 0 | 0 | 0 | 0 | 0 | 0 | 0 | 0 | 0
F2_Commercial_Miscellaneous_New_Food Preparation_Electric_Oven_E7 | F2 | Commercial | Miscellaneous | New | Food Preparation | Electric | Oven | E7 | TRC BC Ratio | 0 | 0 | 0 | 0 | 0 | 0 | 0 | 0 | 0 | 0 | 0 | 0 | 0 | 0 | 0 | 0 | 0 | 0 | 0 | 0 | 0 | 0 | 0 | 0 | 0 | 0 | 0 | 0 | 0 | 0
F2_Commercial_Miscellaneous_New_Food Preparation_Electric_Oven_E8 | F2 | Commercial | Miscellaneous | New | Food Preparation | Electric | Oven | E8 | TRC BC Ratio | 0 | 0 | 0 | 0 | 0 | 0 | 0 | 0 | 0 | 0 | 0 | 0 | 0 | 0 | 0 | 0 | 0 | 0 | 0 | 0 | 0 | 0 | 0 | 0 | 0 | 0 | 0 | 0 | 0 | 0
F2_Commercial_Miscellaneous_New_Food Preparation_Electric_Oven_E9 | F2 | Commercial | Miscellaneous | New | Food Preparation | Electric | Oven | E9 | TRC BC Ratio | 0 | 0 | 0 | 0 | 0 | 0 | 0 | 0 | 0 | 0 | 0 | 0 | 0 | 0 | 0 | 0 | 0 | 0 | 0 | 0 | 0 | 0 | 0 | 0 | 0 | 0 | 0 | 0 | 0 | 0
F2_Commercial_Miscellaneous_New_Food Preparation_Electric_Oven_E10 | F2 | Commercial | Miscellaneous | New | Food Preparation | Electric | Oven | E10 | TRC BC Ratio | 0 | 0 | 0 | 0 | 0 | 0 | 0 | 0 | 0 | 0 | 0 | 0 | 0 | 0 | 0 | 0 | 0 | 0 | 0 | 0 | 0 | 0 | 0 | 0 | 0 | 0 | 0 | 0 | 0 | 0
F3_Commercial_Miscellaneous_New_Food Preparation_Electric_Oven_E1 | F3 | Commercial | Miscellaneous | New | Food Preparation | Electric | Oven | E1 | PACT BC Ratio | 0 | 0 | 0 | 0 | 0 | 0 | 0 | 0 | 0 | 0 | 0 | 0 | 0 | 0 | 0 | 0 | 0 | 0 | 0 | 0 | 0 | 0 | 0 | 0 | 0 | 0 | 0 | 0 | 0 | 0
F3_Commercial_Miscellaneous_New_Food Preparation_Electric_Oven_E2 | F3 | Commercial | Miscellaneous | New | Food Preparation | Electric | Oven | E2 | PACT BC Ratio | 0 | 0 | 0 | 0 | 0 | 0 | 0 | 0 | 0 | 0 | 0 | 0 | 0 | 0 | 0 | 0 | 0 | 0 | 0 | 0 | 0 | 0 | 0 | 0 | 0 | 0 | 0 | 0 | 0 | 0
F3_Commercial_Miscellaneous_New_Food Preparation_Electric_Oven_E3 | F3 | Commercial | Miscellaneous | New | Food Preparation | Electric | Oven | E3 | PACT BC Ratio | 0 | 0 | 0 | 0 | 0 | 0 | 0 | 0 | 0 | 0 | 0 | 0 | 0 | 0 | 0 | 0 | 0 | 0 | 0 | 0 | 0 | 0 | 0 | 0 | 0 | 0 | 0 | 0 | 0 | 0
F3_Commercial_Miscellaneous_New_Food Preparation_Electric_Oven_E4 | F3 | Commercial | Miscellaneous | New | Food Preparation | Electric | Oven | E4 | PACT BC Ratio | 0 | 0 | 0 | 0 | 0 | 0 | 0 | 0 | 0 | 0 | 0 | 0 | 0 | 0 | 0 | 0 | 0 | 0 | 0 | 0 | 0 | 0 | 0 | 0 | 0 | 0 | 0 | 0 | 0 | 0
F3_Commercial_Miscellaneous_New_Food Preparation_Electric_Oven_E5 | F3 | Commercial | Miscellaneous | New | Food Preparation | Electric | Oven | E5 | PACT BC Ratio | 0 | 0 | 0 | 0 | 0 | 0 | 0 | 0 | 0 | 0 | 0 | 0 | 0 | 0 | 0 | 0 | 0 | 0 | 0 | 0 | 0 | 0 | 0 | 0 | 0 | 0 | 0 | 0 | 0 | 0
F3_Commercial_Miscellaneous_New_Food Preparation_Electric_Oven_E6 | F3 | Commercial | Miscellaneous | New | Food Preparation | Electric | Oven | E6 | PACT BC Ratio | 0 | 0 | 0 | 0 | 0 | 0 | 0 | 0 | 0 | 0 | 0 | 0 | 0 | 0 | 0 | 0 | 0 | 0 | 0 | 0 | 0 | 0 | 0 | 0 | 0 | 0 | 0 | 0 | 0 | 0
F3_Commercial_Miscellaneous_New_Food Preparation_Electric_Oven_E7 | F3 | Commercial | Miscellaneous | New | Food Preparation | Electric | Oven | E7 | PACT BC Ratio | 0 | 0 | 0 | 0 | 0 | 0 | 0 | 0 | 0 | 0 | 0 | 0 | 0 | 0 | 0 | 0 | 0 | 0 | 0 | 0 | 0 | 0 | 0 | 0 | 0 | 0 | 0 | 0 | 0 | 0
F3_Commercial_Miscellaneous_New_Food Preparation_Electric_Oven_E8 | F3 | Commercial | Miscellaneous | New | Food Preparation | Electric | Oven | E8 | PACT BC Ratio | 0 | 0 | 0 | 0 | 0 | 0 | 0 | 0 | 0 | 0 | 0 | 0 | 0 | 0 | 0 | 0 | 0 | 0 | 0 | 0 | 0 | 0 | 0 | 0 | 0 | 0 | 0 | 0 | 0 | 0
F3_Commercial_Miscellaneous_New_Food Preparation_Electric_Oven_E9 | F3 | Commercial | Miscellaneous | New | Food Preparation | Electric | Oven | E9 | PACT BC Ratio | 0 | 0 | 0 | 0 | 0 | 0 | 0 | 0 | 0 | 0 | 0 | 0 | 0 | 0 | 0 | 0 | 0 | 0 | 0 | 0 | 0 | 0 | 0 | 0 | 0 | 0 | 0 | 0 | 0 | 0
F3_Commercial_Miscellaneous_New_Food Preparation_Electric_Oven_E10 | F3 | Commercial | Miscellaneous | New | Food Preparation | Electric | Oven | E10 | PACT BC Ratio | 0 | 0 | 0 | 0 | 0 | 0 | 0 | 0 | 0 | 0 | 0 | 0 | 0 | 0 | 0 | 0 | 0 | 0 | 0 | 0 | 0 | 0 | 0 | 0 | 0 | 0 | 0 | 0 | 0 | 0
F4_Commercial_Miscellaneous_New_Food Preparation_Electric_Oven_E1 | F4 | Commercial | Miscellaneous | New | Food Preparation | Electric | Oven | E1 | RVT BC Ratio | 0 | 0 | 0 | 0 | 0 | 0 | 0 | 0 | 0 | 0 | 0 | 0 | 0 | 0 | 0 | 0 | 0 | 0 | 0 | 0 | 0 | 0 | 0 | 0 | 0 | 0 | 0 | 0 | 0 | 0
F4_Commercial_Miscellaneous_New_Food Preparation_Electric_Oven_E2 | F4 | Commercial | Miscellaneous | New | Food Preparation | Electric | Oven | E2 | RVT BC Ratio | 0 | 0 | 0 | 0 | 0 | 0 | 0 | 0 | 0 | 0 | 0 | 0 | 0 | 0 | 0 | 0 | 0 | 0 | 0 | 0 | 0 | 0 | 0 | 0 | 0 | 0 | 0 | 0 | 0 | 0
F4_Commercial_Miscellaneous_New_Food Preparation_Electric_Oven_E3 | F4 | Commercial | Miscellaneous | New | Food Preparation | Electric | Oven | E3 | RVT BC Ratio | 0 | 0 | 0 | 0 | 0 | 0 | 0 | 0 | 0 | 0 | 0 | 0 | 0 | 0 | 0 | 0 | 0 | 0 | 0 | 0 | 0 | 0 | 0 | 0 | 0 | 0 | 0 | 0 | 0 | 0
F4_Commercial_Miscellaneous_New_Food Preparation_Electric_Oven_E4 | F4 | Commercial | Miscellaneous | New | Food Preparation | Electric | Oven | E4 | RVT BC Ratio | 0 | 0 | 0 | 0 | 0 | 0 | 0 | 0 | 0 | 0 | 0 | 0 | 0 | 0 | 0 | 0 | 0 | 0 | 0 | 0 | 0 | 0 | 0 | 0 | 0 | 0 | 0 | 0 | 0 | 0
F4_Commercial_Miscellaneous_New_Food Preparation_Electric_Oven_E5 | F4 | Commercial | Miscellaneous | New | Food Preparation | Electric | Oven | E5 | RVT BC Ratio | 0 | 0 | 0 | 0 | 0 | 0 | 0 | 0 | 0 | 0 | 0 | 0 | 0 | 0 | 0 | 0 | 0 | 0 | 0 | 0 | 0 | 0 | 0 | 0 | 0 | 0 | 0 | 0 | 0 | 0
F4_Commercial_Miscellaneous_New_Food Preparation_Electric_Oven_E6 | F4 | Commercial | Miscellaneous | New | Food Preparation | Electric | Oven | E6 | RVT BC Ratio | 0 | 0 | 0 | 0 | 0 | 0 | 0 | 0 | 0 | 0 | 0 | 0 | 0 | 0 | 0 | 0 | 0 | 0 | 0 | 0 | 0 | 0 | 0 | 0 | 0 | 0 | 0 | 0 | 0 | 0
F4_Commercial_Miscellaneous_New_Food Preparation_Electric_Oven_E7 | F4 | Commercial | Miscellaneous | New | Food Preparation | Electric | Oven | E7 | RVT BC Ratio | 0 | 0 | 0 | 0 | 0 | 0 | 0 | 0 | 0 | 0 | 0 | 0 | 0 | 0 | 0 | 0 | 0 | 0 | 0 | 0 | 0 | 0 | 0 | 0 | 0 | 0 | 0 | 0 | 0 | 0
F4_Commercial_Miscellaneous_New_Food Preparation_Electric_Oven_E8 | F4 | Commercial | Miscellaneous | New | Food Preparation | Electric | Oven | E8 | RVT BC Ratio | 0 | 0 | 0 | 0 | 0 | 0 | 0 | 0 | 0 | 0 | 0 | 0 | 0 | 0 | 0 | 0 | 0 | 0 | 0 | 0 | 0 | 0 | 0 | 0 | 0 | 0 | 0 | 0 | 0 | 0
F4_Commercial_Miscellaneous_New_Food Preparation_Electric_Oven_E9 | F4 | Commercial | Miscellaneous | New | Food Preparation | Electric | Oven | E9 | RVT BC Ratio | 0 | 0 | 0 | 0 | 0 | 0 | 0 | 0 | 0 | 0 | 0 | 0 | 0 | 0 | 0 | 0 | 0 | 0 | 0 | 0 | 0 | 0 | 0 | 0 | 0 | 0 | 0 | 0 | 0 | 0
F4_Commercial_Miscellaneous_New_Food Preparation_Electric_Oven_E10 | F4 | Commercial | Miscellaneous | New | Food Preparation | Electric | Oven | E10 | RVT BC Ratio | 0 | 0 | 0 | 0 | 0 | 0 | 0 | 0 | 0 | 0 | 0 | 0 | 0 | 0 | 0 | 0 | 0 | 0 | 0 | 0 | 0 | 0 | 0 | 0 | 0 | 0 | 0 | 0 | 0 | 0
F5_Commercial_Miscellaneous_New_Food Preparation_Electric_Oven_E1 | F5 | Commercial | Miscellaneous | New | Food Preparation | Electric | Oven | E1 | RIM BC Ratio | 0 | 0 | 0 | 0 | 0 | 0 | 0 | 0 | 0 | 0 | 0 | 0 | 0 | 0 | 0 | 0 | 0 | 0 | 0 | 0 | 0 | 0 | 0 | 0 | 0 | 0 | 0 | 0 | 0 | 0
F5_Commercial_Miscellaneous_New_Food Preparation_Electric_Oven_E2 | F5 | Commercial | Miscellaneous | New | Food Preparation | Electric | Oven | E2 | RIM BC Ratio | 0 | 0 | 0 | 0 | 0 | 0 | 0 | 0 | 0 | 0 | 0 | 0 | 0 | 0 | 0 | 0 | 0 | 0 | 0 | 0 | 0 | 0 | 0 | 0 | 0 | 0 | 0 | 0 | 0 | 0
F5_Commercial_Miscellaneous_New_Food Preparation_Electric_Oven_E3 | F5 | Commercial | Miscellaneous | New | Food Preparation | Electric | Oven | E3 | RIM BC Ratio | 0 | 0 | 0 | 0 | 0 | 0 | 0 | 0 | 0 | 0 | 0 | 0 | 0 | 0 | 0 | 0 | 0 | 0 | 0 | 0 | 0 | 0 | 0 | 0 | 0 | 0 | 0 | 0 | 0 | 0
F5_Commercial_Miscellaneous_New_Food Preparation_Electric_Oven_E4 | F5 | Commercial | Miscellaneous | New | Food Preparation | Electric | Oven | E4 | RIM BC Ratio | 0 | 0 | 0 | 0 | 0 | 0 | 0 | 0 | 0 | 0 | 0 | 0 | 0 | 0 | 0 | 0 | 0 | 0 | 0 | 0 | 0 | 0 | 0 | 0 | 0 | 0 | 0 | 0 | 0 | 0
F5_Commercial_Miscellaneous_New_Food Preparation_Electric_Oven_E5 | F5 | Commercial | Miscellaneous | New | Food Preparation | Electric | Oven | E5 | RIM BC Ratio | 0 | 0 | 0 | 0 | 0 | 0 | 0 | 0 | 0 | 0 | 0 | 0 | 0 | 0 | 0 | 0 | 0 | 0 | 0 | 0 | 0 | 0 | 0 | 0 | 0 | 0 | 0 | 0 | 0 | 0
F5_Commercial_Miscellaneous_New_Food Preparation_Electric_Oven_E6 | F5 | Commercial | Miscellaneous | New | Food Preparation | Electric | Oven | E6 | RIM BC Ratio | 0 | 0 | 0 | 0 | 0 | 0 | 0 | 0 | 0 | 0 | 0 | 0 | 0 | 0 | 0 | 0 | 0 | 0 | 0 | 0 | 0 | 0 | 0 | 0 | 0 | 0 | 0 | 0 | 0 | 0
F5_Commercial_Miscellaneous_New_Food Preparation_Electric_Oven_E7 | F5 | Commercial | Miscellaneous | New | Food Preparation | Electric | Oven | E7 | RIM BC Ratio | 0 | 0 | 0 | 0 | 0 | 0 | 0 | 0 | 0 | 0 | 0 | 0 | 0 | 0 | 0 | 0 | 0 | 0 | 0 | 0 | 0 | 0 | 0 | 0 | 0 | 0 | 0 | 0 | 0 | 0
F5_Commercial_Miscellaneous_New_Food Preparation_Electric_Oven_E8 | F5 | Commercial | Miscellaneous | New | Food Preparation | Electric | Oven | E8 | RIM BC Ratio | 0 | 0 | 0 | 0 | 0 | 0 | 0 | 0 | 0 | 0 | 0 | 0 | 0 | 0 | 0 | 0 | 0 | 0 | 0 | 0 | 0 | 0 | 0 | 0 | 0 | 0 | 0 | 0 | 0 | 0
F5_Commercial_Miscellaneous_New_Food Preparation_Electric_Oven_E9 | F5 | Commercial | Miscellaneous | New | Food Preparation | Electric | Oven | E9 | RIM BC Ratio | 0 | 0 | 0 | 0 | 0 | 0 | 0 | 0 | 0 | 0 | 0 | 0 | 0 | 0 | 0 | 0 | 0 | 0 | 0 | 0 | 0 | 0 | 0 | 0 | 0 | 0 | 0 | 0 | 0 | 0
F5_Commercial_Miscellaneous_New_Food Preparation_Electric_Oven_E10 | F5 | Commercial | Miscellaneous | New | Food Preparation | Electric | Oven | E10 | RIM BC Ratio | 0 | 0 | 0 | 0 | 0 | 0 | 0 | 0 | 0 | 0 | 0 | 0 | 0 | 0 | 0 | 0 | 0 | 0 | 0 | 0 | 0 | 0 | 0 | 0 | 0 | 0 | 0 | 0 | 0 | 0
F0_Commercial_Miscellaneous_New_Food Preparation_Electric_Fryer_E0 | F0 | Commercial | Miscellaneous | New | Food Preparation | Electric | Fryer | E0 | Economic Unit | 0 | 0 | 0 | 0 | 0 | 0 | 0 | 0 | 0 | 0 | 0 | 0 | 0 | 0 | 0 | 0 | 0 | 0 | 0 | 0 | 0 | 0 | 0 | 0 | 0 | 0 | 0 | 0 | 0 | 0
F1_Commercial_Miscellaneous_New_Food Preparation_Electric_Fryer_E1 | F1 | Commercial | Miscellaneous | New | Food Preparation | Electric | Fryer | E1 | CCE | 0 | 0 | 0 | 0 | 0 | 0 | 0 | 0 | 0 | 0 | 0 | 0 | 0 | 0 | 0 | 0 | 0 | 0 | 0 | 0 | 0 | 0 | 0 | 0 | 0 | 0 | 0 | 0 | 0 | 0
F1_Commercial_Miscellaneous_New_Food Preparation_Electric_Fryer_E2 | F1 | Commercial | Miscellaneous | New | Food Preparation | Electric | Fryer | E2 | CCE | 0 | 0 | 0 | 0 | 0 | 0 | 0 | 0 | 0 | 0 | 0 | 0 | 0 | 0 | 0 | 0 | 0 | 0 | 0 | 0 | 0 | 0 | 0 | 0 | 0 | 0 | 0 | 0 | 0 | 0
F1_Commercial_Miscellaneous_New_Food Preparation_Electric_Fryer_E3 | F1 | Commercial | Miscellaneous | New | Food Preparation | Electric | Fryer | E3 | CCE | 0 | 0 | 0 | 0 | 0 | 0 | 0 | 0 | 0 | 0 | 0 | 0 | 0 | 0 | 0 | 0 | 0 | 0 | 0 | 0 | 0 | 0 | 0 | 0 | 0 | 0 | 0 | 0 | 0 | 0
F1_Commercial_Miscellaneous_New_Food Preparation_Electric_Fryer_E4 | F1 | Commercial | Miscellaneous | New | Food Preparation | Electric | Fryer | E4 | CCE | 0 | 0 | 0 | 0 | 0 | 0 | 0 | 0 | 0 | 0 | 0 | 0 | 0 | 0 | 0 | 0 | 0 | 0 | 0 | 0 | 0 | 0 | 0 | 0 | 0 | 0 | 0 | 0 | 0 | 0
F1_Commercial_Miscellaneous_New_Food Preparation_Electric_Fryer_E5 | F1 | Commercial | Miscellaneous | New | Food Preparation | Electric | Fryer | E5 | CCE | 0 | 0 | 0 | 0 | 0 | 0 | 0 | 0 | 0 | 0 | 0 | 0 | 0 | 0 | 0 | 0 | 0 | 0 | 0 | 0 | 0 | 0 | 0 | 0 | 0 | 0 | 0 | 0 | 0 | 0
F1_Commercial_Miscellaneous_New_Food Preparation_Electric_Fryer_E6 | F1 | Commercial | Miscellaneous | New | Food Preparation | Electric | Fryer | E6 | CCE | 0 | 0 | 0 | 0 | 0 | 0 | 0 | 0 | 0 | 0 | 0 | 0 | 0 | 0 | 0 | 0 | 0 | 0 | 0 | 0 | 0 | 0 | 0 | 0 | 0 | 0 | 0 | 0 | 0 | 0
F1_Commercial_Miscellaneous_New_Food Preparation_Electric_Fryer_E7 | F1 | Commercial | Miscellaneous | New | Food Preparation | Electric | Fryer | E7 | CCE | 0 | 0 | 0 | 0 | 0 | 0 | 0 | 0 | 0 | 0 | 0 | 0 | 0 | 0 | 0 | 0 | 0 | 0 | 0 | 0 | 0 | 0 | 0 | 0 | 0 | 0 | 0 | 0 | 0 | 0
F1_Commercial_Miscellaneous_New_Food Preparation_Electric_Fryer_E8 | F1 | Commercial | Miscellaneous | New | Food Preparation | Electric | Fryer | E8 | CCE | 0 | 0 | 0 | 0 | 0 | 0 | 0 | 0 | 0 | 0 | 0 | 0 | 0 | 0 | 0 | 0 | 0 | 0 | 0 | 0 | 0 | 0 | 0 | 0 | 0 | 0 | 0 | 0 | 0 | 0
F1_Commercial_Miscellaneous_New_Food Preparation_Electric_Fryer_E9 | F1 | Commercial | Miscellaneous | New | Food Preparation | Electric | Fryer | E9 | CCE | 0 | 0 | 0 | 0 | 0 | 0 | 0 | 0 | 0 | 0 | 0 | 0 | 0 | 0 | 0 | 0 | 0 | 0 | 0 | 0 | 0 | 0 | 0 | 0 | 0 | 0 | 0 | 0 | 0 | 0
F1_Commercial_Miscellaneous_New_Food Preparation_Electric_Fryer_E10 | F1 | Commercial | Miscellaneous | New | Food Preparation | Electric | Fryer | E10 | CCE | 0 | 0 | 0 | 0 | 0 | 0 | 0 | 0 | 0 | 0 | 0 | 0 | 0 | 0 | 0 | 0 | 0 | 0 | 0 | 0 | 0 | 0 | 0 | 0 | 0 | 0 | 0 | 0 | 0 | 0
F2_Commercial_Miscellaneous_New_Food Preparation_Electric_Fryer_E1 | F2 | Commercial | Miscellaneous | New | Food Preparation | Electric | Fryer | E1 | TRC BC Ratio | 0 | 0 | 0 | 0 | 0 | 0 | 0 | 0 | 0 | 0 | 0 | 0 | 0 | 0 | 0 | 0 | 0 | 0 | 0 | 0 | 0 | 0 | 0 | 0 | 0 | 0 | 0 | 0 | 0 | 0
F2_Commercial_Miscellaneous_New_Food Preparation_Electric_Fryer_E2 | F2 | Commercial | Miscellaneous | New | Food Preparation | Electric | Fryer | E2 | TRC BC Ratio | 0 | 0 | 0 | 0 | 0 | 0 | 0 | 0 | 0 | 0 | 0 | 0 | 0 | 0 | 0 | 0 | 0 | 0 | 0 | 0 | 0 | 0 | 0 | 0 | 0 | 0 | 0 | 0 | 0 | 0
F2_Commercial_Miscellaneous_New_Food Preparation_Electric_Fryer_E3 | F2 | Commercial | Miscellaneous | New | Food Preparation | Electric | Fryer | E3 | TRC BC Ratio | 0 | 0 | 0 | 0 | 0 | 0 | 0 | 0 | 0 | 0 | 0 | 0 | 0 | 0 | 0 | 0 | 0 | 0 | 0 | 0 | 0 | 0 | 0 | 0 | 0 | 0 | 0 | 0 | 0 | 0
F2_Commercial_Miscellaneous_New_Food Preparation_Electric_Fryer_E4 | F2 | Commercial | Miscellaneous | New | Food Preparation | Electric | Fryer | E4 | TRC BC Ratio | 0 | 0 | 0 | 0 | 0 | 0 | 0 | 0 | 0 | 0 | 0 | 0 | 0 | 0 | 0 | 0 | 0 | 0 | 0 | 0 | 0 | 0 | 0 | 0 | 0 | 0 | 0 | 0 | 0 | 0
F2_Commercial_Miscellaneous_New_Food Preparation_Electric_Fryer_E5 | F2 | Commercial | Miscellaneous | New | Food Preparation | Electric | Fryer | E5 | TRC BC Ratio | 0 | 0 | 0 | 0 | 0 | 0 | 0 | 0 | 0 | 0 | 0 | 0 | 0 | 0 | 0 | 0 | 0 | 0 | 0 | 0 | 0 | 0 | 0 | 0 | 0 | 0 | 0 | 0 | 0 | 0
F2_Commercial_Miscellaneous_New_Food Preparation_Electric_Fryer_E6 | F2 | Commercial | Miscellaneous | New | Food Preparation | Electric | Fryer | E6 | TRC BC Ratio | 0 | 0 | 0 | 0 | 0 | 0 | 0 | 0 | 0 | 0 | 0 | 0 | 0 | 0 | 0 | 0 | 0 | 0 | 0 | 0 | 0 | 0 | 0 | 0 | 0 | 0 | 0 | 0 | 0 | 0
F2_Commercial_Miscellaneous_New_Food Preparation_Electric_Fryer_E7 | F2 | Commercial | Miscellaneous | New | Food Preparation | Electric | Fryer | E7 | TRC BC Ratio | 0 | 0 | 0 | 0 | 0 | 0 | 0 | 0 | 0 | 0 | 0 | 0 | 0 | 0 | 0 | 0 | 0 | 0 | 0 | 0 | 0 | 0 | 0 | 0 | 0 | 0 | 0 | 0 | 0 | 0
F2_Commercial_Miscellaneous_New_Food Preparation_Electric_Fryer_E8 | F2 | Commercial | Miscellaneous | New | Food Preparation | Electric | Fryer | E8 | TRC BC Ratio | 0 | 0 | 0 | 0 | 0 | 0 | 0 | 0 | 0 | 0 | 0 | 0 | 0 | 0 | 0 | 0 | 0 | 0 | 0 | 0 | 0 | 0 | 0 | 0 | 0 | 0 | 0 | 0 | 0 | 0
F2_Commercial_Miscellaneous_New_Food Preparation_Electric_Fryer_E9 | F2 | Commercial | Miscellaneous | New | Food Preparation | Electric | Fryer | E9 | TRC BC Ratio | 0 | 0 | 0 | 0 | 0 | 0 | 0 | 0 | 0 | 0 | 0 | 0 | 0 | 0 | 0 | 0 | 0 | 0 | 0 | 0 | 0 | 0 | 0 | 0 | 0 | 0 | 0 | 0 | 0 | 0
F2_Commercial_Miscellaneous_New_Food Preparation_Electric_Fryer_E10 | F2 | Commercial | Miscellaneous | New | Food Preparation | Electric | Fryer | E10 | TRC BC Ratio | 0 | 0 | 0 | 0 | 0 | 0 | 0 | 0 | 0 | 0 | 0 | 0 | 0 | 0 | 0 | 0 | 0 | 0 | 0 | 0 | 0 | 0 | 0 | 0 | 0 | 0 | 0 | 0 | 0 | 0
F3_Commercial_Miscellaneous_New_Food Preparation_Electric_Fryer_E1 | F3 | Commercial | Miscellaneous | New | Food Preparation | Electric | Fryer | E1 | PACT BC Ratio | 0 | 0 | 0 | 0 | 0 | 0 | 0 | 0 | 0 | 0 | 0 | 0 | 0 | 0 | 0 | 0 | 0 | 0 | 0 | 0 | 0 | 0 | 0 | 0 | 0 | 0 | 0 | 0 | 0 | 0
F3_Commercial_Miscellaneous_New_Food Preparation_Electric_Fryer_E2 | F3 | Commercial | Miscellaneous | New | Food Preparation | Electric | Fryer | E2 | PACT BC Ratio | 0 | 0 | 0 | 0 | 0 | 0 | 0 | 0 | 0 | 0 | 0 | 0 | 0 | 0 | 0 | 0 | 0 | 0 | 0 | 0 | 0 | 0 | 0 | 0 | 0 | 0 | 0 | 0 | 0 | 0
F3_Commercial_Miscellaneous_New_Food Preparation_Electric_Fryer_E3 | F3 | Commercial | Miscellaneous | New | Food Preparation | Electric | Fryer | E3 | PACT BC Ratio | 0 | 0 | 0 | 0 | 0 | 0 | 0 | 0 | 0 | 0 | 0 | 0 | 0 | 0 | 0 | 0 | 0 | 0 | 0 | 0 | 0 | 0 | 0 | 0 | 0 | 0 | 0 | 0 | 0 | 0
F3_Commercial_Miscellaneous_New_Food Preparation_Electric_Fryer_E4 | F3 | Commercial | Miscellaneous | New | Food Preparation | Electric | Fryer | E4 | PACT BC Ratio | 0 | 0 | 0 | 0 | 0 | 0 | 0 | 0 | 0 | 0 | 0 | 0 | 0 | 0 | 0 | 0 | 0 | 0 | 0 | 0 | 0 | 0 | 0 | 0 | 0 | 0 | 0 | 0 | 0 | 0
F3_Commercial_Miscellaneous_New_Food Preparation_Electric_Fryer_E5 | F3 | Commercial | Miscellaneous | New | Food Preparation | Electric | Fryer | E5 | PACT BC Ratio | 0 | 0 | 0 | 0 | 0 | 0 | 0 | 0 | 0 | 0 | 0 | 0 | 0 | 0 | 0 | 0 | 0 | 0 | 0 | 0 | 0 | 0 | 0 | 0 | 0 | 0 | 0 | 0 | 0 | 0
F3_Commercial_Miscellaneous_New_Food Preparation_Electric_Fryer_E6 | F3 | Commercial | Miscellaneous | New | Food Preparation | Electric | Fryer | E6 | PACT BC Ratio | 0 | 0 | 0 | 0 | 0 | 0 | 0 | 0 | 0 | 0 | 0 | 0 | 0 | 0 | 0 | 0 | 0 | 0 | 0 | 0 | 0 | 0 | 0 | 0 | 0 | 0 | 0 | 0 | 0 | 0
F3_Commercial_Miscellaneous_New_Food Preparation_Electric_Fryer_E7 | F3 | Commercial | Miscellaneous | New | Food Preparation | Electric | Fryer | E7 | PACT BC Ratio | 0 | 0 | 0 | 0 | 0 | 0 | 0 | 0 | 0 | 0 | 0 | 0 | 0 | 0 | 0 | 0 | 0 | 0 | 0 | 0 | 0 | 0 | 0 | 0 | 0 | 0 | 0 | 0 | 0 | 0
F3_Commercial_Miscellaneous_New_Food Preparation_Electric_Fryer_E8 | F3 | Commercial | Miscellaneous | New | Food Preparation | Electric | Fryer | E8 | PACT BC Ratio | 0 | 0 | 0 | 0 | 0 | 0 | 0 | 0 | 0 | 0 | 0 | 0 | 0 | 0 | 0 | 0 | 0 | 0 | 0 | 0 | 0 | 0 | 0 | 0 | 0 | 0 | 0 | 0 | 0 | 0
F3_Commercial_Miscellaneous_New_Food Preparation_Electric_Fryer_E9 | F3 | Commercial | Miscellaneous | New | Food Preparation | Electric | Fryer | E9 | PACT BC Ratio | 0 | 0 | 0 | 0 | 0 | 0 | 0 | 0 | 0 | 0 | 0 | 0 | 0 | 0 | 0 | 0 | 0 | 0 | 0 | 0 | 0 | 0 | 0 | 0 | 0 | 0 | 0 | 0 | 0 | 0
F3_Commercial_Miscellaneous_New_Food Preparation_Electric_Fryer_E10 | F3 | Commercial | Miscellaneous | New | Food Preparation | Electric | Fryer | E10 | PACT BC Ratio | 0 | 0 | 0 | 0 | 0 | 0 | 0 | 0 | 0 | 0 | 0 | 0 | 0 | 0 | 0 | 0 | 0 | 0 | 0 | 0 | 0 | 0 | 0 | 0 | 0 | 0 | 0 | 0 | 0 | 0
F4_Commercial_Miscellaneous_New_Food Preparation_Electric_Fryer_E1 | F4 | Commercial | Miscellaneous | New | Food Preparation | Electric | Fryer | E1 | RVT BC Ratio | 0 | 0 | 0 | 0 | 0 | 0 | 0 | 0 | 0 | 0 | 0 | 0 | 0 | 0 | 0 | 0 | 0 | 0 | 0 | 0 | 0 | 0 | 0 | 0 | 0 | 0 | 0 | 0 | 0 | 0
F4_Commercial_Miscellaneous_New_Food Preparation_Electric_Fryer_E2 | F4 | Commercial | Miscellaneous | New | Food Preparation | Electric | Fryer | E2 | RVT BC Ratio | 0 | 0 | 0 | 0 | 0 | 0 | 0 | 0 | 0 | 0 | 0 | 0 | 0 | 0 | 0 | 0 | 0 | 0 | 0 | 0 | 0 | 0 | 0 | 0 | 0 | 0 | 0 | 0 | 0 | 0
F4_Commercial_Miscellaneous_New_Food Preparation_Electric_Fryer_E3 | F4 | Commercial | Miscellaneous | New | Food Preparation | Electric | Fryer | E3 | RVT BC Ratio | 0 | 0 | 0 | 0 | 0 | 0 | 0 | 0 | 0 | 0 | 0 | 0 | 0 | 0 | 0 | 0 | 0 | 0 | 0 | 0 | 0 | 0 | 0 | 0 | 0 | 0 | 0 | 0 | 0 | 0
F4_Commercial_Miscellaneous_New_Food Preparation_Electric_Fryer_E4 | F4 | Commercial | Miscellaneous | New | Food Preparation | Electric | Fryer | E4 | RVT BC Ratio | 0 | 0 | 0 | 0 | 0 | 0 | 0 | 0 | 0 | 0 | 0 | 0 | 0 | 0 | 0 | 0 | 0 | 0 | 0 | 0 | 0 | 0 | 0 | 0 | 0 | 0 | 0 | 0 | 0 | 0
F4_Commercial_Miscellaneous_New_Food Preparation_Electric_Fryer_E5 | F4 | Commercial | Miscellaneous | New | Food Preparation | Electric | Fryer | E5 | RVT BC Ratio | 0 | 0 | 0 | 0 | 0 | 0 | 0 | 0 | 0 | 0 | 0 | 0 | 0 | 0 | 0 | 0 | 0 | 0 | 0 | 0 | 0 | 0 | 0 | 0 | 0 | 0 | 0 | 0 | 0 | 0
F4_Commercial_Miscellaneous_New_Food Preparation_Electric_Fryer_E6 | F4 | Commercial | Miscellaneous | New | Food Preparation | Electric | Fryer | E6 | RVT BC Ratio | 0 | 0 | 0 | 0 | 0 | 0 | 0 | 0 | 0 | 0 | 0 | 0 | 0 | 0 | 0 | 0 | 0 | 0 | 0 | 0 | 0 | 0 | 0 | 0 | 0 | 0 | 0 | 0 | 0 | 0
F4_Commercial_Miscellaneous_New_Food Preparation_Electric_Fryer_E7 | F4 | Commercial | Miscellaneous | New | Food Preparation | Electric | Fryer | E7 | RVT BC Ratio | 0 | 0 | 0 | 0 | 0 | 0 | 0 | 0 | 0 | 0 | 0 | 0 | 0 | 0 | 0 | 0 | 0 | 0 | 0 | 0 | 0 | 0 | 0 | 0 | 0 | 0 | 0 | 0 | 0 | 0
F4_Commercial_Miscellaneous_New_Food Preparation_Electric_Fryer_E8 | F4 | Commercial | Miscellaneous | New | Food Preparation | Electric | Fryer | E8 | RVT BC Ratio | 0 | 0 | 0 | 0 | 0 | 0 | 0 | 0 | 0 | 0 | 0 | 0 | 0 | 0 | 0 | 0 | 0 | 0 | 0 | 0 | 0 | 0 | 0 | 0 | 0 | 0 | 0 | 0 | 0 | 0
F4_Commercial_Miscellaneous_New_Food Preparation_Electric_Fryer_E9 | F4 | Commercial | Miscellaneous | New | Food Preparation | Electric | Fryer | E9 | RVT BC Ratio | 0 | 0 | 0 | 0 | 0 | 0 | 0 | 0 | 0 | 0 | 0 | 0 | 0 | 0 | 0 | 0 | 0 | 0 | 0 | 0 | 0 | 0 | 0 | 0 | 0 | 0 | 0 | 0 | 0 | 0
F4_Commercial_Miscellaneous_New_Food Preparation_Electric_Fryer_E10 | F4 | Commercial | Miscellaneous | New | Food Preparation | Electric | Fryer | E10 | RVT BC Ratio | 0 | 0 | 0 | 0 | 0 | 0 | 0 | 0 | 0 | 0 | 0 | 0 | 0 | 0 | 0 | 0 | 0 | 0 | 0 | 0 | 0 | 0 | 0 | 0 | 0 | 0 | 0 | 0 | 0 | 0
F5_Commercial_Miscellaneous_New_Food Preparation_Electric_Fryer_E1 | F5 | Commercial | Miscellaneous | New | Food Preparation | Electric | Fryer | E1 | RIM BC Ratio | 0 | 0 | 0 | 0 | 0 | 0 | 0 | 0 | 0 | 0 | 0 | 0 | 0 | 0 | 0 | 0 | 0 | 0 | 0 | 0 | 0 | 0 | 0 | 0 | 0 | 0 | 0 | 0 | 0 | 0
F5_Commercial_Miscellaneous_New_Food Preparation_Electric_Fryer_E2 | F5 | Commercial | Miscellaneous | New | Food Preparation | Electric | Fryer | E2 | RIM BC Ratio | 0 | 0 | 0 | 0 | 0 | 0 | 0 | 0 | 0 | 0 | 0 | 0 | 0 | 0 | 0 | 0 | 0 | 0 | 0 | 0 | 0 | 0 | 0 | 0 | 0 | 0 | 0 | 0 | 0 | 0
F5_Commercial_Miscellaneous_New_Food Preparation_Electric_Fryer_E3 | F5 | Commercial | Miscellaneous | New | Food Preparation | Electric | Fryer | E3 | RIM BC Ratio | 0 | 0 | 0 | 0 | 0 | 0 | 0 | 0 | 0 | 0 | 0 | 0 | 0 | 0 | 0 | 0 | 0 | 0 | 0 | 0 | 0 | 0 | 0 | 0 | 0 | 0 | 0 | 0 | 0 | 0
F5_Commercial_Miscellaneous_New_Food Preparation_Electric_Fryer_E4 | F5 | Commercial | Miscellaneous | New | Food Preparation | Electric | Fryer | E4 | RIM BC Ratio | 0 | 0 | 0 | 0 | 0 | 0 | 0 | 0 | 0 | 0 | 0 | 0 | 0 | 0 | 0 | 0 | 0 | 0 | 0 | 0 | 0 | 0 | 0 | 0 | 0 | 0 | 0 | 0 | 0 | 0
F5_Commercial_Miscellaneous_New_Food Preparation_Electric_Fryer_E5 | F5 | Commercial | Miscellaneous | New | Food Preparation | Electric | Fryer | E5 | RIM BC Ratio | 0 | 0 | 0 | 0 | 0 | 0 | 0 | 0 | 0 | 0 | 0 | 0 | 0 | 0 | 0 | 0 | 0 | 0 | 0 | 0 | 0 | 0 | 0 | 0 | 0 | 0 | 0 | 0 | 0 | 0
F5_Commercial_Miscellaneous_New_Food Preparation_Electric_Fryer_E6 | F5 | Commercial | Miscellaneous | New | Food Preparation | Electric | Fryer | E6 | RIM BC Ratio | 0 | 0 | 0 | 0 | 0 | 0 | 0 | 0 | 0 | 0 | 0 | 0 | 0 | 0 | 0 | 0 | 0 | 0 | 0 | 0 | 0 | 0 | 0 | 0 | 0 | 0 | 0 | 0 | 0 | 0
F5_Commercial_Miscellaneous_New_Food Preparation_Electric_Fryer_E7 | F5 | Commercial | Miscellaneous | New | Food Preparation | Electric | Fryer | E7 | RIM BC Ratio | 0 | 0 | 0 | 0 | 0 | 0 | 0 | 0 | 0 | 0 | 0 | 0 | 0 | 0 | 0 | 0 | 0 | 0 | 0 | 0 | 0 | 0 | 0 | 0 | 0 | 0 | 0 | 0 | 0 | 0
F5_Commercial_Miscellaneous_New_Food Preparation_Electric_Fryer_E8 | F5 | Commercial | Miscellaneous | New | Food Preparation | Electric | Fryer | E8 | RIM BC Ratio | 0 | 0 | 0 | 0 | 0 | 0 | 0 | 0 | 0 | 0 | 0 | 0 | 0 | 0 | 0 | 0 | 0 | 0 | 0 | 0 | 0 | 0 | 0 | 0 | 0 | 0 | 0 | 0 | 0 | 0
F5_Commercial_Miscellaneous_New_Food Preparation_Electric_Fryer_E9 | F5 | Commercial | Miscellaneous | New | Food Preparation | Electric | Fryer | E9 | RIM BC Ratio | 0 | 0 | 0 | 0 | 0 | 0 | 0 | 0 | 0 | 0 | 0 | 0 | 0 | 0 | 0 | 0 | 0 | 0 | 0 | 0 | 0 | 0 | 0 | 0 | 0 | 0 | 0 | 0 | 0 | 0
F5_Commercial_Miscellaneous_New_Food Preparation_Electric_Fryer_E10 | F5 | Commercial | Miscellaneous | New | Food Preparation | Electric | Fryer | E10 | RIM BC Ratio | 0 | 0 | 0 | 0 | 0 | 0 | 0 | 0 | 0 | 0 | 0 | 0 | 0 | 0 | 0 | 0 | 0 | 0 | 0 | 0 | 0 | 0 | 0 | 0 | 0 | 0 | 0 | 0 | 0 | 0
F0_Commercial_Miscellaneous_New_Food Preparation_Electric_Dishwasher_E0 | F0 | Commercial | Miscellaneous | New | Food Preparation | Electric | Dishwasher | E0 | Economic Unit | 0 | 0 | 0 | 0 | 0 | 0 | 0 | 0 | 0 | 0 | 0 | 0 | 0 | 0 | 0 | 0 | 0 | 0 | 0 | 0 | 0 | 0 | 0 | 0 | 0 | 0 | 0 | 0 | 0 | 0
F1_Commercial_Miscellaneous_New_Food Preparation_Electric_Dishwasher_E1 | F1 | Commercial | Miscellaneous | New | Food Preparation | Electric | Dishwasher | E1 | CCE | 0 | 0 | 0 | 0 | 0 | 0 | 0 | 0 | 0 | 0 | 0 | 0 | 0 | 0 | 0 | 0 | 0 | 0 | 0 | 0 | 0 | 0 | 0 | 0 | 0 | 0 | 0 | 0 | 0 | 0
F1_Commercial_Miscellaneous_New_Food Preparation_Electric_Dishwasher_E2 | F1 | Commercial | Miscellaneous | New | Food Preparation | Electric | Dishwasher | E2 | CCE | 0 | 0 | 0 | 0 | 0 | 0 | 0 | 0 | 0 | 0 | 0 | 0 | 0 | 0 | 0 | 0 | 0 | 0 | 0 | 0 | 0 | 0 | 0 | 0 | 0 | 0 | 0 | 0 | 0 | 0
F1_Commercial_Miscellaneous_New_Food Preparation_Electric_Dishwasher_E3 | F1 | Commercial | Miscellaneous | New | Food Preparation | Electric | Dishwasher | E3 | CCE | 0 | 0 | 0 | 0 | 0 | 0 | 0 | 0 | 0 | 0 | 0 | 0 | 0 | 0 | 0 | 0 | 0 | 0 | 0 | 0 | 0 | 0 | 0 | 0 | 0 | 0 | 0 | 0 | 0 | 0
F1_Commercial_Miscellaneous_New_Food Preparation_Electric_Dishwasher_E4 | F1 | Commercial | Miscellaneous | New | Food Preparation | Electric | Dishwasher | E4 | CCE | 0 | 0 | 0 | 0 | 0 | 0 | 0 | 0 | 0 | 0 | 0 | 0 | 0 | 0 | 0 | 0 | 0 | 0 | 0 | 0 | 0 | 0 | 0 | 0 | 0 | 0 | 0 | 0 | 0 | 0
F1_Commercial_Miscellaneous_New_Food Preparation_Electric_Dishwasher_E5 | F1 | Commercial | Miscellaneous | New | Food Preparation | Electric | Dishwasher | E5 | CCE | 0 | 0 | 0 | 0 | 0 | 0 | 0 | 0 | 0 | 0 | 0 | 0 | 0 | 0 | 0 | 0 | 0 | 0 | 0 | 0 | 0 | 0 | 0 | 0 | 0 | 0 | 0 | 0 | 0 | 0
F1_Commercial_Miscellaneous_New_Food Preparation_Electric_Dishwasher_E6 | F1 | Commercial | Miscellaneous | New | Food Preparation | Electric | Dishwasher | E6 | CCE | 0 | 0 | 0 | 0 | 0 | 0 | 0 | 0 | 0 | 0 | 0 | 0 | 0 | 0 | 0 | 0 | 0 | 0 | 0 | 0 | 0 | 0 | 0 | 0 | 0 | 0 | 0 | 0 | 0 | 0
F1_Commercial_Miscellaneous_New_Food Preparation_Electric_Dishwasher_E7 | F1 | Commercial | Miscellaneous | New | Food Preparation | Electric | Dishwasher | E7 | CCE | 0 | 0 | 0 | 0 | 0 | 0 | 0 | 0 | 0 | 0 | 0 | 0 | 0 | 0 | 0 | 0 | 0 | 0 | 0 | 0 | 0 | 0 | 0 | 0 | 0 | 0 | 0 | 0 | 0 | 0
F1_Commercial_Miscellaneous_New_Food Preparation_Electric_Dishwasher_E8 | F1 | Commercial | Miscellaneous | New | Food Preparation | Electric | Dishwasher | E8 | CCE | 0 | 0 | 0 | 0 | 0 | 0 | 0 | 0 | 0 | 0 | 0 | 0 | 0 | 0 | 0 | 0 | 0 | 0 | 0 | 0 | 0 | 0 | 0 | 0 | 0 | 0 | 0 | 0 | 0 | 0
F1_Commercial_Miscellaneous_New_Food Preparation_Electric_Dishwasher_E9 | F1 | Commercial | Miscellaneous | New | Food Preparation | Electric | Dishwasher | E9 | CCE | 0 | 0 | 0 | 0 | 0 | 0 | 0 | 0 | 0 | 0 | 0 | 0 | 0 | 0 | 0 | 0 | 0 | 0 | 0 | 0 | 0 | 0 | 0 | 0 | 0 | 0 | 0 | 0 | 0 | 0
F1_Commercial_Miscellaneous_New_Food Preparation_Electric_Dishwasher_E10 | F1 | Commercial | Miscellaneous | New | Food Preparation | Electric | Dishwasher | E10 | CCE | 0 | 0 | 0 | 0 | 0 | 0 | 0 | 0 | 0 | 0 | 0 | 0 | 0 | 0 | 0 | 0 | 0 | 0 | 0 | 0 | 0 | 0 | 0 | 0 | 0 | 0 | 0 | 0 | 0 | 0
F2_Commercial_Miscellaneous_New_Food Preparation_Electric_Dishwasher_E1 | F2 | Commercial | Miscellaneous | New | Food Preparation | Electric | Dishwasher | E1 | TRC BC Ratio | 0 | 0 | 0 | 0 | 0 | 0 | 0 | 0 | 0 | 0 | 0 | 0 | 0 | 0 | 0 | 0 | 0 | 0 | 0 | 0 | 0 | 0 | 0 | 0 | 0 | 0 | 0 | 0 | 0 | 0
F2_Commercial_Miscellaneous_New_Food Preparation_Electric_Dishwasher_E2 | F2 | Commercial | Miscellaneous | New | Food Preparation | Electric | Dishwasher | E2 | TRC BC Ratio | 0 | 0 | 0 | 0 | 0 | 0 | 0 | 0 | 0 | 0 | 0 | 0 | 0 | 0 | 0 | 0 | 0 | 0 | 0 | 0 | 0 | 0 | 0 | 0 | 0 | 0 | 0 | 0 | 0 | 0
F2_Commercial_Miscellaneous_New_Food Preparation_Electric_Dishwasher_E3 | F2 | Commercial | Miscellaneous | New | Food Preparation | Electric | Dishwasher | E3 | TRC BC Ratio | 0 | 0 | 0 | 0 | 0 | 0 | 0 | 0 | 0 | 0 | 0 | 0 | 0 | 0 | 0 | 0 | 0 | 0 | 0 | 0 | 0 | 0 | 0 | 0 | 0 | 0 | 0 | 0 | 0 | 0
F2_Commercial_Miscellaneous_New_Food Preparation_Electric_Dishwasher_E4 | F2 | Commercial | Miscellaneous | New | Food Preparation | Electric | Dishwasher | E4 | TRC BC Ratio | 0 | 0 | 0 | 0 | 0 | 0 | 0 | 0 | 0 | 0 | 0 | 0 | 0 | 0 | 0 | 0 | 0 | 0 | 0 | 0 | 0 | 0 | 0 | 0 | 0 | 0 | 0 | 0 | 0 | 0
F2_Commercial_Miscellaneous_New_Food Preparation_Electric_Dishwasher_E5 | F2 | Commercial | Miscellaneous | New | Food Preparation | Electric | Dishwasher | E5 | TRC BC Ratio | 0 | 0 | 0 | 0 | 0 | 0 | 0 | 0 | 0 | 0 | 0 | 0 | 0 | 0 | 0 | 0 | 0 | 0 | 0 | 0 | 0 | 0 | 0 | 0 | 0 | 0 | 0 | 0 | 0 | 0
F2_Commercial_Miscellaneous_New_Food Preparation_Electric_Dishwasher_E6 | F2 | Commercial | Miscellaneous | New | Food Preparation | Electric | Dishwasher | E6 | TRC BC Ratio | 0 | 0 | 0 | 0 | 0 | 0 | 0 | 0 | 0 | 0 | 0 | 0 | 0 | 0 | 0 | 0 | 0 | 0 | 0 | 0 | 0 | 0 | 0 | 0 | 0 | 0 | 0 | 0 | 0 | 0
F2_Commercial_Miscellaneous_New_Food Preparation_Electric_Dishwasher_E7 | F2 | Commercial | Miscellaneous | New | Food Preparation | Electric | Dishwasher | E7 | TRC BC Ratio | 0 | 0 | 0 | 0 | 0 | 0 | 0 | 0 | 0 | 0 | 0 | 0 | 0 | 0 | 0 | 0 | 0 | 0 | 0 | 0 | 0 | 0 | 0 | 0 | 0 | 0 | 0 | 0 | 0 | 0
F2_Commercial_Miscellaneous_New_Food Preparation_Electric_Dishwasher_E8 | F2 | Commercial | Miscellaneous | New | Food Preparation | Electric | Dishwasher | E8 | TRC BC Ratio | 0 | 0 | 0 | 0 | 0 | 0 | 0 | 0 | 0 | 0 | 0 | 0 | 0 | 0 | 0 | 0 | 0 | 0 | 0 | 0 | 0 | 0 | 0 | 0 | 0 | 0 | 0 | 0 | 0 | 0
F2_Commercial_Miscellaneous_New_Food Preparation_Electric_Dishwasher_E9 | F2 | Commercial | Miscellaneous | New | Food Preparation | Electric | Dishwasher | E9 | TRC BC Ratio | 0 | 0 | 0 | 0 | 0 | 0 | 0 | 0 | 0 | 0 | 0 | 0 | 0 | 0 | 0 | 0 | 0 | 0 | 0 | 0 | 0 | 0 | 0 | 0 | 0 | 0 | 0 | 0 | 0 | 0
F2_Commercial_Miscellaneous_New_Food Preparation_Electric_Dishwasher_E10 | F2 | Commercial | Miscellaneous | New | Food Preparation | Electric | Dishwasher | E10 | TRC BC Ratio | 0 | 0 | 0 | 0 | 0 | 0 | 0 | 0 | 0 | 0 | 0 | 0 | 0 | 0 | 0 | 0 | 0 | 0 | 0 | 0 | 0 | 0 | 0 | 0 | 0 | 0 | 0 | 0 | 0 | 0
F3_Commercial_Miscellaneous_New_Food Preparation_Electric_Dishwasher_E1 | F3 | Commercial | Miscellaneous | New | Food Preparation | Electric | Dishwasher | E1 | PACT BC Ratio | 0 | 0 | 0 | 0 | 0 | 0 | 0 | 0 | 0 | 0 | 0 | 0 | 0 | 0 | 0 | 0 | 0 | 0 | 0 | 0 | 0 | 0 | 0 | 0 | 0 | 0 | 0 | 0 | 0 | 0
F3_Commercial_Miscellaneous_New_Food Preparation_Electric_Dishwasher_E2 | F3 | Commercial | Miscellaneous | New | Food Preparation | Electric | Dishwasher | E2 | PACT BC Ratio | 0 | 0 | 0 | 0 | 0 | 0 | 0 | 0 | 0 | 0 | 0 | 0 | 0 | 0 | 0 | 0 | 0 | 0 | 0 | 0 | 0 | 0 | 0 | 0 | 0 | 0 | 0 | 0 | 0 | 0
F3_Commercial_Miscellaneous_New_Food Preparation_Electric_Dishwasher_E3 | F3 | Commercial | Miscellaneous | New | Food Preparation | Electric | Dishwasher | E3 | PACT BC Ratio | 0 | 0 | 0 | 0 | 0 | 0 | 0 | 0 | 0 | 0 | 0 | 0 | 0 | 0 | 0 | 0 | 0 | 0 | 0 | 0 | 0 | 0 | 0 | 0 | 0 | 0 | 0 | 0 | 0 | 0
F3_Commercial_Miscellaneous_New_Food Preparation_Electric_Dishwasher_E4 | F3 | Commercial | Miscellaneous | New | Food Preparation | Electric | Dishwasher | E4 | PACT BC Ratio | 0 | 0 | 0 | 0 | 0 | 0 | 0 | 0 | 0 | 0 | 0 | 0 | 0 | 0 | 0 | 0 | 0 | 0 | 0 | 0 | 0 | 0 | 0 | 0 | 0 | 0 | 0 | 0 | 0 | 0
F3_Commercial_Miscellaneous_New_Food Preparation_Electric_Dishwasher_E5 | F3 | Commercial | Miscellaneous | New | Food Preparation | Electric | Dishwasher | E5 | PACT BC Ratio | 0 | 0 | 0 | 0 | 0 | 0 | 0 | 0 | 0 | 0 | 0 | 0 | 0 | 0 | 0 | 0 | 0 | 0 | 0 | 0 | 0 | 0 | 0 | 0 | 0 | 0 | 0 | 0 | 0 | 0
F3_Commercial_Miscellaneous_New_Food Preparation_Electric_Dishwasher_E6 | F3 | Commercial | Miscellaneous | New | Food Preparation | Electric | Dishwasher | E6 | PACT BC Ratio | 0 | 0 | 0 | 0 | 0 | 0 | 0 | 0 | 0 | 0 | 0 | 0 | 0 | 0 | 0 | 0 | 0 | 0 | 0 | 0 | 0 | 0 | 0 | 0 | 0 | 0 | 0 | 0 | 0 | 0
F3_Commercial_Miscellaneous_New_Food Preparation_Electric_Dishwasher_E7 | F3 | Commercial | Miscellaneous | New | Food Preparation | Electric | Dishwasher | E7 | PACT BC Ratio | 0 | 0 | 0 | 0 | 0 | 0 | 0 | 0 | 0 | 0 | 0 | 0 | 0 | 0 | 0 | 0 | 0 | 0 | 0 | 0 | 0 | 0 | 0 | 0 | 0 | 0 | 0 | 0 | 0 | 0
F3_Commercial_Miscellaneous_New_Food Preparation_Electric_Dishwasher_E8 | F3 | Commercial | Miscellaneous | New | Food Preparation | Electric | Dishwasher | E8 | PACT BC Ratio | 0 | 0 | 0 | 0 | 0 | 0 | 0 | 0 | 0 | 0 | 0 | 0 | 0 | 0 | 0 | 0 | 0 | 0 | 0 | 0 | 0 | 0 | 0 | 0 | 0 | 0 | 0 | 0 | 0 | 0
F3_Commercial_Miscellaneous_New_Food Preparation_Electric_Dishwasher_E9 | F3 | Commercial | Miscellaneous | New | Food Preparation | Electric | Dishwasher | E9 | PACT BC Ratio | 0 | 0 | 0 | 0 | 0 | 0 | 0 | 0 | 0 | 0 | 0 | 0 | 0 | 0 | 0 | 0 | 0 | 0 | 0 | 0 | 0 | 0 | 0 | 0 | 0 | 0 | 0 | 0 | 0 | 0
F3_Commercial_Miscellaneous_New_Food Preparation_Electric_Dishwasher_E10 | F3 | Commercial | Miscellaneous | New | Food Preparation | Electric | Dishwasher | E10 | PACT BC Ratio | 0 | 0 | 0 | 0 | 0 | 0 | 0 | 0 | 0 | 0 | 0 | 0 | 0 | 0 | 0 | 0 | 0 | 0 | 0 | 0 | 0 | 0 | 0 | 0 | 0 | 0 | 0 | 0 | 0 | 0
F4_Commercial_Miscellaneous_New_Food Preparation_Electric_Dishwasher_E1 | F4 | Commercial | Miscellaneous | New | Food Preparation | Electric | Dishwasher | E1 | RVT BC Ratio | 0 | 0 | 0 | 0 | 0 | 0 | 0 | 0 | 0 | 0 | 0 | 0 | 0 | 0 | 0 | 0 | 0 | 0 | 0 | 0 | 0 | 0 | 0 | 0 | 0 | 0 | 0 | 0 | 0 | 0
F4_Commercial_Miscellaneous_New_Food Preparation_Electric_Dishwasher_E2 | F4 | Commercial | Miscellaneous | New | Food Preparation | Electric | Dishwasher | E2 | RVT BC Ratio | 0 | 0 | 0 | 0 | 0 | 0 | 0 | 0 | 0 | 0 | 0 | 0 | 0 | 0 | 0 | 0 | 0 | 0 | 0 | 0 | 0 | 0 | 0 | 0 | 0 | 0 | 0 | 0 | 0 | 0
F4_Commercial_Miscellaneous_New_Food Preparation_Electric_Dishwasher_E3 | F4 | Commercial | Miscellaneous | New | Food Preparation | Electric | Dishwasher | E3 | RVT BC Ratio | 0 | 0 | 0 | 0 | 0 | 0 | 0 | 0 | 0 | 0 | 0 | 0 | 0 | 0 | 0 | 0 | 0 | 0 | 0 | 0 | 0 | 0 | 0 | 0 | 0 | 0 | 0 | 0 | 0 | 0
F4_Commercial_Miscellaneous_New_Food Preparation_Electric_Dishwasher_E4 | F4 | Commercial | Miscellaneous | New | Food Preparation | Electric | Dishwasher | E4 | RVT BC Ratio | 0 | 0 | 0 | 0 | 0 | 0 | 0 | 0 | 0 | 0 | 0 | 0 | 0 | 0 | 0 | 0 | 0 | 0 | 0 | 0 | 0 | 0 | 0 | 0 | 0 | 0 | 0 | 0 | 0 | 0
F4_Commercial_Miscellaneous_New_Food Preparation_Electric_Dishwasher_E5 | F4 | Commercial | Miscellaneous | New | Food Preparation | Electric | Dishwasher | E5 | RVT BC Ratio | 0 | 0 | 0 | 0 | 0 | 0 | 0 | 0 | 0 | 0 | 0 | 0 | 0 | 0 | 0 | 0 | 0 | 0 | 0 | 0 | 0 | 0 | 0 | 0 | 0 | 0 | 0 | 0 | 0 | 0
F4_Commercial_Miscellaneous_New_Food Preparation_Electric_Dishwasher_E6 | F4 | Commercial | Miscellaneous | New | Food Preparation | Electric | Dishwasher | E6 | RVT BC Ratio | 0 | 0 | 0 | 0 | 0 | 0 | 0 | 0 | 0 | 0 | 0 | 0 | 0 | 0 | 0 | 0 | 0 | 0 | 0 | 0 | 0 | 0 | 0 | 0 | 0 | 0 | 0 | 0 | 0 | 0
F4_Commercial_Miscellaneous_New_Food Preparation_Electric_Dishwasher_E7 | F4 | Commercial | Miscellaneous | New | Food Preparation | Electric | Dishwasher | E7 | RVT BC Ratio | 0 | 0 | 0 | 0 | 0 | 0 | 0 | 0 | 0 | 0 | 0 | 0 | 0 | 0 | 0 | 0 | 0 | 0 | 0 | 0 | 0 | 0 | 0 | 0 | 0 | 0 | 0 | 0 | 0 | 0
F4_Commercial_Miscellaneous_New_Food Preparation_Electric_Dishwasher_E8 | F4 | Commercial | Miscellaneous | New | Food Preparation | Electric | Dishwasher | E8 | RVT BC Ratio | 0 | 0 | 0 | 0 | 0 | 0 | 0 | 0 | 0 | 0 | 0 | 0 | 0 | 0 | 0 | 0 | 0 | 0 | 0 | 0 | 0 | 0 | 0 | 0 | 0 | 0 | 0 | 0 | 0 | 0
F4_Commercial_Miscellaneous_New_Food Preparation_Electric_Dishwasher_E9 | F4 | Commercial | Miscellaneous | New | Food Preparation | Electric | Dishwasher | E9 | RVT BC Ratio | 0 | 0 | 0 | 0 | 0 | 0 | 0 | 0 | 0 | 0 | 0 | 0 | 0 | 0 | 0 | 0 | 0 | 0 | 0 | 0 | 0 | 0 | 0 | 0 | 0 | 0 | 0 | 0 | 0 | 0
F4_Commercial_Miscellaneous_New_Food Preparation_Electric_Dishwasher_E10 | F4 | Commercial | Miscellaneous | New | Food Preparation | Electric | Dishwasher | E10 | RVT BC Ratio | 0 | 0 | 0 | 0 | 0 | 0 | 0 | 0 | 0 | 0 | 0 | 0 | 0 | 0 | 0 | 0 | 0 | 0 | 0 | 0 | 0 | 0 | 0 | 0 | 0 | 0 | 0 | 0 | 0 | 0
F5_Commercial_Miscellaneous_New_Food Preparation_Electric_Dishwasher_E1 | F5 | Commercial | Miscellaneous | New | Food Preparation | Electric | Dishwasher | E1 | RIM BC Ratio | 0 | 0 | 0 | 0 | 0 | 0 | 0 | 0 | 0 | 0 | 0 | 0 | 0 | 0 | 0 | 0 | 0 | 0 | 0 | 0 | 0 | 0 | 0 | 0 | 0 | 0 | 0 | 0 | 0 | 0
F5_Commercial_Miscellaneous_New_Food Preparation_Electric_Dishwasher_E2 | F5 | Commercial | Miscellaneous | New | Food Preparation | Electric | Dishwasher | E2 | RIM BC Ratio | 0 | 0 | 0 | 0 | 0 | 0 | 0 | 0 | 0 | 0 | 0 | 0 | 0 | 0 | 0 | 0 | 0 | 0 | 0 | 0 | 0 | 0 | 0 | 0 | 0 | 0 | 0 | 0 | 0 | 0
F5_Commercial_Miscellaneous_New_Food Preparation_Electric_Dishwasher_E3 | F5 | Commercial | Miscellaneous | New | Food Preparation | Electric | Dishwasher | E3 | RIM BC Ratio | 0 | 0 | 0 | 0 | 0 | 0 | 0 | 0 | 0 | 0 | 0 | 0 | 0 | 0 | 0 | 0 | 0 | 0 | 0 | 0 | 0 | 0 | 0 | 0 | 0 | 0 | 0 | 0 | 0 | 0
F5_Commercial_Miscellaneous_New_Food Preparation_Electric_Dishwasher_E4 | F5 | Commercial | Miscellaneous | New | Food Preparation | Electric | Dishwasher | E4 | RIM BC Ratio | 0 | 0 | 0 | 0 | 0 | 0 | 0 | 0 | 0 | 0 | 0 | 0 | 0 | 0 | 0 | 0 | 0 | 0 | 0 | 0 | 0 | 0 | 0 | 0 | 0 | 0 | 0 | 0 | 0 | 0
F5_Commercial_Miscellaneous_New_Food Preparation_Electric_Dishwasher_E5 | F5 | Commercial | Miscellaneous | New | Food Preparation | Electric | Dishwasher | E5 | RIM BC Ratio | 0 | 0 | 0 | 0 | 0 | 0 | 0 | 0 | 0 | 0 | 0 | 0 | 0 | 0 | 0 | 0 | 0 | 0 | 0 | 0 | 0 | 0 | 0 | 0 | 0 | 0 | 0 | 0 | 0 | 0
F5_Commercial_Miscellaneous_New_Food Preparation_Electric_Dishwasher_E6 | F5 | Commercial | Miscellaneous | New | Food Preparation | Electric | Dishwasher | E6 | RIM BC Ratio | 0 | 0 | 0 | 0 | 0 | 0 | 0 | 0 | 0 | 0 | 0 | 0 | 0 | 0 | 0 | 0 | 0 | 0 | 0 | 0 | 0 | 0 | 0 | 0 | 0 | 0 | 0 | 0 | 0 | 0
F5_Commercial_Miscellaneous_New_Food Preparation_Electric_Dishwasher_E7 | F5 | Commercial | Miscellaneous | New | Food Preparation | Electric | Dishwasher | E7 | RIM BC Ratio | 0 | 0 | 0 | 0 | 0 | 0 | 0 | 0 | 0 | 0 | 0 | 0 | 0 | 0 | 0 | 0 | 0 | 0 | 0 | 0 | 0 | 0 | 0 | 0 | 0 | 0 | 0 | 0 | 0 | 0
F5_Commercial_Miscellaneous_New_Food Preparation_Electric_Dishwasher_E8 | F5 | Commercial | Miscellaneous | New | Food Preparation | Electric | Dishwasher | E8 | RIM BC Ratio | 0 | 0 | 0 | 0 | 0 | 0 | 0 | 0 | 0 | 0 | 0 | 0 | 0 | 0 | 0 | 0 | 0 | 0 | 0 | 0 | 0 | 0 | 0 | 0 | 0 | 0 | 0 | 0 | 0 | 0
F5_Commercial_Miscellaneous_New_Food Preparation_Electric_Dishwasher_E9 | F5 | Commercial | Miscellaneous | New | Food Preparation | Electric | Dishwasher | E9 | RIM BC Ratio | 0 | 0 | 0 | 0 | 0 | 0 | 0 | 0 | 0 | 0 | 0 | 0 | 0 | 0 | 0 | 0 | 0 | 0 | 0 | 0 | 0 | 0 | 0 | 0 | 0 | 0 | 0 | 0 | 0 | 0
F5_Commercial_Miscellaneous_New_Food Preparation_Electric_Dishwasher_E10 | F5 | Commercial | Miscellaneous | New | Food Preparation | Electric | Dishwasher | E10 | RIM BC Ratio | 0 | 0 | 0 | 0 | 0 | 0 | 0 | 0 | 0 | 0 | 0 | 0 | 0 | 0 | 0 | 0 | 0 | 0 | 0 | 0 | 0 | 0 | 0 | 0 | 0 | 0 | 0 | 0 | 0 | 0
F0_Commercial_Miscellaneous_New_Food Preparation_Electric_Hot Food Container_E0 | F0 | Commercial | Miscellaneous | New | Food Preparation | Electric | Hot Food Container | E0 | Economic Unit | 0 | 0 | 0 | 0 | 0 | 0 | 0 | 0 | 0 | 0 | 0 | 0 | 0 | 0 | 0 | 0 | 0 | 0 | 0 | 0 | 0 | 0 | 0 | 0 | 0 | 0 | 0 | 0 | 0 | 0
F1_Commercial_Miscellaneous_New_Food Preparation_Electric_Hot Food Container_E1 | F1 | Commercial | Miscellaneous | New | Food Preparation | Electric | Hot Food Container | E1 | CCE | 0 | 0 | 0 | 0 | 0 | 0 | 0 | 0 | 0 | 0 | 0 | 0 | 0 | 0 | 0 | 0 | 0 | 0 | 0 | 0 | 0 | 0 | 0 | 0 | 0 | 0 | 0 | 0 | 0 | 0
F1_Commercial_Miscellaneous_New_Food Preparation_Electric_Hot Food Container_E2 | F1 | Commercial | Miscellaneous | New | Food Preparation | Electric | Hot Food Container | E2 | CCE | 0 | 0 | 0 | 0 | 0 | 0 | 0 | 0 | 0 | 0 | 0 | 0 | 0 | 0 | 0 | 0 | 0 | 0 | 0 | 0 | 0 | 0 | 0 | 0 | 0 | 0 | 0 | 0 | 0 | 0
F1_Commercial_Miscellaneous_New_Food Preparation_Electric_Hot Food Container_E3 | F1 | Commercial | Miscellaneous | New | Food Preparation | Electric | Hot Food Container | E3 | CCE | 0 | 0 | 0 | 0 | 0 | 0 | 0 | 0 | 0 | 0 | 0 | 0 | 0 | 0 | 0 | 0 | 0 | 0 | 0 | 0 | 0 | 0 | 0 | 0 | 0 | 0 | 0 | 0 | 0 | 0
F1_Commercial_Miscellaneous_New_Food Preparation_Electric_Hot Food Container_E4 | F1 | Commercial | Miscellaneous | New | Food Preparation | Electric | Hot Food Container | E4 | CCE | 0 | 0 | 0 | 0 | 0 | 0 | 0 | 0 | 0 | 0 | 0 | 0 | 0 | 0 | 0 | 0 | 0 | 0 | 0 | 0 | 0 | 0 | 0 | 0 | 0 | 0 | 0 | 0 | 0 | 0
F1_Commercial_Miscellaneous_New_Food Preparation_Electric_Hot Food Container_E5 | F1 | Commercial | Miscellaneous | New | Food Preparation | Electric | Hot Food Container | E5 | CCE | 0 | 0 | 0 | 0 | 0 | 0 | 0 | 0 | 0 | 0 | 0 | 0 | 0 | 0 | 0 | 0 | 0 | 0 | 0 | 0 | 0 | 0 | 0 | 0 | 0 | 0 | 0 | 0 | 0 | 0
F1_Commercial_Miscellaneous_New_Food Preparation_Electric_Hot Food Container_E6 | F1 | Commercial | Miscellaneous | New | Food Preparation | Electric | Hot Food Container | E6 | CCE | 0 | 0 | 0 | 0 | 0 | 0 | 0 | 0 | 0 | 0 | 0 | 0 | 0 | 0 | 0 | 0 | 0 | 0 | 0 | 0 | 0 | 0 | 0 | 0 | 0 | 0 | 0 | 0 | 0 | 0
F1_Commercial_Miscellaneous_New_Food Preparation_Electric_Hot Food Container_E7 | F1 | Commercial | Miscellaneous | New | Food Preparation | Electric | Hot Food Container | E7 | CCE | 0 | 0 | 0 | 0 | 0 | 0 | 0 | 0 | 0 | 0 | 0 | 0 | 0 | 0 | 0 | 0 | 0 | 0 | 0 | 0 | 0 | 0 | 0 | 0 | 0 | 0 | 0 | 0 | 0 | 0
F1_Commercial_Miscellaneous_New_Food Preparation_Electric_Hot Food Container_E8 | F1 | Commercial | Miscellaneous | New | Food Preparation | Electric | Hot Food Container | E8 | CCE | 0 | 0 | 0 | 0 | 0 | 0 | 0 | 0 | 0 | 0 | 0 | 0 | 0 | 0 | 0 | 0 | 0 | 0 | 0 | 0 | 0 | 0 | 0 | 0 | 0 | 0 | 0 | 0 | 0 | 0
F1_Commercial_Miscellaneous_New_Food Preparation_Electric_Hot Food Container_E9 | F1 | Commercial | Miscellaneous | New | Food Preparation | Electric | Hot Food Container | E9 | CCE | 0 | 0 | 0 | 0 | 0 | 0 | 0 | 0 | 0 | 0 | 0 | 0 | 0 | 0 | 0 | 0 | 0 | 0 | 0 | 0 | 0 | 0 | 0 | 0 | 0 | 0 | 0 | 0 | 0 | 0
F1_Commercial_Miscellaneous_New_Food Preparation_Electric_Hot Food Container_E10 | F1 | Commercial | Miscellaneous | New | Food Preparation | Electric | Hot Food Container | E10 | CCE | 0 | 0 | 0 | 0 | 0 | 0 | 0 | 0 | 0 | 0 | 0 | 0 | 0 | 0 | 0 | 0 | 0 | 0 | 0 | 0 | 0 | 0 | 0 | 0 | 0 | 0 | 0 | 0 | 0 | 0
F2_Commercial_Miscellaneous_New_Food Preparation_Electric_Hot Food Container_E1 | F2 | Commercial | Miscellaneous | New | Food Preparation | Electric | Hot Food Container | E1 | TRC BC Ratio | 0 | 0 | 0 | 0 | 0 | 0 | 0 | 0 | 0 | 0 | 0 | 0 | 0 | 0 | 0 | 0 | 0 | 0 | 0 | 0 | 0 | 0 | 0 | 0 | 0 | 0 | 0 | 0 | 0 | 0
F2_Commercial_Miscellaneous_New_Food Preparation_Electric_Hot Food Container_E2 | F2 | Commercial | Miscellaneous | New | Food Preparation | Electric | Hot Food Container | E2 | TRC BC Ratio | 0 | 0 | 0 | 0 | 0 | 0 | 0 | 0 | 0 | 0 | 0 | 0 | 0 | 0 | 0 | 0 | 0 | 0 | 0 | 0 | 0 | 0 | 0 | 0 | 0 | 0 | 0 | 0 | 0 | 0
F2_Commercial_Miscellaneous_New_Food Preparation_Electric_Hot Food Container_E3 | F2 | Commercial | Miscellaneous | New | Food Preparation | Electric | Hot Food Container | E3 | TRC BC Ratio | 0 | 0 | 0 | 0 | 0 | 0 | 0 | 0 | 0 | 0 | 0 | 0 | 0 | 0 | 0 | 0 | 0 | 0 | 0 | 0 | 0 | 0 | 0 | 0 | 0 | 0 | 0 | 0 | 0 | 0
F2_Commercial_Miscellaneous_New_Food Preparation_Electric_Hot Food Container_E4 | F2 | Commercial | Miscellaneous | New | Food Preparation | Electric | Hot Food Container | E4 | TRC BC Ratio | 0 | 0 | 0 | 0 | 0 | 0 | 0 | 0 | 0 | 0 | 0 | 0 | 0 | 0 | 0 | 0 | 0 | 0 | 0 | 0 | 0 | 0 | 0 | 0 | 0 | 0 | 0 | 0 | 0 | 0
F2_Commercial_Miscellaneous_New_Food Preparation_Electric_Hot Food Container_E5 | F2 | Commercial | Miscellaneous | New | Food Preparation | Electric | Hot Food Container | E5 | TRC BC Ratio | 0 | 0 | 0 | 0 | 0 | 0 | 0 | 0 | 0 | 0 | 0 | 0 | 0 | 0 | 0 | 0 | 0 | 0 | 0 | 0 | 0 | 0 | 0 | 0 | 0 | 0 | 0 | 0 | 0 | 0
F2_Commercial_Miscellaneous_New_Food Preparation_Electric_Hot Food Container_E6 | F2 | Commercial | Miscellaneous | New | Food Preparation | Electric | Hot Food Container | E6 | TRC BC Ratio | 0 | 0 | 0 | 0 | 0 | 0 | 0 | 0 | 0 | 0 | 0 | 0 | 0 | 0 | 0 | 0 | 0 | 0 | 0 | 0 | 0 | 0 | 0 | 0 | 0 | 0 | 0 | 0 | 0 | 0
F2_Commercial_Miscellaneous_New_Food Preparation_Electric_Hot Food Container_E7 | F2 | Commercial | Miscellaneous | New | Food Preparation | Electric | Hot Food Container | E7 | TRC BC Ratio | 0 | 0 | 0 | 0 | 0 | 0 | 0 | 0 | 0 | 0 | 0 | 0 | 0 | 0 | 0 | 0 | 0 | 0 | 0 | 0 | 0 | 0 | 0 | 0 | 0 | 0 | 0 | 0 | 0 | 0
F2_Commercial_Miscellaneous_New_Food Preparation_Electric_Hot Food Container_E8 | F2 | Commercial | Miscellaneous | New | Food Preparation | Electric | Hot Food Container | E8 | TRC BC Ratio | 0 | 0 | 0 | 0 | 0 | 0 | 0 | 0 | 0 | 0 | 0 | 0 | 0 | 0 | 0 | 0 | 0 | 0 | 0 | 0 | 0 | 0 | 0 | 0 | 0 | 0 | 0 | 0 | 0 | 0
F2_Commercial_Miscellaneous_New_Food Preparation_Electric_Hot Food Container_E9 | F2 | Commercial | Miscellaneous | New | Food Preparation | Electric | Hot Food Container | E9 | TRC BC Ratio | 0 | 0 | 0 | 0 | 0 | 0 | 0 | 0 | 0 | 0 | 0 | 0 | 0 | 0 | 0 | 0 | 0 | 0 | 0 | 0 | 0 | 0 | 0 | 0 | 0 | 0 | 0 | 0 | 0 | 0
F2_Commercial_Miscellaneous_New_Food Preparation_Electric_Hot Food Container_E10 | F2 | Commercial | Miscellaneous | New | Food Preparation | Electric | Hot Food Container | E10 | TRC BC Ratio | 0 | 0 | 0 | 0 | 0 | 0 | 0 | 0 | 0 | 0 | 0 | 0 | 0 | 0 | 0 | 0 | 0 | 0 | 0 | 0 | 0 | 0 | 0 | 0 | 0 | 0 | 0 | 0 | 0 | 0
F3_Commercial_Miscellaneous_New_Food Preparation_Electric_Hot Food Container_E1 | F3 | Commercial | Miscellaneous | New | Food Preparation | Electric | Hot Food Container | E1 | PACT BC Ratio | 0 | 0 | 0 | 0 | 0 | 0 | 0 | 0 | 0 | 0 | 0 | 0 | 0 | 0 | 0 | 0 | 0 | 0 | 0 | 0 | 0 | 0 | 0 | 0 | 0 | 0 | 0 | 0 | 0 | 0
F3_Commercial_Miscellaneous_New_Food Preparation_Electric_Hot Food Container_E2 | F3 | Commercial | Miscellaneous | New | Food Preparation | Electric | Hot Food Container | E2 | PACT BC Ratio | 0 | 0 | 0 | 0 | 0 | 0 | 0 | 0 | 0 | 0 | 0 | 0 | 0 | 0 | 0 | 0 | 0 | 0 | 0 | 0 | 0 | 0 | 0 | 0 | 0 | 0 | 0 | 0 | 0 | 0
F3_Commercial_Miscellaneous_New_Food Preparation_Electric_Hot Food Container_E3 | F3 | Commercial | Miscellaneous | New | Food Preparation | Electric | Hot Food Container | E3 | PACT BC Ratio | 0 | 0 | 0 | 0 | 0 | 0 | 0 | 0 | 0 | 0 | 0 | 0 | 0 | 0 | 0 | 0 | 0 | 0 | 0 | 0 | 0 | 0 | 0 | 0 | 0 | 0 | 0 | 0 | 0 | 0
F3_Commercial_Miscellaneous_New_Food Preparation_Electric_Hot Food Container_E4 | F3 | Commercial | Miscellaneous | New | Food Preparation | Electric | Hot Food Container | E4 | PACT BC Ratio | 0 | 0 | 0 | 0 | 0 | 0 | 0 | 0 | 0 | 0 | 0 | 0 | 0 | 0 | 0 | 0 | 0 | 0 | 0 | 0 | 0 | 0 | 0 | 0 | 0 | 0 | 0 | 0 | 0 | 0
F3_Commercial_Miscellaneous_New_Food Preparation_Electric_Hot Food Container_E5 | F3 | Commercial | Miscellaneous | New | Food Preparation | Electric | Hot Food Container | E5 | PACT BC Ratio | 0 | 0 | 0 | 0 | 0 | 0 | 0 | 0 | 0 | 0 | 0 | 0 | 0 | 0 | 0 | 0 | 0 | 0 | 0 | 0 | 0 | 0 | 0 | 0 | 0 | 0 | 0 | 0 | 0 | 0
F3_Commercial_Miscellaneous_New_Food Preparation_Electric_Hot Food Container_E6 | F3 | Commercial | Miscellaneous | New | Food Preparation | Electric | Hot Food Container | E6 | PACT BC Ratio | 0 | 0 | 0 | 0 | 0 | 0 | 0 | 0 | 0 | 0 | 0 | 0 | 0 | 0 | 0 | 0 | 0 | 0 | 0 | 0 | 0 | 0 | 0 | 0 | 0 | 0 | 0 | 0 | 0 | 0
F3_Commercial_Miscellaneous_New_Food Preparation_Electric_Hot Food Container_E7 | F3 | Commercial | Miscellaneous | New | Food Preparation | Electric | Hot Food Container | E7 | PACT BC Ratio | 0 | 0 | 0 | 0 | 0 | 0 | 0 | 0 | 0 | 0 | 0 | 0 | 0 | 0 | 0 | 0 | 0 | 0 | 0 | 0 | 0 | 0 | 0 | 0 | 0 | 0 | 0 | 0 | 0 | 0
F3_Commercial_Miscellaneous_New_Food Preparation_Electric_Hot Food Container_E8 | F3 | Commercial | Miscellaneous | New | Food Preparation | Electric | Hot Food Container | E8 | PACT BC Ratio | 0 | 0 | 0 | 0 | 0 | 0 | 0 | 0 | 0 | 0 | 0 | 0 | 0 | 0 | 0 | 0 | 0 | 0 | 0 | 0 | 0 | 0 | 0 | 0 | 0 | 0 | 0 | 0 | 0 | 0
F3_Commercial_Miscellaneous_New_Food Preparation_Electric_Hot Food Container_E9 | F3 | Commercial | Miscellaneous | New | Food Preparation | Electric | Hot Food Container | E9 | PACT BC Ratio | 0 | 0 | 0 | 0 | 0 | 0 | 0 | 0 | 0 | 0 | 0 | 0 | 0 | 0 | 0 | 0 | 0 | 0 | 0 | 0 | 0 | 0 | 0 | 0 | 0 | 0 | 0 | 0 | 0 | 0
F3_Commercial_Miscellaneous_New_Food Preparation_Electric_Hot Food Container_E10 | F3 | Commercial | Miscellaneous | New | Food Preparation | Electric | Hot Food Container | E10 | PACT BC Ratio | 0 | 0 | 0 | 0 | 0 | 0 | 0 | 0 | 0 | 0 | 0 | 0 | 0 | 0 | 0 | 0 | 0 | 0 | 0 | 0 | 0 | 0 | 0 | 0 | 0 | 0 | 0 | 0 | 0 | 0
F4_Commercial_Miscellaneous_New_Food Preparation_Electric_Hot Food Container_E1 | F4 | Commercial | Miscellaneous | New | Food Preparation | Electric | Hot Food Container | E1 | RVT BC Ratio | 0 | 0 | 0 | 0 | 0 | 0 | 0 | 0 | 0 | 0 | 0 | 0 | 0 | 0 | 0 | 0 | 0 | 0 | 0 | 0 | 0 | 0 | 0 | 0 | 0 | 0 | 0 | 0 | 0 | 0
F4_Commercial_Miscellaneous_New_Food Preparation_Electric_Hot Food Container_E2 | F4 | Commercial | Miscellaneous | New | Food Preparation | Electric | Hot Food Container | E2 | RVT BC Ratio | 0 | 0 | 0 | 0 | 0 | 0 | 0 | 0 | 0 | 0 | 0 | 0 | 0 | 0 | 0 | 0 | 0 | 0 | 0 | 0 | 0 | 0 | 0 | 0 | 0 | 0 | 0 | 0 | 0 | 0
F4_Commercial_Miscellaneous_New_Food Preparation_Electric_Hot Food Container_E3 | F4 | Commercial | Miscellaneous | New | Food Preparation | Electric | Hot Food Container | E3 | RVT BC Ratio | 0 | 0 | 0 | 0 | 0 | 0 | 0 | 0 | 0 | 0 | 0 | 0 | 0 | 0 | 0 | 0 | 0 | 0 | 0 | 0 | 0 | 0 | 0 | 0 | 0 | 0 | 0 | 0 | 0 | 0
F4_Commercial_Miscellaneous_New_Food Preparation_Electric_Hot Food Container_E4 | F4 | Commercial | Miscellaneous | New | Food Preparation | Electric | Hot Food Container | E4 | RVT BC Ratio | 0 | 0 | 0 | 0 | 0 | 0 | 0 | 0 | 0 | 0 | 0 | 0 | 0 | 0 | 0 | 0 | 0 | 0 | 0 | 0 | 0 | 0 | 0 | 0 | 0 | 0 | 0 | 0 | 0 | 0
F4_Commercial_Miscellaneous_New_Food Preparation_Electric_Hot Food Container_E5 | F4 | Commercial | Miscellaneous | New | Food Preparation | Electric | Hot Food Container | E5 | RVT BC Ratio | 0 | 0 | 0 | 0 | 0 | 0 | 0 | 0 | 0 | 0 | 0 | 0 | 0 | 0 | 0 | 0 | 0 | 0 | 0 | 0 | 0 | 0 | 0 | 0 | 0 | 0 | 0 | 0 | 0 | 0
F4_Commercial_Miscellaneous_New_Food Preparation_Electric_Hot Food Container_E6 | F4 | Commercial | Miscellaneous | New | Food Preparation | Electric | Hot Food Container | E6 | RVT BC Ratio | 0 | 0 | 0 | 0 | 0 | 0 | 0 | 0 | 0 | 0 | 0 | 0 | 0 | 0 | 0 | 0 | 0 | 0 | 0 | 0 | 0 | 0 | 0 | 0 | 0 | 0 | 0 | 0 | 0 | 0
F4_Commercial_Miscellaneous_New_Food Preparation_Electric_Hot Food Container_E7 | F4 | Commercial | Miscellaneous | New | Food Preparation | Electric | Hot Food Container | E7 | RVT BC Ratio | 0 | 0 | 0 | 0 | 0 | 0 | 0 | 0 | 0 | 0 | 0 | 0 | 0 | 0 | 0 | 0 | 0 | 0 | 0 | 0 | 0 | 0 | 0 | 0 | 0 | 0 | 0 | 0 | 0 | 0
F4_Commercial_Miscellaneous_New_Food Preparation_Electric_Hot Food Container_E8 | F4 | Commercial | Miscellaneous | New | Food Preparation | Electric | Hot Food Container | E8 | RVT BC Ratio | 0 | 0 | 0 | 0 | 0 | 0 | 0 | 0 | 0 | 0 | 0 | 0 | 0 | 0 | 0 | 0 | 0 | 0 | 0 | 0 | 0 | 0 | 0 | 0 | 0 | 0 | 0 | 0 | 0 | 0
F4_Commercial_Miscellaneous_New_Food Preparation_Electric_Hot Food Container_E9 | F4 | Commercial | Miscellaneous | New | Food Preparation | Electric | Hot Food Container | E9 | RVT BC Ratio | 0 | 0 | 0 | 0 | 0 | 0 | 0 | 0 | 0 | 0 | 0 | 0 | 0 | 0 | 0 | 0 | 0 | 0 | 0 | 0 | 0 | 0 | 0 | 0 | 0 | 0 | 0 | 0 | 0 | 0
F4_Commercial_Miscellaneous_New_Food Preparation_Electric_Hot Food Container_E10 | F4 | Commercial | Miscellaneous | New | Food Preparation | Electric | Hot Food Container | E10 | RVT BC Ratio | 0 | 0 | 0 | 0 | 0 | 0 | 0 | 0 | 0 | 0 | 0 | 0 | 0 | 0 | 0 | 0 | 0 | 0 | 0 | 0 | 0 | 0 | 0 | 0 | 0 | 0 | 0 | 0 | 0 | 0
F5_Commercial_Miscellaneous_New_Food Preparation_Electric_Hot Food Container_E1 | F5 | Commercial | Miscellaneous | New | Food Preparation | Electric | Hot Food Container | E1 | RIM BC Ratio | 0 | 0 | 0 | 0 | 0 | 0 | 0 | 0 | 0 | 0 | 0 | 0 | 0 | 0 | 0 | 0 | 0 | 0 | 0 | 0 | 0 | 0 | 0 | 0 | 0 | 0 | 0 | 0 | 0 | 0
F5_Commercial_Miscellaneous_New_Food Preparation_Electric_Hot Food Container_E2 | F5 | Commercial | Miscellaneous | New | Food Preparation | Electric | Hot Food Container | E2 | RIM BC Ratio | 0 | 0 | 0 | 0 | 0 | 0 | 0 | 0 | 0 | 0 | 0 | 0 | 0 | 0 | 0 | 0 | 0 | 0 | 0 | 0 | 0 | 0 | 0 | 0 | 0 | 0 | 0 | 0 | 0 | 0
F5_Commercial_Miscellaneous_New_Food Preparation_Electric_Hot Food Container_E3 | F5 | Commercial | Miscellaneous | New | Food Preparation | Electric | Hot Food Container | E3 | RIM BC Ratio | 0 | 0 | 0 | 0 | 0 | 0 | 0 | 0 | 0 | 0 | 0 | 0 | 0 | 0 | 0 | 0 | 0 | 0 | 0 | 0 | 0 | 0 | 0 | 0 | 0 | 0 | 0 | 0 | 0 | 0
F5_Commercial_Miscellaneous_New_Food Preparation_Electric_Hot Food Container_E4 | F5 | Commercial | Miscellaneous | New | Food Preparation | Electric | Hot Food Container | E4 | RIM BC Ratio | 0 | 0 | 0 | 0 | 0 | 0 | 0 | 0 | 0 | 0 | 0 | 0 | 0 | 0 | 0 | 0 | 0 | 0 | 0 | 0 | 0 | 0 | 0 | 0 | 0 | 0 | 0 | 0 | 0 | 0
F5_Commercial_Miscellaneous_New_Food Preparation_Electric_Hot Food Container_E5 | F5 | Commercial | Miscellaneous | New | Food Preparation | Electric | Hot Food Container | E5 | RIM BC Ratio | 0 | 0 | 0 | 0 | 0 | 0 | 0 | 0 | 0 | 0 | 0 | 0 | 0 | 0 | 0 | 0 | 0 | 0 | 0 | 0 | 0 | 0 | 0 | 0 | 0 | 0 | 0 | 0 | 0 | 0
F5_Commercial_Miscellaneous_New_Food Preparation_Electric_Hot Food Container_E6 | F5 | Commercial | Miscellaneous | New | Food Preparation | Electric | Hot Food Container | E6 | RIM BC Ratio | 0 | 0 | 0 | 0 | 0 | 0 | 0 | 0 | 0 | 0 | 0 | 0 | 0 | 0 | 0 | 0 | 0 | 0 | 0 | 0 | 0 | 0 | 0 | 0 | 0 | 0 | 0 | 0 | 0 | 0
F5_Commercial_Miscellaneous_New_Food Preparation_Electric_Hot Food Container_E7 | F5 | Commercial | Miscellaneous | New | Food Preparation | Electric | Hot Food Container | E7 | RIM BC Ratio | 0 | 0 | 0 | 0 | 0 | 0 | 0 | 0 | 0 | 0 | 0 | 0 | 0 | 0 | 0 | 0 | 0 | 0 | 0 | 0 | 0 | 0 | 0 | 0 | 0 | 0 | 0 | 0 | 0 | 0
F5_Commercial_Miscellaneous_New_Food Preparation_Electric_Hot Food Container_E8 | F5 | Commercial | Miscellaneous | New | Food Preparation | Electric | Hot Food Container | E8 | RIM BC Ratio | 0 | 0 | 0 | 0 | 0 | 0 | 0 | 0 | 0 | 0 | 0 | 0 | 0 | 0 | 0 | 0 | 0 | 0 | 0 | 0 | 0 | 0 | 0 | 0 | 0 | 0 | 0 | 0 | 0 | 0
F5_Commercial_Miscellaneous_New_Food Preparation_Electric_Hot Food Container_E9 | F5 | Commercial | Miscellaneous | New | Food Preparation | Electric | Hot Food Container | E9 | RIM BC Ratio | 0 | 0 | 0 | 0 | 0 | 0 | 0 | 0 | 0 | 0 | 0 | 0 | 0 | 0 | 0 | 0 | 0 | 0 | 0 | 0 | 0 | 0 | 0 | 0 | 0 | 0 | 0 | 0 | 0 | 0
F5_Commercial_Miscellaneous_New_Food Preparation_Electric_Hot Food Container_E10 | F5 | Commercial | Miscellaneous | New | Food Preparation | Electric | Hot Food Container | E10 | RIM BC Ratio | 0 | 0 | 0 | 0 | 0 | 0 | 0 | 0 | 0 | 0 | 0 | 0 | 0 | 0 | 0 | 0 | 0 | 0 | 0 | 0 | 0 | 0 | 0 | 0 | 0 | 0 | 0 | 0 | 0 | 0
F0_Commercial_Miscellaneous_New_Food Preparation_Electric_Steamer_E0 | F0 | Commercial | Miscellaneous | New | Food Preparation | Electric | Steamer | E0 | Economic Unit | 0 | 0 | 0 | 0 | 0 | 0 | 0 | 0 | 0 | 0 | 0 | 0 | 0 | 0 | 0 | 0 | 0 | 0 | 0 | 0 | 0 | 0 | 0 | 0 | 0 | 0 | 0 | 0 | 0 | 0
F1_Commercial_Miscellaneous_New_Food Preparation_Electric_Steamer_E1 | F1 | Commercial | Miscellaneous | New | Food Preparation | Electric | Steamer | E1 | CCE | 0 | 0 | 0 | 0 | 0 | 0 | 0 | 0 | 0 | 0 | 0 | 0 | 0 | 0 | 0 | 0 | 0 | 0 | 0 | 0 | 0 | 0 | 0 | 0 | 0 | 0 | 0 | 0 | 0 | 0
F1_Commercial_Miscellaneous_New_Food Preparation_Electric_Steamer_E2 | F1 | Commercial | Miscellaneous | New | Food Preparation | Electric | Steamer | E2 | CCE | 0 | 0 | 0 | 0 | 0 | 0 | 0 | 0 | 0 | 0 | 0 | 0 | 0 | 0 | 0 | 0 | 0 | 0 | 0 | 0 | 0 | 0 | 0 | 0 | 0 | 0 | 0 | 0 | 0 | 0
F1_Commercial_Miscellaneous_New_Food Preparation_Electric_Steamer_E3 | F1 | Commercial | Miscellaneous | New | Food Preparation | Electric | Steamer | E3 | CCE | 0 | 0 | 0 | 0 | 0 | 0 | 0 | 0 | 0 | 0 | 0 | 0 | 0 | 0 | 0 | 0 | 0 | 0 | 0 | 0 | 0 | 0 | 0 | 0 | 0 | 0 | 0 | 0 | 0 | 0
F1_Commercial_Miscellaneous_New_Food Preparation_Electric_Steamer_E4 | F1 | Commercial | Miscellaneous | New | Food Preparation | Electric | Steamer | E4 | CCE | 0 | 0 | 0 | 0 | 0 | 0 | 0 | 0 | 0 | 0 | 0 | 0 | 0 | 0 | 0 | 0 | 0 | 0 | 0 | 0 | 0 | 0 | 0 | 0 | 0 | 0 | 0 | 0 | 0 | 0
F1_Commercial_Miscellaneous_New_Food Preparation_Electric_Steamer_E5 | F1 | Commercial | Miscellaneous | New | Food Preparation | Electric | Steamer | E5 | CCE | 0 | 0 | 0 | 0 | 0 | 0 | 0 | 0 | 0 | 0 | 0 | 0 | 0 | 0 | 0 | 0 | 0 | 0 | 0 | 0 | 0 | 0 | 0 | 0 | 0 | 0 | 0 | 0 | 0 | 0
F1_Commercial_Miscellaneous_New_Food Preparation_Electric_Steamer_E6 | F1 | Commercial | Miscellaneous | New | Food Preparation | Electric | Steamer | E6 | CCE | 0 | 0 | 0 | 0 | 0 | 0 | 0 | 0 | 0 | 0 | 0 | 0 | 0 | 0 | 0 | 0 | 0 | 0 | 0 | 0 | 0 | 0 | 0 | 0 | 0 | 0 | 0 | 0 | 0 | 0
F1_Commercial_Miscellaneous_New_Food Preparation_Electric_Steamer_E7 | F1 | Commercial | Miscellaneous | New | Food Preparation | Electric | Steamer | E7 | CCE | 0 | 0 | 0 | 0 | 0 | 0 | 0 | 0 | 0 | 0 | 0 | 0 | 0 | 0 | 0 | 0 | 0 | 0 | 0 | 0 | 0 | 0 | 0 | 0 | 0 | 0 | 0 | 0 | 0 | 0
F1_Commercial_Miscellaneous_New_Food Preparation_Electric_Steamer_E8 | F1 | Commercial | Miscellaneous | New | Food Preparation | Electric | Steamer | E8 | CCE | 0 | 0 | 0 | 0 | 0 | 0 | 0 | 0 | 0 | 0 | 0 | 0 | 0 | 0 | 0 | 0 | 0 | 0 | 0 | 0 | 0 | 0 | 0 | 0 | 0 | 0 | 0 | 0 | 0 | 0
F1_Commercial_Miscellaneous_New_Food Preparation_Electric_Steamer_E9 | F1 | Commercial | Miscellaneous | New | Food Preparation | Electric | Steamer | E9 | CCE | 0 | 0 | 0 | 0 | 0 | 0 | 0 | 0 | 0 | 0 | 0 | 0 | 0 | 0 | 0 | 0 | 0 | 0 | 0 | 0 | 0 | 0 | 0 | 0 | 0 | 0 | 0 | 0 | 0 | 0
F1_Commercial_Miscellaneous_New_Food Preparation_Electric_Steamer_E10 | F1 | Commercial | Miscellaneous | New | Food Preparation | Electric | Steamer | E10 | CCE | 0 | 0 | 0 | 0 | 0 | 0 | 0 | 0 | 0 | 0 | 0 | 0 | 0 | 0 | 0 | 0 | 0 | 0 | 0 | 0 | 0 | 0 | 0 | 0 | 0 | 0 | 0 | 0 | 0 | 0
F2_Commercial_Miscellaneous_New_Food Preparation_Electric_Steamer_E1 | F2 | Commercial | Miscellaneous | New | Food Preparation | Electric | Steamer | E1 | TRC BC Ratio | 0 | 0 | 0 | 0 | 0 | 0 | 0 | 0 | 0 | 0 | 0 | 0 | 0 | 0 | 0 | 0 | 0 | 0 | 0 | 0 | 0 | 0 | 0 | 0 | 0 | 0 | 0 | 0 | 0 | 0
F2_Commercial_Miscellaneous_New_Food Preparation_Electric_Steamer_E2 | F2 | Commercial | Miscellaneous | New | Food Preparation | Electric | Steamer | E2 | TRC BC Ratio | 0 | 0 | 0 | 0 | 0 | 0 | 0 | 0 | 0 | 0 | 0 | 0 | 0 | 0 | 0 | 0 | 0 | 0 | 0 | 0 | 0 | 0 | 0 | 0 | 0 | 0 | 0 | 0 | 0 | 0
F2_Commercial_Miscellaneous_New_Food Preparation_Electric_Steamer_E3 | F2 | Commercial | Miscellaneous | New | Food Preparation | Electric | Steamer | E3 | TRC BC Ratio | 0 | 0 | 0 | 0 | 0 | 0 | 0 | 0 | 0 | 0 | 0 | 0 | 0 | 0 | 0 | 0 | 0 | 0 | 0 | 0 | 0 | 0 | 0 | 0 | 0 | 0 | 0 | 0 | 0 | 0
F2_Commercial_Miscellaneous_New_Food Preparation_Electric_Steamer_E4 | F2 | Commercial | Miscellaneous | New | Food Preparation | Electric | Steamer | E4 | TRC BC Ratio | 0 | 0 | 0 | 0 | 0 | 0 | 0 | 0 | 0 | 0 | 0 | 0 | 0 | 0 | 0 | 0 | 0 | 0 | 0 | 0 | 0 | 0 | 0 | 0 | 0 | 0 | 0 | 0 | 0 | 0
F2_Commercial_Miscellaneous_New_Food Preparation_Electric_Steamer_E5 | F2 | Commercial | Miscellaneous | New | Food Preparation | Electric | Steamer | E5 | TRC BC Ratio | 0 | 0 | 0 | 0 | 0 | 0 | 0 | 0 | 0 | 0 | 0 | 0 | 0 | 0 | 0 | 0 | 0 | 0 | 0 | 0 | 0 | 0 | 0 | 0 | 0 | 0 | 0 | 0 | 0 | 0
F2_Commercial_Miscellaneous_New_Food Preparation_Electric_Steamer_E6 | F2 | Commercial | Miscellaneous | New | Food Preparation | Electric | Steamer | E6 | TRC BC Ratio | 0 | 0 | 0 | 0 | 0 | 0 | 0 | 0 | 0 | 0 | 0 | 0 | 0 | 0 | 0 | 0 | 0 | 0 | 0 | 0 | 0 | 0 | 0 | 0 | 0 | 0 | 0 | 0 | 0 | 0
F2_Commercial_Miscellaneous_New_Food Preparation_Electric_Steamer_E7 | F2 | Commercial | Miscellaneous | New | Food Preparation | Electric | Steamer | E7 | TRC BC Ratio | 0 | 0 | 0 | 0 | 0 | 0 | 0 | 0 | 0 | 0 | 0 | 0 | 0 | 0 | 0 | 0 | 0 | 0 | 0 | 0 | 0 | 0 | 0 | 0 | 0 | 0 | 0 | 0 | 0 | 0
F2_Commercial_Miscellaneous_New_Food Preparation_Electric_Steamer_E8 | F2 | Commercial | Miscellaneous | New | Food Preparation | Electric | Steamer | E8 | TRC BC Ratio | 0 | 0 | 0 | 0 | 0 | 0 | 0 | 0 | 0 | 0 | 0 | 0 | 0 | 0 | 0 | 0 | 0 | 0 | 0 | 0 | 0 | 0 | 0 | 0 | 0 | 0 | 0 | 0 | 0 | 0
F2_Commercial_Miscellaneous_New_Food Preparation_Electric_Steamer_E9 | F2 | Commercial | Miscellaneous | New | Food Preparation | Electric | Steamer | E9 | TRC BC Ratio | 0 | 0 | 0 | 0 | 0 | 0 | 0 | 0 | 0 | 0 | 0 | 0 | 0 | 0 | 0 | 0 | 0 | 0 | 0 | 0 | 0 | 0 | 0 | 0 | 0 | 0 | 0 | 0 | 0 | 0
F2_Commercial_Miscellaneous_New_Food Preparation_Electric_Steamer_E10 | F2 | Commercial | Miscellaneous | New | Food Preparation | Electric | Steamer | E10 | TRC BC Ratio | 0 | 0 | 0 | 0 | 0 | 0 | 0 | 0 | 0 | 0 | 0 | 0 | 0 | 0 | 0 | 0 | 0 | 0 | 0 | 0 | 0 | 0 | 0 | 0 | 0 | 0 | 0 | 0 | 0 | 0
F3_Commercial_Miscellaneous_New_Food Preparation_Electric_Steamer_E1 | F3 | Commercial | Miscellaneous | New | Food Preparation | Electric | Steamer | E1 | PACT BC Ratio | 0 | 0 | 0 | 0 | 0 | 0 | 0 | 0 | 0 | 0 | 0 | 0 | 0 | 0 | 0 | 0 | 0 | 0 | 0 | 0 | 0 | 0 | 0 | 0 | 0 | 0 | 0 | 0 | 0 | 0
F3_Commercial_Miscellaneous_New_Food Preparation_Electric_Steamer_E2 | F3 | Commercial | Miscellaneous | New | Food Preparation | Electric | Steamer | E2 | PACT BC Ratio | 0 | 0 | 0 | 0 | 0 | 0 | 0 | 0 | 0 | 0 | 0 | 0 | 0 | 0 | 0 | 0 | 0 | 0 | 0 | 0 | 0 | 0 | 0 | 0 | 0 | 0 | 0 | 0 | 0 | 0
F3_Commercial_Miscellaneous_New_Food Preparation_Electric_Steamer_E3 | F3 | Commercial | Miscellaneous | New | Food Preparation | Electric | Steamer | E3 | PACT BC Ratio | 0 | 0 | 0 | 0 | 0 | 0 | 0 | 0 | 0 | 0 | 0 | 0 | 0 | 0 | 0 | 0 | 0 | 0 | 0 | 0 | 0 | 0 | 0 | 0 | 0 | 0 | 0 | 0 | 0 | 0
F3_Commercial_Miscellaneous_New_Food Preparation_Electric_Steamer_E4 | F3 | Commercial | Miscellaneous | New | Food Preparation | Electric | Steamer | E4 | PACT BC Ratio | 0 | 0 | 0 | 0 | 0 | 0 | 0 | 0 | 0 | 0 | 0 | 0 | 0 | 0 | 0 | 0 | 0 | 0 | 0 | 0 | 0 | 0 | 0 | 0 | 0 | 0 | 0 | 0 | 0 | 0
F3_Commercial_Miscellaneous_New_Food Preparation_Electric_Steamer_E5 | F3 | Commercial | Miscellaneous | New | Food Preparation | Electric | Steamer | E5 | PACT BC Ratio | 0 | 0 | 0 | 0 | 0 | 0 | 0 | 0 | 0 | 0 | 0 | 0 | 0 | 0 | 0 | 0 | 0 | 0 | 0 | 0 | 0 | 0 | 0 | 0 | 0 | 0 | 0 | 0 | 0 | 0
F3_Commercial_Miscellaneous_New_Food Preparation_Electric_Steamer_E6 | F3 | Commercial | Miscellaneous | New | Food Preparation | Electric | Steamer | E6 | PACT BC Ratio | 0 | 0 | 0 | 0 | 0 | 0 | 0 | 0 | 0 | 0 | 0 | 0 | 0 | 0 | 0 | 0 | 0 | 0 | 0 | 0 | 0 | 0 | 0 | 0 | 0 | 0 | 0 | 0 | 0 | 0
F3_Commercial_Miscellaneous_New_Food Preparation_Electric_Steamer_E7 | F3 | Commercial | Miscellaneous | New | Food Preparation | Electric | Steamer | E7 | PACT BC Ratio | 0 | 0 | 0 | 0 | 0 | 0 | 0 | 0 | 0 | 0 | 0 | 0 | 0 | 0 | 0 | 0 | 0 | 0 | 0 | 0 | 0 | 0 | 0 | 0 | 0 | 0 | 0 | 0 | 0 | 0
F3_Commercial_Miscellaneous_New_Food Preparation_Electric_Steamer_E8 | F3 | Commercial | Miscellaneous | New | Food Preparation | Electric | Steamer | E8 | PACT BC Ratio | 0 | 0 | 0 | 0 | 0 | 0 | 0 | 0 | 0 | 0 | 0 | 0 | 0 | 0 | 0 | 0 | 0 | 0 | 0 | 0 | 0 | 0 | 0 | 0 | 0 | 0 | 0 | 0 | 0 | 0
F3_Commercial_Miscellaneous_New_Food Preparation_Electric_Steamer_E9 | F3 | Commercial | Miscellaneous | New | Food Preparation | Electric | Steamer | E9 | PACT BC Ratio | 0 | 0 | 0 | 0 | 0 | 0 | 0 | 0 | 0 | 0 | 0 | 0 | 0 | 0 | 0 | 0 | 0 | 0 | 0 | 0 | 0 | 0 | 0 | 0 | 0 | 0 | 0 | 0 | 0 | 0
F3_Commercial_Miscellaneous_New_Food Preparation_Electric_Steamer_E10 | F3 | Commercial | Miscellaneous | New | Food Preparation | Electric | Steamer | E10 | PACT BC Ratio | 0 | 0 | 0 | 0 | 0 | 0 | 0 | 0 | 0 | 0 | 0 | 0 | 0 | 0 | 0 | 0 | 0 | 0 | 0 | 0 | 0 | 0 | 0 | 0 | 0 | 0 | 0 | 0 | 0 | 0
F4_Commercial_Miscellaneous_New_Food Preparation_Electric_Steamer_E1 | F4 | Commercial | Miscellaneous | New | Food Preparation | Electric | Steamer | E1 | RVT BC Ratio | 0 | 0 | 0 | 0 | 0 | 0 | 0 | 0 | 0 | 0 | 0 | 0 | 0 | 0 | 0 | 0 | 0 | 0 | 0 | 0 | 0 | 0 | 0 | 0 | 0 | 0 | 0 | 0 | 0 | 0
F4_Commercial_Miscellaneous_New_Food Preparation_Electric_Steamer_E2 | F4 | Commercial | Miscellaneous | New | Food Preparation | Electric | Steamer | E2 | RVT BC Ratio | 0 | 0 | 0 | 0 | 0 | 0 | 0 | 0 | 0 | 0 | 0 | 0 | 0 | 0 | 0 | 0 | 0 | 0 | 0 | 0 | 0 | 0 | 0 | 0 | 0 | 0 | 0 | 0 | 0 | 0
F4_Commercial_Miscellaneous_New_Food Preparation_Electric_Steamer_E3 | F4 | Commercial | Miscellaneous | New | Food Preparation | Electric | Steamer | E3 | RVT BC Ratio | 0 | 0 | 0 | 0 | 0 | 0 | 0 | 0 | 0 | 0 | 0 | 0 | 0 | 0 | 0 | 0 | 0 | 0 | 0 | 0 | 0 | 0 | 0 | 0 | 0 | 0 | 0 | 0 | 0 | 0
F4_Commercial_Miscellaneous_New_Food Preparation_Electric_Steamer_E4 | F4 | Commercial | Miscellaneous | New | Food Preparation | Electric | Steamer | E4 | RVT BC Ratio | 0 | 0 | 0 | 0 | 0 | 0 | 0 | 0 | 0 | 0 | 0 | 0 | 0 | 0 | 0 | 0 | 0 | 0 | 0 | 0 | 0 | 0 | 0 | 0 | 0 | 0 | 0 | 0 | 0 | 0
F4_Commercial_Miscellaneous_New_Food Preparation_Electric_Steamer_E5 | F4 | Commercial | Miscellaneous | New | Food Preparation | Electric | Steamer | E5 | RVT BC Ratio | 0 | 0 | 0 | 0 | 0 | 0 | 0 | 0 | 0 | 0 | 0 | 0 | 0 | 0 | 0 | 0 | 0 | 0 | 0 | 0 | 0 | 0 | 0 | 0 | 0 | 0 | 0 | 0 | 0 | 0
F4_Commercial_Miscellaneous_New_Food Preparation_Electric_Steamer_E6 | F4 | Commercial | Miscellaneous | New | Food Preparation | Electric | Steamer | E6 | RVT BC Ratio | 0 | 0 | 0 | 0 | 0 | 0 | 0 | 0 | 0 | 0 | 0 | 0 | 0 | 0 | 0 | 0 | 0 | 0 | 0 | 0 | 0 | 0 | 0 | 0 | 0 | 0 | 0 | 0 | 0 | 0
F4_Commercial_Miscellaneous_New_Food Preparation_Electric_Steamer_E7 | F4 | Commercial | Miscellaneous | New | Food Preparation | Electric | Steamer | E7 | RVT BC Ratio | 0 | 0 | 0 | 0 | 0 | 0 | 0 | 0 | 0 | 0 | 0 | 0 | 0 | 0 | 0 | 0 | 0 | 0 | 0 | 0 | 0 | 0 | 0 | 0 | 0 | 0 | 0 | 0 | 0 | 0
F4_Commercial_Miscellaneous_New_Food Preparation_Electric_Steamer_E8 | F4 | Commercial | Miscellaneous | New | Food Preparation | Electric | Steamer | E8 | RVT BC Ratio | 0 | 0 | 0 | 0 | 0 | 0 | 0 | 0 | 0 | 0 | 0 | 0 | 0 | 0 | 0 | 0 | 0 | 0 | 0 | 0 | 0 | 0 | 0 | 0 | 0 | 0 | 0 | 0 | 0 | 0
F4_Commercial_Miscellaneous_New_Food Preparation_Electric_Steamer_E9 | F4 | Commercial | Miscellaneous | New | Food Preparation | Electric | Steamer | E9 | RVT BC Ratio | 0 | 0 | 0 | 0 | 0 | 0 | 0 | 0 | 0 | 0 | 0 | 0 | 0 | 0 | 0 | 0 | 0 | 0 | 0 | 0 | 0 | 0 | 0 | 0 | 0 | 0 | 0 | 0 | 0 | 0
F4_Commercial_Miscellaneous_New_Food Preparation_Electric_Steamer_E10 | F4 | Commercial | Miscellaneous | New | Food Preparation | Electric | Steamer | E10 | RVT BC Ratio | 0 | 0 | 0 | 0 | 0 | 0 | 0 | 0 | 0 | 0 | 0 | 0 | 0 | 0 | 0 | 0 | 0 | 0 | 0 | 0 | 0 | 0 | 0 | 0 | 0 | 0 | 0 | 0 | 0 | 0
F5_Commercial_Miscellaneous_New_Food Preparation_Electric_Steamer_E1 | F5 | Commercial | Miscellaneous | New | Food Preparation | Electric | Steamer | E1 | RIM BC Ratio | 0 | 0 | 0 | 0 | 0 | 0 | 0 | 0 | 0 | 0 | 0 | 0 | 0 | 0 | 0 | 0 | 0 | 0 | 0 | 0 | 0 | 0 | 0 | 0 | 0 | 0 | 0 | 0 | 0 | 0
F5_Commercial_Miscellaneous_New_Food Preparation_Electric_Steamer_E2 | F5 | Commercial | Miscellaneous | New | Food Preparation | Electric | Steamer | E2 | RIM BC Ratio | 0 | 0 | 0 | 0 | 0 | 0 | 0 | 0 | 0 | 0 | 0 | 0 | 0 | 0 | 0 | 0 | 0 | 0 | 0 | 0 | 0 | 0 | 0 | 0 | 0 | 0 | 0 | 0 | 0 | 0
F5_Commercial_Miscellaneous_New_Food Preparation_Electric_Steamer_E3 | F5 | Commercial | Miscellaneous | New | Food Preparation | Electric | Steamer | E3 | RIM BC Ratio | 0 | 0 | 0 | 0 | 0 | 0 | 0 | 0 | 0 | 0 | 0 | 0 | 0 | 0 | 0 | 0 | 0 | 0 | 0 | 0 | 0 | 0 | 0 | 0 | 0 | 0 | 0 | 0 | 0 | 0
F5_Commercial_Miscellaneous_New_Food Preparation_Electric_Steamer_E4 | F5 | Commercial | Miscellaneous | New | Food Preparation | Electric | Steamer | E4 | RIM BC Ratio | 0 | 0 | 0 | 0 | 0 | 0 | 0 | 0 | 0 | 0 | 0 | 0 | 0 | 0 | 0 | 0 | 0 | 0 | 0 | 0 | 0 | 0 | 0 | 0 | 0 | 0 | 0 | 0 | 0 | 0
F5_Commercial_Miscellaneous_New_Food Preparation_Electric_Steamer_E5 | F5 | Commercial | Miscellaneous | New | Food Preparation | Electric | Steamer | E5 | RIM BC Ratio | 0 | 0 | 0 | 0 | 0 | 0 | 0 | 0 | 0 | 0 | 0 | 0 | 0 | 0 | 0 | 0 | 0 | 0 | 0 | 0 | 0 | 0 | 0 | 0 | 0 | 0 | 0 | 0 | 0 | 0
F5_Commercial_Miscellaneous_New_Food Preparation_Electric_Steamer_E6 | F5 | Commercial | Miscellaneous | New | Food Preparation | Electric | Steamer | E6 | RIM BC Ratio | 0 | 0 | 0 | 0 | 0 | 0 | 0 | 0 | 0 | 0 | 0 | 0 | 0 | 0 | 0 | 0 | 0 | 0 | 0 | 0 | 0 | 0 | 0 | 0 | 0 | 0 | 0 | 0 | 0 | 0
F5_Commercial_Miscellaneous_New_Food Preparation_Electric_Steamer_E7 | F5 | Commercial | Miscellaneous | New | Food Preparation | Electric | Steamer | E7 | RIM BC Ratio | 0 | 0 | 0 | 0 | 0 | 0 | 0 | 0 | 0 | 0 | 0 | 0 | 0 | 0 | 0 | 0 | 0 | 0 | 0 | 0 | 0 | 0 | 0 | 0 | 0 | 0 | 0 | 0 | 0 | 0
F5_Commercial_Miscellaneous_New_Food Preparation_Electric_Steamer_E8 | F5 | Commercial | Miscellaneous | New | Food Preparation | Electric | Steamer | E8 | RIM BC Ratio | 0 | 0 | 0 | 0 | 0 | 0 | 0 | 0 | 0 | 0 | 0 | 0 | 0 | 0 | 0 | 0 | 0 | 0 | 0 | 0 | 0 | 0 | 0 | 0 | 0 | 0 | 0 | 0 | 0 | 0
F5_Commercial_Miscellaneous_New_Food Preparation_Electric_Steamer_E9 | F5 | Commercial | Miscellaneous | New | Food Preparation | Electric | Steamer | E9 | RIM BC Ratio | 0 | 0 | 0 | 0 | 0 | 0 | 0 | 0 | 0 | 0 | 0 | 0 | 0 | 0 | 0 | 0 | 0 | 0 | 0 | 0 | 0 | 0 | 0 | 0 | 0 | 0 | 0 | 0 | 0 | 0
F5_Commercial_Miscellaneous_New_Food Preparation_Electric_Steamer_E10 | F5 | Commercial | Miscellaneous | New | Food Preparation | Electric | Steamer | E10 | RIM BC Ratio | 0 | 0 | 0 | 0 | 0 | 0 | 0 | 0 | 0 | 0 | 0 | 0 | 0 | 0 | 0 | 0 | 0 | 0 | 0 | 0 | 0 | 0 | 0 | 0 | 0 | 0 | 0 | 0 | 0 | 0
F0_Commercial_Miscellaneous_New_Food Preparation_Electric_Griddle_E0 | F0 | Commercial | Miscellaneous | New | Food Preparation | Electric | Griddle | E0 | Economic Unit | 0 | 0 | 0 | 0 | 0 | 0 | 0 | 0 | 0 | 0 | 0 | 0 | 0 | 0 | 0 | 0 | 0 | 0 | 0 | 0 | 0 | 0 | 0 | 0 | 0 | 0 | 0 | 0 | 0 | 0
F1_Commercial_Miscellaneous_New_Food Preparation_Electric_Griddle_E1 | F1 | Commercial | Miscellaneous | New | Food Preparation | Electric | Griddle | E1 | CCE | 0 | 0 | 0 | 0 | 0 | 0 | 0 | 0 | 0 | 0 | 0 | 0 | 0 | 0 | 0 | 0 | 0 | 0 | 0 | 0 | 0 | 0 | 0 | 0 | 0 | 0 | 0 | 0 | 0 | 0
F1_Commercial_Miscellaneous_New_Food Preparation_Electric_Griddle_E2 | F1 | Commercial | Miscellaneous | New | Food Preparation | Electric | Griddle | E2 | CCE | 0 | 0 | 0 | 0 | 0 | 0 | 0 | 0 | 0 | 0 | 0 | 0 | 0 | 0 | 0 | 0 | 0 | 0 | 0 | 0 | 0 | 0 | 0 | 0 | 0 | 0 | 0 | 0 | 0 | 0
F1_Commercial_Miscellaneous_New_Food Preparation_Electric_Griddle_E3 | F1 | Commercial | Miscellaneous | New | Food Preparation | Electric | Griddle | E3 | CCE | 0 | 0 | 0 | 0 | 0 | 0 | 0 | 0 | 0 | 0 | 0 | 0 | 0 | 0 | 0 | 0 | 0 | 0 | 0 | 0 | 0 | 0 | 0 | 0 | 0 | 0 | 0 | 0 | 0 | 0
F1_Commercial_Miscellaneous_New_Food Preparation_Electric_Griddle_E4 | F1 | Commercial | Miscellaneous | New | Food Preparation | Electric | Griddle | E4 | CCE | 0 | 0 | 0 | 0 | 0 | 0 | 0 | 0 | 0 | 0 | 0 | 0 | 0 | 0 | 0 | 0 | 0 | 0 | 0 | 0 | 0 | 0 | 0 | 0 | 0 | 0 | 0 | 0 | 0 | 0
F1_Commercial_Miscellaneous_New_Food Preparation_Electric_Griddle_E5 | F1 | Commercial | Miscellaneous | New | Food Preparation | Electric | Griddle | E5 | CCE | 0 | 0 | 0 | 0 | 0 | 0 | 0 | 0 | 0 | 0 | 0 | 0 | 0 | 0 | 0 | 0 | 0 | 0 | 0 | 0 | 0 | 0 | 0 | 0 | 0 | 0 | 0 | 0 | 0 | 0
F1_Commercial_Miscellaneous_New_Food Preparation_Electric_Griddle_E6 | F1 | Commercial | Miscellaneous | New | Food Preparation | Electric | Griddle | E6 | CCE | 0 | 0 | 0 | 0 | 0 | 0 | 0 | 0 | 0 | 0 | 0 | 0 | 0 | 0 | 0 | 0 | 0 | 0 | 0 | 0 | 0 | 0 | 0 | 0 | 0 | 0 | 0 | 0 | 0 | 0
F1_Commercial_Miscellaneous_New_Food Preparation_Electric_Griddle_E7 | F1 | Commercial | Miscellaneous | New | Food Preparation | Electric | Griddle | E7 | CCE | 0 | 0 | 0 | 0 | 0 | 0 | 0 | 0 | 0 | 0 | 0 | 0 | 0 | 0 | 0 | 0 | 0 | 0 | 0 | 0 | 0 | 0 | 0 | 0 | 0 | 0 | 0 | 0 | 0 | 0
F1_Commercial_Miscellaneous_New_Food Preparation_Electric_Griddle_E8 | F1 | Commercial | Miscellaneous | New | Food Preparation | Electric | Griddle | E8 | CCE | 0 | 0 | 0 | 0 | 0 | 0 | 0 | 0 | 0 | 0 | 0 | 0 | 0 | 0 | 0 | 0 | 0 | 0 | 0 | 0 | 0 | 0 | 0 | 0 | 0 | 0 | 0 | 0 | 0 | 0
F1_Commercial_Miscellaneous_New_Food Preparation_Electric_Griddle_E9 | F1 | Commercial | Miscellaneous | New | Food Preparation | Electric | Griddle | E9 | CCE | 0 | 0 | 0 | 0 | 0 | 0 | 0 | 0 | 0 | 0 | 0 | 0 | 0 | 0 | 0 | 0 | 0 | 0 | 0 | 0 | 0 | 0 | 0 | 0 | 0 | 0 | 0 | 0 | 0 | 0
F1_Commercial_Miscellaneous_New_Food Preparation_Electric_Griddle_E10 | F1 | Commercial | Miscellaneous | New | Food Preparation | Electric | Griddle | E10 | CCE | 0 | 0 | 0 | 0 | 0 | 0 | 0 | 0 | 0 | 0 | 0 | 0 | 0 | 0 | 0 | 0 | 0 | 0 | 0 | 0 | 0 | 0 | 0 | 0 | 0 | 0 | 0 | 0 | 0 | 0
F2_Commercial_Miscellaneous_New_Food Preparation_Electric_Griddle_E1 | F2 | Commercial | Miscellaneous | New | Food Preparation | Electric | Griddle | E1 | TRC BC Ratio | 0 | 0 | 0 | 0 | 0 | 0 | 0 | 0 | 0 | 0 | 0 | 0 | 0 | 0 | 0 | 0 | 0 | 0 | 0 | 0 | 0 | 0 | 0 | 0 | 0 | 0 | 0 | 0 | 0 | 0
F2_Commercial_Miscellaneous_New_Food Preparation_Electric_Griddle_E2 | F2 | Commercial | Miscellaneous | New | Food Preparation | Electric | Griddle | E2 | TRC BC Ratio | 0 | 0 | 0 | 0 | 0 | 0 | 0 | 0 | 0 | 0 | 0 | 0 | 0 | 0 | 0 | 0 | 0 | 0 | 0 | 0 | 0 | 0 | 0 | 0 | 0 | 0 | 0 | 0 | 0 | 0
F2_Commercial_Miscellaneous_New_Food Preparation_Electric_Griddle_E3 | F2 | Commercial | Miscellaneous | New | Food Preparation | Electric | Griddle | E3 | TRC BC Ratio | 0 | 0 | 0 | 0 | 0 | 0 | 0 | 0 | 0 | 0 | 0 | 0 | 0 | 0 | 0 | 0 | 0 | 0 | 0 | 0 | 0 | 0 | 0 | 0 | 0 | 0 | 0 | 0 | 0 | 0
F2_Commercial_Miscellaneous_New_Food Preparation_Electric_Griddle_E4 | F2 | Commercial | Miscellaneous | New | Food Preparation | Electric | Griddle | E4 | TRC BC Ratio | 0 | 0 | 0 | 0 | 0 | 0 | 0 | 0 | 0 | 0 | 0 | 0 | 0 | 0 | 0 | 0 | 0 | 0 | 0 | 0 | 0 | 0 | 0 | 0 | 0 | 0 | 0 | 0 | 0 | 0
F2_Commercial_Miscellaneous_New_Food Preparation_Electric_Griddle_E5 | F2 | Commercial | Miscellaneous | New | Food Preparation | Electric | Griddle | E5 | TRC BC Ratio | 0 | 0 | 0 | 0 | 0 | 0 | 0 | 0 | 0 | 0 | 0 | 0 | 0 | 0 | 0 | 0 | 0 | 0 | 0 | 0 | 0 | 0 | 0 | 0 | 0 | 0 | 0 | 0 | 0 | 0
F2_Commercial_Miscellaneous_New_Food Preparation_Electric_Griddle_E6 | F2 | Commercial | Miscellaneous | New | Food Preparation | Electric | Griddle | E6 | TRC BC Ratio | 0 | 0 | 0 | 0 | 0 | 0 | 0 | 0 | 0 | 0 | 0 | 0 | 0 | 0 | 0 | 0 | 0 | 0 | 0 | 0 | 0 | 0 | 0 | 0 | 0 | 0 | 0 | 0 | 0 | 0
F2_Commercial_Miscellaneous_New_Food Preparation_Electric_Griddle_E7 | F2 | Commercial | Miscellaneous | New | Food Preparation | Electric | Griddle | E7 | TRC BC Ratio | 0 | 0 | 0 | 0 | 0 | 0 | 0 | 0 | 0 | 0 | 0 | 0 | 0 | 0 | 0 | 0 | 0 | 0 | 0 | 0 | 0 | 0 | 0 | 0 | 0 | 0 | 0 | 0 | 0 | 0
F2_Commercial_Miscellaneous_New_Food Preparation_Electric_Griddle_E8 | F2 | Commercial | Miscellaneous | New | Food Preparation | Electric | Griddle | E8 | TRC BC Ratio | 0 | 0 | 0 | 0 | 0 | 0 | 0 | 0 | 0 | 0 | 0 | 0 | 0 | 0 | 0 | 0 | 0 | 0 | 0 | 0 | 0 | 0 | 0 | 0 | 0 | 0 | 0 | 0 | 0 | 0
F2_Commercial_Miscellaneous_New_Food Preparation_Electric_Griddle_E9 | F2 | Commercial | Miscellaneous | New | Food Preparation | Electric | Griddle | E9 | TRC BC Ratio | 0 | 0 | 0 | 0 | 0 | 0 | 0 | 0 | 0 | 0 | 0 | 0 | 0 | 0 | 0 | 0 | 0 | 0 | 0 | 0 | 0 | 0 | 0 | 0 | 0 | 0 | 0 | 0 | 0 | 0
F2_Commercial_Miscellaneous_New_Food Preparation_Electric_Griddle_E10 | F2 | Commercial | Miscellaneous | New | Food Preparation | Electric | Griddle | E10 | TRC BC Ratio | 0 | 0 | 0 | 0 | 0 | 0 | 0 | 0 | 0 | 0 | 0 | 0 | 0 | 0 | 0 | 0 | 0 | 0 | 0 | 0 | 0 | 0 | 0 | 0 | 0 | 0 | 0 | 0 | 0 | 0
F3_Commercial_Miscellaneous_New_Food Preparation_Electric_Griddle_E1 | F3 | Commercial | Miscellaneous | New | Food Preparation | Electric | Griddle | E1 | PACT BC Ratio | 0 | 0 | 0 | 0 | 0 | 0 | 0 | 0 | 0 | 0 | 0 | 0 | 0 | 0 | 0 | 0 | 0 | 0 | 0 | 0 | 0 | 0 | 0 | 0 | 0 | 0 | 0 | 0 | 0 | 0
F3_Commercial_Miscellaneous_New_Food Preparation_Electric_Griddle_E2 | F3 | Commercial | Miscellaneous | New | Food Preparation | Electric | Griddle | E2 | PACT BC Ratio | 0 | 0 | 0 | 0 | 0 | 0 | 0 | 0 | 0 | 0 | 0 | 0 | 0 | 0 | 0 | 0 | 0 | 0 | 0 | 0 | 0 | 0 | 0 | 0 | 0 | 0 | 0 | 0 | 0 | 0
F3_Commercial_Miscellaneous_New_Food Preparation_Electric_Griddle_E3 | F3 | Commercial | Miscellaneous | New | Food Preparation | Electric | Griddle | E3 | PACT BC Ratio | 0 | 0 | 0 | 0 | 0 | 0 | 0 | 0 | 0 | 0 | 0 | 0 | 0 | 0 | 0 | 0 | 0 | 0 | 0 | 0 | 0 | 0 | 0 | 0 | 0 | 0 | 0 | 0 | 0 | 0
F3_Commercial_Miscellaneous_New_Food Preparation_Electric_Griddle_E4 | F3 | Commercial | Miscellaneous | New | Food Preparation | Electric | Griddle | E4 | PACT BC Ratio | 0 | 0 | 0 | 0 | 0 | 0 | 0 | 0 | 0 | 0 | 0 | 0 | 0 | 0 | 0 | 0 | 0 | 0 | 0 | 0 | 0 | 0 | 0 | 0 | 0 | 0 | 0 | 0 | 0 | 0
F3_Commercial_Miscellaneous_New_Food Preparation_Electric_Griddle_E5 | F3 | Commercial | Miscellaneous | New | Food Preparation | Electric | Griddle | E5 | PACT BC Ratio | 0 | 0 | 0 | 0 | 0 | 0 | 0 | 0 | 0 | 0 | 0 | 0 | 0 | 0 | 0 | 0 | 0 | 0 | 0 | 0 | 0 | 0 | 0 | 0 | 0 | 0 | 0 | 0 | 0 | 0
F3_Commercial_Miscellaneous_New_Food Preparation_Electric_Griddle_E6 | F3 | Commercial | Miscellaneous | New | Food Preparation | Electric | Griddle | E6 | PACT BC Ratio | 0 | 0 | 0 | 0 | 0 | 0 | 0 | 0 | 0 | 0 | 0 | 0 | 0 | 0 | 0 | 0 | 0 | 0 | 0 | 0 | 0 | 0 | 0 | 0 | 0 | 0 | 0 | 0 | 0 | 0
F3_Commercial_Miscellaneous_New_Food Preparation_Electric_Griddle_E7 | F3 | Commercial | Miscellaneous | New | Food Preparation | Electric | Griddle | E7 | PACT BC Ratio | 0 | 0 | 0 | 0 | 0 | 0 | 0 | 0 | 0 | 0 | 0 | 0 | 0 | 0 | 0 | 0 | 0 | 0 | 0 | 0 | 0 | 0 | 0 | 0 | 0 | 0 | 0 | 0 | 0 | 0
F3_Commercial_Miscellaneous_New_Food Preparation_Electric_Griddle_E8 | F3 | Commercial | Miscellaneous | New | Food Preparation | Electric | Griddle | E8 | PACT BC Ratio | 0 | 0 | 0 | 0 | 0 | 0 | 0 | 0 | 0 | 0 | 0 | 0 | 0 | 0 | 0 | 0 | 0 | 0 | 0 | 0 | 0 | 0 | 0 | 0 | 0 | 0 | 0 | 0 | 0 | 0
F3_Commercial_Miscellaneous_New_Food Preparation_Electric_Griddle_E9 | F3 | Commercial | Miscellaneous | New | Food Preparation | Electric | Griddle | E9 | PACT BC Ratio | 0 | 0 | 0 | 0 | 0 | 0 | 0 | 0 | 0 | 0 | 0 | 0 | 0 | 0 | 0 | 0 | 0 | 0 | 0 | 0 | 0 | 0 | 0 | 0 | 0 | 0 | 0 | 0 | 0 | 0
F3_Commercial_Miscellaneous_New_Food Preparation_Electric_Griddle_E10 | F3 | Commercial | Miscellaneous | New | Food Preparation | Electric | Griddle | E10 | PACT BC Ratio | 0 | 0 | 0 | 0 | 0 | 0 | 0 | 0 | 0 | 0 | 0 | 0 | 0 | 0 | 0 | 0 | 0 | 0 | 0 | 0 | 0 | 0 | 0 | 0 | 0 | 0 | 0 | 0 | 0 | 0
F4_Commercial_Miscellaneous_New_Food Preparation_Electric_Griddle_E1 | F4 | Commercial | Miscellaneous | New | Food Preparation | Electric | Griddle | E1 | RVT BC Ratio | 0 | 0 | 0 | 0 | 0 | 0 | 0 | 0 | 0 | 0 | 0 | 0 | 0 | 0 | 0 | 0 | 0 | 0 | 0 | 0 | 0 | 0 | 0 | 0 | 0 | 0 | 0 | 0 | 0 | 0
F4_Commercial_Miscellaneous_New_Food Preparation_Electric_Griddle_E2 | F4 | Commercial | Miscellaneous | New | Food Preparation | Electric | Griddle | E2 | RVT BC Ratio | 0 | 0 | 0 | 0 | 0 | 0 | 0 | 0 | 0 | 0 | 0 | 0 | 0 | 0 | 0 | 0 | 0 | 0 | 0 | 0 | 0 | 0 | 0 | 0 | 0 | 0 | 0 | 0 | 0 | 0
F4_Commercial_Miscellaneous_New_Food Preparation_Electric_Griddle_E3 | F4 | Commercial | Miscellaneous | New | Food Preparation | Electric | Griddle | E3 | RVT BC Ratio | 0 | 0 | 0 | 0 | 0 | 0 | 0 | 0 | 0 | 0 | 0 | 0 | 0 | 0 | 0 | 0 | 0 | 0 | 0 | 0 | 0 | 0 | 0 | 0 | 0 | 0 | 0 | 0 | 0 | 0
F4_Commercial_Miscellaneous_New_Food Preparation_Electric_Griddle_E4 | F4 | Commercial | Miscellaneous | New | Food Preparation | Electric | Griddle | E4 | RVT BC Ratio | 0 | 0 | 0 | 0 | 0 | 0 | 0 | 0 | 0 | 0 | 0 | 0 | 0 | 0 | 0 | 0 | 0 | 0 | 0 | 0 | 0 | 0 | 0 | 0 | 0 | 0 | 0 | 0 | 0 | 0
F4_Commercial_Miscellaneous_New_Food Preparation_Electric_Griddle_E5 | F4 | Commercial | Miscellaneous | New | Food Preparation | Electric | Griddle | E5 | RVT BC Ratio | 0 | 0 | 0 | 0 | 0 | 0 | 0 | 0 | 0 | 0 | 0 | 0 | 0 | 0 | 0 | 0 | 0 | 0 | 0 | 0 | 0 | 0 | 0 | 0 | 0 | 0 | 0 | 0 | 0 | 0
F4_Commercial_Miscellaneous_New_Food Preparation_Electric_Griddle_E6 | F4 | Commercial | Miscellaneous | New | Food Preparation | Electric | Griddle | E6 | RVT BC Ratio | 0 | 0 | 0 | 0 | 0 | 0 | 0 | 0 | 0 | 0 | 0 | 0 | 0 | 0 | 0 | 0 | 0 | 0 | 0 | 0 | 0 | 0 | 0 | 0 | 0 | 0 | 0 | 0 | 0 | 0
F4_Commercial_Miscellaneous_New_Food Preparation_Electric_Griddle_E7 | F4 | Commercial | Miscellaneous | New | Food Preparation | Electric | Griddle | E7 | RVT BC Ratio | 0 | 0 | 0 | 0 | 0 | 0 | 0 | 0 | 0 | 0 | 0 | 0 | 0 | 0 | 0 | 0 | 0 | 0 | 0 | 0 | 0 | 0 | 0 | 0 | 0 | 0 | 0 | 0 | 0 | 0
F4_Commercial_Miscellaneous_New_Food Preparation_Electric_Griddle_E8 | F4 | Commercial | Miscellaneous | New | Food Preparation | Electric | Griddle | E8 | RVT BC Ratio | 0 | 0 | 0 | 0 | 0 | 0 | 0 | 0 | 0 | 0 | 0 | 0 | 0 | 0 | 0 | 0 | 0 | 0 | 0 | 0 | 0 | 0 | 0 | 0 | 0 | 0 | 0 | 0 | 0 | 0
F4_Commercial_Miscellaneous_New_Food Preparation_Electric_Griddle_E9 | F4 | Commercial | Miscellaneous | New | Food Preparation | Electric | Griddle | E9 | RVT BC Ratio | 0 | 0 | 0 | 0 | 0 | 0 | 0 | 0 | 0 | 0 | 0 | 0 | 0 | 0 | 0 | 0 | 0 | 0 | 0 | 0 | 0 | 0 | 0 | 0 | 0 | 0 | 0 | 0 | 0 | 0
F4_Commercial_Miscellaneous_New_Food Preparation_Electric_Griddle_E10 | F4 | Commercial | Miscellaneous | New | Food Preparation | Electric | Griddle | E10 | RVT BC Ratio | 0 | 0 | 0 | 0 | 0 | 0 | 0 | 0 | 0 | 0 | 0 | 0 | 0 | 0 | 0 | 0 | 0 | 0 | 0 | 0 | 0 | 0 | 0 | 0 | 0 | 0 | 0 | 0 | 0 | 0
F5_Commercial_Miscellaneous_New_Food Preparation_Electric_Griddle_E1 | F5 | Commercial | Miscellaneous | New | Food Preparation | Electric | Griddle | E1 | RIM BC Ratio | 0 | 0 | 0 | 0 | 0 | 0 | 0 | 0 | 0 | 0 | 0 | 0 | 0 | 0 | 0 | 0 | 0 | 0 | 0 | 0 | 0 | 0 | 0 | 0 | 0 | 0 | 0 | 0 | 0 | 0
F5_Commercial_Miscellaneous_New_Food Preparation_Electric_Griddle_E2 | F5 | Commercial | Miscellaneous | New | Food Preparation | Electric | Griddle | E2 | RIM BC Ratio | 0 | 0 | 0 | 0 | 0 | 0 | 0 | 0 | 0 | 0 | 0 | 0 | 0 | 0 | 0 | 0 | 0 | 0 | 0 | 0 | 0 | 0 | 0 | 0 | 0 | 0 | 0 | 0 | 0 | 0
F5_Commercial_Miscellaneous_New_Food Preparation_Electric_Griddle_E3 | F5 | Commercial | Miscellaneous | New | Food Preparation | Electric | Griddle | E3 | RIM BC Ratio | 0 | 0 | 0 | 0 | 0 | 0 | 0 | 0 | 0 | 0 | 0 | 0 | 0 | 0 | 0 | 0 | 0 | 0 | 0 | 0 | 0 | 0 | 0 | 0 | 0 | 0 | 0 | 0 | 0 | 0
F5_Commercial_Miscellaneous_New_Food Preparation_Electric_Griddle_E4 | F5 | Commercial | Miscellaneous | New | Food Preparation | Electric | Griddle | E4 | RIM BC Ratio | 0 | 0 | 0 | 0 | 0 | 0 | 0 | 0 | 0 | 0 | 0 | 0 | 0 | 0 | 0 | 0 | 0 | 0 | 0 | 0 | 0 | 0 | 0 | 0 | 0 | 0 | 0 | 0 | 0 | 0
F5_Commercial_Miscellaneous_New_Food Preparation_Electric_Griddle_E5 | F5 | Commercial | Miscellaneous | New | Food Preparation | Electric | Griddle | E5 | RIM BC Ratio | 0 | 0 | 0 | 0 | 0 | 0 | 0 | 0 | 0 | 0 | 0 | 0 | 0 | 0 | 0 | 0 | 0 | 0 | 0 | 0 | 0 | 0 | 0 | 0 | 0 | 0 | 0 | 0 | 0 | 0
F5_Commercial_Miscellaneous_New_Food Preparation_Electric_Griddle_E6 | F5 | Commercial | Miscellaneous | New | Food Preparation | Electric | Griddle | E6 | RIM BC Ratio | 0 | 0 | 0 | 0 | 0 | 0 | 0 | 0 | 0 | 0 | 0 | 0 | 0 | 0 | 0 | 0 | 0 | 0 | 0 | 0 | 0 | 0 | 0 | 0 | 0 | 0 | 0 | 0 | 0 | 0
F5_Commercial_Miscellaneous_New_Food Preparation_Electric_Griddle_E7 | F5 | Commercial | Miscellaneous | New | Food Preparation | Electric | Griddle | E7 | RIM BC Ratio | 0 | 0 | 0 | 0 | 0 | 0 | 0 | 0 | 0 | 0 | 0 | 0 | 0 | 0 | 0 | 0 | 0 | 0 | 0 | 0 | 0 | 0 | 0 | 0 | 0 | 0 | 0 | 0 | 0 | 0
F5_Commercial_Miscellaneous_New_Food Preparation_Electric_Griddle_E8 | F5 | Commercial | Miscellaneous | New | Food Preparation | Electric | Griddle | E8 | RIM BC Ratio | 0 | 0 | 0 | 0 | 0 | 0 | 0 | 0 | 0 | 0 | 0 | 0 | 0 | 0 | 0 | 0 | 0 | 0 | 0 | 0 | 0 | 0 | 0 | 0 | 0 | 0 | 0 | 0 | 0 | 0
F5_Commercial_Miscellaneous_New_Food Preparation_Electric_Griddle_E9 | F5 | Commercial | Miscellaneous | New | Food Preparation | Electric | Griddle | E9 | RIM BC Ratio | 0 | 0 | 0 | 0 | 0 | 0 | 0 | 0 | 0 | 0 | 0 | 0 | 0 | 0 | 0 | 0 | 0 | 0 | 0 | 0 | 0 | 0 | 0 | 0 | 0 | 0 | 0 | 0 | 0 | 0
F5_Commercial_Miscellaneous_New_Food Preparation_Electric_Griddle_E10 | F5 | Commercial | Miscellaneous | New | Food Preparation | Electric | Griddle | E10 | RIM BC Ratio | 0 | 0 | 0 | 0 | 0 | 0 | 0 | 0 | 0 | 0 | 0 | 0 | 0 | 0 | 0 | 0 | 0 | 0 | 0 | 0 | 0 | 0 | 0 | 0 | 0 | 0 | 0 | 0 | 0 | 0
F0_Commercial_Miscellaneous_New_Office Equipment_Electric_Desktop Computer_E0 | F0 | Commercial | Miscellaneous | New | Office Equipment | Electric | Desktop Computer | E0 | Economic Unit | 0 | 0 | 0 | 0 | 0 | 0 | 0 | 0 | 0 | 0 | 0 | 0 | 0 | 0 | 0 | 0 | 0 | 0 | 0 | 0 | 0 | 0 | 0 | 0 | 0 | 0 | 0 | 0 | 0 | 0
F1_Commercial_Miscellaneous_New_Office Equipment_Electric_Desktop Computer_E1 | F1 | Commercial | Miscellaneous | New | Office Equipment | Electric | Desktop Computer | E1 | CCE | 0 | 0 | 0 | 0 | 0 | 0 | 0 | 0 | 0 | 0 | 0 | 0 | 0 | 0 | 0 | 0 | 0 | 0 | 0 | 0 | 0 | 0 | 0 | 0 | 0 | 0 | 0 | 0 | 0 | 0
F1_Commercial_Miscellaneous_New_Office Equipment_Electric_Desktop Computer_E2 | F1 | Commercial | Miscellaneous | New | Office Equipment | Electric | Desktop Computer | E2 | CCE | 0 | 0 | 0 | 0 | 0 | 0 | 0 | 0 | 0 | 0 | 0 | 0 | 0 | 0 | 0 | 0 | 0 | 0 | 0 | 0 | 0 | 0 | 0 | 0 | 0 | 0 | 0 | 0 | 0 | 0
F1_Commercial_Miscellaneous_New_Office Equipment_Electric_Desktop Computer_E3 | F1 | Commercial | Miscellaneous | New | Office Equipment | Electric | Desktop Computer | E3 | CCE | 0 | 0 | 0 | 0 | 0 | 0 | 0 | 0 | 0 | 0 | 0 | 0 | 0 | 0 | 0 | 0 | 0 | 0 | 0 | 0 | 0 | 0 | 0 | 0 | 0 | 0 | 0 | 0 | 0 | 0
F1_Commercial_Miscellaneous_New_Office Equipment_Electric_Desktop Computer_E4 | F1 | Commercial | Miscellaneous | New | Office Equipment | Electric | Desktop Computer | E4 | CCE | 0 | 0 | 0 | 0 | 0 | 0 | 0 | 0 | 0 | 0 | 0 | 0 | 0 | 0 | 0 | 0 | 0 | 0 | 0 | 0 | 0 | 0 | 0 | 0 | 0 | 0 | 0 | 0 | 0 | 0
F1_Commercial_Miscellaneous_New_Office Equipment_Electric_Desktop Computer_E5 | F1 | Commercial | Miscellaneous | New | Office Equipment | Electric | Desktop Computer | E5 | CCE | 0 | 0 | 0 | 0 | 0 | 0 | 0 | 0 | 0 | 0 | 0 | 0 | 0 | 0 | 0 | 0 | 0 | 0 | 0 | 0 | 0 | 0 | 0 | 0 | 0 | 0 | 0 | 0 | 0 | 0
F1_Commercial_Miscellaneous_New_Office Equipment_Electric_Desktop Computer_E6 | F1 | Commercial | Miscellaneous | New | Office Equipment | Electric | Desktop Computer | E6 | CCE | 0 | 0 | 0 | 0 | 0 | 0 | 0 | 0 | 0 | 0 | 0 | 0 | 0 | 0 | 0 | 0 | 0 | 0 | 0 | 0 | 0 | 0 | 0 | 0 | 0 | 0 | 0 | 0 | 0 | 0
F1_Commercial_Miscellaneous_New_Office Equipment_Electric_Desktop Computer_E7 | F1 | Commercial | Miscellaneous | New | Office Equipment | Electric | Desktop Computer | E7 | CCE | 0 | 0 | 0 | 0 | 0 | 0 | 0 | 0 | 0 | 0 | 0 | 0 | 0 | 0 | 0 | 0 | 0 | 0 | 0 | 0 | 0 | 0 | 0 | 0 | 0 | 0 | 0 | 0 | 0 | 0
F1_Commercial_Miscellaneous_New_Office Equipment_Electric_Desktop Computer_E8 | F1 | Commercial | Miscellaneous | New | Office Equipment | Electric | Desktop Computer | E8 | CCE | 0 | 0 | 0 | 0 | 0 | 0 | 0 | 0 | 0 | 0 | 0 | 0 | 0 | 0 | 0 | 0 | 0 | 0 | 0 | 0 | 0 | 0 | 0 | 0 | 0 | 0 | 0 | 0 | 0 | 0
F1_Commercial_Miscellaneous_New_Office Equipment_Electric_Desktop Computer_E9 | F1 | Commercial | Miscellaneous | New | Office Equipment | Electric | Desktop Computer | E9 | CCE | 0 | 0 | 0 | 0 | 0 | 0 | 0 | 0 | 0 | 0 | 0 | 0 | 0 | 0 | 0 | 0 | 0 | 0 | 0 | 0 | 0 | 0 | 0 | 0 | 0 | 0 | 0 | 0 | 0 | 0
F1_Commercial_Miscellaneous_New_Office Equipment_Electric_Desktop Computer_E10 | F1 | Commercial | Miscellaneous | New | Office Equipment | Electric | Desktop Computer | E10 | CCE | 0 | 0 | 0 | 0 | 0 | 0 | 0 | 0 | 0 | 0 | 0 | 0 | 0 | 0 | 0 | 0 | 0 | 0 | 0 | 0 | 0 | 0 | 0 | 0 | 0 | 0 | 0 | 0 | 0 | 0
F2_Commercial_Miscellaneous_New_Office Equipment_Electric_Desktop Computer_E1 | F2 | Commercial | Miscellaneous | New | Office Equipment | Electric | Desktop Computer | E1 | TRC BC Ratio | 0 | 0 | 0 | 0 | 0 | 0 | 0 | 0 | 0 | 0 | 0 | 0 | 0 | 0 | 0 | 0 | 0 | 0 | 0 | 0 | 0 | 0 | 0 | 0 | 0 | 0 | 0 | 0 | 0 | 0
F2_Commercial_Miscellaneous_New_Office Equipment_Electric_Desktop Computer_E2 | F2 | Commercial | Miscellaneous | New | Office Equipment | Electric | Desktop Computer | E2 | TRC BC Ratio | 0 | 0 | 0 | 0 | 0 | 0 | 0 | 0 | 0 | 0 | 0 | 0 | 0 | 0 | 0 | 0 | 0 | 0 | 0 | 0 | 0 | 0 | 0 | 0 | 0 | 0 | 0 | 0 | 0 | 0
F2_Commercial_Miscellaneous_New_Office Equipment_Electric_Desktop Computer_E3 | F2 | Commercial | Miscellaneous | New | Office Equipment | Electric | Desktop Computer | E3 | TRC BC Ratio | 0 | 0 | 0 | 0 | 0 | 0 | 0 | 0 | 0 | 0 | 0 | 0 | 0 | 0 | 0 | 0 | 0 | 0 | 0 | 0 | 0 | 0 | 0 | 0 | 0 | 0 | 0 | 0 | 0 | 0
F2_Commercial_Miscellaneous_New_Office Equipment_Electric_Desktop Computer_E4 | F2 | Commercial | Miscellaneous | New | Office Equipment | Electric | Desktop Computer | E4 | TRC BC Ratio | 0 | 0 | 0 | 0 | 0 | 0 | 0 | 0 | 0 | 0 | 0 | 0 | 0 | 0 | 0 | 0 | 0 | 0 | 0 | 0 | 0 | 0 | 0 | 0 | 0 | 0 | 0 | 0 | 0 | 0
F2_Commercial_Miscellaneous_New_Office Equipment_Electric_Desktop Computer_E5 | F2 | Commercial | Miscellaneous | New | Office Equipment | Electric | Desktop Computer | E5 | TRC BC Ratio | 0 | 0 | 0 | 0 | 0 | 0 | 0 | 0 | 0 | 0 | 0 | 0 | 0 | 0 | 0 | 0 | 0 | 0 | 0 | 0 | 0 | 0 | 0 | 0 | 0 | 0 | 0 | 0 | 0 | 0
F2_Commercial_Miscellaneous_New_Office Equipment_Electric_Desktop Computer_E6 | F2 | Commercial | Miscellaneous | New | Office Equipment | Electric | Desktop Computer | E6 | TRC BC Ratio | 0 | 0 | 0 | 0 | 0 | 0 | 0 | 0 | 0 | 0 | 0 | 0 | 0 | 0 | 0 | 0 | 0 | 0 | 0 | 0 | 0 | 0 | 0 | 0 | 0 | 0 | 0 | 0 | 0 | 0
F2_Commercial_Miscellaneous_New_Office Equipment_Electric_Desktop Computer_E7 | F2 | Commercial | Miscellaneous | New | Office Equipment | Electric | Desktop Computer | E7 | TRC BC Ratio | 0 | 0 | 0 | 0 | 0 | 0 | 0 | 0 | 0 | 0 | 0 | 0 | 0 | 0 | 0 | 0 | 0 | 0 | 0 | 0 | 0 | 0 | 0 | 0 | 0 | 0 | 0 | 0 | 0 | 0
F2_Commercial_Miscellaneous_New_Office Equipment_Electric_Desktop Computer_E8 | F2 | Commercial | Miscellaneous | New | Office Equipment | Electric | Desktop Computer | E8 | TRC BC Ratio | 0 | 0 | 0 | 0 | 0 | 0 | 0 | 0 | 0 | 0 | 0 | 0 | 0 | 0 | 0 | 0 | 0 | 0 | 0 | 0 | 0 | 0 | 0 | 0 | 0 | 0 | 0 | 0 | 0 | 0
F2_Commercial_Miscellaneous_New_Office Equipment_Electric_Desktop Computer_E9 | F2 | Commercial | Miscellaneous | New | Office Equipment | Electric | Desktop Computer | E9 | TRC BC Ratio | 0 | 0 | 0 | 0 | 0 | 0 | 0 | 0 | 0 | 0 | 0 | 0 | 0 | 0 | 0 | 0 | 0 | 0 | 0 | 0 | 0 | 0 | 0 | 0 | 0 | 0 | 0 | 0 | 0 | 0
F2_Commercial_Miscellaneous_New_Office Equipment_Electric_Desktop Computer_E10 | F2 | Commercial | Miscellaneous | New | Office Equipment | Electric | Desktop Computer | E10 | TRC BC Ratio | 0 | 0 | 0 | 0 | 0 | 0 | 0 | 0 | 0 | 0 | 0 | 0 | 0 | 0 | 0 | 0 | 0 | 0 | 0 | 0 | 0 | 0 | 0 | 0 | 0 | 0 | 0 | 0 | 0 | 0
F3_Commercial_Miscellaneous_New_Office Equipment_Electric_Desktop Computer_E1 | F3 | Commercial | Miscellaneous | New | Office Equipment | Electric | Desktop Computer | E1 | PACT BC Ratio | 0 | 0 | 0 | 0 | 0 | 0 | 0 | 0 | 0 | 0 | 0 | 0 | 0 | 0 | 0 | 0 | 0 | 0 | 0 | 0 | 0 | 0 | 0 | 0 | 0 | 0 | 0 | 0 | 0 | 0
F3_Commercial_Miscellaneous_New_Office Equipment_Electric_Desktop Computer_E2 | F3 | Commercial | Miscellaneous | New | Office Equipment | Electric | Desktop Computer | E2 | PACT BC Ratio | 0 | 0 | 0 | 0 | 0 | 0 | 0 | 0 | 0 | 0 | 0 | 0 | 0 | 0 | 0 | 0 | 0 | 0 | 0 | 0 | 0 | 0 | 0 | 0 | 0 | 0 | 0 | 0 | 0 | 0
F3_Commercial_Miscellaneous_New_Office Equipment_Electric_Desktop Computer_E3 | F3 | Commercial | Miscellaneous | New | Office Equipment | Electric | Desktop Computer | E3 | PACT BC Ratio | 0 | 0 | 0 | 0 | 0 | 0 | 0 | 0 | 0 | 0 | 0 | 0 | 0 | 0 | 0 | 0 | 0 | 0 | 0 | 0 | 0 | 0 | 0 | 0 | 0 | 0 | 0 | 0 | 0 | 0
F3_Commercial_Miscellaneous_New_Office Equipment_Electric_Desktop Computer_E4 | F3 | Commercial | Miscellaneous | New | Office Equipment | Electric | Desktop Computer | E4 | PACT BC Ratio | 0 | 0 | 0 | 0 | 0 | 0 | 0 | 0 | 0 | 0 | 0 | 0 | 0 | 0 | 0 | 0 | 0 | 0 | 0 | 0 | 0 | 0 | 0 | 0 | 0 | 0 | 0 | 0 | 0 | 0
F3_Commercial_Miscellaneous_New_Office Equipment_Electric_Desktop Computer_E5 | F3 | Commercial | Miscellaneous | New | Office Equipment | Electric | Desktop Computer | E5 | PACT BC Ratio | 0 | 0 | 0 | 0 | 0 | 0 | 0 | 0 | 0 | 0 | 0 | 0 | 0 | 0 | 0 | 0 | 0 | 0 | 0 | 0 | 0 | 0 | 0 | 0 | 0 | 0 | 0 | 0 | 0 | 0
F3_Commercial_Miscellaneous_New_Office Equipment_Electric_Desktop Computer_E6 | F3 | Commercial | Miscellaneous | New | Office Equipment | Electric | Desktop Computer | E6 | PACT BC Ratio | 0 | 0 | 0 | 0 | 0 | 0 | 0 | 0 | 0 | 0 | 0 | 0 | 0 | 0 | 0 | 0 | 0 | 0 | 0 | 0 | 0 | 0 | 0 | 0 | 0 | 0 | 0 | 0 | 0 | 0
F3_Commercial_Miscellaneous_New_Office Equipment_Electric_Desktop Computer_E7 | F3 | Commercial | Miscellaneous | New | Office Equipment | Electric | Desktop Computer | E7 | PACT BC Ratio | 0 | 0 | 0 | 0 | 0 | 0 | 0 | 0 | 0 | 0 | 0 | 0 | 0 | 0 | 0 | 0 | 0 | 0 | 0 | 0 | 0 | 0 | 0 | 0 | 0 | 0 | 0 | 0 | 0 | 0
F3_Commercial_Miscellaneous_New_Office Equipment_Electric_Desktop Computer_E8 | F3 | Commercial | Miscellaneous | New | Office Equipment | Electric | Desktop Computer | E8 | PACT BC Ratio | 0 | 0 | 0 | 0 | 0 | 0 | 0 | 0 | 0 | 0 | 0 | 0 | 0 | 0 | 0 | 0 | 0 | 0 | 0 | 0 | 0 | 0 | 0 | 0 | 0 | 0 | 0 | 0 | 0 | 0
F3_Commercial_Miscellaneous_New_Office Equipment_Electric_Desktop Computer_E9 | F3 | Commercial | Miscellaneous | New | Office Equipment | Electric | Desktop Computer | E9 | PACT BC Ratio | 0 | 0 | 0 | 0 | 0 | 0 | 0 | 0 | 0 | 0 | 0 | 0 | 0 | 0 | 0 | 0 | 0 | 0 | 0 | 0 | 0 | 0 | 0 | 0 | 0 | 0 | 0 | 0 | 0 | 0
F3_Commercial_Miscellaneous_New_Office Equipment_Electric_Desktop Computer_E10 | F3 | Commercial | Miscellaneous | New | Office Equipment | Electric | Desktop Computer | E10 | PACT BC Ratio | 0 | 0 | 0 | 0 | 0 | 0 | 0 | 0 | 0 | 0 | 0 | 0 | 0 | 0 | 0 | 0 | 0 | 0 | 0 | 0 | 0 | 0 | 0 | 0 | 0 | 0 | 0 | 0 | 0 | 0
F4_Commercial_Miscellaneous_New_Office Equipment_Electric_Desktop Computer_E1 | F4 | Commercial | Miscellaneous | New | Office Equipment | Electric | Desktop Computer | E1 | RVT BC Ratio | 0 | 0 | 0 | 0 | 0 | 0 | 0 | 0 | 0 | 0 | 0 | 0 | 0 | 0 | 0 | 0 | 0 | 0 | 0 | 0 | 0 | 0 | 0 | 0 | 0 | 0 | 0 | 0 | 0 | 0
F4_Commercial_Miscellaneous_New_Office Equipment_Electric_Desktop Computer_E2 | F4 | Commercial | Miscellaneous | New | Office Equipment | Electric | Desktop Computer | E2 | RVT BC Ratio | 0 | 0 | 0 | 0 | 0 | 0 | 0 | 0 | 0 | 0 | 0 | 0 | 0 | 0 | 0 | 0 | 0 | 0 | 0 | 0 | 0 | 0 | 0 | 0 | 0 | 0 | 0 | 0 | 0 | 0
F4_Commercial_Miscellaneous_New_Office Equipment_Electric_Desktop Computer_E3 | F4 | Commercial | Miscellaneous | New | Office Equipment | Electric | Desktop Computer | E3 | RVT BC Ratio | 0 | 0 | 0 | 0 | 0 | 0 | 0 | 0 | 0 | 0 | 0 | 0 | 0 | 0 | 0 | 0 | 0 | 0 | 0 | 0 | 0 | 0 | 0 | 0 | 0 | 0 | 0 | 0 | 0 | 0
F4_Commercial_Miscellaneous_New_Office Equipment_Electric_Desktop Computer_E4 | F4 | Commercial | Miscellaneous | New | Office Equipment | Electric | Desktop Computer | E4 | RVT BC Ratio | 0 | 0 | 0 | 0 | 0 | 0 | 0 | 0 | 0 | 0 | 0 | 0 | 0 | 0 | 0 | 0 | 0 | 0 | 0 | 0 | 0 | 0 | 0 | 0 | 0 | 0 | 0 | 0 | 0 | 0
F4_Commercial_Miscellaneous_New_Office Equipment_Electric_Desktop Computer_E5 | F4 | Commercial | Miscellaneous | New | Office Equipment | Electric | Desktop Computer | E5 | RVT BC Ratio | 0 | 0 | 0 | 0 | 0 | 0 | 0 | 0 | 0 | 0 | 0 | 0 | 0 | 0 | 0 | 0 | 0 | 0 | 0 | 0 | 0 | 0 | 0 | 0 | 0 | 0 | 0 | 0 | 0 | 0
F4_Commercial_Miscellaneous_New_Office Equipment_Electric_Desktop Computer_E6 | F4 | Commercial | Miscellaneous | New | Office Equipment | Electric | Desktop Computer | E6 | RVT BC Ratio | 0 | 0 | 0 | 0 | 0 | 0 | 0 | 0 | 0 | 0 | 0 | 0 | 0 | 0 | 0 | 0 | 0 | 0 | 0 | 0 | 0 | 0 | 0 | 0 | 0 | 0 | 0 | 0 | 0 | 0
F4_Commercial_Miscellaneous_New_Office Equipment_Electric_Desktop Computer_E7 | F4 | Commercial | Miscellaneous | New | Office Equipment | Electric | Desktop Computer | E7 | RVT BC Ratio | 0 | 0 | 0 | 0 | 0 | 0 | 0 | 0 | 0 | 0 | 0 | 0 | 0 | 0 | 0 | 0 | 0 | 0 | 0 | 0 | 0 | 0 | 0 | 0 | 0 | 0 | 0 | 0 | 0 | 0
F4_Commercial_Miscellaneous_New_Office Equipment_Electric_Desktop Computer_E8 | F4 | Commercial | Miscellaneous | New | Office Equipment | Electric | Desktop Computer | E8 | RVT BC Ratio | 0 | 0 | 0 | 0 | 0 | 0 | 0 | 0 | 0 | 0 | 0 | 0 | 0 | 0 | 0 | 0 | 0 | 0 | 0 | 0 | 0 | 0 | 0 | 0 | 0 | 0 | 0 | 0 | 0 | 0
F4_Commercial_Miscellaneous_New_Office Equipment_Electric_Desktop Computer_E9 | F4 | Commercial | Miscellaneous | New | Office Equipment | Electric | Desktop Computer | E9 | RVT BC Ratio | 0 | 0 | 0 | 0 | 0 | 0 | 0 | 0 | 0 | 0 | 0 | 0 | 0 | 0 | 0 | 0 | 0 | 0 | 0 | 0 | 0 | 0 | 0 | 0 | 0 | 0 | 0 | 0 | 0 | 0
F4_Commercial_Miscellaneous_New_Office Equipment_Electric_Desktop Computer_E10 | F4 | Commercial | Miscellaneous | New | Office Equipment | Electric | Desktop Computer | E10 | RVT BC Ratio | 0 | 0 | 0 | 0 | 0 | 0 | 0 | 0 | 0 | 0 | 0 | 0 | 0 | 0 | 0 | 0 | 0 | 0 | 0 | 0 | 0 | 0 | 0 | 0 | 0 | 0 | 0 | 0 | 0 | 0
F5_Commercial_Miscellaneous_New_Office Equipment_Electric_Desktop Computer_E1 | F5 | Commercial | Miscellaneous | New | Office Equipment | Electric | Desktop Computer | E1 | RIM BC Ratio | 0 | 0 | 0 | 0 | 0 | 0 | 0 | 0 | 0 | 0 | 0 | 0 | 0 | 0 | 0 | 0 | 0 | 0 | 0 | 0 | 0 | 0 | 0 | 0 | 0 | 0 | 0 | 0 | 0 | 0
F5_Commercial_Miscellaneous_New_Office Equipment_Electric_Desktop Computer_E2 | F5 | Commercial | Miscellaneous | New | Office Equipment | Electric | Desktop Computer | E2 | RIM BC Ratio | 0 | 0 | 0 | 0 | 0 | 0 | 0 | 0 | 0 | 0 | 0 | 0 | 0 | 0 | 0 | 0 | 0 | 0 | 0 | 0 | 0 | 0 | 0 | 0 | 0 | 0 | 0 | 0 | 0 | 0
F5_Commercial_Miscellaneous_New_Office Equipment_Electric_Desktop Computer_E3 | F5 | Commercial | Miscellaneous | New | Office Equipment | Electric | Desktop Computer | E3 | RIM BC Ratio | 0 | 0 | 0 | 0 | 0 | 0 | 0 | 0 | 0 | 0 | 0 | 0 | 0 | 0 | 0 | 0 | 0 | 0 | 0 | 0 | 0 | 0 | 0 | 0 | 0 | 0 | 0 | 0 | 0 | 0
F5_Commercial_Miscellaneous_New_Office Equipment_Electric_Desktop Computer_E4 | F5 | Commercial | Miscellaneous | New | Office Equipment | Electric | Desktop Computer | E4 | RIM BC Ratio | 0 | 0 | 0 | 0 | 0 | 0 | 0 | 0 | 0 | 0 | 0 | 0 | 0 | 0 | 0 | 0 | 0 | 0 | 0 | 0 | 0 | 0 | 0 | 0 | 0 | 0 | 0 | 0 | 0 | 0
F5_Commercial_Miscellaneous_New_Office Equipment_Electric_Desktop Computer_E5 | F5 | Commercial | Miscellaneous | New | Office Equipment | Electric | Desktop Computer | E5 | RIM BC Ratio | 0 | 0 | 0 | 0 | 0 | 0 | 0 | 0 | 0 | 0 | 0 | 0 | 0 | 0 | 0 | 0 | 0 | 0 | 0 | 0 | 0 | 0 | 0 | 0 | 0 | 0 | 0 | 0 | 0 | 0
F5_Commercial_Miscellaneous_New_Office Equipment_Electric_Desktop Computer_E6 | F5 | Commercial | Miscellaneous | New | Office Equipment | Electric | Desktop Computer | E6 | RIM BC Ratio | 0 | 0 | 0 | 0 | 0 | 0 | 0 | 0 | 0 | 0 | 0 | 0 | 0 | 0 | 0 | 0 | 0 | 0 | 0 | 0 | 0 | 0 | 0 | 0 | 0 | 0 | 0 | 0 | 0 | 0
F5_Commercial_Miscellaneous_New_Office Equipment_Electric_Desktop Computer_E7 | F5 | Commercial | Miscellaneous | New | Office Equipment | Electric | Desktop Computer | E7 | RIM BC Ratio | 0 | 0 | 0 | 0 | 0 | 0 | 0 | 0 | 0 | 0 | 0 | 0 | 0 | 0 | 0 | 0 | 0 | 0 | 0 | 0 | 0 | 0 | 0 | 0 | 0 | 0 | 0 | 0 | 0 | 0
F5_Commercial_Miscellaneous_New_Office Equipment_Electric_Desktop Computer_E8 | F5 | Commercial | Miscellaneous | New | Office Equipment | Electric | Desktop Computer | E8 | RIM BC Ratio | 0 | 0 | 0 | 0 | 0 | 0 | 0 | 0 | 0 | 0 | 0 | 0 | 0 | 0 | 0 | 0 | 0 | 0 | 0 | 0 | 0 | 0 | 0 | 0 | 0 | 0 | 0 | 0 | 0 | 0
F5_Commercial_Miscellaneous_New_Office Equipment_Electric_Desktop Computer_E9 | F5 | Commercial | Miscellaneous | New | Office Equipment | Electric | Desktop Computer | E9 | RIM BC Ratio | 0 | 0 | 0 | 0 | 0 | 0 | 0 | 0 | 0 | 0 | 0 | 0 | 0 | 0 | 0 | 0 | 0 | 0 | 0 | 0 | 0 | 0 | 0 | 0 | 0 | 0 | 0 | 0 | 0 | 0
F5_Commercial_Miscellaneous_New_Office Equipment_Electric_Desktop Computer_E10 | F5 | Commercial | Miscellaneous | New | Office Equipment | Electric | Desktop Computer | E10 | RIM BC Ratio | 0 | 0 | 0 | 0 | 0 | 0 | 0 | 0 | 0 | 0 | 0 | 0 | 0 | 0 | 0 | 0 | 0 | 0 | 0 | 0 | 0 | 0 | 0 | 0 | 0 | 0 | 0 | 0 | 0 | 0
F0_Commercial_Miscellaneous_New_Office Equipment_Electric_Laptop_E0 | F0 | Commercial | Miscellaneous | New | Office Equipment | Electric | Laptop | E0 | Economic Unit | 0 | 0 | 0 | 0 | 0 | 0 | 0 | 0 | 0 | 0 | 0 | 0 | 0 | 0 | 0 | 0 | 0 | 0 | 0 | 0 | 0 | 0 | 0 | 0 | 0 | 0 | 0 | 0 | 0 | 0
F1_Commercial_Miscellaneous_New_Office Equipment_Electric_Laptop_E1 | F1 | Commercial | Miscellaneous | New | Office Equipment | Electric | Laptop | E1 | CCE | 0 | 0 | 0 | 0 | 0 | 0 | 0 | 0 | 0 | 0 | 0 | 0 | 0 | 0 | 0 | 0 | 0 | 0 | 0 | 0 | 0 | 0 | 0 | 0 | 0 | 0 | 0 | 0 | 0 | 0
F1_Commercial_Miscellaneous_New_Office Equipment_Electric_Laptop_E2 | F1 | Commercial | Miscellaneous | New | Office Equipment | Electric | Laptop | E2 | CCE | 0 | 0 | 0 | 0 | 0 | 0 | 0 | 0 | 0 | 0 | 0 | 0 | 0 | 0 | 0 | 0 | 0 | 0 | 0 | 0 | 0 | 0 | 0 | 0 | 0 | 0 | 0 | 0 | 0 | 0
F1_Commercial_Miscellaneous_New_Office Equipment_Electric_Laptop_E3 | F1 | Commercial | Miscellaneous | New | Office Equipment | Electric | Laptop | E3 | CCE | 0 | 0 | 0 | 0 | 0 | 0 | 0 | 0 | 0 | 0 | 0 | 0 | 0 | 0 | 0 | 0 | 0 | 0 | 0 | 0 | 0 | 0 | 0 | 0 | 0 | 0 | 0 | 0 | 0 | 0
F1_Commercial_Miscellaneous_New_Office Equipment_Electric_Laptop_E4 | F1 | Commercial | Miscellaneous | New | Office Equipment | Electric | Laptop | E4 | CCE | 0 | 0 | 0 | 0 | 0 | 0 | 0 | 0 | 0 | 0 | 0 | 0 | 0 | 0 | 0 | 0 | 0 | 0 | 0 | 0 | 0 | 0 | 0 | 0 | 0 | 0 | 0 | 0 | 0 | 0
F1_Commercial_Miscellaneous_New_Office Equipment_Electric_Laptop_E5 | F1 | Commercial | Miscellaneous | New | Office Equipment | Electric | Laptop | E5 | CCE | 0 | 0 | 0 | 0 | 0 | 0 | 0 | 0 | 0 | 0 | 0 | 0 | 0 | 0 | 0 | 0 | 0 | 0 | 0 | 0 | 0 | 0 | 0 | 0 | 0 | 0 | 0 | 0 | 0 | 0
F1_Commercial_Miscellaneous_New_Office Equipment_Electric_Laptop_E6 | F1 | Commercial | Miscellaneous | New | Office Equipment | Electric | Laptop | E6 | CCE | 0 | 0 | 0 | 0 | 0 | 0 | 0 | 0 | 0 | 0 | 0 | 0 | 0 | 0 | 0 | 0 | 0 | 0 | 0 | 0 | 0 | 0 | 0 | 0 | 0 | 0 | 0 | 0 | 0 | 0
F1_Commercial_Miscellaneous_New_Office Equipment_Electric_Laptop_E7 | F1 | Commercial | Miscellaneous | New | Office Equipment | Electric | Laptop | E7 | CCE | 0 | 0 | 0 | 0 | 0 | 0 | 0 | 0 | 0 | 0 | 0 | 0 | 0 | 0 | 0 | 0 | 0 | 0 | 0 | 0 | 0 | 0 | 0 | 0 | 0 | 0 | 0 | 0 | 0 | 0
F1_Commercial_Miscellaneous_New_Office Equipment_Electric_Laptop_E8 | F1 | Commercial | Miscellaneous | New | Office Equipment | Electric | Laptop | E8 | CCE | 0 | 0 | 0 | 0 | 0 | 0 | 0 | 0 | 0 | 0 | 0 | 0 | 0 | 0 | 0 | 0 | 0 | 0 | 0 | 0 | 0 | 0 | 0 | 0 | 0 | 0 | 0 | 0 | 0 | 0
F1_Commercial_Miscellaneous_New_Office Equipment_Electric_Laptop_E9 | F1 | Commercial | Miscellaneous | New | Office Equipment | Electric | Laptop | E9 | CCE | 0 | 0 | 0 | 0 | 0 | 0 | 0 | 0 | 0 | 0 | 0 | 0 | 0 | 0 | 0 | 0 | 0 | 0 | 0 | 0 | 0 | 0 | 0 | 0 | 0 | 0 | 0 | 0 | 0 | 0
F1_Commercial_Miscellaneous_New_Office Equipment_Electric_Laptop_E10 | F1 | Commercial | Miscellaneous | New | Office Equipment | Electric | Laptop | E10 | CCE | 0 | 0 | 0 | 0 | 0 | 0 | 0 | 0 | 0 | 0 | 0 | 0 | 0 | 0 | 0 | 0 | 0 | 0 | 0 | 0 | 0 | 0 | 0 | 0 | 0 | 0 | 0 | 0 | 0 | 0
F2_Commercial_Miscellaneous_New_Office Equipment_Electric_Laptop_E1 | F2 | Commercial | Miscellaneous | New | Office Equipment | Electric | Laptop | E1 | TRC BC Ratio | 0 | 0 | 0 | 0 | 0 | 0 | 0 | 0 | 0 | 0 | 0 | 0 | 0 | 0 | 0 | 0 | 0 | 0 | 0 | 0 | 0 | 0 | 0 | 0 | 0 | 0 | 0 | 0 | 0 | 0
F2_Commercial_Miscellaneous_New_Office Equipment_Electric_Laptop_E2 | F2 | Commercial | Miscellaneous | New | Office Equipment | Electric | Laptop | E2 | TRC BC Ratio | 0 | 0 | 0 | 0 | 0 | 0 | 0 | 0 | 0 | 0 | 0 | 0 | 0 | 0 | 0 | 0 | 0 | 0 | 0 | 0 | 0 | 0 | 0 | 0 | 0 | 0 | 0 | 0 | 0 | 0
F2_Commercial_Miscellaneous_New_Office Equipment_Electric_Laptop_E3 | F2 | Commercial | Miscellaneous | New | Office Equipment | Electric | Laptop | E3 | TRC BC Ratio | 0 | 0 | 0 | 0 | 0 | 0 | 0 | 0 | 0 | 0 | 0 | 0 | 0 | 0 | 0 | 0 | 0 | 0 | 0 | 0 | 0 | 0 | 0 | 0 | 0 | 0 | 0 | 0 | 0 | 0
F2_Commercial_Miscellaneous_New_Office Equipment_Electric_Laptop_E4 | F2 | Commercial | Miscellaneous | New | Office Equipment | Electric | Laptop | E4 | TRC BC Ratio | 0 | 0 | 0 | 0 | 0 | 0 | 0 | 0 | 0 | 0 | 0 | 0 | 0 | 0 | 0 | 0 | 0 | 0 | 0 | 0 | 0 | 0 | 0 | 0 | 0 | 0 | 0 | 0 | 0 | 0
F2_Commercial_Miscellaneous_New_Office Equipment_Electric_Laptop_E5 | F2 | Commercial | Miscellaneous | New | Office Equipment | Electric | Laptop | E5 | TRC BC Ratio | 0 | 0 | 0 | 0 | 0 | 0 | 0 | 0 | 0 | 0 | 0 | 0 | 0 | 0 | 0 | 0 | 0 | 0 | 0 | 0 | 0 | 0 | 0 | 0 | 0 | 0 | 0 | 0 | 0 | 0
F2_Commercial_Miscellaneous_New_Office Equipment_Electric_Laptop_E6 | F2 | Commercial | Miscellaneous | New | Office Equipment | Electric | Laptop | E6 | TRC BC Ratio | 0 | 0 | 0 | 0 | 0 | 0 | 0 | 0 | 0 | 0 | 0 | 0 | 0 | 0 | 0 | 0 | 0 | 0 | 0 | 0 | 0 | 0 | 0 | 0 | 0 | 0 | 0 | 0 | 0 | 0
F2_Commercial_Miscellaneous_New_Office Equipment_Electric_Laptop_E7 | F2 | Commercial | Miscellaneous | New | Office Equipment | Electric | Laptop | E7 | TRC BC Ratio | 0 | 0 | 0 | 0 | 0 | 0 | 0 | 0 | 0 | 0 | 0 | 0 | 0 | 0 | 0 | 0 | 0 | 0 | 0 | 0 | 0 | 0 | 0 | 0 | 0 | 0 | 0 | 0 | 0 | 0
F2_Commercial_Miscellaneous_New_Office Equipment_Electric_Laptop_E8 | F2 | Commercial | Miscellaneous | New | Office Equipment | Electric | Laptop | E8 | TRC BC Ratio | 0 | 0 | 0 | 0 | 0 | 0 | 0 | 0 | 0 | 0 | 0 | 0 | 0 | 0 | 0 | 0 | 0 | 0 | 0 | 0 | 0 | 0 | 0 | 0 | 0 | 0 | 0 | 0 | 0 | 0
F2_Commercial_Miscellaneous_New_Office Equipment_Electric_Laptop_E9 | F2 | Commercial | Miscellaneous | New | Office Equipment | Electric | Laptop | E9 | TRC BC Ratio | 0 | 0 | 0 | 0 | 0 | 0 | 0 | 0 | 0 | 0 | 0 | 0 | 0 | 0 | 0 | 0 | 0 | 0 | 0 | 0 | 0 | 0 | 0 | 0 | 0 | 0 | 0 | 0 | 0 | 0
F2_Commercial_Miscellaneous_New_Office Equipment_Electric_Laptop_E10 | F2 | Commercial | Miscellaneous | New | Office Equipment | Electric | Laptop | E10 | TRC BC Ratio | 0 | 0 | 0 | 0 | 0 | 0 | 0 | 0 | 0 | 0 | 0 | 0 | 0 | 0 | 0 | 0 | 0 | 0 | 0 | 0 | 0 | 0 | 0 | 0 | 0 | 0 | 0 | 0 | 0 | 0
F3_Commercial_Miscellaneous_New_Office Equipment_Electric_Laptop_E1 | F3 | Commercial | Miscellaneous | New | Office Equipment | Electric | Laptop | E1 | PACT BC Ratio | 0 | 0 | 0 | 0 | 0 | 0 | 0 | 0 | 0 | 0 | 0 | 0 | 0 | 0 | 0 | 0 | 0 | 0 | 0 | 0 | 0 | 0 | 0 | 0 | 0 | 0 | 0 | 0 | 0 | 0
F3_Commercial_Miscellaneous_New_Office Equipment_Electric_Laptop_E2 | F3 | Commercial | Miscellaneous | New | Office Equipment | Electric | Laptop | E2 | PACT BC Ratio | 0 | 0 | 0 | 0 | 0 | 0 | 0 | 0 | 0 | 0 | 0 | 0 | 0 | 0 | 0 | 0 | 0 | 0 | 0 | 0 | 0 | 0 | 0 | 0 | 0 | 0 | 0 | 0 | 0 | 0
F3_Commercial_Miscellaneous_New_Office Equipment_Electric_Laptop_E3 | F3 | Commercial | Miscellaneous | New | Office Equipment | Electric | Laptop | E3 | PACT BC Ratio | 0 | 0 | 0 | 0 | 0 | 0 | 0 | 0 | 0 | 0 | 0 | 0 | 0 | 0 | 0 | 0 | 0 | 0 | 0 | 0 | 0 | 0 | 0 | 0 | 0 | 0 | 0 | 0 | 0 | 0
F3_Commercial_Miscellaneous_New_Office Equipment_Electric_Laptop_E4 | F3 | Commercial | Miscellaneous | New | Office Equipment | Electric | Laptop | E4 | PACT BC Ratio | 0 | 0 | 0 | 0 | 0 | 0 | 0 | 0 | 0 | 0 | 0 | 0 | 0 | 0 | 0 | 0 | 0 | 0 | 0 | 0 | 0 | 0 | 0 | 0 | 0 | 0 | 0 | 0 | 0 | 0
F3_Commercial_Miscellaneous_New_Office Equipment_Electric_Laptop_E5 | F3 | Commercial | Miscellaneous | New | Office Equipment | Electric | Laptop | E5 | PACT BC Ratio | 0 | 0 | 0 | 0 | 0 | 0 | 0 | 0 | 0 | 0 | 0 | 0 | 0 | 0 | 0 | 0 | 0 | 0 | 0 | 0 | 0 | 0 | 0 | 0 | 0 | 0 | 0 | 0 | 0 | 0
F3_Commercial_Miscellaneous_New_Office Equipment_Electric_Laptop_E6 | F3 | Commercial | Miscellaneous | New | Office Equipment | Electric | Laptop | E6 | PACT BC Ratio | 0 | 0 | 0 | 0 | 0 | 0 | 0 | 0 | 0 | 0 | 0 | 0 | 0 | 0 | 0 | 0 | 0 | 0 | 0 | 0 | 0 | 0 | 0 | 0 | 0 | 0 | 0 | 0 | 0 | 0
F3_Commercial_Miscellaneous_New_Office Equipment_Electric_Laptop_E7 | F3 | Commercial | Miscellaneous | New | Office Equipment | Electric | Laptop | E7 | PACT BC Ratio | 0 | 0 | 0 | 0 | 0 | 0 | 0 | 0 | 0 | 0 | 0 | 0 | 0 | 0 | 0 | 0 | 0 | 0 | 0 | 0 | 0 | 0 | 0 | 0 | 0 | 0 | 0 | 0 | 0 | 0
F3_Commercial_Miscellaneous_New_Office Equipment_Electric_Laptop_E8 | F3 | Commercial | Miscellaneous | New | Office Equipment | Electric | Laptop | E8 | PACT BC Ratio | 0 | 0 | 0 | 0 | 0 | 0 | 0 | 0 | 0 | 0 | 0 | 0 | 0 | 0 | 0 | 0 | 0 | 0 | 0 | 0 | 0 | 0 | 0 | 0 | 0 | 0 | 0 | 0 | 0 | 0
F3_Commercial_Miscellaneous_New_Office Equipment_Electric_Laptop_E9 | F3 | Commercial | Miscellaneous | New | Office Equipment | Electric | Laptop | E9 | PACT BC Ratio | 0 | 0 | 0 | 0 | 0 | 0 | 0 | 0 | 0 | 0 | 0 | 0 | 0 | 0 | 0 | 0 | 0 | 0 | 0 | 0 | 0 | 0 | 0 | 0 | 0 | 0 | 0 | 0 | 0 | 0
F3_Commercial_Miscellaneous_New_Office Equipment_Electric_Laptop_E10 | F3 | Commercial | Miscellaneous | New | Office Equipment | Electric | Laptop | E10 | PACT BC Ratio | 0 | 0 | 0 | 0 | 0 | 0 | 0 | 0 | 0 | 0 | 0 | 0 | 0 | 0 | 0 | 0 | 0 | 0 | 0 | 0 | 0 | 0 | 0 | 0 | 0 | 0 | 0 | 0 | 0 | 0
F4_Commercial_Miscellaneous_New_Office Equipment_Electric_Laptop_E1 | F4 | Commercial | Miscellaneous | New | Office Equipment | Electric | Laptop | E1 | RVT BC Ratio | 0 | 0 | 0 | 0 | 0 | 0 | 0 | 0 | 0 | 0 | 0 | 0 | 0 | 0 | 0 | 0 | 0 | 0 | 0 | 0 | 0 | 0 | 0 | 0 | 0 | 0 | 0 | 0 | 0 | 0
F4_Commercial_Miscellaneous_New_Office Equipment_Electric_Laptop_E2 | F4 | Commercial | Miscellaneous | New | Office Equipment | Electric | Laptop | E2 | RVT BC Ratio | 0 | 0 | 0 | 0 | 0 | 0 | 0 | 0 | 0 | 0 | 0 | 0 | 0 | 0 | 0 | 0 | 0 | 0 | 0 | 0 | 0 | 0 | 0 | 0 | 0 | 0 | 0 | 0 | 0 | 0
F4_Commercial_Miscellaneous_New_Office Equipment_Electric_Laptop_E3 | F4 | Commercial | Miscellaneous | New | Office Equipment | Electric | Laptop | E3 | RVT BC Ratio | 0 | 0 | 0 | 0 | 0 | 0 | 0 | 0 | 0 | 0 | 0 | 0 | 0 | 0 | 0 | 0 | 0 | 0 | 0 | 0 | 0 | 0 | 0 | 0 | 0 | 0 | 0 | 0 | 0 | 0
F4_Commercial_Miscellaneous_New_Office Equipment_Electric_Laptop_E4 | F4 | Commercial | Miscellaneous | New | Office Equipment | Electric | Laptop | E4 | RVT BC Ratio | 0 | 0 | 0 | 0 | 0 | 0 | 0 | 0 | 0 | 0 | 0 | 0 | 0 | 0 | 0 | 0 | 0 | 0 | 0 | 0 | 0 | 0 | 0 | 0 | 0 | 0 | 0 | 0 | 0 | 0
F4_Commercial_Miscellaneous_New_Office Equipment_Electric_Laptop_E5 | F4 | Commercial | Miscellaneous | New | Office Equipment | Electric | Laptop | E5 | RVT BC Ratio | 0 | 0 | 0 | 0 | 0 | 0 | 0 | 0 | 0 | 0 | 0 | 0 | 0 | 0 | 0 | 0 | 0 | 0 | 0 | 0 | 0 | 0 | 0 | 0 | 0 | 0 | 0 | 0 | 0 | 0
F4_Commercial_Miscellaneous_New_Office Equipment_Electric_Laptop_E6 | F4 | Commercial | Miscellaneous | New | Office Equipment | Electric | Laptop | E6 | RVT BC Ratio | 0 | 0 | 0 | 0 | 0 | 0 | 0 | 0 | 0 | 0 | 0 | 0 | 0 | 0 | 0 | 0 | 0 | 0 | 0 | 0 | 0 | 0 | 0 | 0 | 0 | 0 | 0 | 0 | 0 | 0
F4_Commercial_Miscellaneous_New_Office Equipment_Electric_Laptop_E7 | F4 | Commercial | Miscellaneous | New | Office Equipment | Electric | Laptop | E7 | RVT BC Ratio | 0 | 0 | 0 | 0 | 0 | 0 | 0 | 0 | 0 | 0 | 0 | 0 | 0 | 0 | 0 | 0 | 0 | 0 | 0 | 0 | 0 | 0 | 0 | 0 | 0 | 0 | 0 | 0 | 0 | 0
F4_Commercial_Miscellaneous_New_Office Equipment_Electric_Laptop_E8 | F4 | Commercial | Miscellaneous | New | Office Equipment | Electric | Laptop | E8 | RVT BC Ratio | 0 | 0 | 0 | 0 | 0 | 0 | 0 | 0 | 0 | 0 | 0 | 0 | 0 | 0 | 0 | 0 | 0 | 0 | 0 | 0 | 0 | 0 | 0 | 0 | 0 | 0 | 0 | 0 | 0 | 0
F4_Commercial_Miscellaneous_New_Office Equipment_Electric_Laptop_E9 | F4 | Commercial | Miscellaneous | New | Office Equipment | Electric | Laptop | E9 | RVT BC Ratio | 0 | 0 | 0 | 0 | 0 | 0 | 0 | 0 | 0 | 0 | 0 | 0 | 0 | 0 | 0 | 0 | 0 | 0 | 0 | 0 | 0 | 0 | 0 | 0 | 0 | 0 | 0 | 0 | 0 | 0
F4_Commercial_Miscellaneous_New_Office Equipment_Electric_Laptop_E10 | F4 | Commercial | Miscellaneous | New | Office Equipment | Electric | Laptop | E10 | RVT BC Ratio | 0 | 0 | 0 | 0 | 0 | 0 | 0 | 0 | 0 | 0 | 0 | 0 | 0 | 0 | 0 | 0 | 0 | 0 | 0 | 0 | 0 | 0 | 0 | 0 | 0 | 0 | 0 | 0 | 0 | 0
F5_Commercial_Miscellaneous_New_Office Equipment_Electric_Laptop_E1 | F5 | Commercial | Miscellaneous | New | Office Equipment | Electric | Laptop | E1 | RIM BC Ratio | 0 | 0 | 0 | 0 | 0 | 0 | 0 | 0 | 0 | 0 | 0 | 0 | 0 | 0 | 0 | 0 | 0 | 0 | 0 | 0 | 0 | 0 | 0 | 0 | 0 | 0 | 0 | 0 | 0 | 0
F5_Commercial_Miscellaneous_New_Office Equipment_Electric_Laptop_E2 | F5 | Commercial | Miscellaneous | New | Office Equipment | Electric | Laptop | E2 | RIM BC Ratio | 0 | 0 | 0 | 0 | 0 | 0 | 0 | 0 | 0 | 0 | 0 | 0 | 0 | 0 | 0 | 0 | 0 | 0 | 0 | 0 | 0 | 0 | 0 | 0 | 0 | 0 | 0 | 0 | 0 | 0
F5_Commercial_Miscellaneous_New_Office Equipment_Electric_Laptop_E3 | F5 | Commercial | Miscellaneous | New | Office Equipment | Electric | Laptop | E3 | RIM BC Ratio | 0 | 0 | 0 | 0 | 0 | 0 | 0 | 0 | 0 | 0 | 0 | 0 | 0 | 0 | 0 | 0 | 0 | 0 | 0 | 0 | 0 | 0 | 0 | 0 | 0 | 0 | 0 | 0 | 0 | 0
F5_Commercial_Miscellaneous_New_Office Equipment_Electric_Laptop_E4 | F5 | Commercial | Miscellaneous | New | Office Equipment | Electric | Laptop | E4 | RIM BC Ratio | 0 | 0 | 0 | 0 | 0 | 0 | 0 | 0 | 0 | 0 | 0 | 0 | 0 | 0 | 0 | 0 | 0 | 0 | 0 | 0 | 0 | 0 | 0 | 0 | 0 | 0 | 0 | 0 | 0 | 0
F5_Commercial_Miscellaneous_New_Office Equipment_Electric_Laptop_E5 | F5 | Commercial | Miscellaneous | New | Office Equipment | Electric | Laptop | E5 | RIM BC Ratio | 0 | 0 | 0 | 0 | 0 | 0 | 0 | 0 | 0 | 0 | 0 | 0 | 0 | 0 | 0 | 0 | 0 | 0 | 0 | 0 | 0 | 0 | 0 | 0 | 0 | 0 | 0 | 0 | 0 | 0
F5_Commercial_Miscellaneous_New_Office Equipment_Electric_Laptop_E6 | F5 | Commercial | Miscellaneous | New | Office Equipment | Electric | Laptop | E6 | RIM BC Ratio | 0 | 0 | 0 | 0 | 0 | 0 | 0 | 0 | 0 | 0 | 0 | 0 | 0 | 0 | 0 | 0 | 0 | 0 | 0 | 0 | 0 | 0 | 0 | 0 | 0 | 0 | 0 | 0 | 0 | 0
F5_Commercial_Miscellaneous_New_Office Equipment_Electric_Laptop_E7 | F5 | Commercial | Miscellaneous | New | Office Equipment | Electric | Laptop | E7 | RIM BC Ratio | 0 | 0 | 0 | 0 | 0 | 0 | 0 | 0 | 0 | 0 | 0 | 0 | 0 | 0 | 0 | 0 | 0 | 0 | 0 | 0 | 0 | 0 | 0 | 0 | 0 | 0 | 0 | 0 | 0 | 0
F5_Commercial_Miscellaneous_New_Office Equipment_Electric_Laptop_E8 | F5 | Commercial | Miscellaneous | New | Office Equipment | Electric | Laptop | E8 | RIM BC Ratio | 0 | 0 | 0 | 0 | 0 | 0 | 0 | 0 | 0 | 0 | 0 | 0 | 0 | 0 | 0 | 0 | 0 | 0 | 0 | 0 | 0 | 0 | 0 | 0 | 0 | 0 | 0 | 0 | 0 | 0
F5_Commercial_Miscellaneous_New_Office Equipment_Electric_Laptop_E9 | F5 | Commercial | Miscellaneous | New | Office Equipment | Electric | Laptop | E9 | RIM BC Ratio | 0 | 0 | 0 | 0 | 0 | 0 | 0 | 0 | 0 | 0 | 0 | 0 | 0 | 0 | 0 | 0 | 0 | 0 | 0 | 0 | 0 | 0 | 0 | 0 | 0 | 0 | 0 | 0 | 0 | 0
F5_Commercial_Miscellaneous_New_Office Equipment_Electric_Laptop_E10 | F5 | Commercial | Miscellaneous | New | Office Equipment | Electric | Laptop | E10 | RIM BC Ratio | 0 | 0 | 0 | 0 | 0 | 0 | 0 | 0 | 0 | 0 | 0 | 0 | 0 | 0 | 0 | 0 | 0 | 0 | 0 | 0 | 0 | 0 | 0 | 0 | 0 | 0 | 0 | 0 | 0 | 0
F0_Commercial_Miscellaneous_New_Office Equipment_Electric_Server_E0 | F0 | Commercial | Miscellaneous | New | Office Equipment | Electric | Server | E0 | Economic Unit | 0 | 0 | 0 | 0 | 0 | 0 | 0 | 0 | 0 | 0 | 0 | 0 | 0 | 0 | 0 | 0 | 0 | 0 | 0 | 0 | 0 | 0 | 0 | 0 | 0 | 0 | 0 | 0 | 0 | 0
F1_Commercial_Miscellaneous_New_Office Equipment_Electric_Server_E1 | F1 | Commercial | Miscellaneous | New | Office Equipment | Electric | Server | E1 | CCE | 0 | 0 | 0 | 0 | 0 | 0 | 0 | 0 | 0 | 0 | 0 | 0 | 0 | 0 | 0 | 0 | 0 | 0 | 0 | 0 | 0 | 0 | 0 | 0 | 0 | 0 | 0 | 0 | 0 | 0
F1_Commercial_Miscellaneous_New_Office Equipment_Electric_Server_E2 | F1 | Commercial | Miscellaneous | New | Office Equipment | Electric | Server | E2 | CCE | 0 | 0 | 0 | 0 | 0 | 0 | 0 | 0 | 0 | 0 | 0 | 0 | 0 | 0 | 0 | 0 | 0 | 0 | 0 | 0 | 0 | 0 | 0 | 0 | 0 | 0 | 0 | 0 | 0 | 0
F1_Commercial_Miscellaneous_New_Office Equipment_Electric_Server_E3 | F1 | Commercial | Miscellaneous | New | Office Equipment | Electric | Server | E3 | CCE | 0 | 0 | 0 | 0 | 0 | 0 | 0 | 0 | 0 | 0 | 0 | 0 | 0 | 0 | 0 | 0 | 0 | 0 | 0 | 0 | 0 | 0 | 0 | 0 | 0 | 0 | 0 | 0 | 0 | 0
F1_Commercial_Miscellaneous_New_Office Equipment_Electric_Server_E4 | F1 | Commercial | Miscellaneous | New | Office Equipment | Electric | Server | E4 | CCE | 0 | 0 | 0 | 0 | 0 | 0 | 0 | 0 | 0 | 0 | 0 | 0 | 0 | 0 | 0 | 0 | 0 | 0 | 0 | 0 | 0 | 0 | 0 | 0 | 0 | 0 | 0 | 0 | 0 | 0
F1_Commercial_Miscellaneous_New_Office Equipment_Electric_Server_E5 | F1 | Commercial | Miscellaneous | New | Office Equipment | Electric | Server | E5 | CCE | 0 | 0 | 0 | 0 | 0 | 0 | 0 | 0 | 0 | 0 | 0 | 0 | 0 | 0 | 0 | 0 | 0 | 0 | 0 | 0 | 0 | 0 | 0 | 0 | 0 | 0 | 0 | 0 | 0 | 0
F1_Commercial_Miscellaneous_New_Office Equipment_Electric_Server_E6 | F1 | Commercial | Miscellaneous | New | Office Equipment | Electric | Server | E6 | CCE | 0 | 0 | 0 | 0 | 0 | 0 | 0 | 0 | 0 | 0 | 0 | 0 | 0 | 0 | 0 | 0 | 0 | 0 | 0 | 0 | 0 | 0 | 0 | 0 | 0 | 0 | 0 | 0 | 0 | 0
F1_Commercial_Miscellaneous_New_Office Equipment_Electric_Server_E7 | F1 | Commercial | Miscellaneous | New | Office Equipment | Electric | Server | E7 | CCE | 0 | 0 | 0 | 0 | 0 | 0 | 0 | 0 | 0 | 0 | 0 | 0 | 0 | 0 | 0 | 0 | 0 | 0 | 0 | 0 | 0 | 0 | 0 | 0 | 0 | 0 | 0 | 0 | 0 | 0
F1_Commercial_Miscellaneous_New_Office Equipment_Electric_Server_E8 | F1 | Commercial | Miscellaneous | New | Office Equipment | Electric | Server | E8 | CCE | 0 | 0 | 0 | 0 | 0 | 0 | 0 | 0 | 0 | 0 | 0 | 0 | 0 | 0 | 0 | 0 | 0 | 0 | 0 | 0 | 0 | 0 | 0 | 0 | 0 | 0 | 0 | 0 | 0 | 0
F1_Commercial_Miscellaneous_New_Office Equipment_Electric_Server_E9 | F1 | Commercial | Miscellaneous | New | Office Equipment | Electric | Server | E9 | CCE | 0 | 0 | 0 | 0 | 0 | 0 | 0 | 0 | 0 | 0 | 0 | 0 | 0 | 0 | 0 | 0 | 0 | 0 | 0 | 0 | 0 | 0 | 0 | 0 | 0 | 0 | 0 | 0 | 0 | 0
F1_Commercial_Miscellaneous_New_Office Equipment_Electric_Server_E10 | F1 | Commercial | Miscellaneous | New | Office Equipment | Electric | Server | E10 | CCE | 0 | 0 | 0 | 0 | 0 | 0 | 0 | 0 | 0 | 0 | 0 | 0 | 0 | 0 | 0 | 0 | 0 | 0 | 0 | 0 | 0 | 0 | 0 | 0 | 0 | 0 | 0 | 0 | 0 | 0
F2_Commercial_Miscellaneous_New_Office Equipment_Electric_Server_E1 | F2 | Commercial | Miscellaneous | New | Office Equipment | Electric | Server | E1 | TRC BC Ratio | 0 | 0 | 0 | 0 | 0 | 0 | 0 | 0 | 0 | 0 | 0 | 0 | 0 | 0 | 0 | 0 | 0 | 0 | 0 | 0 | 0 | 0 | 0 | 0 | 0 | 0 | 0 | 0 | 0 | 0
F2_Commercial_Miscellaneous_New_Office Equipment_Electric_Server_E2 | F2 | Commercial | Miscellaneous | New | Office Equipment | Electric | Server | E2 | TRC BC Ratio | 0 | 0 | 0 | 0 | 0 | 0 | 0 | 0 | 0 | 0 | 0 | 0 | 0 | 0 | 0 | 0 | 0 | 0 | 0 | 0 | 0 | 0 | 0 | 0 | 0 | 0 | 0 | 0 | 0 | 0
F2_Commercial_Miscellaneous_New_Office Equipment_Electric_Server_E3 | F2 | Commercial | Miscellaneous | New | Office Equipment | Electric | Server | E3 | TRC BC Ratio | 0 | 0 | 0 | 0 | 0 | 0 | 0 | 0 | 0 | 0 | 0 | 0 | 0 | 0 | 0 | 0 | 0 | 0 | 0 | 0 | 0 | 0 | 0 | 0 | 0 | 0 | 0 | 0 | 0 | 0
F2_Commercial_Miscellaneous_New_Office Equipment_Electric_Server_E4 | F2 | Commercial | Miscellaneous | New | Office Equipment | Electric | Server | E4 | TRC BC Ratio | 0 | 0 | 0 | 0 | 0 | 0 | 0 | 0 | 0 | 0 | 0 | 0 | 0 | 0 | 0 | 0 | 0 | 0 | 0 | 0 | 0 | 0 | 0 | 0 | 0 | 0 | 0 | 0 | 0 | 0
F2_Commercial_Miscellaneous_New_Office Equipment_Electric_Server_E5 | F2 | Commercial | Miscellaneous | New | Office Equipment | Electric | Server | E5 | TRC BC Ratio | 0 | 0 | 0 | 0 | 0 | 0 | 0 | 0 | 0 | 0 | 0 | 0 | 0 | 0 | 0 | 0 | 0 | 0 | 0 | 0 | 0 | 0 | 0 | 0 | 0 | 0 | 0 | 0 | 0 | 0
F2_Commercial_Miscellaneous_New_Office Equipment_Electric_Server_E6 | F2 | Commercial | Miscellaneous | New | Office Equipment | Electric | Server | E6 | TRC BC Ratio | 0 | 0 | 0 | 0 | 0 | 0 | 0 | 0 | 0 | 0 | 0 | 0 | 0 | 0 | 0 | 0 | 0 | 0 | 0 | 0 | 0 | 0 | 0 | 0 | 0 | 0 | 0 | 0 | 0 | 0
F2_Commercial_Miscellaneous_New_Office Equipment_Electric_Server_E7 | F2 | Commercial | Miscellaneous | New | Office Equipment | Electric | Server | E7 | TRC BC Ratio | 0 | 0 | 0 | 0 | 0 | 0 | 0 | 0 | 0 | 0 | 0 | 0 | 0 | 0 | 0 | 0 | 0 | 0 | 0 | 0 | 0 | 0 | 0 | 0 | 0 | 0 | 0 | 0 | 0 | 0
F2_Commercial_Miscellaneous_New_Office Equipment_Electric_Server_E8 | F2 | Commercial | Miscellaneous | New | Office Equipment | Electric | Server | E8 | TRC BC Ratio | 0 | 0 | 0 | 0 | 0 | 0 | 0 | 0 | 0 | 0 | 0 | 0 | 0 | 0 | 0 | 0 | 0 | 0 | 0 | 0 | 0 | 0 | 0 | 0 | 0 | 0 | 0 | 0 | 0 | 0
F2_Commercial_Miscellaneous_New_Office Equipment_Electric_Server_E9 | F2 | Commercial | Miscellaneous | New | Office Equipment | Electric | Server | E9 | TRC BC Ratio | 0 | 0 | 0 | 0 | 0 | 0 | 0 | 0 | 0 | 0 | 0 | 0 | 0 | 0 | 0 | 0 | 0 | 0 | 0 | 0 | 0 | 0 | 0 | 0 | 0 | 0 | 0 | 0 | 0 | 0
F2_Commercial_Miscellaneous_New_Office Equipment_Electric_Server_E10 | F2 | Commercial | Miscellaneous | New | Office Equipment | Electric | Server | E10 | TRC BC Ratio | 0 | 0 | 0 | 0 | 0 | 0 | 0 | 0 | 0 | 0 | 0 | 0 | 0 | 0 | 0 | 0 | 0 | 0 | 0 | 0 | 0 | 0 | 0 | 0 | 0 | 0 | 0 | 0 | 0 | 0
F3_Commercial_Miscellaneous_New_Office Equipment_Electric_Server_E1 | F3 | Commercial | Miscellaneous | New | Office Equipment | Electric | Server | E1 | PACT BC Ratio | 0 | 0 | 0 | 0 | 0 | 0 | 0 | 0 | 0 | 0 | 0 | 0 | 0 | 0 | 0 | 0 | 0 | 0 | 0 | 0 | 0 | 0 | 0 | 0 | 0 | 0 | 0 | 0 | 0 | 0
F3_Commercial_Miscellaneous_New_Office Equipment_Electric_Server_E2 | F3 | Commercial | Miscellaneous | New | Office Equipment | Electric | Server | E2 | PACT BC Ratio | 0 | 0 | 0 | 0 | 0 | 0 | 0 | 0 | 0 | 0 | 0 | 0 | 0 | 0 | 0 | 0 | 0 | 0 | 0 | 0 | 0 | 0 | 0 | 0 | 0 | 0 | 0 | 0 | 0 | 0
F3_Commercial_Miscellaneous_New_Office Equipment_Electric_Server_E3 | F3 | Commercial | Miscellaneous | New | Office Equipment | Electric | Server | E3 | PACT BC Ratio | 0 | 0 | 0 | 0 | 0 | 0 | 0 | 0 | 0 | 0 | 0 | 0 | 0 | 0 | 0 | 0 | 0 | 0 | 0 | 0 | 0 | 0 | 0 | 0 | 0 | 0 | 0 | 0 | 0 | 0
F3_Commercial_Miscellaneous_New_Office Equipment_Electric_Server_E4 | F3 | Commercial | Miscellaneous | New | Office Equipment | Electric | Server | E4 | PACT BC Ratio | 0 | 0 | 0 | 0 | 0 | 0 | 0 | 0 | 0 | 0 | 0 | 0 | 0 | 0 | 0 | 0 | 0 | 0 | 0 | 0 | 0 | 0 | 0 | 0 | 0 | 0 | 0 | 0 | 0 | 0
F3_Commercial_Miscellaneous_New_Office Equipment_Electric_Server_E5 | F3 | Commercial | Miscellaneous | New | Office Equipment | Electric | Server | E5 | PACT BC Ratio | 0 | 0 | 0 | 0 | 0 | 0 | 0 | 0 | 0 | 0 | 0 | 0 | 0 | 0 | 0 | 0 | 0 | 0 | 0 | 0 | 0 | 0 | 0 | 0 | 0 | 0 | 0 | 0 | 0 | 0
F3_Commercial_Miscellaneous_New_Office Equipment_Electric_Server_E6 | F3 | Commercial | Miscellaneous | New | Office Equipment | Electric | Server | E6 | PACT BC Ratio | 0 | 0 | 0 | 0 | 0 | 0 | 0 | 0 | 0 | 0 | 0 | 0 | 0 | 0 | 0 | 0 | 0 | 0 | 0 | 0 | 0 | 0 | 0 | 0 | 0 | 0 | 0 | 0 | 0 | 0
F3_Commercial_Miscellaneous_New_Office Equipment_Electric_Server_E7 | F3 | Commercial | Miscellaneous | New | Office Equipment | Electric | Server | E7 | PACT BC Ratio | 0 | 0 | 0 | 0 | 0 | 0 | 0 | 0 | 0 | 0 | 0 | 0 | 0 | 0 | 0 | 0 | 0 | 0 | 0 | 0 | 0 | 0 | 0 | 0 | 0 | 0 | 0 | 0 | 0 | 0
F3_Commercial_Miscellaneous_New_Office Equipment_Electric_Server_E8 | F3 | Commercial | Miscellaneous | New | Office Equipment | Electric | Server | E8 | PACT BC Ratio | 0 | 0 | 0 | 0 | 0 | 0 | 0 | 0 | 0 | 0 | 0 | 0 | 0 | 0 | 0 | 0 | 0 | 0 | 0 | 0 | 0 | 0 | 0 | 0 | 0 | 0 | 0 | 0 | 0 | 0
F3_Commercial_Miscellaneous_New_Office Equipment_Electric_Server_E9 | F3 | Commercial | Miscellaneous | New | Office Equipment | Electric | Server | E9 | PACT BC Ratio | 0 | 0 | 0 | 0 | 0 | 0 | 0 | 0 | 0 | 0 | 0 | 0 | 0 | 0 | 0 | 0 | 0 | 0 | 0 | 0 | 0 | 0 | 0 | 0 | 0 | 0 | 0 | 0 | 0 | 0
F3_Commercial_Miscellaneous_New_Office Equipment_Electric_Server_E10 | F3 | Commercial | Miscellaneous | New | Office Equipment | Electric | Server | E10 | PACT BC Ratio | 0 | 0 | 0 | 0 | 0 | 0 | 0 | 0 | 0 | 0 | 0 | 0 | 0 | 0 | 0 | 0 | 0 | 0 | 0 | 0 | 0 | 0 | 0 | 0 | 0 | 0 | 0 | 0 | 0 | 0
F4_Commercial_Miscellaneous_New_Office Equipment_Electric_Server_E1 | F4 | Commercial | Miscellaneous | New | Office Equipment | Electric | Server | E1 | RVT BC Ratio | 0 | 0 | 0 | 0 | 0 | 0 | 0 | 0 | 0 | 0 | 0 | 0 | 0 | 0 | 0 | 0 | 0 | 0 | 0 | 0 | 0 | 0 | 0 | 0 | 0 | 0 | 0 | 0 | 0 | 0
F4_Commercial_Miscellaneous_New_Office Equipment_Electric_Server_E2 | F4 | Commercial | Miscellaneous | New | Office Equipment | Electric | Server | E2 | RVT BC Ratio | 0 | 0 | 0 | 0 | 0 | 0 | 0 | 0 | 0 | 0 | 0 | 0 | 0 | 0 | 0 | 0 | 0 | 0 | 0 | 0 | 0 | 0 | 0 | 0 | 0 | 0 | 0 | 0 | 0 | 0
F4_Commercial_Miscellaneous_New_Office Equipment_Electric_Server_E3 | F4 | Commercial | Miscellaneous | New | Office Equipment | Electric | Server | E3 | RVT BC Ratio | 0 | 0 | 0 | 0 | 0 | 0 | 0 | 0 | 0 | 0 | 0 | 0 | 0 | 0 | 0 | 0 | 0 | 0 | 0 | 0 | 0 | 0 | 0 | 0 | 0 | 0 | 0 | 0 | 0 | 0
F4_Commercial_Miscellaneous_New_Office Equipment_Electric_Server_E4 | F4 | Commercial | Miscellaneous | New | Office Equipment | Electric | Server | E4 | RVT BC Ratio | 0 | 0 | 0 | 0 | 0 | 0 | 0 | 0 | 0 | 0 | 0 | 0 | 0 | 0 | 0 | 0 | 0 | 0 | 0 | 0 | 0 | 0 | 0 | 0 | 0 | 0 | 0 | 0 | 0 | 0
F4_Commercial_Miscellaneous_New_Office Equipment_Electric_Server_E5 | F4 | Commercial | Miscellaneous | New | Office Equipment | Electric | Server | E5 | RVT BC Ratio | 0 | 0 | 0 | 0 | 0 | 0 | 0 | 0 | 0 | 0 | 0 | 0 | 0 | 0 | 0 | 0 | 0 | 0 | 0 | 0 | 0 | 0 | 0 | 0 | 0 | 0 | 0 | 0 | 0 | 0
F4_Commercial_Miscellaneous_New_Office Equipment_Electric_Server_E6 | F4 | Commercial | Miscellaneous | New | Office Equipment | Electric | Server | E6 | RVT BC Ratio | 0 | 0 | 0 | 0 | 0 | 0 | 0 | 0 | 0 | 0 | 0 | 0 | 0 | 0 | 0 | 0 | 0 | 0 | 0 | 0 | 0 | 0 | 0 | 0 | 0 | 0 | 0 | 0 | 0 | 0
F4_Commercial_Miscellaneous_New_Office Equipment_Electric_Server_E7 | F4 | Commercial | Miscellaneous | New | Office Equipment | Electric | Server | E7 | RVT BC Ratio | 0 | 0 | 0 | 0 | 0 | 0 | 0 | 0 | 0 | 0 | 0 | 0 | 0 | 0 | 0 | 0 | 0 | 0 | 0 | 0 | 0 | 0 | 0 | 0 | 0 | 0 | 0 | 0 | 0 | 0
F4_Commercial_Miscellaneous_New_Office Equipment_Electric_Server_E8 | F4 | Commercial | Miscellaneous | New | Office Equipment | Electric | Server | E8 | RVT BC Ratio | 0 | 0 | 0 | 0 | 0 | 0 | 0 | 0 | 0 | 0 | 0 | 0 | 0 | 0 | 0 | 0 | 0 | 0 | 0 | 0 | 0 | 0 | 0 | 0 | 0 | 0 | 0 | 0 | 0 | 0
F4_Commercial_Miscellaneous_New_Office Equipment_Electric_Server_E9 | F4 | Commercial | Miscellaneous | New | Office Equipment | Electric | Server | E9 | RVT BC Ratio | 0 | 0 | 0 | 0 | 0 | 0 | 0 | 0 | 0 | 0 | 0 | 0 | 0 | 0 | 0 | 0 | 0 | 0 | 0 | 0 | 0 | 0 | 0 | 0 | 0 | 0 | 0 | 0 | 0 | 0
F4_Commercial_Miscellaneous_New_Office Equipment_Electric_Server_E10 | F4 | Commercial | Miscellaneous | New | Office Equipment | Electric | Server | E10 | RVT BC Ratio | 0 | 0 | 0 | 0 | 0 | 0 | 0 | 0 | 0 | 0 | 0 | 0 | 0 | 0 | 0 | 0 | 0 | 0 | 0 | 0 | 0 | 0 | 0 | 0 | 0 | 0 | 0 | 0 | 0 | 0
F5_Commercial_Miscellaneous_New_Office Equipment_Electric_Server_E1 | F5 | Commercial | Miscellaneous | New | Office Equipment | Electric | Server | E1 | RIM BC Ratio | 0 | 0 | 0 | 0 | 0 | 0 | 0 | 0 | 0 | 0 | 0 | 0 | 0 | 0 | 0 | 0 | 0 | 0 | 0 | 0 | 0 | 0 | 0 | 0 | 0 | 0 | 0 | 0 | 0 | 0
F5_Commercial_Miscellaneous_New_Office Equipment_Electric_Server_E2 | F5 | Commercial | Miscellaneous | New | Office Equipment | Electric | Server | E2 | RIM BC Ratio | 0 | 0 | 0 | 0 | 0 | 0 | 0 | 0 | 0 | 0 | 0 | 0 | 0 | 0 | 0 | 0 | 0 | 0 | 0 | 0 | 0 | 0 | 0 | 0 | 0 | 0 | 0 | 0 | 0 | 0
F5_Commercial_Miscellaneous_New_Office Equipment_Electric_Server_E3 | F5 | Commercial | Miscellaneous | New | Office Equipment | Electric | Server | E3 | RIM BC Ratio | 0 | 0 | 0 | 0 | 0 | 0 | 0 | 0 | 0 | 0 | 0 | 0 | 0 | 0 | 0 | 0 | 0 | 0 | 0 | 0 | 0 | 0 | 0 | 0 | 0 | 0 | 0 | 0 | 0 | 0
F5_Commercial_Miscellaneous_New_Office Equipment_Electric_Server_E4 | F5 | Commercial | Miscellaneous | New | Office Equipment | Electric | Server | E4 | RIM BC Ratio | 0 | 0 | 0 | 0 | 0 | 0 | 0 | 0 | 0 | 0 | 0 | 0 | 0 | 0 | 0 | 0 | 0 | 0 | 0 | 0 | 0 | 0 | 0 | 0 | 0 | 0 | 0 | 0 | 0 | 0
F5_Commercial_Miscellaneous_New_Office Equipment_Electric_Server_E5 | F5 | Commercial | Miscellaneous | New | Office Equipment | Electric | Server | E5 | RIM BC Ratio | 0 | 0 | 0 | 0 | 0 | 0 | 0 | 0 | 0 | 0 | 0 | 0 | 0 | 0 | 0 | 0 | 0 | 0 | 0 | 0 | 0 | 0 | 0 | 0 | 0 | 0 | 0 | 0 | 0 | 0
F5_Commercial_Miscellaneous_New_Office Equipment_Electric_Server_E6 | F5 | Commercial | Miscellaneous | New | Office Equipment | Electric | Server | E6 | RIM BC Ratio | 0 | 0 | 0 | 0 | 0 | 0 | 0 | 0 | 0 | 0 | 0 | 0 | 0 | 0 | 0 | 0 | 0 | 0 | 0 | 0 | 0 | 0 | 0 | 0 | 0 | 0 | 0 | 0 | 0 | 0
F5_Commercial_Miscellaneous_New_Office Equipment_Electric_Server_E7 | F5 | Commercial | Miscellaneous | New | Office Equipment | Electric | Server | E7 | RIM BC Ratio | 0 | 0 | 0 | 0 | 0 | 0 | 0 | 0 | 0 | 0 | 0 | 0 | 0 | 0 | 0 | 0 | 0 | 0 | 0 | 0 | 0 | 0 | 0 | 0 | 0 | 0 | 0 | 0 | 0 | 0
F5_Commercial_Miscellaneous_New_Office Equipment_Electric_Server_E8 | F5 | Commercial | Miscellaneous | New | Office Equipment | Electric | Server | E8 | RIM BC Ratio | 0 | 0 | 0 | 0 | 0 | 0 | 0 | 0 | 0 | 0 | 0 | 0 | 0 | 0 | 0 | 0 | 0 | 0 | 0 | 0 | 0 | 0 | 0 | 0 | 0 | 0 | 0 | 0 | 0 | 0
F5_Commercial_Miscellaneous_New_Office Equipment_Electric_Server_E9 | F5 | Commercial | Miscellaneous | New | Office Equipment | Electric | Server | E9 | RIM BC Ratio | 0 | 0 | 0 | 0 | 0 | 0 | 0 | 0 | 0 | 0 | 0 | 0 | 0 | 0 | 0 | 0 | 0 | 0 | 0 | 0 | 0 | 0 | 0 | 0 | 0 | 0 | 0 | 0 | 0 | 0
F5_Commercial_Miscellaneous_New_Office Equipment_Electric_Server_E10 | F5 | Commercial | Miscellaneous | New | Office Equipment | Electric | Server | E10 | RIM BC Ratio | 0 | 0 | 0 | 0 | 0 | 0 | 0 | 0 | 0 | 0 | 0 | 0 | 0 | 0 | 0 | 0 | 0 | 0 | 0 | 0 | 0 | 0 | 0 | 0 | 0 | 0 | 0 | 0 | 0 | 0
F0_Commercial_Miscellaneous_New_Office Equipment_Electric_Monitor_E0 | F0 | Commercial | Miscellaneous | New | Office Equipment | Electric | Monitor | E0 | Economic Unit | 0 | 0 | 0 | 0 | 0 | 0 | 0 | 0 | 0 | 0 | 0 | 0 | 0 | 0 | 0 | 0 | 0 | 0 | 0 | 0 | 0 | 0 | 0 | 0 | 0 | 0 | 0 | 0 | 0 | 0
F1_Commercial_Miscellaneous_New_Office Equipment_Electric_Monitor_E1 | F1 | Commercial | Miscellaneous | New | Office Equipment | Electric | Monitor | E1 | CCE | 0 | 0 | 0 | 0 | 0 | 0 | 0 | 0 | 0 | 0 | 0 | 0 | 0 | 0 | 0 | 0 | 0 | 0 | 0 | 0 | 0 | 0 | 0 | 0 | 0 | 0 | 0 | 0 | 0 | 0
F1_Commercial_Miscellaneous_New_Office Equipment_Electric_Monitor_E2 | F1 | Commercial | Miscellaneous | New | Office Equipment | Electric | Monitor | E2 | CCE | 0 | 0 | 0 | 0 | 0 | 0 | 0 | 0 | 0 | 0 | 0 | 0 | 0 | 0 | 0 | 0 | 0 | 0 | 0 | 0 | 0 | 0 | 0 | 0 | 0 | 0 | 0 | 0 | 0 | 0
F1_Commercial_Miscellaneous_New_Office Equipment_Electric_Monitor_E3 | F1 | Commercial | Miscellaneous | New | Office Equipment | Electric | Monitor | E3 | CCE | 0 | 0 | 0 | 0 | 0 | 0 | 0 | 0 | 0 | 0 | 0 | 0 | 0 | 0 | 0 | 0 | 0 | 0 | 0 | 0 | 0 | 0 | 0 | 0 | 0 | 0 | 0 | 0 | 0 | 0
F1_Commercial_Miscellaneous_New_Office Equipment_Electric_Monitor_E4 | F1 | Commercial | Miscellaneous | New | Office Equipment | Electric | Monitor | E4 | CCE | 0 | 0 | 0 | 0 | 0 | 0 | 0 | 0 | 0 | 0 | 0 | 0 | 0 | 0 | 0 | 0 | 0 | 0 | 0 | 0 | 0 | 0 | 0 | 0 | 0 | 0 | 0 | 0 | 0 | 0
F1_Commercial_Miscellaneous_New_Office Equipment_Electric_Monitor_E5 | F1 | Commercial | Miscellaneous | New | Office Equipment | Electric | Monitor | E5 | CCE | 0 | 0 | 0 | 0 | 0 | 0 | 0 | 0 | 0 | 0 | 0 | 0 | 0 | 0 | 0 | 0 | 0 | 0 | 0 | 0 | 0 | 0 | 0 | 0 | 0 | 0 | 0 | 0 | 0 | 0
F1_Commercial_Miscellaneous_New_Office Equipment_Electric_Monitor_E6 | F1 | Commercial | Miscellaneous | New | Office Equipment | Electric | Monitor | E6 | CCE | 0 | 0 | 0 | 0 | 0 | 0 | 0 | 0 | 0 | 0 | 0 | 0 | 0 | 0 | 0 | 0 | 0 | 0 | 0 | 0 | 0 | 0 | 0 | 0 | 0 | 0 | 0 | 0 | 0 | 0
F1_Commercial_Miscellaneous_New_Office Equipment_Electric_Monitor_E7 | F1 | Commercial | Miscellaneous | New | Office Equipment | Electric | Monitor | E7 | CCE | 0 | 0 | 0 | 0 | 0 | 0 | 0 | 0 | 0 | 0 | 0 | 0 | 0 | 0 | 0 | 0 | 0 | 0 | 0 | 0 | 0 | 0 | 0 | 0 | 0 | 0 | 0 | 0 | 0 | 0
F1_Commercial_Miscellaneous_New_Office Equipment_Electric_Monitor_E8 | F1 | Commercial | Miscellaneous | New | Office Equipment | Electric | Monitor | E8 | CCE | 0 | 0 | 0 | 0 | 0 | 0 | 0 | 0 | 0 | 0 | 0 | 0 | 0 | 0 | 0 | 0 | 0 | 0 | 0 | 0 | 0 | 0 | 0 | 0 | 0 | 0 | 0 | 0 | 0 | 0
F1_Commercial_Miscellaneous_New_Office Equipment_Electric_Monitor_E9 | F1 | Commercial | Miscellaneous | New | Office Equipment | Electric | Monitor | E9 | CCE | 0 | 0 | 0 | 0 | 0 | 0 | 0 | 0 | 0 | 0 | 0 | 0 | 0 | 0 | 0 | 0 | 0 | 0 | 0 | 0 | 0 | 0 | 0 | 0 | 0 | 0 | 0 | 0 | 0 | 0
F1_Commercial_Miscellaneous_New_Office Equipment_Electric_Monitor_E10 | F1 | Commercial | Miscellaneous | New | Office Equipment | Electric | Monitor | E10 | CCE | 0 | 0 | 0 | 0 | 0 | 0 | 0 | 0 | 0 | 0 | 0 | 0 | 0 | 0 | 0 | 0 | 0 | 0 | 0 | 0 | 0 | 0 | 0 | 0 | 0 | 0 | 0 | 0 | 0 | 0
F2_Commercial_Miscellaneous_New_Office Equipment_Electric_Monitor_E1 | F2 | Commercial | Miscellaneous | New | Office Equipment | Electric | Monitor | E1 | TRC BC Ratio | 0 | 0 | 0 | 0 | 0 | 0 | 0 | 0 | 0 | 0 | 0 | 0 | 0 | 0 | 0 | 0 | 0 | 0 | 0 | 0 | 0 | 0 | 0 | 0 | 0 | 0 | 0 | 0 | 0 | 0
F2_Commercial_Miscellaneous_New_Office Equipment_Electric_Monitor_E2 | F2 | Commercial | Miscellaneous | New | Office Equipment | Electric | Monitor | E2 | TRC BC Ratio | 0 | 0 | 0 | 0 | 0 | 0 | 0 | 0 | 0 | 0 | 0 | 0 | 0 | 0 | 0 | 0 | 0 | 0 | 0 | 0 | 0 | 0 | 0 | 0 | 0 | 0 | 0 | 0 | 0 | 0
F2_Commercial_Miscellaneous_New_Office Equipment_Electric_Monitor_E3 | F2 | Commercial | Miscellaneous | New | Office Equipment | Electric | Monitor | E3 | TRC BC Ratio | 0 | 0 | 0 | 0 | 0 | 0 | 0 | 0 | 0 | 0 | 0 | 0 | 0 | 0 | 0 | 0 | 0 | 0 | 0 | 0 | 0 | 0 | 0 | 0 | 0 | 0 | 0 | 0 | 0 | 0
F2_Commercial_Miscellaneous_New_Office Equipment_Electric_Monitor_E4 | F2 | Commercial | Miscellaneous | New | Office Equipment | Electric | Monitor | E4 | TRC BC Ratio | 0 | 0 | 0 | 0 | 0 | 0 | 0 | 0 | 0 | 0 | 0 | 0 | 0 | 0 | 0 | 0 | 0 | 0 | 0 | 0 | 0 | 0 | 0 | 0 | 0 | 0 | 0 | 0 | 0 | 0
F2_Commercial_Miscellaneous_New_Office Equipment_Electric_Monitor_E5 | F2 | Commercial | Miscellaneous | New | Office Equipment | Electric | Monitor | E5 | TRC BC Ratio | 0 | 0 | 0 | 0 | 0 | 0 | 0 | 0 | 0 | 0 | 0 | 0 | 0 | 0 | 0 | 0 | 0 | 0 | 0 | 0 | 0 | 0 | 0 | 0 | 0 | 0 | 0 | 0 | 0 | 0
F2_Commercial_Miscellaneous_New_Office Equipment_Electric_Monitor_E6 | F2 | Commercial | Miscellaneous | New | Office Equipment | Electric | Monitor | E6 | TRC BC Ratio | 0 | 0 | 0 | 0 | 0 | 0 | 0 | 0 | 0 | 0 | 0 | 0 | 0 | 0 | 0 | 0 | 0 | 0 | 0 | 0 | 0 | 0 | 0 | 0 | 0 | 0 | 0 | 0 | 0 | 0
F2_Commercial_Miscellaneous_New_Office Equipment_Electric_Monitor_E7 | F2 | Commercial | Miscellaneous | New | Office Equipment | Electric | Monitor | E7 | TRC BC Ratio | 0 | 0 | 0 | 0 | 0 | 0 | 0 | 0 | 0 | 0 | 0 | 0 | 0 | 0 | 0 | 0 | 0 | 0 | 0 | 0 | 0 | 0 | 0 | 0 | 0 | 0 | 0 | 0 | 0 | 0
F2_Commercial_Miscellaneous_New_Office Equipment_Electric_Monitor_E8 | F2 | Commercial | Miscellaneous | New | Office Equipment | Electric | Monitor | E8 | TRC BC Ratio | 0 | 0 | 0 | 0 | 0 | 0 | 0 | 0 | 0 | 0 | 0 | 0 | 0 | 0 | 0 | 0 | 0 | 0 | 0 | 0 | 0 | 0 | 0 | 0 | 0 | 0 | 0 | 0 | 0 | 0
F2_Commercial_Miscellaneous_New_Office Equipment_Electric_Monitor_E9 | F2 | Commercial | Miscellaneous | New | Office Equipment | Electric | Monitor | E9 | TRC BC Ratio | 0 | 0 | 0 | 0 | 0 | 0 | 0 | 0 | 0 | 0 | 0 | 0 | 0 | 0 | 0 | 0 | 0 | 0 | 0 | 0 | 0 | 0 | 0 | 0 | 0 | 0 | 0 | 0 | 0 | 0
F2_Commercial_Miscellaneous_New_Office Equipment_Electric_Monitor_E10 | F2 | Commercial | Miscellaneous | New | Office Equipment | Electric | Monitor | E10 | TRC BC Ratio | 0 | 0 | 0 | 0 | 0 | 0 | 0 | 0 | 0 | 0 | 0 | 0 | 0 | 0 | 0 | 0 | 0 | 0 | 0 | 0 | 0 | 0 | 0 | 0 | 0 | 0 | 0 | 0 | 0 | 0
F3_Commercial_Miscellaneous_New_Office Equipment_Electric_Monitor_E1 | F3 | Commercial | Miscellaneous | New | Office Equipment | Electric | Monitor | E1 | PACT BC Ratio | 0 | 0 | 0 | 0 | 0 | 0 | 0 | 0 | 0 | 0 | 0 | 0 | 0 | 0 | 0 | 0 | 0 | 0 | 0 | 0 | 0 | 0 | 0 | 0 | 0 | 0 | 0 | 0 | 0 | 0
F3_Commercial_Miscellaneous_New_Office Equipment_Electric_Monitor_E2 | F3 | Commercial | Miscellaneous | New | Office Equipment | Electric | Monitor | E2 | PACT BC Ratio | 0 | 0 | 0 | 0 | 0 | 0 | 0 | 0 | 0 | 0 | 0 | 0 | 0 | 0 | 0 | 0 | 0 | 0 | 0 | 0 | 0 | 0 | 0 | 0 | 0 | 0 | 0 | 0 | 0 | 0
F3_Commercial_Miscellaneous_New_Office Equipment_Electric_Monitor_E3 | F3 | Commercial | Miscellaneous | New | Office Equipment | Electric | Monitor | E3 | PACT BC Ratio | 0 | 0 | 0 | 0 | 0 | 0 | 0 | 0 | 0 | 0 | 0 | 0 | 0 | 0 | 0 | 0 | 0 | 0 | 0 | 0 | 0 | 0 | 0 | 0 | 0 | 0 | 0 | 0 | 0 | 0
F3_Commercial_Miscellaneous_New_Office Equipment_Electric_Monitor_E4 | F3 | Commercial | Miscellaneous | New | Office Equipment | Electric | Monitor | E4 | PACT BC Ratio | 0 | 0 | 0 | 0 | 0 | 0 | 0 | 0 | 0 | 0 | 0 | 0 | 0 | 0 | 0 | 0 | 0 | 0 | 0 | 0 | 0 | 0 | 0 | 0 | 0 | 0 | 0 | 0 | 0 | 0
F3_Commercial_Miscellaneous_New_Office Equipment_Electric_Monitor_E5 | F3 | Commercial | Miscellaneous | New | Office Equipment | Electric | Monitor | E5 | PACT BC Ratio | 0 | 0 | 0 | 0 | 0 | 0 | 0 | 0 | 0 | 0 | 0 | 0 | 0 | 0 | 0 | 0 | 0 | 0 | 0 | 0 | 0 | 0 | 0 | 0 | 0 | 0 | 0 | 0 | 0 | 0
F3_Commercial_Miscellaneous_New_Office Equipment_Electric_Monitor_E6 | F3 | Commercial | Miscellaneous | New | Office Equipment | Electric | Monitor | E6 | PACT BC Ratio | 0 | 0 | 0 | 0 | 0 | 0 | 0 | 0 | 0 | 0 | 0 | 0 | 0 | 0 | 0 | 0 | 0 | 0 | 0 | 0 | 0 | 0 | 0 | 0 | 0 | 0 | 0 | 0 | 0 | 0
F3_Commercial_Miscellaneous_New_Office Equipment_Electric_Monitor_E7 | F3 | Commercial | Miscellaneous | New | Office Equipment | Electric | Monitor | E7 | PACT BC Ratio | 0 | 0 | 0 | 0 | 0 | 0 | 0 | 0 | 0 | 0 | 0 | 0 | 0 | 0 | 0 | 0 | 0 | 0 | 0 | 0 | 0 | 0 | 0 | 0 | 0 | 0 | 0 | 0 | 0 | 0
F3_Commercial_Miscellaneous_New_Office Equipment_Electric_Monitor_E8 | F3 | Commercial | Miscellaneous | New | Office Equipment | Electric | Monitor | E8 | PACT BC Ratio | 0 | 0 | 0 | 0 | 0 | 0 | 0 | 0 | 0 | 0 | 0 | 0 | 0 | 0 | 0 | 0 | 0 | 0 | 0 | 0 | 0 | 0 | 0 | 0 | 0 | 0 | 0 | 0 | 0 | 0
F3_Commercial_Miscellaneous_New_Office Equipment_Electric_Monitor_E9 | F3 | Commercial | Miscellaneous | New | Office Equipment | Electric | Monitor | E9 | PACT BC Ratio | 0 | 0 | 0 | 0 | 0 | 0 | 0 | 0 | 0 | 0 | 0 | 0 | 0 | 0 | 0 | 0 | 0 | 0 | 0 | 0 | 0 | 0 | 0 | 0 | 0 | 0 | 0 | 0 | 0 | 0
F3_Commercial_Miscellaneous_New_Office Equipment_Electric_Monitor_E10 | F3 | Commercial | Miscellaneous | New | Office Equipment | Electric | Monitor | E10 | PACT BC Ratio | 0 | 0 | 0 | 0 | 0 | 0 | 0 | 0 | 0 | 0 | 0 | 0 | 0 | 0 | 0 | 0 | 0 | 0 | 0 | 0 | 0 | 0 | 0 | 0 | 0 | 0 | 0 | 0 | 0 | 0
F4_Commercial_Miscellaneous_New_Office Equipment_Electric_Monitor_E1 | F4 | Commercial | Miscellaneous | New | Office Equipment | Electric | Monitor | E1 | RVT BC Ratio | 0 | 0 | 0 | 0 | 0 | 0 | 0 | 0 | 0 | 0 | 0 | 0 | 0 | 0 | 0 | 0 | 0 | 0 | 0 | 0 | 0 | 0 | 0 | 0 | 0 | 0 | 0 | 0 | 0 | 0
F4_Commercial_Miscellaneous_New_Office Equipment_Electric_Monitor_E2 | F4 | Commercial | Miscellaneous | New | Office Equipment | Electric | Monitor | E2 | RVT BC Ratio | 0 | 0 | 0 | 0 | 0 | 0 | 0 | 0 | 0 | 0 | 0 | 0 | 0 | 0 | 0 | 0 | 0 | 0 | 0 | 0 | 0 | 0 | 0 | 0 | 0 | 0 | 0 | 0 | 0 | 0
F4_Commercial_Miscellaneous_New_Office Equipment_Electric_Monitor_E3 | F4 | Commercial | Miscellaneous | New | Office Equipment | Electric | Monitor | E3 | RVT BC Ratio | 0 | 0 | 0 | 0 | 0 | 0 | 0 | 0 | 0 | 0 | 0 | 0 | 0 | 0 | 0 | 0 | 0 | 0 | 0 | 0 | 0 | 0 | 0 | 0 | 0 | 0 | 0 | 0 | 0 | 0
F4_Commercial_Miscellaneous_New_Office Equipment_Electric_Monitor_E4 | F4 | Commercial | Miscellaneous | New | Office Equipment | Electric | Monitor | E4 | RVT BC Ratio | 0 | 0 | 0 | 0 | 0 | 0 | 0 | 0 | 0 | 0 | 0 | 0 | 0 | 0 | 0 | 0 | 0 | 0 | 0 | 0 | 0 | 0 | 0 | 0 | 0 | 0 | 0 | 0 | 0 | 0
F4_Commercial_Miscellaneous_New_Office Equipment_Electric_Monitor_E5 | F4 | Commercial | Miscellaneous | New | Office Equipment | Electric | Monitor | E5 | RVT BC Ratio | 0 | 0 | 0 | 0 | 0 | 0 | 0 | 0 | 0 | 0 | 0 | 0 | 0 | 0 | 0 | 0 | 0 | 0 | 0 | 0 | 0 | 0 | 0 | 0 | 0 | 0 | 0 | 0 | 0 | 0
F4_Commercial_Miscellaneous_New_Office Equipment_Electric_Monitor_E6 | F4 | Commercial | Miscellaneous | New | Office Equipment | Electric | Monitor | E6 | RVT BC Ratio | 0 | 0 | 0 | 0 | 0 | 0 | 0 | 0 | 0 | 0 | 0 | 0 | 0 | 0 | 0 | 0 | 0 | 0 | 0 | 0 | 0 | 0 | 0 | 0 | 0 | 0 | 0 | 0 | 0 | 0
F4_Commercial_Miscellaneous_New_Office Equipment_Electric_Monitor_E7 | F4 | Commercial | Miscellaneous | New | Office Equipment | Electric | Monitor | E7 | RVT BC Ratio | 0 | 0 | 0 | 0 | 0 | 0 | 0 | 0 | 0 | 0 | 0 | 0 | 0 | 0 | 0 | 0 | 0 | 0 | 0 | 0 | 0 | 0 | 0 | 0 | 0 | 0 | 0 | 0 | 0 | 0
F4_Commercial_Miscellaneous_New_Office Equipment_Electric_Monitor_E8 | F4 | Commercial | Miscellaneous | New | Office Equipment | Electric | Monitor | E8 | RVT BC Ratio | 0 | 0 | 0 | 0 | 0 | 0 | 0 | 0 | 0 | 0 | 0 | 0 | 0 | 0 | 0 | 0 | 0 | 0 | 0 | 0 | 0 | 0 | 0 | 0 | 0 | 0 | 0 | 0 | 0 | 0
F4_Commercial_Miscellaneous_New_Office Equipment_Electric_Monitor_E9 | F4 | Commercial | Miscellaneous | New | Office Equipment | Electric | Monitor | E9 | RVT BC Ratio | 0 | 0 | 0 | 0 | 0 | 0 | 0 | 0 | 0 | 0 | 0 | 0 | 0 | 0 | 0 | 0 | 0 | 0 | 0 | 0 | 0 | 0 | 0 | 0 | 0 | 0 | 0 | 0 | 0 | 0
F4_Commercial_Miscellaneous_New_Office Equipment_Electric_Monitor_E10 | F4 | Commercial | Miscellaneous | New | Office Equipment | Electric | Monitor | E10 | RVT BC Ratio | 0 | 0 | 0 | 0 | 0 | 0 | 0 | 0 | 0 | 0 | 0 | 0 | 0 | 0 | 0 | 0 | 0 | 0 | 0 | 0 | 0 | 0 | 0 | 0 | 0 | 0 | 0 | 0 | 0 | 0
F5_Commercial_Miscellaneous_New_Office Equipment_Electric_Monitor_E1 | F5 | Commercial | Miscellaneous | New | Office Equipment | Electric | Monitor | E1 | RIM BC Ratio | 0 | 0 | 0 | 0 | 0 | 0 | 0 | 0 | 0 | 0 | 0 | 0 | 0 | 0 | 0 | 0 | 0 | 0 | 0 | 0 | 0 | 0 | 0 | 0 | 0 | 0 | 0 | 0 | 0 | 0
F5_Commercial_Miscellaneous_New_Office Equipment_Electric_Monitor_E2 | F5 | Commercial | Miscellaneous | New | Office Equipment | Electric | Monitor | E2 | RIM BC Ratio | 0 | 0 | 0 | 0 | 0 | 0 | 0 | 0 | 0 | 0 | 0 | 0 | 0 | 0 | 0 | 0 | 0 | 0 | 0 | 0 | 0 | 0 | 0 | 0 | 0 | 0 | 0 | 0 | 0 | 0
F5_Commercial_Miscellaneous_New_Office Equipment_Electric_Monitor_E3 | F5 | Commercial | Miscellaneous | New | Office Equipment | Electric | Monitor | E3 | RIM BC Ratio | 0 | 0 | 0 | 0 | 0 | 0 | 0 | 0 | 0 | 0 | 0 | 0 | 0 | 0 | 0 | 0 | 0 | 0 | 0 | 0 | 0 | 0 | 0 | 0 | 0 | 0 | 0 | 0 | 0 | 0
F5_Commercial_Miscellaneous_New_Office Equipment_Electric_Monitor_E4 | F5 | Commercial | Miscellaneous | New | Office Equipment | Electric | Monitor | E4 | RIM BC Ratio | 0 | 0 | 0 | 0 | 0 | 0 | 0 | 0 | 0 | 0 | 0 | 0 | 0 | 0 | 0 | 0 | 0 | 0 | 0 | 0 | 0 | 0 | 0 | 0 | 0 | 0 | 0 | 0 | 0 | 0
F5_Commercial_Miscellaneous_New_Office Equipment_Electric_Monitor_E5 | F5 | Commercial | Miscellaneous | New | Office Equipment | Electric | Monitor | E5 | RIM BC Ratio | 0 | 0 | 0 | 0 | 0 | 0 | 0 | 0 | 0 | 0 | 0 | 0 | 0 | 0 | 0 | 0 | 0 | 0 | 0 | 0 | 0 | 0 | 0 | 0 | 0 | 0 | 0 | 0 | 0 | 0
F5_Commercial_Miscellaneous_New_Office Equipment_Electric_Monitor_E6 | F5 | Commercial | Miscellaneous | New | Office Equipment | Electric | Monitor | E6 | RIM BC Ratio | 0 | 0 | 0 | 0 | 0 | 0 | 0 | 0 | 0 | 0 | 0 | 0 | 0 | 0 | 0 | 0 | 0 | 0 | 0 | 0 | 0 | 0 | 0 | 0 | 0 | 0 | 0 | 0 | 0 | 0
F5_Commercial_Miscellaneous_New_Office Equipment_Electric_Monitor_E7 | F5 | Commercial | Miscellaneous | New | Office Equipment | Electric | Monitor | E7 | RIM BC Ratio | 0 | 0 | 0 | 0 | 0 | 0 | 0 | 0 | 0 | 0 | 0 | 0 | 0 | 0 | 0 | 0 | 0 | 0 | 0 | 0 | 0 | 0 | 0 | 0 | 0 | 0 | 0 | 0 | 0 | 0
F5_Commercial_Miscellaneous_New_Office Equipment_Electric_Monitor_E8 | F5 | Commercial | Miscellaneous | New | Office Equipment | Electric | Monitor | E8 | RIM BC Ratio | 0 | 0 | 0 | 0 | 0 | 0 | 0 | 0 | 0 | 0 | 0 | 0 | 0 | 0 | 0 | 0 | 0 | 0 | 0 | 0 | 0 | 0 | 0 | 0 | 0 | 0 | 0 | 0 | 0 | 0
F5_Commercial_Miscellaneous_New_Office Equipment_Electric_Monitor_E9 | F5 | Commercial | Miscellaneous | New | Office Equipment | Electric | Monitor | E9 | RIM BC Ratio | 0 | 0 | 0 | 0 | 0 | 0 | 0 | 0 | 0 | 0 | 0 | 0 | 0 | 0 | 0 | 0 | 0 | 0 | 0 | 0 | 0 | 0 | 0 | 0 | 0 | 0 | 0 | 0 | 0 | 0
F5_Commercial_Miscellaneous_New_Office Equipment_Electric_Monitor_E10 | F5 | Commercial | Miscellaneous | New | Office Equipment | Electric | Monitor | E10 | RIM BC Ratio | 0 | 0 | 0 | 0 | 0 | 0 | 0 | 0 | 0 | 0 | 0 | 0 | 0 | 0 | 0 | 0 | 0 | 0 | 0 | 0 | 0 | 0 | 0 | 0 | 0 | 0 | 0 | 0 | 0 | 0
F0_Commercial_Miscellaneous_New_Office Equipment_Electric_Printer/Copier/Fax_E0 | F0 | Commercial | Miscellaneous | New | Office Equipment | Electric | Printer/Copier/Fax | E0 | Economic Unit | 0 | 0 | 0 | 0 | 0 | 0 | 0 | 0 | 0 | 0 | 0 | 0 | 0 | 0 | 0 | 0 | 0 | 0 | 0 | 0 | 0 | 0 | 0 | 0 | 0 | 0 | 0 | 0 | 0 | 0
F1_Commercial_Miscellaneous_New_Office Equipment_Electric_Printer/Copier/Fax_E1 | F1 | Commercial | Miscellaneous | New | Office Equipment | Electric | Printer/Copier/Fax | E1 | CCE | 0 | 0 | 0 | 0 | 0 | 0 | 0 | 0 | 0 | 0 | 0 | 0 | 0 | 0 | 0 | 0 | 0 | 0 | 0 | 0 | 0 | 0 | 0 | 0 | 0 | 0 | 0 | 0 | 0 | 0
F1_Commercial_Miscellaneous_New_Office Equipment_Electric_Printer/Copier/Fax_E2 | F1 | Commercial | Miscellaneous | New | Office Equipment | Electric | Printer/Copier/Fax | E2 | CCE | 0 | 0 | 0 | 0 | 0 | 0 | 0 | 0 | 0 | 0 | 0 | 0 | 0 | 0 | 0 | 0 | 0 | 0 | 0 | 0 | 0 | 0 | 0 | 0 | 0 | 0 | 0 | 0 | 0 | 0
F1_Commercial_Miscellaneous_New_Office Equipment_Electric_Printer/Copier/Fax_E3 | F1 | Commercial | Miscellaneous | New | Office Equipment | Electric | Printer/Copier/Fax | E3 | CCE | 0 | 0 | 0 | 0 | 0 | 0 | 0 | 0 | 0 | 0 | 0 | 0 | 0 | 0 | 0 | 0 | 0 | 0 | 0 | 0 | 0 | 0 | 0 | 0 | 0 | 0 | 0 | 0 | 0 | 0
F1_Commercial_Miscellaneous_New_Office Equipment_Electric_Printer/Copier/Fax_E4 | F1 | Commercial | Miscellaneous | New | Office Equipment | Electric | Printer/Copier/Fax | E4 | CCE | 0 | 0 | 0 | 0 | 0 | 0 | 0 | 0 | 0 | 0 | 0 | 0 | 0 | 0 | 0 | 0 | 0 | 0 | 0 | 0 | 0 | 0 | 0 | 0 | 0 | 0 | 0 | 0 | 0 | 0
F1_Commercial_Miscellaneous_New_Office Equipment_Electric_Printer/Copier/Fax_E5 | F1 | Commercial | Miscellaneous | New | Office Equipment | Electric | Printer/Copier/Fax | E5 | CCE | 0 | 0 | 0 | 0 | 0 | 0 | 0 | 0 | 0 | 0 | 0 | 0 | 0 | 0 | 0 | 0 | 0 | 0 | 0 | 0 | 0 | 0 | 0 | 0 | 0 | 0 | 0 | 0 | 0 | 0
F1_Commercial_Miscellaneous_New_Office Equipment_Electric_Printer/Copier/Fax_E6 | F1 | Commercial | Miscellaneous | New | Office Equipment | Electric | Printer/Copier/Fax | E6 | CCE | 0 | 0 | 0 | 0 | 0 | 0 | 0 | 0 | 0 | 0 | 0 | 0 | 0 | 0 | 0 | 0 | 0 | 0 | 0 | 0 | 0 | 0 | 0 | 0 | 0 | 0 | 0 | 0 | 0 | 0
F1_Commercial_Miscellaneous_New_Office Equipment_Electric_Printer/Copier/Fax_E7 | F1 | Commercial | Miscellaneous | New | Office Equipment | Electric | Printer/Copier/Fax | E7 | CCE | 0 | 0 | 0 | 0 | 0 | 0 | 0 | 0 | 0 | 0 | 0 | 0 | 0 | 0 | 0 | 0 | 0 | 0 | 0 | 0 | 0 | 0 | 0 | 0 | 0 | 0 | 0 | 0 | 0 | 0
F1_Commercial_Miscellaneous_New_Office Equipment_Electric_Printer/Copier/Fax_E8 | F1 | Commercial | Miscellaneous | New | Office Equipment | Electric | Printer/Copier/Fax | E8 | CCE | 0 | 0 | 0 | 0 | 0 | 0 | 0 | 0 | 0 | 0 | 0 | 0 | 0 | 0 | 0 | 0 | 0 | 0 | 0 | 0 | 0 | 0 | 0 | 0 | 0 | 0 | 0 | 0 | 0 | 0
F1_Commercial_Miscellaneous_New_Office Equipment_Electric_Printer/Copier/Fax_E9 | F1 | Commercial | Miscellaneous | New | Office Equipment | Electric | Printer/Copier/Fax | E9 | CCE | 0 | 0 | 0 | 0 | 0 | 0 | 0 | 0 | 0 | 0 | 0 | 0 | 0 | 0 | 0 | 0 | 0 | 0 | 0 | 0 | 0 | 0 | 0 | 0 | 0 | 0 | 0 | 0 | 0 | 0
F1_Commercial_Miscellaneous_New_Office Equipment_Electric_Printer/Copier/Fax_E10 | F1 | Commercial | Miscellaneous | New | Office Equipment | Electric | Printer/Copier/Fax | E10 | CCE | 0 | 0 | 0 | 0 | 0 | 0 | 0 | 0 | 0 | 0 | 0 | 0 | 0 | 0 | 0 | 0 | 0 | 0 | 0 | 0 | 0 | 0 | 0 | 0 | 0 | 0 | 0 | 0 | 0 | 0
F2_Commercial_Miscellaneous_New_Office Equipment_Electric_Printer/Copier/Fax_E1 | F2 | Commercial | Miscellaneous | New | Office Equipment | Electric | Printer/Copier/Fax | E1 | TRC BC Ratio | 0 | 0 | 0 | 0 | 0 | 0 | 0 | 0 | 0 | 0 | 0 | 0 | 0 | 0 | 0 | 0 | 0 | 0 | 0 | 0 | 0 | 0 | 0 | 0 | 0 | 0 | 0 | 0 | 0 | 0
F2_Commercial_Miscellaneous_New_Office Equipment_Electric_Printer/Copier/Fax_E2 | F2 | Commercial | Miscellaneous | New | Office Equipment | Electric | Printer/Copier/Fax | E2 | TRC BC Ratio | 0 | 0 | 0 | 0 | 0 | 0 | 0 | 0 | 0 | 0 | 0 | 0 | 0 | 0 | 0 | 0 | 0 | 0 | 0 | 0 | 0 | 0 | 0 | 0 | 0 | 0 | 0 | 0 | 0 | 0
F2_Commercial_Miscellaneous_New_Office Equipment_Electric_Printer/Copier/Fax_E3 | F2 | Commercial | Miscellaneous | New | Office Equipment | Electric | Printer/Copier/Fax | E3 | TRC BC Ratio | 0 | 0 | 0 | 0 | 0 | 0 | 0 | 0 | 0 | 0 | 0 | 0 | 0 | 0 | 0 | 0 | 0 | 0 | 0 | 0 | 0 | 0 | 0 | 0 | 0 | 0 | 0 | 0 | 0 | 0
F2_Commercial_Miscellaneous_New_Office Equipment_Electric_Printer/Copier/Fax_E4 | F2 | Commercial | Miscellaneous | New | Office Equipment | Electric | Printer/Copier/Fax | E4 | TRC BC Ratio | 0 | 0 | 0 | 0 | 0 | 0 | 0 | 0 | 0 | 0 | 0 | 0 | 0 | 0 | 0 | 0 | 0 | 0 | 0 | 0 | 0 | 0 | 0 | 0 | 0 | 0 | 0 | 0 | 0 | 0
F2_Commercial_Miscellaneous_New_Office Equipment_Electric_Printer/Copier/Fax_E5 | F2 | Commercial | Miscellaneous | New | Office Equipment | Electric | Printer/Copier/Fax | E5 | TRC BC Ratio | 0 | 0 | 0 | 0 | 0 | 0 | 0 | 0 | 0 | 0 | 0 | 0 | 0 | 0 | 0 | 0 | 0 | 0 | 0 | 0 | 0 | 0 | 0 | 0 | 0 | 0 | 0 | 0 | 0 | 0
F2_Commercial_Miscellaneous_New_Office Equipment_Electric_Printer/Copier/Fax_E6 | F2 | Commercial | Miscellaneous | New | Office Equipment | Electric | Printer/Copier/Fax | E6 | TRC BC Ratio | 0 | 0 | 0 | 0 | 0 | 0 | 0 | 0 | 0 | 0 | 0 | 0 | 0 | 0 | 0 | 0 | 0 | 0 | 0 | 0 | 0 | 0 | 0 | 0 | 0 | 0 | 0 | 0 | 0 | 0
F2_Commercial_Miscellaneous_New_Office Equipment_Electric_Printer/Copier/Fax_E7 | F2 | Commercial | Miscellaneous | New | Office Equipment | Electric | Printer/Copier/Fax | E7 | TRC BC Ratio | 0 | 0 | 0 | 0 | 0 | 0 | 0 | 0 | 0 | 0 | 0 | 0 | 0 | 0 | 0 | 0 | 0 | 0 | 0 | 0 | 0 | 0 | 0 | 0 | 0 | 0 | 0 | 0 | 0 | 0
F2_Commercial_Miscellaneous_New_Office Equipment_Electric_Printer/Copier/Fax_E8 | F2 | Commercial | Miscellaneous | New | Office Equipment | Electric | Printer/Copier/Fax | E8 | TRC BC Ratio | 0 | 0 | 0 | 0 | 0 | 0 | 0 | 0 | 0 | 0 | 0 | 0 | 0 | 0 | 0 | 0 | 0 | 0 | 0 | 0 | 0 | 0 | 0 | 0 | 0 | 0 | 0 | 0 | 0 | 0
F2_Commercial_Miscellaneous_New_Office Equipment_Electric_Printer/Copier/Fax_E9 | F2 | Commercial | Miscellaneous | New | Office Equipment | Electric | Printer/Copier/Fax | E9 | TRC BC Ratio | 0 | 0 | 0 | 0 | 0 | 0 | 0 | 0 | 0 | 0 | 0 | 0 | 0 | 0 | 0 | 0 | 0 | 0 | 0 | 0 | 0 | 0 | 0 | 0 | 0 | 0 | 0 | 0 | 0 | 0
F2_Commercial_Miscellaneous_New_Office Equipment_Electric_Printer/Copier/Fax_E10 | F2 | Commercial | Miscellaneous | New | Office Equipment | Electric | Printer/Copier/Fax | E10 | TRC BC Ratio | 0 | 0 | 0 | 0 | 0 | 0 | 0 | 0 | 0 | 0 | 0 | 0 | 0 | 0 | 0 | 0 | 0 | 0 | 0 | 0 | 0 | 0 | 0 | 0 | 0 | 0 | 0 | 0 | 0 | 0
F3_Commercial_Miscellaneous_New_Office Equipment_Electric_Printer/Copier/Fax_E1 | F3 | Commercial | Miscellaneous | New | Office Equipment | Electric | Printer/Copier/Fax | E1 | PACT BC Ratio | 0 | 0 | 0 | 0 | 0 | 0 | 0 | 0 | 0 | 0 | 0 | 0 | 0 | 0 | 0 | 0 | 0 | 0 | 0 | 0 | 0 | 0 | 0 | 0 | 0 | 0 | 0 | 0 | 0 | 0
F3_Commercial_Miscellaneous_New_Office Equipment_Electric_Printer/Copier/Fax_E2 | F3 | Commercial | Miscellaneous | New | Office Equipment | Electric | Printer/Copier/Fax | E2 | PACT BC Ratio | 0 | 0 | 0 | 0 | 0 | 0 | 0 | 0 | 0 | 0 | 0 | 0 | 0 | 0 | 0 | 0 | 0 | 0 | 0 | 0 | 0 | 0 | 0 | 0 | 0 | 0 | 0 | 0 | 0 | 0
F3_Commercial_Miscellaneous_New_Office Equipment_Electric_Printer/Copier/Fax_E3 | F3 | Commercial | Miscellaneous | New | Office Equipment | Electric | Printer/Copier/Fax | E3 | PACT BC Ratio | 0 | 0 | 0 | 0 | 0 | 0 | 0 | 0 | 0 | 0 | 0 | 0 | 0 | 0 | 0 | 0 | 0 | 0 | 0 | 0 | 0 | 0 | 0 | 0 | 0 | 0 | 0 | 0 | 0 | 0
F3_Commercial_Miscellaneous_New_Office Equipment_Electric_Printer/Copier/Fax_E4 | F3 | Commercial | Miscellaneous | New | Office Equipment | Electric | Printer/Copier/Fax | E4 | PACT BC Ratio | 0 | 0 | 0 | 0 | 0 | 0 | 0 | 0 | 0 | 0 | 0 | 0 | 0 | 0 | 0 | 0 | 0 | 0 | 0 | 0 | 0 | 0 | 0 | 0 | 0 | 0 | 0 | 0 | 0 | 0
F3_Commercial_Miscellaneous_New_Office Equipment_Electric_Printer/Copier/Fax_E5 | F3 | Commercial | Miscellaneous | New | Office Equipment | Electric | Printer/Copier/Fax | E5 | PACT BC Ratio | 0 | 0 | 0 | 0 | 0 | 0 | 0 | 0 | 0 | 0 | 0 | 0 | 0 | 0 | 0 | 0 | 0 | 0 | 0 | 0 | 0 | 0 | 0 | 0 | 0 | 0 | 0 | 0 | 0 | 0
F3_Commercial_Miscellaneous_New_Office Equipment_Electric_Printer/Copier/Fax_E6 | F3 | Commercial | Miscellaneous | New | Office Equipment | Electric | Printer/Copier/Fax | E6 | PACT BC Ratio | 0 | 0 | 0 | 0 | 0 | 0 | 0 | 0 | 0 | 0 | 0 | 0 | 0 | 0 | 0 | 0 | 0 | 0 | 0 | 0 | 0 | 0 | 0 | 0 | 0 | 0 | 0 | 0 | 0 | 0
F3_Commercial_Miscellaneous_New_Office Equipment_Electric_Printer/Copier/Fax_E7 | F3 | Commercial | Miscellaneous | New | Office Equipment | Electric | Printer/Copier/Fax | E7 | PACT BC Ratio | 0 | 0 | 0 | 0 | 0 | 0 | 0 | 0 | 0 | 0 | 0 | 0 | 0 | 0 | 0 | 0 | 0 | 0 | 0 | 0 | 0 | 0 | 0 | 0 | 0 | 0 | 0 | 0 | 0 | 0
F3_Commercial_Miscellaneous_New_Office Equipment_Electric_Printer/Copier/Fax_E8 | F3 | Commercial | Miscellaneous | New | Office Equipment | Electric | Printer/Copier/Fax | E8 | PACT BC Ratio | 0 | 0 | 0 | 0 | 0 | 0 | 0 | 0 | 0 | 0 | 0 | 0 | 0 | 0 | 0 | 0 | 0 | 0 | 0 | 0 | 0 | 0 | 0 | 0 | 0 | 0 | 0 | 0 | 0 | 0
F3_Commercial_Miscellaneous_New_Office Equipment_Electric_Printer/Copier/Fax_E9 | F3 | Commercial | Miscellaneous | New | Office Equipment | Electric | Printer/Copier/Fax | E9 | PACT BC Ratio | 0 | 0 | 0 | 0 | 0 | 0 | 0 | 0 | 0 | 0 | 0 | 0 | 0 | 0 | 0 | 0 | 0 | 0 | 0 | 0 | 0 | 0 | 0 | 0 | 0 | 0 | 0 | 0 | 0 | 0
F3_Commercial_Miscellaneous_New_Office Equipment_Electric_Printer/Copier/Fax_E10 | F3 | Commercial | Miscellaneous | New | Office Equipment | Electric | Printer/Copier/Fax | E10 | PACT BC Ratio | 0 | 0 | 0 | 0 | 0 | 0 | 0 | 0 | 0 | 0 | 0 | 0 | 0 | 0 | 0 | 0 | 0 | 0 | 0 | 0 | 0 | 0 | 0 | 0 | 0 | 0 | 0 | 0 | 0 | 0
F4_Commercial_Miscellaneous_New_Office Equipment_Electric_Printer/Copier/Fax_E1 | F4 | Commercial | Miscellaneous | New | Office Equipment | Electric | Printer/Copier/Fax | E1 | RVT BC Ratio | 0 | 0 | 0 | 0 | 0 | 0 | 0 | 0 | 0 | 0 | 0 | 0 | 0 | 0 | 0 | 0 | 0 | 0 | 0 | 0 | 0 | 0 | 0 | 0 | 0 | 0 | 0 | 0 | 0 | 0
F4_Commercial_Miscellaneous_New_Office Equipment_Electric_Printer/Copier/Fax_E2 | F4 | Commercial | Miscellaneous | New | Office Equipment | Electric | Printer/Copier/Fax | E2 | RVT BC Ratio | 0 | 0 | 0 | 0 | 0 | 0 | 0 | 0 | 0 | 0 | 0 | 0 | 0 | 0 | 0 | 0 | 0 | 0 | 0 | 0 | 0 | 0 | 0 | 0 | 0 | 0 | 0 | 0 | 0 | 0
F4_Commercial_Miscellaneous_New_Office Equipment_Electric_Printer/Copier/Fax_E3 | F4 | Commercial | Miscellaneous | New | Office Equipment | Electric | Printer/Copier/Fax | E3 | RVT BC Ratio | 0 | 0 | 0 | 0 | 0 | 0 | 0 | 0 | 0 | 0 | 0 | 0 | 0 | 0 | 0 | 0 | 0 | 0 | 0 | 0 | 0 | 0 | 0 | 0 | 0 | 0 | 0 | 0 | 0 | 0
F4_Commercial_Miscellaneous_New_Office Equipment_Electric_Printer/Copier/Fax_E4 | F4 | Commercial | Miscellaneous | New | Office Equipment | Electric | Printer/Copier/Fax | E4 | RVT BC Ratio | 0 | 0 | 0 | 0 | 0 | 0 | 0 | 0 | 0 | 0 | 0 | 0 | 0 | 0 | 0 | 0 | 0 | 0 | 0 | 0 | 0 | 0 | 0 | 0 | 0 | 0 | 0 | 0 | 0 | 0
F4_Commercial_Miscellaneous_New_Office Equipment_Electric_Printer/Copier/Fax_E5 | F4 | Commercial | Miscellaneous | New | Office Equipment | Electric | Printer/Copier/Fax | E5 | RVT BC Ratio | 0 | 0 | 0 | 0 | 0 | 0 | 0 | 0 | 0 | 0 | 0 | 0 | 0 | 0 | 0 | 0 | 0 | 0 | 0 | 0 | 0 | 0 | 0 | 0 | 0 | 0 | 0 | 0 | 0 | 0
F4_Commercial_Miscellaneous_New_Office Equipment_Electric_Printer/Copier/Fax_E6 | F4 | Commercial | Miscellaneous | New | Office Equipment | Electric | Printer/Copier/Fax | E6 | RVT BC Ratio | 0 | 0 | 0 | 0 | 0 | 0 | 0 | 0 | 0 | 0 | 0 | 0 | 0 | 0 | 0 | 0 | 0 | 0 | 0 | 0 | 0 | 0 | 0 | 0 | 0 | 0 | 0 | 0 | 0 | 0
F4_Commercial_Miscellaneous_New_Office Equipment_Electric_Printer/Copier/Fax_E7 | F4 | Commercial | Miscellaneous | New | Office Equipment | Electric | Printer/Copier/Fax | E7 | RVT BC Ratio | 0 | 0 | 0 | 0 | 0 | 0 | 0 | 0 | 0 | 0 | 0 | 0 | 0 | 0 | 0 | 0 | 0 | 0 | 0 | 0 | 0 | 0 | 0 | 0 | 0 | 0 | 0 | 0 | 0 | 0
F4_Commercial_Miscellaneous_New_Office Equipment_Electric_Printer/Copier/Fax_E8 | F4 | Commercial | Miscellaneous | New | Office Equipment | Electric | Printer/Copier/Fax | E8 | RVT BC Ratio | 0 | 0 | 0 | 0 | 0 | 0 | 0 | 0 | 0 | 0 | 0 | 0 | 0 | 0 | 0 | 0 | 0 | 0 | 0 | 0 | 0 | 0 | 0 | 0 | 0 | 0 | 0 | 0 | 0 | 0
F4_Commercial_Miscellaneous_New_Office Equipment_Electric_Printer/Copier/Fax_E9 | F4 | Commercial | Miscellaneous | New | Office Equipment | Electric | Printer/Copier/Fax | E9 | RVT BC Ratio | 0 | 0 | 0 | 0 | 0 | 0 | 0 | 0 | 0 | 0 | 0 | 0 | 0 | 0 | 0 | 0 | 0 | 0 | 0 | 0 | 0 | 0 | 0 | 0 | 0 | 0 | 0 | 0 | 0 | 0
F4_Commercial_Miscellaneous_New_Office Equipment_Electric_Printer/Copier/Fax_E10 | F4 | Commercial | Miscellaneous | New | Office Equipment | Electric | Printer/Copier/Fax | E10 | RVT BC Ratio | 0 | 0 | 0 | 0 | 0 | 0 | 0 | 0 | 0 | 0 | 0 | 0 | 0 | 0 | 0 | 0 | 0 | 0 | 0 | 0 | 0 | 0 | 0 | 0 | 0 | 0 | 0 | 0 | 0 | 0
F5_Commercial_Miscellaneous_New_Office Equipment_Electric_Printer/Copier/Fax_E1 | F5 | Commercial | Miscellaneous | New | Office Equipment | Electric | Printer/Copier/Fax | E1 | RIM BC Ratio | 0 | 0 | 0 | 0 | 0 | 0 | 0 | 0 | 0 | 0 | 0 | 0 | 0 | 0 | 0 | 0 | 0 | 0 | 0 | 0 | 0 | 0 | 0 | 0 | 0 | 0 | 0 | 0 | 0 | 0
F5_Commercial_Miscellaneous_New_Office Equipment_Electric_Printer/Copier/Fax_E2 | F5 | Commercial | Miscellaneous | New | Office Equipment | Electric | Printer/Copier/Fax | E2 | RIM BC Ratio | 0 | 0 | 0 | 0 | 0 | 0 | 0 | 0 | 0 | 0 | 0 | 0 | 0 | 0 | 0 | 0 | 0 | 0 | 0 | 0 | 0 | 0 | 0 | 0 | 0 | 0 | 0 | 0 | 0 | 0
F5_Commercial_Miscellaneous_New_Office Equipment_Electric_Printer/Copier/Fax_E3 | F5 | Commercial | Miscellaneous | New | Office Equipment | Electric | Printer/Copier/Fax | E3 | RIM BC Ratio | 0 | 0 | 0 | 0 | 0 | 0 | 0 | 0 | 0 | 0 | 0 | 0 | 0 | 0 | 0 | 0 | 0 | 0 | 0 | 0 | 0 | 0 | 0 | 0 | 0 | 0 | 0 | 0 | 0 | 0
F5_Commercial_Miscellaneous_New_Office Equipment_Electric_Printer/Copier/Fax_E4 | F5 | Commercial | Miscellaneous | New | Office Equipment | Electric | Printer/Copier/Fax | E4 | RIM BC Ratio | 0 | 0 | 0 | 0 | 0 | 0 | 0 | 0 | 0 | 0 | 0 | 0 | 0 | 0 | 0 | 0 | 0 | 0 | 0 | 0 | 0 | 0 | 0 | 0 | 0 | 0 | 0 | 0 | 0 | 0
F5_Commercial_Miscellaneous_New_Office Equipment_Electric_Printer/Copier/Fax_E5 | F5 | Commercial | Miscellaneous | New | Office Equipment | Electric | Printer/Copier/Fax | E5 | RIM BC Ratio | 0 | 0 | 0 | 0 | 0 | 0 | 0 | 0 | 0 | 0 | 0 | 0 | 0 | 0 | 0 | 0 | 0 | 0 | 0 | 0 | 0 | 0 | 0 | 0 | 0 | 0 | 0 | 0 | 0 | 0
F5_Commercial_Miscellaneous_New_Office Equipment_Electric_Printer/Copier/Fax_E6 | F5 | Commercial | Miscellaneous | New | Office Equipment | Electric | Printer/Copier/Fax | E6 | RIM BC Ratio | 0 | 0 | 0 | 0 | 0 | 0 | 0 | 0 | 0 | 0 | 0 | 0 | 0 | 0 | 0 | 0 | 0 | 0 | 0 | 0 | 0 | 0 | 0 | 0 | 0 | 0 | 0 | 0 | 0 | 0
F5_Commercial_Miscellaneous_New_Office Equipment_Electric_Printer/Copier/Fax_E7 | F5 | Commercial | Miscellaneous | New | Office Equipment | Electric | Printer/Copier/Fax | E7 | RIM BC Ratio | 0 | 0 | 0 | 0 | 0 | 0 | 0 | 0 | 0 | 0 | 0 | 0 | 0 | 0 | 0 | 0 | 0 | 0 | 0 | 0 | 0 | 0 | 0 | 0 | 0 | 0 | 0 | 0 | 0 | 0
F5_Commercial_Miscellaneous_New_Office Equipment_Electric_Printer/Copier/Fax_E8 | F5 | Commercial | Miscellaneous | New | Office Equipment | Electric | Printer/Copier/Fax | E8 | RIM BC Ratio | 0 | 0 | 0 | 0 | 0 | 0 | 0 | 0 | 0 | 0 | 0 | 0 | 0 | 0 | 0 | 0 | 0 | 0 | 0 | 0 | 0 | 0 | 0 | 0 | 0 | 0 | 0 | 0 | 0 | 0
F5_Commercial_Miscellaneous_New_Office Equipment_Electric_Printer/Copier/Fax_E9 | F5 | Commercial | Miscellaneous | New | Office Equipment | Electric | Printer/Copier/Fax | E9 | RIM BC Ratio | 0 | 0 | 0 | 0 | 0 | 0 | 0 | 0 | 0 | 0 | 0 | 0 | 0 | 0 | 0 | 0 | 0 | 0 | 0 | 0 | 0 | 0 | 0 | 0 | 0 | 0 | 0 | 0 | 0 | 0
F5_Commercial_Miscellaneous_New_Office Equipment_Electric_Printer/Copier/Fax_E10 | F5 | Commercial | Miscellaneous | New | Office Equipment | Electric | Printer/Copier/Fax | E10 | RIM BC Ratio | 0 | 0 | 0 | 0 | 0 | 0 | 0 | 0 | 0 | 0 | 0 | 0 | 0 | 0 | 0 | 0 | 0 | 0 | 0 | 0 | 0 | 0 | 0 | 0 | 0 | 0 | 0 | 0 | 0 | 0
F0_Commercial_Miscellaneous_New_Office Equipment_Electric_POS Terminal_E0 | F0 | Commercial | Miscellaneous | New | Office Equipment | Electric | POS Terminal | E0 | Economic Unit | 0 | 0 | 0 | 0 | 0 | 0 | 0 | 0 | 0 | 0 | 0 | 0 | 0 | 0 | 0 | 0 | 0 | 0 | 0 | 0 | 0 | 0 | 0 | 0 | 0 | 0 | 0 | 0 | 0 | 0
F1_Commercial_Miscellaneous_New_Office Equipment_Electric_POS Terminal_E1 | F1 | Commercial | Miscellaneous | New | Office Equipment | Electric | POS Terminal | E1 | CCE | 0 | 0 | 0 | 0 | 0 | 0 | 0 | 0 | 0 | 0 | 0 | 0 | 0 | 0 | 0 | 0 | 0 | 0 | 0 | 0 | 0 | 0 | 0 | 0 | 0 | 0 | 0 | 0 | 0 | 0
F1_Commercial_Miscellaneous_New_Office Equipment_Electric_POS Terminal_E2 | F1 | Commercial | Miscellaneous | New | Office Equipment | Electric | POS Terminal | E2 | CCE | 0 | 0 | 0 | 0 | 0 | 0 | 0 | 0 | 0 | 0 | 0 | 0 | 0 | 0 | 0 | 0 | 0 | 0 | 0 | 0 | 0 | 0 | 0 | 0 | 0 | 0 | 0 | 0 | 0 | 0
F1_Commercial_Miscellaneous_New_Office Equipment_Electric_POS Terminal_E3 | F1 | Commercial | Miscellaneous | New | Office Equipment | Electric | POS Terminal | E3 | CCE | 0 | 0 | 0 | 0 | 0 | 0 | 0 | 0 | 0 | 0 | 0 | 0 | 0 | 0 | 0 | 0 | 0 | 0 | 0 | 0 | 0 | 0 | 0 | 0 | 0 | 0 | 0 | 0 | 0 | 0
F1_Commercial_Miscellaneous_New_Office Equipment_Electric_POS Terminal_E4 | F1 | Commercial | Miscellaneous | New | Office Equipment | Electric | POS Terminal | E4 | CCE | 0 | 0 | 0 | 0 | 0 | 0 | 0 | 0 | 0 | 0 | 0 | 0 | 0 | 0 | 0 | 0 | 0 | 0 | 0 | 0 | 0 | 0 | 0 | 0 | 0 | 0 | 0 | 0 | 0 | 0
F1_Commercial_Miscellaneous_New_Office Equipment_Electric_POS Terminal_E5 | F1 | Commercial | Miscellaneous | New | Office Equipment | Electric | POS Terminal | E5 | CCE | 0 | 0 | 0 | 0 | 0 | 0 | 0 | 0 | 0 | 0 | 0 | 0 | 0 | 0 | 0 | 0 | 0 | 0 | 0 | 0 | 0 | 0 | 0 | 0 | 0 | 0 | 0 | 0 | 0 | 0
F1_Commercial_Miscellaneous_New_Office Equipment_Electric_POS Terminal_E6 | F1 | Commercial | Miscellaneous | New | Office Equipment | Electric | POS Terminal | E6 | CCE | 0 | 0 | 0 | 0 | 0 | 0 | 0 | 0 | 0 | 0 | 0 | 0 | 0 | 0 | 0 | 0 | 0 | 0 | 0 | 0 | 0 | 0 | 0 | 0 | 0 | 0 | 0 | 0 | 0 | 0
F1_Commercial_Miscellaneous_New_Office Equipment_Electric_POS Terminal_E7 | F1 | Commercial | Miscellaneous | New | Office Equipment | Electric | POS Terminal | E7 | CCE | 0 | 0 | 0 | 0 | 0 | 0 | 0 | 0 | 0 | 0 | 0 | 0 | 0 | 0 | 0 | 0 | 0 | 0 | 0 | 0 | 0 | 0 | 0 | 0 | 0 | 0 | 0 | 0 | 0 | 0
F1_Commercial_Miscellaneous_New_Office Equipment_Electric_POS Terminal_E8 | F1 | Commercial | Miscellaneous | New | Office Equipment | Electric | POS Terminal | E8 | CCE | 0 | 0 | 0 | 0 | 0 | 0 | 0 | 0 | 0 | 0 | 0 | 0 | 0 | 0 | 0 | 0 | 0 | 0 | 0 | 0 | 0 | 0 | 0 | 0 | 0 | 0 | 0 | 0 | 0 | 0
F1_Commercial_Miscellaneous_New_Office Equipment_Electric_POS Terminal_E9 | F1 | Commercial | Miscellaneous | New | Office Equipment | Electric | POS Terminal | E9 | CCE | 0 | 0 | 0 | 0 | 0 | 0 | 0 | 0 | 0 | 0 | 0 | 0 | 0 | 0 | 0 | 0 | 0 | 0 | 0 | 0 | 0 | 0 | 0 | 0 | 0 | 0 | 0 | 0 | 0 | 0
F1_Commercial_Miscellaneous_New_Office Equipment_Electric_POS Terminal_E10 | F1 | Commercial | Miscellaneous | New | Office Equipment | Electric | POS Terminal | E10 | CCE | 0 | 0 | 0 | 0 | 0 | 0 | 0 | 0 | 0 | 0 | 0 | 0 | 0 | 0 | 0 | 0 | 0 | 0 | 0 | 0 | 0 | 0 | 0 | 0 | 0 | 0 | 0 | 0 | 0 | 0
F2_Commercial_Miscellaneous_New_Office Equipment_Electric_POS Terminal_E1 | F2 | Commercial | Miscellaneous | New | Office Equipment | Electric | POS Terminal | E1 | TRC BC Ratio | 0 | 0 | 0 | 0 | 0 | 0 | 0 | 0 | 0 | 0 | 0 | 0 | 0 | 0 | 0 | 0 | 0 | 0 | 0 | 0 | 0 | 0 | 0 | 0 | 0 | 0 | 0 | 0 | 0 | 0
F2_Commercial_Miscellaneous_New_Office Equipment_Electric_POS Terminal_E2 | F2 | Commercial | Miscellaneous | New | Office Equipment | Electric | POS Terminal | E2 | TRC BC Ratio | 0 | 0 | 0 | 0 | 0 | 0 | 0 | 0 | 0 | 0 | 0 | 0 | 0 | 0 | 0 | 0 | 0 | 0 | 0 | 0 | 0 | 0 | 0 | 0 | 0 | 0 | 0 | 0 | 0 | 0
F2_Commercial_Miscellaneous_New_Office Equipment_Electric_POS Terminal_E3 | F2 | Commercial | Miscellaneous | New | Office Equipment | Electric | POS Terminal | E3 | TRC BC Ratio | 0 | 0 | 0 | 0 | 0 | 0 | 0 | 0 | 0 | 0 | 0 | 0 | 0 | 0 | 0 | 0 | 0 | 0 | 0 | 0 | 0 | 0 | 0 | 0 | 0 | 0 | 0 | 0 | 0 | 0
F2_Commercial_Miscellaneous_New_Office Equipment_Electric_POS Terminal_E4 | F2 | Commercial | Miscellaneous | New | Office Equipment | Electric | POS Terminal | E4 | TRC BC Ratio | 0 | 0 | 0 | 0 | 0 | 0 | 0 | 0 | 0 | 0 | 0 | 0 | 0 | 0 | 0 | 0 | 0 | 0 | 0 | 0 | 0 | 0 | 0 | 0 | 0 | 0 | 0 | 0 | 0 | 0
F2_Commercial_Miscellaneous_New_Office Equipment_Electric_POS Terminal_E5 | F2 | Commercial | Miscellaneous | New | Office Equipment | Electric | POS Terminal | E5 | TRC BC Ratio | 0 | 0 | 0 | 0 | 0 | 0 | 0 | 0 | 0 | 0 | 0 | 0 | 0 | 0 | 0 | 0 | 0 | 0 | 0 | 0 | 0 | 0 | 0 | 0 | 0 | 0 | 0 | 0 | 0 | 0
F2_Commercial_Miscellaneous_New_Office Equipment_Electric_POS Terminal_E6 | F2 | Commercial | Miscellaneous | New | Office Equipment | Electric | POS Terminal | E6 | TRC BC Ratio | 0 | 0 | 0 | 0 | 0 | 0 | 0 | 0 | 0 | 0 | 0 | 0 | 0 | 0 | 0 | 0 | 0 | 0 | 0 | 0 | 0 | 0 | 0 | 0 | 0 | 0 | 0 | 0 | 0 | 0
F2_Commercial_Miscellaneous_New_Office Equipment_Electric_POS Terminal_E7 | F2 | Commercial | Miscellaneous | New | Office Equipment | Electric | POS Terminal | E7 | TRC BC Ratio | 0 | 0 | 0 | 0 | 0 | 0 | 0 | 0 | 0 | 0 | 0 | 0 | 0 | 0 | 0 | 0 | 0 | 0 | 0 | 0 | 0 | 0 | 0 | 0 | 0 | 0 | 0 | 0 | 0 | 0
F2_Commercial_Miscellaneous_New_Office Equipment_Electric_POS Terminal_E8 | F2 | Commercial | Miscellaneous | New | Office Equipment | Electric | POS Terminal | E8 | TRC BC Ratio | 0 | 0 | 0 | 0 | 0 | 0 | 0 | 0 | 0 | 0 | 0 | 0 | 0 | 0 | 0 | 0 | 0 | 0 | 0 | 0 | 0 | 0 | 0 | 0 | 0 | 0 | 0 | 0 | 0 | 0
F2_Commercial_Miscellaneous_New_Office Equipment_Electric_POS Terminal_E9 | F2 | Commercial | Miscellaneous | New | Office Equipment | Electric | POS Terminal | E9 | TRC BC Ratio | 0 | 0 | 0 | 0 | 0 | 0 | 0 | 0 | 0 | 0 | 0 | 0 | 0 | 0 | 0 | 0 | 0 | 0 | 0 | 0 | 0 | 0 | 0 | 0 | 0 | 0 | 0 | 0 | 0 | 0
F2_Commercial_Miscellaneous_New_Office Equipment_Electric_POS Terminal_E10 | F2 | Commercial | Miscellaneous | New | Office Equipment | Electric | POS Terminal | E10 | TRC BC Ratio | 0 | 0 | 0 | 0 | 0 | 0 | 0 | 0 | 0 | 0 | 0 | 0 | 0 | 0 | 0 | 0 | 0 | 0 | 0 | 0 | 0 | 0 | 0 | 0 | 0 | 0 | 0 | 0 | 0 | 0
F3_Commercial_Miscellaneous_New_Office Equipment_Electric_POS Terminal_E1 | F3 | Commercial | Miscellaneous | New | Office Equipment | Electric | POS Terminal | E1 | PACT BC Ratio | 0 | 0 | 0 | 0 | 0 | 0 | 0 | 0 | 0 | 0 | 0 | 0 | 0 | 0 | 0 | 0 | 0 | 0 | 0 | 0 | 0 | 0 | 0 | 0 | 0 | 0 | 0 | 0 | 0 | 0
F3_Commercial_Miscellaneous_New_Office Equipment_Electric_POS Terminal_E2 | F3 | Commercial | Miscellaneous | New | Office Equipment | Electric | POS Terminal | E2 | PACT BC Ratio | 0 | 0 | 0 | 0 | 0 | 0 | 0 | 0 | 0 | 0 | 0 | 0 | 0 | 0 | 0 | 0 | 0 | 0 | 0 | 0 | 0 | 0 | 0 | 0 | 0 | 0 | 0 | 0 | 0 | 0
F3_Commercial_Miscellaneous_New_Office Equipment_Electric_POS Terminal_E3 | F3 | Commercial | Miscellaneous | New | Office Equipment | Electric | POS Terminal | E3 | PACT BC Ratio | 0 | 0 | 0 | 0 | 0 | 0 | 0 | 0 | 0 | 0 | 0 | 0 | 0 | 0 | 0 | 0 | 0 | 0 | 0 | 0 | 0 | 0 | 0 | 0 | 0 | 0 | 0 | 0 | 0 | 0
F3_Commercial_Miscellaneous_New_Office Equipment_Electric_POS Terminal_E4 | F3 | Commercial | Miscellaneous | New | Office Equipment | Electric | POS Terminal | E4 | PACT BC Ratio | 0 | 0 | 0 | 0 | 0 | 0 | 0 | 0 | 0 | 0 | 0 | 0 | 0 | 0 | 0 | 0 | 0 | 0 | 0 | 0 | 0 | 0 | 0 | 0 | 0 | 0 | 0 | 0 | 0 | 0
F3_Commercial_Miscellaneous_New_Office Equipment_Electric_POS Terminal_E5 | F3 | Commercial | Miscellaneous | New | Office Equipment | Electric | POS Terminal | E5 | PACT BC Ratio | 0 | 0 | 0 | 0 | 0 | 0 | 0 | 0 | 0 | 0 | 0 | 0 | 0 | 0 | 0 | 0 | 0 | 0 | 0 | 0 | 0 | 0 | 0 | 0 | 0 | 0 | 0 | 0 | 0 | 0
F3_Commercial_Miscellaneous_New_Office Equipment_Electric_POS Terminal_E6 | F3 | Commercial | Miscellaneous | New | Office Equipment | Electric | POS Terminal | E6 | PACT BC Ratio | 0 | 0 | 0 | 0 | 0 | 0 | 0 | 0 | 0 | 0 | 0 | 0 | 0 | 0 | 0 | 0 | 0 | 0 | 0 | 0 | 0 | 0 | 0 | 0 | 0 | 0 | 0 | 0 | 0 | 0
F3_Commercial_Miscellaneous_New_Office Equipment_Electric_POS Terminal_E7 | F3 | Commercial | Miscellaneous | New | Office Equipment | Electric | POS Terminal | E7 | PACT BC Ratio | 0 | 0 | 0 | 0 | 0 | 0 | 0 | 0 | 0 | 0 | 0 | 0 | 0 | 0 | 0 | 0 | 0 | 0 | 0 | 0 | 0 | 0 | 0 | 0 | 0 | 0 | 0 | 0 | 0 | 0
F3_Commercial_Miscellaneous_New_Office Equipment_Electric_POS Terminal_E8 | F3 | Commercial | Miscellaneous | New | Office Equipment | Electric | POS Terminal | E8 | PACT BC Ratio | 0 | 0 | 0 | 0 | 0 | 0 | 0 | 0 | 0 | 0 | 0 | 0 | 0 | 0 | 0 | 0 | 0 | 0 | 0 | 0 | 0 | 0 | 0 | 0 | 0 | 0 | 0 | 0 | 0 | 0
F3_Commercial_Miscellaneous_New_Office Equipment_Electric_POS Terminal_E9 | F3 | Commercial | Miscellaneous | New | Office Equipment | Electric | POS Terminal | E9 | PACT BC Ratio | 0 | 0 | 0 | 0 | 0 | 0 | 0 | 0 | 0 | 0 | 0 | 0 | 0 | 0 | 0 | 0 | 0 | 0 | 0 | 0 | 0 | 0 | 0 | 0 | 0 | 0 | 0 | 0 | 0 | 0
F3_Commercial_Miscellaneous_New_Office Equipment_Electric_POS Terminal_E10 | F3 | Commercial | Miscellaneous | New | Office Equipment | Electric | POS Terminal | E10 | PACT BC Ratio | 0 | 0 | 0 | 0 | 0 | 0 | 0 | 0 | 0 | 0 | 0 | 0 | 0 | 0 | 0 | 0 | 0 | 0 | 0 | 0 | 0 | 0 | 0 | 0 | 0 | 0 | 0 | 0 | 0 | 0
F4_Commercial_Miscellaneous_New_Office Equipment_Electric_POS Terminal_E1 | F4 | Commercial | Miscellaneous | New | Office Equipment | Electric | POS Terminal | E1 | RVT BC Ratio | 0 | 0 | 0 | 0 | 0 | 0 | 0 | 0 | 0 | 0 | 0 | 0 | 0 | 0 | 0 | 0 | 0 | 0 | 0 | 0 | 0 | 0 | 0 | 0 | 0 | 0 | 0 | 0 | 0 | 0
F4_Commercial_Miscellaneous_New_Office Equipment_Electric_POS Terminal_E2 | F4 | Commercial | Miscellaneous | New | Office Equipment | Electric | POS Terminal | E2 | RVT BC Ratio | 0 | 0 | 0 | 0 | 0 | 0 | 0 | 0 | 0 | 0 | 0 | 0 | 0 | 0 | 0 | 0 | 0 | 0 | 0 | 0 | 0 | 0 | 0 | 0 | 0 | 0 | 0 | 0 | 0 | 0
F4_Commercial_Miscellaneous_New_Office Equipment_Electric_POS Terminal_E3 | F4 | Commercial | Miscellaneous | New | Office Equipment | Electric | POS Terminal | E3 | RVT BC Ratio | 0 | 0 | 0 | 0 | 0 | 0 | 0 | 0 | 0 | 0 | 0 | 0 | 0 | 0 | 0 | 0 | 0 | 0 | 0 | 0 | 0 | 0 | 0 | 0 | 0 | 0 | 0 | 0 | 0 | 0
F4_Commercial_Miscellaneous_New_Office Equipment_Electric_POS Terminal_E4 | F4 | Commercial | Miscellaneous | New | Office Equipment | Electric | POS Terminal | E4 | RVT BC Ratio | 0 | 0 | 0 | 0 | 0 | 0 | 0 | 0 | 0 | 0 | 0 | 0 | 0 | 0 | 0 | 0 | 0 | 0 | 0 | 0 | 0 | 0 | 0 | 0 | 0 | 0 | 0 | 0 | 0 | 0
F4_Commercial_Miscellaneous_New_Office Equipment_Electric_POS Terminal_E5 | F4 | Commercial | Miscellaneous | New | Office Equipment | Electric | POS Terminal | E5 | RVT BC Ratio | 0 | 0 | 0 | 0 | 0 | 0 | 0 | 0 | 0 | 0 | 0 | 0 | 0 | 0 | 0 | 0 | 0 | 0 | 0 | 0 | 0 | 0 | 0 | 0 | 0 | 0 | 0 | 0 | 0 | 0
F4_Commercial_Miscellaneous_New_Office Equipment_Electric_POS Terminal_E6 | F4 | Commercial | Miscellaneous | New | Office Equipment | Electric | POS Terminal | E6 | RVT BC Ratio | 0 | 0 | 0 | 0 | 0 | 0 | 0 | 0 | 0 | 0 | 0 | 0 | 0 | 0 | 0 | 0 | 0 | 0 | 0 | 0 | 0 | 0 | 0 | 0 | 0 | 0 | 0 | 0 | 0 | 0
F4_Commercial_Miscellaneous_New_Office Equipment_Electric_POS Terminal_E7 | F4 | Commercial | Miscellaneous | New | Office Equipment | Electric | POS Terminal | E7 | RVT BC Ratio | 0 | 0 | 0 | 0 | 0 | 0 | 0 | 0 | 0 | 0 | 0 | 0 | 0 | 0 | 0 | 0 | 0 | 0 | 0 | 0 | 0 | 0 | 0 | 0 | 0 | 0 | 0 | 0 | 0 | 0
F4_Commercial_Miscellaneous_New_Office Equipment_Electric_POS Terminal_E8 | F4 | Commercial | Miscellaneous | New | Office Equipment | Electric | POS Terminal | E8 | RVT BC Ratio | 0 | 0 | 0 | 0 | 0 | 0 | 0 | 0 | 0 | 0 | 0 | 0 | 0 | 0 | 0 | 0 | 0 | 0 | 0 | 0 | 0 | 0 | 0 | 0 | 0 | 0 | 0 | 0 | 0 | 0
F4_Commercial_Miscellaneous_New_Office Equipment_Electric_POS Terminal_E9 | F4 | Commercial | Miscellaneous | New | Office Equipment | Electric | POS Terminal | E9 | RVT BC Ratio | 0 | 0 | 0 | 0 | 0 | 0 | 0 | 0 | 0 | 0 | 0 | 0 | 0 | 0 | 0 | 0 | 0 | 0 | 0 | 0 | 0 | 0 | 0 | 0 | 0 | 0 | 0 | 0 | 0 | 0
F4_Commercial_Miscellaneous_New_Office Equipment_Electric_POS Terminal_E10 | F4 | Commercial | Miscellaneous | New | Office Equipment | Electric | POS Terminal | E10 | RVT BC Ratio | 0 | 0 | 0 | 0 | 0 | 0 | 0 | 0 | 0 | 0 | 0 | 0 | 0 | 0 | 0 | 0 | 0 | 0 | 0 | 0 | 0 | 0 | 0 | 0 | 0 | 0 | 0 | 0 | 0 | 0
F5_Commercial_Miscellaneous_New_Office Equipment_Electric_POS Terminal_E1 | F5 | Commercial | Miscellaneous | New | Office Equipment | Electric | POS Terminal | E1 | RIM BC Ratio | 0 | 0 | 0 | 0 | 0 | 0 | 0 | 0 | 0 | 0 | 0 | 0 | 0 | 0 | 0 | 0 | 0 | 0 | 0 | 0 | 0 | 0 | 0 | 0 | 0 | 0 | 0 | 0 | 0 | 0
F5_Commercial_Miscellaneous_New_Office Equipment_Electric_POS Terminal_E2 | F5 | Commercial | Miscellaneous | New | Office Equipment | Electric | POS Terminal | E2 | RIM BC Ratio | 0 | 0 | 0 | 0 | 0 | 0 | 0 | 0 | 0 | 0 | 0 | 0 | 0 | 0 | 0 | 0 | 0 | 0 | 0 | 0 | 0 | 0 | 0 | 0 | 0 | 0 | 0 | 0 | 0 | 0
F5_Commercial_Miscellaneous_New_Office Equipment_Electric_POS Terminal_E3 | F5 | Commercial | Miscellaneous | New | Office Equipment | Electric | POS Terminal | E3 | RIM BC Ratio | 0 | 0 | 0 | 0 | 0 | 0 | 0 | 0 | 0 | 0 | 0 | 0 | 0 | 0 | 0 | 0 | 0 | 0 | 0 | 0 | 0 | 0 | 0 | 0 | 0 | 0 | 0 | 0 | 0 | 0
F5_Commercial_Miscellaneous_New_Office Equipment_Electric_POS Terminal_E4 | F5 | Commercial | Miscellaneous | New | Office Equipment | Electric | POS Terminal | E4 | RIM BC Ratio | 0 | 0 | 0 | 0 | 0 | 0 | 0 | 0 | 0 | 0 | 0 | 0 | 0 | 0 | 0 | 0 | 0 | 0 | 0 | 0 | 0 | 0 | 0 | 0 | 0 | 0 | 0 | 0 | 0 | 0
F5_Commercial_Miscellaneous_New_Office Equipment_Electric_POS Terminal_E5 | F5 | Commercial | Miscellaneous | New | Office Equipment | Electric | POS Terminal | E5 | RIM BC Ratio | 0 | 0 | 0 | 0 | 0 | 0 | 0 | 0 | 0 | 0 | 0 | 0 | 0 | 0 | 0 | 0 | 0 | 0 | 0 | 0 | 0 | 0 | 0 | 0 | 0 | 0 | 0 | 0 | 0 | 0
F5_Commercial_Miscellaneous_New_Office Equipment_Electric_POS Terminal_E6 | F5 | Commercial | Miscellaneous | New | Office Equipment | Electric | POS Terminal | E6 | RIM BC Ratio | 0 | 0 | 0 | 0 | 0 | 0 | 0 | 0 | 0 | 0 | 0 | 0 | 0 | 0 | 0 | 0 | 0 | 0 | 0 | 0 | 0 | 0 | 0 | 0 | 0 | 0 | 0 | 0 | 0 | 0
F5_Commercial_Miscellaneous_New_Office Equipment_Electric_POS Terminal_E7 | F5 | Commercial | Miscellaneous | New | Office Equipment | Electric | POS Terminal | E7 | RIM BC Ratio | 0 | 0 | 0 | 0 | 0 | 0 | 0 | 0 | 0 | 0 | 0 | 0 | 0 | 0 | 0 | 0 | 0 | 0 | 0 | 0 | 0 | 0 | 0 | 0 | 0 | 0 | 0 | 0 | 0 | 0
F5_Commercial_Miscellaneous_New_Office Equipment_Electric_POS Terminal_E8 | F5 | Commercial | Miscellaneous | New | Office Equipment | Electric | POS Terminal | E8 | RIM BC Ratio | 0 | 0 | 0 | 0 | 0 | 0 | 0 | 0 | 0 | 0 | 0 | 0 | 0 | 0 | 0 | 0 | 0 | 0 | 0 | 0 | 0 | 0 | 0 | 0 | 0 | 0 | 0 | 0 | 0 | 0
F5_Commercial_Miscellaneous_New_Office Equipment_Electric_POS Terminal_E9 | F5 | Commercial | Miscellaneous | New | Office Equipment | Electric | POS Terminal | E9 | RIM BC Ratio | 0 | 0 | 0 | 0 | 0 | 0 | 0 | 0 | 0 | 0 | 0 | 0 | 0 | 0 | 0 | 0 | 0 | 0 | 0 | 0 | 0 | 0 | 0 | 0 | 0 | 0 | 0 | 0 | 0 | 0
F5_Commercial_Miscellaneous_New_Office Equipment_Electric_POS Terminal_E10 | F5 | Commercial | Miscellaneous | New | Office Equipment | Electric | POS Terminal | E10 | RIM BC Ratio | 0 | 0 | 0 | 0 | 0 | 0 | 0 | 0 | 0 | 0 | 0 | 0 | 0 | 0 | 0 | 0 | 0 | 0 | 0 | 0 | 0 | 0 | 0 | 0 | 0 | 0 | 0 | 0 | 0 | 0
F0_Commercial_Miscellaneous_New_Miscellaneous_Electric_Non-HVAC Motors_E0 | F0 | Commercial | Miscellaneous | New | Miscellaneous | Electric | Non-HVAC Motors | E0 | Economic Unit | 0 | 0 | 0 | 0 | 0 | 0 | 0 | 0 | 0 | 0 | 0 | 0 | 0 | 0 | 0 | 0 | 0 | 0 | 0 | 0 | 0 | 0 | 0 | 0 | 0 | 0 | 0 | 0 | 0 | 0
F1_Commercial_Miscellaneous_New_Miscellaneous_Electric_Non-HVAC Motors_E1 | F1 | Commercial | Miscellaneous | New | Miscellaneous | Electric | Non-HVAC Motors | E1 | CCE | 0 | 0 | 0 | 0 | 0 | 0 | 0 | 0 | 0 | 0 | 0 | 0 | 0 | 0 | 0 | 0 | 0 | 0 | 0 | 0 | 0 | 0 | 0 | 0 | 0 | 0 | 0 | 0 | 0 | 0
F1_Commercial_Miscellaneous_New_Miscellaneous_Electric_Non-HVAC Motors_E2 | F1 | Commercial | Miscellaneous | New | Miscellaneous | Electric | Non-HVAC Motors | E2 | CCE | 0 | 0 | 0 | 0 | 0 | 0 | 0 | 0 | 0 | 0 | 0 | 0 | 0 | 0 | 0 | 0 | 0 | 0 | 0 | 0 | 0 | 0 | 0 | 0 | 0 | 0 | 0 | 0 | 0 | 0
F1_Commercial_Miscellaneous_New_Miscellaneous_Electric_Non-HVAC Motors_E3 | F1 | Commercial | Miscellaneous | New | Miscellaneous | Electric | Non-HVAC Motors | E3 | CCE | 0 | 0 | 0 | 0 | 0 | 0 | 0 | 0 | 0 | 0 | 0 | 0 | 0 | 0 | 0 | 0 | 0 | 0 | 0 | 0 | 0 | 0 | 0 | 0 | 0 | 0 | 0 | 0 | 0 | 0
F1_Commercial_Miscellaneous_New_Miscellaneous_Electric_Non-HVAC Motors_E4 | F1 | Commercial | Miscellaneous | New | Miscellaneous | Electric | Non-HVAC Motors | E4 | CCE | 0 | 0 | 0 | 0 | 0 | 0 | 0 | 0 | 0 | 0 | 0 | 0 | 0 | 0 | 0 | 0 | 0 | 0 | 0 | 0 | 0 | 0 | 0 | 0 | 0 | 0 | 0 | 0 | 0 | 0
F1_Commercial_Miscellaneous_New_Miscellaneous_Electric_Non-HVAC Motors_E5 | F1 | Commercial | Miscellaneous | New | Miscellaneous | Electric | Non-HVAC Motors | E5 | CCE | 0 | 0 | 0 | 0 | 0 | 0 | 0 | 0 | 0 | 0 | 0 | 0 | 0 | 0 | 0 | 0 | 0 | 0 | 0 | 0 | 0 | 0 | 0 | 0 | 0 | 0 | 0 | 0 | 0 | 0
F1_Commercial_Miscellaneous_New_Miscellaneous_Electric_Non-HVAC Motors_E6 | F1 | Commercial | Miscellaneous | New | Miscellaneous | Electric | Non-HVAC Motors | E6 | CCE | 0 | 0 | 0 | 0 | 0 | 0 | 0 | 0 | 0 | 0 | 0 | 0 | 0 | 0 | 0 | 0 | 0 | 0 | 0 | 0 | 0 | 0 | 0 | 0 | 0 | 0 | 0 | 0 | 0 | 0
F1_Commercial_Miscellaneous_New_Miscellaneous_Electric_Non-HVAC Motors_E7 | F1 | Commercial | Miscellaneous | New | Miscellaneous | Electric | Non-HVAC Motors | E7 | CCE | 0 | 0 | 0 | 0 | 0 | 0 | 0 | 0 | 0 | 0 | 0 | 0 | 0 | 0 | 0 | 0 | 0 | 0 | 0 | 0 | 0 | 0 | 0 | 0 | 0 | 0 | 0 | 0 | 0 | 0
F1_Commercial_Miscellaneous_New_Miscellaneous_Electric_Non-HVAC Motors_E8 | F1 | Commercial | Miscellaneous | New | Miscellaneous | Electric | Non-HVAC Motors | E8 | CCE | 0 | 0 | 0 | 0 | 0 | 0 | 0 | 0 | 0 | 0 | 0 | 0 | 0 | 0 | 0 | 0 | 0 | 0 | 0 | 0 | 0 | 0 | 0 | 0 | 0 | 0 | 0 | 0 | 0 | 0
F1_Commercial_Miscellaneous_New_Miscellaneous_Electric_Non-HVAC Motors_E9 | F1 | Commercial | Miscellaneous | New | Miscellaneous | Electric | Non-HVAC Motors | E9 | CCE | 0 | 0 | 0 | 0 | 0 | 0 | 0 | 0 | 0 | 0 | 0 | 0 | 0 | 0 | 0 | 0 | 0 | 0 | 0 | 0 | 0 | 0 | 0 | 0 | 0 | 0 | 0 | 0 | 0 | 0
F1_Commercial_Miscellaneous_New_Miscellaneous_Electric_Non-HVAC Motors_E10 | F1 | Commercial | Miscellaneous | New | Miscellaneous | Electric | Non-HVAC Motors | E10 | CCE | 0 | 0 | 0 | 0 | 0 | 0 | 0 | 0 | 0 | 0 | 0 | 0 | 0 | 0 | 0 | 0 | 0 | 0 | 0 | 0 | 0 | 0 | 0 | 0 | 0 | 0 | 0 | 0 | 0 | 0
F2_Commercial_Miscellaneous_New_Miscellaneous_Electric_Non-HVAC Motors_E1 | F2 | Commercial | Miscellaneous | New | Miscellaneous | Electric | Non-HVAC Motors | E1 | TRC BC Ratio | 0 | 0 | 0 | 0 | 0 | 0 | 0 | 0 | 0 | 0 | 0 | 0 | 0 | 0 | 0 | 0 | 0 | 0 | 0 | 0 | 0 | 0 | 0 | 0 | 0 | 0 | 0 | 0 | 0 | 0
F2_Commercial_Miscellaneous_New_Miscellaneous_Electric_Non-HVAC Motors_E2 | F2 | Commercial | Miscellaneous | New | Miscellaneous | Electric | Non-HVAC Motors | E2 | TRC BC Ratio | 0 | 0 | 0 | 0 | 0 | 0 | 0 | 0 | 0 | 0 | 0 | 0 | 0 | 0 | 0 | 0 | 0 | 0 | 0 | 0 | 0 | 0 | 0 | 0 | 0 | 0 | 0 | 0 | 0 | 0
F2_Commercial_Miscellaneous_New_Miscellaneous_Electric_Non-HVAC Motors_E3 | F2 | Commercial | Miscellaneous | New | Miscellaneous | Electric | Non-HVAC Motors | E3 | TRC BC Ratio | 0 | 0 | 0 | 0 | 0 | 0 | 0 | 0 | 0 | 0 | 0 | 0 | 0 | 0 | 0 | 0 | 0 | 0 | 0 | 0 | 0 | 0 | 0 | 0 | 0 | 0 | 0 | 0 | 0 | 0
F2_Commercial_Miscellaneous_New_Miscellaneous_Electric_Non-HVAC Motors_E4 | F2 | Commercial | Miscellaneous | New | Miscellaneous | Electric | Non-HVAC Motors | E4 | TRC BC Ratio | 0 | 0 | 0 | 0 | 0 | 0 | 0 | 0 | 0 | 0 | 0 | 0 | 0 | 0 | 0 | 0 | 0 | 0 | 0 | 0 | 0 | 0 | 0 | 0 | 0 | 0 | 0 | 0 | 0 | 0
F2_Commercial_Miscellaneous_New_Miscellaneous_Electric_Non-HVAC Motors_E5 | F2 | Commercial | Miscellaneous | New | Miscellaneous | Electric | Non-HVAC Motors | E5 | TRC BC Ratio | 0 | 0 | 0 | 0 | 0 | 0 | 0 | 0 | 0 | 0 | 0 | 0 | 0 | 0 | 0 | 0 | 0 | 0 | 0 | 0 | 0 | 0 | 0 | 0 | 0 | 0 | 0 | 0 | 0 | 0
F2_Commercial_Miscellaneous_New_Miscellaneous_Electric_Non-HVAC Motors_E6 | F2 | Commercial | Miscellaneous | New | Miscellaneous | Electric | Non-HVAC Motors | E6 | TRC BC Ratio | 0 | 0 | 0 | 0 | 0 | 0 | 0 | 0 | 0 | 0 | 0 | 0 | 0 | 0 | 0 | 0 | 0 | 0 | 0 | 0 | 0 | 0 | 0 | 0 | 0 | 0 | 0 | 0 | 0 | 0
F2_Commercial_Miscellaneous_New_Miscellaneous_Electric_Non-HVAC Motors_E7 | F2 | Commercial | Miscellaneous | New | Miscellaneous | Electric | Non-HVAC Motors | E7 | TRC BC Ratio | 0 | 0 | 0 | 0 | 0 | 0 | 0 | 0 | 0 | 0 | 0 | 0 | 0 | 0 | 0 | 0 | 0 | 0 | 0 | 0 | 0 | 0 | 0 | 0 | 0 | 0 | 0 | 0 | 0 | 0
F2_Commercial_Miscellaneous_New_Miscellaneous_Electric_Non-HVAC Motors_E8 | F2 | Commercial | Miscellaneous | New | Miscellaneous | Electric | Non-HVAC Motors | E8 | TRC BC Ratio | 0 | 0 | 0 | 0 | 0 | 0 | 0 | 0 | 0 | 0 | 0 | 0 | 0 | 0 | 0 | 0 | 0 | 0 | 0 | 0 | 0 | 0 | 0 | 0 | 0 | 0 | 0 | 0 | 0 | 0
F2_Commercial_Miscellaneous_New_Miscellaneous_Electric_Non-HVAC Motors_E9 | F2 | Commercial | Miscellaneous | New | Miscellaneous | Electric | Non-HVAC Motors | E9 | TRC BC Ratio | 0 | 0 | 0 | 0 | 0 | 0 | 0 | 0 | 0 | 0 | 0 | 0 | 0 | 0 | 0 | 0 | 0 | 0 | 0 | 0 | 0 | 0 | 0 | 0 | 0 | 0 | 0 | 0 | 0 | 0
F2_Commercial_Miscellaneous_New_Miscellaneous_Electric_Non-HVAC Motors_E10 | F2 | Commercial | Miscellaneous | New | Miscellaneous | Electric | Non-HVAC Motors | E10 | TRC BC Ratio | 0 | 0 | 0 | 0 | 0 | 0 | 0 | 0 | 0 | 0 | 0 | 0 | 0 | 0 | 0 | 0 | 0 | 0 | 0 | 0 | 0 | 0 | 0 | 0 | 0 | 0 | 0 | 0 | 0 | 0
F3_Commercial_Miscellaneous_New_Miscellaneous_Electric_Non-HVAC Motors_E1 | F3 | Commercial | Miscellaneous | New | Miscellaneous | Electric | Non-HVAC Motors | E1 | PACT BC Ratio | 0 | 0 | 0 | 0 | 0 | 0 | 0 | 0 | 0 | 0 | 0 | 0 | 0 | 0 | 0 | 0 | 0 | 0 | 0 | 0 | 0 | 0 | 0 | 0 | 0 | 0 | 0 | 0 | 0 | 0
F3_Commercial_Miscellaneous_New_Miscellaneous_Electric_Non-HVAC Motors_E2 | F3 | Commercial | Miscellaneous | New | Miscellaneous | Electric | Non-HVAC Motors | E2 | PACT BC Ratio | 0 | 0 | 0 | 0 | 0 | 0 | 0 | 0 | 0 | 0 | 0 | 0 | 0 | 0 | 0 | 0 | 0 | 0 | 0 | 0 | 0 | 0 | 0 | 0 | 0 | 0 | 0 | 0 | 0 | 0
F3_Commercial_Miscellaneous_New_Miscellaneous_Electric_Non-HVAC Motors_E3 | F3 | Commercial | Miscellaneous | New | Miscellaneous | Electric | Non-HVAC Motors | E3 | PACT BC Ratio | 0 | 0 | 0 | 0 | 0 | 0 | 0 | 0 | 0 | 0 | 0 | 0 | 0 | 0 | 0 | 0 | 0 | 0 | 0 | 0 | 0 | 0 | 0 | 0 | 0 | 0 | 0 | 0 | 0 | 0
F3_Commercial_Miscellaneous_New_Miscellaneous_Electric_Non-HVAC Motors_E4 | F3 | Commercial | Miscellaneous | New | Miscellaneous | Electric | Non-HVAC Motors | E4 | PACT BC Ratio | 0 | 0 | 0 | 0 | 0 | 0 | 0 | 0 | 0 | 0 | 0 | 0 | 0 | 0 | 0 | 0 | 0 | 0 | 0 | 0 | 0 | 0 | 0 | 0 | 0 | 0 | 0 | 0 | 0 | 0
F3_Commercial_Miscellaneous_New_Miscellaneous_Electric_Non-HVAC Motors_E5 | F3 | Commercial | Miscellaneous | New | Miscellaneous | Electric | Non-HVAC Motors | E5 | PACT BC Ratio | 0 | 0 | 0 | 0 | 0 | 0 | 0 | 0 | 0 | 0 | 0 | 0 | 0 | 0 | 0 | 0 | 0 | 0 | 0 | 0 | 0 | 0 | 0 | 0 | 0 | 0 | 0 | 0 | 0 | 0
F3_Commercial_Miscellaneous_New_Miscellaneous_Electric_Non-HVAC Motors_E6 | F3 | Commercial | Miscellaneous | New | Miscellaneous | Electric | Non-HVAC Motors | E6 | PACT BC Ratio | 0 | 0 | 0 | 0 | 0 | 0 | 0 | 0 | 0 | 0 | 0 | 0 | 0 | 0 | 0 | 0 | 0 | 0 | 0 | 0 | 0 | 0 | 0 | 0 | 0 | 0 | 0 | 0 | 0 | 0
F3_Commercial_Miscellaneous_New_Miscellaneous_Electric_Non-HVAC Motors_E7 | F3 | Commercial | Miscellaneous | New | Miscellaneous | Electric | Non-HVAC Motors | E7 | PACT BC Ratio | 0 | 0 | 0 | 0 | 0 | 0 | 0 | 0 | 0 | 0 | 0 | 0 | 0 | 0 | 0 | 0 | 0 | 0 | 0 | 0 | 0 | 0 | 0 | 0 | 0 | 0 | 0 | 0 | 0 | 0
F3_Commercial_Miscellaneous_New_Miscellaneous_Electric_Non-HVAC Motors_E8 | F3 | Commercial | Miscellaneous | New | Miscellaneous | Electric | Non-HVAC Motors | E8 | PACT BC Ratio | 0 | 0 | 0 | 0 | 0 | 0 | 0 | 0 | 0 | 0 | 0 | 0 | 0 | 0 | 0 | 0 | 0 | 0 | 0 | 0 | 0 | 0 | 0 | 0 | 0 | 0 | 0 | 0 | 0 | 0
F3_Commercial_Miscellaneous_New_Miscellaneous_Electric_Non-HVAC Motors_E9 | F3 | Commercial | Miscellaneous | New | Miscellaneous | Electric | Non-HVAC Motors | E9 | PACT BC Ratio | 0 | 0 | 0 | 0 | 0 | 0 | 0 | 0 | 0 | 0 | 0 | 0 | 0 | 0 | 0 | 0 | 0 | 0 | 0 | 0 | 0 | 0 | 0 | 0 | 0 | 0 | 0 | 0 | 0 | 0
F3_Commercial_Miscellaneous_New_Miscellaneous_Electric_Non-HVAC Motors_E10 | F3 | Commercial | Miscellaneous | New | Miscellaneous | Electric | Non-HVAC Motors | E10 | PACT BC Ratio | 0 | 0 | 0 | 0 | 0 | 0 | 0 | 0 | 0 | 0 | 0 | 0 | 0 | 0 | 0 | 0 | 0 | 0 | 0 | 0 | 0 | 0 | 0 | 0 | 0 | 0 | 0 | 0 | 0 | 0
F4_Commercial_Miscellaneous_New_Miscellaneous_Electric_Non-HVAC Motors_E1 | F4 | Commercial | Miscellaneous | New | Miscellaneous | Electric | Non-HVAC Motors | E1 | RVT BC Ratio | 0 | 0 | 0 | 0 | 0 | 0 | 0 | 0 | 0 | 0 | 0 | 0 | 0 | 0 | 0 | 0 | 0 | 0 | 0 | 0 | 0 | 0 | 0 | 0 | 0 | 0 | 0 | 0 | 0 | 0
F4_Commercial_Miscellaneous_New_Miscellaneous_Electric_Non-HVAC Motors_E2 | F4 | Commercial | Miscellaneous | New | Miscellaneous | Electric | Non-HVAC Motors | E2 | RVT BC Ratio | 0 | 0 | 0 | 0 | 0 | 0 | 0 | 0 | 0 | 0 | 0 | 0 | 0 | 0 | 0 | 0 | 0 | 0 | 0 | 0 | 0 | 0 | 0 | 0 | 0 | 0 | 0 | 0 | 0 | 0
F4_Commercial_Miscellaneous_New_Miscellaneous_Electric_Non-HVAC Motors_E3 | F4 | Commercial | Miscellaneous | New | Miscellaneous | Electric | Non-HVAC Motors | E3 | RVT BC Ratio | 0 | 0 | 0 | 0 | 0 | 0 | 0 | 0 | 0 | 0 | 0 | 0 | 0 | 0 | 0 | 0 | 0 | 0 | 0 | 0 | 0 | 0 | 0 | 0 | 0 | 0 | 0 | 0 | 0 | 0
F4_Commercial_Miscellaneous_New_Miscellaneous_Electric_Non-HVAC Motors_E4 | F4 | Commercial | Miscellaneous | New | Miscellaneous | Electric | Non-HVAC Motors | E4 | RVT BC Ratio | 0 | 0 | 0 | 0 | 0 | 0 | 0 | 0 | 0 | 0 | 0 | 0 | 0 | 0 | 0 | 0 | 0 | 0 | 0 | 0 | 0 | 0 | 0 | 0 | 0 | 0 | 0 | 0 | 0 | 0
F4_Commercial_Miscellaneous_New_Miscellaneous_Electric_Non-HVAC Motors_E5 | F4 | Commercial | Miscellaneous | New | Miscellaneous | Electric | Non-HVAC Motors | E5 | RVT BC Ratio | 0 | 0 | 0 | 0 | 0 | 0 | 0 | 0 | 0 | 0 | 0 | 0 | 0 | 0 | 0 | 0 | 0 | 0 | 0 | 0 | 0 | 0 | 0 | 0 | 0 | 0 | 0 | 0 | 0 | 0
F4_Commercial_Miscellaneous_New_Miscellaneous_Electric_Non-HVAC Motors_E6 | F4 | Commercial | Miscellaneous | New | Miscellaneous | Electric | Non-HVAC Motors | E6 | RVT BC Ratio | 0 | 0 | 0 | 0 | 0 | 0 | 0 | 0 | 0 | 0 | 0 | 0 | 0 | 0 | 0 | 0 | 0 | 0 | 0 | 0 | 0 | 0 | 0 | 0 | 0 | 0 | 0 | 0 | 0 | 0
F4_Commercial_Miscellaneous_New_Miscellaneous_Electric_Non-HVAC Motors_E7 | F4 | Commercial | Miscellaneous | New | Miscellaneous | Electric | Non-HVAC Motors | E7 | RVT BC Ratio | 0 | 0 | 0 | 0 | 0 | 0 | 0 | 0 | 0 | 0 | 0 | 0 | 0 | 0 | 0 | 0 | 0 | 0 | 0 | 0 | 0 | 0 | 0 | 0 | 0 | 0 | 0 | 0 | 0 | 0
F4_Commercial_Miscellaneous_New_Miscellaneous_Electric_Non-HVAC Motors_E8 | F4 | Commercial | Miscellaneous | New | Miscellaneous | Electric | Non-HVAC Motors | E8 | RVT BC Ratio | 0 | 0 | 0 | 0 | 0 | 0 | 0 | 0 | 0 | 0 | 0 | 0 | 0 | 0 | 0 | 0 | 0 | 0 | 0 | 0 | 0 | 0 | 0 | 0 | 0 | 0 | 0 | 0 | 0 | 0
F4_Commercial_Miscellaneous_New_Miscellaneous_Electric_Non-HVAC Motors_E9 | F4 | Commercial | Miscellaneous | New | Miscellaneous | Electric | Non-HVAC Motors | E9 | RVT BC Ratio | 0 | 0 | 0 | 0 | 0 | 0 | 0 | 0 | 0 | 0 | 0 | 0 | 0 | 0 | 0 | 0 | 0 | 0 | 0 | 0 | 0 | 0 | 0 | 0 | 0 | 0 | 0 | 0 | 0 | 0
F4_Commercial_Miscellaneous_New_Miscellaneous_Electric_Non-HVAC Motors_E10 | F4 | Commercial | Miscellaneous | New | Miscellaneous | Electric | Non-HVAC Motors | E10 | RVT BC Ratio | 0 | 0 | 0 | 0 | 0 | 0 | 0 | 0 | 0 | 0 | 0 | 0 | 0 | 0 | 0 | 0 | 0 | 0 | 0 | 0 | 0 | 0 | 0 | 0 | 0 | 0 | 0 | 0 | 0 | 0
F5_Commercial_Miscellaneous_New_Miscellaneous_Electric_Non-HVAC Motors_E1 | F5 | Commercial | Miscellaneous | New | Miscellaneous | Electric | Non-HVAC Motors | E1 | RIM BC Ratio | 0 | 0 | 0 | 0 | 0 | 0 | 0 | 0 | 0 | 0 | 0 | 0 | 0 | 0 | 0 | 0 | 0 | 0 | 0 | 0 | 0 | 0 | 0 | 0 | 0 | 0 | 0 | 0 | 0 | 0
F5_Commercial_Miscellaneous_New_Miscellaneous_Electric_Non-HVAC Motors_E2 | F5 | Commercial | Miscellaneous | New | Miscellaneous | Electric | Non-HVAC Motors | E2 | RIM BC Ratio | 0 | 0 | 0 | 0 | 0 | 0 | 0 | 0 | 0 | 0 | 0 | 0 | 0 | 0 | 0 | 0 | 0 | 0 | 0 | 0 | 0 | 0 | 0 | 0 | 0 | 0 | 0 | 0 | 0 | 0
F5_Commercial_Miscellaneous_New_Miscellaneous_Electric_Non-HVAC Motors_E3 | F5 | Commercial | Miscellaneous | New | Miscellaneous | Electric | Non-HVAC Motors | E3 | RIM BC Ratio | 0 | 0 | 0 | 0 | 0 | 0 | 0 | 0 | 0 | 0 | 0 | 0 | 0 | 0 | 0 | 0 | 0 | 0 | 0 | 0 | 0 | 0 | 0 | 0 | 0 | 0 | 0 | 0 | 0 | 0
F5_Commercial_Miscellaneous_New_Miscellaneous_Electric_Non-HVAC Motors_E4 | F5 | Commercial | Miscellaneous | New | Miscellaneous | Electric | Non-HVAC Motors | E4 | RIM BC Ratio | 0 | 0 | 0 | 0 | 0 | 0 | 0 | 0 | 0 | 0 | 0 | 0 | 0 | 0 | 0 | 0 | 0 | 0 | 0 | 0 | 0 | 0 | 0 | 0 | 0 | 0 | 0 | 0 | 0 | 0
F5_Commercial_Miscellaneous_New_Miscellaneous_Electric_Non-HVAC Motors_E5 | F5 | Commercial | Miscellaneous | New | Miscellaneous | Electric | Non-HVAC Motors | E5 | RIM BC Ratio | 0 | 0 | 0 | 0 | 0 | 0 | 0 | 0 | 0 | 0 | 0 | 0 | 0 | 0 | 0 | 0 | 0 | 0 | 0 | 0 | 0 | 0 | 0 | 0 | 0 | 0 | 0 | 0 | 0 | 0
F5_Commercial_Miscellaneous_New_Miscellaneous_Electric_Non-HVAC Motors_E6 | F5 | Commercial | Miscellaneous | New | Miscellaneous | Electric | Non-HVAC Motors | E6 | RIM BC Ratio | 0 | 0 | 0 | 0 | 0 | 0 | 0 | 0 | 0 | 0 | 0 | 0 | 0 | 0 | 0 | 0 | 0 | 0 | 0 | 0 | 0 | 0 | 0 | 0 | 0 | 0 | 0 | 0 | 0 | 0
F5_Commercial_Miscellaneous_New_Miscellaneous_Electric_Non-HVAC Motors_E7 | F5 | Commercial | Miscellaneous | New | Miscellaneous | Electric | Non-HVAC Motors | E7 | RIM BC Ratio | 0 | 0 | 0 | 0 | 0 | 0 | 0 | 0 | 0 | 0 | 0 | 0 | 0 | 0 | 0 | 0 | 0 | 0 | 0 | 0 | 0 | 0 | 0 | 0 | 0 | 0 | 0 | 0 | 0 | 0
F5_Commercial_Miscellaneous_New_Miscellaneous_Electric_Non-HVAC Motors_E8 | F5 | Commercial | Miscellaneous | New | Miscellaneous | Electric | Non-HVAC Motors | E8 | RIM BC Ratio | 0 | 0 | 0 | 0 | 0 | 0 | 0 | 0 | 0 | 0 | 0 | 0 | 0 | 0 | 0 | 0 | 0 | 0 | 0 | 0 | 0 | 0 | 0 | 0 | 0 | 0 | 0 | 0 | 0 | 0
F5_Commercial_Miscellaneous_New_Miscellaneous_Electric_Non-HVAC Motors_E9 | F5 | Commercial | Miscellaneous | New | Miscellaneous | Electric | Non-HVAC Motors | E9 | RIM BC Ratio | 0 | 0 | 0 | 0 | 0 | 0 | 0 | 0 | 0 | 0 | 0 | 0 | 0 | 0 | 0 | 0 | 0 | 0 | 0 | 0 | 0 | 0 | 0 | 0 | 0 | 0 | 0 | 0 | 0 | 0
F5_Commercial_Miscellaneous_New_Miscellaneous_Electric_Non-HVAC Motors_E10 | F5 | Commercial | Miscellaneous | New | Miscellaneous | Electric | Non-HVAC Motors | E10 | RIM BC Ratio | 0 | 0 | 0 | 0 | 0 | 0 | 0 | 0 | 0 | 0 | 0 | 0 | 0 | 0 | 0 | 0 | 0 | 0 | 0 | 0 | 0 | 0 | 0 | 0 | 0 | 0 | 0 | 0 | 0 | 0
F0_Commercial_Miscellaneous_New_Miscellaneous_Electric_Pool Pump_E0 | F0 | Commercial | Miscellaneous | New | Miscellaneous | Electric | Pool Pump | E0 | Economic Unit | 0 | 0 | 0 | 0 | 0 | 0 | 0 | 0 | 0 | 0 | 0 | 0 | 0 | 0 | 0 | 0 | 0 | 0 | 0 | 0 | 0 | 0 | 0 | 0 | 0 | 0 | 0 | 0 | 0 | 0
F1_Commercial_Miscellaneous_New_Miscellaneous_Electric_Pool Pump_E1 | F1 | Commercial | Miscellaneous | New | Miscellaneous | Electric | Pool Pump | E1 | CCE | 0 | 0 | 0 | 0 | 0 | 0 | 0 | 0 | 0 | 0 | 0 | 0 | 0 | 0 | 0 | 0 | 0 | 0 | 0 | 0 | 0 | 0 | 0 | 0 | 0 | 0 | 0 | 0 | 0 | 0
F1_Commercial_Miscellaneous_New_Miscellaneous_Electric_Pool Pump_E2 | F1 | Commercial | Miscellaneous | New | Miscellaneous | Electric | Pool Pump | E2 | CCE | 0 | 0 | 0 | 0 | 0 | 0 | 0 | 0 | 0 | 0 | 0 | 0 | 0 | 0 | 0 | 0 | 0 | 0 | 0 | 0 | 0 | 0 | 0 | 0 | 0 | 0 | 0 | 0 | 0 | 0
F1_Commercial_Miscellaneous_New_Miscellaneous_Electric_Pool Pump_E3 | F1 | Commercial | Miscellaneous | New | Miscellaneous | Electric | Pool Pump | E3 | CCE | 0 | 0 | 0 | 0 | 0 | 0 | 0 | 0 | 0 | 0 | 0 | 0 | 0 | 0 | 0 | 0 | 0 | 0 | 0 | 0 | 0 | 0 | 0 | 0 | 0 | 0 | 0 | 0 | 0 | 0
F1_Commercial_Miscellaneous_New_Miscellaneous_Electric_Pool Pump_E4 | F1 | Commercial | Miscellaneous | New | Miscellaneous | Electric | Pool Pump | E4 | CCE | 0 | 0 | 0 | 0 | 0 | 0 | 0 | 0 | 0 | 0 | 0 | 0 | 0 | 0 | 0 | 0 | 0 | 0 | 0 | 0 | 0 | 0 | 0 | 0 | 0 | 0 | 0 | 0 | 0 | 0
F1_Commercial_Miscellaneous_New_Miscellaneous_Electric_Pool Pump_E5 | F1 | Commercial | Miscellaneous | New | Miscellaneous | Electric | Pool Pump | E5 | CCE | 0 | 0 | 0 | 0 | 0 | 0 | 0 | 0 | 0 | 0 | 0 | 0 | 0 | 0 | 0 | 0 | 0 | 0 | 0 | 0 | 0 | 0 | 0 | 0 | 0 | 0 | 0 | 0 | 0 | 0
F1_Commercial_Miscellaneous_New_Miscellaneous_Electric_Pool Pump_E6 | F1 | Commercial | Miscellaneous | New | Miscellaneous | Electric | Pool Pump | E6 | CCE | 0 | 0 | 0 | 0 | 0 | 0 | 0 | 0 | 0 | 0 | 0 | 0 | 0 | 0 | 0 | 0 | 0 | 0 | 0 | 0 | 0 | 0 | 0 | 0 | 0 | 0 | 0 | 0 | 0 | 0
F1_Commercial_Miscellaneous_New_Miscellaneous_Electric_Pool Pump_E7 | F1 | Commercial | Miscellaneous | New | Miscellaneous | Electric | Pool Pump | E7 | CCE | 0 | 0 | 0 | 0 | 0 | 0 | 0 | 0 | 0 | 0 | 0 | 0 | 0 | 0 | 0 | 0 | 0 | 0 | 0 | 0 | 0 | 0 | 0 | 0 | 0 | 0 | 0 | 0 | 0 | 0
F1_Commercial_Miscellaneous_New_Miscellaneous_Electric_Pool Pump_E8 | F1 | Commercial | Miscellaneous | New | Miscellaneous | Electric | Pool Pump | E8 | CCE | 0 | 0 | 0 | 0 | 0 | 0 | 0 | 0 | 0 | 0 | 0 | 0 | 0 | 0 | 0 | 0 | 0 | 0 | 0 | 0 | 0 | 0 | 0 | 0 | 0 | 0 | 0 | 0 | 0 | 0
F1_Commercial_Miscellaneous_New_Miscellaneous_Electric_Pool Pump_E9 | F1 | Commercial | Miscellaneous | New | Miscellaneous | Electric | Pool Pump | E9 | CCE | 0 | 0 | 0 | 0 | 0 | 0 | 0 | 0 | 0 | 0 | 0 | 0 | 0 | 0 | 0 | 0 | 0 | 0 | 0 | 0 | 0 | 0 | 0 | 0 | 0 | 0 | 0 | 0 | 0 | 0
F1_Commercial_Miscellaneous_New_Miscellaneous_Electric_Pool Pump_E10 | F1 | Commercial | Miscellaneous | New | Miscellaneous | Electric | Pool Pump | E10 | CCE | 0 | 0 | 0 | 0 | 0 | 0 | 0 | 0 | 0 | 0 | 0 | 0 | 0 | 0 | 0 | 0 | 0 | 0 | 0 | 0 | 0 | 0 | 0 | 0 | 0 | 0 | 0 | 0 | 0 | 0
F2_Commercial_Miscellaneous_New_Miscellaneous_Electric_Pool Pump_E1 | F2 | Commercial | Miscellaneous | New | Miscellaneous | Electric | Pool Pump | E1 | TRC BC Ratio | 0 | 0 | 0 | 0 | 0 | 0 | 0 | 0 | 0 | 0 | 0 | 0 | 0 | 0 | 0 | 0 | 0 | 0 | 0 | 0 | 0 | 0 | 0 | 0 | 0 | 0 | 0 | 0 | 0 | 0
F2_Commercial_Miscellaneous_New_Miscellaneous_Electric_Pool Pump_E2 | F2 | Commercial | Miscellaneous | New | Miscellaneous | Electric | Pool Pump | E2 | TRC BC Ratio | 0 | 0 | 0 | 0 | 0 | 0 | 0 | 0 | 0 | 0 | 0 | 0 | 0 | 0 | 0 | 0 | 0 | 0 | 0 | 0 | 0 | 0 | 0 | 0 | 0 | 0 | 0 | 0 | 0 | 0
F2_Commercial_Miscellaneous_New_Miscellaneous_Electric_Pool Pump_E3 | F2 | Commercial | Miscellaneous | New | Miscellaneous | Electric | Pool Pump | E3 | TRC BC Ratio | 0 | 0 | 0 | 0 | 0 | 0 | 0 | 0 | 0 | 0 | 0 | 0 | 0 | 0 | 0 | 0 | 0 | 0 | 0 | 0 | 0 | 0 | 0 | 0 | 0 | 0 | 0 | 0 | 0 | 0
F2_Commercial_Miscellaneous_New_Miscellaneous_Electric_Pool Pump_E4 | F2 | Commercial | Miscellaneous | New | Miscellaneous | Electric | Pool Pump | E4 | TRC BC Ratio | 0 | 0 | 0 | 0 | 0 | 0 | 0 | 0 | 0 | 0 | 0 | 0 | 0 | 0 | 0 | 0 | 0 | 0 | 0 | 0 | 0 | 0 | 0 | 0 | 0 | 0 | 0 | 0 | 0 | 0
F2_Commercial_Miscellaneous_New_Miscellaneous_Electric_Pool Pump_E5 | F2 | Commercial | Miscellaneous | New | Miscellaneous | Electric | Pool Pump | E5 | TRC BC Ratio | 0 | 0 | 0 | 0 | 0 | 0 | 0 | 0 | 0 | 0 | 0 | 0 | 0 | 0 | 0 | 0 | 0 | 0 | 0 | 0 | 0 | 0 | 0 | 0 | 0 | 0 | 0 | 0 | 0 | 0
F2_Commercial_Miscellaneous_New_Miscellaneous_Electric_Pool Pump_E6 | F2 | Commercial | Miscellaneous | New | Miscellaneous | Electric | Pool Pump | E6 | TRC BC Ratio | 0 | 0 | 0 | 0 | 0 | 0 | 0 | 0 | 0 | 0 | 0 | 0 | 0 | 0 | 0 | 0 | 0 | 0 | 0 | 0 | 0 | 0 | 0 | 0 | 0 | 0 | 0 | 0 | 0 | 0
F2_Commercial_Miscellaneous_New_Miscellaneous_Electric_Pool Pump_E7 | F2 | Commercial | Miscellaneous | New | Miscellaneous | Electric | Pool Pump | E7 | TRC BC Ratio | 0 | 0 | 0 | 0 | 0 | 0 | 0 | 0 | 0 | 0 | 0 | 0 | 0 | 0 | 0 | 0 | 0 | 0 | 0 | 0 | 0 | 0 | 0 | 0 | 0 | 0 | 0 | 0 | 0 | 0
F2_Commercial_Miscellaneous_New_Miscellaneous_Electric_Pool Pump_E8 | F2 | Commercial | Miscellaneous | New | Miscellaneous | Electric | Pool Pump | E8 | TRC BC Ratio | 0 | 0 | 0 | 0 | 0 | 0 | 0 | 0 | 0 | 0 | 0 | 0 | 0 | 0 | 0 | 0 | 0 | 0 | 0 | 0 | 0 | 0 | 0 | 0 | 0 | 0 | 0 | 0 | 0 | 0
F2_Commercial_Miscellaneous_New_Miscellaneous_Electric_Pool Pump_E9 | F2 | Commercial | Miscellaneous | New | Miscellaneous | Electric | Pool Pump | E9 | TRC BC Ratio | 0 | 0 | 0 | 0 | 0 | 0 | 0 | 0 | 0 | 0 | 0 | 0 | 0 | 0 | 0 | 0 | 0 | 0 | 0 | 0 | 0 | 0 | 0 | 0 | 0 | 0 | 0 | 0 | 0 | 0
F2_Commercial_Miscellaneous_New_Miscellaneous_Electric_Pool Pump_E10 | F2 | Commercial | Miscellaneous | New | Miscellaneous | Electric | Pool Pump | E10 | TRC BC Ratio | 0 | 0 | 0 | 0 | 0 | 0 | 0 | 0 | 0 | 0 | 0 | 0 | 0 | 0 | 0 | 0 | 0 | 0 | 0 | 0 | 0 | 0 | 0 | 0 | 0 | 0 | 0 | 0 | 0 | 0
F3_Commercial_Miscellaneous_New_Miscellaneous_Electric_Pool Pump_E1 | F3 | Commercial | Miscellaneous | New | Miscellaneous | Electric | Pool Pump | E1 | PACT BC Ratio | 0 | 0 | 0 | 0 | 0 | 0 | 0 | 0 | 0 | 0 | 0 | 0 | 0 | 0 | 0 | 0 | 0 | 0 | 0 | 0 | 0 | 0 | 0 | 0 | 0 | 0 | 0 | 0 | 0 | 0
F3_Commercial_Miscellaneous_New_Miscellaneous_Electric_Pool Pump_E2 | F3 | Commercial | Miscellaneous | New | Miscellaneous | Electric | Pool Pump | E2 | PACT BC Ratio | 0 | 0 | 0 | 0 | 0 | 0 | 0 | 0 | 0 | 0 | 0 | 0 | 0 | 0 | 0 | 0 | 0 | 0 | 0 | 0 | 0 | 0 | 0 | 0 | 0 | 0 | 0 | 0 | 0 | 0
F3_Commercial_Miscellaneous_New_Miscellaneous_Electric_Pool Pump_E3 | F3 | Commercial | Miscellaneous | New | Miscellaneous | Electric | Pool Pump | E3 | PACT BC Ratio | 0 | 0 | 0 | 0 | 0 | 0 | 0 | 0 | 0 | 0 | 0 | 0 | 0 | 0 | 0 | 0 | 0 | 0 | 0 | 0 | 0 | 0 | 0 | 0 | 0 | 0 | 0 | 0 | 0 | 0
F3_Commercial_Miscellaneous_New_Miscellaneous_Electric_Pool Pump_E4 | F3 | Commercial | Miscellaneous | New | Miscellaneous | Electric | Pool Pump | E4 | PACT BC Ratio | 0 | 0 | 0 | 0 | 0 | 0 | 0 | 0 | 0 | 0 | 0 | 0 | 0 | 0 | 0 | 0 | 0 | 0 | 0 | 0 | 0 | 0 | 0 | 0 | 0 | 0 | 0 | 0 | 0 | 0
F3_Commercial_Miscellaneous_New_Miscellaneous_Electric_Pool Pump_E5 | F3 | Commercial | Miscellaneous | New | Miscellaneous | Electric | Pool Pump | E5 | PACT BC Ratio | 0 | 0 | 0 | 0 | 0 | 0 | 0 | 0 | 0 | 0 | 0 | 0 | 0 | 0 | 0 | 0 | 0 | 0 | 0 | 0 | 0 | 0 | 0 | 0 | 0 | 0 | 0 | 0 | 0 | 0
F3_Commercial_Miscellaneous_New_Miscellaneous_Electric_Pool Pump_E6 | F3 | Commercial | Miscellaneous | New | Miscellaneous | Electric | Pool Pump | E6 | PACT BC Ratio | 0 | 0 | 0 | 0 | 0 | 0 | 0 | 0 | 0 | 0 | 0 | 0 | 0 | 0 | 0 | 0 | 0 | 0 | 0 | 0 | 0 | 0 | 0 | 0 | 0 | 0 | 0 | 0 | 0 | 0
F3_Commercial_Miscellaneous_New_Miscellaneous_Electric_Pool Pump_E7 | F3 | Commercial | Miscellaneous | New | Miscellaneous | Electric | Pool Pump | E7 | PACT BC Ratio | 0 | 0 | 0 | 0 | 0 | 0 | 0 | 0 | 0 | 0 | 0 | 0 | 0 | 0 | 0 | 0 | 0 | 0 | 0 | 0 | 0 | 0 | 0 | 0 | 0 | 0 | 0 | 0 | 0 | 0
F3_Commercial_Miscellaneous_New_Miscellaneous_Electric_Pool Pump_E8 | F3 | Commercial | Miscellaneous | New | Miscellaneous | Electric | Pool Pump | E8 | PACT BC Ratio | 0 | 0 | 0 | 0 | 0 | 0 | 0 | 0 | 0 | 0 | 0 | 0 | 0 | 0 | 0 | 0 | 0 | 0 | 0 | 0 | 0 | 0 | 0 | 0 | 0 | 0 | 0 | 0 | 0 | 0
F3_Commercial_Miscellaneous_New_Miscellaneous_Electric_Pool Pump_E9 | F3 | Commercial | Miscellaneous | New | Miscellaneous | Electric | Pool Pump | E9 | PACT BC Ratio | 0 | 0 | 0 | 0 | 0 | 0 | 0 | 0 | 0 | 0 | 0 | 0 | 0 | 0 | 0 | 0 | 0 | 0 | 0 | 0 | 0 | 0 | 0 | 0 | 0 | 0 | 0 | 0 | 0 | 0
F3_Commercial_Miscellaneous_New_Miscellaneous_Electric_Pool Pump_E10 | F3 | Commercial | Miscellaneous | New | Miscellaneous | Electric | Pool Pump | E10 | PACT BC Ratio | 0 | 0 | 0 | 0 | 0 | 0 | 0 | 0 | 0 | 0 | 0 | 0 | 0 | 0 | 0 | 0 | 0 | 0 | 0 | 0 | 0 | 0 | 0 | 0 | 0 | 0 | 0 | 0 | 0 | 0
F4_Commercial_Miscellaneous_New_Miscellaneous_Electric_Pool Pump_E1 | F4 | Commercial | Miscellaneous | New | Miscellaneous | Electric | Pool Pump | E1 | RVT BC Ratio | 0 | 0 | 0 | 0 | 0 | 0 | 0 | 0 | 0 | 0 | 0 | 0 | 0 | 0 | 0 | 0 | 0 | 0 | 0 | 0 | 0 | 0 | 0 | 0 | 0 | 0 | 0 | 0 | 0 | 0
F4_Commercial_Miscellaneous_New_Miscellaneous_Electric_Pool Pump_E2 | F4 | Commercial | Miscellaneous | New | Miscellaneous | Electric | Pool Pump | E2 | RVT BC Ratio | 0 | 0 | 0 | 0 | 0 | 0 | 0 | 0 | 0 | 0 | 0 | 0 | 0 | 0 | 0 | 0 | 0 | 0 | 0 | 0 | 0 | 0 | 0 | 0 | 0 | 0 | 0 | 0 | 0 | 0
F4_Commercial_Miscellaneous_New_Miscellaneous_Electric_Pool Pump_E3 | F4 | Commercial | Miscellaneous | New | Miscellaneous | Electric | Pool Pump | E3 | RVT BC Ratio | 0 | 0 | 0 | 0 | 0 | 0 | 0 | 0 | 0 | 0 | 0 | 0 | 0 | 0 | 0 | 0 | 0 | 0 | 0 | 0 | 0 | 0 | 0 | 0 | 0 | 0 | 0 | 0 | 0 | 0
F4_Commercial_Miscellaneous_New_Miscellaneous_Electric_Pool Pump_E4 | F4 | Commercial | Miscellaneous | New | Miscellaneous | Electric | Pool Pump | E4 | RVT BC Ratio | 0 | 0 | 0 | 0 | 0 | 0 | 0 | 0 | 0 | 0 | 0 | 0 | 0 | 0 | 0 | 0 | 0 | 0 | 0 | 0 | 0 | 0 | 0 | 0 | 0 | 0 | 0 | 0 | 0 | 0
F4_Commercial_Miscellaneous_New_Miscellaneous_Electric_Pool Pump_E5 | F4 | Commercial | Miscellaneous | New | Miscellaneous | Electric | Pool Pump | E5 | RVT BC Ratio | 0 | 0 | 0 | 0 | 0 | 0 | 0 | 0 | 0 | 0 | 0 | 0 | 0 | 0 | 0 | 0 | 0 | 0 | 0 | 0 | 0 | 0 | 0 | 0 | 0 | 0 | 0 | 0 | 0 | 0
F4_Commercial_Miscellaneous_New_Miscellaneous_Electric_Pool Pump_E6 | F4 | Commercial | Miscellaneous | New | Miscellaneous | Electric | Pool Pump | E6 | RVT BC Ratio | 0 | 0 | 0 | 0 | 0 | 0 | 0 | 0 | 0 | 0 | 0 | 0 | 0 | 0 | 0 | 0 | 0 | 0 | 0 | 0 | 0 | 0 | 0 | 0 | 0 | 0 | 0 | 0 | 0 | 0
F4_Commercial_Miscellaneous_New_Miscellaneous_Electric_Pool Pump_E7 | F4 | Commercial | Miscellaneous | New | Miscellaneous | Electric | Pool Pump | E7 | RVT BC Ratio | 0 | 0 | 0 | 0 | 0 | 0 | 0 | 0 | 0 | 0 | 0 | 0 | 0 | 0 | 0 | 0 | 0 | 0 | 0 | 0 | 0 | 0 | 0 | 0 | 0 | 0 | 0 | 0 | 0 | 0
F4_Commercial_Miscellaneous_New_Miscellaneous_Electric_Pool Pump_E8 | F4 | Commercial | Miscellaneous | New | Miscellaneous | Electric | Pool Pump | E8 | RVT BC Ratio | 0 | 0 | 0 | 0 | 0 | 0 | 0 | 0 | 0 | 0 | 0 | 0 | 0 | 0 | 0 | 0 | 0 | 0 | 0 | 0 | 0 | 0 | 0 | 0 | 0 | 0 | 0 | 0 | 0 | 0
F4_Commercial_Miscellaneous_New_Miscellaneous_Electric_Pool Pump_E9 | F4 | Commercial | Miscellaneous | New | Miscellaneous | Electric | Pool Pump | E9 | RVT BC Ratio | 0 | 0 | 0 | 0 | 0 | 0 | 0 | 0 | 0 | 0 | 0 | 0 | 0 | 0 | 0 | 0 | 0 | 0 | 0 | 0 | 0 | 0 | 0 | 0 | 0 | 0 | 0 | 0 | 0 | 0
F4_Commercial_Miscellaneous_New_Miscellaneous_Electric_Pool Pump_E10 | F4 | Commercial | Miscellaneous | New | Miscellaneous | Electric | Pool Pump | E10 | RVT BC Ratio | 0 | 0 | 0 | 0 | 0 | 0 | 0 | 0 | 0 | 0 | 0 | 0 | 0 | 0 | 0 | 0 | 0 | 0 | 0 | 0 | 0 | 0 | 0 | 0 | 0 | 0 | 0 | 0 | 0 | 0
F5_Commercial_Miscellaneous_New_Miscellaneous_Electric_Pool Pump_E1 | F5 | Commercial | Miscellaneous | New | Miscellaneous | Electric | Pool Pump | E1 | RIM BC Ratio | 0 | 0 | 0 | 0 | 0 | 0 | 0 | 0 | 0 | 0 | 0 | 0 | 0 | 0 | 0 | 0 | 0 | 0 | 0 | 0 | 0 | 0 | 0 | 0 | 0 | 0 | 0 | 0 | 0 | 0
F5_Commercial_Miscellaneous_New_Miscellaneous_Electric_Pool Pump_E2 | F5 | Commercial | Miscellaneous | New | Miscellaneous | Electric | Pool Pump | E2 | RIM BC Ratio | 0 | 0 | 0 | 0 | 0 | 0 | 0 | 0 | 0 | 0 | 0 | 0 | 0 | 0 | 0 | 0 | 0 | 0 | 0 | 0 | 0 | 0 | 0 | 0 | 0 | 0 | 0 | 0 | 0 | 0
F5_Commercial_Miscellaneous_New_Miscellaneous_Electric_Pool Pump_E3 | F5 | Commercial | Miscellaneous | New | Miscellaneous | Electric | Pool Pump | E3 | RIM BC Ratio | 0 | 0 | 0 | 0 | 0 | 0 | 0 | 0 | 0 | 0 | 0 | 0 | 0 | 0 | 0 | 0 | 0 | 0 | 0 | 0 | 0 | 0 | 0 | 0 | 0 | 0 | 0 | 0 | 0 | 0
F5_Commercial_Miscellaneous_New_Miscellaneous_Electric_Pool Pump_E4 | F5 | Commercial | Miscellaneous | New | Miscellaneous | Electric | Pool Pump | E4 | RIM BC Ratio | 0 | 0 | 0 | 0 | 0 | 0 | 0 | 0 | 0 | 0 | 0 | 0 | 0 | 0 | 0 | 0 | 0 | 0 | 0 | 0 | 0 | 0 | 0 | 0 | 0 | 0 | 0 | 0 | 0 | 0
F5_Commercial_Miscellaneous_New_Miscellaneous_Electric_Pool Pump_E5 | F5 | Commercial | Miscellaneous | New | Miscellaneous | Electric | Pool Pump | E5 | RIM BC Ratio | 0 | 0 | 0 | 0 | 0 | 0 | 0 | 0 | 0 | 0 | 0 | 0 | 0 | 0 | 0 | 0 | 0 | 0 | 0 | 0 | 0 | 0 | 0 | 0 | 0 | 0 | 0 | 0 | 0 | 0
F5_Commercial_Miscellaneous_New_Miscellaneous_Electric_Pool Pump_E6 | F5 | Commercial | Miscellaneous | New | Miscellaneous | Electric | Pool Pump | E6 | RIM BC Ratio | 0 | 0 | 0 | 0 | 0 | 0 | 0 | 0 | 0 | 0 | 0 | 0 | 0 | 0 | 0 | 0 | 0 | 0 | 0 | 0 | 0 | 0 | 0 | 0 | 0 | 0 | 0 | 0 | 0 | 0
F5_Commercial_Miscellaneous_New_Miscellaneous_Electric_Pool Pump_E7 | F5 | Commercial | Miscellaneous | New | Miscellaneous | Electric | Pool Pump | E7 | RIM BC Ratio | 0 | 0 | 0 | 0 | 0 | 0 | 0 | 0 | 0 | 0 | 0 | 0 | 0 | 0 | 0 | 0 | 0 | 0 | 0 | 0 | 0 | 0 | 0 | 0 | 0 | 0 | 0 | 0 | 0 | 0
F5_Commercial_Miscellaneous_New_Miscellaneous_Electric_Pool Pump_E8 | F5 | Commercial | Miscellaneous | New | Miscellaneous | Electric | Pool Pump | E8 | RIM BC Ratio | 0 | 0 | 0 | 0 | 0 | 0 | 0 | 0 | 0 | 0 | 0 | 0 | 0 | 0 | 0 | 0 | 0 | 0 | 0 | 0 | 0 | 0 | 0 | 0 | 0 | 0 | 0 | 0 | 0 | 0
F5_Commercial_Miscellaneous_New_Miscellaneous_Electric_Pool Pump_E9 | F5 | Commercial | Miscellaneous | New | Miscellaneous | Electric | Pool Pump | E9 | RIM BC Ratio | 0 | 0 | 0 | 0 | 0 | 0 | 0 | 0 | 0 | 0 | 0 | 0 | 0 | 0 | 0 | 0 | 0 | 0 | 0 | 0 | 0 | 0 | 0 | 0 | 0 | 0 | 0 | 0 | 0 | 0
F5_Commercial_Miscellaneous_New_Miscellaneous_Electric_Pool Pump_E10 | F5 | Commercial | Miscellaneous | New | Miscellaneous | Electric | Pool Pump | E10 | RIM BC Ratio | 0 | 0 | 0 | 0 | 0 | 0 | 0 | 0 | 0 | 0 | 0 | 0 | 0 | 0 | 0 | 0 | 0 | 0 | 0 | 0 | 0 | 0 | 0 | 0 | 0 | 0 | 0 | 0 | 0 | 0
F0_Commercial_Miscellaneous_New_Miscellaneous_Electric_Pool Heater_E0 | F0 | Commercial | Miscellaneous | New | Miscellaneous | Electric | Pool Heater | E0 | Economic Unit | 0 | 0 | 0 | 0 | 0 | 0 | 0 | 0 | 0 | 0 | 0 | 0 | 0 | 0 | 0 | 0 | 0 | 0 | 0 | 0 | 0 | 0 | 0 | 0 | 0 | 0 | 0 | 0 | 0 | 0
F1_Commercial_Miscellaneous_New_Miscellaneous_Electric_Pool Heater_E1 | F1 | Commercial | Miscellaneous | New | Miscellaneous | Electric | Pool Heater | E1 | CCE | 0 | 0 | 0 | 0 | 0 | 0 | 0 | 0 | 0 | 0 | 0 | 0 | 0 | 0 | 0 | 0 | 0 | 0 | 0 | 0 | 0 | 0 | 0 | 0 | 0 | 0 | 0 | 0 | 0 | 0
F1_Commercial_Miscellaneous_New_Miscellaneous_Electric_Pool Heater_E2 | F1 | Commercial | Miscellaneous | New | Miscellaneous | Electric | Pool Heater | E2 | CCE | 0 | 0 | 0 | 0 | 0 | 0 | 0 | 0 | 0 | 0 | 0 | 0 | 0 | 0 | 0 | 0 | 0 | 0 | 0 | 0 | 0 | 0 | 0 | 0 | 0 | 0 | 0 | 0 | 0 | 0
F1_Commercial_Miscellaneous_New_Miscellaneous_Electric_Pool Heater_E3 | F1 | Commercial | Miscellaneous | New | Miscellaneous | Electric | Pool Heater | E3 | CCE | 0 | 0 | 0 | 0 | 0 | 0 | 0 | 0 | 0 | 0 | 0 | 0 | 0 | 0 | 0 | 0 | 0 | 0 | 0 | 0 | 0 | 0 | 0 | 0 | 0 | 0 | 0 | 0 | 0 | 0
F1_Commercial_Miscellaneous_New_Miscellaneous_Electric_Pool Heater_E4 | F1 | Commercial | Miscellaneous | New | Miscellaneous | Electric | Pool Heater | E4 | CCE | 0 | 0 | 0 | 0 | 0 | 0 | 0 | 0 | 0 | 0 | 0 | 0 | 0 | 0 | 0 | 0 | 0 | 0 | 0 | 0 | 0 | 0 | 0 | 0 | 0 | 0 | 0 | 0 | 0 | 0
F1_Commercial_Miscellaneous_New_Miscellaneous_Electric_Pool Heater_E5 | F1 | Commercial | Miscellaneous | New | Miscellaneous | Electric | Pool Heater | E5 | CCE | 0 | 0 | 0 | 0 | 0 | 0 | 0 | 0 | 0 | 0 | 0 | 0 | 0 | 0 | 0 | 0 | 0 | 0 | 0 | 0 | 0 | 0 | 0 | 0 | 0 | 0 | 0 | 0 | 0 | 0
F1_Commercial_Miscellaneous_New_Miscellaneous_Electric_Pool Heater_E6 | F1 | Commercial | Miscellaneous | New | Miscellaneous | Electric | Pool Heater | E6 | CCE | 0 | 0 | 0 | 0 | 0 | 0 | 0 | 0 | 0 | 0 | 0 | 0 | 0 | 0 | 0 | 0 | 0 | 0 | 0 | 0 | 0 | 0 | 0 | 0 | 0 | 0 | 0 | 0 | 0 | 0
F1_Commercial_Miscellaneous_New_Miscellaneous_Electric_Pool Heater_E7 | F1 | Commercial | Miscellaneous | New | Miscellaneous | Electric | Pool Heater | E7 | CCE | 0 | 0 | 0 | 0 | 0 | 0 | 0 | 0 | 0 | 0 | 0 | 0 | 0 | 0 | 0 | 0 | 0 | 0 | 0 | 0 | 0 | 0 | 0 | 0 | 0 | 0 | 0 | 0 | 0 | 0
F1_Commercial_Miscellaneous_New_Miscellaneous_Electric_Pool Heater_E8 | F1 | Commercial | Miscellaneous | New | Miscellaneous | Electric | Pool Heater | E8 | CCE | 0 | 0 | 0 | 0 | 0 | 0 | 0 | 0 | 0 | 0 | 0 | 0 | 0 | 0 | 0 | 0 | 0 | 0 | 0 | 0 | 0 | 0 | 0 | 0 | 0 | 0 | 0 | 0 | 0 | 0
F1_Commercial_Miscellaneous_New_Miscellaneous_Electric_Pool Heater_E9 | F1 | Commercial | Miscellaneous | New | Miscellaneous | Electric | Pool Heater | E9 | CCE | 0 | 0 | 0 | 0 | 0 | 0 | 0 | 0 | 0 | 0 | 0 | 0 | 0 | 0 | 0 | 0 | 0 | 0 | 0 | 0 | 0 | 0 | 0 | 0 | 0 | 0 | 0 | 0 | 0 | 0
F1_Commercial_Miscellaneous_New_Miscellaneous_Electric_Pool Heater_E10 | F1 | Commercial | Miscellaneous | New | Miscellaneous | Electric | Pool Heater | E10 | CCE | 0 | 0 | 0 | 0 | 0 | 0 | 0 | 0 | 0 | 0 | 0 | 0 | 0 | 0 | 0 | 0 | 0 | 0 | 0 | 0 | 0 | 0 | 0 | 0 | 0 | 0 | 0 | 0 | 0 | 0
F2_Commercial_Miscellaneous_New_Miscellaneous_Electric_Pool Heater_E1 | F2 | Commercial | Miscellaneous | New | Miscellaneous | Electric | Pool Heater | E1 | TRC BC Ratio | 0 | 0 | 0 | 0 | 0 | 0 | 0 | 0 | 0 | 0 | 0 | 0 | 0 | 0 | 0 | 0 | 0 | 0 | 0 | 0 | 0 | 0 | 0 | 0 | 0 | 0 | 0 | 0 | 0 | 0
F2_Commercial_Miscellaneous_New_Miscellaneous_Electric_Pool Heater_E2 | F2 | Commercial | Miscellaneous | New | Miscellaneous | Electric | Pool Heater | E2 | TRC BC Ratio | 0 | 0 | 0 | 0 | 0 | 0 | 0 | 0 | 0 | 0 | 0 | 0 | 0 | 0 | 0 | 0 | 0 | 0 | 0 | 0 | 0 | 0 | 0 | 0 | 0 | 0 | 0 | 0 | 0 | 0
F2_Commercial_Miscellaneous_New_Miscellaneous_Electric_Pool Heater_E3 | F2 | Commercial | Miscellaneous | New | Miscellaneous | Electric | Pool Heater | E3 | TRC BC Ratio | 0 | 0 | 0 | 0 | 0 | 0 | 0 | 0 | 0 | 0 | 0 | 0 | 0 | 0 | 0 | 0 | 0 | 0 | 0 | 0 | 0 | 0 | 0 | 0 | 0 | 0 | 0 | 0 | 0 | 0
F2_Commercial_Miscellaneous_New_Miscellaneous_Electric_Pool Heater_E4 | F2 | Commercial | Miscellaneous | New | Miscellaneous | Electric | Pool Heater | E4 | TRC BC Ratio | 0 | 0 | 0 | 0 | 0 | 0 | 0 | 0 | 0 | 0 | 0 | 0 | 0 | 0 | 0 | 0 | 0 | 0 | 0 | 0 | 0 | 0 | 0 | 0 | 0 | 0 | 0 | 0 | 0 | 0
F2_Commercial_Miscellaneous_New_Miscellaneous_Electric_Pool Heater_E5 | F2 | Commercial | Miscellaneous | New | Miscellaneous | Electric | Pool Heater | E5 | TRC BC Ratio | 0 | 0 | 0 | 0 | 0 | 0 | 0 | 0 | 0 | 0 | 0 | 0 | 0 | 0 | 0 | 0 | 0 | 0 | 0 | 0 | 0 | 0 | 0 | 0 | 0 | 0 | 0 | 0 | 0 | 0
F2_Commercial_Miscellaneous_New_Miscellaneous_Electric_Pool Heater_E6 | F2 | Commercial | Miscellaneous | New | Miscellaneous | Electric | Pool Heater | E6 | TRC BC Ratio | 0 | 0 | 0 | 0 | 0 | 0 | 0 | 0 | 0 | 0 | 0 | 0 | 0 | 0 | 0 | 0 | 0 | 0 | 0 | 0 | 0 | 0 | 0 | 0 | 0 | 0 | 0 | 0 | 0 | 0
F2_Commercial_Miscellaneous_New_Miscellaneous_Electric_Pool Heater_E7 | F2 | Commercial | Miscellaneous | New | Miscellaneous | Electric | Pool Heater | E7 | TRC BC Ratio | 0 | 0 | 0 | 0 | 0 | 0 | 0 | 0 | 0 | 0 | 0 | 0 | 0 | 0 | 0 | 0 | 0 | 0 | 0 | 0 | 0 | 0 | 0 | 0 | 0 | 0 | 0 | 0 | 0 | 0
F2_Commercial_Miscellaneous_New_Miscellaneous_Electric_Pool Heater_E8 | F2 | Commercial | Miscellaneous | New | Miscellaneous | Electric | Pool Heater | E8 | TRC BC Ratio | 0 | 0 | 0 | 0 | 0 | 0 | 0 | 0 | 0 | 0 | 0 | 0 | 0 | 0 | 0 | 0 | 0 | 0 | 0 | 0 | 0 | 0 | 0 | 0 | 0 | 0 | 0 | 0 | 0 | 0
F2_Commercial_Miscellaneous_New_Miscellaneous_Electric_Pool Heater_E9 | F2 | Commercial | Miscellaneous | New | Miscellaneous | Electric | Pool Heater | E9 | TRC BC Ratio | 0 | 0 | 0 | 0 | 0 | 0 | 0 | 0 | 0 | 0 | 0 | 0 | 0 | 0 | 0 | 0 | 0 | 0 | 0 | 0 | 0 | 0 | 0 | 0 | 0 | 0 | 0 | 0 | 0 | 0
F2_Commercial_Miscellaneous_New_Miscellaneous_Electric_Pool Heater_E10 | F2 | Commercial | Miscellaneous | New | Miscellaneous | Electric | Pool Heater | E10 | TRC BC Ratio | 0 | 0 | 0 | 0 | 0 | 0 | 0 | 0 | 0 | 0 | 0 | 0 | 0 | 0 | 0 | 0 | 0 | 0 | 0 | 0 | 0 | 0 | 0 | 0 | 0 | 0 | 0 | 0 | 0 | 0
F3_Commercial_Miscellaneous_New_Miscellaneous_Electric_Pool Heater_E1 | F3 | Commercial | Miscellaneous | New | Miscellaneous | Electric | Pool Heater | E1 | PACT BC Ratio | 0 | 0 | 0 | 0 | 0 | 0 | 0 | 0 | 0 | 0 | 0 | 0 | 0 | 0 | 0 | 0 | 0 | 0 | 0 | 0 | 0 | 0 | 0 | 0 | 0 | 0 | 0 | 0 | 0 | 0
F3_Commercial_Miscellaneous_New_Miscellaneous_Electric_Pool Heater_E2 | F3 | Commercial | Miscellaneous | New | Miscellaneous | Electric | Pool Heater | E2 | PACT BC Ratio | 0 | 0 | 0 | 0 | 0 | 0 | 0 | 0 | 0 | 0 | 0 | 0 | 0 | 0 | 0 | 0 | 0 | 0 | 0 | 0 | 0 | 0 | 0 | 0 | 0 | 0 | 0 | 0 | 0 | 0
F3_Commercial_Miscellaneous_New_Miscellaneous_Electric_Pool Heater_E3 | F3 | Commercial | Miscellaneous | New | Miscellaneous | Electric | Pool Heater | E3 | PACT BC Ratio | 0 | 0 | 0 | 0 | 0 | 0 | 0 | 0 | 0 | 0 | 0 | 0 | 0 | 0 | 0 | 0 | 0 | 0 | 0 | 0 | 0 | 0 | 0 | 0 | 0 | 0 | 0 | 0 | 0 | 0
F3_Commercial_Miscellaneous_New_Miscellaneous_Electric_Pool Heater_E4 | F3 | Commercial | Miscellaneous | New | Miscellaneous | Electric | Pool Heater | E4 | PACT BC Ratio | 0 | 0 | 0 | 0 | 0 | 0 | 0 | 0 | 0 | 0 | 0 | 0 | 0 | 0 | 0 | 0 | 0 | 0 | 0 | 0 | 0 | 0 | 0 | 0 | 0 | 0 | 0 | 0 | 0 | 0
F3_Commercial_Miscellaneous_New_Miscellaneous_Electric_Pool Heater_E5 | F3 | Commercial | Miscellaneous | New | Miscellaneous | Electric | Pool Heater | E5 | PACT BC Ratio | 0 | 0 | 0 | 0 | 0 | 0 | 0 | 0 | 0 | 0 | 0 | 0 | 0 | 0 | 0 | 0 | 0 | 0 | 0 | 0 | 0 | 0 | 0 | 0 | 0 | 0 | 0 | 0 | 0 | 0
F3_Commercial_Miscellaneous_New_Miscellaneous_Electric_Pool Heater_E6 | F3 | Commercial | Miscellaneous | New | Miscellaneous | Electric | Pool Heater | E6 | PACT BC Ratio | 0 | 0 | 0 | 0 | 0 | 0 | 0 | 0 | 0 | 0 | 0 | 0 | 0 | 0 | 0 | 0 | 0 | 0 | 0 | 0 | 0 | 0 | 0 | 0 | 0 | 0 | 0 | 0 | 0 | 0
F3_Commercial_Miscellaneous_New_Miscellaneous_Electric_Pool Heater_E7 | F3 | Commercial | Miscellaneous | New | Miscellaneous | Electric | Pool Heater | E7 | PACT BC Ratio | 0 | 0 | 0 | 0 | 0 | 0 | 0 | 0 | 0 | 0 | 0 | 0 | 0 | 0 | 0 | 0 | 0 | 0 | 0 | 0 | 0 | 0 | 0 | 0 | 0 | 0 | 0 | 0 | 0 | 0
F3_Commercial_Miscellaneous_New_Miscellaneous_Electric_Pool Heater_E8 | F3 | Commercial | Miscellaneous | New | Miscellaneous | Electric | Pool Heater | E8 | PACT BC Ratio | 0 | 0 | 0 | 0 | 0 | 0 | 0 | 0 | 0 | 0 | 0 | 0 | 0 | 0 | 0 | 0 | 0 | 0 | 0 | 0 | 0 | 0 | 0 | 0 | 0 | 0 | 0 | 0 | 0 | 0
F3_Commercial_Miscellaneous_New_Miscellaneous_Electric_Pool Heater_E9 | F3 | Commercial | Miscellaneous | New | Miscellaneous | Electric | Pool Heater | E9 | PACT BC Ratio | 0 | 0 | 0 | 0 | 0 | 0 | 0 | 0 | 0 | 0 | 0 | 0 | 0 | 0 | 0 | 0 | 0 | 0 | 0 | 0 | 0 | 0 | 0 | 0 | 0 | 0 | 0 | 0 | 0 | 0
F3_Commercial_Miscellaneous_New_Miscellaneous_Electric_Pool Heater_E10 | F3 | Commercial | Miscellaneous | New | Miscellaneous | Electric | Pool Heater | E10 | PACT BC Ratio | 0 | 0 | 0 | 0 | 0 | 0 | 0 | 0 | 0 | 0 | 0 | 0 | 0 | 0 | 0 | 0 | 0 | 0 | 0 | 0 | 0 | 0 | 0 | 0 | 0 | 0 | 0 | 0 | 0 | 0
F4_Commercial_Miscellaneous_New_Miscellaneous_Electric_Pool Heater_E1 | F4 | Commercial | Miscellaneous | New | Miscellaneous | Electric | Pool Heater | E1 | RVT BC Ratio | 0 | 0 | 0 | 0 | 0 | 0 | 0 | 0 | 0 | 0 | 0 | 0 | 0 | 0 | 0 | 0 | 0 | 0 | 0 | 0 | 0 | 0 | 0 | 0 | 0 | 0 | 0 | 0 | 0 | 0
F4_Commercial_Miscellaneous_New_Miscellaneous_Electric_Pool Heater_E2 | F4 | Commercial | Miscellaneous | New | Miscellaneous | Electric | Pool Heater | E2 | RVT BC Ratio | 0 | 0 | 0 | 0 | 0 | 0 | 0 | 0 | 0 | 0 | 0 | 0 | 0 | 0 | 0 | 0 | 0 | 0 | 0 | 0 | 0 | 0 | 0 | 0 | 0 | 0 | 0 | 0 | 0 | 0
F4_Commercial_Miscellaneous_New_Miscellaneous_Electric_Pool Heater_E3 | F4 | Commercial | Miscellaneous | New | Miscellaneous | Electric | Pool Heater | E3 | RVT BC Ratio | 0 | 0 | 0 | 0 | 0 | 0 | 0 | 0 | 0 | 0 | 0 | 0 | 0 | 0 | 0 | 0 | 0 | 0 | 0 | 0 | 0 | 0 | 0 | 0 | 0 | 0 | 0 | 0 | 0 | 0
F4_Commercial_Miscellaneous_New_Miscellaneous_Electric_Pool Heater_E4 | F4 | Commercial | Miscellaneous | New | Miscellaneous | Electric | Pool Heater | E4 | RVT BC Ratio | 0 | 0 | 0 | 0 | 0 | 0 | 0 | 0 | 0 | 0 | 0 | 0 | 0 | 0 | 0 | 0 | 0 | 0 | 0 | 0 | 0 | 0 | 0 | 0 | 0 | 0 | 0 | 0 | 0 | 0
F4_Commercial_Miscellaneous_New_Miscellaneous_Electric_Pool Heater_E5 | F4 | Commercial | Miscellaneous | New | Miscellaneous | Electric | Pool Heater | E5 | RVT BC Ratio | 0 | 0 | 0 | 0 | 0 | 0 | 0 | 0 | 0 | 0 | 0 | 0 | 0 | 0 | 0 | 0 | 0 | 0 | 0 | 0 | 0 | 0 | 0 | 0 | 0 | 0 | 0 | 0 | 0 | 0
F4_Commercial_Miscellaneous_New_Miscellaneous_Electric_Pool Heater_E6 | F4 | Commercial | Miscellaneous | New | Miscellaneous | Electric | Pool Heater | E6 | RVT BC Ratio | 0 | 0 | 0 | 0 | 0 | 0 | 0 | 0 | 0 | 0 | 0 | 0 | 0 | 0 | 0 | 0 | 0 | 0 | 0 | 0 | 0 | 0 | 0 | 0 | 0 | 0 | 0 | 0 | 0 | 0
F4_Commercial_Miscellaneous_New_Miscellaneous_Electric_Pool Heater_E7 | F4 | Commercial | Miscellaneous | New | Miscellaneous | Electric | Pool Heater | E7 | RVT BC Ratio | 0 | 0 | 0 | 0 | 0 | 0 | 0 | 0 | 0 | 0 | 0 | 0 | 0 | 0 | 0 | 0 | 0 | 0 | 0 | 0 | 0 | 0 | 0 | 0 | 0 | 0 | 0 | 0 | 0 | 0
F4_Commercial_Miscellaneous_New_Miscellaneous_Electric_Pool Heater_E8 | F4 | Commercial | Miscellaneous | New | Miscellaneous | Electric | Pool Heater | E8 | RVT BC Ratio | 0 | 0 | 0 | 0 | 0 | 0 | 0 | 0 | 0 | 0 | 0 | 0 | 0 | 0 | 0 | 0 | 0 | 0 | 0 | 0 | 0 | 0 | 0 | 0 | 0 | 0 | 0 | 0 | 0 | 0
F4_Commercial_Miscellaneous_New_Miscellaneous_Electric_Pool Heater_E9 | F4 | Commercial | Miscellaneous | New | Miscellaneous | Electric | Pool Heater | E9 | RVT BC Ratio | 0 | 0 | 0 | 0 | 0 | 0 | 0 | 0 | 0 | 0 | 0 | 0 | 0 | 0 | 0 | 0 | 0 | 0 | 0 | 0 | 0 | 0 | 0 | 0 | 0 | 0 | 0 | 0 | 0 | 0
F4_Commercial_Miscellaneous_New_Miscellaneous_Electric_Pool Heater_E10 | F4 | Commercial | Miscellaneous | New | Miscellaneous | Electric | Pool Heater | E10 | RVT BC Ratio | 0 | 0 | 0 | 0 | 0 | 0 | 0 | 0 | 0 | 0 | 0 | 0 | 0 | 0 | 0 | 0 | 0 | 0 | 0 | 0 | 0 | 0 | 0 | 0 | 0 | 0 | 0 | 0 | 0 | 0
F5_Commercial_Miscellaneous_New_Miscellaneous_Electric_Pool Heater_E1 | F5 | Commercial | Miscellaneous | New | Miscellaneous | Electric | Pool Heater | E1 | RIM BC Ratio | 0 | 0 | 0 | 0 | 0 | 0 | 0 | 0 | 0 | 0 | 0 | 0 | 0 | 0 | 0 | 0 | 0 | 0 | 0 | 0 | 0 | 0 | 0 | 0 | 0 | 0 | 0 | 0 | 0 | 0
F5_Commercial_Miscellaneous_New_Miscellaneous_Electric_Pool Heater_E2 | F5 | Commercial | Miscellaneous | New | Miscellaneous | Electric | Pool Heater | E2 | RIM BC Ratio | 0 | 0 | 0 | 0 | 0 | 0 | 0 | 0 | 0 | 0 | 0 | 0 | 0 | 0 | 0 | 0 | 0 | 0 | 0 | 0 | 0 | 0 | 0 | 0 | 0 | 0 | 0 | 0 | 0 | 0
F5_Commercial_Miscellaneous_New_Miscellaneous_Electric_Pool Heater_E3 | F5 | Commercial | Miscellaneous | New | Miscellaneous | Electric | Pool Heater | E3 | RIM BC Ratio | 0 | 0 | 0 | 0 | 0 | 0 | 0 | 0 | 0 | 0 | 0 | 0 | 0 | 0 | 0 | 0 | 0 | 0 | 0 | 0 | 0 | 0 | 0 | 0 | 0 | 0 | 0 | 0 | 0 | 0
F5_Commercial_Miscellaneous_New_Miscellaneous_Electric_Pool Heater_E4 | F5 | Commercial | Miscellaneous | New | Miscellaneous | Electric | Pool Heater | E4 | RIM BC Ratio | 0 | 0 | 0 | 0 | 0 | 0 | 0 | 0 | 0 | 0 | 0 | 0 | 0 | 0 | 0 | 0 | 0 | 0 | 0 | 0 | 0 | 0 | 0 | 0 | 0 | 0 | 0 | 0 | 0 | 0
F5_Commercial_Miscellaneous_New_Miscellaneous_Electric_Pool Heater_E5 | F5 | Commercial | Miscellaneous | New | Miscellaneous | Electric | Pool Heater | E5 | RIM BC Ratio | 0 | 0 | 0 | 0 | 0 | 0 | 0 | 0 | 0 | 0 | 0 | 0 | 0 | 0 | 0 | 0 | 0 | 0 | 0 | 0 | 0 | 0 | 0 | 0 | 0 | 0 | 0 | 0 | 0 | 0
F5_Commercial_Miscellaneous_New_Miscellaneous_Electric_Pool Heater_E6 | F5 | Commercial | Miscellaneous | New | Miscellaneous | Electric | Pool Heater | E6 | RIM BC Ratio | 0 | 0 | 0 | 0 | 0 | 0 | 0 | 0 | 0 | 0 | 0 | 0 | 0 | 0 | 0 | 0 | 0 | 0 | 0 | 0 | 0 | 0 | 0 | 0 | 0 | 0 | 0 | 0 | 0 | 0
F5_Commercial_Miscellaneous_New_Miscellaneous_Electric_Pool Heater_E7 | F5 | Commercial | Miscellaneous | New | Miscellaneous | Electric | Pool Heater | E7 | RIM BC Ratio | 0 | 0 | 0 | 0 | 0 | 0 | 0 | 0 | 0 | 0 | 0 | 0 | 0 | 0 | 0 | 0 | 0 | 0 | 0 | 0 | 0 | 0 | 0 | 0 | 0 | 0 | 0 | 0 | 0 | 0
F5_Commercial_Miscellaneous_New_Miscellaneous_Electric_Pool Heater_E8 | F5 | Commercial | Miscellaneous | New | Miscellaneous | Electric | Pool Heater | E8 | RIM BC Ratio | 0 | 0 | 0 | 0 | 0 | 0 | 0 | 0 | 0 | 0 | 0 | 0 | 0 | 0 | 0 | 0 | 0 | 0 | 0 | 0 | 0 | 0 | 0 | 0 | 0 | 0 | 0 | 0 | 0 | 0
F5_Commercial_Miscellaneous_New_Miscellaneous_Electric_Pool Heater_E9 | F5 | Commercial | Miscellaneous | New | Miscellaneous | Electric | Pool Heater | E9 | RIM BC Ratio | 0 | 0 | 0 | 0 | 0 | 0 | 0 | 0 | 0 | 0 | 0 | 0 | 0 | 0 | 0 | 0 | 0 | 0 | 0 | 0 | 0 | 0 | 0 | 0 | 0 | 0 | 0 | 0 | 0 | 0
F5_Commercial_Miscellaneous_New_Miscellaneous_Electric_Pool Heater_E10 | F5 | Commercial | Miscellaneous | New | Miscellaneous | Electric | Pool Heater | E10 | RIM BC Ratio | 0 | 0 | 0 | 0 | 0 | 0 | 0 | 0 | 0 | 0 | 0 | 0 | 0 | 0 | 0 | 0 | 0 | 0 | 0 | 0 | 0 | 0 | 0 | 0 | 0 | 0 | 0 | 0 | 0 | 0
F0_Commercial_Miscellaneous_New_Miscellaneous_Electric_Clothes Washer_E0 | F0 | Commercial | Miscellaneous | New | Miscellaneous | Electric | Clothes Washer | E0 | Economic Unit | 0 | 0 | 0 | 0 | 0 | 0 | 0 | 0 | 0 | 0 | 0 | 0 | 0 | 0 | 0 | 0 | 0 | 0 | 0 | 0 | 0 | 0 | 0 | 0 | 0 | 0 | 0 | 0 | 0 | 0
F1_Commercial_Miscellaneous_New_Miscellaneous_Electric_Clothes Washer_E1 | F1 | Commercial | Miscellaneous | New | Miscellaneous | Electric | Clothes Washer | E1 | CCE | 0 | 0 | 0 | 0 | 0 | 0 | 0 | 0 | 0 | 0 | 0 | 0 | 0 | 0 | 0 | 0 | 0 | 0 | 0 | 0 | 0 | 0 | 0 | 0 | 0 | 0 | 0 | 0 | 0 | 0
F1_Commercial_Miscellaneous_New_Miscellaneous_Electric_Clothes Washer_E2 | F1 | Commercial | Miscellaneous | New | Miscellaneous | Electric | Clothes Washer | E2 | CCE | 0 | 0 | 0 | 0 | 0 | 0 | 0 | 0 | 0 | 0 | 0 | 0 | 0 | 0 | 0 | 0 | 0 | 0 | 0 | 0 | 0 | 0 | 0 | 0 | 0 | 0 | 0 | 0 | 0 | 0
F1_Commercial_Miscellaneous_New_Miscellaneous_Electric_Clothes Washer_E3 | F1 | Commercial | Miscellaneous | New | Miscellaneous | Electric | Clothes Washer | E3 | CCE | 0 | 0 | 0 | 0 | 0 | 0 | 0 | 0 | 0 | 0 | 0 | 0 | 0 | 0 | 0 | 0 | 0 | 0 | 0 | 0 | 0 | 0 | 0 | 0 | 0 | 0 | 0 | 0 | 0 | 0
F1_Commercial_Miscellaneous_New_Miscellaneous_Electric_Clothes Washer_E4 | F1 | Commercial | Miscellaneous | New | Miscellaneous | Electric | Clothes Washer | E4 | CCE | 0 | 0 | 0 | 0 | 0 | 0 | 0 | 0 | 0 | 0 | 0 | 0 | 0 | 0 | 0 | 0 | 0 | 0 | 0 | 0 | 0 | 0 | 0 | 0 | 0 | 0 | 0 | 0 | 0 | 0
F1_Commercial_Miscellaneous_New_Miscellaneous_Electric_Clothes Washer_E5 | F1 | Commercial | Miscellaneous | New | Miscellaneous | Electric | Clothes Washer | E5 | CCE | 0 | 0 | 0 | 0 | 0 | 0 | 0 | 0 | 0 | 0 | 0 | 0 | 0 | 0 | 0 | 0 | 0 | 0 | 0 | 0 | 0 | 0 | 0 | 0 | 0 | 0 | 0 | 0 | 0 | 0
F1_Commercial_Miscellaneous_New_Miscellaneous_Electric_Clothes Washer_E6 | F1 | Commercial | Miscellaneous | New | Miscellaneous | Electric | Clothes Washer | E6 | CCE | 0 | 0 | 0 | 0 | 0 | 0 | 0 | 0 | 0 | 0 | 0 | 0 | 0 | 0 | 0 | 0 | 0 | 0 | 0 | 0 | 0 | 0 | 0 | 0 | 0 | 0 | 0 | 0 | 0 | 0
F1_Commercial_Miscellaneous_New_Miscellaneous_Electric_Clothes Washer_E7 | F1 | Commercial | Miscellaneous | New | Miscellaneous | Electric | Clothes Washer | E7 | CCE | 0 | 0 | 0 | 0 | 0 | 0 | 0 | 0 | 0 | 0 | 0 | 0 | 0 | 0 | 0 | 0 | 0 | 0 | 0 | 0 | 0 | 0 | 0 | 0 | 0 | 0 | 0 | 0 | 0 | 0
F1_Commercial_Miscellaneous_New_Miscellaneous_Electric_Clothes Washer_E8 | F1 | Commercial | Miscellaneous | New | Miscellaneous | Electric | Clothes Washer | E8 | CCE | 0 | 0 | 0 | 0 | 0 | 0 | 0 | 0 | 0 | 0 | 0 | 0 | 0 | 0 | 0 | 0 | 0 | 0 | 0 | 0 | 0 | 0 | 0 | 0 | 0 | 0 | 0 | 0 | 0 | 0
F1_Commercial_Miscellaneous_New_Miscellaneous_Electric_Clothes Washer_E9 | F1 | Commercial | Miscellaneous | New | Miscellaneous | Electric | Clothes Washer | E9 | CCE | 0 | 0 | 0 | 0 | 0 | 0 | 0 | 0 | 0 | 0 | 0 | 0 | 0 | 0 | 0 | 0 | 0 | 0 | 0 | 0 | 0 | 0 | 0 | 0 | 0 | 0 | 0 | 0 | 0 | 0
F1_Commercial_Miscellaneous_New_Miscellaneous_Electric_Clothes Washer_E10 | F1 | Commercial | Miscellaneous | New | Miscellaneous | Electric | Clothes Washer | E10 | CCE | 0 | 0 | 0 | 0 | 0 | 0 | 0 | 0 | 0 | 0 | 0 | 0 | 0 | 0 | 0 | 0 | 0 | 0 | 0 | 0 | 0 | 0 | 0 | 0 | 0 | 0 | 0 | 0 | 0 | 0
F2_Commercial_Miscellaneous_New_Miscellaneous_Electric_Clothes Washer_E1 | F2 | Commercial | Miscellaneous | New | Miscellaneous | Electric | Clothes Washer | E1 | TRC BC Ratio | 0 | 0 | 0 | 0 | 0 | 0 | 0 | 0 | 0 | 0 | 0 | 0 | 0 | 0 | 0 | 0 | 0 | 0 | 0 | 0 | 0 | 0 | 0 | 0 | 0 | 0 | 0 | 0 | 0 | 0
F2_Commercial_Miscellaneous_New_Miscellaneous_Electric_Clothes Washer_E2 | F2 | Commercial | Miscellaneous | New | Miscellaneous | Electric | Clothes Washer | E2 | TRC BC Ratio | 0 | 0 | 0 | 0 | 0 | 0 | 0 | 0 | 0 | 0 | 0 | 0 | 0 | 0 | 0 | 0 | 0 | 0 | 0 | 0 | 0 | 0 | 0 | 0 | 0 | 0 | 0 | 0 | 0 | 0
F2_Commercial_Miscellaneous_New_Miscellaneous_Electric_Clothes Washer_E3 | F2 | Commercial | Miscellaneous | New | Miscellaneous | Electric | Clothes Washer | E3 | TRC BC Ratio | 0 | 0 | 0 | 0 | 0 | 0 | 0 | 0 | 0 | 0 | 0 | 0 | 0 | 0 | 0 | 0 | 0 | 0 | 0 | 0 | 0 | 0 | 0 | 0 | 0 | 0 | 0 | 0 | 0 | 0
F2_Commercial_Miscellaneous_New_Miscellaneous_Electric_Clothes Washer_E4 | F2 | Commercial | Miscellaneous | New | Miscellaneous | Electric | Clothes Washer | E4 | TRC BC Ratio | 0 | 0 | 0 | 0 | 0 | 0 | 0 | 0 | 0 | 0 | 0 | 0 | 0 | 0 | 0 | 0 | 0 | 0 | 0 | 0 | 0 | 0 | 0 | 0 | 0 | 0 | 0 | 0 | 0 | 0
F2_Commercial_Miscellaneous_New_Miscellaneous_Electric_Clothes Washer_E5 | F2 | Commercial | Miscellaneous | New | Miscellaneous | Electric | Clothes Washer | E5 | TRC BC Ratio | 0 | 0 | 0 | 0 | 0 | 0 | 0 | 0 | 0 | 0 | 0 | 0 | 0 | 0 | 0 | 0 | 0 | 0 | 0 | 0 | 0 | 0 | 0 | 0 | 0 | 0 | 0 | 0 | 0 | 0
F2_Commercial_Miscellaneous_New_Miscellaneous_Electric_Clothes Washer_E6 | F2 | Commercial | Miscellaneous | New | Miscellaneous | Electric | Clothes Washer | E6 | TRC BC Ratio | 0 | 0 | 0 | 0 | 0 | 0 | 0 | 0 | 0 | 0 | 0 | 0 | 0 | 0 | 0 | 0 | 0 | 0 | 0 | 0 | 0 | 0 | 0 | 0 | 0 | 0 | 0 | 0 | 0 | 0
F2_Commercial_Miscellaneous_New_Miscellaneous_Electric_Clothes Washer_E7 | F2 | Commercial | Miscellaneous | New | Miscellaneous | Electric | Clothes Washer | E7 | TRC BC Ratio | 0 | 0 | 0 | 0 | 0 | 0 | 0 | 0 | 0 | 0 | 0 | 0 | 0 | 0 | 0 | 0 | 0 | 0 | 0 | 0 | 0 | 0 | 0 | 0 | 0 | 0 | 0 | 0 | 0 | 0
F2_Commercial_Miscellaneous_New_Miscellaneous_Electric_Clothes Washer_E8 | F2 | Commercial | Miscellaneous | New | Miscellaneous | Electric | Clothes Washer | E8 | TRC BC Ratio | 0 | 0 | 0 | 0 | 0 | 0 | 0 | 0 | 0 | 0 | 0 | 0 | 0 | 0 | 0 | 0 | 0 | 0 | 0 | 0 | 0 | 0 | 0 | 0 | 0 | 0 | 0 | 0 | 0 | 0
F2_Commercial_Miscellaneous_New_Miscellaneous_Electric_Clothes Washer_E9 | F2 | Commercial | Miscellaneous | New | Miscellaneous | Electric | Clothes Washer | E9 | TRC BC Ratio | 0 | 0 | 0 | 0 | 0 | 0 | 0 | 0 | 0 | 0 | 0 | 0 | 0 | 0 | 0 | 0 | 0 | 0 | 0 | 0 | 0 | 0 | 0 | 0 | 0 | 0 | 0 | 0 | 0 | 0
F2_Commercial_Miscellaneous_New_Miscellaneous_Electric_Clothes Washer_E10 | F2 | Commercial | Miscellaneous | New | Miscellaneous | Electric | Clothes Washer | E10 | TRC BC Ratio | 0 | 0 | 0 | 0 | 0 | 0 | 0 | 0 | 0 | 0 | 0 | 0 | 0 | 0 | 0 | 0 | 0 | 0 | 0 | 0 | 0 | 0 | 0 | 0 | 0 | 0 | 0 | 0 | 0 | 0
F3_Commercial_Miscellaneous_New_Miscellaneous_Electric_Clothes Washer_E1 | F3 | Commercial | Miscellaneous | New | Miscellaneous | Electric | Clothes Washer | E1 | PACT BC Ratio | 0 | 0 | 0 | 0 | 0 | 0 | 0 | 0 | 0 | 0 | 0 | 0 | 0 | 0 | 0 | 0 | 0 | 0 | 0 | 0 | 0 | 0 | 0 | 0 | 0 | 0 | 0 | 0 | 0 | 0
F3_Commercial_Miscellaneous_New_Miscellaneous_Electric_Clothes Washer_E2 | F3 | Commercial | Miscellaneous | New | Miscellaneous | Electric | Clothes Washer | E2 | PACT BC Ratio | 0 | 0 | 0 | 0 | 0 | 0 | 0 | 0 | 0 | 0 | 0 | 0 | 0 | 0 | 0 | 0 | 0 | 0 | 0 | 0 | 0 | 0 | 0 | 0 | 0 | 0 | 0 | 0 | 0 | 0
F3_Commercial_Miscellaneous_New_Miscellaneous_Electric_Clothes Washer_E3 | F3 | Commercial | Miscellaneous | New | Miscellaneous | Electric | Clothes Washer | E3 | PACT BC Ratio | 0 | 0 | 0 | 0 | 0 | 0 | 0 | 0 | 0 | 0 | 0 | 0 | 0 | 0 | 0 | 0 | 0 | 0 | 0 | 0 | 0 | 0 | 0 | 0 | 0 | 0 | 0 | 0 | 0 | 0
F3_Commercial_Miscellaneous_New_Miscellaneous_Electric_Clothes Washer_E4 | F3 | Commercial | Miscellaneous | New | Miscellaneous | Electric | Clothes Washer | E4 | PACT BC Ratio | 0 | 0 | 0 | 0 | 0 | 0 | 0 | 0 | 0 | 0 | 0 | 0 | 0 | 0 | 0 | 0 | 0 | 0 | 0 | 0 | 0 | 0 | 0 | 0 | 0 | 0 | 0 | 0 | 0 | 0
F3_Commercial_Miscellaneous_New_Miscellaneous_Electric_Clothes Washer_E5 | F3 | Commercial | Miscellaneous | New | Miscellaneous | Electric | Clothes Washer | E5 | PACT BC Ratio | 0 | 0 | 0 | 0 | 0 | 0 | 0 | 0 | 0 | 0 | 0 | 0 | 0 | 0 | 0 | 0 | 0 | 0 | 0 | 0 | 0 | 0 | 0 | 0 | 0 | 0 | 0 | 0 | 0 | 0
F3_Commercial_Miscellaneous_New_Miscellaneous_Electric_Clothes Washer_E6 | F3 | Commercial | Miscellaneous | New | Miscellaneous | Electric | Clothes Washer | E6 | PACT BC Ratio | 0 | 0 | 0 | 0 | 0 | 0 | 0 | 0 | 0 | 0 | 0 | 0 | 0 | 0 | 0 | 0 | 0 | 0 | 0 | 0 | 0 | 0 | 0 | 0 | 0 | 0 | 0 | 0 | 0 | 0
F3_Commercial_Miscellaneous_New_Miscellaneous_Electric_Clothes Washer_E7 | F3 | Commercial | Miscellaneous | New | Miscellaneous | Electric | Clothes Washer | E7 | PACT BC Ratio | 0 | 0 | 0 | 0 | 0 | 0 | 0 | 0 | 0 | 0 | 0 | 0 | 0 | 0 | 0 | 0 | 0 | 0 | 0 | 0 | 0 | 0 | 0 | 0 | 0 | 0 | 0 | 0 | 0 | 0
F3_Commercial_Miscellaneous_New_Miscellaneous_Electric_Clothes Washer_E8 | F3 | Commercial | Miscellaneous | New | Miscellaneous | Electric | Clothes Washer | E8 | PACT BC Ratio | 0 | 0 | 0 | 0 | 0 | 0 | 0 | 0 | 0 | 0 | 0 | 0 | 0 | 0 | 0 | 0 | 0 | 0 | 0 | 0 | 0 | 0 | 0 | 0 | 0 | 0 | 0 | 0 | 0 | 0
F3_Commercial_Miscellaneous_New_Miscellaneous_Electric_Clothes Washer_E9 | F3 | Commercial | Miscellaneous | New | Miscellaneous | Electric | Clothes Washer | E9 | PACT BC Ratio | 0 | 0 | 0 | 0 | 0 | 0 | 0 | 0 | 0 | 0 | 0 | 0 | 0 | 0 | 0 | 0 | 0 | 0 | 0 | 0 | 0 | 0 | 0 | 0 | 0 | 0 | 0 | 0 | 0 | 0
F3_Commercial_Miscellaneous_New_Miscellaneous_Electric_Clothes Washer_E10 | F3 | Commercial | Miscellaneous | New | Miscellaneous | Electric | Clothes Washer | E10 | PACT BC Ratio | 0 | 0 | 0 | 0 | 0 | 0 | 0 | 0 | 0 | 0 | 0 | 0 | 0 | 0 | 0 | 0 | 0 | 0 | 0 | 0 | 0 | 0 | 0 | 0 | 0 | 0 | 0 | 0 | 0 | 0
F4_Commercial_Miscellaneous_New_Miscellaneous_Electric_Clothes Washer_E1 | F4 | Commercial | Miscellaneous | New | Miscellaneous | Electric | Clothes Washer | E1 | RVT BC Ratio | 0 | 0 | 0 | 0 | 0 | 0 | 0 | 0 | 0 | 0 | 0 | 0 | 0 | 0 | 0 | 0 | 0 | 0 | 0 | 0 | 0 | 0 | 0 | 0 | 0 | 0 | 0 | 0 | 0 | 0
F4_Commercial_Miscellaneous_New_Miscellaneous_Electric_Clothes Washer_E2 | F4 | Commercial | Miscellaneous | New | Miscellaneous | Electric | Clothes Washer | E2 | RVT BC Ratio | 0 | 0 | 0 | 0 | 0 | 0 | 0 | 0 | 0 | 0 | 0 | 0 | 0 | 0 | 0 | 0 | 0 | 0 | 0 | 0 | 0 | 0 | 0 | 0 | 0 | 0 | 0 | 0 | 0 | 0
F4_Commercial_Miscellaneous_New_Miscellaneous_Electric_Clothes Washer_E3 | F4 | Commercial | Miscellaneous | New | Miscellaneous | Electric | Clothes Washer | E3 | RVT BC Ratio | 0 | 0 | 0 | 0 | 0 | 0 | 0 | 0 | 0 | 0 | 0 | 0 | 0 | 0 | 0 | 0 | 0 | 0 | 0 | 0 | 0 | 0 | 0 | 0 | 0 | 0 | 0 | 0 | 0 | 0
F4_Commercial_Miscellaneous_New_Miscellaneous_Electric_Clothes Washer_E4 | F4 | Commercial | Miscellaneous | New | Miscellaneous | Electric | Clothes Washer | E4 | RVT BC Ratio | 0 | 0 | 0 | 0 | 0 | 0 | 0 | 0 | 0 | 0 | 0 | 0 | 0 | 0 | 0 | 0 | 0 | 0 | 0 | 0 | 0 | 0 | 0 | 0 | 0 | 0 | 0 | 0 | 0 | 0
F4_Commercial_Miscellaneous_New_Miscellaneous_Electric_Clothes Washer_E5 | F4 | Commercial | Miscellaneous | New | Miscellaneous | Electric | Clothes Washer | E5 | RVT BC Ratio | 0 | 0 | 0 | 0 | 0 | 0 | 0 | 0 | 0 | 0 | 0 | 0 | 0 | 0 | 0 | 0 | 0 | 0 | 0 | 0 | 0 | 0 | 0 | 0 | 0 | 0 | 0 | 0 | 0 | 0
F4_Commercial_Miscellaneous_New_Miscellaneous_Electric_Clothes Washer_E6 | F4 | Commercial | Miscellaneous | New | Miscellaneous | Electric | Clothes Washer | E6 | RVT BC Ratio | 0 | 0 | 0 | 0 | 0 | 0 | 0 | 0 | 0 | 0 | 0 | 0 | 0 | 0 | 0 | 0 | 0 | 0 | 0 | 0 | 0 | 0 | 0 | 0 | 0 | 0 | 0 | 0 | 0 | 0
F4_Commercial_Miscellaneous_New_Miscellaneous_Electric_Clothes Washer_E7 | F4 | Commercial | Miscellaneous | New | Miscellaneous | Electric | Clothes Washer | E7 | RVT BC Ratio | 0 | 0 | 0 | 0 | 0 | 0 | 0 | 0 | 0 | 0 | 0 | 0 | 0 | 0 | 0 | 0 | 0 | 0 | 0 | 0 | 0 | 0 | 0 | 0 | 0 | 0 | 0 | 0 | 0 | 0
F4_Commercial_Miscellaneous_New_Miscellaneous_Electric_Clothes Washer_E8 | F4 | Commercial | Miscellaneous | New | Miscellaneous | Electric | Clothes Washer | E8 | RVT BC Ratio | 0 | 0 | 0 | 0 | 0 | 0 | 0 | 0 | 0 | 0 | 0 | 0 | 0 | 0 | 0 | 0 | 0 | 0 | 0 | 0 | 0 | 0 | 0 | 0 | 0 | 0 | 0 | 0 | 0 | 0
F4_Commercial_Miscellaneous_New_Miscellaneous_Electric_Clothes Washer_E9 | F4 | Commercial | Miscellaneous | New | Miscellaneous | Electric | Clothes Washer | E9 | RVT BC Ratio | 0 | 0 | 0 | 0 | 0 | 0 | 0 | 0 | 0 | 0 | 0 | 0 | 0 | 0 | 0 | 0 | 0 | 0 | 0 | 0 | 0 | 0 | 0 | 0 | 0 | 0 | 0 | 0 | 0 | 0
F4_Commercial_Miscellaneous_New_Miscellaneous_Electric_Clothes Washer_E10 | F4 | Commercial | Miscellaneous | New | Miscellaneous | Electric | Clothes Washer | E10 | RVT BC Ratio | 0 | 0 | 0 | 0 | 0 | 0 | 0 | 0 | 0 | 0 | 0 | 0 | 0 | 0 | 0 | 0 | 0 | 0 | 0 | 0 | 0 | 0 | 0 | 0 | 0 | 0 | 0 | 0 | 0 | 0
F5_Commercial_Miscellaneous_New_Miscellaneous_Electric_Clothes Washer_E1 | F5 | Commercial | Miscellaneous | New | Miscellaneous | Electric | Clothes Washer | E1 | RIM BC Ratio | 0 | 0 | 0 | 0 | 0 | 0 | 0 | 0 | 0 | 0 | 0 | 0 | 0 | 0 | 0 | 0 | 0 | 0 | 0 | 0 | 0 | 0 | 0 | 0 | 0 | 0 | 0 | 0 | 0 | 0
F5_Commercial_Miscellaneous_New_Miscellaneous_Electric_Clothes Washer_E2 | F5 | Commercial | Miscellaneous | New | Miscellaneous | Electric | Clothes Washer | E2 | RIM BC Ratio | 0 | 0 | 0 | 0 | 0 | 0 | 0 | 0 | 0 | 0 | 0 | 0 | 0 | 0 | 0 | 0 | 0 | 0 | 0 | 0 | 0 | 0 | 0 | 0 | 0 | 0 | 0 | 0 | 0 | 0
F5_Commercial_Miscellaneous_New_Miscellaneous_Electric_Clothes Washer_E3 | F5 | Commercial | Miscellaneous | New | Miscellaneous | Electric | Clothes Washer | E3 | RIM BC Ratio | 0 | 0 | 0 | 0 | 0 | 0 | 0 | 0 | 0 | 0 | 0 | 0 | 0 | 0 | 0 | 0 | 0 | 0 | 0 | 0 | 0 | 0 | 0 | 0 | 0 | 0 | 0 | 0 | 0 | 0
F5_Commercial_Miscellaneous_New_Miscellaneous_Electric_Clothes Washer_E4 | F5 | Commercial | Miscellaneous | New | Miscellaneous | Electric | Clothes Washer | E4 | RIM BC Ratio | 0 | 0 | 0 | 0 | 0 | 0 | 0 | 0 | 0 | 0 | 0 | 0 | 0 | 0 | 0 | 0 | 0 | 0 | 0 | 0 | 0 | 0 | 0 | 0 | 0 | 0 | 0 | 0 | 0 | 0
F5_Commercial_Miscellaneous_New_Miscellaneous_Electric_Clothes Washer_E5 | F5 | Commercial | Miscellaneous | New | Miscellaneous | Electric | Clothes Washer | E5 | RIM BC Ratio | 0 | 0 | 0 | 0 | 0 | 0 | 0 | 0 | 0 | 0 | 0 | 0 | 0 | 0 | 0 | 0 | 0 | 0 | 0 | 0 | 0 | 0 | 0 | 0 | 0 | 0 | 0 | 0 | 0 | 0
F5_Commercial_Miscellaneous_New_Miscellaneous_Electric_Clothes Washer_E6 | F5 | Commercial | Miscellaneous | New | Miscellaneous | Electric | Clothes Washer | E6 | RIM BC Ratio | 0 | 0 | 0 | 0 | 0 | 0 | 0 | 0 | 0 | 0 | 0 | 0 | 0 | 0 | 0 | 0 | 0 | 0 | 0 | 0 | 0 | 0 | 0 | 0 | 0 | 0 | 0 | 0 | 0 | 0
F5_Commercial_Miscellaneous_New_Miscellaneous_Electric_Clothes Washer_E7 | F5 | Commercial | Miscellaneous | New | Miscellaneous | Electric | Clothes Washer | E7 | RIM BC Ratio | 0 | 0 | 0 | 0 | 0 | 0 | 0 | 0 | 0 | 0 | 0 | 0 | 0 | 0 | 0 | 0 | 0 | 0 | 0 | 0 | 0 | 0 | 0 | 0 | 0 | 0 | 0 | 0 | 0 | 0
F5_Commercial_Miscellaneous_New_Miscellaneous_Electric_Clothes Washer_E8 | F5 | Commercial | Miscellaneous | New | Miscellaneous | Electric | Clothes Washer | E8 | RIM BC Ratio | 0 | 0 | 0 | 0 | 0 | 0 | 0 | 0 | 0 | 0 | 0 | 0 | 0 | 0 | 0 | 0 | 0 | 0 | 0 | 0 | 0 | 0 | 0 | 0 | 0 | 0 | 0 | 0 | 0 | 0
F5_Commercial_Miscellaneous_New_Miscellaneous_Electric_Clothes Washer_E9 | F5 | Commercial | Miscellaneous | New | Miscellaneous | Electric | Clothes Washer | E9 | RIM BC Ratio | 0 | 0 | 0 | 0 | 0 | 0 | 0 | 0 | 0 | 0 | 0 | 0 | 0 | 0 | 0 | 0 | 0 | 0 | 0 | 0 | 0 | 0 | 0 | 0 | 0 | 0 | 0 | 0 | 0 | 0
F5_Commercial_Miscellaneous_New_Miscellaneous_Electric_Clothes Washer_E10 | F5 | Commercial | Miscellaneous | New | Miscellaneous | Electric | Clothes Washer | E10 | RIM BC Ratio | 0 | 0 | 0 | 0 | 0 | 0 | 0 | 0 | 0 | 0 | 0 | 0 | 0 | 0 | 0 | 0 | 0 | 0 | 0 | 0 | 0 | 0 | 0 | 0 | 0 | 0 | 0 | 0 | 0 | 0
F0_Commercial_Miscellaneous_New_Miscellaneous_Electric_Clothes Dryer_E0 | F0 | Commercial | Miscellaneous | New | Miscellaneous | Electric | Clothes Dryer | E0 | Economic Unit | 0 | 0 | 0 | 0 | 0 | 0 | 0 | 0 | 0 | 0 | 0 | 0 | 0 | 0 | 0 | 0 | 0 | 0 | 0 | 0 | 0 | 0 | 0 | 0 | 0 | 0 | 0 | 0 | 0 | 0
F1_Commercial_Miscellaneous_New_Miscellaneous_Electric_Clothes Dryer_E1 | F1 | Commercial | Miscellaneous | New | Miscellaneous | Electric | Clothes Dryer | E1 | CCE | 0 | 0 | 0 | 0 | 0 | 0 | 0 | 0 | 0 | 0 | 0 | 0 | 0 | 0 | 0 | 0 | 0 | 0 | 0 | 0 | 0 | 0 | 0 | 0 | 0 | 0 | 0 | 0 | 0 | 0
F1_Commercial_Miscellaneous_New_Miscellaneous_Electric_Clothes Dryer_E2 | F1 | Commercial | Miscellaneous | New | Miscellaneous | Electric | Clothes Dryer | E2 | CCE | 0 | 0 | 0 | 0 | 0 | 0 | 0 | 0 | 0 | 0 | 0 | 0 | 0 | 0 | 0 | 0 | 0 | 0 | 0 | 0 | 0 | 0 | 0 | 0 | 0 | 0 | 0 | 0 | 0 | 0
F1_Commercial_Miscellaneous_New_Miscellaneous_Electric_Clothes Dryer_E3 | F1 | Commercial | Miscellaneous | New | Miscellaneous | Electric | Clothes Dryer | E3 | CCE | 0 | 0 | 0 | 0 | 0 | 0 | 0 | 0 | 0 | 0 | 0 | 0 | 0 | 0 | 0 | 0 | 0 | 0 | 0 | 0 | 0 | 0 | 0 | 0 | 0 | 0 | 0 | 0 | 0 | 0
F1_Commercial_Miscellaneous_New_Miscellaneous_Electric_Clothes Dryer_E4 | F1 | Commercial | Miscellaneous | New | Miscellaneous | Electric | Clothes Dryer | E4 | CCE | 0 | 0 | 0 | 0 | 0 | 0 | 0 | 0 | 0 | 0 | 0 | 0 | 0 | 0 | 0 | 0 | 0 | 0 | 0 | 0 | 0 | 0 | 0 | 0 | 0 | 0 | 0 | 0 | 0 | 0
F1_Commercial_Miscellaneous_New_Miscellaneous_Electric_Clothes Dryer_E5 | F1 | Commercial | Miscellaneous | New | Miscellaneous | Electric | Clothes Dryer | E5 | CCE | 0 | 0 | 0 | 0 | 0 | 0 | 0 | 0 | 0 | 0 | 0 | 0 | 0 | 0 | 0 | 0 | 0 | 0 | 0 | 0 | 0 | 0 | 0 | 0 | 0 | 0 | 0 | 0 | 0 | 0
F1_Commercial_Miscellaneous_New_Miscellaneous_Electric_Clothes Dryer_E6 | F1 | Commercial | Miscellaneous | New | Miscellaneous | Electric | Clothes Dryer | E6 | CCE | 0 | 0 | 0 | 0 | 0 | 0 | 0 | 0 | 0 | 0 | 0 | 0 | 0 | 0 | 0 | 0 | 0 | 0 | 0 | 0 | 0 | 0 | 0 | 0 | 0 | 0 | 0 | 0 | 0 | 0
F1_Commercial_Miscellaneous_New_Miscellaneous_Electric_Clothes Dryer_E7 | F1 | Commercial | Miscellaneous | New | Miscellaneous | Electric | Clothes Dryer | E7 | CCE | 0 | 0 | 0 | 0 | 0 | 0 | 0 | 0 | 0 | 0 | 0 | 0 | 0 | 0 | 0 | 0 | 0 | 0 | 0 | 0 | 0 | 0 | 0 | 0 | 0 | 0 | 0 | 0 | 0 | 0
F1_Commercial_Miscellaneous_New_Miscellaneous_Electric_Clothes Dryer_E8 | F1 | Commercial | Miscellaneous | New | Miscellaneous | Electric | Clothes Dryer | E8 | CCE | 0 | 0 | 0 | 0 | 0 | 0 | 0 | 0 | 0 | 0 | 0 | 0 | 0 | 0 | 0 | 0 | 0 | 0 | 0 | 0 | 0 | 0 | 0 | 0 | 0 | 0 | 0 | 0 | 0 | 0
F1_Commercial_Miscellaneous_New_Miscellaneous_Electric_Clothes Dryer_E9 | F1 | Commercial | Miscellaneous | New | Miscellaneous | Electric | Clothes Dryer | E9 | CCE | 0 | 0 | 0 | 0 | 0 | 0 | 0 | 0 | 0 | 0 | 0 | 0 | 0 | 0 | 0 | 0 | 0 | 0 | 0 | 0 | 0 | 0 | 0 | 0 | 0 | 0 | 0 | 0 | 0 | 0
F1_Commercial_Miscellaneous_New_Miscellaneous_Electric_Clothes Dryer_E10 | F1 | Commercial | Miscellaneous | New | Miscellaneous | Electric | Clothes Dryer | E10 | CCE | 0 | 0 | 0 | 0 | 0 | 0 | 0 | 0 | 0 | 0 | 0 | 0 | 0 | 0 | 0 | 0 | 0 | 0 | 0 | 0 | 0 | 0 | 0 | 0 | 0 | 0 | 0 | 0 | 0 | 0
F2_Commercial_Miscellaneous_New_Miscellaneous_Electric_Clothes Dryer_E1 | F2 | Commercial | Miscellaneous | New | Miscellaneous | Electric | Clothes Dryer | E1 | TRC BC Ratio | 0 | 0 | 0 | 0 | 0 | 0 | 0 | 0 | 0 | 0 | 0 | 0 | 0 | 0 | 0 | 0 | 0 | 0 | 0 | 0 | 0 | 0 | 0 | 0 | 0 | 0 | 0 | 0 | 0 | 0
F2_Commercial_Miscellaneous_New_Miscellaneous_Electric_Clothes Dryer_E2 | F2 | Commercial | Miscellaneous | New | Miscellaneous | Electric | Clothes Dryer | E2 | TRC BC Ratio | 0 | 0 | 0 | 0 | 0 | 0 | 0 | 0 | 0 | 0 | 0 | 0 | 0 | 0 | 0 | 0 | 0 | 0 | 0 | 0 | 0 | 0 | 0 | 0 | 0 | 0 | 0 | 0 | 0 | 0
F2_Commercial_Miscellaneous_New_Miscellaneous_Electric_Clothes Dryer_E3 | F2 | Commercial | Miscellaneous | New | Miscellaneous | Electric | Clothes Dryer | E3 | TRC BC Ratio | 0 | 0 | 0 | 0 | 0 | 0 | 0 | 0 | 0 | 0 | 0 | 0 | 0 | 0 | 0 | 0 | 0 | 0 | 0 | 0 | 0 | 0 | 0 | 0 | 0 | 0 | 0 | 0 | 0 | 0
F2_Commercial_Miscellaneous_New_Miscellaneous_Electric_Clothes Dryer_E4 | F2 | Commercial | Miscellaneous | New | Miscellaneous | Electric | Clothes Dryer | E4 | TRC BC Ratio | 0 | 0 | 0 | 0 | 0 | 0 | 0 | 0 | 0 | 0 | 0 | 0 | 0 | 0 | 0 | 0 | 0 | 0 | 0 | 0 | 0 | 0 | 0 | 0 | 0 | 0 | 0 | 0 | 0 | 0
F2_Commercial_Miscellaneous_New_Miscellaneous_Electric_Clothes Dryer_E5 | F2 | Commercial | Miscellaneous | New | Miscellaneous | Electric | Clothes Dryer | E5 | TRC BC Ratio | 0 | 0 | 0 | 0 | 0 | 0 | 0 | 0 | 0 | 0 | 0 | 0 | 0 | 0 | 0 | 0 | 0 | 0 | 0 | 0 | 0 | 0 | 0 | 0 | 0 | 0 | 0 | 0 | 0 | 0
F2_Commercial_Miscellaneous_New_Miscellaneous_Electric_Clothes Dryer_E6 | F2 | Commercial | Miscellaneous | New | Miscellaneous | Electric | Clothes Dryer | E6 | TRC BC Ratio | 0 | 0 | 0 | 0 | 0 | 0 | 0 | 0 | 0 | 0 | 0 | 0 | 0 | 0 | 0 | 0 | 0 | 0 | 0 | 0 | 0 | 0 | 0 | 0 | 0 | 0 | 0 | 0 | 0 | 0
F2_Commercial_Miscellaneous_New_Miscellaneous_Electric_Clothes Dryer_E7 | F2 | Commercial | Miscellaneous | New | Miscellaneous | Electric | Clothes Dryer | E7 | TRC BC Ratio | 0 | 0 | 0 | 0 | 0 | 0 | 0 | 0 | 0 | 0 | 0 | 0 | 0 | 0 | 0 | 0 | 0 | 0 | 0 | 0 | 0 | 0 | 0 | 0 | 0 | 0 | 0 | 0 | 0 | 0
F2_Commercial_Miscellaneous_New_Miscellaneous_Electric_Clothes Dryer_E8 | F2 | Commercial | Miscellaneous | New | Miscellaneous | Electric | Clothes Dryer | E8 | TRC BC Ratio | 0 | 0 | 0 | 0 | 0 | 0 | 0 | 0 | 0 | 0 | 0 | 0 | 0 | 0 | 0 | 0 | 0 | 0 | 0 | 0 | 0 | 0 | 0 | 0 | 0 | 0 | 0 | 0 | 0 | 0
F2_Commercial_Miscellaneous_New_Miscellaneous_Electric_Clothes Dryer_E9 | F2 | Commercial | Miscellaneous | New | Miscellaneous | Electric | Clothes Dryer | E9 | TRC BC Ratio | 0 | 0 | 0 | 0 | 0 | 0 | 0 | 0 | 0 | 0 | 0 | 0 | 0 | 0 | 0 | 0 | 0 | 0 | 0 | 0 | 0 | 0 | 0 | 0 | 0 | 0 | 0 | 0 | 0 | 0
F2_Commercial_Miscellaneous_New_Miscellaneous_Electric_Clothes Dryer_E10 | F2 | Commercial | Miscellaneous | New | Miscellaneous | Electric | Clothes Dryer | E10 | TRC BC Ratio | 0 | 0 | 0 | 0 | 0 | 0 | 0 | 0 | 0 | 0 | 0 | 0 | 0 | 0 | 0 | 0 | 0 | 0 | 0 | 0 | 0 | 0 | 0 | 0 | 0 | 0 | 0 | 0 | 0 | 0
F3_Commercial_Miscellaneous_New_Miscellaneous_Electric_Clothes Dryer_E1 | F3 | Commercial | Miscellaneous | New | Miscellaneous | Electric | Clothes Dryer | E1 | PACT BC Ratio | 0 | 0 | 0 | 0 | 0 | 0 | 0 | 0 | 0 | 0 | 0 | 0 | 0 | 0 | 0 | 0 | 0 | 0 | 0 | 0 | 0 | 0 | 0 | 0 | 0 | 0 | 0 | 0 | 0 | 0
F3_Commercial_Miscellaneous_New_Miscellaneous_Electric_Clothes Dryer_E2 | F3 | Commercial | Miscellaneous | New | Miscellaneous | Electric | Clothes Dryer | E2 | PACT BC Ratio | 0 | 0 | 0 | 0 | 0 | 0 | 0 | 0 | 0 | 0 | 0 | 0 | 0 | 0 | 0 | 0 | 0 | 0 | 0 | 0 | 0 | 0 | 0 | 0 | 0 | 0 | 0 | 0 | 0 | 0
F3_Commercial_Miscellaneous_New_Miscellaneous_Electric_Clothes Dryer_E3 | F3 | Commercial | Miscellaneous | New | Miscellaneous | Electric | Clothes Dryer | E3 | PACT BC Ratio | 0 | 0 | 0 | 0 | 0 | 0 | 0 | 0 | 0 | 0 | 0 | 0 | 0 | 0 | 0 | 0 | 0 | 0 | 0 | 0 | 0 | 0 | 0 | 0 | 0 | 0 | 0 | 0 | 0 | 0
F3_Commercial_Miscellaneous_New_Miscellaneous_Electric_Clothes Dryer_E4 | F3 | Commercial | Miscellaneous | New | Miscellaneous | Electric | Clothes Dryer | E4 | PACT BC Ratio | 0 | 0 | 0 | 0 | 0 | 0 | 0 | 0 | 0 | 0 | 0 | 0 | 0 | 0 | 0 | 0 | 0 | 0 | 0 | 0 | 0 | 0 | 0 | 0 | 0 | 0 | 0 | 0 | 0 | 0
F3_Commercial_Miscellaneous_New_Miscellaneous_Electric_Clothes Dryer_E5 | F3 | Commercial | Miscellaneous | New | Miscellaneous | Electric | Clothes Dryer | E5 | PACT BC Ratio | 0 | 0 | 0 | 0 | 0 | 0 | 0 | 0 | 0 | 0 | 0 | 0 | 0 | 0 | 0 | 0 | 0 | 0 | 0 | 0 | 0 | 0 | 0 | 0 | 0 | 0 | 0 | 0 | 0 | 0
F3_Commercial_Miscellaneous_New_Miscellaneous_Electric_Clothes Dryer_E6 | F3 | Commercial | Miscellaneous | New | Miscellaneous | Electric | Clothes Dryer | E6 | PACT BC Ratio | 0 | 0 | 0 | 0 | 0 | 0 | 0 | 0 | 0 | 0 | 0 | 0 | 0 | 0 | 0 | 0 | 0 | 0 | 0 | 0 | 0 | 0 | 0 | 0 | 0 | 0 | 0 | 0 | 0 | 0
F3_Commercial_Miscellaneous_New_Miscellaneous_Electric_Clothes Dryer_E7 | F3 | Commercial | Miscellaneous | New | Miscellaneous | Electric | Clothes Dryer | E7 | PACT BC Ratio | 0 | 0 | 0 | 0 | 0 | 0 | 0 | 0 | 0 | 0 | 0 | 0 | 0 | 0 | 0 | 0 | 0 | 0 | 0 | 0 | 0 | 0 | 0 | 0 | 0 | 0 | 0 | 0 | 0 | 0
F3_Commercial_Miscellaneous_New_Miscellaneous_Electric_Clothes Dryer_E8 | F3 | Commercial | Miscellaneous | New | Miscellaneous | Electric | Clothes Dryer | E8 | PACT BC Ratio | 0 | 0 | 0 | 0 | 0 | 0 | 0 | 0 | 0 | 0 | 0 | 0 | 0 | 0 | 0 | 0 | 0 | 0 | 0 | 0 | 0 | 0 | 0 | 0 | 0 | 0 | 0 | 0 | 0 | 0
F3_Commercial_Miscellaneous_New_Miscellaneous_Electric_Clothes Dryer_E9 | F3 | Commercial | Miscellaneous | New | Miscellaneous | Electric | Clothes Dryer | E9 | PACT BC Ratio | 0 | 0 | 0 | 0 | 0 | 0 | 0 | 0 | 0 | 0 | 0 | 0 | 0 | 0 | 0 | 0 | 0 | 0 | 0 | 0 | 0 | 0 | 0 | 0 | 0 | 0 | 0 | 0 | 0 | 0
F3_Commercial_Miscellaneous_New_Miscellaneous_Electric_Clothes Dryer_E10 | F3 | Commercial | Miscellaneous | New | Miscellaneous | Electric | Clothes Dryer | E10 | PACT BC Ratio | 0 | 0 | 0 | 0 | 0 | 0 | 0 | 0 | 0 | 0 | 0 | 0 | 0 | 0 | 0 | 0 | 0 | 0 | 0 | 0 | 0 | 0 | 0 | 0 | 0 | 0 | 0 | 0 | 0 | 0
F4_Commercial_Miscellaneous_New_Miscellaneous_Electric_Clothes Dryer_E1 | F4 | Commercial | Miscellaneous | New | Miscellaneous | Electric | Clothes Dryer | E1 | RVT BC Ratio | 0 | 0 | 0 | 0 | 0 | 0 | 0 | 0 | 0 | 0 | 0 | 0 | 0 | 0 | 0 | 0 | 0 | 0 | 0 | 0 | 0 | 0 | 0 | 0 | 0 | 0 | 0 | 0 | 0 | 0
F4_Commercial_Miscellaneous_New_Miscellaneous_Electric_Clothes Dryer_E2 | F4 | Commercial | Miscellaneous | New | Miscellaneous | Electric | Clothes Dryer | E2 | RVT BC Ratio | 0 | 0 | 0 | 0 | 0 | 0 | 0 | 0 | 0 | 0 | 0 | 0 | 0 | 0 | 0 | 0 | 0 | 0 | 0 | 0 | 0 | 0 | 0 | 0 | 0 | 0 | 0 | 0 | 0 | 0
F4_Commercial_Miscellaneous_New_Miscellaneous_Electric_Clothes Dryer_E3 | F4 | Commercial | Miscellaneous | New | Miscellaneous | Electric | Clothes Dryer | E3 | RVT BC Ratio | 0 | 0 | 0 | 0 | 0 | 0 | 0 | 0 | 0 | 0 | 0 | 0 | 0 | 0 | 0 | 0 | 0 | 0 | 0 | 0 | 0 | 0 | 0 | 0 | 0 | 0 | 0 | 0 | 0 | 0
F4_Commercial_Miscellaneous_New_Miscellaneous_Electric_Clothes Dryer_E4 | F4 | Commercial | Miscellaneous | New | Miscellaneous | Electric | Clothes Dryer | E4 | RVT BC Ratio | 0 | 0 | 0 | 0 | 0 | 0 | 0 | 0 | 0 | 0 | 0 | 0 | 0 | 0 | 0 | 0 | 0 | 0 | 0 | 0 | 0 | 0 | 0 | 0 | 0 | 0 | 0 | 0 | 0 | 0
F4_Commercial_Miscellaneous_New_Miscellaneous_Electric_Clothes Dryer_E5 | F4 | Commercial | Miscellaneous | New | Miscellaneous | Electric | Clothes Dryer | E5 | RVT BC Ratio | 0 | 0 | 0 | 0 | 0 | 0 | 0 | 0 | 0 | 0 | 0 | 0 | 0 | 0 | 0 | 0 | 0 | 0 | 0 | 0 | 0 | 0 | 0 | 0 | 0 | 0 | 0 | 0 | 0 | 0
F4_Commercial_Miscellaneous_New_Miscellaneous_Electric_Clothes Dryer_E6 | F4 | Commercial | Miscellaneous | New | Miscellaneous | Electric | Clothes Dryer | E6 | RVT BC Ratio | 0 | 0 | 0 | 0 | 0 | 0 | 0 | 0 | 0 | 0 | 0 | 0 | 0 | 0 | 0 | 0 | 0 | 0 | 0 | 0 | 0 | 0 | 0 | 0 | 0 | 0 | 0 | 0 | 0 | 0
F4_Commercial_Miscellaneous_New_Miscellaneous_Electric_Clothes Dryer_E7 | F4 | Commercial | Miscellaneous | New | Miscellaneous | Electric | Clothes Dryer | E7 | RVT BC Ratio | 0 | 0 | 0 | 0 | 0 | 0 | 0 | 0 | 0 | 0 | 0 | 0 | 0 | 0 | 0 | 0 | 0 | 0 | 0 | 0 | 0 | 0 | 0 | 0 | 0 | 0 | 0 | 0 | 0 | 0
F4_Commercial_Miscellaneous_New_Miscellaneous_Electric_Clothes Dryer_E8 | F4 | Commercial | Miscellaneous | New | Miscellaneous | Electric | Clothes Dryer | E8 | RVT BC Ratio | 0 | 0 | 0 | 0 | 0 | 0 | 0 | 0 | 0 | 0 | 0 | 0 | 0 | 0 | 0 | 0 | 0 | 0 | 0 | 0 | 0 | 0 | 0 | 0 | 0 | 0 | 0 | 0 | 0 | 0
F4_Commercial_Miscellaneous_New_Miscellaneous_Electric_Clothes Dryer_E9 | F4 | Commercial | Miscellaneous | New | Miscellaneous | Electric | Clothes Dryer | E9 | RVT BC Ratio | 0 | 0 | 0 | 0 | 0 | 0 | 0 | 0 | 0 | 0 | 0 | 0 | 0 | 0 | 0 | 0 | 0 | 0 | 0 | 0 | 0 | 0 | 0 | 0 | 0 | 0 | 0 | 0 | 0 | 0
F4_Commercial_Miscellaneous_New_Miscellaneous_Electric_Clothes Dryer_E10 | F4 | Commercial | Miscellaneous | New | Miscellaneous | Electric | Clothes Dryer | E10 | RVT BC Ratio | 0 | 0 | 0 | 0 | 0 | 0 | 0 | 0 | 0 | 0 | 0 | 0 | 0 | 0 | 0 | 0 | 0 | 0 | 0 | 0 | 0 | 0 | 0 | 0 | 0 | 0 | 0 | 0 | 0 | 0
F5_Commercial_Miscellaneous_New_Miscellaneous_Electric_Clothes Dryer_E1 | F5 | Commercial | Miscellaneous | New | Miscellaneous | Electric | Clothes Dryer | E1 | RIM BC Ratio | 0 | 0 | 0 | 0 | 0 | 0 | 0 | 0 | 0 | 0 | 0 | 0 | 0 | 0 | 0 | 0 | 0 | 0 | 0 | 0 | 0 | 0 | 0 | 0 | 0 | 0 | 0 | 0 | 0 | 0
F5_Commercial_Miscellaneous_New_Miscellaneous_Electric_Clothes Dryer_E2 | F5 | Commercial | Miscellaneous | New | Miscellaneous | Electric | Clothes Dryer | E2 | RIM BC Ratio | 0 | 0 | 0 | 0 | 0 | 0 | 0 | 0 | 0 | 0 | 0 | 0 | 0 | 0 | 0 | 0 | 0 | 0 | 0 | 0 | 0 | 0 | 0 | 0 | 0 | 0 | 0 | 0 | 0 | 0
F5_Commercial_Miscellaneous_New_Miscellaneous_Electric_Clothes Dryer_E3 | F5 | Commercial | Miscellaneous | New | Miscellaneous | Electric | Clothes Dryer | E3 | RIM BC Ratio | 0 | 0 | 0 | 0 | 0 | 0 | 0 | 0 | 0 | 0 | 0 | 0 | 0 | 0 | 0 | 0 | 0 | 0 | 0 | 0 | 0 | 0 | 0 | 0 | 0 | 0 | 0 | 0 | 0 | 0
F5_Commercial_Miscellaneous_New_Miscellaneous_Electric_Clothes Dryer_E4 | F5 | Commercial | Miscellaneous | New | Miscellaneous | Electric | Clothes Dryer | E4 | RIM BC Ratio | 0 | 0 | 0 | 0 | 0 | 0 | 0 | 0 | 0 | 0 | 0 | 0 | 0 | 0 | 0 | 0 | 0 | 0 | 0 | 0 | 0 | 0 | 0 | 0 | 0 | 0 | 0 | 0 | 0 | 0
F5_Commercial_Miscellaneous_New_Miscellaneous_Electric_Clothes Dryer_E5 | F5 | Commercial | Miscellaneous | New | Miscellaneous | Electric | Clothes Dryer | E5 | RIM BC Ratio | 0 | 0 | 0 | 0 | 0 | 0 | 0 | 0 | 0 | 0 | 0 | 0 | 0 | 0 | 0 | 0 | 0 | 0 | 0 | 0 | 0 | 0 | 0 | 0 | 0 | 0 | 0 | 0 | 0 | 0
F5_Commercial_Miscellaneous_New_Miscellaneous_Electric_Clothes Dryer_E6 | F5 | Commercial | Miscellaneous | New | Miscellaneous | Electric | Clothes Dryer | E6 | RIM BC Ratio | 0 | 0 | 0 | 0 | 0 | 0 | 0 | 0 | 0 | 0 | 0 | 0 | 0 | 0 | 0 | 0 | 0 | 0 | 0 | 0 | 0 | 0 | 0 | 0 | 0 | 0 | 0 | 0 | 0 | 0
F5_Commercial_Miscellaneous_New_Miscellaneous_Electric_Clothes Dryer_E7 | F5 | Commercial | Miscellaneous | New | Miscellaneous | Electric | Clothes Dryer | E7 | RIM BC Ratio | 0 | 0 | 0 | 0 | 0 | 0 | 0 | 0 | 0 | 0 | 0 | 0 | 0 | 0 | 0 | 0 | 0 | 0 | 0 | 0 | 0 | 0 | 0 | 0 | 0 | 0 | 0 | 0 | 0 | 0
F5_Commercial_Miscellaneous_New_Miscellaneous_Electric_Clothes Dryer_E8 | F5 | Commercial | Miscellaneous | New | Miscellaneous | Electric | Clothes Dryer | E8 | RIM BC Ratio | 0 | 0 | 0 | 0 | 0 | 0 | 0 | 0 | 0 | 0 | 0 | 0 | 0 | 0 | 0 | 0 | 0 | 0 | 0 | 0 | 0 | 0 | 0 | 0 | 0 | 0 | 0 | 0 | 0 | 0
F5_Commercial_Miscellaneous_New_Miscellaneous_Electric_Clothes Dryer_E9 | F5 | Commercial | Miscellaneous | New | Miscellaneous | Electric | Clothes Dryer | E9 | RIM BC Ratio | 0 | 0 | 0 | 0 | 0 | 0 | 0 | 0 | 0 | 0 | 0 | 0 | 0 | 0 | 0 | 0 | 0 | 0 | 0 | 0 | 0 | 0 | 0 | 0 | 0 | 0 | 0 | 0 | 0 | 0
F5_Commercial_Miscellaneous_New_Miscellaneous_Electric_Clothes Dryer_E10 | F5 | Commercial | Miscellaneous | New | Miscellaneous | Electric | Clothes Dryer | E10 | RIM BC Ratio | 0 | 0 | 0 | 0 | 0 | 0 | 0 | 0 | 0 | 0 | 0 | 0 | 0 | 0 | 0 | 0 | 0 | 0 | 0 | 0 | 0 | 0 | 0 | 0 | 0 | 0 | 0 | 0 | 0 | 0
F0_Commercial_Miscellaneous_New_Miscellaneous_Electric_Miscellaneous_E0 | F0 | Commercial | Miscellaneous | New | Miscellaneous | Electric | Miscellaneous | E0 | Economic Unit | 0 | 0 | 0 | 0 | 0 | 0 | 0 | 0 | 0 | 0 | 0 | 0 | 0 | 0 | 0 | 0 | 0 | 0 | 0 | 0 | 0 | 0 | 0 | 0 | 0 | 0 | 0 | 0 | 0 | 0
F1_Commercial_Miscellaneous_New_Miscellaneous_Electric_Miscellaneous_E1 | F1 | Commercial | Miscellaneous | New | Miscellaneous | Electric | Miscellaneous | E1 | CCE | 0 | 0 | 0 | 0 | 0 | 0 | 0 | 0 | 0 | 0 | 0 | 0 | 0 | 0 | 0 | 0 | 0 | 0 | 0 | 0 | 0 | 0 | 0 | 0 | 0 | 0 | 0 | 0 | 0 | 0
F1_Commercial_Miscellaneous_New_Miscellaneous_Electric_Miscellaneous_E2 | F1 | Commercial | Miscellaneous | New | Miscellaneous | Electric | Miscellaneous | E2 | CCE | 0 | 0 | 0 | 0 | 0 | 0 | 0 | 0 | 0 | 0 | 0 | 0 | 0 | 0 | 0 | 0 | 0 | 0 | 0 | 0 | 0 | 0 | 0 | 0 | 0 | 0 | 0 | 0 | 0 | 0
F1_Commercial_Miscellaneous_New_Miscellaneous_Electric_Miscellaneous_E3 | F1 | Commercial | Miscellaneous | New | Miscellaneous | Electric | Miscellaneous | E3 | CCE | 0 | 0 | 0 | 0 | 0 | 0 | 0 | 0 | 0 | 0 | 0 | 0 | 0 | 0 | 0 | 0 | 0 | 0 | 0 | 0 | 0 | 0 | 0 | 0 | 0 | 0 | 0 | 0 | 0 | 0
F1_Commercial_Miscellaneous_New_Miscellaneous_Electric_Miscellaneous_E4 | F1 | Commercial | Miscellaneous | New | Miscellaneous | Electric | Miscellaneous | E4 | CCE | 0 | 0 | 0 | 0 | 0 | 0 | 0 | 0 | 0 | 0 | 0 | 0 | 0 | 0 | 0 | 0 | 0 | 0 | 0 | 0 | 0 | 0 | 0 | 0 | 0 | 0 | 0 | 0 | 0 | 0
F1_Commercial_Miscellaneous_New_Miscellaneous_Electric_Miscellaneous_E5 | F1 | Commercial | Miscellaneous | New | Miscellaneous | Electric | Miscellaneous | E5 | CCE | 0 | 0 | 0 | 0 | 0 | 0 | 0 | 0 | 0 | 0 | 0 | 0 | 0 | 0 | 0 | 0 | 0 | 0 | 0 | 0 | 0 | 0 | 0 | 0 | 0 | 0 | 0 | 0 | 0 | 0
F1_Commercial_Miscellaneous_New_Miscellaneous_Electric_Miscellaneous_E6 | F1 | Commercial | Miscellaneous | New | Miscellaneous | Electric | Miscellaneous | E6 | CCE | 0 | 0 | 0 | 0 | 0 | 0 | 0 | 0 | 0 | 0 | 0 | 0 | 0 | 0 | 0 | 0 | 0 | 0 | 0 | 0 | 0 | 0 | 0 | 0 | 0 | 0 | 0 | 0 | 0 | 0
F1_Commercial_Miscellaneous_New_Miscellaneous_Electric_Miscellaneous_E7 | F1 | Commercial | Miscellaneous | New | Miscellaneous | Electric | Miscellaneous | E7 | CCE | 0 | 0 | 0 | 0 | 0 | 0 | 0 | 0 | 0 | 0 | 0 | 0 | 0 | 0 | 0 | 0 | 0 | 0 | 0 | 0 | 0 | 0 | 0 | 0 | 0 | 0 | 0 | 0 | 0 | 0
F1_Commercial_Miscellaneous_New_Miscellaneous_Electric_Miscellaneous_E8 | F1 | Commercial | Miscellaneous | New | Miscellaneous | Electric | Miscellaneous | E8 | CCE | 0 | 0 | 0 | 0 | 0 | 0 | 0 | 0 | 0 | 0 | 0 | 0 | 0 | 0 | 0 | 0 | 0 | 0 | 0 | 0 | 0 | 0 | 0 | 0 | 0 | 0 | 0 | 0 | 0 | 0
F1_Commercial_Miscellaneous_New_Miscellaneous_Electric_Miscellaneous_E9 | F1 | Commercial | Miscellaneous | New | Miscellaneous | Electric | Miscellaneous | E9 | CCE | 0 | 0 | 0 | 0 | 0 | 0 | 0 | 0 | 0 | 0 | 0 | 0 | 0 | 0 | 0 | 0 | 0 | 0 | 0 | 0 | 0 | 0 | 0 | 0 | 0 | 0 | 0 | 0 | 0 | 0
F1_Commercial_Miscellaneous_New_Miscellaneous_Electric_Miscellaneous_E10 | F1 | Commercial | Miscellaneous | New | Miscellaneous | Electric | Miscellaneous | E10 | CCE | 0 | 0 | 0 | 0 | 0 | 0 | 0 | 0 | 0 | 0 | 0 | 0 | 0 | 0 | 0 | 0 | 0 | 0 | 0 | 0 | 0 | 0 | 0 | 0 | 0 | 0 | 0 | 0 | 0 | 0
F2_Commercial_Miscellaneous_New_Miscellaneous_Electric_Miscellaneous_E1 | F2 | Commercial | Miscellaneous | New | Miscellaneous | Electric | Miscellaneous | E1 | TRC BC Ratio | 0 | 0 | 0 | 0 | 0 | 0 | 0 | 0 | 0 | 0 | 0 | 0 | 0 | 0 | 0 | 0 | 0 | 0 | 0 | 0 | 0 | 0 | 0 | 0 | 0 | 0 | 0 | 0 | 0 | 0
F2_Commercial_Miscellaneous_New_Miscellaneous_Electric_Miscellaneous_E2 | F2 | Commercial | Miscellaneous | New | Miscellaneous | Electric | Miscellaneous | E2 | TRC BC Ratio | 0 | 0 | 0 | 0 | 0 | 0 | 0 | 0 | 0 | 0 | 0 | 0 | 0 | 0 | 0 | 0 | 0 | 0 | 0 | 0 | 0 | 0 | 0 | 0 | 0 | 0 | 0 | 0 | 0 | 0
F2_Commercial_Miscellaneous_New_Miscellaneous_Electric_Miscellaneous_E3 | F2 | Commercial | Miscellaneous | New | Miscellaneous | Electric | Miscellaneous | E3 | TRC BC Ratio | 0 | 0 | 0 | 0 | 0 | 0 | 0 | 0 | 0 | 0 | 0 | 0 | 0 | 0 | 0 | 0 | 0 | 0 | 0 | 0 | 0 | 0 | 0 | 0 | 0 | 0 | 0 | 0 | 0 | 0
F2_Commercial_Miscellaneous_New_Miscellaneous_Electric_Miscellaneous_E4 | F2 | Commercial | Miscellaneous | New | Miscellaneous | Electric | Miscellaneous | E4 | TRC BC Ratio | 0 | 0 | 0 | 0 | 0 | 0 | 0 | 0 | 0 | 0 | 0 | 0 | 0 | 0 | 0 | 0 | 0 | 0 | 0 | 0 | 0 | 0 | 0 | 0 | 0 | 0 | 0 | 0 | 0 | 0
F2_Commercial_Miscellaneous_New_Miscellaneous_Electric_Miscellaneous_E5 | F2 | Commercial | Miscellaneous | New | Miscellaneous | Electric | Miscellaneous | E5 | TRC BC Ratio | 0 | 0 | 0 | 0 | 0 | 0 | 0 | 0 | 0 | 0 | 0 | 0 | 0 | 0 | 0 | 0 | 0 | 0 | 0 | 0 | 0 | 0 | 0 | 0 | 0 | 0 | 0 | 0 | 0 | 0
F2_Commercial_Miscellaneous_New_Miscellaneous_Electric_Miscellaneous_E6 | F2 | Commercial | Miscellaneous | New | Miscellaneous | Electric | Miscellaneous | E6 | TRC BC Ratio | 0 | 0 | 0 | 0 | 0 | 0 | 0 | 0 | 0 | 0 | 0 | 0 | 0 | 0 | 0 | 0 | 0 | 0 | 0 | 0 | 0 | 0 | 0 | 0 | 0 | 0 | 0 | 0 | 0 | 0
F2_Commercial_Miscellaneous_New_Miscellaneous_Electric_Miscellaneous_E7 | F2 | Commercial | Miscellaneous | New | Miscellaneous | Electric | Miscellaneous | E7 | TRC BC Ratio | 0 | 0 | 0 | 0 | 0 | 0 | 0 | 0 | 0 | 0 | 0 | 0 | 0 | 0 | 0 | 0 | 0 | 0 | 0 | 0 | 0 | 0 | 0 | 0 | 0 | 0 | 0 | 0 | 0 | 0
F2_Commercial_Miscellaneous_New_Miscellaneous_Electric_Miscellaneous_E8 | F2 | Commercial | Miscellaneous | New | Miscellaneous | Electric | Miscellaneous | E8 | TRC BC Ratio | 0 | 0 | 0 | 0 | 0 | 0 | 0 | 0 | 0 | 0 | 0 | 0 | 0 | 0 | 0 | 0 | 0 | 0 | 0 | 0 | 0 | 0 | 0 | 0 | 0 | 0 | 0 | 0 | 0 | 0
F2_Commercial_Miscellaneous_New_Miscellaneous_Electric_Miscellaneous_E9 | F2 | Commercial | Miscellaneous | New | Miscellaneous | Electric | Miscellaneous | E9 | TRC BC Ratio | 0 | 0 | 0 | 0 | 0 | 0 | 0 | 0 | 0 | 0 | 0 | 0 | 0 | 0 | 0 | 0 | 0 | 0 | 0 | 0 | 0 | 0 | 0 | 0 | 0 | 0 | 0 | 0 | 0 | 0
F2_Commercial_Miscellaneous_New_Miscellaneous_Electric_Miscellaneous_E10 | F2 | Commercial | Miscellaneous | New | Miscellaneous | Electric | Miscellaneous | E10 | TRC BC Ratio | 0 | 0 | 0 | 0 | 0 | 0 | 0 | 0 | 0 | 0 | 0 | 0 | 0 | 0 | 0 | 0 | 0 | 0 | 0 | 0 | 0 | 0 | 0 | 0 | 0 | 0 | 0 | 0 | 0 | 0
F3_Commercial_Miscellaneous_New_Miscellaneous_Electric_Miscellaneous_E1 | F3 | Commercial | Miscellaneous | New | Miscellaneous | Electric | Miscellaneous | E1 | PACT BC Ratio | 0 | 0 | 0 | 0 | 0 | 0 | 0 | 0 | 0 | 0 | 0 | 0 | 0 | 0 | 0 | 0 | 0 | 0 | 0 | 0 | 0 | 0 | 0 | 0 | 0 | 0 | 0 | 0 | 0 | 0
F3_Commercial_Miscellaneous_New_Miscellaneous_Electric_Miscellaneous_E2 | F3 | Commercial | Miscellaneous | New | Miscellaneous | Electric | Miscellaneous | E2 | PACT BC Ratio | 0 | 0 | 0 | 0 | 0 | 0 | 0 | 0 | 0 | 0 | 0 | 0 | 0 | 0 | 0 | 0 | 0 | 0 | 0 | 0 | 0 | 0 | 0 | 0 | 0 | 0 | 0 | 0 | 0 | 0
F3_Commercial_Miscellaneous_New_Miscellaneous_Electric_Miscellaneous_E3 | F3 | Commercial | Miscellaneous | New | Miscellaneous | Electric | Miscellaneous | E3 | PACT BC Ratio | 0 | 0 | 0 | 0 | 0 | 0 | 0 | 0 | 0 | 0 | 0 | 0 | 0 | 0 | 0 | 0 | 0 | 0 | 0 | 0 | 0 | 0 | 0 | 0 | 0 | 0 | 0 | 0 | 0 | 0
F3_Commercial_Miscellaneous_New_Miscellaneous_Electric_Miscellaneous_E4 | F3 | Commercial | Miscellaneous | New | Miscellaneous | Electric | Miscellaneous | E4 | PACT BC Ratio | 0 | 0 | 0 | 0 | 0 | 0 | 0 | 0 | 0 | 0 | 0 | 0 | 0 | 0 | 0 | 0 | 0 | 0 | 0 | 0 | 0 | 0 | 0 | 0 | 0 | 0 | 0 | 0 | 0 | 0
F3_Commercial_Miscellaneous_New_Miscellaneous_Electric_Miscellaneous_E5 | F3 | Commercial | Miscellaneous | New | Miscellaneous | Electric | Miscellaneous | E5 | PACT BC Ratio | 0 | 0 | 0 | 0 | 0 | 0 | 0 | 0 | 0 | 0 | 0 | 0 | 0 | 0 | 0 | 0 | 0 | 0 | 0 | 0 | 0 | 0 | 0 | 0 | 0 | 0 | 0 | 0 | 0 | 0
F3_Commercial_Miscellaneous_New_Miscellaneous_Electric_Miscellaneous_E6 | F3 | Commercial | Miscellaneous | New | Miscellaneous | Electric | Miscellaneous | E6 | PACT BC Ratio | 0 | 0 | 0 | 0 | 0 | 0 | 0 | 0 | 0 | 0 | 0 | 0 | 0 | 0 | 0 | 0 | 0 | 0 | 0 | 0 | 0 | 0 | 0 | 0 | 0 | 0 | 0 | 0 | 0 | 0
F3_Commercial_Miscellaneous_New_Miscellaneous_Electric_Miscellaneous_E7 | F3 | Commercial | Miscellaneous | New | Miscellaneous | Electric | Miscellaneous | E7 | PACT BC Ratio | 0 | 0 | 0 | 0 | 0 | 0 | 0 | 0 | 0 | 0 | 0 | 0 | 0 | 0 | 0 | 0 | 0 | 0 | 0 | 0 | 0 | 0 | 0 | 0 | 0 | 0 | 0 | 0 | 0 | 0
F3_Commercial_Miscellaneous_New_Miscellaneous_Electric_Miscellaneous_E8 | F3 | Commercial | Miscellaneous | New | Miscellaneous | Electric | Miscellaneous | E8 | PACT BC Ratio | 0 | 0 | 0 | 0 | 0 | 0 | 0 | 0 | 0 | 0 | 0 | 0 | 0 | 0 | 0 | 0 | 0 | 0 | 0 | 0 | 0 | 0 | 0 | 0 | 0 | 0 | 0 | 0 | 0 | 0
F3_Commercial_Miscellaneous_New_Miscellaneous_Electric_Miscellaneous_E9 | F3 | Commercial | Miscellaneous | New | Miscellaneous | Electric | Miscellaneous | E9 | PACT BC Ratio | 0 | 0 | 0 | 0 | 0 | 0 | 0 | 0 | 0 | 0 | 0 | 0 | 0 | 0 | 0 | 0 | 0 | 0 | 0 | 0 | 0 | 0 | 0 | 0 | 0 | 0 | 0 | 0 | 0 | 0
F3_Commercial_Miscellaneous_New_Miscellaneous_Electric_Miscellaneous_E10 | F3 | Commercial | Miscellaneous | New | Miscellaneous | Electric | Miscellaneous | E10 | PACT BC Ratio | 0 | 0 | 0 | 0 | 0 | 0 | 0 | 0 | 0 | 0 | 0 | 0 | 0 | 0 | 0 | 0 | 0 | 0 | 0 | 0 | 0 | 0 | 0 | 0 | 0 | 0 | 0 | 0 | 0 | 0
F4_Commercial_Miscellaneous_New_Miscellaneous_Electric_Miscellaneous_E1 | F4 | Commercial | Miscellaneous | New | Miscellaneous | Electric | Miscellaneous | E1 | RVT BC Ratio | 0 | 0 | 0 | 0 | 0 | 0 | 0 | 0 | 0 | 0 | 0 | 0 | 0 | 0 | 0 | 0 | 0 | 0 | 0 | 0 | 0 | 0 | 0 | 0 | 0 | 0 | 0 | 0 | 0 | 0
F4_Commercial_Miscellaneous_New_Miscellaneous_Electric_Miscellaneous_E2 | F4 | Commercial | Miscellaneous | New | Miscellaneous | Electric | Miscellaneous | E2 | RVT BC Ratio | 0 | 0 | 0 | 0 | 0 | 0 | 0 | 0 | 0 | 0 | 0 | 0 | 0 | 0 | 0 | 0 | 0 | 0 | 0 | 0 | 0 | 0 | 0 | 0 | 0 | 0 | 0 | 0 | 0 | 0
F4_Commercial_Miscellaneous_New_Miscellaneous_Electric_Miscellaneous_E3 | F4 | Commercial | Miscellaneous | New | Miscellaneous | Electric | Miscellaneous | E3 | RVT BC Ratio | 0 | 0 | 0 | 0 | 0 | 0 | 0 | 0 | 0 | 0 | 0 | 0 | 0 | 0 | 0 | 0 | 0 | 0 | 0 | 0 | 0 | 0 | 0 | 0 | 0 | 0 | 0 | 0 | 0 | 0
F4_Commercial_Miscellaneous_New_Miscellaneous_Electric_Miscellaneous_E4 | F4 | Commercial | Miscellaneous | New | Miscellaneous | Electric | Miscellaneous | E4 | RVT BC Ratio | 0 | 0 | 0 | 0 | 0 | 0 | 0 | 0 | 0 | 0 | 0 | 0 | 0 | 0 | 0 | 0 | 0 | 0 | 0 | 0 | 0 | 0 | 0 | 0 | 0 | 0 | 0 | 0 | 0 | 0
F4_Commercial_Miscellaneous_New_Miscellaneous_Electric_Miscellaneous_E5 | F4 | Commercial | Miscellaneous | New | Miscellaneous | Electric | Miscellaneous | E5 | RVT BC Ratio | 0 | 0 | 0 | 0 | 0 | 0 | 0 | 0 | 0 | 0 | 0 | 0 | 0 | 0 | 0 | 0 | 0 | 0 | 0 | 0 | 0 | 0 | 0 | 0 | 0 | 0 | 0 | 0 | 0 | 0
F4_Commercial_Miscellaneous_New_Miscellaneous_Electric_Miscellaneous_E6 | F4 | Commercial | Miscellaneous | New | Miscellaneous | Electric | Miscellaneous | E6 | RVT BC Ratio | 0 | 0 | 0 | 0 | 0 | 0 | 0 | 0 | 0 | 0 | 0 | 0 | 0 | 0 | 0 | 0 | 0 | 0 | 0 | 0 | 0 | 0 | 0 | 0 | 0 | 0 | 0 | 0 | 0 | 0
F4_Commercial_Miscellaneous_New_Miscellaneous_Electric_Miscellaneous_E7 | F4 | Commercial | Miscellaneous | New | Miscellaneous | Electric | Miscellaneous | E7 | RVT BC Ratio | 0 | 0 | 0 | 0 | 0 | 0 | 0 | 0 | 0 | 0 | 0 | 0 | 0 | 0 | 0 | 0 | 0 | 0 | 0 | 0 | 0 | 0 | 0 | 0 | 0 | 0 | 0 | 0 | 0 | 0
F4_Commercial_Miscellaneous_New_Miscellaneous_Electric_Miscellaneous_E8 | F4 | Commercial | Miscellaneous | New | Miscellaneous | Electric | Miscellaneous | E8 | RVT BC Ratio | 0 | 0 | 0 | 0 | 0 | 0 | 0 | 0 | 0 | 0 | 0 | 0 | 0 | 0 | 0 | 0 | 0 | 0 | 0 | 0 | 0 | 0 | 0 | 0 | 0 | 0 | 0 | 0 | 0 | 0
F4_Commercial_Miscellaneous_New_Miscellaneous_Electric_Miscellaneous_E9 | F4 | Commercial | Miscellaneous | New | Miscellaneous | Electric | Miscellaneous | E9 | RVT BC Ratio | 0 | 0 | 0 | 0 | 0 | 0 | 0 | 0 | 0 | 0 | 0 | 0 | 0 | 0 | 0 | 0 | 0 | 0 | 0 | 0 | 0 | 0 | 0 | 0 | 0 | 0 | 0 | 0 | 0 | 0
F4_Commercial_Miscellaneous_New_Miscellaneous_Electric_Miscellaneous_E10 | F4 | Commercial | Miscellaneous | New | Miscellaneous | Electric | Miscellaneous | E10 | RVT BC Ratio | 0 | 0 | 0 | 0 | 0 | 0 | 0 | 0 | 0 | 0 | 0 | 0 | 0 | 0 | 0 | 0 | 0 | 0 | 0 | 0 | 0 | 0 | 0 | 0 | 0 | 0 | 0 | 0 | 0 | 0
F5_Commercial_Miscellaneous_New_Miscellaneous_Electric_Miscellaneous_E1 | F5 | Commercial | Miscellaneous | New | Miscellaneous | Electric | Miscellaneous | E1 | RIM BC Ratio | 0 | 0 | 0 | 0 | 0 | 0 | 0 | 0 | 0 | 0 | 0 | 0 | 0 | 0 | 0 | 0 | 0 | 0 | 0 | 0 | 0 | 0 | 0 | 0 | 0 | 0 | 0 | 0 | 0 | 0
F5_Commercial_Miscellaneous_New_Miscellaneous_Electric_Miscellaneous_E2 | F5 | Commercial | Miscellaneous | New | Miscellaneous | Electric | Miscellaneous | E2 | RIM BC Ratio | 0 | 0 | 0 | 0 | 0 | 0 | 0 | 0 | 0 | 0 | 0 | 0 | 0 | 0 | 0 | 0 | 0 | 0 | 0 | 0 | 0 | 0 | 0 | 0 | 0 | 0 | 0 | 0 | 0 | 0
F5_Commercial_Miscellaneous_New_Miscellaneous_Electric_Miscellaneous_E3 | F5 | Commercial | Miscellaneous | New | Miscellaneous | Electric | Miscellaneous | E3 | RIM BC Ratio | 0 | 0 | 0 | 0 | 0 | 0 | 0 | 0 | 0 | 0 | 0 | 0 | 0 | 0 | 0 | 0 | 0 | 0 | 0 | 0 | 0 | 0 | 0 | 0 | 0 | 0 | 0 | 0 | 0 | 0
F5_Commercial_Miscellaneous_New_Miscellaneous_Electric_Miscellaneous_E4 | F5 | Commercial | Miscellaneous | New | Miscellaneous | Electric | Miscellaneous | E4 | RIM BC Ratio | 0 | 0 | 0 | 0 | 0 | 0 | 0 | 0 | 0 | 0 | 0 | 0 | 0 | 0 | 0 | 0 | 0 | 0 | 0 | 0 | 0 | 0 | 0 | 0 | 0 | 0 | 0 | 0 | 0 | 0
F5_Commercial_Miscellaneous_New_Miscellaneous_Electric_Miscellaneous_E5 | F5 | Commercial | Miscellaneous | New | Miscellaneous | Electric | Miscellaneous | E5 | RIM BC Ratio | 0 | 0 | 0 | 0 | 0 | 0 | 0 | 0 | 0 | 0 | 0 | 0 | 0 | 0 | 0 | 0 | 0 | 0 | 0 | 0 | 0 | 0 | 0 | 0 | 0 | 0 | 0 | 0 | 0 | 0
F5_Commercial_Miscellaneous_New_Miscellaneous_Electric_Miscellaneous_E6 | F5 | Commercial | Miscellaneous | New | Miscellaneous | Electric | Miscellaneous | E6 | RIM BC Ratio | 0 | 0 | 0 | 0 | 0 | 0 | 0 | 0 | 0 | 0 | 0 | 0 | 0 | 0 | 0 | 0 | 0 | 0 | 0 | 0 | 0 | 0 | 0 | 0 | 0 | 0 | 0 | 0 | 0 | 0
F5_Commercial_Miscellaneous_New_Miscellaneous_Electric_Miscellaneous_E7 | F5 | Commercial | Miscellaneous | New | Miscellaneous | Electric | Miscellaneous | E7 | RIM BC Ratio | 0 | 0 | 0 | 0 | 0 | 0 | 0 | 0 | 0 | 0 | 0 | 0 | 0 | 0 | 0 | 0 | 0 | 0 | 0 | 0 | 0 | 0 | 0 | 0 | 0 | 0 | 0 | 0 | 0 | 0
F5_Commercial_Miscellaneous_New_Miscellaneous_Electric_Miscellaneous_E8 | F5 | Commercial | Miscellaneous | New | Miscellaneous | Electric | Miscellaneous | E8 | RIM BC Ratio | 0 | 0 | 0 | 0 | 0 | 0 | 0 | 0 | 0 | 0 | 0 | 0 | 0 | 0 | 0 | 0 | 0 | 0 | 0 | 0 | 0 | 0 | 0 | 0 | 0 | 0 | 0 | 0 | 0 | 0
F5_Commercial_Miscellaneous_New_Miscellaneous_Electric_Miscellaneous_E9 | F5 | Commercial | Miscellaneous | New | Miscellaneous | Electric | Miscellaneous | E9 | RIM BC Ratio | 0 | 0 | 0 | 0 | 0 | 0 | 0 | 0 | 0 | 0 | 0 | 0 | 0 | 0 | 0 | 0 | 0 | 0 | 0 | 0 | 0 | 0 | 0 | 0 | 0 | 0 | 0 | 0 | 0 | 0
F5_Commercial_Miscellaneous_New_Miscellaneous_Electric_Miscellaneous_E10 | F5 | Commercial | Miscellaneous | New | Miscellaneous | Electric | Miscellaneous | E10 | RIM BC Ratio | 0 | 0 | 0 | 0 | 0 | 0 | 0 | 0 | 0 | 0 | 0 | 0 | 0 | 0 | 0 | 0 | 0 | 0 | 0 | 0 | 0 | 0 | 0 | 0 | 0 | 0 | 0 | 0 | 0 | 0
F0_Commercial_Miscellaneous_New_Generation_Electric_Solar PV_E0 | F0 | Commercial | Miscellaneous | New | Generation | Electric | Solar PV | E0 | Economic Unit | 0 | 0 | 0 | 0 | 0 | 0 | 0 | 0 | 0 | 0 | 0 | 0 | 0 | 0 | 0 | 0 | 0 | 0 | 0 | 0 | 0 | 0 | 0 | 0 | 0 | 0 | 0 | 0 | 0 | 0
F1_Commercial_Miscellaneous_New_Generation_Electric_Solar PV_E1 | F1 | Commercial | Miscellaneous | New | Generation | Electric | Solar PV | E1 | CCE | 0 | 0 | 0 | 0 | 0 | 0 | 0 | 0 | 0 | 0 | 0 | 0 | 0 | 0 | 0 | 0 | 0 | 0 | 0 | 0 | 0 | 0 | 0 | 0 | 0 | 0 | 0 | 0 | 0 | 0
F1_Commercial_Miscellaneous_New_Generation_Electric_Solar PV_E2 | F1 | Commercial | Miscellaneous | New | Generation | Electric | Solar PV | E2 | CCE | 0 | 0 | 0 | 0 | 0 | 0 | 0 | 0 | 0 | 0 | 0 | 0 | 0 | 0 | 0 | 0 | 0 | 0 | 0 | 0 | 0 | 0 | 0 | 0 | 0 | 0 | 0 | 0 | 0 | 0
F1_Commercial_Miscellaneous_New_Generation_Electric_Solar PV_E3 | F1 | Commercial | Miscellaneous | New | Generation | Electric | Solar PV | E3 | CCE | 0 | 0 | 0 | 0 | 0 | 0 | 0 | 0 | 0 | 0 | 0 | 0 | 0 | 0 | 0 | 0 | 0 | 0 | 0 | 0 | 0 | 0 | 0 | 0 | 0 | 0 | 0 | 0 | 0 | 0
F1_Commercial_Miscellaneous_New_Generation_Electric_Solar PV_E4 | F1 | Commercial | Miscellaneous | New | Generation | Electric | Solar PV | E4 | CCE | 0 | 0 | 0 | 0 | 0 | 0 | 0 | 0 | 0 | 0 | 0 | 0 | 0 | 0 | 0 | 0 | 0 | 0 | 0 | 0 | 0 | 0 | 0 | 0 | 0 | 0 | 0 | 0 | 0 | 0
F1_Commercial_Miscellaneous_New_Generation_Electric_Solar PV_E5 | F1 | Commercial | Miscellaneous | New | Generation | Electric | Solar PV | E5 | CCE | 0 | 0 | 0 | 0 | 0 | 0 | 0 | 0 | 0 | 0 | 0 | 0 | 0 | 0 | 0 | 0 | 0 | 0 | 0 | 0 | 0 | 0 | 0 | 0 | 0 | 0 | 0 | 0 | 0 | 0
F1_Commercial_Miscellaneous_New_Generation_Electric_Solar PV_E6 | F1 | Commercial | Miscellaneous | New | Generation | Electric | Solar PV | E6 | CCE | 0 | 0 | 0 | 0 | 0 | 0 | 0 | 0 | 0 | 0 | 0 | 0 | 0 | 0 | 0 | 0 | 0 | 0 | 0 | 0 | 0 | 0 | 0 | 0 | 0 | 0 | 0 | 0 | 0 | 0
F1_Commercial_Miscellaneous_New_Generation_Electric_Solar PV_E7 | F1 | Commercial | Miscellaneous | New | Generation | Electric | Solar PV | E7 | CCE | 0 | 0 | 0 | 0 | 0 | 0 | 0 | 0 | 0 | 0 | 0 | 0 | 0 | 0 | 0 | 0 | 0 | 0 | 0 | 0 | 0 | 0 | 0 | 0 | 0 | 0 | 0 | 0 | 0 | 0
F1_Commercial_Miscellaneous_New_Generation_Electric_Solar PV_E8 | F1 | Commercial | Miscellaneous | New | Generation | Electric | Solar PV | E8 | CCE | 0 | 0 | 0 | 0 | 0 | 0 | 0 | 0 | 0 | 0 | 0 | 0 | 0 | 0 | 0 | 0 | 0 | 0 | 0 | 0 | 0 | 0 | 0 | 0 | 0 | 0 | 0 | 0 | 0 | 0
F1_Commercial_Miscellaneous_New_Generation_Electric_Solar PV_E9 | F1 | Commercial | Miscellaneous | New | Generation | Electric | Solar PV | E9 | CCE | 0 | 0 | 0 | 0 | 0 | 0 | 0 | 0 | 0 | 0 | 0 | 0 | 0 | 0 | 0 | 0 | 0 | 0 | 0 | 0 | 0 | 0 | 0 | 0 | 0 | 0 | 0 | 0 | 0 | 0
F1_Commercial_Miscellaneous_New_Generation_Electric_Solar PV_E10 | F1 | Commercial | Miscellaneous | New | Generation | Electric | Solar PV | E10 | CCE | 0 | 0 | 0 | 0 | 0 | 0 | 0 | 0 | 0 | 0 | 0 | 0 | 0 | 0 | 0 | 0 | 0 | 0 | 0 | 0 | 0 | 0 | 0 | 0 | 0 | 0 | 0 | 0 | 0 | 0
F2_Commercial_Miscellaneous_New_Generation_Electric_Solar PV_E1 | F2 | Commercial | Miscellaneous | New | Generation | Electric | Solar PV | E1 | TRC BC Ratio | 0 | 0 | 0 | 0 | 0 | 0 | 0 | 0 | 0 | 0 | 0 | 0 | 0 | 0 | 0 | 0 | 0 | 0 | 0 | 0 | 0 | 0 | 0 | 0 | 0 | 0 | 0 | 0 | 0 | 0
F2_Commercial_Miscellaneous_New_Generation_Electric_Solar PV_E2 | F2 | Commercial | Miscellaneous | New | Generation | Electric | Solar PV | E2 | TRC BC Ratio | 0 | 0 | 0 | 0 | 0 | 0 | 0 | 0 | 0 | 0 | 0 | 0 | 0 | 0 | 0 | 0 | 0 | 0 | 0 | 0 | 0 | 0 | 0 | 0 | 0 | 0 | 0 | 0 | 0 | 0
F2_Commercial_Miscellaneous_New_Generation_Electric_Solar PV_E3 | F2 | Commercial | Miscellaneous | New | Generation | Electric | Solar PV | E3 | TRC BC Ratio | 0 | 0 | 0 | 0 | 0 | 0 | 0 | 0 | 0 | 0 | 0 | 0 | 0 | 0 | 0 | 0 | 0 | 0 | 0 | 0 | 0 | 0 | 0 | 0 | 0 | 0 | 0 | 0 | 0 | 0
F2_Commercial_Miscellaneous_New_Generation_Electric_Solar PV_E4 | F2 | Commercial | Miscellaneous | New | Generation | Electric | Solar PV | E4 | TRC BC Ratio | 0 | 0 | 0 | 0 | 0 | 0 | 0 | 0 | 0 | 0 | 0 | 0 | 0 | 0 | 0 | 0 | 0 | 0 | 0 | 0 | 0 | 0 | 0 | 0 | 0 | 0 | 0 | 0 | 0 | 0
F2_Commercial_Miscellaneous_New_Generation_Electric_Solar PV_E5 | F2 | Commercial | Miscellaneous | New | Generation | Electric | Solar PV | E5 | TRC BC Ratio | 0 | 0 | 0 | 0 | 0 | 0 | 0 | 0 | 0 | 0 | 0 | 0 | 0 | 0 | 0 | 0 | 0 | 0 | 0 | 0 | 0 | 0 | 0 | 0 | 0 | 0 | 0 | 0 | 0 | 0
F2_Commercial_Miscellaneous_New_Generation_Electric_Solar PV_E6 | F2 | Commercial | Miscellaneous | New | Generation | Electric | Solar PV | E6 | TRC BC Ratio | 0 | 0 | 0 | 0 | 0 | 0 | 0 | 0 | 0 | 0 | 0 | 0 | 0 | 0 | 0 | 0 | 0 | 0 | 0 | 0 | 0 | 0 | 0 | 0 | 0 | 0 | 0 | 0 | 0 | 0
F2_Commercial_Miscellaneous_New_Generation_Electric_Solar PV_E7 | F2 | Commercial | Miscellaneous | New | Generation | Electric | Solar PV | E7 | TRC BC Ratio | 0 | 0 | 0 | 0 | 0 | 0 | 0 | 0 | 0 | 0 | 0 | 0 | 0 | 0 | 0 | 0 | 0 | 0 | 0 | 0 | 0 | 0 | 0 | 0 | 0 | 0 | 0 | 0 | 0 | 0
F2_Commercial_Miscellaneous_New_Generation_Electric_Solar PV_E8 | F2 | Commercial | Miscellaneous | New | Generation | Electric | Solar PV | E8 | TRC BC Ratio | 0 | 0 | 0 | 0 | 0 | 0 | 0 | 0 | 0 | 0 | 0 | 0 | 0 | 0 | 0 | 0 | 0 | 0 | 0 | 0 | 0 | 0 | 0 | 0 | 0 | 0 | 0 | 0 | 0 | 0
F2_Commercial_Miscellaneous_New_Generation_Electric_Solar PV_E9 | F2 | Commercial | Miscellaneous | New | Generation | Electric | Solar PV | E9 | TRC BC Ratio | 0 | 0 | 0 | 0 | 0 | 0 | 0 | 0 | 0 | 0 | 0 | 0 | 0 | 0 | 0 | 0 | 0 | 0 | 0 | 0 | 0 | 0 | 0 | 0 | 0 | 0 | 0 | 0 | 0 | 0
F2_Commercial_Miscellaneous_New_Generation_Electric_Solar PV_E10 | F2 | Commercial | Miscellaneous | New | Generation | Electric | Solar PV | E10 | TRC BC Ratio | 0 | 0 | 0 | 0 | 0 | 0 | 0 | 0 | 0 | 0 | 0 | 0 | 0 | 0 | 0 | 0 | 0 | 0 | 0 | 0 | 0 | 0 | 0 | 0 | 0 | 0 | 0 | 0 | 0 | 0
F3_Commercial_Miscellaneous_New_Generation_Electric_Solar PV_E1 | F3 | Commercial | Miscellaneous | New | Generation | Electric | Solar PV | E1 | PACT BC Ratio | 0 | 0 | 0 | 0 | 0 | 0 | 0 | 0 | 0 | 0 | 0 | 0 | 0 | 0 | 0 | 0 | 0 | 0 | 0 | 0 | 0 | 0 | 0 | 0 | 0 | 0 | 0 | 0 | 0 | 0
F3_Commercial_Miscellaneous_New_Generation_Electric_Solar PV_E2 | F3 | Commercial | Miscellaneous | New | Generation | Electric | Solar PV | E2 | PACT BC Ratio | 0 | 0 | 0 | 0 | 0 | 0 | 0 | 0 | 0 | 0 | 0 | 0 | 0 | 0 | 0 | 0 | 0 | 0 | 0 | 0 | 0 | 0 | 0 | 0 | 0 | 0 | 0 | 0 | 0 | 0
F3_Commercial_Miscellaneous_New_Generation_Electric_Solar PV_E3 | F3 | Commercial | Miscellaneous | New | Generation | Electric | Solar PV | E3 | PACT BC Ratio | 0 | 0 | 0 | 0 | 0 | 0 | 0 | 0 | 0 | 0 | 0 | 0 | 0 | 0 | 0 | 0 | 0 | 0 | 0 | 0 | 0 | 0 | 0 | 0 | 0 | 0 | 0 | 0 | 0 | 0
F3_Commercial_Miscellaneous_New_Generation_Electric_Solar PV_E4 | F3 | Commercial | Miscellaneous | New | Generation | Electric | Solar PV | E4 | PACT BC Ratio | 0 | 0 | 0 | 0 | 0 | 0 | 0 | 0 | 0 | 0 | 0 | 0 | 0 | 0 | 0 | 0 | 0 | 0 | 0 | 0 | 0 | 0 | 0 | 0 | 0 | 0 | 0 | 0 | 0 | 0
F3_Commercial_Miscellaneous_New_Generation_Electric_Solar PV_E5 | F3 | Commercial | Miscellaneous | New | Generation | Electric | Solar PV | E5 | PACT BC Ratio | 0 | 0 | 0 | 0 | 0 | 0 | 0 | 0 | 0 | 0 | 0 | 0 | 0 | 0 | 0 | 0 | 0 | 0 | 0 | 0 | 0 | 0 | 0 | 0 | 0 | 0 | 0 | 0 | 0 | 0
F3_Commercial_Miscellaneous_New_Generation_Electric_Solar PV_E6 | F3 | Commercial | Miscellaneous | New | Generation | Electric | Solar PV | E6 | PACT BC Ratio | 0 | 0 | 0 | 0 | 0 | 0 | 0 | 0 | 0 | 0 | 0 | 0 | 0 | 0 | 0 | 0 | 0 | 0 | 0 | 0 | 0 | 0 | 0 | 0 | 0 | 0 | 0 | 0 | 0 | 0
F3_Commercial_Miscellaneous_New_Generation_Electric_Solar PV_E7 | F3 | Commercial | Miscellaneous | New | Generation | Electric | Solar PV | E7 | PACT BC Ratio | 0 | 0 | 0 | 0 | 0 | 0 | 0 | 0 | 0 | 0 | 0 | 0 | 0 | 0 | 0 | 0 | 0 | 0 | 0 | 0 | 0 | 0 | 0 | 0 | 0 | 0 | 0 | 0 | 0 | 0
F3_Commercial_Miscellaneous_New_Generation_Electric_Solar PV_E8 | F3 | Commercial | Miscellaneous | New | Generation | Electric | Solar PV | E8 | PACT BC Ratio | 0 | 0 | 0 | 0 | 0 | 0 | 0 | 0 | 0 | 0 | 0 | 0 | 0 | 0 | 0 | 0 | 0 | 0 | 0 | 0 | 0 | 0 | 0 | 0 | 0 | 0 | 0 | 0 | 0 | 0
F3_Commercial_Miscellaneous_New_Generation_Electric_Solar PV_E9 | F3 | Commercial | Miscellaneous | New | Generation | Electric | Solar PV | E9 | PACT BC Ratio | 0 | 0 | 0 | 0 | 0 | 0 | 0 | 0 | 0 | 0 | 0 | 0 | 0 | 0 | 0 | 0 | 0 | 0 | 0 | 0 | 0 | 0 | 0 | 0 | 0 | 0 | 0 | 0 | 0 | 0
F3_Commercial_Miscellaneous_New_Generation_Electric_Solar PV_E10 | F3 | Commercial | Miscellaneous | New | Generation | Electric | Solar PV | E10 | PACT BC Ratio | 0 | 0 | 0 | 0 | 0 | 0 | 0 | 0 | 0 | 0 | 0 | 0 | 0 | 0 | 0 | 0 | 0 | 0 | 0 | 0 | 0 | 0 | 0 | 0 | 0 | 0 | 0 | 0 | 0 | 0
F4_Commercial_Miscellaneous_New_Generation_Electric_Solar PV_E1 | F4 | Commercial | Miscellaneous | New | Generation | Electric | Solar PV | E1 | RVT BC Ratio | 0 | 0 | 0 | 0 | 0 | 0 | 0 | 0 | 0 | 0 | 0 | 0 | 0 | 0 | 0 | 0 | 0 | 0 | 0 | 0 | 0 | 0 | 0 | 0 | 0 | 0 | 0 | 0 | 0 | 0
F4_Commercial_Miscellaneous_New_Generation_Electric_Solar PV_E2 | F4 | Commercial | Miscellaneous | New | Generation | Electric | Solar PV | E2 | RVT BC Ratio | 0 | 0 | 0 | 0 | 0 | 0 | 0 | 0 | 0 | 0 | 0 | 0 | 0 | 0 | 0 | 0 | 0 | 0 | 0 | 0 | 0 | 0 | 0 | 0 | 0 | 0 | 0 | 0 | 0 | 0
F4_Commercial_Miscellaneous_New_Generation_Electric_Solar PV_E3 | F4 | Commercial | Miscellaneous | New | Generation | Electric | Solar PV | E3 | RVT BC Ratio | 0 | 0 | 0 | 0 | 0 | 0 | 0 | 0 | 0 | 0 | 0 | 0 | 0 | 0 | 0 | 0 | 0 | 0 | 0 | 0 | 0 | 0 | 0 | 0 | 0 | 0 | 0 | 0 | 0 | 0
F4_Commercial_Miscellaneous_New_Generation_Electric_Solar PV_E4 | F4 | Commercial | Miscellaneous | New | Generation | Electric | Solar PV | E4 | RVT BC Ratio | 0 | 0 | 0 | 0 | 0 | 0 | 0 | 0 | 0 | 0 | 0 | 0 | 0 | 0 | 0 | 0 | 0 | 0 | 0 | 0 | 0 | 0 | 0 | 0 | 0 | 0 | 0 | 0 | 0 | 0
F4_Commercial_Miscellaneous_New_Generation_Electric_Solar PV_E5 | F4 | Commercial | Miscellaneous | New | Generation | Electric | Solar PV | E5 | RVT BC Ratio | 0 | 0 | 0 | 0 | 0 | 0 | 0 | 0 | 0 | 0 | 0 | 0 | 0 | 0 | 0 | 0 | 0 | 0 | 0 | 0 | 0 | 0 | 0 | 0 | 0 | 0 | 0 | 0 | 0 | 0
F4_Commercial_Miscellaneous_New_Generation_Electric_Solar PV_E6 | F4 | Commercial | Miscellaneous | New | Generation | Electric | Solar PV | E6 | RVT BC Ratio | 0 | 0 | 0 | 0 | 0 | 0 | 0 | 0 | 0 | 0 | 0 | 0 | 0 | 0 | 0 | 0 | 0 | 0 | 0 | 0 | 0 | 0 | 0 | 0 | 0 | 0 | 0 | 0 | 0 | 0
F4_Commercial_Miscellaneous_New_Generation_Electric_Solar PV_E7 | F4 | Commercial | Miscellaneous | New | Generation | Electric | Solar PV | E7 | RVT BC Ratio | 0 | 0 | 0 | 0 | 0 | 0 | 0 | 0 | 0 | 0 | 0 | 0 | 0 | 0 | 0 | 0 | 0 | 0 | 0 | 0 | 0 | 0 | 0 | 0 | 0 | 0 | 0 | 0 | 0 | 0
F4_Commercial_Miscellaneous_New_Generation_Electric_Solar PV_E8 | F4 | Commercial | Miscellaneous | New | Generation | Electric | Solar PV | E8 | RVT BC Ratio | 0 | 0 | 0 | 0 | 0 | 0 | 0 | 0 | 0 | 0 | 0 | 0 | 0 | 0 | 0 | 0 | 0 | 0 | 0 | 0 | 0 | 0 | 0 | 0 | 0 | 0 | 0 | 0 | 0 | 0
F4_Commercial_Miscellaneous_New_Generation_Electric_Solar PV_E9 | F4 | Commercial | Miscellaneous | New | Generation | Electric | Solar PV | E9 | RVT BC Ratio | 0 | 0 | 0 | 0 | 0 | 0 | 0 | 0 | 0 | 0 | 0 | 0 | 0 | 0 | 0 | 0 | 0 | 0 | 0 | 0 | 0 | 0 | 0 | 0 | 0 | 0 | 0 | 0 | 0 | 0
F4_Commercial_Miscellaneous_New_Generation_Electric_Solar PV_E10 | F4 | Commercial | Miscellaneous | New | Generation | Electric | Solar PV | E10 | RVT BC Ratio | 0 | 0 | 0 | 0 | 0 | 0 | 0 | 0 | 0 | 0 | 0 | 0 | 0 | 0 | 0 | 0 | 0 | 0 | 0 | 0 | 0 | 0 | 0 | 0 | 0 | 0 | 0 | 0 | 0 | 0
F5_Commercial_Miscellaneous_New_Generation_Electric_Solar PV_E1 | F5 | Commercial | Miscellaneous | New | Generation | Electric | Solar PV | E1 | RIM BC Ratio | 0 | 0 | 0 | 0 | 0 | 0 | 0 | 0 | 0 | 0 | 0 | 0 | 0 | 0 | 0 | 0 | 0 | 0 | 0 | 0 | 0 | 0 | 0 | 0 | 0 | 0 | 0 | 0 | 0 | 0
F5_Commercial_Miscellaneous_New_Generation_Electric_Solar PV_E2 | F5 | Commercial | Miscellaneous | New | Generation | Electric | Solar PV | E2 | RIM BC Ratio | 0 | 0 | 0 | 0 | 0 | 0 | 0 | 0 | 0 | 0 | 0 | 0 | 0 | 0 | 0 | 0 | 0 | 0 | 0 | 0 | 0 | 0 | 0 | 0 | 0 | 0 | 0 | 0 | 0 | 0
F5_Commercial_Miscellaneous_New_Generation_Electric_Solar PV_E3 | F5 | Commercial | Miscellaneous | New | Generation | Electric | Solar PV | E3 | RIM BC Ratio | 0 | 0 | 0 | 0 | 0 | 0 | 0 | 0 | 0 | 0 | 0 | 0 | 0 | 0 | 0 | 0 | 0 | 0 | 0 | 0 | 0 | 0 | 0 | 0 | 0 | 0 | 0 | 0 | 0 | 0
F5_Commercial_Miscellaneous_New_Generation_Electric_Solar PV_E4 | F5 | Commercial | Miscellaneous | New | Generation | Electric | Solar PV | E4 | RIM BC Ratio | 0 | 0 | 0 | 0 | 0 | 0 | 0 | 0 | 0 | 0 | 0 | 0 | 0 | 0 | 0 | 0 | 0 | 0 | 0 | 0 | 0 | 0 | 0 | 0 | 0 | 0 | 0 | 0 | 0 | 0
F5_Commercial_Miscellaneous_New_Generation_Electric_Solar PV_E5 | F5 | Commercial | Miscellaneous | New | Generation | Electric | Solar PV | E5 | RIM BC Ratio | 0 | 0 | 0 | 0 | 0 | 0 | 0 | 0 | 0 | 0 | 0 | 0 | 0 | 0 | 0 | 0 | 0 | 0 | 0 | 0 | 0 | 0 | 0 | 0 | 0 | 0 | 0 | 0 | 0 | 0
F5_Commercial_Miscellaneous_New_Generation_Electric_Solar PV_E6 | F5 | Commercial | Miscellaneous | New | Generation | Electric | Solar PV | E6 | RIM BC Ratio | 0 | 0 | 0 | 0 | 0 | 0 | 0 | 0 | 0 | 0 | 0 | 0 | 0 | 0 | 0 | 0 | 0 | 0 | 0 | 0 | 0 | 0 | 0 | 0 | 0 | 0 | 0 | 0 | 0 | 0
F5_Commercial_Miscellaneous_New_Generation_Electric_Solar PV_E7 | F5 | Commercial | Miscellaneous | New | Generation | Electric | Solar PV | E7 | RIM BC Ratio | 0 | 0 | 0 | 0 | 0 | 0 | 0 | 0 | 0 | 0 | 0 | 0 | 0 | 0 | 0 | 0 | 0 | 0 | 0 | 0 | 0 | 0 | 0 | 0 | 0 | 0 | 0 | 0 | 0 | 0
F5_Commercial_Miscellaneous_New_Generation_Electric_Solar PV_E8 | F5 | Commercial | Miscellaneous | New | Generation | Electric | Solar PV | E8 | RIM BC Ratio | 0 | 0 | 0 | 0 | 0 | 0 | 0 | 0 | 0 | 0 | 0 | 0 | 0 | 0 | 0 | 0 | 0 | 0 | 0 | 0 | 0 | 0 | 0 | 0 | 0 | 0 | 0 | 0 | 0 | 0
F5_Commercial_Miscellaneous_New_Generation_Electric_Solar PV_E9 | F5 | Commercial | Miscellaneous | New | Generation | Electric | Solar PV | E9 | RIM BC Ratio | 0 | 0 | 0 | 0 | 0 | 0 | 0 | 0 | 0 | 0 | 0 | 0 | 0 | 0 | 0 | 0 | 0 | 0 | 0 | 0 | 0 | 0 | 0 | 0 | 0 | 0 | 0 | 0 | 0 | 0
F5_Commercial_Miscellaneous_New_Generation_Electric_Solar PV_E10 | F5 | Commercial | Miscellaneous | New | Generation | Electric | Solar PV | E10 | RIM BC Ratio | 0 | 0 | 0 | 0 | 0 | 0 | 0 | 0 | 0 | 0 | 0 | 0 | 0 | 0 | 0 | 0 | 0 | 0 | 0 | 0 | 0 | 0 | 0 | 0 | 0 | 0 | 0 | 0 | 0 | 0

## System Costs (hidden)
Key | Field | Sector | Segment | Vintage | System | System Label | Label | 2013 | 2014 | 2015 | 2016 | 2017 | 2018 | 2019 | 2020 | 2021 | 2022 | 2023 | 2024 | 2025 | 2026 | 2027 | 2028 | 2029 | 2030 | 2031 | 2032 | 2033 | 2034 | 2035

## System Stock (hidden)
Key | Sector | Segment | Vintage | System | Label | Case | 2013 | 2014 | 2015 | 2016 | 2017 | 2018 | 2019 | 2020 | 2021 | 2022 | 2023 | 2024 | 2025 | 2026 | 2027 | 2028 | 2029 | 2030 | 2031 | 2032 | 2033 | 2034 | 2035

## Equipment Results
Key | Field | Sector | Segment | Vintage | End Use | Fuel | Technology | Case | Label | 2019 | 2020 | 2021 | 2022 | 2023 | 2024 | 2025 | 2026 | 2027 | 2028 | 2029 | 2030 | 2031 | 2032 | 2033 | 2034 | 2035 | 2036 | 2037 | 2038 | 2039 | 2040 | 2041
F1_Commercial_Office_Existing_Space Heating_Natural Gas_Furnace_Baseline Forecast | F1 | Commercial | Office | Existing | Space Heating | Natural Gas | Furnace | Baseline Forecast | Units | 34215397.6301 | 33593299.4914 | 32982512.2279 | 32382830.1874 | 31794051.4567 | 31215977.7939 | 30648414.5613 | 30091170.6602 | 29544058.4663 | 29006893.7669 | 28479495.6985 | 27961686.6858 | 27453292.3824 | 26954141.6118 | 26464066.3098 | 25982901.4678 | 25510485.0774 | 25046658.076 | 24591264.2928 | 24144150.3966 | 23705165.8439 | 23274162.8286 | 0 | 0 | 0 | 0 | 0 | 0 | 0 | 0
F2_Commercial_Office_Existing_Space Heating_Natural Gas_Furnace_Baseline Forecast | F2 | Commercial | Office | Existing | Space Heating | Natural Gas | Furnace | Baseline Forecast | Usage (MMtherm) | 3.7332 | 3.6458 | 3.3886 | 3.3597 | 3.3303 | 3.3148 | 3.2457 | 3.1902 | 3.1348 | 3.0907 | 3.0243 | 2.9696 | 2.9151 | 2.8733 | 2.8073 | 2.7548 | 2.7036 | 2.6635 | 2.602 | 2.5524 | 2.5029 | 2.4649 | 0 | 0 | 0 | 0 | 0 | 0 | 0 | 0
F3_Commercial_Office_Existing_Space Heating_Natural Gas_Furnace_Baseline Forecast | F3 | Commercial | Office | Existing | Space Heating | Natural Gas | Furnace | Baseline Forecast | Peak Demand (S) | 0 | 0 | 0 | 0 | 0 | 0 | 0 | 0 | 0 | 0 | 0 | 0 | 0 | 0 | 0 | 0 | 0 | 0 | 0 | 0 | 0 | 0 | 0 | 0 | 0 | 0 | 0 | 0 | 0 | 0
F4_Commercial_Office_Existing_Space Heating_Natural Gas_Furnace_Baseline Forecast | F4 | Commercial | Office | Existing | Space Heating | Natural Gas | Furnace | Baseline Forecast | Peak Demand (W) | 0 | 0 | 0 | 0 | 0 | 0 | 0 | 0 | 0 | 0 | 0 | 0 | 0 | 0 | 0 | 0 | 0 | 0 | 0 | 0 | 0 | 0 | 0 | 0 | 0 | 0 | 0 | 0 | 0 | 0
F5_Commercial_Office_Existing_Space Heating_Natural Gas_Furnace_Baseline Forecast | F5 | Commercial | Office | Existing | Space Heating | Natural Gas | Furnace | Baseline Forecast | Turnover | 0 | 878256.1959 | 919351.0713 | 955365.6281 | 986721.2762 | 1013806.7776 | 1036980.7371 | 1056573.9043 | 1072891.2998 | 1086214.1801 | 1096801.8534 | 1104893.3566 | 1020992.3638 | 943462.4624 | 871819.8583 | 805617.4947 | 744442.2625 | 687912.4222 | 635675.2222 | 635960.0526 | 637632.3781 | 640346.4476 | 0 | 0 | 0 | 0 | 0 | 0 | 0 | 0
F6_Commercial_Office_Existing_Space Heating_Natural Gas_Furnace_Baseline Forecast | F6 | Commercial | Office | Existing | Space Heating | Natural Gas | Furnace | Baseline Forecast | Avg. Replacement Usage | 0.095507 | 0.095507 | 0.09091 | 0.092313 | 0.093719 | 0.095537 | 0.095798 | 0.096418 | 0.097002 | 0.097896 | 0.098037 | 0.09849 | 0.098897 | 0.099685 | 0.09958 | 0.099886 | 0.10019 | 0.10085 | 0.10066 | 0.10085 | 0.101 | 0.10157 | 0 | 0 | 0 | 0 | 0 | 0 | 0 | 0
F7_Commercial_Office_Existing_Space Heating_Natural Gas_Furnace_Baseline Forecast | F7 | Commercial | Office | Existing | Space Heating | Natural Gas | Furnace | Baseline Forecast | Avg. Replacement Demand (S) | 0 | 0 | 0 | 0 | 0 | 0 | 0 | 0 | 0 | 0 | 0 | 0 | 0 | 0 | 0 | 0 | 0 | 0 | 0 | 0 | 0 | 0 | 0 | 0 | 0 | 0 | 0 | 0 | 0 | 0
F8_Commercial_Office_Existing_Space Heating_Natural Gas_Furnace_Baseline Forecast | F8 | Commercial | Office | Existing | Space Heating | Natural Gas | Furnace | Baseline Forecast | Avg. Replacement Demand (W) | 0 | 0 | 0 | 0 | 0 | 0 | 0 | 0 | 0 | 0 | 0 | 0 | 0 | 0 | 0 | 0 | 0 | 0 | 0 | 0 | 0 | 0 | 0 | 0 | 0 | 0 | 0 | 0 | 0 | 0
F1_Commercial_Office_Existing_Space Heating_Natural Gas_Boiler_Baseline Forecast | F1 | Commercial | Office | Existing | Space Heating | Natural Gas | Boiler | Baseline Forecast | Units | 10145950.3024 | 9961478.4787 | 9780360.6882 | 9602535.9484 | 9427944.3857 | 9256527.2151 | 9088226.7203 | 8922986.2344 | 8760750.1211 | 8601463.7552 | 8445073.5052 | 8291526.7141 | 8140771.683 | 7992757.6524 | 7847434.786 | 7704754.1535 | 7564667.7143 | 7427128.3014 | 7292089.605 | 7159506.1576 | 7029333.3184 | 6901527.258 | 0 | 0 | 0 | 0 | 0 | 0 | 0 | 0
F2_Commercial_Office_Existing_Space Heating_Natural Gas_Boiler_Baseline Forecast | F2 | Commercial | Office | Existing | Space Heating | Natural Gas | Boiler | Baseline Forecast | Usage (MMtherm) | 4.4982 | 4.4001 | 4.0971 | 4.0699 | 4.0423 | 4.029 | 3.9504 | 3.8883 | 3.8258 | 3.7765 | 3.6993 | 3.6382 | 3.5769 | 3.5304 | 3.4537 | 3.393 | 3.3336 | 3.2876 | 3.215 | 3.1567 | 3.0985 | 3.0545 | 0 | 0 | 0 | 0 | 0 | 0 | 0 | 0
F3_Commercial_Office_Existing_Space Heating_Natural Gas_Boiler_Baseline Forecast | F3 | Commercial | Office | Existing | Space Heating | Natural Gas | Boiler | Baseline Forecast | Peak Demand (S) | 0 | 0 | 0 | 0 | 0 | 0 | 0 | 0 | 0 | 0 | 0 | 0 | 0 | 0 | 0 | 0 | 0 | 0 | 0 | 0 | 0 | 0 | 0 | 0 | 0 | 0 | 0 | 0 | 0 | 0
F4_Commercial_Office_Existing_Space Heating_Natural Gas_Boiler_Baseline Forecast | F4 | Commercial | Office | Existing | Space Heating | Natural Gas | Boiler | Baseline Forecast | Peak Demand (W) | 0 | 0 | 0 | 0 | 0 | 0 | 0 | 0 | 0 | 0 | 0 | 0 | 0 | 0 | 0 | 0 | 0 | 0 | 0 | 0 | 0 | 0 | 0 | 0 | 0 | 0 | 0 | 0 | 0 | 0
F5_Commercial_Office_Existing_Space Heating_Natural Gas_Boiler_Baseline Forecast | F5 | Commercial | Office | Existing | Space Heating | Natural Gas | Boiler | Baseline Forecast | Turnover | 0 | 301862.9842 | 299068.8805 | 296036.107 | 292800.1033 | 289392.3234 | 285840.6672 | 282169.8651 | 278401.8221 | 274555.9242 | 270649.3121 | 266697.1254 | 262712.7203 | 258707.8645 | 254692.91 | 250676.9488 | 246667.9502 | 242672.8842 | 238697.8321 | 234748.0837 | 230828.2253 | 226942.2175 | 0 | 0 | 0 | 0 | 0 | 0 | 0 | 0
F6_Commercial_Office_Existing_Space Heating_Natural Gas_Boiler_Baseline Forecast | F6 | Commercial | Office | Existing | Space Heating | Natural Gas | Boiler | Baseline Forecast | Avg. Replacement Usage | 0.41103 | 0.41213 | 0.39216 | 0.39795 | 0.40386 | 0.40274 | 0.40355 | 0.40705 | 0.40921 | 0.41267 | 0.41292 | 0.42477 | 0.42636 | 0.42957 | 0.42893 | 0.43005 | 0.43114 | 0.43401 | 0.43316 | 0.434 | 0.43464 | 0.43709 | 0 | 0 | 0 | 0 | 0 | 0 | 0 | 0
F7_Commercial_Office_Existing_Space Heating_Natural Gas_Boiler_Baseline Forecast | F7 | Commercial | Office | Existing | Space Heating | Natural Gas | Boiler | Baseline Forecast | Avg. Replacement Demand (S) | 0 | 0 | 0 | 0 | 0 | 0 | 0 | 0 | 0 | 0 | 0 | 0 | 0 | 0 | 0 | 0 | 0 | 0 | 0 | 0 | 0 | 0 | 0 | 0 | 0 | 0 | 0 | 0 | 0 | 0
F8_Commercial_Office_Existing_Space Heating_Natural Gas_Boiler_Baseline Forecast | F8 | Commercial | Office | Existing | Space Heating | Natural Gas | Boiler | Baseline Forecast | Avg. Replacement Demand (W) | 0 | 0 | 0 | 0 | 0 | 0 | 0 | 0 | 0 | 0 | 0 | 0 | 0 | 0 | 0 | 0 | 0 | 0 | 0 | 0 | 0 | 0 | 0 | 0 | 0 | 0 | 0 | 0 | 0 | 0
F1_Commercial_Office_Existing_Space Heating_Natural Gas_Unit Heater_Baseline Forecast | F1 | Commercial | Office | Existing | Space Heating | Natural Gas | Unit Heater | Baseline Forecast | Units | 6950628.2211 | 6824253.1625 | 6700175.8323 | 6578354.4535 | 6458748.0089 | 6341316.2269 | 6226019.5682 | 6112819.2124 | 6001677.0449 | 5892555.6441 | 5785418.2688 | 5680228.8457 | 5576951.9576 | 5475552.8311 | 5375997.3251 | 5278251.9192 | 5182283.7025 | 5088060.3624 | 4995550.174 | 4904721.989 | 4815545.2256 | 4727989.8579 | 0 | 0 | 0 | 0 | 0 | 0 | 0 | 0
F2_Commercial_Office_Existing_Space Heating_Natural Gas_Unit Heater_Baseline Forecast | F2 | Commercial | Office | Existing | Space Heating | Natural Gas | Unit Heater | Baseline Forecast | Usage (MMtherm) | 2.0704 | 2.0328 | 1.8998 | 1.894 | 1.8879 | 1.8895 | 1.8602 | 1.8382 | 1.8157 | 1.7992 | 1.769 | 1.7448 | 1.7202 | 1.7024 | 1.6697 | 1.6444 | 1.6193 | 1.6005 | 1.5683 | 1.5428 | 1.5169 | 1.4977 | 0 | 0 | 0 | 0 | 0 | 0 | 0 | 0
F3_Commercial_Office_Existing_Space Heating_Natural Gas_Unit Heater_Baseline Forecast | F3 | Commercial | Office | Existing | Space Heating | Natural Gas | Unit Heater | Baseline Forecast | Peak Demand (S) | 0 | 0 | 0 | 0 | 0 | 0 | 0 | 0 | 0 | 0 | 0 | 0 | 0 | 0 | 0 | 0 | 0 | 0 | 0 | 0 | 0 | 0 | 0 | 0 | 0 | 0 | 0 | 0 | 0 | 0
F4_Commercial_Office_Existing_Space Heating_Natural Gas_Unit Heater_Baseline Forecast | F4 | Commercial | Office | Existing | Space Heating | Natural Gas | Unit Heater | Baseline Forecast | Peak Demand (W) | 0 | 0 | 0 | 0 | 0 | 0 | 0 | 0 | 0 | 0 | 0 | 0 | 0 | 0 | 0 | 0 | 0 | 0 | 0 | 0 | 0 | 0 | 0 | 0 | 0 | 0 | 0 | 0 | 0 | 0
F5_Commercial_Office_Existing_Space Heating_Natural Gas_Unit Heater_Baseline Forecast | F5 | Commercial | Office | Existing | Space Heating | Natural Gas | Unit Heater | Baseline Forecast | Turnover | 0 | 5744.3208 | 16406.9197 | 31256.199 | 49644.7213 | 71000.0322 | 94816.4729 | 120647.8741 | 148101.0395 | 176829.9306 | 201660.5999 | 223026.6217 | 242253.6007 | 260288.8838 | 277793.6772 | 295214.1994 | 312836.4999 | 293405.3804 | 280009.1028 | 271851.0737 | 268224.3692 | 267706.0434 | 0 | 0 | 0 | 0 | 0 | 0 | 0 | 0
F6_Commercial_Office_Existing_Space Heating_Natural Gas_Unit Heater_Baseline Forecast | F6 | Commercial | Office | Existing | Space Heating | Natural Gas | Unit Heater | Baseline Forecast | Avg. Replacement Usage | 0.29788 | 0.29788 | 0.28354 | 0.28792 | 0.2923 | 0.29797 | 0.29878 | 0.30072 | 0.30254 | 0.30533 | 0.30577 | 0.30718 | 0.30845 | 0.31091 | 0.31058 | 0.31153 | 0.31247 | 0.31455 | 0.31394 | 0.31455 | 0.31501 | 0.31678 | 0 | 0 | 0 | 0 | 0 | 0 | 0 | 0
F7_Commercial_Office_Existing_Space Heating_Natural Gas_Unit Heater_Baseline Forecast | F7 | Commercial | Office | Existing | Space Heating | Natural Gas | Unit Heater | Baseline Forecast | Avg. Replacement Demand (S) | 0 | 0 | 0 | 0 | 0 | 0 | 0 | 0 | 0 | 0 | 0 | 0 | 0 | 0 | 0 | 0 | 0 | 0 | 0 | 0 | 0 | 0 | 0 | 0 | 0 | 0 | 0 | 0 | 0 | 0
F8_Commercial_Office_Existing_Space Heating_Natural Gas_Unit Heater_Baseline Forecast | F8 | Commercial | Office | Existing | Space Heating | Natural Gas | Unit Heater | Baseline Forecast | Avg. Replacement Demand (W) | 0 | 0 | 0 | 0 | 0 | 0 | 0 | 0 | 0 | 0 | 0 | 0 | 0 | 0 | 0 | 0 | 0 | 0 | 0 | 0 | 0 | 0 | 0 | 0 | 0 | 0 | 0 | 0 | 0 | 0
F1_Commercial_Office_Existing_Water Heating_Natural Gas_Water Heater_Baseline Forecast | F1 | Commercial | Office | Existing | Water Heating | Natural Gas | Water Heater | Baseline Forecast | Units | 21482605.6303 | 21092012.8007 | 20708521.6588 | 20332003.0832 | 19962330.2999 | 19599378.8399 | 19243026.4973 | 18893153.2883 | 18549641.4103 | 18212375.2029 | 17881241.1083 | 17556127.6336 | 17236925.313 | 16923526.6709 | 16615826.186 | 16313720.2553 | 16017107.1598 | 15725887.0296 | 15439961.8109 | 15159235.2325 | 14883612.7737 | 14613001.6324 | 0 | 0 | 0 | 0 | 0 | 0 | 0 | 0
F2_Commercial_Office_Existing_Water Heating_Natural Gas_Water Heater_Baseline Forecast | F2 | Commercial | Office | Existing | Water Heating | Natural Gas | Water Heater | Baseline Forecast | Usage (MMtherm) | 0.87761 | 0.85109 | 0.78506 | 0.7721 | 0.75896 | 0.74902 | 0.72719 | 0.70882 | 0.69094 | 0.67604 | 0.65689 | 0.64092 | 0.62559 | 0.61346 | 0.59664 | 0.58308 | 0.57016 | 0.55989 | 0.5454 | 0.53364 | 0.52213 | 0.5132 | 0 | 0 | 0 | 0 | 0 | 0 | 0 | 0
F3_Commercial_Office_Existing_Water Heating_Natural Gas_Water Heater_Baseline Forecast | F3 | Commercial | Office | Existing | Water Heating | Natural Gas | Water Heater | Baseline Forecast | Peak Demand (S) | 0 | 0 | 0 | 0 | 0 | 0 | 0 | 0 | 0 | 0 | 0 | 0 | 0 | 0 | 0 | 0 | 0 | 0 | 0 | 0 | 0 | 0 | 0 | 0 | 0 | 0 | 0 | 0 | 0 | 0
F4_Commercial_Office_Existing_Water Heating_Natural Gas_Water Heater_Baseline Forecast | F4 | Commercial | Office | Existing | Water Heating | Natural Gas | Water Heater | Baseline Forecast | Peak Demand (W) | 0 | 0 | 0 | 0 | 0 | 0 | 0 | 0 | 0 | 0 | 0 | 0 | 0 | 0 | 0 | 0 | 0 | 0 | 0 | 0 | 0 | 0 | 0 | 0 | 0 | 0 | 0 | 0 | 0 | 0
F5_Commercial_Office_Existing_Water Heating_Natural Gas_Water Heater_Baseline Forecast | F5 | Commercial | Office | Existing | Water Heating | Natural Gas | Water Heater | Baseline Forecast | Turnover | 0 | 639151.9031 | 695988.8822 | 744437.4783 | 785440.4122 | 819838.3664 | 848380.9614 | 871736.553 | 890500.976 | 905205.3489 | 1024694.1981 | 1127404.633 | 1110744.7294 | 1093975.3471 | 1077142.7826 | 1189879.9692 | 1159115.0022 | 1129890.3916 | 1102072.7352 | 1093917.21 | 1099065.9654 | 1095054.4744 | 0 | 0 | 0 | 0 | 0 | 0 | 0 | 0
F6_Commercial_Office_Existing_Water Heating_Natural Gas_Water Heater_Baseline Forecast | F6 | Commercial | Office | Existing | Water Heating | Natural Gas | Water Heater | Baseline Forecast | Avg. Replacement Usage | 0.031531 | 0.031531 | 0.030014 | 0.030477 | 0.030941 | 0.031541 | 0.031627 | 0.031832 | 0.032025 | 0.03232 | 0.032366 | 0.032516 | 0.03265 | 0.032911 | 0.032876 | 0.032977 | 0.033076 | 0.033296 | 0.033231 | 0.033296 | 0.033345 | 0.033532 | 0 | 0 | 0 | 0 | 0 | 0 | 0 | 0
F7_Commercial_Office_Existing_Water Heating_Natural Gas_Water Heater_Baseline Forecast | F7 | Commercial | Office | Existing | Water Heating | Natural Gas | Water Heater | Baseline Forecast | Avg. Replacement Demand (S) | 0 | 0 | 0 | 0 | 0 | 0 | 0 | 0 | 0 | 0 | 0 | 0 | 0 | 0 | 0 | 0 | 0 | 0 | 0 | 0 | 0 | 0 | 0 | 0 | 0 | 0 | 0 | 0 | 0 | 0
F8_Commercial_Office_Existing_Water Heating_Natural Gas_Water Heater_Baseline Forecast | F8 | Commercial | Office | Existing | Water Heating | Natural Gas | Water Heater | Baseline Forecast | Avg. Replacement Demand (W) | 0 | 0 | 0 | 0 | 0 | 0 | 0 | 0 | 0 | 0 | 0 | 0 | 0 | 0 | 0 | 0 | 0 | 0 | 0 | 0 | 0 | 0 | 0 | 0 | 0 | 0 | 0 | 0 | 0 | 0
F1_Commercial_Office_Existing_Food Preparation_Natural Gas_Oven_Baseline Forecast | F1 | Commercial | Office | Existing | Food Preparation | Natural Gas | Oven | Baseline Forecast | Units | 399676.6032 | 392409.7559 | 385275.033 | 378270.0324 | 371392.3955 | 364639.8065 | 358009.9918 | 351500.7192 | 345109.797 | 338835.0735 | 332674.4358 | 326625.8097 | 320687.1586 | 314856.483 | 309131.8196 | 303511.2411 | 297992.8549 | 292574.803 | 287255.2611 | 282032.4382 | 276904.5757 | 271869.947 | 0 | 0 | 0 | 0 | 0 | 0 | 0 | 0
F2_Commercial_Office_Existing_Food Preparation_Natural Gas_Oven_Baseline Forecast | F2 | Commercial | Office | Existing | Food Preparation | Natural Gas | Oven | Baseline Forecast | Usage (MMtherm) | 0.0050097 | 0.0049186 | 0.0045967 | 0.0045828 | 0.004568 | 0.0045719 | 0.0045011 | 0.0044478 | 0.0043934 | 0.0043533 | 0.0042803 | 0.0042219 | 0.0041622 | 0.0041191 | 0.00404 | 0.0039787 | 0.0039181 | 0.0038725 | 0.0037946 | 0.0037329 | 0.0036704 | 0.003624 | 0 | 0 | 0 | 0 | 0 | 0 | 0 | 0
F3_Commercial_Office_Existing_Food Preparation_Natural Gas_Oven_Baseline Forecast | F3 | Commercial | Office | Existing | Food Preparation | Natural Gas | Oven | Baseline Forecast | Peak Demand (S) | 0 | 0 | 0 | 0 | 0 | 0 | 0 | 0 | 0 | 0 | 0 | 0 | 0 | 0 | 0 | 0 | 0 | 0 | 0 | 0 | 0 | 0 | 0 | 0 | 0 | 0 | 0 | 0 | 0 | 0
F4_Commercial_Office_Existing_Food Preparation_Natural Gas_Oven_Baseline Forecast | F4 | Commercial | Office | Existing | Food Preparation | Natural Gas | Oven | Baseline Forecast | Peak Demand (W) | 0 | 0 | 0 | 0 | 0 | 0 | 0 | 0 | 0 | 0 | 0 | 0 | 0 | 0 | 0 | 0 | 0 | 0 | 0 | 0 | 0 | 0 | 0 | 0 | 0 | 0 | 0 | 0 | 0 | 0
F5_Commercial_Office_Existing_Food Preparation_Natural Gas_Oven_Baseline Forecast | F5 | Commercial | Office | Existing | Food Preparation | Natural Gas | Oven | Baseline Forecast | Turnover | 0 | 15696.3902 | 20034.3017 | 23301.434 | 25730.0652 | 27502.5928 | 28762.2363 | 29621.4436 | 30168.4935 | 30472.6818 | 23934.9064 | 18799.7811 | 17331.8708 | 16887.9041 | 17073.185 | 17615.6626 | 18331.4648 | 22167.4467 | 23156.627 | 23829.1267 | 24254.7874 | 23400.9521 | 0 | 0 | 0 | 0 | 0 | 0 | 0 | 0
F6_Commercial_Office_Existing_Food Preparation_Natural Gas_Oven_Baseline Forecast | F6 | Commercial | Office | Existing | Food Preparation | Natural Gas | Oven | Baseline Forecast | Avg. Replacement Usage | 0.012534 | 0.012534 | 0.011931 | 0.012115 | 0.0123 | 0.012538 | 0.012572 | 0.012654 | 0.01273 | 0.012848 | 0.012866 | 0.012926 | 0.012979 | 0.013083 | 0.013069 | 0.013109 | 0.013148 | 0.013236 | 0.01321 | 0.013236 | 0.013255 | 0.01333 | 0 | 0 | 0 | 0 | 0 | 0 | 0 | 0
F7_Commercial_Office_Existing_Food Preparation_Natural Gas_Oven_Baseline Forecast | F7 | Commercial | Office | Existing | Food Preparation | Natural Gas | Oven | Baseline Forecast | Avg. Replacement Demand (S) | 0 | 0 | 0 | 0 | 0 | 0 | 0 | 0 | 0 | 0 | 0 | 0 | 0 | 0 | 0 | 0 | 0 | 0 | 0 | 0 | 0 | 0 | 0 | 0 | 0 | 0 | 0 | 0 | 0 | 0
F8_Commercial_Office_Existing_Food Preparation_Natural Gas_Oven_Baseline Forecast | F8 | Commercial | Office | Existing | Food Preparation | Natural Gas | Oven | Baseline Forecast | Avg. Replacement Demand (W) | 0 | 0 | 0 | 0 | 0 | 0 | 0 | 0 | 0 | 0 | 0 | 0 | 0 | 0 | 0 | 0 | 0 | 0 | 0 | 0 | 0 | 0 | 0 | 0 | 0 | 0 | 0 | 0 | 0 | 0
F1_Commercial_Office_Existing_Food Preparation_Natural Gas_Conveyor Oven_Baseline Forecast | F1 | Commercial | Office | Existing | Food Preparation | Natural Gas | Conveyor Oven | Baseline Forecast | Units | 199838.3016 | 196204.8779 | 192637.5165 | 189135.0162 | 185696.1977 | 182319.9032 | 179004.9959 | 175750.3596 | 172554.8985 | 169417.5367 | 166337.2179 | 163312.9048 | 160343.5793 | 157428.2415 | 154565.9098 | 151755.6205 | 148996.4274 | 146287.4015 | 143627.6306 | 141016.2191 | 138452.2878 | 135934.9735 | 0 | 0 | 0 | 0 | 0 | 0 | 0 | 0
F2_Commercial_Office_Existing_Food Preparation_Natural Gas_Conveyor Oven_Baseline Forecast | F2 | Commercial | Office | Existing | Food Preparation | Natural Gas | Conveyor Oven | Baseline Forecast | Usage (MMtherm) | 0.0042859 | 0.004208 | 0.0039326 | 0.0039207 | 0.0039081 | 0.0039114 | 0.0038508 | 0.0038053 | 0.0037587 | 0.0037244 | 0.0036619 | 0.003612 | 0.0035609 | 0.0035241 | 0.0034563 | 0.0034039 | 0.0033521 | 0.003313 | 0.0032464 | 0.0031936 | 0.0031402 | 0.0031004 | 0 | 0 | 0 | 0 | 0 | 0 | 0 | 0
F3_Commercial_Office_Existing_Food Preparation_Natural Gas_Conveyor Oven_Baseline Forecast | F3 | Commercial | Office | Existing | Food Preparation | Natural Gas | Conveyor Oven | Baseline Forecast | Peak Demand (S) | 0 | 0 | 0 | 0 | 0 | 0 | 0 | 0 | 0 | 0 | 0 | 0 | 0 | 0 | 0 | 0 | 0 | 0 | 0 | 0 | 0 | 0 | 0 | 0 | 0 | 0 | 0 | 0 | 0 | 0
F4_Commercial_Office_Existing_Food Preparation_Natural Gas_Conveyor Oven_Baseline Forecast | F4 | Commercial | Office | Existing | Food Preparation | Natural Gas | Conveyor Oven | Baseline Forecast | Peak Demand (W) | 0 | 0 | 0 | 0 | 0 | 0 | 0 | 0 | 0 | 0 | 0 | 0 | 0 | 0 | 0 | 0 | 0 | 0 | 0 | 0 | 0 | 0 | 0 | 0 | 0 | 0 | 0 | 0 | 0 | 0
F5_Commercial_Office_Existing_Food Preparation_Natural Gas_Conveyor Oven_Baseline Forecast | F5 | Commercial | Office | Existing | Food Preparation | Natural Gas | Conveyor Oven | Baseline Forecast | Turnover | 0 | 0 | 0 | 0 | 0 | 729.2796 | 2004.856 | 3683.7275 | 5654.2789 | 7829.5298 | 9476.4841 | 10709.6056 | 11618.78 | 12274.5884 | 12732.4495 | 13035.8727 | 13219.014 | 10382.9346 | 8155.3232 | 6405.6357 | 5031.3357 | 4060.6334 | 0 | 0 | 0 | 0 | 0 | 0 | 0 | 0
F6_Commercial_Office_Existing_Food Preparation_Natural Gas_Conveyor Oven_Baseline Forecast | F6 | Commercial | Office | Existing | Food Preparation | Natural Gas | Conveyor Oven | Baseline Forecast | Avg. Replacement Usage | 0.021447 | 0.021447 | 0.020415 | 0.02073 | 0.021046 | 0.021454 | 0.021512 | 0.021652 | 0.021783 | 0.021984 | 0.022015 | 0.022117 | 0.022208 | 0.022385 | 0.022362 | 0.02243 | 0.022498 | 0.022648 | 0.022603 | 0.022647 | 0.022681 | 0.022808 | 0 | 0 | 0 | 0 | 0 | 0 | 0 | 0
F7_Commercial_Office_Existing_Food Preparation_Natural Gas_Conveyor Oven_Baseline Forecast | F7 | Commercial | Office | Existing | Food Preparation | Natural Gas | Conveyor Oven | Baseline Forecast | Avg. Replacement Demand (S) | 0 | 0 | 0 | 0 | 0 | 0 | 0 | 0 | 0 | 0 | 0 | 0 | 0 | 0 | 0 | 0 | 0 | 0 | 0 | 0 | 0 | 0 | 0 | 0 | 0 | 0 | 0 | 0 | 0 | 0
F8_Commercial_Office_Existing_Food Preparation_Natural Gas_Conveyor Oven_Baseline Forecast | F8 | Commercial | Office | Existing | Food Preparation | Natural Gas | Conveyor Oven | Baseline Forecast | Avg. Replacement Demand (W) | 0 | 0 | 0 | 0 | 0 | 0 | 0 | 0 | 0 | 0 | 0 | 0 | 0 | 0 | 0 | 0 | 0 | 0 | 0 | 0 | 0 | 0 | 0 | 0 | 0 | 0 | 0 | 0 | 0 | 0
F1_Commercial_Office_Existing_Food Preparation_Natural Gas_Double Rack Oven_Baseline Forecast | F1 | Commercial | Office | Existing | Food Preparation | Natural Gas | Double Rack Oven | Baseline Forecast | Units | 199838.3016 | 196204.8779 | 192637.5165 | 189135.0162 | 185696.1977 | 182319.9032 | 179004.9959 | 175750.3596 | 172554.8985 | 169417.5367 | 166337.2179 | 163312.9048 | 160343.5793 | 157428.2415 | 154565.9098 | 151755.6205 | 148996.4274 | 146287.4015 | 143627.6306 | 141016.2191 | 138452.2878 | 135934.9735 | 0 | 0 | 0 | 0 | 0 | 0 | 0 | 0
F2_Commercial_Office_Existing_Food Preparation_Natural Gas_Double Rack Oven_Baseline Forecast | F2 | Commercial | Office | Existing | Food Preparation | Natural Gas | Double Rack Oven | Baseline Forecast | Usage (MMtherm) | 0.0065111 | 0.0063927 | 0.0059744 | 0.0059563 | 0.0059371 | 0.0059422 | 0.0058501 | 0.0057809 | 0.0057102 | 0.005658 | 0.0055631 | 0.0054872 | 0.0054097 | 0.0053537 | 0.0052508 | 0.0051712 | 0.0050925 | 0.0050331 | 0.0049319 | 0.0048517 | 0.0047705 | 0.0047101 | 0 | 0 | 0 | 0 | 0 | 0 | 0 | 0
F3_Commercial_Office_Existing_Food Preparation_Natural Gas_Double Rack Oven_Baseline Forecast | F3 | Commercial | Office | Existing | Food Preparation | Natural Gas | Double Rack Oven | Baseline Forecast | Peak Demand (S) | 0 | 0 | 0 | 0 | 0 | 0 | 0 | 0 | 0 | 0 | 0 | 0 | 0 | 0 | 0 | 0 | 0 | 0 | 0 | 0 | 0 | 0 | 0 | 0 | 0 | 0 | 0 | 0 | 0 | 0
F4_Commercial_Office_Existing_Food Preparation_Natural Gas_Double Rack Oven_Baseline Forecast | F4 | Commercial | Office | Existing | Food Preparation | Natural Gas | Double Rack Oven | Baseline Forecast | Peak Demand (W) | 0 | 0 | 0 | 0 | 0 | 0 | 0 | 0 | 0 | 0 | 0 | 0 | 0 | 0 | 0 | 0 | 0 | 0 | 0 | 0 | 0 | 0 | 0 | 0 | 0 | 0 | 0 | 0 | 0 | 0
F5_Commercial_Office_Existing_Food Preparation_Natural Gas_Double Rack Oven_Baseline Forecast | F5 | Commercial | Office | Existing | Food Preparation | Natural Gas | Double Rack Oven | Baseline Forecast | Turnover | 0 | 4360.1084 | 5945.6024 | 7290.3895 | 8425.8128 | 9379.2134 | 10174.4397 | 10832.2928 | 11370.914 | 11806.1238 | 10303.5263 | 8992.1684 | 8560.3487 | 8380.4352 | 8371.7521 | 8474.4374 | 8644.529 | 9702.3479 | 10063.3662 | 10349.421 | 10570.5807 | 10433.545 | 0 | 0 | 0 | 0 | 0 | 0 | 0 | 0
F6_Commercial_Office_Existing_Food Preparation_Natural Gas_Double Rack Oven_Baseline Forecast | F6 | Commercial | Office | Existing | Food Preparation | Natural Gas | Double Rack Oven | Baseline Forecast | Avg. Replacement Usage | 0.032582 | 0.032582 | 0.031014 | 0.031492 | 0.031972 | 0.032592 | 0.032681 | 0.032893 | 0.033092 | 0.033397 | 0.033445 | 0.033599 | 0.033738 | 0.034007 | 0.033971 | 0.034076 | 0.034178 | 0.034406 | 0.034338 | 0.034405 | 0.034456 | 0.03465 | 0 | 0 | 0 | 0 | 0 | 0 | 0 | 0
F7_Commercial_Office_Existing_Food Preparation_Natural Gas_Double Rack Oven_Baseline Forecast | F7 | Commercial | Office | Existing | Food Preparation | Natural Gas | Double Rack Oven | Baseline Forecast | Avg. Replacement Demand (S) | 0 | 0 | 0 | 0 | 0 | 0 | 0 | 0 | 0 | 0 | 0 | 0 | 0 | 0 | 0 | 0 | 0 | 0 | 0 | 0 | 0 | 0 | 0 | 0 | 0 | 0 | 0 | 0 | 0 | 0
F8_Commercial_Office_Existing_Food Preparation_Natural Gas_Double Rack Oven_Baseline Forecast | F8 | Commercial | Office | Existing | Food Preparation | Natural Gas | Double Rack Oven | Baseline Forecast | Avg. Replacement Demand (W) | 0 | 0 | 0 | 0 | 0 | 0 | 0 | 0 | 0 | 0 | 0 | 0 | 0 | 0 | 0 | 0 | 0 | 0 | 0 | 0 | 0 | 0 | 0 | 0 | 0 | 0 | 0 | 0 | 0 | 0
F1_Commercial_Office_Existing_Food Preparation_Natural Gas_Fryer_Baseline Forecast | F1 | Commercial | Office | Existing | Food Preparation | Natural Gas | Fryer | Baseline Forecast | Units | 829217.6055 | 814140.9218 | 799338.3596 | 784804.9348 | 770535.7542 | 756526.0132 | 742770.9948 | 729266.0676 | 716006.6846 | 702988.3812 | 690206.7743 | 677657.5602 | 665336.5137 | 653239.4861 | 641362.4046 | 629701.2699 | 618252.1559 | 607011.2077 | 595974.6402 | 585138.7377 | 574499.8516 | 564054.3997 | 0 | 0 | 0 | 0 | 0 | 0 | 0 | 0
F2_Commercial_Office_Existing_Food Preparation_Natural Gas_Fryer_Baseline Forecast | F2 | Commercial | Office | Existing | Food Preparation | Natural Gas | Fryer | Baseline Forecast | Usage (MMtherm) | 0.016813 | 0.016507 | 0.015427 | 0.01538 | 0.01533 | 0.015343 | 0.015106 | 0.014927 | 0.014744 | 0.01461 | 0.014365 | 0.014169 | 0.013969 | 0.013824 | 0.013558 | 0.013353 | 0.013149 | 0.012996 | 0.012735 | 0.012528 | 0.012318 | 0.012162 | 0 | 0 | 0 | 0 | 0 | 0 | 0 | 0
F3_Commercial_Office_Existing_Food Preparation_Natural Gas_Fryer_Baseline Forecast | F3 | Commercial | Office | Existing | Food Preparation | Natural Gas | Fryer | Baseline Forecast | Peak Demand (S) | 0 | 0 | 0 | 0 | 0 | 0 | 0 | 0 | 0 | 0 | 0 | 0 | 0 | 0 | 0 | 0 | 0 | 0 | 0 | 0 | 0 | 0 | 0 | 0 | 0 | 0 | 0 | 0 | 0 | 0
F4_Commercial_Office_Existing_Food Preparation_Natural Gas_Fryer_Baseline Forecast | F4 | Commercial | Office | Existing | Food Preparation | Natural Gas | Fryer | Baseline Forecast | Peak Demand (W) | 0 | 0 | 0 | 0 | 0 | 0 | 0 | 0 | 0 | 0 | 0 | 0 | 0 | 0 | 0 | 0 | 0 | 0 | 0 | 0 | 0 | 0 | 0 | 0 | 0 | 0 | 0 | 0 | 0 | 0
F5_Commercial_Office_Existing_Food Preparation_Natural Gas_Fryer_Baseline Forecast | F5 | Commercial | Office | Existing | Food Preparation | Natural Gas | Fryer | Baseline Forecast | Turnover | 0 | 24670.937 | 26864.8154 | 28734.9065 | 30317.5988 | 31645.3422 | 38374.1248 | 43919.5851 | 48490.0539 | 52250.8033 | 60297.423 | 63316.6609 | 62688.5689 | 62618.8268 | 62845.3505 | 65461.9287 | 67438.1453 | 68194.2473 | 68249.7607 | 68915.5703 | 68750.4699 | 68115.7412 | 0 | 0 | 0 | 0 | 0 | 0 | 0 | 0
F6_Commercial_Office_Existing_Food Preparation_Natural Gas_Fryer_Baseline Forecast | F6 | Commercial | Office | Existing | Food Preparation | Natural Gas | Fryer | Baseline Forecast | Avg. Replacement Usage | 0.020275 | 0.020275 | 0.019299 | 0.019597 | 0.019896 | 0.020282 | 0.020337 | 0.020469 | 0.020593 | 0.020782 | 0.020812 | 0.020908 | 0.020995 | 0.021162 | 0.02114 | 0.021205 | 0.021269 | 0.02141 | 0.021368 | 0.02141 | 0.021441 | 0.021562 | 0 | 0 | 0 | 0 | 0 | 0 | 0 | 0
F7_Commercial_Office_Existing_Food Preparation_Natural Gas_Fryer_Baseline Forecast | F7 | Commercial | Office | Existing | Food Preparation | Natural Gas | Fryer | Baseline Forecast | Avg. Replacement Demand (S) | 0 | 0 | 0 | 0 | 0 | 0 | 0 | 0 | 0 | 0 | 0 | 0 | 0 | 0 | 0 | 0 | 0 | 0 | 0 | 0 | 0 | 0 | 0 | 0 | 0 | 0 | 0 | 0 | 0 | 0
F8_Commercial_Office_Existing_Food Preparation_Natural Gas_Fryer_Baseline Forecast | F8 | Commercial | Office | Existing | Food Preparation | Natural Gas | Fryer | Baseline Forecast | Avg. Replacement Demand (W) | 0 | 0 | 0 | 0 | 0 | 0 | 0 | 0 | 0 | 0 | 0 | 0 | 0 | 0 | 0 | 0 | 0 | 0 | 0 | 0 | 0 | 0 | 0 | 0 | 0 | 0 | 0 | 0 | 0 | 0
F1_Commercial_Office_Existing_Food Preparation_Natural Gas_Broiler_Baseline Forecast | F1 | Commercial | Office | Existing | Food Preparation | Natural Gas | Broiler | Baseline Forecast | Units | 170126.7938 | 167033.5794 | 163996.6052 | 161014.8487 | 158087.306 | 155212.9914 | 152390.937 | 149620.1927 | 146899.8255 | 144228.9196 | 141606.5756 | 139031.9106 | 136504.0577 | 134022.1657 | 131585.3991 | 129192.9373 | 126843.9748 | 124537.7207 | 122273.3985 | 120050.2458 | 117867.5141 | 115724.4684 | 0 | 0 | 0 | 0 | 0 | 0 | 0 | 0
F2_Commercial_Office_Existing_Food Preparation_Natural Gas_Broiler_Baseline Forecast | F2 | Commercial | Office | Existing | Food Preparation | Natural Gas | Broiler | Baseline Forecast | Usage (MMtherm) | 0.0035431 | 0.0034787 | 0.0032511 | 0.0032412 | 0.0032308 | 0.0032335 | 0.0031834 | 0.0031458 | 0.0031073 | 0.0030789 | 0.0030273 | 0.002986 | 0.0029438 | 0.0029133 | 0.0028573 | 0.002814 | 0.0027711 | 0.0027389 | 0.0026838 | 0.0026401 | 0.0025959 | 0.0025631 | 0 | 0 | 0 | 0 | 0 | 0 | 0 | 0
F3_Commercial_Office_Existing_Food Preparation_Natural Gas_Broiler_Baseline Forecast | F3 | Commercial | Office | Existing | Food Preparation | Natural Gas | Broiler | Baseline Forecast | Peak Demand (S) | 0 | 0 | 0 | 0 | 0 | 0 | 0 | 0 | 0 | 0 | 0 | 0 | 0 | 0 | 0 | 0 | 0 | 0 | 0 | 0 | 0 | 0 | 0 | 0 | 0 | 0 | 0 | 0 | 0 | 0
F4_Commercial_Office_Existing_Food Preparation_Natural Gas_Broiler_Baseline Forecast | F4 | Commercial | Office | Existing | Food Preparation | Natural Gas | Broiler | Baseline Forecast | Peak Demand (W) | 0 | 0 | 0 | 0 | 0 | 0 | 0 | 0 | 0 | 0 | 0 | 0 | 0 | 0 | 0 | 0 | 0 | 0 | 0 | 0 | 0 | 0 | 0 | 0 | 0 | 0 | 0 | 0 | 0 | 0
F5_Commercial_Office_Existing_Food Preparation_Natural Gas_Broiler_Baseline Forecast | F5 | Commercial | Office | Existing | Food Preparation | Natural Gas | Broiler | Baseline Forecast | Turnover | 0 | 6186.4289 | 6917.5523 | 7528.0148 | 8033.6751 | 8448.3647 | 8784.1455 | 9051.5355 | 9259.7055 | 9416.6505 | 8218.1677 | 7172.2191 | 7270.5323 | 7387.5865 | 7509.7785 | 7627.7253 | 7735.1917 | 9037.4098 | 9019.3551 | 8983.0135 | 8931.0868 | 8651.6213 | 0 | 0 | 0 | 0 | 0 | 0 | 0 | 0
F6_Commercial_Office_Existing_Food Preparation_Natural Gas_Broiler_Baseline Forecast | F6 | Commercial | Office | Existing | Food Preparation | Natural Gas | Broiler | Baseline Forecast | Avg. Replacement Usage | 0.020826 | 0.020826 | 0.019824 | 0.02013 | 0.020436 | 0.020833 | 0.02089 | 0.021025 | 0.021152 | 0.021347 | 0.021378 | 0.021477 | 0.021566 | 0.021737 | 0.021715 | 0.021781 | 0.021847 | 0.021992 | 0.021949 | 0.021992 | 0.022024 | 0.022148 | 0 | 0 | 0 | 0 | 0 | 0 | 0 | 0
F7_Commercial_Office_Existing_Food Preparation_Natural Gas_Broiler_Baseline Forecast | F7 | Commercial | Office | Existing | Food Preparation | Natural Gas | Broiler | Baseline Forecast | Avg. Replacement Demand (S) | 0 | 0 | 0 | 0 | 0 | 0 | 0 | 0 | 0 | 0 | 0 | 0 | 0 | 0 | 0 | 0 | 0 | 0 | 0 | 0 | 0 | 0 | 0 | 0 | 0 | 0 | 0 | 0 | 0 | 0
F8_Commercial_Office_Existing_Food Preparation_Natural Gas_Broiler_Baseline Forecast | F8 | Commercial | Office | Existing | Food Preparation | Natural Gas | Broiler | Baseline Forecast | Avg. Replacement Demand (W) | 0 | 0 | 0 | 0 | 0 | 0 | 0 | 0 | 0 | 0 | 0 | 0 | 0 | 0 | 0 | 0 | 0 | 0 | 0 | 0 | 0 | 0 | 0 | 0 | 0 | 0 | 0 | 0 | 0 | 0
F1_Commercial_Office_Existing_Food Preparation_Natural Gas_Griddle_Baseline Forecast | F1 | Commercial | Office | Existing | Food Preparation | Natural Gas | Griddle | Baseline Forecast | Units | 446981.2361 | 438854.3046 | 430875.1354 | 423041.042 | 415349.3867 | 407797.5797 | 400383.0782 | 393103.3859 | 385956.0516 | 378938.6689 | 372048.8749 | 365284.3499 | 358642.8163 | 352122.0378 | 345719.8189 | 339434.004 | 333262.4767 | 327203.1589 | 321254.0106 | 315413.0286 | 309678.2462 | 304047.7327 | 0 | 0 | 0 | 0 | 0 | 0 | 0 | 0
F2_Commercial_Office_Existing_Food Preparation_Natural Gas_Griddle_Baseline Forecast | F2 | Commercial | Office | Existing | Food Preparation | Natural Gas | Griddle | Baseline Forecast | Usage (MMtherm) | 0.0066166 | 0.0064963 | 0.0060711 | 0.0060527 | 0.0060332 | 0.0060384 | 0.0059448 | 0.0058745 | 0.0058026 | 0.0057497 | 0.0056532 | 0.0055761 | 0.0054973 | 0.0054404 | 0.0053359 | 0.0052549 | 0.0051749 | 0.0051146 | 0.0050118 | 0.0049303 | 0.0048478 | 0.0047864 | 0 | 0 | 0 | 0 | 0 | 0 | 0 | 0
F3_Commercial_Office_Existing_Food Preparation_Natural Gas_Griddle_Baseline Forecast | F3 | Commercial | Office | Existing | Food Preparation | Natural Gas | Griddle | Baseline Forecast | Peak Demand (S) | 0 | 0 | 0 | 0 | 0 | 0 | 0 | 0 | 0 | 0 | 0 | 0 | 0 | 0 | 0 | 0 | 0 | 0 | 0 | 0 | 0 | 0 | 0 | 0 | 0 | 0 | 0 | 0 | 0 | 0
F4_Commercial_Office_Existing_Food Preparation_Natural Gas_Griddle_Baseline Forecast | F4 | Commercial | Office | Existing | Food Preparation | Natural Gas | Griddle | Baseline Forecast | Peak Demand (W) | 0 | 0 | 0 | 0 | 0 | 0 | 0 | 0 | 0 | 0 | 0 | 0 | 0 | 0 | 0 | 0 | 0 | 0 | 0 | 0 | 0 | 0 | 0 | 0 | 0 | 0 | 0 | 0 | 0 | 0
F5_Commercial_Office_Existing_Food Preparation_Natural Gas_Griddle_Baseline Forecast | F5 | Commercial | Office | Existing | Food Preparation | Natural Gas | Griddle | Baseline Forecast | Turnover | 0 | 16253.8631 | 18174.7742 | 19778.6678 | 21107.2105 | 22196.7418 | 23078.9526 | 23781.4775 | 24328.4112 | 24740.7593 | 21591.9354 | 18843.8709 | 19102.1735 | 19409.7148 | 19730.7548 | 20040.6416 | 20322.9924 | 23744.3645 | 23696.9286 | 23601.4469 | 23465.0175 | 22730.7662 | 0 | 0 | 0 | 0 | 0 | 0 | 0 | 0
F6_Commercial_Office_Existing_Food Preparation_Natural Gas_Griddle_Baseline Forecast | F6 | Commercial | Office | Existing | Food Preparation | Natural Gas | Griddle | Baseline Forecast | Avg. Replacement Usage | 0.014803 | 0.014803 | 0.01409 | 0.014308 | 0.014526 | 0.014807 | 0.014848 | 0.014944 | 0.015034 | 0.015173 | 0.015195 | 0.015265 | 0.015328 | 0.01545 | 0.015434 | 0.015481 | 0.015528 | 0.015631 | 0.015601 | 0.015631 | 0.015654 | 0.015742 | 0 | 0 | 0 | 0 | 0 | 0 | 0 | 0
F7_Commercial_Office_Existing_Food Preparation_Natural Gas_Griddle_Baseline Forecast | F7 | Commercial | Office | Existing | Food Preparation | Natural Gas | Griddle | Baseline Forecast | Avg. Replacement Demand (S) | 0 | 0 | 0 | 0 | 0 | 0 | 0 | 0 | 0 | 0 | 0 | 0 | 0 | 0 | 0 | 0 | 0 | 0 | 0 | 0 | 0 | 0 | 0 | 0 | 0 | 0 | 0 | 0 | 0 | 0
F8_Commercial_Office_Existing_Food Preparation_Natural Gas_Griddle_Baseline Forecast | F8 | Commercial | Office | Existing | Food Preparation | Natural Gas | Griddle | Baseline Forecast | Avg. Replacement Demand (W) | 0 | 0 | 0 | 0 | 0 | 0 | 0 | 0 | 0 | 0 | 0 | 0 | 0 | 0 | 0 | 0 | 0 | 0 | 0 | 0 | 0 | 0 | 0 | 0 | 0 | 0 | 0 | 0 | 0 | 0
F1_Commercial_Office_Existing_Food Preparation_Natural Gas_Range_Baseline Forecast | F1 | Commercial | Office | Existing | Food Preparation | Natural Gas | Range | Baseline Forecast | Units | 2387642.1817 | 2344230.5057 | 2301608.1329 | 2259760.7123 | 2218674.1539 | 2178334.6238 | 2138728.5397 | 2099842.5663 | 2061663.6105 | 2024178.8176 | 1987375.5664 | 1951241.4652 | 1915764.3476 | 1880932.2686 | 1846733.5001 | 1813156.5273 | 1780190.045 | 1747822.9533 | 1716044.3541 | 1684843.5477 | 1654210.0287 | 1624133.4827 | 0 | 0 | 0 | 0 | 0 | 0 | 0 | 0
F2_Commercial_Office_Existing_Food Preparation_Natural Gas_Range_Baseline Forecast | F2 | Commercial | Office | Existing | Food Preparation | Natural Gas | Range | Baseline Forecast | Usage (MMtherm) | 0.036662 | 0.035995 | 0.03364 | 0.033538 | 0.03343 | 0.033458 | 0.03294 | 0.03255 | 0.032152 | 0.031859 | 0.031324 | 0.030897 | 0.03046 | 0.030145 | 0.029566 | 0.029117 | 0.028674 | 0.02834 | 0.02777 | 0.027318 | 0.026861 | 0.026521 | 0 | 0 | 0 | 0 | 0 | 0 | 0 | 0
F3_Commercial_Office_Existing_Food Preparation_Natural Gas_Range_Baseline Forecast | F3 | Commercial | Office | Existing | Food Preparation | Natural Gas | Range | Baseline Forecast | Peak Demand (S) | 0 | 0 | 0 | 0 | 0 | 0 | 0 | 0 | 0 | 0 | 0 | 0 | 0 | 0 | 0 | 0 | 0 | 0 | 0 | 0 | 0 | 0 | 0 | 0 | 0 | 0 | 0 | 0 | 0 | 0
F4_Commercial_Office_Existing_Food Preparation_Natural Gas_Range_Baseline Forecast | F4 | Commercial | Office | Existing | Food Preparation | Natural Gas | Range | Baseline Forecast | Peak Demand (W) | 0 | 0 | 0 | 0 | 0 | 0 | 0 | 0 | 0 | 0 | 0 | 0 | 0 | 0 | 0 | 0 | 0 | 0 | 0 | 0 | 0 | 0 | 0 | 0 | 0 | 0 | 0 | 0 | 0 | 0
F5_Commercial_Office_Existing_Food Preparation_Natural Gas_Range_Baseline Forecast | F5 | Commercial | Office | Existing | Food Preparation | Natural Gas | Range | Baseline Forecast | Turnover | 0 | 93769.2202 | 119683.6229 | 139201.2599 | 153709.7454 | 164298.7107 | 171823.7399 | 176956.5888 | 180224.6293 | 182041.8306 | 158884.5879 | 145089.533 | 137563.4499 | 134112.0345 | 133196.5126 | 152765.6395 | 155594.2668 | 157168.6832 | 157769.7437 | 153574.2088 | 147357.5944 | 140741.3549 | 0 | 0 | 0 | 0 | 0 | 0 | 0 | 0
F6_Commercial_Office_Existing_Food Preparation_Natural Gas_Range_Baseline Forecast | F6 | Commercial | Office | Existing | Food Preparation | Natural Gas | Range | Baseline Forecast | Avg. Replacement Usage | 0.015355 | 0.015355 | 0.014616 | 0.014841 | 0.015067 | 0.01536 | 0.015402 | 0.015501 | 0.015595 | 0.015739 | 0.015762 | 0.015834 | 0.0159 | 0.016027 | 0.01601 | 0.016059 | 0.016107 | 0.016214 | 0.016183 | 0.016214 | 0.016238 | 0.016329 | 0 | 0 | 0 | 0 | 0 | 0 | 0 | 0
F7_Commercial_Office_Existing_Food Preparation_Natural Gas_Range_Baseline Forecast | F7 | Commercial | Office | Existing | Food Preparation | Natural Gas | Range | Baseline Forecast | Avg. Replacement Demand (S) | 0 | 0 | 0 | 0 | 0 | 0 | 0 | 0 | 0 | 0 | 0 | 0 | 0 | 0 | 0 | 0 | 0 | 0 | 0 | 0 | 0 | 0 | 0 | 0 | 0 | 0 | 0 | 0 | 0 | 0
F8_Commercial_Office_Existing_Food Preparation_Natural Gas_Range_Baseline Forecast | F8 | Commercial | Office | Existing | Food Preparation | Natural Gas | Range | Baseline Forecast | Avg. Replacement Demand (W) | 0 | 0 | 0 | 0 | 0 | 0 | 0 | 0 | 0 | 0 | 0 | 0 | 0 | 0 | 0 | 0 | 0 | 0 | 0 | 0 | 0 | 0 | 0 | 0 | 0 | 0 | 0 | 0 | 0 | 0
F1_Commercial_Office_Existing_Food Preparation_Natural Gas_Steamer_Baseline Forecast | F1 | Commercial | Office | Existing | Food Preparation | Natural Gas | Steamer | Baseline Forecast | Units | 162412.898 | 159459.9362 | 156560.6646 | 153714.1071 | 150919.3051 | 148175.3178 | 145481.2211 | 142836.108 | 140239.0878 | 137689.2862 | 135185.8447 | 132727.9202 | 130314.6853 | 127945.3274 | 125619.0487 | 123335.066 | 121092.6103 | 118890.9264 | 116729.2732 | 114606.9228 | 112523.1606 | 110477.2849 | 0 | 0 | 0 | 0 | 0 | 0 | 0 | 0
F2_Commercial_Office_Existing_Food Preparation_Natural Gas_Steamer_Baseline Forecast | F2 | Commercial | Office | Existing | Food Preparation | Natural Gas | Steamer | Baseline Forecast | Usage (MMtherm) | 0.0041651 | 0.0040894 | 0.0038218 | 0.0038102 | 0.0037979 | 0.0038012 | 0.0037423 | 0.003698 | 0.0036528 | 0.0036194 | 0.0035587 | 0.0035101 | 0.0034606 | 0.0034247 | 0.0033589 | 0.003308 | 0.0032576 | 0.0032197 | 0.0031549 | 0.0031036 | 0.0030517 | 0.003013 | 0 | 0 | 0 | 0 | 0 | 0 | 0 | 0
F3_Commercial_Office_Existing_Food Preparation_Natural Gas_Steamer_Baseline Forecast | F3 | Commercial | Office | Existing | Food Preparation | Natural Gas | Steamer | Baseline Forecast | Peak Demand (S) | 0 | 0 | 0 | 0 | 0 | 0 | 0 | 0 | 0 | 0 | 0 | 0 | 0 | 0 | 0 | 0 | 0 | 0 | 0 | 0 | 0 | 0 | 0 | 0 | 0 | 0 | 0 | 0 | 0 | 0
F4_Commercial_Office_Existing_Food Preparation_Natural Gas_Steamer_Baseline Forecast | F4 | Commercial | Office | Existing | Food Preparation | Natural Gas | Steamer | Baseline Forecast | Peak Demand (W) | 0 | 0 | 0 | 0 | 0 | 0 | 0 | 0 | 0 | 0 | 0 | 0 | 0 | 0 | 0 | 0 | 0 | 0 | 0 | 0 | 0 | 0 | 0 | 0 | 0 | 0 | 0 | 0 | 0 | 0
F5_Commercial_Office_Existing_Food Preparation_Natural Gas_Steamer_Baseline Forecast | F5 | Commercial | Office | Existing | Food Preparation | Natural Gas | Steamer | Baseline Forecast | Turnover | 0 | 5905.9236 | 6603.8963 | 7186.6792 | 7669.4119 | 8065.2986 | 8385.8544 | 8641.1204 | 8839.8515 | 8989.6803 | 8401.8595 | 7954.5993 | 7619.1594 | 7371.8839 | 7193.3712 | 7067.7736 | 6982.2065 | 6926.2496 | 6891.528 | 8112.9937 | 8007.9766 | 7862.042 | 0 | 0 | 0 | 0 | 0 | 0 | 0 | 0
F6_Commercial_Office_Existing_Food Preparation_Natural Gas_Steamer_Baseline Forecast | F6 | Commercial | Office | Existing | Food Preparation | Natural Gas | Steamer | Baseline Forecast | Avg. Replacement Usage | 0.025645 | 0.025645 | 0.024411 | 0.024788 | 0.025165 | 0.025653 | 0.025723 | 0.02589 | 0.026047 | 0.026287 | 0.026324 | 0.026446 | 0.026555 | 0.026767 | 0.026739 | 0.026821 | 0.026902 | 0.027081 | 0.027028 | 0.027081 | 0.02712 | 0.027273 | 0 | 0 | 0 | 0 | 0 | 0 | 0 | 0
F7_Commercial_Office_Existing_Food Preparation_Natural Gas_Steamer_Baseline Forecast | F7 | Commercial | Office | Existing | Food Preparation | Natural Gas | Steamer | Baseline Forecast | Avg. Replacement Demand (S) | 0 | 0 | 0 | 0 | 0 | 0 | 0 | 0 | 0 | 0 | 0 | 0 | 0 | 0 | 0 | 0 | 0 | 0 | 0 | 0 | 0 | 0 | 0 | 0 | 0 | 0 | 0 | 0 | 0 | 0
F8_Commercial_Office_Existing_Food Preparation_Natural Gas_Steamer_Baseline Forecast | F8 | Commercial | Office | Existing | Food Preparation | Natural Gas | Steamer | Baseline Forecast | Avg. Replacement Demand (W) | 0 | 0 | 0 | 0 | 0 | 0 | 0 | 0 | 0 | 0 | 0 | 0 | 0 | 0 | 0 | 0 | 0 | 0 | 0 | 0 | 0 | 0 | 0 | 0 | 0 | 0 | 0 | 0 | 0 | 0
F1_Commercial_Office_Existing_Food Preparation_Natural Gas_Food Prep Other_Baseline Forecast | F1 | Commercial | Office | Existing | Food Preparation | Natural Gas | Food Prep Other | Baseline Forecast | Units | 356542.0383 | 350059.4558 | 343694.7384 | 337445.7432 | 331310.366 | 325286.5412 | 319372.2404 | 313565.4724 | 307864.282 | 302266.7496 | 296770.9905 | 291375.1543 | 286077.4243 | 280876.0166 | 275769.1799 | 270755.1948 | 265832.3731 | 260999.0572 | 256253.6198 | 251594.4631 | 247020.0183 | 242528.7452 | 0 | 0 | 0 | 0 | 0 | 0 | 0 | 0
F2_Commercial_Office_Existing_Food Preparation_Natural Gas_Food Prep Other_Baseline Forecast | F2 | Commercial | Office | Existing | Food Preparation | Natural Gas | Food Prep Other | Baseline Forecast | Usage (MMtherm) | 0.0065033 | 0.006385 | 0.0059672 | 0.0059491 | 0.0059299 | 0.005935 | 0.005843 | 0.0057739 | 0.0057033 | 0.0056512 | 0.0055564 | 0.0054806 | 0.0054032 | 0.0053472 | 0.0052445 | 0.0051649 | 0.0050863 | 0.005027 | 0.004926 | 0.0048459 | 0.0047648 | 0.0047044 | 0 | 0 | 0 | 0 | 0 | 0 | 0 | 0
F3_Commercial_Office_Existing_Food Preparation_Natural Gas_Food Prep Other_Baseline Forecast | F3 | Commercial | Office | Existing | Food Preparation | Natural Gas | Food Prep Other | Baseline Forecast | Peak Demand (S) | 0 | 0 | 0 | 0 | 0 | 0 | 0 | 0 | 0 | 0 | 0 | 0 | 0 | 0 | 0 | 0 | 0 | 0 | 0 | 0 | 0 | 0 | 0 | 0 | 0 | 0 | 0 | 0 | 0 | 0
F4_Commercial_Office_Existing_Food Preparation_Natural Gas_Food Prep Other_Baseline Forecast | F4 | Commercial | Office | Existing | Food Preparation | Natural Gas | Food Prep Other | Baseline Forecast | Peak Demand (W) | 0 | 0 | 0 | 0 | 0 | 0 | 0 | 0 | 0 | 0 | 0 | 0 | 0 | 0 | 0 | 0 | 0 | 0 | 0 | 0 | 0 | 0 | 0 | 0 | 0 | 0 | 0 | 0 | 0 | 0
F5_Commercial_Office_Existing_Food Preparation_Natural Gas_Food Prep Other_Baseline Forecast | F5 | Commercial | Office | Existing | Food Preparation | Natural Gas | Food Prep Other | Baseline Forecast | Turnover | 0 | 14002.3782 | 17872.1264 | 20786.6578 | 22953.1822 | 24534.4121 | 25658.1103 | 26424.5888 | 26912.599 | 27183.9582 | 23725.9315 | 21665.9423 | 20542.0868 | 20026.6935 | 19889.9804 | 22812.2006 | 23234.5941 | 23469.6987 | 23559.4539 | 22932.9427 | 22004.6276 | 21016.6372 | 0 | 0 | 0 | 0 | 0 | 0 | 0 | 0
F6_Commercial_Office_Existing_Food Preparation_Natural Gas_Food Prep Other_Baseline Forecast | F6 | Commercial | Office | Existing | Food Preparation | Natural Gas | Food Prep Other | Baseline Forecast | Avg. Replacement Usage | 0.01824 | 0.01824 | 0.017362 | 0.01763 | 0.017898 | 0.018245 | 0.018295 | 0.018414 | 0.018525 | 0.018696 | 0.018723 | 0.018809 | 0.018887 | 0.019038 | 0.019018 | 0.019076 | 0.019134 | 0.019261 | 0.019223 | 0.019261 | 0.019289 | 0.019397 | 0 | 0 | 0 | 0 | 0 | 0 | 0 | 0
F7_Commercial_Office_Existing_Food Preparation_Natural Gas_Food Prep Other_Baseline Forecast | F7 | Commercial | Office | Existing | Food Preparation | Natural Gas | Food Prep Other | Baseline Forecast | Avg. Replacement Demand (S) | 0 | 0 | 0 | 0 | 0 | 0 | 0 | 0 | 0 | 0 | 0 | 0 | 0 | 0 | 0 | 0 | 0 | 0 | 0 | 0 | 0 | 0 | 0 | 0 | 0 | 0 | 0 | 0 | 0 | 0
F8_Commercial_Office_Existing_Food Preparation_Natural Gas_Food Prep Other_Baseline Forecast | F8 | Commercial | Office | Existing | Food Preparation | Natural Gas | Food Prep Other | Baseline Forecast | Avg. Replacement Demand (W) | 0 | 0 | 0 | 0 | 0 | 0 | 0 | 0 | 0 | 0 | 0 | 0 | 0 | 0 | 0 | 0 | 0 | 0 | 0 | 0 | 0 | 0 | 0 | 0 | 0 | 0 | 0 | 0 | 0 | 0
F1_Commercial_Office_Existing_Miscellaneous_Natural Gas_Pool Heater_Baseline Forecast | F1 | Commercial | Office | Existing | Miscellaneous | Natural Gas | Pool Heater | Baseline Forecast | Units | 434603.4065 | 426701.5264 | 418943.3168 | 411326.1656 | 403847.508 | 396504.8261 | 389295.6474 | 382217.5447 | 375268.1348 | 368445.0778 | 361746.0764 | 355168.875 | 348711.2591 | 342371.0544 | 336146.1261 | 330034.3784 | 324033.7533 | 318142.2305 | 312357.8263 | 306678.5931 | 301102.6187 | 295628.0257 | 0 | 0 | 0 | 0 | 0 | 0 | 0 | 0
F2_Commercial_Office_Existing_Miscellaneous_Natural Gas_Pool Heater_Baseline Forecast | F2 | Commercial | Office | Existing | Miscellaneous | Natural Gas | Pool Heater | Baseline Forecast | Usage (MMtherm) | 5.5393e-05 | 5.4386e-05 | 5.0826e-05 | 5.0673e-05 | 5.0509e-05 | 5.0552e-05 | 4.9769e-05 | 4.918e-05 | 4.8579e-05 | 4.8135e-05 | 4.7328e-05 | 4.6682e-05 | 4.6023e-05 | 4.5546e-05 | 4.4671e-05 | 4.3993e-05 | 4.3324e-05 | 4.2819e-05 | 4.1958e-05 | 4.1276e-05 | 4.0585e-05 | 4.0071e-05 | 0 | 0 | 0 | 0 | 0 | 0 | 0 | 0
F3_Commercial_Office_Existing_Miscellaneous_Natural Gas_Pool Heater_Baseline Forecast | F3 | Commercial | Office | Existing | Miscellaneous | Natural Gas | Pool Heater | Baseline Forecast | Peak Demand (S) | 0 | 0 | 0 | 0 | 0 | 0 | 0 | 0 | 0 | 0 | 0 | 0 | 0 | 0 | 0 | 0 | 0 | 0 | 0 | 0 | 0 | 0 | 0 | 0 | 0 | 0 | 0 | 0 | 0 | 0
F4_Commercial_Office_Existing_Miscellaneous_Natural Gas_Pool Heater_Baseline Forecast | F4 | Commercial | Office | Existing | Miscellaneous | Natural Gas | Pool Heater | Baseline Forecast | Peak Demand (W) | 0 | 0 | 0 | 0 | 0 | 0 | 0 | 0 | 0 | 0 | 0 | 0 | 0 | 0 | 0 | 0 | 0 | 0 | 0 | 0 | 0 | 0 | 0 | 0 | 0 | 0 | 0 | 0 | 0 | 0
F5_Commercial_Office_Existing_Miscellaneous_Natural Gas_Pool Heater_Baseline Forecast | F5 | Commercial | Office | Existing | Miscellaneous | Natural Gas | Pool Heater | Baseline Forecast | Turnover | 0 | 51204.1832 | 48597.4247 | 46397.5915 | 44520.1493 | 42898.6501 | 43038.0353 | 42671.8675 | 41982.8614 | 41099.1064 | 40109.0862 | 50529.5504 | 47109.2406 | 44375.4702 | 42128.5791 | 40231.4999 | 41020.614 | 40906.5746 | 40246.2825 | 39272.4413 | 38134.6852 | 39870.8336 | 0 | 0 | 0 | 0 | 0 | 0 | 0 | 0
F6_Commercial_Office_Existing_Miscellaneous_Natural Gas_Pool Heater_Baseline Forecast | F6 | Commercial | Office | Existing | Miscellaneous | Natural Gas | Pool Heater | Baseline Forecast | Avg. Replacement Usage | 0.00012746 | 0.00012746 | 0.00012132 | 0.00012319 | 0.00012507 | 0.00012749 | 0.00012784 | 0.00012867 | 0.00012945 | 0.00013064 | 0.00013083 | 0.00013144 | 0.00013198 | 0.00013303 | 0.00013289 | 0.0001333 | 0.0001337 | 0.00013459 | 0.00013433 | 0.00013459 | 0.00013479 | 0.00013554 | 0 | 0 | 0 | 0 | 0 | 0 | 0 | 0
F7_Commercial_Office_Existing_Miscellaneous_Natural Gas_Pool Heater_Baseline Forecast | F7 | Commercial | Office | Existing | Miscellaneous | Natural Gas | Pool Heater | Baseline Forecast | Avg. Replacement Demand (S) | 0 | 0 | 0 | 0 | 0 | 0 | 0 | 0 | 0 | 0 | 0 | 0 | 0 | 0 | 0 | 0 | 0 | 0 | 0 | 0 | 0 | 0 | 0 | 0 | 0 | 0 | 0 | 0 | 0 | 0
F8_Commercial_Office_Existing_Miscellaneous_Natural Gas_Pool Heater_Baseline Forecast | F8 | Commercial | Office | Existing | Miscellaneous | Natural Gas | Pool Heater | Baseline Forecast | Avg. Replacement Demand (W) | 0 | 0 | 0 | 0 | 0 | 0 | 0 | 0 | 0 | 0 | 0 | 0 | 0 | 0 | 0 | 0 | 0 | 0 | 0 | 0 | 0 | 0 | 0 | 0 | 0 | 0 | 0 | 0 | 0 | 0
F1_Commercial_Office_Existing_Miscellaneous_Natural Gas_Miscellaneous_Baseline Forecast | F1 | Commercial | Office | Existing | Miscellaneous | Natural Gas | Miscellaneous | Baseline Forecast | Units | 44999450.7251 | 44181278.8937 | 43377982.9139 | 42589292.3154 | 41814941.5461 | 41054669.8816 | 40308221.3383 | 39575344.5867 | 38855792.8669 | 38149323.9057 | 37455699.8347 | 36774687.1104 | 36106056.4357 | 35449582.6823 | 34805044.8154 | 34172225.8187 | 33550912.622 | 32940896.0289 | 32341970.6465 | 31753934.8166 | 31176590.5472 | 30609743.4463 | 0 | 0 | 0 | 0 | 0 | 0 | 0 | 0
F2_Commercial_Office_Existing_Miscellaneous_Natural Gas_Miscellaneous_Baseline Forecast | F2 | Commercial | Office | Existing | Miscellaneous | Natural Gas | Miscellaneous | Baseline Forecast | Usage (MMtherm) | 0.0096369 | 0.0094617 | 0.0088425 | 0.0088157 | 0.0087873 | 0.0087948 | 0.0086585 | 0.0085561 | 0.0084515 | 0.0083743 | 0.0082338 | 0.0081215 | 0.0080068 | 0.0079239 | 0.0077716 | 0.0076537 | 0.0075372 | 0.0074494 | 0.0072996 | 0.0071809 | 0.0070607 | 0.0069713 | 0 | 0 | 0 | 0 | 0 | 0 | 0 | 0
F3_Commercial_Office_Existing_Miscellaneous_Natural Gas_Miscellaneous_Baseline Forecast | F3 | Commercial | Office | Existing | Miscellaneous | Natural Gas | Miscellaneous | Baseline Forecast | Peak Demand (S) | 0 | 0 | 0 | 0 | 0 | 0 | 0 | 0 | 0 | 0 | 0 | 0 | 0 | 0 | 0 | 0 | 0 | 0 | 0 | 0 | 0 | 0 | 0 | 0 | 0 | 0 | 0 | 0 | 0 | 0
F4_Commercial_Office_Existing_Miscellaneous_Natural Gas_Miscellaneous_Baseline Forecast | F4 | Commercial | Office | Existing | Miscellaneous | Natural Gas | Miscellaneous | Baseline Forecast | Peak Demand (W) | 0 | 0 | 0 | 0 | 0 | 0 | 0 | 0 | 0 | 0 | 0 | 0 | 0 | 0 | 0 | 0 | 0 | 0 | 0 | 0 | 0 | 0 | 0 | 0 | 0 | 0 | 0 | 0 | 0 | 0
F5_Commercial_Office_Existing_Miscellaneous_Natural Gas_Miscellaneous_Baseline Forecast | F5 | Commercial | Office | Existing | Miscellaneous | Natural Gas | Miscellaneous | Baseline Forecast | Turnover | 0 | 3786966.7623 | 4426324.7871 | 4941847.913 | 4670873.5205 | 4529277.6161 | 4479818.0799 | 4401557.693 | 4316552.4228 | 4238328.3063 | 4161916.8862 | 5004510.56 | 4956385.6246 | 4878341.896 | 4738123.6958 | 4643796.3629 | 4575582.4309 | 4492015.4268 | 4406954.5072 | 4327417.5621 | 4249278.5218 | 4394553.6845 | 0 | 0 | 0 | 0 | 0 | 0 | 0 | 0
F6_Commercial_Office_Existing_Miscellaneous_Natural Gas_Miscellaneous_Baseline Forecast | F6 | Commercial | Office | Existing | Miscellaneous | Natural Gas | Miscellaneous | Baseline Forecast | Avg. Replacement Usage | 0.00021416 | 0.00021416 | 0.00020385 | 0.00020699 | 0.00021015 | 0.00021422 | 0.00021481 | 0.0002162 | 0.00021751 | 0.00021951 | 0.00021983 | 0.00022084 | 0.00022176 | 0.00022352 | 0.00022329 | 0.00022397 | 0.00022465 | 0.00022614 | 0.0002257 | 0.00022614 | 0.00022647 | 0.00022775 | 0 | 0 | 0 | 0 | 0 | 0 | 0 | 0
F7_Commercial_Office_Existing_Miscellaneous_Natural Gas_Miscellaneous_Baseline Forecast | F7 | Commercial | Office | Existing | Miscellaneous | Natural Gas | Miscellaneous | Baseline Forecast | Avg. Replacement Demand (S) | 0 | 0 | 0 | 0 | 0 | 0 | 0 | 0 | 0 | 0 | 0 | 0 | 0 | 0 | 0 | 0 | 0 | 0 | 0 | 0 | 0 | 0 | 0 | 0 | 0 | 0 | 0 | 0 | 0 | 0
F8_Commercial_Office_Existing_Miscellaneous_Natural Gas_Miscellaneous_Baseline Forecast | F8 | Commercial | Office | Existing | Miscellaneous | Natural Gas | Miscellaneous | Baseline Forecast | Avg. Replacement Demand (W) | 0 | 0 | 0 | 0 | 0 | 0 | 0 | 0 | 0 | 0 | 0 | 0 | 0 | 0 | 0 | 0 | 0 | 0 | 0 | 0 | 0 | 0 | 0 | 0 | 0 | 0 | 0 | 0 | 0 | 0
F1_Commercial_Office_New_Space Heating_Natural Gas_Furnace_Baseline Forecast | F1 | Commercial | Office | New | Space Heating | Natural Gas | Furnace | Baseline Forecast | Units | 0 | 1620170.8786 | 4113362.6031 | 5230627.0758 | 6327441.4412 | 7411792.5548 | 8483717.2911 | 9547132.3935 | 10598027.2174 | 11637994.6422 | 12663056.9207 | 13675169.1551 | 14676447.7641 | 15662654.5372 | 16635710.8231 | 17593474.2574 | 18540018.3041 | 19474127.6576 | 20393750.7571 | 21304704.2316 | 22203851.9095 | 23099677.1357 | 0 | 0 | 0 | 0 | 0 | 0 | 0 | 0
F2_Commercial_Office_New_Space Heating_Natural Gas_Furnace_Baseline Forecast | F2 | Commercial | Office | New | Space Heating | Natural Gas | Furnace | Baseline Forecast | Usage (MMtherm) | 0 | 0.1547 | 0.37385 | 0.48273 | 0.59285 | 0.70791 | 0.81251 | 0.92027 | 1.0278 | 1.139 | 1.2411 | 1.3465 | 1.4511 | 1.5609 | 1.6561 | 1.7569 | 1.857 | 1.9635 | 2.0522 | 2.1481 | 2.242 | 2.3456 | 0 | 0 | 0 | 0 | 0 | 0 | 0 | 0
F3_Commercial_Office_New_Space Heating_Natural Gas_Furnace_Baseline Forecast | F3 | Commercial | Office | New | Space Heating | Natural Gas | Furnace | Baseline Forecast | Peak Demand (S) | 0 | 0 | 0 | 0 | 0 | 0 | 0 | 0 | 0 | 0 | 0 | 0 | 0 | 0 | 0 | 0 | 0 | 0 | 0 | 0 | 0 | 0 | 0 | 0 | 0 | 0 | 0 | 0 | 0 | 0
F4_Commercial_Office_New_Space Heating_Natural Gas_Furnace_Baseline Forecast | F4 | Commercial | Office | New | Space Heating | Natural Gas | Furnace | Baseline Forecast | Peak Demand (W) | 0 | 0 | 0 | 0 | 0 | 0 | 0 | 0 | 0 | 0 | 0 | 0 | 0 | 0 | 0 | 0 | 0 | 0 | 0 | 0 | 0 | 0 | 0 | 0 | 0 | 0 | 0 | 0 | 0 | 0
F5_Commercial_Office_New_Space Heating_Natural Gas_Furnace_Baseline Forecast | F5 | Commercial | Office | New | Space Heating | Natural Gas | Furnace | Baseline Forecast | Turnover | 0 | 1620170.8786 | 2493191.7245 | 1117264.4727 | 1096814.3654 | 1084351.1136 | 1071924.7363 | 1063415.1024 | 1050894.8239 | 1039967.4248 | 1025062.2785 | 1012112.2344 | 1001278.6089 | 986206.7732 | 973056.2859 | 957763.4342 | 946544.0468 | 934109.3535 | 919623.0995 | 1035582.0036 | 1205973.3759 | 1264992.3684 | 0 | 0 | 0 | 0 | 0 | 0 | 0 | 0
F6_Commercial_Office_New_Space Heating_Natural Gas_Furnace_Baseline Forecast | F6 | Commercial | Office | New | Space Heating | Natural Gas | Furnace | Baseline Forecast | Avg. Replacement Usage | 0.095482 | 0.095482 | 0.090886 | 0.092289 | 0.093694 | 0.095511 | 0.095773 | 0.096393 | 0.096976 | 0.09787 | 0.09801 | 0.098464 | 0.098871 | 0.099659 | 0.099554 | 0.099859 | 0.10016 | 0.10083 | 0.10063 | 0.10083 | 0.10097 | 0.10154 | 0 | 0 | 0 | 0 | 0 | 0 | 0 | 0
F7_Commercial_Office_New_Space Heating_Natural Gas_Furnace_Baseline Forecast | F7 | Commercial | Office | New | Space Heating | Natural Gas | Furnace | Baseline Forecast | Avg. Replacement Demand (S) | 0 | 0 | 0 | 0 | 0 | 0 | 0 | 0 | 0 | 0 | 0 | 0 | 0 | 0 | 0 | 0 | 0 | 0 | 0 | 0 | 0 | 0 | 0 | 0 | 0 | 0 | 0 | 0 | 0 | 0
F8_Commercial_Office_New_Space Heating_Natural Gas_Furnace_Baseline Forecast | F8 | Commercial | Office | New | Space Heating | Natural Gas | Furnace | Baseline Forecast | Avg. Replacement Demand (W) | 0 | 0 | 0 | 0 | 0 | 0 | 0 | 0 | 0 | 0 | 0 | 0 | 0 | 0 | 0 | 0 | 0 | 0 | 0 | 0 | 0 | 0 | 0 | 0 | 0 | 0 | 0 | 0 | 0 | 0
F1_Commercial_Office_New_Space Heating_Natural Gas_Boiler_Baseline Forecast | F1 | Commercial | Office | New | Space Heating | Natural Gas | Boiler | Baseline Forecast | Units | 0 | 480432.038 | 1219742.4387 | 1551046.7812 | 1876287.0184 | 2197831.5063 | 2515691.1793 | 2831027.4761 | 3142651.1132 | 3451034.43 | 3754997.8984 | 4055121.2681 | 4352032.1242 | 4644473.7032 | 4933015.7458 | 5217022.9729 | 5497703.2958 | 5774696.338 | 6047393.7465 | 6317520.3363 | 6584146.133 | 6849786.7175 | 0 | 0 | 0 | 0 | 0 | 0 | 0 | 0
F2_Commercial_Office_New_Space Heating_Natural Gas_Boiler_Baseline Forecast | F2 | Commercial | Office | New | Space Heating | Natural Gas | Boiler | Baseline Forecast | Usage (MMtherm) | 0 | 0.20232 | 0.48894 | 0.63135 | 0.77537 | 0.92585 | 1.0627 | 1.2036 | 1.3442 | 1.4897 | 1.6232 | 1.7611 | 1.8978 | 2.0415 | 2.166 | 2.2978 | 2.4287 | 2.568 | 2.684 | 2.8094 | 2.9323 | 3.0677 | 0 | 0 | 0 | 0 | 0 | 0 | 0 | 0
F3_Commercial_Office_New_Space Heating_Natural Gas_Boiler_Baseline Forecast | F3 | Commercial | Office | New | Space Heating | Natural Gas | Boiler | Baseline Forecast | Peak Demand (S) | 0 | 0 | 0 | 0 | 0 | 0 | 0 | 0 | 0 | 0 | 0 | 0 | 0 | 0 | 0 | 0 | 0 | 0 | 0 | 0 | 0 | 0 | 0 | 0 | 0 | 0 | 0 | 0 | 0 | 0
F4_Commercial_Office_New_Space Heating_Natural Gas_Boiler_Baseline Forecast | F4 | Commercial | Office | New | Space Heating | Natural Gas | Boiler | Baseline Forecast | Peak Demand (W) | 0 | 0 | 0 | 0 | 0 | 0 | 0 | 0 | 0 | 0 | 0 | 0 | 0 | 0 | 0 | 0 | 0 | 0 | 0 | 0 | 0 | 0 | 0 | 0 | 0 | 0 | 0 | 0 | 0 | 0
F5_Commercial_Office_New_Space Heating_Natural Gas_Boiler_Baseline Forecast | F5 | Commercial | Office | New | Space Heating | Natural Gas | Boiler | Baseline Forecast | Turnover | 0 | 480432.038 | 739310.4007 | 331304.3425 | 325240.2372 | 321544.4879 | 317859.673 | 315336.2967 | 311623.6371 | 308383.3168 | 303963.4683 | 300123.3697 | 296910.8562 | 292441.579 | 288542.0425 | 284007.2271 | 280680.323 | 276993.0421 | 272697.4085 | 270126.5898 | 266625.7968 | 265640.5845 | 0 | 0 | 0 | 0 | 0 | 0 | 0 | 0
F6_Commercial_Office_New_Space Heating_Natural Gas_Boiler_Baseline Forecast | F6 | Commercial | Office | New | Space Heating | Natural Gas | Boiler | Baseline Forecast | Avg. Replacement Usage | 0.42113 | 0.42113 | 0.40086 | 0.40704 | 0.41324 | 0.42126 | 0.42241 | 0.42515 | 0.42772 | 0.43166 | 0.43228 | 0.43428 | 0.43608 | 0.43955 | 0.43909 | 0.44044 | 0.44176 | 0.4447 | 0.44383 | 0.4447 | 0.44535 | 0.44785 | 0 | 0 | 0 | 0 | 0 | 0 | 0 | 0
F7_Commercial_Office_New_Space Heating_Natural Gas_Boiler_Baseline Forecast | F7 | Commercial | Office | New | Space Heating | Natural Gas | Boiler | Baseline Forecast | Avg. Replacement Demand (S) | 0 | 0 | 0 | 0 | 0 | 0 | 0 | 0 | 0 | 0 | 0 | 0 | 0 | 0 | 0 | 0 | 0 | 0 | 0 | 0 | 0 | 0 | 0 | 0 | 0 | 0 | 0 | 0 | 0 | 0
F8_Commercial_Office_New_Space Heating_Natural Gas_Boiler_Baseline Forecast | F8 | Commercial | Office | New | Space Heating | Natural Gas | Boiler | Baseline Forecast | Avg. Replacement Demand (W) | 0 | 0 | 0 | 0 | 0 | 0 | 0 | 0 | 0 | 0 | 0 | 0 | 0 | 0 | 0 | 0 | 0 | 0 | 0 | 0 | 0 | 0 | 0 | 0 | 0 | 0 | 0 | 0 | 0 | 0
F1_Commercial_Office_New_Space Heating_Natural Gas_Unit Heater_Baseline Forecast | F1 | Commercial | Office | New | Space Heating | Natural Gas | Unit Heater | Baseline Forecast | Units | 0 | 329126.8321 | 835601.9854 | 1062566.759 | 1285377.2306 | 1505655.8762 | 1723410.1869 | 1939435.8225 | 2152918.0476 | 2364180.445 | 2572414.9621 | 2778018.7647 | 2981421.789 | 3181763.0711 | 3379432.9201 | 3573996.1289 | 3766280.1946 | 3956038.2358 | 4142853.4918 | 4327907.5717 | 4510563.3834 | 4692544.2613 | 0 | 0 | 0 | 0 | 0 | 0 | 0 | 0
F2_Commercial_Office_New_Space Heating_Natural Gas_Unit Heater_Baseline Forecast | F2 | Commercial | Office | New | Space Heating | Natural Gas | Unit Heater | Baseline Forecast | Usage (MMtherm) | 0 | 0.098039 | 0.23693 | 0.30593 | 0.37572 | 0.44864 | 0.51493 | 0.58322 | 0.65134 | 0.72185 | 0.78656 | 0.85335 | 0.91962 | 0.98924 | 1.0496 | 1.1134 | 1.1769 | 1.2444 | 1.3006 | 1.3613 | 1.4209 | 1.4865 | 0 | 0 | 0 | 0 | 0 | 0 | 0 | 0
F3_Commercial_Office_New_Space Heating_Natural Gas_Unit Heater_Baseline Forecast | F3 | Commercial | Office | New | Space Heating | Natural Gas | Unit Heater | Baseline Forecast | Peak Demand (S) | 0 | 0 | 0 | 0 | 0 | 0 | 0 | 0 | 0 | 0 | 0 | 0 | 0 | 0 | 0 | 0 | 0 | 0 | 0 | 0 | 0 | 0 | 0 | 0 | 0 | 0 | 0 | 0 | 0 | 0
F4_Commercial_Office_New_Space Heating_Natural Gas_Unit Heater_Baseline Forecast | F4 | Commercial | Office | New | Space Heating | Natural Gas | Unit Heater | Baseline Forecast | Peak Demand (W) | 0 | 0 | 0 | 0 | 0 | 0 | 0 | 0 | 0 | 0 | 0 | 0 | 0 | 0 | 0 | 0 | 0 | 0 | 0 | 0 | 0 | 0 | 0 | 0 | 0 | 0 | 0 | 0 | 0 | 0
F5_Commercial_Office_New_Space Heating_Natural Gas_Unit Heater_Baseline Forecast | F5 | Commercial | Office | New | Space Heating | Natural Gas | Unit Heater | Baseline Forecast | Turnover | 0 | 329126.8321 | 506475.1533 | 226964.7735 | 222810.4716 | 220278.6457 | 217754.3106 | 216025.6356 | 213482.2251 | 211262.3974 | 208234.517 | 205603.8026 | 269228.3907 | 354296.6059 | 366227.0627 | 373971.0742 | 379866.087 | 469653.1447 | 500427.2643 | 405368.1626 | 400070.5319 | 396895.8545 | 0 | 0 | 0 | 0 | 0 | 0 | 0 | 0
F6_Commercial_Office_New_Space Heating_Natural Gas_Unit Heater_Baseline Forecast | F6 | Commercial | Office | New | Space Heating | Natural Gas | Unit Heater | Baseline Forecast | Avg. Replacement Usage | 0.29788 | 0.29788 | 0.28354 | 0.28792 | 0.2923 | 0.29797 | 0.29878 | 0.30072 | 0.30254 | 0.30533 | 0.30577 | 0.30718 | 0.30845 | 0.31091 | 0.31058 | 0.31153 | 0.31247 | 0.31455 | 0.31394 | 0.31455 | 0.31501 | 0.31678 | 0 | 0 | 0 | 0 | 0 | 0 | 0 | 0
F7_Commercial_Office_New_Space Heating_Natural Gas_Unit Heater_Baseline Forecast | F7 | Commercial | Office | New | Space Heating | Natural Gas | Unit Heater | Baseline Forecast | Avg. Replacement Demand (S) | 0 | 0 | 0 | 0 | 0 | 0 | 0 | 0 | 0 | 0 | 0 | 0 | 0 | 0 | 0 | 0 | 0 | 0 | 0 | 0 | 0 | 0 | 0 | 0 | 0 | 0 | 0 | 0 | 0 | 0
F8_Commercial_Office_New_Space Heating_Natural Gas_Unit Heater_Baseline Forecast | F8 | Commercial | Office | New | Space Heating | Natural Gas | Unit Heater | Baseline Forecast | Avg. Replacement Demand (W) | 0 | 0 | 0 | 0 | 0 | 0 | 0 | 0 | 0 | 0 | 0 | 0 | 0 | 0 | 0 | 0 | 0 | 0 | 0 | 0 | 0 | 0 | 0 | 0 | 0 | 0 | 0 | 0 | 0 | 0
F1_Commercial_Office_New_Water Heating_Natural Gas_Water Heater_Baseline Forecast | F1 | Commercial | Office | New | Water Heating | Natural Gas | Water Heater | Baseline Forecast | Units | 0 | 1118971.1035 | 2840894.1006 | 3612532.8681 | 4370047.7679 | 5118954.9222 | 5859279.7984 | 6593727.4955 | 7319528.0615 | 8037781.6187 | 8745740.9359 | 9444756.3044 | 10136289.429 | 10817413.1893 | 11489454.5649 | 12150933.9317 | 12804664.628 | 13449807.3027 | 14084945.0453 | 14714095.1109 | 15335091.5024 | 15953793.2425 | 0 | 0 | 0 | 0 | 0 | 0 | 0 | 0
F2_Commercial_Office_New_Water Heating_Natural Gas_Water Heater_Baseline Forecast | F2 | Commercial | Office | New | Water Heating | Natural Gas | Water Heater | Baseline Forecast | Usage (MMtherm) | 0 | 0.035283 | 0.085265 | 0.1101 | 0.13521 | 0.16146 | 0.18531 | 0.20989 | 0.23441 | 0.25978 | 0.28307 | 0.30711 | 0.33095 | 0.35601 | 0.37773 | 0.4007 | 0.42353 | 0.44783 | 0.46806 | 0.48992 | 0.51135 | 0.53497 | 0 | 0 | 0 | 0 | 0 | 0 | 0 | 0
F3_Commercial_Office_New_Water Heating_Natural Gas_Water Heater_Baseline Forecast | F3 | Commercial | Office | New | Water Heating | Natural Gas | Water Heater | Baseline Forecast | Peak Demand (S) | 0 | 0 | 0 | 0 | 0 | 0 | 0 | 0 | 0 | 0 | 0 | 0 | 0 | 0 | 0 | 0 | 0 | 0 | 0 | 0 | 0 | 0 | 0 | 0 | 0 | 0 | 0 | 0 | 0 | 0
F4_Commercial_Office_New_Water Heating_Natural Gas_Water Heater_Baseline Forecast | F4 | Commercial | Office | New | Water Heating | Natural Gas | Water Heater | Baseline Forecast | Peak Demand (W) | 0 | 0 | 0 | 0 | 0 | 0 | 0 | 0 | 0 | 0 | 0 | 0 | 0 | 0 | 0 | 0 | 0 | 0 | 0 | 0 | 0 | 0 | 0 | 0 | 0 | 0 | 0 | 0 | 0 | 0
F5_Commercial_Office_New_Water Heating_Natural Gas_Water Heater_Baseline Forecast | F5 | Commercial | Office | New | Water Heating | Natural Gas | Water Heater | Baseline Forecast | Turnover | 0 | 1118971.1035 | 1721922.9972 | 771638.7675 | 757514.8998 | 748907.1543 | 740324.8762 | 734447.6971 | 725800.566 | 718253.5572 | 931753.5379 | 1222435.3445 | 1264596.8588 | 1291077.7278 | 1309785.9804 | 1613071.5868 | 1719954.2329 | 1394170.3081 | 1374308.0736 | 1404580.5691 | 1483578.0706 | 1560145.7878 | 0 | 0 | 0 | 0 | 0 | 0 | 0 | 0
F6_Commercial_Office_New_Water Heating_Natural Gas_Water Heater_Baseline Forecast | F6 | Commercial | Office | New | Water Heating | Natural Gas | Water Heater | Baseline Forecast | Avg. Replacement Usage | 0.031531 | 0.031531 | 0.030014 | 0.030477 | 0.030941 | 0.031541 | 0.031627 | 0.031832 | 0.032025 | 0.03232 | 0.032366 | 0.032516 | 0.03265 | 0.032911 | 0.032876 | 0.032977 | 0.033076 | 0.033296 | 0.033231 | 0.033296 | 0.033345 | 0.033532 | 0 | 0 | 0 | 0 | 0 | 0 | 0 | 0
F7_Commercial_Office_New_Water Heating_Natural Gas_Water Heater_Baseline Forecast | F7 | Commercial | Office | New | Water Heating | Natural Gas | Water Heater | Baseline Forecast | Avg. Replacement Demand (S) | 0 | 0 | 0 | 0 | 0 | 0 | 0 | 0 | 0 | 0 | 0 | 0 | 0 | 0 | 0 | 0 | 0 | 0 | 0 | 0 | 0 | 0 | 0 | 0 | 0 | 0 | 0 | 0 | 0 | 0
F8_Commercial_Office_New_Water Heating_Natural Gas_Water Heater_Baseline Forecast | F8 | Commercial | Office | New | Water Heating | Natural Gas | Water Heater | Baseline Forecast | Avg. Replacement Demand (W) | 0 | 0 | 0 | 0 | 0 | 0 | 0 | 0 | 0 | 0 | 0 | 0 | 0 | 0 | 0 | 0 | 0 | 0 | 0 | 0 | 0 | 0 | 0 | 0 | 0 | 0 | 0 | 0 | 0 | 0
F1_Commercial_Office_New_Food Preparation_Natural Gas_Oven_Baseline Forecast | F1 | Commercial | Office | New | Food Preparation | Natural Gas | Oven | Baseline Forecast | Units | 0 | 18925.5259 | 48048.9752 | 61099.9552 | 73912.0536 | 86578.5663 | 99099.9241 | 111521.8793 | 123797.5827 | 135945.6411 | 147919.5896 | 159742.2662 | 171438.3931 | 182958.463 | 194324.9196 | 205512.7374 | 216569.4995 | 227481.0095 | 238223.3028 | 248864.3245 | 259367.4405 | 269831.7463 | 0 | 0 | 0 | 0 | 0 | 0 | 0 | 0
F2_Commercial_Office_New_Food Preparation_Natural Gas_Oven_Baseline Forecast | F2 | Commercial | Office | New | Food Preparation | Natural Gas | Oven | Baseline Forecast | Usage (MMtherm) | 0 | 0.00023722 | 0.00057327 | 0.00074023 | 0.00090909 | 0.0010855 | 0.0012459 | 0.0014112 | 0.001576 | 0.0017466 | 0.0019032 | 0.0020648 | 0.0022251 | 0.0023936 | 0.0025396 | 0.002694 | 0.0028475 | 0.0030109 | 0.0031469 | 0.0032939 | 0.003438 | 0.0035968 | 0 | 0 | 0 | 0 | 0 | 0 | 0 | 0
F3_Commercial_Office_New_Food Preparation_Natural Gas_Oven_Baseline Forecast | F3 | Commercial | Office | New | Food Preparation | Natural Gas | Oven | Baseline Forecast | Peak Demand (S) | 0 | 0 | 0 | 0 | 0 | 0 | 0 | 0 | 0 | 0 | 0 | 0 | 0 | 0 | 0 | 0 | 0 | 0 | 0 | 0 | 0 | 0 | 0 | 0 | 0 | 0 | 0 | 0 | 0 | 0
F4_Commercial_Office_New_Food Preparation_Natural Gas_Oven_Baseline Forecast | F4 | Commercial | Office | New | Food Preparation | Natural Gas | Oven | Baseline Forecast | Peak Demand (W) | 0 | 0 | 0 | 0 | 0 | 0 | 0 | 0 | 0 | 0 | 0 | 0 | 0 | 0 | 0 | 0 | 0 | 0 | 0 | 0 | 0 | 0 | 0 | 0 | 0 | 0 | 0 | 0 | 0 | 0
F5_Commercial_Office_New_Food Preparation_Natural Gas_Oven_Baseline Forecast | F5 | Commercial | Office | New | Food Preparation | Natural Gas | Oven | Baseline Forecast | Turnover | 0 | 18925.5259 | 29123.4493 | 13050.98 | 12812.0984 | 12666.5127 | 12521.3578 | 12421.9552 | 12275.7034 | 12148.0584 | 11973.9485 | 11822.6766 | 15481.2321 | 20372.8439 | 21058.8718 | 21504.1697 | 21843.146 | 27006.1018 | 28775.6822 | 23309.5722 | 23004.9466 | 22822.3956 | 0 | 0 | 0 | 0 | 0 | 0 | 0 | 0
F6_Commercial_Office_New_Food Preparation_Natural Gas_Oven_Baseline Forecast | F6 | Commercial | Office | New | Food Preparation | Natural Gas | Oven | Baseline Forecast | Avg. Replacement Usage | 0.012534 | 0.012534 | 0.011931 | 0.012115 | 0.0123 | 0.012538 | 0.012572 | 0.012654 | 0.01273 | 0.012848 | 0.012866 | 0.012926 | 0.012979 | 0.013083 | 0.013069 | 0.013109 | 0.013148 | 0.013236 | 0.01321 | 0.013236 | 0.013255 | 0.01333 | 0 | 0 | 0 | 0 | 0 | 0 | 0 | 0
F7_Commercial_Office_New_Food Preparation_Natural Gas_Oven_Baseline Forecast | F7 | Commercial | Office | New | Food Preparation | Natural Gas | Oven | Baseline Forecast | Avg. Replacement Demand (S) | 0 | 0 | 0 | 0 | 0 | 0 | 0 | 0 | 0 | 0 | 0 | 0 | 0 | 0 | 0 | 0 | 0 | 0 | 0 | 0 | 0 | 0 | 0 | 0 | 0 | 0 | 0 | 0 | 0 | 0
F8_Commercial_Office_New_Food Preparation_Natural Gas_Oven_Baseline Forecast | F8 | Commercial | Office | New | Food Preparation | Natural Gas | Oven | Baseline Forecast | Avg. Replacement Demand (W) | 0 | 0 | 0 | 0 | 0 | 0 | 0 | 0 | 0 | 0 | 0 | 0 | 0 | 0 | 0 | 0 | 0 | 0 | 0 | 0 | 0 | 0 | 0 | 0 | 0 | 0 | 0 | 0 | 0 | 0
F1_Commercial_Office_New_Food Preparation_Natural Gas_Conveyor Oven_Baseline Forecast | F1 | Commercial | Office | New | Food Preparation | Natural Gas | Conveyor Oven | Baseline Forecast | Units | 0 | 9462.7629 | 24024.4876 | 30549.9776 | 36956.0268 | 43289.2831 | 49549.9621 | 55760.9397 | 61898.7914 | 67972.8206 | 73959.7948 | 79871.1331 | 85719.1966 | 91479.2315 | 97162.4598 | 102756.3687 | 108284.7497 | 113740.5047 | 119111.6514 | 124432.1623 | 129683.7202 | 134915.8731 | 0 | 0 | 0 | 0 | 0 | 0 | 0 | 0
F2_Commercial_Office_New_Food Preparation_Natural Gas_Conveyor Oven_Baseline Forecast | F2 | Commercial | Office | New | Food Preparation | Natural Gas | Conveyor Oven | Baseline Forecast | Usage (MMtherm) | 0 | 0.00020295 | 0.00049045 | 0.00063329 | 0.00077776 | 0.00092871 | 0.0010659 | 0.0012073 | 0.0013483 | 0.0014943 | 0.0016282 | 0.0017665 | 0.0019037 | 0.0020478 | 0.0021727 | 0.0023048 | 0.0024362 | 0.0025759 | 0.0026923 | 0.0028181 | 0.0029413 | 0.0030772 | 0 | 0 | 0 | 0 | 0 | 0 | 0 | 0
F3_Commercial_Office_New_Food Preparation_Natural Gas_Conveyor Oven_Baseline Forecast | F3 | Commercial | Office | New | Food Preparation | Natural Gas | Conveyor Oven | Baseline Forecast | Peak Demand (S) | 0 | 0 | 0 | 0 | 0 | 0 | 0 | 0 | 0 | 0 | 0 | 0 | 0 | 0 | 0 | 0 | 0 | 0 | 0 | 0 | 0 | 0 | 0 | 0 | 0 | 0 | 0 | 0 | 0 | 0
F4_Commercial_Office_New_Food Preparation_Natural Gas_Conveyor Oven_Baseline Forecast | F4 | Commercial | Office | New | Food Preparation | Natural Gas | Conveyor Oven | Baseline Forecast | Peak Demand (W) | 0 | 0 | 0 | 0 | 0 | 0 | 0 | 0 | 0 | 0 | 0 | 0 | 0 | 0 | 0 | 0 | 0 | 0 | 0 | 0 | 0 | 0 | 0 | 0 | 0 | 0 | 0 | 0 | 0 | 0
F5_Commercial_Office_New_Food Preparation_Natural Gas_Conveyor Oven_Baseline Forecast | F5 | Commercial | Office | New | Food Preparation | Natural Gas | Conveyor Oven | Baseline Forecast | Turnover | 0 | 9462.7629 | 14561.7247 | 6525.49 | 6406.0492 | 6333.2564 | 6260.6789 | 6210.9776 | 6137.8517 | 6074.0292 | 5986.9743 | 5911.3383 | 5848.0635 | 5760.035 | 5683.2283 | 5593.9089 | 5528.381 | 7348.3076 | 9797.5337 | 10166.7185 | 10409.7339 | 10625.3449 | 0 | 0 | 0 | 0 | 0 | 0 | 0 | 0
F6_Commercial_Office_New_Food Preparation_Natural Gas_Conveyor Oven_Baseline Forecast | F6 | Commercial | Office | New | Food Preparation | Natural Gas | Conveyor Oven | Baseline Forecast | Avg. Replacement Usage | 0.021447 | 0.021447 | 0.020415 | 0.02073 | 0.021046 | 0.021454 | 0.021512 | 0.021652 | 0.021783 | 0.021984 | 0.022015 | 0.022117 | 0.022208 | 0.022385 | 0.022362 | 0.02243 | 0.022498 | 0.022648 | 0.022603 | 0.022647 | 0.022681 | 0.022808 | 0 | 0 | 0 | 0 | 0 | 0 | 0 | 0
F7_Commercial_Office_New_Food Preparation_Natural Gas_Conveyor Oven_Baseline Forecast | F7 | Commercial | Office | New | Food Preparation | Natural Gas | Conveyor Oven | Baseline Forecast | Avg. Replacement Demand (S) | 0 | 0 | 0 | 0 | 0 | 0 | 0 | 0 | 0 | 0 | 0 | 0 | 0 | 0 | 0 | 0 | 0 | 0 | 0 | 0 | 0 | 0 | 0 | 0 | 0 | 0 | 0 | 0 | 0 | 0
F8_Commercial_Office_New_Food Preparation_Natural Gas_Conveyor Oven_Baseline Forecast | F8 | Commercial | Office | New | Food Preparation | Natural Gas | Conveyor Oven | Baseline Forecast | Avg. Replacement Demand (W) | 0 | 0 | 0 | 0 | 0 | 0 | 0 | 0 | 0 | 0 | 0 | 0 | 0 | 0 | 0 | 0 | 0 | 0 | 0 | 0 | 0 | 0 | 0 | 0 | 0 | 0 | 0 | 0 | 0 | 0
F1_Commercial_Office_New_Food Preparation_Natural Gas_Double Rack Oven_Baseline Forecast | F1 | Commercial | Office | New | Food Preparation | Natural Gas | Double Rack Oven | Baseline Forecast | Units | 0 | 9462.7629 | 24024.4876 | 30549.9776 | 36956.0268 | 43289.2831 | 49549.9621 | 55760.9397 | 61898.7914 | 67972.8206 | 73959.7948 | 79871.1331 | 85719.1966 | 91479.2315 | 97162.4598 | 102756.3687 | 108284.7497 | 113740.5047 | 119111.6514 | 124432.1623 | 129683.7202 | 134915.8731 | 0 | 0 | 0 | 0 | 0 | 0 | 0 | 0
F2_Commercial_Office_New_Food Preparation_Natural Gas_Double Rack Oven_Baseline Forecast | F2 | Commercial | Office | New | Food Preparation | Natural Gas | Double Rack Oven | Baseline Forecast | Usage (MMtherm) | 0 | 0.00030832 | 0.00074508 | 0.00096209 | 0.0011816 | 0.0014109 | 0.0016193 | 0.0018341 | 0.0020484 | 0.0022701 | 0.0024736 | 0.0026836 | 0.002892 | 0.003111 | 0.0033007 | 0.0035015 | 0.003701 | 0.0039133 | 0.0040901 | 0.0042811 | 0.0044684 | 0.0046748 | 0 | 0 | 0 | 0 | 0 | 0 | 0 | 0
F3_Commercial_Office_New_Food Preparation_Natural Gas_Double Rack Oven_Baseline Forecast | F3 | Commercial | Office | New | Food Preparation | Natural Gas | Double Rack Oven | Baseline Forecast | Peak Demand (S) | 0 | 0 | 0 | 0 | 0 | 0 | 0 | 0 | 0 | 0 | 0 | 0 | 0 | 0 | 0 | 0 | 0 | 0 | 0 | 0 | 0 | 0 | 0 | 0 | 0 | 0 | 0 | 0 | 0 | 0
F4_Commercial_Office_New_Food Preparation_Natural Gas_Double Rack Oven_Baseline Forecast | F4 | Commercial | Office | New | Food Preparation | Natural Gas | Double Rack Oven | Baseline Forecast | Peak Demand (W) | 0 | 0 | 0 | 0 | 0 | 0 | 0 | 0 | 0 | 0 | 0 | 0 | 0 | 0 | 0 | 0 | 0 | 0 | 0 | 0 | 0 | 0 | 0 | 0 | 0 | 0 | 0 | 0 | 0 | 0
F5_Commercial_Office_New_Food Preparation_Natural Gas_Double Rack Oven_Baseline Forecast | F5 | Commercial | Office | New | Food Preparation | Natural Gas | Double Rack Oven | Baseline Forecast | Turnover | 0 | 9462.7629 | 14561.7247 | 6525.49 | 6406.0492 | 6333.2564 | 6260.6789 | 6210.9776 | 6137.8517 | 6074.0292 | 5986.9743 | 5911.3383 | 7740.616 | 10186.422 | 10529.4359 | 10752.0848 | 10921.573 | 13503.0509 | 14387.8411 | 11654.7861 | 11502.4733 | 11411.1978 | 0 | 0 | 0 | 0 | 0 | 0 | 0 | 0
F6_Commercial_Office_New_Food Preparation_Natural Gas_Double Rack Oven_Baseline Forecast | F6 | Commercial | Office | New | Food Preparation | Natural Gas | Double Rack Oven | Baseline Forecast | Avg. Replacement Usage | 0.032582 | 0.032582 | 0.031014 | 0.031492 | 0.031972 | 0.032592 | 0.032681 | 0.032893 | 0.033092 | 0.033397 | 0.033445 | 0.033599 | 0.033738 | 0.034007 | 0.033971 | 0.034076 | 0.034178 | 0.034406 | 0.034338 | 0.034405 | 0.034456 | 0.03465 | 0 | 0 | 0 | 0 | 0 | 0 | 0 | 0
F7_Commercial_Office_New_Food Preparation_Natural Gas_Double Rack Oven_Baseline Forecast | F7 | Commercial | Office | New | Food Preparation | Natural Gas | Double Rack Oven | Baseline Forecast | Avg. Replacement Demand (S) | 0 | 0 | 0 | 0 | 0 | 0 | 0 | 0 | 0 | 0 | 0 | 0 | 0 | 0 | 0 | 0 | 0 | 0 | 0 | 0 | 0 | 0 | 0 | 0 | 0 | 0 | 0 | 0 | 0 | 0
F8_Commercial_Office_New_Food Preparation_Natural Gas_Double Rack Oven_Baseline Forecast | F8 | Commercial | Office | New | Food Preparation | Natural Gas | Double Rack Oven | Baseline Forecast | Avg. Replacement Demand (W) | 0 | 0 | 0 | 0 | 0 | 0 | 0 | 0 | 0 | 0 | 0 | 0 | 0 | 0 | 0 | 0 | 0 | 0 | 0 | 0 | 0 | 0 | 0 | 0 | 0 | 0 | 0 | 0 | 0 | 0
F1_Commercial_Office_New_Food Preparation_Natural Gas_Fryer_Baseline Forecast | F1 | Commercial | Office | New | Food Preparation | Natural Gas | Fryer | Baseline Forecast | Units | 0 | 39265.1937 | 99688.2376 | 126765.3852 | 153346.9199 | 179626.4051 | 205604.7343 | 231376.8306 | 256845.4953 | 282049.3321 | 306891.9395 | 331420.6997 | 355686.9046 | 379587.8403 | 403170.0711 | 426381.6763 | 449321.3772 | 471959.7206 | 494246.9865 | 516324.1421 | 538115.1817 | 559825.701 | 0 | 0 | 0 | 0 | 0 | 0 | 0 | 0
F2_Commercial_Office_New_Food Preparation_Natural Gas_Fryer_Baseline Forecast | F2 | Commercial | Office | New | Food Preparation | Natural Gas | Fryer | Baseline Forecast | Usage (MMtherm) | 0 | 0.00079611 | 0.0019239 | 0.0024842 | 0.0030509 | 0.0036431 | 0.0041814 | 0.004736 | 0.0052891 | 0.0058617 | 0.0063871 | 0.0069295 | 0.0074676 | 0.0080329 | 0.008523 | 0.0090413 | 0.0095565 | 0.010105 | 0.010561 | 0.011055 | 0.011538 | 0.012071 | 0 | 0 | 0 | 0 | 0 | 0 | 0 | 0
F3_Commercial_Office_New_Food Preparation_Natural Gas_Fryer_Baseline Forecast | F3 | Commercial | Office | New | Food Preparation | Natural Gas | Fryer | Baseline Forecast | Peak Demand (S) | 0 | 0 | 0 | 0 | 0 | 0 | 0 | 0 | 0 | 0 | 0 | 0 | 0 | 0 | 0 | 0 | 0 | 0 | 0 | 0 | 0 | 0 | 0 | 0 | 0 | 0 | 0 | 0 | 0 | 0
F4_Commercial_Office_New_Food Preparation_Natural Gas_Fryer_Baseline Forecast | F4 | Commercial | Office | New | Food Preparation | Natural Gas | Fryer | Baseline Forecast | Peak Demand (W) | 0 | 0 | 0 | 0 | 0 | 0 | 0 | 0 | 0 | 0 | 0 | 0 | 0 | 0 | 0 | 0 | 0 | 0 | 0 | 0 | 0 | 0 | 0 | 0 | 0 | 0 | 0 | 0 | 0 | 0
F5_Commercial_Office_New_Food Preparation_Natural Gas_Fryer_Baseline Forecast | F5 | Commercial | Office | New | Food Preparation | Natural Gas | Fryer | Baseline Forecast | Turnover | 0 | 39265.1937 | 60423.0439 | 27077.1476 | 26581.5348 | 26279.4852 | 35794.6276 | 48240.0812 | 49088.9402 | 49564.4271 | 59000.7359 | 64116.8705 | 58104.1705 | 61434.0337 | 64051.4832 | 70571.7164 | 77442.3664 | 78242.8234 | 79461.9696 | 83210.3345 | 86497.9356 | 88174.4409 | 0 | 0 | 0 | 0 | 0 | 0 | 0 | 0
F6_Commercial_Office_New_Food Preparation_Natural Gas_Fryer_Baseline Forecast | F6 | Commercial | Office | New | Food Preparation | Natural Gas | Fryer | Baseline Forecast | Avg. Replacement Usage | 0.020275 | 0.020275 | 0.019299 | 0.019597 | 0.019896 | 0.020282 | 0.020337 | 0.020469 | 0.020593 | 0.020782 | 0.020812 | 0.020908 | 0.020995 | 0.021162 | 0.02114 | 0.021205 | 0.021269 | 0.02141 | 0.021368 | 0.02141 | 0.021441 | 0.021562 | 0 | 0 | 0 | 0 | 0 | 0 | 0 | 0
F7_Commercial_Office_New_Food Preparation_Natural Gas_Fryer_Baseline Forecast | F7 | Commercial | Office | New | Food Preparation | Natural Gas | Fryer | Baseline Forecast | Avg. Replacement Demand (S) | 0 | 0 | 0 | 0 | 0 | 0 | 0 | 0 | 0 | 0 | 0 | 0 | 0 | 0 | 0 | 0 | 0 | 0 | 0 | 0 | 0 | 0 | 0 | 0 | 0 | 0 | 0 | 0 | 0 | 0
F8_Commercial_Office_New_Food Preparation_Natural Gas_Fryer_Baseline Forecast | F8 | Commercial | Office | New | Food Preparation | Natural Gas | Fryer | Baseline Forecast | Avg. Replacement Demand (W) | 0 | 0 | 0 | 0 | 0 | 0 | 0 | 0 | 0 | 0 | 0 | 0 | 0 | 0 | 0 | 0 | 0 | 0 | 0 | 0 | 0 | 0 | 0 | 0 | 0 | 0 | 0 | 0 | 0 | 0
F1_Commercial_Office_New_Food Preparation_Natural Gas_Broiler_Baseline Forecast | F1 | Commercial | Office | New | Food Preparation | Natural Gas | Broiler | Baseline Forecast | Units | 0 | 8055.8607 | 20452.581 | 26007.8759 | 31461.4881 | 36853.1302 | 42182.9855 | 47470.529 | 52695.8187 | 57866.775 | 62963.6194 | 67996.0732 | 72974.6598 | 77878.3058 | 82716.5645 | 87478.7837 | 92185.2175 | 96829.8231 | 101402.3998 | 105931.8691 | 110402.6373 | 114856.8855 | 0 | 0 | 0 | 0 | 0 | 0 | 0 | 0
F2_Commercial_Office_New_Food Preparation_Natural Gas_Broiler_Baseline Forecast | F2 | Commercial | Office | New | Food Preparation | Natural Gas | Broiler | Baseline Forecast | Usage (MMtherm) | 0 | 0.00016777 | 0.00040545 | 0.00052354 | 0.00064296 | 0.00076775 | 0.00088119 | 0.00099807 | 0.0011146 | 0.0012353 | 0.001346 | 0.0014603 | 0.0015737 | 0.0016929 | 0.0017962 | 0.0019054 | 0.002014 | 0.0021295 | 0.0022257 | 0.0023296 | 0.0024315 | 0.0025439 | 0 | 0 | 0 | 0 | 0 | 0 | 0 | 0
F3_Commercial_Office_New_Food Preparation_Natural Gas_Broiler_Baseline Forecast | F3 | Commercial | Office | New | Food Preparation | Natural Gas | Broiler | Baseline Forecast | Peak Demand (S) | 0 | 0 | 0 | 0 | 0 | 0 | 0 | 0 | 0 | 0 | 0 | 0 | 0 | 0 | 0 | 0 | 0 | 0 | 0 | 0 | 0 | 0 | 0 | 0 | 0 | 0 | 0 | 0 | 0 | 0
F4_Commercial_Office_New_Food Preparation_Natural Gas_Broiler_Baseline Forecast | F4 | Commercial | Office | New | Food Preparation | Natural Gas | Broiler | Baseline Forecast | Peak Demand (W) | 0 | 0 | 0 | 0 | 0 | 0 | 0 | 0 | 0 | 0 | 0 | 0 | 0 | 0 | 0 | 0 | 0 | 0 | 0 | 0 | 0 | 0 | 0 | 0 | 0 | 0 | 0 | 0 | 0 | 0
F5_Commercial_Office_New_Food Preparation_Natural Gas_Broiler_Baseline Forecast | F5 | Commercial | Office | New | Food Preparation | Natural Gas | Broiler | Baseline Forecast | Turnover | 0 | 8055.8607 | 12396.7203 | 5555.2949 | 5453.6122 | 5391.6421 | 5329.8553 | 5287.5435 | 5225.2898 | 5170.9562 | 5096.8444 | 5032.4538 | 6589.7587 | 8671.9277 | 8963.9431 | 9153.4891 | 9297.7782 | 11495.4478 | 12248.6894 | 9921.9788 | 9792.3115 | 9714.6067 | 0 | 0 | 0 | 0 | 0 | 0 | 0 | 0
F6_Commercial_Office_New_Food Preparation_Natural Gas_Broiler_Baseline Forecast | F6 | Commercial | Office | New | Food Preparation | Natural Gas | Broiler | Baseline Forecast | Avg. Replacement Usage | 0.020826 | 0.020826 | 0.019824 | 0.02013 | 0.020436 | 0.020833 | 0.02089 | 0.021025 | 0.021152 | 0.021347 | 0.021378 | 0.021477 | 0.021566 | 0.021737 | 0.021715 | 0.021781 | 0.021847 | 0.021992 | 0.021949 | 0.021992 | 0.022024 | 0.022148 | 0 | 0 | 0 | 0 | 0 | 0 | 0 | 0
F7_Commercial_Office_New_Food Preparation_Natural Gas_Broiler_Baseline Forecast | F7 | Commercial | Office | New | Food Preparation | Natural Gas | Broiler | Baseline Forecast | Avg. Replacement Demand (S) | 0 | 0 | 0 | 0 | 0 | 0 | 0 | 0 | 0 | 0 | 0 | 0 | 0 | 0 | 0 | 0 | 0 | 0 | 0 | 0 | 0 | 0 | 0 | 0 | 0 | 0 | 0 | 0 | 0 | 0
F8_Commercial_Office_New_Food Preparation_Natural Gas_Broiler_Baseline Forecast | F8 | Commercial | Office | New | Food Preparation | Natural Gas | Broiler | Baseline Forecast | Avg. Replacement Demand (W) | 0 | 0 | 0 | 0 | 0 | 0 | 0 | 0 | 0 | 0 | 0 | 0 | 0 | 0 | 0 | 0 | 0 | 0 | 0 | 0 | 0 | 0 | 0 | 0 | 0 | 0 | 0 | 0 | 0 | 0
F1_Commercial_Office_New_Food Preparation_Natural Gas_Griddle_Baseline Forecast | F1 | Commercial | Office | New | Food Preparation | Natural Gas | Griddle | Baseline Forecast | Units | 0 | 21165.4995 | 53735.9209 | 68331.5793 | 82660.0827 | 96825.7693 | 110829.1209 | 124721.3049 | 138449.9271 | 152035.7965 | 165426.9489 | 178648.9252 | 191729.3739 | 204612.9278 | 217324.6872 | 229836.6647 | 242202.0749 | 254405.0415 | 266418.7633 | 278319.2274 | 290065.4635 | 301768.296 | 0 | 0 | 0 | 0 | 0 | 0 | 0 | 0
F2_Commercial_Office_New_Food Preparation_Natural Gas_Griddle_Baseline Forecast | F2 | Commercial | Office | New | Food Preparation | Natural Gas | Griddle | Baseline Forecast | Usage (MMtherm) | 0 | 0.00031331 | 0.00075715 | 0.00097767 | 0.0012007 | 0.0014337 | 0.0016456 | 0.0018638 | 0.0020815 | 0.0023068 | 0.0025136 | 0.0027271 | 0.0029389 | 0.0031613 | 0.0033542 | 0.0035582 | 0.0037609 | 0.0039767 | 0.0041563 | 0.0043505 | 0.0045407 | 0.0047505 | 0 | 0 | 0 | 0 | 0 | 0 | 0 | 0
F3_Commercial_Office_New_Food Preparation_Natural Gas_Griddle_Baseline Forecast | F3 | Commercial | Office | New | Food Preparation | Natural Gas | Griddle | Baseline Forecast | Peak Demand (S) | 0 | 0 | 0 | 0 | 0 | 0 | 0 | 0 | 0 | 0 | 0 | 0 | 0 | 0 | 0 | 0 | 0 | 0 | 0 | 0 | 0 | 0 | 0 | 0 | 0 | 0 | 0 | 0 | 0 | 0
F4_Commercial_Office_New_Food Preparation_Natural Gas_Griddle_Baseline Forecast | F4 | Commercial | Office | New | Food Preparation | Natural Gas | Griddle | Baseline Forecast | Peak Demand (W) | 0 | 0 | 0 | 0 | 0 | 0 | 0 | 0 | 0 | 0 | 0 | 0 | 0 | 0 | 0 | 0 | 0 | 0 | 0 | 0 | 0 | 0 | 0 | 0 | 0 | 0 | 0 | 0 | 0 | 0
F5_Commercial_Office_New_Food Preparation_Natural Gas_Griddle_Baseline Forecast | F5 | Commercial | Office | New | Food Preparation | Natural Gas | Griddle | Baseline Forecast | Turnover | 0 | 21165.4995 | 32570.4214 | 14595.6584 | 14328.5034 | 14165.6866 | 14003.3516 | 13892.1839 | 13728.6222 | 13585.8694 | 13391.1524 | 13221.9763 | 17313.5485 | 22784.1182 | 23551.3424 | 24049.3446 | 24428.4413 | 30202.4704 | 32181.4935 | 26068.4296 | 25727.7494 | 25523.5921 | 0 | 0 | 0 | 0 | 0 | 0 | 0 | 0
F6_Commercial_Office_New_Food Preparation_Natural Gas_Griddle_Baseline Forecast | F6 | Commercial | Office | New | Food Preparation | Natural Gas | Griddle | Baseline Forecast | Avg. Replacement Usage | 0.014803 | 0.014803 | 0.01409 | 0.014308 | 0.014526 | 0.014807 | 0.014848 | 0.014944 | 0.015034 | 0.015173 | 0.015195 | 0.015265 | 0.015328 | 0.01545 | 0.015434 | 0.015481 | 0.015528 | 0.015631 | 0.015601 | 0.015631 | 0.015654 | 0.015742 | 0 | 0 | 0 | 0 | 0 | 0 | 0 | 0
F7_Commercial_Office_New_Food Preparation_Natural Gas_Griddle_Baseline Forecast | F7 | Commercial | Office | New | Food Preparation | Natural Gas | Griddle | Baseline Forecast | Avg. Replacement Demand (S) | 0 | 0 | 0 | 0 | 0 | 0 | 0 | 0 | 0 | 0 | 0 | 0 | 0 | 0 | 0 | 0 | 0 | 0 | 0 | 0 | 0 | 0 | 0 | 0 | 0 | 0 | 0 | 0 | 0 | 0
F8_Commercial_Office_New_Food Preparation_Natural Gas_Griddle_Baseline Forecast | F8 | Commercial | Office | New | Food Preparation | Natural Gas | Griddle | Baseline Forecast | Avg. Replacement Demand (W) | 0 | 0 | 0 | 0 | 0 | 0 | 0 | 0 | 0 | 0 | 0 | 0 | 0 | 0 | 0 | 0 | 0 | 0 | 0 | 0 | 0 | 0 | 0 | 0 | 0 | 0 | 0 | 0 | 0 | 0
F1_Commercial_Office_New_Food Preparation_Natural Gas_Range_Baseline Forecast | F1 | Commercial | Office | New | Food Preparation | Natural Gas | Range | Baseline Forecast | Units | 0 | 113059.8678 | 287041.4708 | 365007.1812 | 441545.8283 | 517214.7563 | 592016.5383 | 666224.4953 | 739558.7537 | 812130.4688 | 883662.0629 | 954289.9682 | 1024161.8741 | 1092982.0268 | 1160884.5033 | 1227719.8037 | 1293772.185 | 1358956.8402 | 1423130.6056 | 1486699.3815 | 1549444.3171 | 1611957.4032 | 0 | 0 | 0 | 0 | 0 | 0 | 0 | 0
F2_Commercial_Office_New_Food Preparation_Natural Gas_Range_Baseline Forecast | F2 | Commercial | Office | New | Food Preparation | Natural Gas | Range | Baseline Forecast | Usage (MMtherm) | 0 | 0.001736 | 0.0041953 | 0.0054172 | 0.006653 | 0.0079442 | 0.009118 | 0.010327 | 0.011534 | 0.012782 | 0.013928 | 0.015111 | 0.016284 | 0.017517 | 0.018585 | 0.019716 | 0.020839 | 0.022035 | 0.02303 | 0.024106 | 0.02516 | 0.026322 | 0 | 0 | 0 | 0 | 0 | 0 | 0 | 0
F3_Commercial_Office_New_Food Preparation_Natural Gas_Range_Baseline Forecast | F3 | Commercial | Office | New | Food Preparation | Natural Gas | Range | Baseline Forecast | Peak Demand (S) | 0 | 0 | 0 | 0 | 0 | 0 | 0 | 0 | 0 | 0 | 0 | 0 | 0 | 0 | 0 | 0 | 0 | 0 | 0 | 0 | 0 | 0 | 0 | 0 | 0 | 0 | 0 | 0 | 0 | 0
F4_Commercial_Office_New_Food Preparation_Natural Gas_Range_Baseline Forecast | F4 | Commercial | Office | New | Food Preparation | Natural Gas | Range | Baseline Forecast | Peak Demand (W) | 0 | 0 | 0 | 0 | 0 | 0 | 0 | 0 | 0 | 0 | 0 | 0 | 0 | 0 | 0 | 0 | 0 | 0 | 0 | 0 | 0 | 0 | 0 | 0 | 0 | 0 | 0 | 0 | 0 | 0
F5_Commercial_Office_New_Food Preparation_Natural Gas_Range_Baseline Forecast | F5 | Commercial | Office | New | Food Preparation | Natural Gas | Range | Baseline Forecast | Turnover | 0 | 113059.8678 | 173981.603 | 77965.7104 | 76538.6471 | 75668.928 | 74801.782 | 74207.957 | 73334.2584 | 72571.7152 | 94143.5676 | 123513.8048 | 127773.7675 | 130449.3715 | 132339.6371 | 162983.3512 | 173782.6808 | 140865.7562 | 138858.8933 | 141917.5999 | 149899.4388 | 157635.7744 | 0 | 0 | 0 | 0 | 0 | 0 | 0 | 0
F6_Commercial_Office_New_Food Preparation_Natural Gas_Range_Baseline Forecast | F6 | Commercial | Office | New | Food Preparation | Natural Gas | Range | Baseline Forecast | Avg. Replacement Usage | 0.015355 | 0.015355 | 0.014616 | 0.014841 | 0.015067 | 0.01536 | 0.015402 | 0.015501 | 0.015595 | 0.015739 | 0.015762 | 0.015834 | 0.0159 | 0.016027 | 0.01601 | 0.016059 | 0.016107 | 0.016214 | 0.016183 | 0.016214 | 0.016238 | 0.016329 | 0 | 0 | 0 | 0 | 0 | 0 | 0 | 0
F7_Commercial_Office_New_Food Preparation_Natural Gas_Range_Baseline Forecast | F7 | Commercial | Office | New | Food Preparation | Natural Gas | Range | Baseline Forecast | Avg. Replacement Demand (S) | 0 | 0 | 0 | 0 | 0 | 0 | 0 | 0 | 0 | 0 | 0 | 0 | 0 | 0 | 0 | 0 | 0 | 0 | 0 | 0 | 0 | 0 | 0 | 0 | 0 | 0 | 0 | 0 | 0 | 0
F8_Commercial_Office_New_Food Preparation_Natural Gas_Range_Baseline Forecast | F8 | Commercial | Office | New | Food Preparation | Natural Gas | Range | Baseline Forecast | Avg. Replacement Demand (W) | 0 | 0 | 0 | 0 | 0 | 0 | 0 | 0 | 0 | 0 | 0 | 0 | 0 | 0 | 0 | 0 | 0 | 0 | 0 | 0 | 0 | 0 | 0 | 0 | 0 | 0 | 0 | 0 | 0 | 0
F1_Commercial_Office_New_Food Preparation_Natural Gas_Steamer_Baseline Forecast | F1 | Commercial | Office | New | Food Preparation | Natural Gas | Steamer | Baseline Forecast | Units | 0 | 7690.5915 | 19525.2193 | 24828.6257 | 30034.9601 | 35182.1341 | 40270.3229 | 45318.1184 | 50306.4828 | 55242.9774 | 60108.7205 | 64912.9926 | 69665.8399 | 74347.1445 | 78966.0268 | 83512.3172 | 88005.3517 | 92439.3614 | 96804.6082 | 101128.7021 | 105396.7566 | 109649.0401 | 0 | 0 | 0 | 0 | 0 | 0 | 0 | 0
F2_Commercial_Office_New_Food Preparation_Natural Gas_Steamer_Baseline Forecast | F2 | Commercial | Office | New | Food Preparation | Natural Gas | Steamer | Baseline Forecast | Usage (MMtherm) | 0 | 0.00019723 | 0.00047663 | 0.00061544 | 0.00075584 | 0.00090253 | 0.0010359 | 0.0011733 | 0.0013103 | 0.0014522 | 0.0015823 | 0.0017167 | 0.00185 | 0.0019901 | 0.0021115 | 0.0022399 | 0.0023675 | 0.0025033 | 0.0026164 | 0.0027386 | 0.0028584 | 0.0029904 | 0 | 0 | 0 | 0 | 0 | 0 | 0 | 0
F3_Commercial_Office_New_Food Preparation_Natural Gas_Steamer_Baseline Forecast | F3 | Commercial | Office | New | Food Preparation | Natural Gas | Steamer | Baseline Forecast | Peak Demand (S) | 0 | 0 | 0 | 0 | 0 | 0 | 0 | 0 | 0 | 0 | 0 | 0 | 0 | 0 | 0 | 0 | 0 | 0 | 0 | 0 | 0 | 0 | 0 | 0 | 0 | 0 | 0 | 0 | 0 | 0
F4_Commercial_Office_New_Food Preparation_Natural Gas_Steamer_Baseline Forecast | F4 | Commercial | Office | New | Food Preparation | Natural Gas | Steamer | Baseline Forecast | Peak Demand (W) | 0 | 0 | 0 | 0 | 0 | 0 | 0 | 0 | 0 | 0 | 0 | 0 | 0 | 0 | 0 | 0 | 0 | 0 | 0 | 0 | 0 | 0 | 0 | 0 | 0 | 0 | 0 | 0 | 0 | 0
F5_Commercial_Office_New_Food Preparation_Natural Gas_Steamer_Baseline Forecast | F5 | Commercial | Office | New | Food Preparation | Natural Gas | Steamer | Baseline Forecast | Turnover | 0 | 7690.5915 | 11834.6277 | 5303.4065 | 5206.3343 | 5147.174 | 5088.1888 | 5047.7955 | 4988.3645 | 4936.4945 | 5720.2533 | 6878.7954 | 7186.1353 | 7422.7089 | 7627.5942 | 7786.0554 | 7933.6918 | 8046.6345 | 8124.9681 | 10669.9403 | 11949.2573 | 9867.2144 | 0 | 0 | 0 | 0 | 0 | 0 | 0 | 0
F6_Commercial_Office_New_Food Preparation_Natural Gas_Steamer_Baseline Forecast | F6 | Commercial | Office | New | Food Preparation | Natural Gas | Steamer | Baseline Forecast | Avg. Replacement Usage | 0.025645 | 0.025645 | 0.024411 | 0.024788 | 0.025165 | 0.025653 | 0.025723 | 0.02589 | 0.026047 | 0.026287 | 0.026324 | 0.026446 | 0.026555 | 0.026767 | 0.026739 | 0.026821 | 0.026902 | 0.027081 | 0.027028 | 0.027081 | 0.02712 | 0.027273 | 0 | 0 | 0 | 0 | 0 | 0 | 0 | 0
F7_Commercial_Office_New_Food Preparation_Natural Gas_Steamer_Baseline Forecast | F7 | Commercial | Office | New | Food Preparation | Natural Gas | Steamer | Baseline Forecast | Avg. Replacement Demand (S) | 0 | 0 | 0 | 0 | 0 | 0 | 0 | 0 | 0 | 0 | 0 | 0 | 0 | 0 | 0 | 0 | 0 | 0 | 0 | 0 | 0 | 0 | 0 | 0 | 0 | 0 | 0 | 0 | 0 | 0
F8_Commercial_Office_New_Food Preparation_Natural Gas_Steamer_Baseline Forecast | F8 | Commercial | Office | New | Food Preparation | Natural Gas | Steamer | Baseline Forecast | Avg. Replacement Demand (W) | 0 | 0 | 0 | 0 | 0 | 0 | 0 | 0 | 0 | 0 | 0 | 0 | 0 | 0 | 0 | 0 | 0 | 0 | 0 | 0 | 0 | 0 | 0 | 0 | 0 | 0 | 0 | 0 | 0 | 0
F1_Commercial_Office_New_Food Preparation_Natural Gas_Food Prep Other_Baseline Forecast | F1 | Commercial | Office | New | Food Preparation | Natural Gas | Food Prep Other | Baseline Forecast | Units | 0 | 16883.0137 | 42863.3536 | 54505.8239 | 65935.1937 | 77234.6899 | 88404.6969 | 99486.0291 | 110436.8936 | 121273.8889 | 131955.565 | 142502.2949 | 152936.1329 | 163212.9147 | 173352.6616 | 183333.0491 | 193196.5248 | 202930.4246 | 212513.3702 | 222005.9739 | 231375.5551 | 240710.5146 | 0 | 0 | 0 | 0 | 0 | 0 | 0 | 0
F2_Commercial_Office_New_Food Preparation_Natural Gas_Food Prep Other_Baseline Forecast | F2 | Commercial | Office | New | Food Preparation | Natural Gas | Food Prep Other | Baseline Forecast | Usage (MMtherm) | 0 | 0.00030794 | 0.00074419 | 0.00096093 | 0.0011801 | 0.0014092 | 0.0016174 | 0.0018319 | 0.0020459 | 0.0022673 | 0.0024706 | 0.0026804 | 0.0028885 | 0.0031072 | 0.0032968 | 0.0034973 | 0.0036965 | 0.0039086 | 0.0040852 | 0.004276 | 0.004463 | 0.0046691 | 0 | 0 | 0 | 0 | 0 | 0 | 0 | 0
F3_Commercial_Office_New_Food Preparation_Natural Gas_Food Prep Other_Baseline Forecast | F3 | Commercial | Office | New | Food Preparation | Natural Gas | Food Prep Other | Baseline Forecast | Peak Demand (S) | 0 | 0 | 0 | 0 | 0 | 0 | 0 | 0 | 0 | 0 | 0 | 0 | 0 | 0 | 0 | 0 | 0 | 0 | 0 | 0 | 0 | 0 | 0 | 0 | 0 | 0 | 0 | 0 | 0 | 0
F4_Commercial_Office_New_Food Preparation_Natural Gas_Food Prep Other_Baseline Forecast | F4 | Commercial | Office | New | Food Preparation | Natural Gas | Food Prep Other | Baseline Forecast | Peak Demand (W) | 0 | 0 | 0 | 0 | 0 | 0 | 0 | 0 | 0 | 0 | 0 | 0 | 0 | 0 | 0 | 0 | 0 | 0 | 0 | 0 | 0 | 0 | 0 | 0 | 0 | 0 | 0 | 0 | 0 | 0
F5_Commercial_Office_New_Food Preparation_Natural Gas_Food Prep Other_Baseline Forecast | F5 | Commercial | Office | New | Food Preparation | Natural Gas | Food Prep Other | Baseline Forecast | Turnover | 0 | 16883.0137 | 25980.3399 | 11642.4703 | 11429.3697 | 11299.4962 | 11170.007 | 11081.3322 | 10950.8645 | 10836.9954 | 14058.2788 | 18444.0801 | 19080.2122 | 19479.755 | 19762.0248 | 24337.992 | 25950.6352 | 21035.2138 | 20735.5328 | 21192.2836 | 22384.1964 | 23539.4486 | 0 | 0 | 0 | 0 | 0 | 0 | 0 | 0
F6_Commercial_Office_New_Food Preparation_Natural Gas_Food Prep Other_Baseline Forecast | F6 | Commercial | Office | New | Food Preparation | Natural Gas | Food Prep Other | Baseline Forecast | Avg. Replacement Usage | 0.01824 | 0.01824 | 0.017362 | 0.01763 | 0.017898 | 0.018245 | 0.018295 | 0.018414 | 0.018525 | 0.018696 | 0.018723 | 0.018809 | 0.018887 | 0.019038 | 0.019018 | 0.019076 | 0.019134 | 0.019261 | 0.019223 | 0.019261 | 0.019289 | 0.019397 | 0 | 0 | 0 | 0 | 0 | 0 | 0 | 0
F7_Commercial_Office_New_Food Preparation_Natural Gas_Food Prep Other_Baseline Forecast | F7 | Commercial | Office | New | Food Preparation | Natural Gas | Food Prep Other | Baseline Forecast | Avg. Replacement Demand (S) | 0 | 0 | 0 | 0 | 0 | 0 | 0 | 0 | 0 | 0 | 0 | 0 | 0 | 0 | 0 | 0 | 0 | 0 | 0 | 0 | 0 | 0 | 0 | 0 | 0 | 0 | 0 | 0 | 0 | 0
F8_Commercial_Office_New_Food Preparation_Natural Gas_Food Prep Other_Baseline Forecast | F8 | Commercial | Office | New | Food Preparation | Natural Gas | Food Prep Other | Baseline Forecast | Avg. Replacement Demand (W) | 0 | 0 | 0 | 0 | 0 | 0 | 0 | 0 | 0 | 0 | 0 | 0 | 0 | 0 | 0 | 0 | 0 | 0 | 0 | 0 | 0 | 0 | 0 | 0 | 0 | 0 | 0 | 0 | 0 | 0
F1_Commercial_Office_New_Miscellaneous_Natural Gas_Pool Heater_Baseline Forecast | F1 | Commercial | Office | New | Miscellaneous | Natural Gas | Pool Heater | Baseline Forecast | Units | 0 | 20579.3833 | 52247.8628 | 66439.3373 | 80371.055 | 94144.4646 | 107760.0347 | 121267.5154 | 134615.9639 | 147825.6126 | 160845.9365 | 173701.7691 | 186419.9932 | 198946.7751 | 211306.5197 | 223472.0148 | 235495.0014 | 247360.0427 | 259041.0799 | 270611.9956 | 282032.9543 | 293411.7113 | 0 | 0 | 0 | 0 | 0 | 0 | 0 | 0
F2_Commercial_Office_New_Miscellaneous_Natural Gas_Pool Heater_Baseline Forecast | F2 | Commercial | Office | New | Miscellaneous | Natural Gas | Pool Heater | Baseline Forecast | Usage (MMtherm) | 0 | 2.623e-06 | 6.3387e-06 | 8.1849e-06 | 1.0052e-05 | 1.2003e-05 | 1.3776e-05 | 1.5604e-05 | 1.7426e-05 | 1.9313e-05 | 2.1044e-05 | 2.2831e-05 | 2.4604e-05 | 2.6466e-05 | 2.8081e-05 | 2.9789e-05 | 3.1486e-05 | 3.3292e-05 | 3.4796e-05 | 3.6421e-05 | 3.8014e-05 | 3.977e-05 | 0 | 0 | 0 | 0 | 0 | 0 | 0 | 0
F3_Commercial_Office_New_Miscellaneous_Natural Gas_Pool Heater_Baseline Forecast | F3 | Commercial | Office | New | Miscellaneous | Natural Gas | Pool Heater | Baseline Forecast | Peak Demand (S) | 0 | 0 | 0 | 0 | 0 | 0 | 0 | 0 | 0 | 0 | 0 | 0 | 0 | 0 | 0 | 0 | 0 | 0 | 0 | 0 | 0 | 0 | 0 | 0 | 0 | 0 | 0 | 0 | 0 | 0
F4_Commercial_Office_New_Miscellaneous_Natural Gas_Pool Heater_Baseline Forecast | F4 | Commercial | Office | New | Miscellaneous | Natural Gas | Pool Heater | Baseline Forecast | Peak Demand (W) | 0 | 0 | 0 | 0 | 0 | 0 | 0 | 0 | 0 | 0 | 0 | 0 | 0 | 0 | 0 | 0 | 0 | 0 | 0 | 0 | 0 | 0 | 0 | 0 | 0 | 0 | 0 | 0 | 0 | 0
F5_Commercial_Office_New_Miscellaneous_Natural Gas_Pool Heater_Baseline Forecast | F5 | Commercial | Office | New | Miscellaneous | Natural Gas | Pool Heater | Baseline Forecast | Turnover | 0 | 20579.3833 | 31668.4794 | 14191.4746 | 13931.7177 | 13773.4096 | 17731.4467 | 23133.878 | 23887.8611 | 24427.5225 | 24749.3047 | 31180.0685 | 34911.3284 | 30477.3456 | 31537.6064 | 32416.1459 | 35497.0966 | 39042.81 | 39716.3734 | 40448.175 | 41090.3486 | 43899.4743 | 0 | 0 | 0 | 0 | 0 | 0 | 0 | 0
F6_Commercial_Office_New_Miscellaneous_Natural Gas_Pool Heater_Baseline Forecast | F6 | Commercial | Office | New | Miscellaneous | Natural Gas | Pool Heater | Baseline Forecast | Avg. Replacement Usage | 0.00012746 | 0.00012746 | 0.00012132 | 0.00012319 | 0.00012507 | 0.00012749 | 0.00012784 | 0.00012867 | 0.00012945 | 0.00013064 | 0.00013083 | 0.00013144 | 0.00013198 | 0.00013303 | 0.00013289 | 0.0001333 | 0.0001337 | 0.00013459 | 0.00013433 | 0.00013459 | 0.00013479 | 0.00013554 | 0 | 0 | 0 | 0 | 0 | 0 | 0 | 0
F7_Commercial_Office_New_Miscellaneous_Natural Gas_Pool Heater_Baseline Forecast | F7 | Commercial | Office | New | Miscellaneous | Natural Gas | Pool Heater | Baseline Forecast | Avg. Replacement Demand (S) | 0 | 0 | 0 | 0 | 0 | 0 | 0 | 0 | 0 | 0 | 0 | 0 | 0 | 0 | 0 | 0 | 0 | 0 | 0 | 0 | 0 | 0 | 0 | 0 | 0 | 0 | 0 | 0 | 0 | 0
F8_Commercial_Office_New_Miscellaneous_Natural Gas_Pool Heater_Baseline Forecast | F8 | Commercial | Office | New | Miscellaneous | Natural Gas | Pool Heater | Baseline Forecast | Avg. Replacement Demand (W) | 0 | 0 | 0 | 0 | 0 | 0 | 0 | 0 | 0 | 0 | 0 | 0 | 0 | 0 | 0 | 0 | 0 | 0 | 0 | 0 | 0 | 0 | 0 | 0 | 0 | 0 | 0 | 0 | 0 | 0
F1_Commercial_Office_New_Miscellaneous_Natural Gas_Miscellaneous_Baseline Forecast | F1 | Commercial | Office | New | Miscellaneous | Natural Gas | Miscellaneous | Baseline Forecast | Units | 0 | 2130818.4229 | 5409817.5264 | 6879222.8546 | 8321732.5844 | 9747850.8787 | 11157626.2341 | 12556209.8782 | 13938327.0862 | 15306072.7834 | 16654215.5111 | 17985326.5832 | 19302189.4738 | 20599230.168 | 21878975.5874 | 23138608.1345 | 24383485.153 | 25612008.2957 | 26821479.3882 | 28019548.3521 | 29202090.5532 | 30380263.128 | 0 | 0 | 0 | 0 | 0 | 0 | 0 | 0
F2_Commercial_Office_New_Miscellaneous_Natural Gas_Miscellaneous_Baseline Forecast | F2 | Commercial | Office | New | Miscellaneous | Natural Gas | Miscellaneous | Baseline Forecast | Usage (MMtherm) | 0 | 0.00045633 | 0.0011028 | 0.001424 | 0.0017488 | 0.0020882 | 0.0023967 | 0.0027146 | 0.0030317 | 0.0033599 | 0.0036611 | 0.0039719 | 0.0042804 | 0.0046044 | 0.0048853 | 0.0051824 | 0.0054777 | 0.005792 | 0.0060536 | 0.0063364 | 0.0066135 | 0.006919 | 0 | 0 | 0 | 0 | 0 | 0 | 0 | 0
F3_Commercial_Office_New_Miscellaneous_Natural Gas_Miscellaneous_Baseline Forecast | F3 | Commercial | Office | New | Miscellaneous | Natural Gas | Miscellaneous | Baseline Forecast | Peak Demand (S) | 0 | 0 | 0 | 0 | 0 | 0 | 0 | 0 | 0 | 0 | 0 | 0 | 0 | 0 | 0 | 0 | 0 | 0 | 0 | 0 | 0 | 0 | 0 | 0 | 0 | 0 | 0 | 0 | 0 | 0
F4_Commercial_Office_New_Miscellaneous_Natural Gas_Miscellaneous_Baseline Forecast | F4 | Commercial | Office | New | Miscellaneous | Natural Gas | Miscellaneous | Baseline Forecast | Peak Demand (W) | 0 | 0 | 0 | 0 | 0 | 0 | 0 | 0 | 0 | 0 | 0 | 0 | 0 | 0 | 0 | 0 | 0 | 0 | 0 | 0 | 0 | 0 | 0 | 0 | 0 | 0 | 0 | 0 | 0 | 0
F5_Commercial_Office_New_Miscellaneous_Natural Gas_Miscellaneous_Baseline Forecast | F5 | Commercial | Office | New | Miscellaneous | Natural Gas | Miscellaneous | Baseline Forecast | Turnover | 0 | 2130818.4229 | 3278999.1035 | 1469405.3282 | 1746912.3616 | 2155463.2792 | 2244843.2465 | 2363915.031 | 2517467.4367 | 2661594.9284 | 2794858.5018 | 3551620.5561 | 3934915.2337 | 3413112.9718 | 3681749.6813 | 3999658.3224 | 4107099.6004 | 4242513.4404 | 4409009.6996 | 4569251.7169 | 4717028.0618 | 5058078.4491 | 0 | 0 | 0 | 0 | 0 | 0 | 0 | 0
F6_Commercial_Office_New_Miscellaneous_Natural Gas_Miscellaneous_Baseline Forecast | F6 | Commercial | Office | New | Miscellaneous | Natural Gas | Miscellaneous | Baseline Forecast | Avg. Replacement Usage | 0.00021416 | 0.00021416 | 0.00020385 | 0.00020699 | 0.00021015 | 0.00021422 | 0.00021481 | 0.0002162 | 0.00021751 | 0.00021951 | 0.00021983 | 0.00022084 | 0.00022176 | 0.00022352 | 0.00022329 | 0.00022397 | 0.00022465 | 0.00022614 | 0.0002257 | 0.00022614 | 0.00022647 | 0.00022775 | 0 | 0 | 0 | 0 | 0 | 0 | 0 | 0
F7_Commercial_Office_New_Miscellaneous_Natural Gas_Miscellaneous_Baseline Forecast | F7 | Commercial | Office | New | Miscellaneous | Natural Gas | Miscellaneous | Baseline Forecast | Avg. Replacement Demand (S) | 0 | 0 | 0 | 0 | 0 | 0 | 0 | 0 | 0 | 0 | 0 | 0 | 0 | 0 | 0 | 0 | 0 | 0 | 0 | 0 | 0 | 0 | 0 | 0 | 0 | 0 | 0 | 0 | 0 | 0
F8_Commercial_Office_New_Miscellaneous_Natural Gas_Miscellaneous_Baseline Forecast | F8 | Commercial | Office | New | Miscellaneous | Natural Gas | Miscellaneous | Baseline Forecast | Avg. Replacement Demand (W) | 0 | 0 | 0 | 0 | 0 | 0 | 0 | 0 | 0 | 0 | 0 | 0 | 0 | 0 | 0 | 0 | 0 | 0 | 0 | 0 | 0 | 0 | 0 | 0 | 0 | 0 | 0 | 0 | 0 | 0
F1_Commercial_Retail_Existing_Space Heating_Natural Gas_Furnace_Baseline Forecast | F1 | Commercial | Retail | Existing | Space Heating | Natural Gas | Furnace | Baseline Forecast | Units | 33429562.3676 | 32890375.8778 | 32359885.9443 | 31837952.3 | 31324436.9403 | 30819204.0864 | 30322120.1496 | 29833053.6955 | 29351875.4101 | 28878458.0648 | 28412676.4831 | 27954407.5076 | 27503529.9671 | 27059924.6451 | 26623474.2476 | 26194063.3726 | 25771578.4795 | 25355907.8589 | 24946941.6031 | 24544571.5772 | 24148691.3905 | 23759196.3681 | 0 | 0 | 0 | 0 | 0 | 0 | 0 | 0
F2_Commercial_Retail_Existing_Space Heating_Natural Gas_Furnace_Baseline Forecast | F2 | Commercial | Retail | Existing | Space Heating | Natural Gas | Furnace | Baseline Forecast | Usage (MMtherm) | 5.7207 | 5.5983 | 5.2142 | 5.1804 | 5.1458 | 5.1324 | 5.0357 | 4.9598 | 4.8838 | 4.825 | 4.7311 | 4.6551 | 4.5793 | 4.5229 | 4.4282 | 4.3543 | 4.2823 | 4.2276 | 4.1386 | 4.068 | 3.9974 | 3.9449 | 0 | 0 | 0 | 0 | 0 | 0 | 0 | 0
F3_Commercial_Retail_Existing_Space Heating_Natural Gas_Furnace_Baseline Forecast | F3 | Commercial | Retail | Existing | Space Heating | Natural Gas | Furnace | Baseline Forecast | Peak Demand (S) | 0 | 0 | 0 | 0 | 0 | 0 | 0 | 0 | 0 | 0 | 0 | 0 | 0 | 0 | 0 | 0 | 0 | 0 | 0 | 0 | 0 | 0 | 0 | 0 | 0 | 0 | 0 | 0 | 0 | 0
F4_Commercial_Retail_Existing_Space Heating_Natural Gas_Furnace_Baseline Forecast | F4 | Commercial | Retail | Existing | Space Heating | Natural Gas | Furnace | Baseline Forecast | Peak Demand (W) | 0 | 0 | 0 | 0 | 0 | 0 | 0 | 0 | 0 | 0 | 0 | 0 | 0 | 0 | 0 | 0 | 0 | 0 | 0 | 0 | 0 | 0 | 0 | 0 | 0 | 0 | 0 | 0 | 0 | 0
F5_Commercial_Retail_Existing_Space Heating_Natural Gas_Furnace_Baseline Forecast | F5 | Commercial | Retail | Existing | Space Heating | Natural Gas | Furnace | Baseline Forecast | Turnover | 0 | 859879.1079 | 901996.0519 | 939290.5167 | 972146.8947 | 1000920.6884 | 1025940.6548 | 1047510.7924 | 1065912.1798 | 1081404.6793 | 1094228.5129 | 1104605.7232 | 1022860.7076 | 947165.1335 | 877071.319 | 812164.7129 | 752061.4419 | 696406.0411 | 644869.3511 | 646507.1984 | 649562.5308 | 653691.2672 | 0 | 0 | 0 | 0 | 0 | 0 | 0 | 0
F6_Commercial_Retail_Existing_Space Heating_Natural Gas_Furnace_Baseline Forecast | F6 | Commercial | Retail | Existing | Space Heating | Natural Gas | Furnace | Baseline Forecast | Avg. Replacement Usage | 0.14971 | 0.14971 | 0.1425 | 0.1447 | 0.1469 | 0.14975 | 0.15016 | 0.15113 | 0.15205 | 0.15345 | 0.15367 | 0.15438 | 0.15502 | 0.15625 | 0.15609 | 0.15657 | 0.15704 | 0.15808 | 0.15778 | 0.15808 | 0.15832 | 0.15921 | 0 | 0 | 0 | 0 | 0 | 0 | 0 | 0
F7_Commercial_Retail_Existing_Space Heating_Natural Gas_Furnace_Baseline Forecast | F7 | Commercial | Retail | Existing | Space Heating | Natural Gas | Furnace | Baseline Forecast | Avg. Replacement Demand (S) | 0 | 0 | 0 | 0 | 0 | 0 | 0 | 0 | 0 | 0 | 0 | 0 | 0 | 0 | 0 | 0 | 0 | 0 | 0 | 0 | 0 | 0 | 0 | 0 | 0 | 0 | 0 | 0 | 0 | 0
F8_Commercial_Retail_Existing_Space Heating_Natural Gas_Furnace_Baseline Forecast | F8 | Commercial | Retail | Existing | Space Heating | Natural Gas | Furnace | Baseline Forecast | Avg. Replacement Demand (W) | 0 | 0 | 0 | 0 | 0 | 0 | 0 | 0 | 0 | 0 | 0 | 0 | 0 | 0 | 0 | 0 | 0 | 0 | 0 | 0 | 0 | 0 | 0 | 0 | 0 | 0 | 0 | 0 | 0 | 0
F1_Commercial_Retail_Existing_Space Heating_Natural Gas_Boiler_Baseline Forecast | F1 | Commercial | Retail | Existing | Space Heating | Natural Gas | Boiler | Baseline Forecast | Units | 2414790.626 | 2375842.3901 | 2337522.3516 | 2299820.3782 | 2262726.5011 | 2226230.9124 | 2190323.9622 | 2154996.1563 | 2120238.1538 | 2086040.7642 | 2052394.9455 | 2019291.8012 | 1986722.5786 | 1954678.666 | 1923151.5908 | 1892133.0167 | 1861614.7423 | 1831588.698 | 1802046.9448 | 1772981.6715 | 1744385.193 | 1716249.9479 | 0 | 0 | 0 | 0 | 0 | 0 | 0 | 0
F2_Commercial_Retail_Existing_Space Heating_Natural Gas_Boiler_Baseline Forecast | F2 | Commercial | Retail | Existing | Space Heating | Natural Gas | Boiler | Baseline Forecast | Usage (MMtherm) | 1.6387 | 1.6046 | 1.4956 | 1.4872 | 1.4787 | 1.4764 | 1.4502 | 1.4299 | 1.4094 | 1.3938 | 1.3679 | 1.347 | 1.326 | 1.3105 | 1.2837 | 1.2629 | 1.2426 | 1.2273 | 1.2021 | 1.1822 | 1.1623 | 1.1477 | 0 | 0 | 0 | 0 | 0 | 0 | 0 | 0
F3_Commercial_Retail_Existing_Space Heating_Natural Gas_Boiler_Baseline Forecast | F3 | Commercial | Retail | Existing | Space Heating | Natural Gas | Boiler | Baseline Forecast | Peak Demand (S) | 0 | 0 | 0 | 0 | 0 | 0 | 0 | 0 | 0 | 0 | 0 | 0 | 0 | 0 | 0 | 0 | 0 | 0 | 0 | 0 | 0 | 0 | 0 | 0 | 0 | 0 | 0 | 0 | 0 | 0
F4_Commercial_Retail_Existing_Space Heating_Natural Gas_Boiler_Baseline Forecast | F4 | Commercial | Retail | Existing | Space Heating | Natural Gas | Boiler | Baseline Forecast | Peak Demand (W) | 0 | 0 | 0 | 0 | 0 | 0 | 0 | 0 | 0 | 0 | 0 | 0 | 0 | 0 | 0 | 0 | 0 | 0 | 0 | 0 | 0 | 0 | 0 | 0 | 0 | 0 | 0 | 0 | 0 | 0
F5_Commercial_Retail_Existing_Space Heating_Natural Gas_Boiler_Baseline Forecast | F5 | Commercial | Retail | Existing | Space Heating | Natural Gas | Boiler | Baseline Forecast | Turnover | 0 | 71995.2239 | 71477.9562 | 70901.049 | 70272.6412 | 69599.9829 | 68889.5295 | 68147.026 | 67377.5826 | 66585.7424 | 65775.5412 | 64950.5618 | 64113.9825 | 63268.6196 | 62416.9666 | 61561.2286 | 60703.3527 | 59845.0564 | 58987.8516 | 58133.0668 | 57281.8673 | 56435.2721 | 0 | 0 | 0 | 0 | 0 | 0 | 0 | 0
F6_Commercial_Retail_Existing_Space Heating_Natural Gas_Boiler_Baseline Forecast | F6 | Commercial | Retail | Existing | Space Heating | Natural Gas | Boiler | Baseline Forecast | Avg. Replacement Usage | 0.61587 | 0.6163 | 0.58622 | 0.59569 | 0.60433 | 0.6165 | 0.61772 | 0.6222 | 0.62547 | 0.63176 | 0.63213 | 0.6356 | 0.63795 | 0.64362 | 0.64236 | 0.64371 | 0.64658 | 0.65089 | 0.64961 | 0.65088 | 0.65184 | 0.6555 | 0 | 0 | 0 | 0 | 0 | 0 | 0 | 0
F7_Commercial_Retail_Existing_Space Heating_Natural Gas_Boiler_Baseline Forecast | F7 | Commercial | Retail | Existing | Space Heating | Natural Gas | Boiler | Baseline Forecast | Avg. Replacement Demand (S) | 0 | 0 | 0 | 0 | 0 | 0 | 0 | 0 | 0 | 0 | 0 | 0 | 0 | 0 | 0 | 0 | 0 | 0 | 0 | 0 | 0 | 0 | 0 | 0 | 0 | 0 | 0 | 0 | 0 | 0
F8_Commercial_Retail_Existing_Space Heating_Natural Gas_Boiler_Baseline Forecast | F8 | Commercial | Retail | Existing | Space Heating | Natural Gas | Boiler | Baseline Forecast | Avg. Replacement Demand (W) | 0 | 0 | 0 | 0 | 0 | 0 | 0 | 0 | 0 | 0 | 0 | 0 | 0 | 0 | 0 | 0 | 0 | 0 | 0 | 0 | 0 | 0 | 0 | 0 | 0 | 0 | 0 | 0 | 0 | 0
F1_Commercial_Retail_Existing_Space Heating_Natural Gas_Unit Heater_Baseline Forecast | F1 | Commercial | Retail | Existing | Space Heating | Natural Gas | Unit Heater | Baseline Forecast | Units | 13918947.6687 | 13694448.5128 | 13473570.3109 | 13256254.6608 | 13042444.1017 | 12832082.1001 | 12625113.0339 | 12421482.1786 | 12221135.6918 | 12024020.6 | 11830084.7839 | 11639276.9648 | 11451546.6912 | 11266844.3252 | 11085121.0296 | 10906328.7549 | 10730420.2266 | 10557348.9326 | 10387069.1112 | 10219535.7384 | 10054704.5168 | 9892531.8633 | 0 | 0 | 0 | 0 | 0 | 0 | 0 | 0
F2_Commercial_Retail_Existing_Space Heating_Natural Gas_Unit Heater_Baseline Forecast | F2 | Commercial | Retail | Existing | Space Heating | Natural Gas | Unit Heater | Baseline Forecast | Usage (MMtherm) | 6.3461 | 6.2438 | 5.8474 | 5.8418 | 5.8352 | 5.8524 | 5.7737 | 5.7174 | 5.6593 | 5.6193 | 5.5366 | 5.4725 | 5.4065 | 5.3617 | 5.2696 | 5.2005 | 5.1321 | 5.0829 | 4.9911 | 4.9202 | 4.848 | 4.7966 | 0 | 0 | 0 | 0 | 0 | 0 | 0 | 0
F3_Commercial_Retail_Existing_Space Heating_Natural Gas_Unit Heater_Baseline Forecast | F3 | Commercial | Retail | Existing | Space Heating | Natural Gas | Unit Heater | Baseline Forecast | Peak Demand (S) | 0 | 0 | 0 | 0 | 0 | 0 | 0 | 0 | 0 | 0 | 0 | 0 | 0 | 0 | 0 | 0 | 0 | 0 | 0 | 0 | 0 | 0 | 0 | 0 | 0 | 0 | 0 | 0 | 0 | 0
F4_Commercial_Retail_Existing_Space Heating_Natural Gas_Unit Heater_Baseline Forecast | F4 | Commercial | Retail | Existing | Space Heating | Natural Gas | Unit Heater | Baseline Forecast | Peak Demand (W) | 0 | 0 | 0 | 0 | 0 | 0 | 0 | 0 | 0 | 0 | 0 | 0 | 0 | 0 | 0 | 0 | 0 | 0 | 0 | 0 | 0 | 0 | 0 | 0 | 0 | 0 | 0 | 0 | 0 | 0
F5_Commercial_Retail_Existing_Space Heating_Natural Gas_Unit Heater_Baseline Forecast | F5 | Commercial | Retail | Existing | Space Heating | Natural Gas | Unit Heater | Baseline Forecast | Turnover | 0 | 11527.3136 | 32993.1321 | 62985.3767 | 100249.8473 | 143673.3653 | 192268.6998 | 245161.0895 | 301576.1904 | 360829.3 | 412357.7386 | 457000.7109 | 497436.313 | 535586.894 | 572800.9794 | 609994.2105 | 647758.2663 | 608794.4636 | 582212.9297 | 566432.0566 | 560043.91 | 560130.3395 | 0 | 0 | 0 | 0 | 0 | 0 | 0 | 0
F6_Commercial_Retail_Existing_Space Heating_Natural Gas_Unit Heater_Baseline Forecast | F6 | Commercial | Retail | Existing | Space Heating | Natural Gas | Unit Heater | Baseline Forecast | Avg. Replacement Usage | 0.45593 | 0.45593 | 0.43399 | 0.44069 | 0.4474 | 0.45607 | 0.45732 | 0.46028 | 0.46307 | 0.46734 | 0.46801 | 0.47017 | 0.47212 | 0.47588 | 0.47538 | 0.47684 | 0.47827 | 0.48145 | 0.48051 | 0.48145 | 0.48216 | 0.48487 | 0 | 0 | 0 | 0 | 0 | 0 | 0 | 0
F7_Commercial_Retail_Existing_Space Heating_Natural Gas_Unit Heater_Baseline Forecast | F7 | Commercial | Retail | Existing | Space Heating | Natural Gas | Unit Heater | Baseline Forecast | Avg. Replacement Demand (S) | 0 | 0 | 0 | 0 | 0 | 0 | 0 | 0 | 0 | 0 | 0 | 0 | 0 | 0 | 0 | 0 | 0 | 0 | 0 | 0 | 0 | 0 | 0 | 0 | 0 | 0 | 0 | 0 | 0 | 0
F8_Commercial_Retail_Existing_Space Heating_Natural Gas_Unit Heater_Baseline Forecast | F8 | Commercial | Retail | Existing | Space Heating | Natural Gas | Unit Heater | Baseline Forecast | Avg. Replacement Demand (W) | 0 | 0 | 0 | 0 | 0 | 0 | 0 | 0 | 0 | 0 | 0 | 0 | 0 | 0 | 0 | 0 | 0 | 0 | 0 | 0 | 0 | 0 | 0 | 0 | 0 | 0 | 0 | 0 | 0 | 0
F1_Commercial_Retail_Existing_Water Heating_Natural Gas_Water Heater_Baseline Forecast | F1 | Commercial | Retail | Existing | Water Heating | Natural Gas | Water Heater | Baseline Forecast | Units | 12153236.7961 | 11957216.8477 | 11764358.5115 | 11574610.7936 | 11387923.5227 | 11204247.3369 | 11023533.6701 | 10845734.74 | 10670803.5345 | 10498693.8001 | 10329360.0291 | 10162757.448 | 9998842.0053 | 9837570.36 | 9678899.8703 | 9522788.5821 | 9369195.2179 | 9218079.166 | 9069400.4698 | 8923119.817 | 8779198.5296 | 8637598.5534 | 0 | 0 | 0 | 0 | 0 | 0 | 0 | 0
F2_Commercial_Retail_Existing_Water Heating_Natural Gas_Water Heater_Baseline Forecast | F2 | Commercial | Retail | Existing | Water Heating | Natural Gas | Water Heater | Baseline Forecast | Usage (MMtherm) | 1.9305 | 1.876 | 1.7341 | 1.709 | 1.6834 | 1.6648 | 1.6196 | 1.582 | 1.5453 | 1.5151 | 1.4752 | 1.4423 | 1.4108 | 1.3863 | 1.3511 | 1.3231 | 1.2965 | 1.2758 | 1.2454 | 1.2211 | 1.1972 | 1.1792 | 0 | 0 | 0 | 0 | 0 | 0 | 0 | 0
F3_Commercial_Retail_Existing_Water Heating_Natural Gas_Water Heater_Baseline Forecast | F3 | Commercial | Retail | Existing | Water Heating | Natural Gas | Water Heater | Baseline Forecast | Peak Demand (S) | 0 | 0 | 0 | 0 | 0 | 0 | 0 | 0 | 0 | 0 | 0 | 0 | 0 | 0 | 0 | 0 | 0 | 0 | 0 | 0 | 0 | 0 | 0 | 0 | 0 | 0 | 0 | 0 | 0 | 0
F4_Commercial_Retail_Existing_Water Heating_Natural Gas_Water Heater_Baseline Forecast | F4 | Commercial | Retail | Existing | Water Heating | Natural Gas | Water Heater | Baseline Forecast | Peak Demand (W) | 0 | 0 | 0 | 0 | 0 | 0 | 0 | 0 | 0 | 0 | 0 | 0 | 0 | 0 | 0 | 0 | 0 | 0 | 0 | 0 | 0 | 0 | 0 | 0 | 0 | 0 | 0 | 0 | 0 | 0
F5_Commercial_Retail_Existing_Water Heating_Natural Gas_Water Heater_Baseline Forecast | F5 | Commercial | Retail | Existing | Water Heating | Natural Gas | Water Heater | Baseline Forecast | Turnover | 0 | 362339.9045 | 395386.1538 | 423793.6634 | 448070.7017 | 468671.5792 | 486002.3497 | 500425.9095 | 512266.5582 | 521814.0785 | 591929.5662 | 652623.4071 | 644323.7907 | 635922.9763 | 627447.412 | 694567.2237 | 678023.48 | 662310.435 | 647355.1622 | 643908.0986 | 648291.4098 | 647275.7057 | 0 | 0 | 0 | 0 | 0 | 0 | 0 | 0
F6_Commercial_Retail_Existing_Water Heating_Natural Gas_Water Heater_Baseline Forecast | F6 | Commercial | Retail | Existing | Water Heating | Natural Gas | Water Heater | Baseline Forecast | Avg. Replacement Usage | 0.12256 | 0.12256 | 0.11666 | 0.11846 | 0.12027 | 0.1226 | 0.12293 | 0.12373 | 0.12448 | 0.12563 | 0.12581 | 0.12639 | 0.12691 | 0.12792 | 0.12779 | 0.12818 | 0.12857 | 0.12942 | 0.12917 | 0.12942 | 0.12961 | 0.13034 | 0 | 0 | 0 | 0 | 0 | 0 | 0 | 0
F7_Commercial_Retail_Existing_Water Heating_Natural Gas_Water Heater_Baseline Forecast | F7 | Commercial | Retail | Existing | Water Heating | Natural Gas | Water Heater | Baseline Forecast | Avg. Replacement Demand (S) | 0 | 0 | 0 | 0 | 0 | 0 | 0 | 0 | 0 | 0 | 0 | 0 | 0 | 0 | 0 | 0 | 0 | 0 | 0 | 0 | 0 | 0 | 0 | 0 | 0 | 0 | 0 | 0 | 0 | 0
F8_Commercial_Retail_Existing_Water Heating_Natural Gas_Water Heater_Baseline Forecast | F8 | Commercial | Retail | Existing | Water Heating | Natural Gas | Water Heater | Baseline Forecast | Avg. Replacement Demand (W) | 0 | 0 | 0 | 0 | 0 | 0 | 0 | 0 | 0 | 0 | 0 | 0 | 0 | 0 | 0 | 0 | 0 | 0 | 0 | 0 | 0 | 0 | 0 | 0 | 0 | 0 | 0 | 0 | 0 | 0
F1_Commercial_Retail_Existing_Food Preparation_Natural Gas_Oven_Baseline Forecast | F1 | Commercial | Retail | Existing | Food Preparation | Natural Gas | Oven | Baseline Forecast | Units | 1510739.6249 | 1486372.8568 | 1462399.101 | 1438812.0187 | 1415605.3733 | 1392773.0285 | 1370308.9474 | 1348207.1902 | 1326461.913 | 1305067.366 | 1284017.8923 | 1263307.9263 | 1242931.992 | 1222884.7018 | 1203160.755 | 1183754.9364 | 1164662.1148 | 1145877.242 | 1127395.351 | 1109211.555 | 1091321.0461 | 1073719.0937 | 0 | 0 | 0 | 0 | 0 | 0 | 0 | 0
F2_Commercial_Retail_Existing_Food Preparation_Natural Gas_Oven_Baseline Forecast | F2 | Commercial | Retail | Existing | Food Preparation | Natural Gas | Oven | Baseline Forecast | Usage (MMtherm) | 0.039518 | 0.038881 | 0.036412 | 0.036378 | 0.036336 | 0.036444 | 0.035954 | 0.035603 | 0.035241 | 0.034992 | 0.034477 | 0.034078 | 0.033667 | 0.033388 | 0.032815 | 0.032384 | 0.031958 | 0.031652 | 0.03108 | 0.030639 | 0.030189 | 0.029869 | 0 | 0 | 0 | 0 | 0 | 0 | 0 | 0
F3_Commercial_Retail_Existing_Food Preparation_Natural Gas_Oven_Baseline Forecast | F3 | Commercial | Retail | Existing | Food Preparation | Natural Gas | Oven | Baseline Forecast | Peak Demand (S) | 0 | 0 | 0 | 0 | 0 | 0 | 0 | 0 | 0 | 0 | 0 | 0 | 0 | 0 | 0 | 0 | 0 | 0 | 0 | 0 | 0 | 0 | 0 | 0 | 0 | 0 | 0 | 0 | 0 | 0
F4_Commercial_Retail_Existing_Food Preparation_Natural Gas_Oven_Baseline Forecast | F4 | Commercial | Retail | Existing | Food Preparation | Natural Gas | Oven | Baseline Forecast | Peak Demand (W) | 0 | 0 | 0 | 0 | 0 | 0 | 0 | 0 | 0 | 0 | 0 | 0 | 0 | 0 | 0 | 0 | 0 | 0 | 0 | 0 | 0 | 0 | 0 | 0 | 0 | 0 | 0 | 0 | 0 | 0
F5_Commercial_Retail_Existing_Food Preparation_Natural Gas_Oven_Baseline Forecast | F5 | Commercial | Retail | Existing | Food Preparation | Natural Gas | Oven | Baseline Forecast | Turnover | 0 | 59454.9143 | 76044.7533 | 88630.8204 | 98073.1403 | 105048.5129 | 110089.5246 | 113615.2535 | 115955.4378 | 117369.4983 | 92381.1535 | 72712.9079 | 67175.5512 | 65591.6606 | 66449.9249 | 68704.63 | 71645.8877 | 86819.413 | 90883.1869 | 93718.0944 | 95591.6307 | 92419.3697 | 0 | 0 | 0 | 0 | 0 | 0 | 0 | 0
F6_Commercial_Retail_Existing_Food Preparation_Natural Gas_Oven_Baseline Forecast | F6 | Commercial | Retail | Existing | Food Preparation | Natural Gas | Oven | Baseline Forecast | Avg. Replacement Usage | 0.026158 | 0.026158 | 0.024899 | 0.025283 | 0.025668 | 0.026166 | 0.026238 | 0.026408 | 0.026568 | 0.026812 | 0.026851 | 0.026975 | 0.027087 | 0.027302 | 0.027274 | 0.027357 | 0.02744 | 0.027622 | 0.027568 | 0.027622 | 0.027663 | 0.027818 | 0 | 0 | 0 | 0 | 0 | 0 | 0 | 0
F7_Commercial_Retail_Existing_Food Preparation_Natural Gas_Oven_Baseline Forecast | F7 | Commercial | Retail | Existing | Food Preparation | Natural Gas | Oven | Baseline Forecast | Avg. Replacement Demand (S) | 0 | 0 | 0 | 0 | 0 | 0 | 0 | 0 | 0 | 0 | 0 | 0 | 0 | 0 | 0 | 0 | 0 | 0 | 0 | 0 | 0 | 0 | 0 | 0 | 0 | 0 | 0 | 0 | 0 | 0
F8_Commercial_Retail_Existing_Food Preparation_Natural Gas_Oven_Baseline Forecast | F8 | Commercial | Retail | Existing | Food Preparation | Natural Gas | Oven | Baseline Forecast | Avg. Replacement Demand (W) | 0 | 0 | 0 | 0 | 0 | 0 | 0 | 0 | 0 | 0 | 0 | 0 | 0 | 0 | 0 | 0 | 0 | 0 | 0 | 0 | 0 | 0 | 0 | 0 | 0 | 0 | 0 | 0 | 0 | 0
F1_Commercial_Retail_Existing_Food Preparation_Natural Gas_Conveyor Oven_Baseline Forecast | F1 | Commercial | Retail | Existing | Food Preparation | Natural Gas | Conveyor Oven | Baseline Forecast | Units | 755369.8125 | 743186.4284 | 731199.5505 | 719406.0094 | 707802.6866 | 696386.5143 | 685154.4737 | 674103.5951 | 663230.9565 | 652533.683 | 642008.9462 | 631653.9632 | 621465.996 | 611442.3509 | 601580.3775 | 591877.4682 | 582331.0574 | 572938.621 | 563697.6755 | 554605.7775 | 545660.523 | 536859.5469 | 0 | 0 | 0 | 0 | 0 | 0 | 0 | 0
F2_Commercial_Retail_Existing_Food Preparation_Natural Gas_Conveyor Oven_Baseline Forecast | F2 | Commercial | Retail | Existing | Food Preparation | Natural Gas | Conveyor Oven | Baseline Forecast | Usage (MMtherm) | 0.033809 | 0.033264 | 0.031152 | 0.031123 | 0.031087 | 0.031179 | 0.03076 | 0.03046 | 0.03015 | 0.029937 | 0.029496 | 0.029155 | 0.028803 | 0.028564 | 0.028074 | 0.027706 | 0.027341 | 0.027079 | 0.02659 | 0.026213 | 0.025828 | 0.025554 | 0 | 0 | 0 | 0 | 0 | 0 | 0 | 0
F3_Commercial_Retail_Existing_Food Preparation_Natural Gas_Conveyor Oven_Baseline Forecast | F3 | Commercial | Retail | Existing | Food Preparation | Natural Gas | Conveyor Oven | Baseline Forecast | Peak Demand (S) | 0 | 0 | 0 | 0 | 0 | 0 | 0 | 0 | 0 | 0 | 0 | 0 | 0 | 0 | 0 | 0 | 0 | 0 | 0 | 0 | 0 | 0 | 0 | 0 | 0 | 0 | 0 | 0 | 0 | 0
F4_Commercial_Retail_Existing_Food Preparation_Natural Gas_Conveyor Oven_Baseline Forecast | F4 | Commercial | Retail | Existing | Food Preparation | Natural Gas | Conveyor Oven | Baseline Forecast | Peak Demand (W) | 0 | 0 | 0 | 0 | 0 | 0 | 0 | 0 | 0 | 0 | 0 | 0 | 0 | 0 | 0 | 0 | 0 | 0 | 0 | 0 | 0 | 0 | 0 | 0 | 0 | 0 | 0 | 0 | 0 | 0
F5_Commercial_Retail_Existing_Food Preparation_Natural Gas_Conveyor Oven_Baseline Forecast | F5 | Commercial | Retail | Existing | Food Preparation | Natural Gas | Conveyor Oven | Baseline Forecast | Turnover | 0 | 0 | 0 | 0 | 0 | 2785.5461 | 7673.7301 | 14129.2114 | 21732.752 | 30156.4526 | 36576.2255 | 41422.1084 | 45032.5278 | 47673.8044 | 49555.5052 | 50842.5276 | 51664.6107 | 40665.0484 | 32007.3284 | 25192.8649 | 19829.2227 | 16037.0049 | 0 | 0 | 0 | 0 | 0 | 0 | 0 | 0
F6_Commercial_Retail_Existing_Food Preparation_Natural Gas_Conveyor Oven_Baseline Forecast | F6 | Commercial | Retail | Existing | Food Preparation | Natural Gas | Conveyor Oven | Baseline Forecast | Avg. Replacement Usage | 0.044758 | 0.044758 | 0.042604 | 0.043261 | 0.04392 | 0.044772 | 0.044895 | 0.045185 | 0.045459 | 0.045878 | 0.045944 | 0.046156 | 0.046347 | 0.046716 | 0.046667 | 0.04681 | 0.046951 | 0.047264 | 0.047171 | 0.047263 | 0.047333 | 0.047599 | 0 | 0 | 0 | 0 | 0 | 0 | 0 | 0
F7_Commercial_Retail_Existing_Food Preparation_Natural Gas_Conveyor Oven_Baseline Forecast | F7 | Commercial | Retail | Existing | Food Preparation | Natural Gas | Conveyor Oven | Baseline Forecast | Avg. Replacement Demand (S) | 0 | 0 | 0 | 0 | 0 | 0 | 0 | 0 | 0 | 0 | 0 | 0 | 0 | 0 | 0 | 0 | 0 | 0 | 0 | 0 | 0 | 0 | 0 | 0 | 0 | 0 | 0 | 0 | 0 | 0
F8_Commercial_Retail_Existing_Food Preparation_Natural Gas_Conveyor Oven_Baseline Forecast | F8 | Commercial | Retail | Existing | Food Preparation | Natural Gas | Conveyor Oven | Baseline Forecast | Avg. Replacement Demand (W) | 0 | 0 | 0 | 0 | 0 | 0 | 0 | 0 | 0 | 0 | 0 | 0 | 0 | 0 | 0 | 0 | 0 | 0 | 0 | 0 | 0 | 0 | 0 | 0 | 0 | 0 | 0 | 0 | 0 | 0
F1_Commercial_Retail_Existing_Food Preparation_Natural Gas_Double Rack Oven_Baseline Forecast | F1 | Commercial | Retail | Existing | Food Preparation | Natural Gas | Double Rack Oven | Baseline Forecast | Units | 755369.8125 | 743186.4284 | 731199.5505 | 719406.0094 | 707802.6866 | 696386.5143 | 685154.4737 | 674103.5951 | 663230.9565 | 652533.683 | 642008.9462 | 631653.9632 | 621465.996 | 611442.3509 | 601580.3775 | 591877.4682 | 582331.0574 | 572938.621 | 563697.6755 | 554605.7775 | 545660.523 | 536859.5469 | 0 | 0 | 0 | 0 | 0 | 0 | 0 | 0
F2_Commercial_Retail_Existing_Food Preparation_Natural Gas_Double Rack Oven_Baseline Forecast | F2 | Commercial | Retail | Existing | Food Preparation | Natural Gas | Double Rack Oven | Baseline Forecast | Usage (MMtherm) | 0.051362 | 0.050534 | 0.047325 | 0.047281 | 0.047227 | 0.047366 | 0.04673 | 0.046274 | 0.045803 | 0.04548 | 0.04481 | 0.044291 | 0.043757 | 0.043395 | 0.04265 | 0.04209 | 0.041536 | 0.041138 | 0.040396 | 0.039822 | 0.039237 | 0.038821 | 0 | 0 | 0 | 0 | 0 | 0 | 0 | 0
F3_Commercial_Retail_Existing_Food Preparation_Natural Gas_Double Rack Oven_Baseline Forecast | F3 | Commercial | Retail | Existing | Food Preparation | Natural Gas | Double Rack Oven | Baseline Forecast | Peak Demand (S) | 0 | 0 | 0 | 0 | 0 | 0 | 0 | 0 | 0 | 0 | 0 | 0 | 0 | 0 | 0 | 0 | 0 | 0 | 0 | 0 | 0 | 0 | 0 | 0 | 0 | 0 | 0 | 0 | 0 | 0
F4_Commercial_Retail_Existing_Food Preparation_Natural Gas_Double Rack Oven_Baseline Forecast | F4 | Commercial | Retail | Existing | Food Preparation | Natural Gas | Double Rack Oven | Baseline Forecast | Peak Demand (W) | 0 | 0 | 0 | 0 | 0 | 0 | 0 | 0 | 0 | 0 | 0 | 0 | 0 | 0 | 0 | 0 | 0 | 0 | 0 | 0 | 0 | 0 | 0 | 0 | 0 | 0 | 0 | 0 | 0 | 0
F5_Commercial_Retail_Existing_Food Preparation_Natural Gas_Double Rack Oven_Baseline Forecast | F5 | Commercial | Retail | Existing | Food Preparation | Natural Gas | Double Rack Oven | Baseline Forecast | Turnover | 0 | 16515.254 | 22567.8874 | 27730.1905 | 32115.967 | 35824.7102 | 38943.3984 | 41548.0658 | 43705.1757 | 45472.8218 | 39768.346 | 34779.4854 | 33178.5386 | 32549.1344 | 32583.3931 | 33052.0119 | 33785.8952 | 37999.5118 | 39495.8555 | 40703.4647 | 41660.19 | 41206.0861 | 0 | 0 | 0 | 0 | 0 | 0 | 0 | 0
F6_Commercial_Retail_Existing_Food Preparation_Natural Gas_Double Rack Oven_Baseline Forecast | F6 | Commercial | Retail | Existing | Food Preparation | Natural Gas | Double Rack Oven | Baseline Forecast | Avg. Replacement Usage | 0.067996 | 0.067996 | 0.064723 | 0.065722 | 0.066723 | 0.068017 | 0.068203 | 0.068645 | 0.06906 | 0.069697 | 0.069797 | 0.070119 | 0.070409 | 0.070971 | 0.070896 | 0.071113 | 0.071328 | 0.071802 | 0.071662 | 0.071802 | 0.071907 | 0.072311 | 0 | 0 | 0 | 0 | 0 | 0 | 0 | 0
F7_Commercial_Retail_Existing_Food Preparation_Natural Gas_Double Rack Oven_Baseline Forecast | F7 | Commercial | Retail | Existing | Food Preparation | Natural Gas | Double Rack Oven | Baseline Forecast | Avg. Replacement Demand (S) | 0 | 0 | 0 | 0 | 0 | 0 | 0 | 0 | 0 | 0 | 0 | 0 | 0 | 0 | 0 | 0 | 0 | 0 | 0 | 0 | 0 | 0 | 0 | 0 | 0 | 0 | 0 | 0 | 0 | 0
F8_Commercial_Retail_Existing_Food Preparation_Natural Gas_Double Rack Oven_Baseline Forecast | F8 | Commercial | Retail | Existing | Food Preparation | Natural Gas | Double Rack Oven | Baseline Forecast | Avg. Replacement Demand (W) | 0 | 0 | 0 | 0 | 0 | 0 | 0 | 0 | 0 | 0 | 0 | 0 | 0 | 0 | 0 | 0 | 0 | 0 | 0 | 0 | 0 | 0 | 0 | 0 | 0 | 0 | 0 | 0 | 0 | 0
F1_Commercial_Retail_Existing_Food Preparation_Natural Gas_Fryer_Baseline Forecast | F1 | Commercial | Retail | Existing | Food Preparation | Natural Gas | Fryer | Baseline Forecast | Units | 2652671.9703 | 2609886.9386 | 2567791.9879 | 2526375.9881 | 2485627.9883 | 2445537.2143 | 2406093.0657 | 2367285.113 | 2329103.0951 | 2291536.9161 | 2254576.6433 | 2218212.5039 | 2182434.8828 | 2147234.3202 | 2112601.5086 | 2078527.2907 | 2045002.657 | 2012018.7432 | 1979566.828 | 1947638.3307 | 1916224.8093 | 1885317.9575 | 0 | 0 | 0 | 0 | 0 | 0 | 0 | 0
F2_Commercial_Retail_Existing_Food Preparation_Natural Gas_Fryer_Baseline Forecast | F2 | Commercial | Retail | Existing | Food Preparation | Natural Gas | Fryer | Baseline Forecast | Usage (MMtherm) | 0.11224 | 0.11043 | 0.10342 | 0.10332 | 0.10321 | 0.10351 | 0.10212 | 0.10112 | 0.10009 | 0.099387 | 0.097924 | 0.09679 | 0.095623 | 0.094831 | 0.093203 | 0.091981 | 0.09077 | 0.0899 | 0.088277 | 0.087023 | 0.085745 | 0.084836 | 0 | 0 | 0 | 0 | 0 | 0 | 0 | 0
F3_Commercial_Retail_Existing_Food Preparation_Natural Gas_Fryer_Baseline Forecast | F3 | Commercial | Retail | Existing | Food Preparation | Natural Gas | Fryer | Baseline Forecast | Peak Demand (S) | 0 | 0 | 0 | 0 | 0 | 0 | 0 | 0 | 0 | 0 | 0 | 0 | 0 | 0 | 0 | 0 | 0 | 0 | 0 | 0 | 0 | 0 | 0 | 0 | 0 | 0 | 0 | 0 | 0 | 0
F4_Commercial_Retail_Existing_Food Preparation_Natural Gas_Fryer_Baseline Forecast | F4 | Commercial | Retail | Existing | Food Preparation | Natural Gas | Fryer | Baseline Forecast | Peak Demand (W) | 0 | 0 | 0 | 0 | 0 | 0 | 0 | 0 | 0 | 0 | 0 | 0 | 0 | 0 | 0 | 0 | 0 | 0 | 0 | 0 | 0 | 0 | 0 | 0 | 0 | 0 | 0 | 0 | 0 | 0
F5_Commercial_Retail_Existing_Food Preparation_Natural Gas_Fryer_Baseline Forecast | F5 | Commercial | Retail | Existing | Food Preparation | Natural Gas | Fryer | Baseline Forecast | Turnover | 0 | 79087.483 | 86300.447 | 92500.919 | 97799.8381 | 102296.3662 | 124307.1098 | 142568.2403 | 157733.6315 | 170322.3664 | 196962.9489 | 207257.7909 | 205630.86 | 205831.5471 | 207008.0524 | 216077.7052 | 223066.2441 | 226038.831 | 226695.8243 | 229385.9519 | 229314.8653 | 227672.7744 | 0 | 0 | 0 | 0 | 0 | 0 | 0 | 0
F6_Commercial_Retail_Existing_Food Preparation_Natural Gas_Fryer_Baseline Forecast | F6 | Commercial | Retail | Existing | Food Preparation | Natural Gas | Fryer | Baseline Forecast | Avg. Replacement Usage | 0.042313 | 0.042313 | 0.040276 | 0.040898 | 0.041521 | 0.042326 | 0.042442 | 0.042717 | 0.042975 | 0.043372 | 0.043434 | 0.043634 | 0.043815 | 0.044164 | 0.044118 | 0.044253 | 0.044386 | 0.044682 | 0.044594 | 0.044681 | 0.044747 | 0.044998 | 0 | 0 | 0 | 0 | 0 | 0 | 0 | 0
F7_Commercial_Retail_Existing_Food Preparation_Natural Gas_Fryer_Baseline Forecast | F7 | Commercial | Retail | Existing | Food Preparation | Natural Gas | Fryer | Baseline Forecast | Avg. Replacement Demand (S) | 0 | 0 | 0 | 0 | 0 | 0 | 0 | 0 | 0 | 0 | 0 | 0 | 0 | 0 | 0 | 0 | 0 | 0 | 0 | 0 | 0 | 0 | 0 | 0 | 0 | 0 | 0 | 0 | 0 | 0
F8_Commercial_Retail_Existing_Food Preparation_Natural Gas_Fryer_Baseline Forecast | F8 | Commercial | Retail | Existing | Food Preparation | Natural Gas | Fryer | Baseline Forecast | Avg. Replacement Demand (W) | 0 | 0 | 0 | 0 | 0 | 0 | 0 | 0 | 0 | 0 | 0 | 0 | 0 | 0 | 0 | 0 | 0 | 0 | 0 | 0 | 0 | 0 | 0 | 0 | 0 | 0 | 0 | 0 | 0 | 0
F1_Commercial_Retail_Existing_Food Preparation_Natural Gas_Broiler_Baseline Forecast | F1 | Commercial | Retail | Existing | Food Preparation | Natural Gas | Broiler | Baseline Forecast | Units | 490678.9101 | 482764.7342 | 474978.2062 | 467317.2674 | 459779.8921 | 452364.0874 | 445067.8924 | 437889.378 | 430826.6461 | 423877.8293 | 417041.0901 | 410314.6209 | 403696.6431 | 397185.4069 | 390779.1907 | 384476.3005 | 378275.0699 | 372173.8591 | 366171.0549 | 360265.0701 | 354454.3432 | 348737.3377 | 0 | 0 | 0 | 0 | 0 | 0 | 0 | 0
F2_Commercial_Retail_Existing_Food Preparation_Natural Gas_Broiler_Baseline Forecast | F2 | Commercial | Retail | Existing | Food Preparation | Natural Gas | Broiler | Baseline Forecast | Usage (MMtherm) | 0.021326 | 0.020982 | 0.01965 | 0.019632 | 0.019609 | 0.019667 | 0.019403 | 0.019214 | 0.019018 | 0.018884 | 0.018606 | 0.01839 | 0.018169 | 0.018018 | 0.017709 | 0.017477 | 0.017247 | 0.017081 | 0.016773 | 0.016535 | 0.016292 | 0.016119 | 0 | 0 | 0 | 0 | 0 | 0 | 0 | 0
F3_Commercial_Retail_Existing_Food Preparation_Natural Gas_Broiler_Baseline Forecast | F3 | Commercial | Retail | Existing | Food Preparation | Natural Gas | Broiler | Baseline Forecast | Peak Demand (S) | 0 | 0 | 0 | 0 | 0 | 0 | 0 | 0 | 0 | 0 | 0 | 0 | 0 | 0 | 0 | 0 | 0 | 0 | 0 | 0 | 0 | 0 | 0 | 0 | 0 | 0 | 0 | 0 | 0 | 0
F4_Commercial_Retail_Existing_Food Preparation_Natural Gas_Broiler_Baseline Forecast | F4 | Commercial | Retail | Existing | Food Preparation | Natural Gas | Broiler | Baseline Forecast | Peak Demand (W) | 0 | 0 | 0 | 0 | 0 | 0 | 0 | 0 | 0 | 0 | 0 | 0 | 0 | 0 | 0 | 0 | 0 | 0 | 0 | 0 | 0 | 0 | 0 | 0 | 0 | 0 | 0 | 0 | 0 | 0
F5_Commercial_Retail_Existing_Food Preparation_Natural Gas_Broiler_Baseline Forecast | F5 | Commercial | Retail | Existing | Food Preparation | Natural Gas | Broiler | Baseline Forecast | Turnover | 0 | 17880.1753 | 20035.0889 | 21848.7383 | 23365.0783 | 24622.5317 | 25654.6826 | 26490.8845 | 27156.7909 | 27674.8197 | 24203.0682 | 21166.841 | 21501.848 | 21893.7034 | 22302.3616 | 22699.9996 | 23067.9477 | 27007.7825 | 27010.1822 | 26957.5958 | 26857.8032 | 26071.7842 | 0 | 0 | 0 | 0 | 0 | 0 | 0 | 0
F6_Commercial_Retail_Existing_Food Preparation_Natural Gas_Broiler_Baseline Forecast | F6 | Commercial | Retail | Existing | Food Preparation | Natural Gas | Broiler | Baseline Forecast | Avg. Replacement Usage | 0.043463 | 0.043463 | 0.041371 | 0.04201 | 0.042649 | 0.043476 | 0.043596 | 0.043878 | 0.044143 | 0.04455 | 0.044614 | 0.04482 | 0.045006 | 0.045365 | 0.045317 | 0.045456 | 0.045593 | 0.045896 | 0.045806 | 0.045896 | 0.045963 | 0.046221 | 0 | 0 | 0 | 0 | 0 | 0 | 0 | 0
F7_Commercial_Retail_Existing_Food Preparation_Natural Gas_Broiler_Baseline Forecast | F7 | Commercial | Retail | Existing | Food Preparation | Natural Gas | Broiler | Baseline Forecast | Avg. Replacement Demand (S) | 0 | 0 | 0 | 0 | 0 | 0 | 0 | 0 | 0 | 0 | 0 | 0 | 0 | 0 | 0 | 0 | 0 | 0 | 0 | 0 | 0 | 0 | 0 | 0 | 0 | 0 | 0 | 0 | 0 | 0
F8_Commercial_Retail_Existing_Food Preparation_Natural Gas_Broiler_Baseline Forecast | F8 | Commercial | Retail | Existing | Food Preparation | Natural Gas | Broiler | Baseline Forecast | Avg. Replacement Demand (W) | 0 | 0 | 0 | 0 | 0 | 0 | 0 | 0 | 0 | 0 | 0 | 0 | 0 | 0 | 0 | 0 | 0 | 0 | 0 | 0 | 0 | 0 | 0 | 0 | 0 | 0 | 0 | 0 | 0 | 0
F1_Commercial_Retail_Existing_Food Preparation_Natural Gas_Griddle_Baseline Forecast | F1 | Commercial | Retail | Existing | Food Preparation | Natural Gas | Griddle | Baseline Forecast | Units | 1715345.2662 | 1687678.407 | 1660457.7876 | 1633676.2103 | 1607326.594 | 1581401.9716 | 1555895.4881 | 1530800.3996 | 1506110.0706 | 1481817.9727 | 1457917.6828 | 1434402.8815 | 1411267.3511 | 1388504.9745 | 1366109.733 | 1344075.705 | 1322397.0646 | 1301068.0797 | 1280083.1107 | 1259436.6089 | 1239123.1152 | 1219137.2585 | 0 | 0 | 0 | 0 | 0 | 0 | 0 | 0
F2_Commercial_Retail_Existing_Food Preparation_Natural Gas_Griddle_Baseline Forecast | F2 | Commercial | Retail | Existing | Food Preparation | Natural Gas | Griddle | Baseline Forecast | Usage (MMtherm) | 0.052991 | 0.052136 | 0.048826 | 0.04878 | 0.048724 | 0.048868 | 0.048212 | 0.047741 | 0.047255 | 0.046922 | 0.046231 | 0.045696 | 0.045145 | 0.044771 | 0.044002 | 0.043425 | 0.042853 | 0.042443 | 0.041676 | 0.041084 | 0.040481 | 0.040052 | 0 | 0 | 0 | 0 | 0 | 0 | 0 | 0
F3_Commercial_Retail_Existing_Food Preparation_Natural Gas_Griddle_Baseline Forecast | F3 | Commercial | Retail | Existing | Food Preparation | Natural Gas | Griddle | Baseline Forecast | Peak Demand (S) | 0 | 0 | 0 | 0 | 0 | 0 | 0 | 0 | 0 | 0 | 0 | 0 | 0 | 0 | 0 | 0 | 0 | 0 | 0 | 0 | 0 | 0 | 0 | 0 | 0 | 0 | 0 | 0 | 0 | 0
F4_Commercial_Retail_Existing_Food Preparation_Natural Gas_Griddle_Baseline Forecast | F4 | Commercial | Retail | Existing | Food Preparation | Natural Gas | Griddle | Baseline Forecast | Peak Demand (W) | 0 | 0 | 0 | 0 | 0 | 0 | 0 | 0 | 0 | 0 | 0 | 0 | 0 | 0 | 0 | 0 | 0 | 0 | 0 | 0 | 0 | 0 | 0 | 0 | 0 | 0 | 0 | 0 | 0 | 0
F5_Commercial_Retail_Existing_Food Preparation_Natural Gas_Griddle_Baseline Forecast | F5 | Commercial | Retail | Existing | Food Preparation | Natural Gas | Griddle | Baseline Forecast | Turnover | 0 | 62506.6077 | 70039.8861 | 76380.152 | 81681.0662 | 86076.9483 | 89685.2045 | 92608.4502 | 94936.3663 | 96747.3231 | 84610.5621 | 73996.3339 | 75167.4719 | 76537.3439 | 77965.9561 | 79356.0432 | 80642.3386 | 94415.4536 | 94423.8425 | 94240.0077 | 93891.1467 | 91143.3338 | 0 | 0 | 0 | 0 | 0 | 0 | 0 | 0
F6_Commercial_Retail_Existing_Food Preparation_Natural Gas_Griddle_Baseline Forecast | F6 | Commercial | Retail | Existing | Food Preparation | Natural Gas | Griddle | Baseline Forecast | Avg. Replacement Usage | 0.030892 | 0.030892 | 0.029405 | 0.029859 | 0.030314 | 0.030902 | 0.030986 | 0.031187 | 0.031376 | 0.031665 | 0.03171 | 0.031857 | 0.031989 | 0.032244 | 0.03221 | 0.032309 | 0.032406 | 0.032621 | 0.032558 | 0.032621 | 0.032669 | 0.032853 | 0 | 0 | 0 | 0 | 0 | 0 | 0 | 0
F7_Commercial_Retail_Existing_Food Preparation_Natural Gas_Griddle_Baseline Forecast | F7 | Commercial | Retail | Existing | Food Preparation | Natural Gas | Griddle | Baseline Forecast | Avg. Replacement Demand (S) | 0 | 0 | 0 | 0 | 0 | 0 | 0 | 0 | 0 | 0 | 0 | 0 | 0 | 0 | 0 | 0 | 0 | 0 | 0 | 0 | 0 | 0 | 0 | 0 | 0 | 0 | 0 | 0 | 0 | 0
F8_Commercial_Retail_Existing_Food Preparation_Natural Gas_Griddle_Baseline Forecast | F8 | Commercial | Retail | Existing | Food Preparation | Natural Gas | Griddle | Baseline Forecast | Avg. Replacement Demand (W) | 0 | 0 | 0 | 0 | 0 | 0 | 0 | 0 | 0 | 0 | 0 | 0 | 0 | 0 | 0 | 0 | 0 | 0 | 0 | 0 | 0 | 0 | 0 | 0 | 0 | 0 | 0 | 0 | 0 | 0
F1_Commercial_Retail_Existing_Food Preparation_Natural Gas_Range_Baseline Forecast | F1 | Commercial | Retail | Existing | Food Preparation | Natural Gas | Range | Baseline Forecast | Units | 2355697.0415 | 2317701.928 | 2280319.6388 | 2243540.2898 | 2207354.1561 | 2171751.6697 | 2136723.417 | 2102260.136 | 2068352.7145 | 2034992.1868 | 2002169.7322 | 1969876.672 | 1938104.4676 | 1906844.7181 | 1876089.1582 | 1845829.6556 | 1816058.2096 | 1786766.9481 | 1757948.1264 | 1729594.1243 | 1701697.4449 | 1674250.7119 | 0 | 0 | 0 | 0 | 0 | 0 | 0 | 0
F2_Commercial_Retail_Existing_Food Preparation_Natural Gas_Range_Baseline Forecast | F2 | Commercial | Retail | Existing | Food Preparation | Natural Gas | Range | Baseline Forecast | Usage (MMtherm) | 0.075487 | 0.07427 | 0.069554 | 0.069489 | 0.069409 | 0.069614 | 0.068679 | 0.068008 | 0.067317 | 0.066842 | 0.065858 | 0.065095 | 0.06431 | 0.063777 | 0.062682 | 0.06186 | 0.061046 | 0.060461 | 0.059369 | 0.058526 | 0.057667 | 0.057055 | 0 | 0 | 0 | 0 | 0 | 0 | 0 | 0
F3_Commercial_Retail_Existing_Food Preparation_Natural Gas_Range_Baseline Forecast | F3 | Commercial | Retail | Existing | Food Preparation | Natural Gas | Range | Baseline Forecast | Peak Demand (S) | 0 | 0 | 0 | 0 | 0 | 0 | 0 | 0 | 0 | 0 | 0 | 0 | 0 | 0 | 0 | 0 | 0 | 0 | 0 | 0 | 0 | 0 | 0 | 0 | 0 | 0 | 0 | 0 | 0 | 0
F4_Commercial_Retail_Existing_Food Preparation_Natural Gas_Range_Baseline Forecast | F4 | Commercial | Retail | Existing | Food Preparation | Natural Gas | Range | Baseline Forecast | Peak Demand (W) | 0 | 0 | 0 | 0 | 0 | 0 | 0 | 0 | 0 | 0 | 0 | 0 | 0 | 0 | 0 | 0 | 0 | 0 | 0 | 0 | 0 | 0 | 0 | 0 | 0 | 0 | 0 | 0 | 0 | 0
F5_Commercial_Retail_Existing_Food Preparation_Natural Gas_Range_Baseline Forecast | F5 | Commercial | Retail | Existing | Food Preparation | Natural Gas | Range | Baseline Forecast | Turnover | 0 | 92708.0771 | 118576.6212 | 138202.0819 | 152925.4959 | 163802.1979 | 171662.6499 | 177160.3207 | 180809.3713 | 183014.3166 | 160067.3361 | 146475.2013 | 139167.6055 | 135959.6137 | 135313.8031 | 155518.4803 | 158729.2584 | 160670.6262 | 161622.2941 | 157653.2429 | 151587.7897 | 145084.3272 | 0 | 0 | 0 | 0 | 0 | 0 | 0 | 0
F6_Commercial_Retail_Existing_Food Preparation_Natural Gas_Range_Baseline Forecast | F6 | Commercial | Retail | Existing | Food Preparation | Natural Gas | Range | Baseline Forecast | Avg. Replacement Usage | 0.032045 | 0.032045 | 0.030502 | 0.030973 | 0.031445 | 0.032054 | 0.032142 | 0.03235 | 0.032546 | 0.032846 | 0.032893 | 0.033045 | 0.033182 | 0.033446 | 0.033411 | 0.033514 | 0.033615 | 0.033838 | 0.033772 | 0.033838 | 0.033888 | 0.034078 | 0 | 0 | 0 | 0 | 0 | 0 | 0 | 0
F7_Commercial_Retail_Existing_Food Preparation_Natural Gas_Range_Baseline Forecast | F7 | Commercial | Retail | Existing | Food Preparation | Natural Gas | Range | Baseline Forecast | Avg. Replacement Demand (S) | 0 | 0 | 0 | 0 | 0 | 0 | 0 | 0 | 0 | 0 | 0 | 0 | 0 | 0 | 0 | 0 | 0 | 0 | 0 | 0 | 0 | 0 | 0 | 0 | 0 | 0 | 0 | 0 | 0 | 0
F8_Commercial_Retail_Existing_Food Preparation_Natural Gas_Range_Baseline Forecast | F8 | Commercial | Retail | Existing | Food Preparation | Natural Gas | Range | Baseline Forecast | Avg. Replacement Demand (W) | 0 | 0 | 0 | 0 | 0 | 0 | 0 | 0 | 0 | 0 | 0 | 0 | 0 | 0 | 0 | 0 | 0 | 0 | 0 | 0 | 0 | 0 | 0 | 0 | 0 | 0 | 0 | 0 | 0 | 0
F1_Commercial_Retail_Existing_Food Preparation_Natural Gas_Steamer_Baseline Forecast | F1 | Commercial | Retail | Existing | Food Preparation | Natural Gas | Steamer | Baseline Forecast | Units | 448690.0986 | 441453.1615 | 434332.9492 | 427327.5791 | 420435.1988 | 413653.9859 | 406982.1474 | 400417.9192 | 393959.5657 | 387605.3792 | 381353.6795 | 375202.8137 | 369151.1554 | 363197.1045 | 357339.0867 | 351575.553 | 345904.9796 | 340325.867 | 334836.7401 | 329436.1476 | 324122.6613 | 318894.8765 | 0 | 0 | 0 | 0 | 0 | 0 | 0 | 0
F2_Commercial_Retail_Existing_Food Preparation_Natural Gas_Steamer_Baseline Forecast | F2 | Commercial | Retail | Existing | Food Preparation | Natural Gas | Steamer | Baseline Forecast | Usage (MMtherm) | 0.024014 | 0.023627 | 0.022127 | 0.022106 | 0.02208 | 0.022145 | 0.021848 | 0.021635 | 0.021415 | 0.021264 | 0.02095 | 0.020708 | 0.020458 | 0.020289 | 0.01994 | 0.019679 | 0.01942 | 0.019234 | 0.018886 | 0.018618 | 0.018345 | 0.01815 | 0 | 0 | 0 | 0 | 0 | 0 | 0 | 0
F3_Commercial_Retail_Existing_Food Preparation_Natural Gas_Steamer_Baseline Forecast | F3 | Commercial | Retail | Existing | Food Preparation | Natural Gas | Steamer | Baseline Forecast | Peak Demand (S) | 0 | 0 | 0 | 0 | 0 | 0 | 0 | 0 | 0 | 0 | 0 | 0 | 0 | 0 | 0 | 0 | 0 | 0 | 0 | 0 | 0 | 0 | 0 | 0 | 0 | 0 | 0 | 0 | 0 | 0
F4_Commercial_Retail_Existing_Food Preparation_Natural Gas_Steamer_Baseline Forecast | F4 | Commercial | Retail | Existing | Food Preparation | Natural Gas | Steamer | Baseline Forecast | Peak Demand (W) | 0 | 0 | 0 | 0 | 0 | 0 | 0 | 0 | 0 | 0 | 0 | 0 | 0 | 0 | 0 | 0 | 0 | 0 | 0 | 0 | 0 | 0 | 0 | 0 | 0 | 0 | 0 | 0 | 0 | 0
F5_Commercial_Retail_Existing_Food Preparation_Natural Gas_Steamer_Baseline Forecast | F5 | Commercial | Retail | Existing | Food Preparation | Natural Gas | Steamer | Baseline Forecast | Turnover | 0 | 16350.1171 | 18320.6285 | 19979.0786 | 21365.6611 | 22515.5105 | 23459.3373 | 24223.983 | 24832.9059 | 25306.6055 | 23701.2984 | 22486.5124 | 21583.3043 | 20926.4921 | 20462.4434 | 20147.2014 | 19944.9 | 19826.424 | 19768.2783 | 23320.6977 | 23066.9552 | 22693.9404 | 0 | 0 | 0 | 0 | 0 | 0 | 0 | 0
F6_Commercial_Retail_Existing_Food Preparation_Natural Gas_Steamer_Baseline Forecast | F6 | Commercial | Retail | Existing | Food Preparation | Natural Gas | Steamer | Baseline Forecast | Avg. Replacement Usage | 0.05352 | 0.05352 | 0.050944 | 0.05173 | 0.052518 | 0.053536 | 0.053683 | 0.05403 | 0.054358 | 0.054859 | 0.054937 | 0.055191 | 0.055419 | 0.055861 | 0.055802 | 0.055973 | 0.056142 | 0.056516 | 0.056405 | 0.056515 | 0.056598 | 0.056916 | 0 | 0 | 0 | 0 | 0 | 0 | 0 | 0
F7_Commercial_Retail_Existing_Food Preparation_Natural Gas_Steamer_Baseline Forecast | F7 | Commercial | Retail | Existing | Food Preparation | Natural Gas | Steamer | Baseline Forecast | Avg. Replacement Demand (S) | 0 | 0 | 0 | 0 | 0 | 0 | 0 | 0 | 0 | 0 | 0 | 0 | 0 | 0 | 0 | 0 | 0 | 0 | 0 | 0 | 0 | 0 | 0 | 0 | 0 | 0 | 0 | 0 | 0 | 0
F8_Commercial_Retail_Existing_Food Preparation_Natural Gas_Steamer_Baseline Forecast | F8 | Commercial | Retail | Existing | Food Preparation | Natural Gas | Steamer | Baseline Forecast | Avg. Replacement Demand (W) | 0 | 0 | 0 | 0 | 0 | 0 | 0 | 0 | 0 | 0 | 0 | 0 | 0 | 0 | 0 | 0 | 0 | 0 | 0 | 0 | 0 | 0 | 0 | 0 | 0 | 0 | 0 | 0 | 0 | 0
F1_Commercial_Retail_Existing_Food Preparation_Natural Gas_Food Prep Other_Baseline Forecast | F1 | Commercial | Retail | Existing | Food Preparation | Natural Gas | Food Prep Other | Baseline Forecast | Units | 448690.0986 | 441453.1615 | 434332.9492 | 427327.5791 | 420435.1988 | 413653.9859 | 406982.1474 | 400417.9192 | 393959.5657 | 387605.3792 | 381353.6795 | 375202.8137 | 369151.1554 | 363197.1045 | 357339.0867 | 351575.553 | 345904.9796 | 340325.867 | 334836.7401 | 329436.1476 | 324122.6613 | 318894.8765 | 0 | 0 | 0 | 0 | 0 | 0 | 0 | 0
F2_Commercial_Retail_Existing_Food Preparation_Natural Gas_Food Prep Other_Baseline Forecast | F2 | Commercial | Retail | Existing | Food Preparation | Natural Gas | Food Prep Other | Baseline Forecast | Usage (MMtherm) | 0.017079 | 0.016804 | 0.015737 | 0.015722 | 0.015704 | 0.015751 | 0.015539 | 0.015387 | 0.015231 | 0.015123 | 0.014901 | 0.014728 | 0.014551 | 0.01443 | 0.014182 | 0.013996 | 0.013812 | 0.01368 | 0.013433 | 0.013242 | 0.013047 | 0.012909 | 0 | 0 | 0 | 0 | 0 | 0 | 0 | 0
F3_Commercial_Retail_Existing_Food Preparation_Natural Gas_Food Prep Other_Baseline Forecast | F3 | Commercial | Retail | Existing | Food Preparation | Natural Gas | Food Prep Other | Baseline Forecast | Peak Demand (S) | 0 | 0 | 0 | 0 | 0 | 0 | 0 | 0 | 0 | 0 | 0 | 0 | 0 | 0 | 0 | 0 | 0 | 0 | 0 | 0 | 0 | 0 | 0 | 0 | 0 | 0 | 0 | 0 | 0 | 0
F4_Commercial_Retail_Existing_Food Preparation_Natural Gas_Food Prep Other_Baseline Forecast | F4 | Commercial | Retail | Existing | Food Preparation | Natural Gas | Food Prep Other | Baseline Forecast | Peak Demand (W) | 0 | 0 | 0 | 0 | 0 | 0 | 0 | 0 | 0 | 0 | 0 | 0 | 0 | 0 | 0 | 0 | 0 | 0 | 0 | 0 | 0 | 0 | 0 | 0 | 0 | 0 | 0 | 0 | 0 | 0
F5_Commercial_Retail_Existing_Food Preparation_Natural Gas_Food Prep Other_Baseline Forecast | F5 | Commercial | Retail | Existing | Food Preparation | Natural Gas | Food Prep Other | Baseline Forecast | Turnover | 0 | 17658.1265 | 22585.3134 | 26323.3789 | 29127.7506 | 31199.4382 | 32696.6201 | 33743.7626 | 34438.798 | 34858.7744 | 30488.0583 | 27899.1616 | 26507.2824 | 25896.2555 | 25773.2478 | 29621.6368 | 30233.1944 | 30602.9671 | 30784.2315 | 30028.2455 | 28872.9574 | 27634.2416 | 0 | 0 | 0 | 0 | 0 | 0 | 0 | 0
F6_Commercial_Retail_Existing_Food Preparation_Natural Gas_Food Prep Other_Baseline Forecast | F6 | Commercial | Retail | Existing | Food Preparation | Natural Gas | Food Prep Other | Baseline Forecast | Avg. Replacement Usage | 0.038065 | 0.038065 | 0.036233 | 0.036792 | 0.037353 | 0.038077 | 0.038181 | 0.038428 | 0.038661 | 0.039017 | 0.039073 | 0.039254 | 0.039416 | 0.03973 | 0.039689 | 0.03981 | 0.03993 | 0.040196 | 0.040117 | 0.040196 | 0.040255 | 0.040481 | 0 | 0 | 0 | 0 | 0 | 0 | 0 | 0
F7_Commercial_Retail_Existing_Food Preparation_Natural Gas_Food Prep Other_Baseline Forecast | F7 | Commercial | Retail | Existing | Food Preparation | Natural Gas | Food Prep Other | Baseline Forecast | Avg. Replacement Demand (S) | 0 | 0 | 0 | 0 | 0 | 0 | 0 | 0 | 0 | 0 | 0 | 0 | 0 | 0 | 0 | 0 | 0 | 0 | 0 | 0 | 0 | 0 | 0 | 0 | 0 | 0 | 0 | 0 | 0 | 0
F8_Commercial_Retail_Existing_Food Preparation_Natural Gas_Food Prep Other_Baseline Forecast | F8 | Commercial | Retail | Existing | Food Preparation | Natural Gas | Food Prep Other | Baseline Forecast | Avg. Replacement Demand (W) | 0 | 0 | 0 | 0 | 0 | 0 | 0 | 0 | 0 | 0 | 0 | 0 | 0 | 0 | 0 | 0 | 0 | 0 | 0 | 0 | 0 | 0 | 0 | 0 | 0 | 0 | 0 | 0 | 0 | 0
F1_Commercial_Retail_Existing_Miscellaneous_Natural Gas_Pool Heater_Baseline Forecast | F1 | Commercial | Retail | Existing | Miscellaneous | Natural Gas | Pool Heater | Baseline Forecast | Units | 103516.5988 | 101846.9762 | 100204.2831 | 98588.085 | 96997.9546 | 95433.4714 | 93894.2219 | 92379.799 | 90889.8022 | 89423.8376 | 87981.5177 | 86562.4609 | 85166.2922 | 83792.6423 | 82441.1481 | 81111.4522 | 79803.2029 | 78516.0545 | 77249.6665 | 76003.7042 | 74777.838 | 73571.7438 | 0 | 0 | 0 | 0 | 0 | 0 | 0 | 0
F2_Commercial_Retail_Existing_Miscellaneous_Natural Gas_Pool Heater_Baseline Forecast | F2 | Commercial | Retail | Existing | Miscellaneous | Natural Gas | Pool Heater | Baseline Forecast | Usage (MMtherm) | 1.6075e-05 | 1.5816e-05 | 1.4812e-05 | 1.4798e-05 | 1.4781e-05 | 1.4824e-05 | 1.4625e-05 | 1.4482e-05 | 1.4335e-05 | 1.4234e-05 | 1.4024e-05 | 1.3862e-05 | 1.3695e-05 | 1.3581e-05 | 1.3348e-05 | 1.3173e-05 | 1.3e-05 | 1.2875e-05 | 1.2643e-05 | 1.2463e-05 | 1.228e-05 | 1.215e-05 | 0 | 0 | 0 | 0 | 0 | 0 | 0 | 0
F3_Commercial_Retail_Existing_Miscellaneous_Natural Gas_Pool Heater_Baseline Forecast | F3 | Commercial | Retail | Existing | Miscellaneous | Natural Gas | Pool Heater | Baseline Forecast | Peak Demand (S) | 0 | 0 | 0 | 0 | 0 | 0 | 0 | 0 | 0 | 0 | 0 | 0 | 0 | 0 | 0 | 0 | 0 | 0 | 0 | 0 | 0 | 0 | 0 | 0 | 0 | 0 | 0 | 0 | 0 | 0
F4_Commercial_Retail_Existing_Miscellaneous_Natural Gas_Pool Heater_Baseline Forecast | F4 | Commercial | Retail | Existing | Miscellaneous | Natural Gas | Pool Heater | Baseline Forecast | Peak Demand (W) | 0 | 0 | 0 | 0 | 0 | 0 | 0 | 0 | 0 | 0 | 0 | 0 | 0 | 0 | 0 | 0 | 0 | 0 | 0 | 0 | 0 | 0 | 0 | 0 | 0 | 0 | 0 | 0 | 0 | 0
F5_Commercial_Retail_Existing_Miscellaneous_Natural Gas_Pool Heater_Baseline Forecast | F5 | Commercial | Retail | Existing | Miscellaneous | Natural Gas | Pool Heater | Baseline Forecast | Turnover | 0 | 12221.6371 | 11623.6968 | 11120.736 | 10693.0545 | 10325.1381 | 10380.3442 | 10313.5468 | 10168.2334 | 9975.0005 | 9755.0699 | 12315.162 | 11505.563 | 10860.5499 | 10332.1983 | 9887.562 | 10102.5784 | 10095.5564 | 9953.3664 | 9732.8313 | 9470.6228 | 9922.4921 | 0 | 0 | 0 | 0 | 0 | 0 | 0 | 0
F6_Commercial_Retail_Existing_Miscellaneous_Natural Gas_Pool Heater_Baseline Forecast | F6 | Commercial | Retail | Existing | Miscellaneous | Natural Gas | Pool Heater | Baseline Forecast | Avg. Replacement Usage | 0.00015529 | 0.00015529 | 0.00014781 | 0.00015009 | 0.00015238 | 0.00015534 | 0.00015576 | 0.00015677 | 0.00015772 | 0.00015917 | 0.0001594 | 0.00016014 | 0.0001608 | 0.00016208 | 0.00016191 | 0.00016241 | 0.0001629 | 0.00016398 | 0.00016366 | 0.00016398 | 0.00016422 | 0.00016514 | 0 | 0 | 0 | 0 | 0 | 0 | 0 | 0
F7_Commercial_Retail_Existing_Miscellaneous_Natural Gas_Pool Heater_Baseline Forecast | F7 | Commercial | Retail | Existing | Miscellaneous | Natural Gas | Pool Heater | Baseline Forecast | Avg. Replacement Demand (S) | 0 | 0 | 0 | 0 | 0 | 0 | 0 | 0 | 0 | 0 | 0 | 0 | 0 | 0 | 0 | 0 | 0 | 0 | 0 | 0 | 0 | 0 | 0 | 0 | 0 | 0 | 0 | 0 | 0 | 0
F8_Commercial_Retail_Existing_Miscellaneous_Natural Gas_Pool Heater_Baseline Forecast | F8 | Commercial | Retail | Existing | Miscellaneous | Natural Gas | Pool Heater | Baseline Forecast | Avg. Replacement Demand (W) | 0 | 0 | 0 | 0 | 0 | 0 | 0 | 0 | 0 | 0 | 0 | 0 | 0 | 0 | 0 | 0 | 0 | 0 | 0 | 0 | 0 | 0 | 0 | 0 | 0 | 0 | 0 | 0 | 0 | 0
F1_Commercial_Retail_Existing_Miscellaneous_Natural Gas_Miscellaneous_Baseline Forecast | F1 | Commercial | Retail | Existing | Miscellaneous | Natural Gas | Miscellaneous | Baseline Forecast | Units | 40273546.5008 | 39623973.1701 | 38984876.8287 | 38356088.4927 | 37737441.9041 | 37128773.4863 | 36529922.3011 | 35940730.0059 | 35361040.8122 | 34790701.4443 | 34229561.0984 | 33677471.4033 | 33134286.3807 | 32599862.4068 | 32074058.1744 | 31556734.6555 | 31047755.0642 | 30546984.8213 | 30054291.5177 | 29569544.8803 | 29092616.7371 | 28623380.9833 | 0 | 0 | 0 | 0 | 0 | 0 | 0 | 0
F2_Commercial_Retail_Existing_Miscellaneous_Natural Gas_Miscellaneous_Baseline Forecast | F2 | Commercial | Retail | Existing | Miscellaneous | Natural Gas | Miscellaneous | Baseline Forecast | Usage (MMtherm) | 0.0041968 | 0.0041291 | 0.0038669 | 0.0038633 | 0.0038589 | 0.0038703 | 0.0038183 | 0.003781 | 0.0037425 | 0.0037161 | 0.0036614 | 0.003619 | 0.0035754 | 0.0035457 | 0.0034849 | 0.0034392 | 0.0033939 | 0.0033614 | 0.0033007 | 0.0032538 | 0.003206 | 0.003172 | 0 | 0 | 0 | 0 | 0 | 0 | 0 | 0
F3_Commercial_Retail_Existing_Miscellaneous_Natural Gas_Miscellaneous_Baseline Forecast | F3 | Commercial | Retail | Existing | Miscellaneous | Natural Gas | Miscellaneous | Baseline Forecast | Peak Demand (S) | 0 | 0 | 0 | 0 | 0 | 0 | 0 | 0 | 0 | 0 | 0 | 0 | 0 | 0 | 0 | 0 | 0 | 0 | 0 | 0 | 0 | 0 | 0 | 0 | 0 | 0 | 0 | 0 | 0 | 0
F4_Commercial_Retail_Existing_Miscellaneous_Natural Gas_Miscellaneous_Baseline Forecast | F4 | Commercial | Retail | Existing | Miscellaneous | Natural Gas | Miscellaneous | Baseline Forecast | Peak Demand (W) | 0 | 0 | 0 | 0 | 0 | 0 | 0 | 0 | 0 | 0 | 0 | 0 | 0 | 0 | 0 | 0 | 0 | 0 | 0 | 0 | 0 | 0 | 0 | 0 | 0 | 0 | 0 | 0 | 0 | 0
F5_Commercial_Retail_Existing_Miscellaneous_Natural Gas_Miscellaneous_Baseline Forecast | F5 | Commercial | Retail | Existing | Miscellaneous | Natural Gas | Miscellaneous | Baseline Forecast | Turnover | 0 | 3396340.5574 | 3978048.656 | 4450648.1691 | 4215402.715 | 4096160.6354 | 4059901.4531 | 3997316.9735 | 3928314.8053 | 3865190.7723 | 3803442.1723 | 4583023.6642 | 4548441.9211 | 4486181.8546 | 4366345.6221 | 4288367.12 | 4234208.5949 | 4165567.5346 | 4095232.6904 | 4029729.4983 | 3965238.9589 | 4109377.2832 | 0 | 0 | 0 | 0 | 0 | 0 | 0 | 0
F6_Commercial_Retail_Existing_Miscellaneous_Natural Gas_Miscellaneous_Baseline Forecast | F6 | Commercial | Retail | Existing | Miscellaneous | Natural Gas | Miscellaneous | Baseline Forecast | Avg. Replacement Usage | 0.00010421 | 0.00010421 | 9.9191e-05 | 0.00010072 | 0.00010226 | 0.00010424 | 0.00010452 | 0.0001052 | 0.00010584 | 0.00010681 | 0.00010697 | 0.00010746 | 0.00010791 | 0.00010877 | 0.00010865 | 0.00010898 | 0.00010931 | 0.00011004 | 0.00010982 | 0.00011004 | 0.0001102 | 0.00011082 | 0 | 0 | 0 | 0 | 0 | 0 | 0 | 0
F7_Commercial_Retail_Existing_Miscellaneous_Natural Gas_Miscellaneous_Baseline Forecast | F7 | Commercial | Retail | Existing | Miscellaneous | Natural Gas | Miscellaneous | Baseline Forecast | Avg. Replacement Demand (S) | 0 | 0 | 0 | 0 | 0 | 0 | 0 | 0 | 0 | 0 | 0 | 0 | 0 | 0 | 0 | 0 | 0 | 0 | 0 | 0 | 0 | 0 | 0 | 0 | 0 | 0 | 0 | 0 | 0 | 0
F8_Commercial_Retail_Existing_Miscellaneous_Natural Gas_Miscellaneous_Baseline Forecast | F8 | Commercial | Retail | Existing | Miscellaneous | Natural Gas | Miscellaneous | Baseline Forecast | Avg. Replacement Demand (W) | 0 | 0 | 0 | 0 | 0 | 0 | 0 | 0 | 0 | 0 | 0 | 0 | 0 | 0 | 0 | 0 | 0 | 0 | 0 | 0 | 0 | 0 | 0 | 0 | 0 | 0 | 0 | 0 | 0 | 0
F1_Commercial_Retail_New_Space Heating_Natural Gas_Furnace_Baseline Forecast | F1 | Commercial | Retail | New | Space Heating | Natural Gas | Furnace | Baseline Forecast | Units | 0 | 1514336.1947 | 3883996.8435 | 4911625.4495 | 5921508.2377 | 6921390.7168 | 7911252.336 | 8894864.6061 | 9868254.9953 | 10832927.0456 | 11784942.8347 | 12726162.2221 | 13658603.847 | 14578078.8109 | 15486417.4236 | 16381480.7085 | 17267203.8265 | 18142355.6839 | 19004889.1626 | 19860445.6244 | 20705920.2324 | 21549561.755 | 0 | 0 | 0 | 0 | 0 | 0 | 0 | 0
F2_Commercial_Retail_New_Space Heating_Natural Gas_Furnace_Baseline Forecast | F2 | Commercial | Retail | New | Space Heating | Natural Gas | Furnace | Baseline Forecast | Usage (MMtherm) | 0 | 0.2267 | 0.55345 | 0.71069 | 0.86987 | 1.0365 | 1.1879 | 1.3443 | 1.5004 | 1.6623 | 1.8109 | 1.9646 | 2.1173 | 2.2778 | 2.4172 | 2.5648 | 2.7116 | 2.868 | 2.9984 | 3.1395 | 3.278 | 3.4307 | 0 | 0 | 0 | 0 | 0 | 0 | 0 | 0
F3_Commercial_Retail_New_Space Heating_Natural Gas_Furnace_Baseline Forecast | F3 | Commercial | Retail | New | Space Heating | Natural Gas | Furnace | Baseline Forecast | Peak Demand (S) | 0 | 0 | 0 | 0 | 0 | 0 | 0 | 0 | 0 | 0 | 0 | 0 | 0 | 0 | 0 | 0 | 0 | 0 | 0 | 0 | 0 | 0 | 0 | 0 | 0 | 0 | 0 | 0 | 0 | 0
F4_Commercial_Retail_New_Space Heating_Natural Gas_Furnace_Baseline Forecast | F4 | Commercial | Retail | New | Space Heating | Natural Gas | Furnace | Baseline Forecast | Peak Demand (W) | 0 | 0 | 0 | 0 | 0 | 0 | 0 | 0 | 0 | 0 | 0 | 0 | 0 | 0 | 0 | 0 | 0 | 0 | 0 | 0 | 0 | 0 | 0 | 0 | 0 | 0 | 0 | 0 | 0 | 0
F5_Commercial_Retail_New_Space Heating_Natural Gas_Furnace_Baseline Forecast | F5 | Commercial | Retail | New | Space Heating | Natural Gas | Furnace | Baseline Forecast | Turnover | 0 | 1514336.1947 | 2369660.6487 | 1027628.606 | 1009882.7881 | 999882.4791 | 989861.6192 | 983612.2701 | 973390.3892 | 964672.0503 | 952015.789 | 941219.3875 | 932441.6249 | 919474.9639 | 908338.6128 | 895063.2849 | 885723.118 | 875151.8574 | 862533.4786 | 972043.8615 | 1135283.0267 | 1190205.3404 | 0 | 0 | 0 | 0 | 0 | 0 | 0 | 0
F6_Commercial_Retail_New_Space Heating_Natural Gas_Furnace_Baseline Forecast | F6 | Commercial | Retail | New | Space Heating | Natural Gas | Furnace | Baseline Forecast | Avg. Replacement Usage | 0.1497 | 0.1497 | 0.1425 | 0.1447 | 0.1469 | 0.14975 | 0.15016 | 0.15113 | 0.15205 | 0.15345 | 0.15367 | 0.15438 | 0.15502 | 0.15625 | 0.15609 | 0.15656 | 0.15704 | 0.15808 | 0.15777 | 0.15808 | 0.15831 | 0.1592 | 0 | 0 | 0 | 0 | 0 | 0 | 0 | 0
F7_Commercial_Retail_New_Space Heating_Natural Gas_Furnace_Baseline Forecast | F7 | Commercial | Retail | New | Space Heating | Natural Gas | Furnace | Baseline Forecast | Avg. Replacement Demand (S) | 0 | 0 | 0 | 0 | 0 | 0 | 0 | 0 | 0 | 0 | 0 | 0 | 0 | 0 | 0 | 0 | 0 | 0 | 0 | 0 | 0 | 0 | 0 | 0 | 0 | 0 | 0 | 0 | 0 | 0
F8_Commercial_Retail_New_Space Heating_Natural Gas_Furnace_Baseline Forecast | F8 | Commercial | Retail | New | Space Heating | Natural Gas | Furnace | Baseline Forecast | Avg. Replacement Demand (W) | 0 | 0 | 0 | 0 | 0 | 0 | 0 | 0 | 0 | 0 | 0 | 0 | 0 | 0 | 0 | 0 | 0 | 0 | 0 | 0 | 0 | 0 | 0 | 0 | 0 | 0 | 0 | 0 | 0 | 0
F1_Commercial_Retail_New_Space Heating_Natural Gas_Boiler_Baseline Forecast | F1 | Commercial | Retail | New | Space Heating | Natural Gas | Boiler | Baseline Forecast | Units | 0 | 109388.3554 | 280561.231 | 354792.1736 | 427741.2437 | 499967.9397 | 571470.777 | 642522.1914 | 712835.2264 | 782518.4905 | 851287.5273 | 919276.684 | 986631.7773 | 1053050.2216 | 1118664.2294 | 1183319.2915 | 1247299.6649 | 1310516.4213 | 1372821.6868 | 1434622.9662 | 1495695.981 | 1556636.5826 | 0 | 0 | 0 | 0 | 0 | 0 | 0 | 0
F2_Commercial_Retail_New_Space Heating_Natural Gas_Boiler_Baseline Forecast | F2 | Commercial | Retail | New | Space Heating | Natural Gas | Boiler | Baseline Forecast | Usage (MMtherm) | 0 | 0.068989 | 0.16838 | 0.21618 | 0.26455 | 0.31517 | 0.36117 | 0.40865 | 0.45604 | 0.50516 | 0.55025 | 0.59686 | 0.64317 | 0.69208 | 0.73454 | 0.77948 | 0.82417 | 0.87177 | 0.91149 | 0.95444 | 0.99659 | 1.0431 | 0 | 0 | 0 | 0 | 0 | 0 | 0 | 0
F3_Commercial_Retail_New_Space Heating_Natural Gas_Boiler_Baseline Forecast | F3 | Commercial | Retail | New | Space Heating | Natural Gas | Boiler | Baseline Forecast | Peak Demand (S) | 0 | 0 | 0 | 0 | 0 | 0 | 0 | 0 | 0 | 0 | 0 | 0 | 0 | 0 | 0 | 0 | 0 | 0 | 0 | 0 | 0 | 0 | 0 | 0 | 0 | 0 | 0 | 0 | 0 | 0
F4_Commercial_Retail_New_Space Heating_Natural Gas_Boiler_Baseline Forecast | F4 | Commercial | Retail | New | Space Heating | Natural Gas | Boiler | Baseline Forecast | Peak Demand (W) | 0 | 0 | 0 | 0 | 0 | 0 | 0 | 0 | 0 | 0 | 0 | 0 | 0 | 0 | 0 | 0 | 0 | 0 | 0 | 0 | 0 | 0 | 0 | 0 | 0 | 0 | 0 | 0 | 0 | 0
F5_Commercial_Retail_New_Space Heating_Natural Gas_Boiler_Baseline Forecast | F5 | Commercial | Retail | New | Space Heating | Natural Gas | Boiler | Baseline Forecast | Turnover | 0 | 109388.3554 | 171172.8756 | 74230.9426 | 72949.0701 | 72226.696 | 71502.8373 | 71051.4144 | 70313.035 | 69683.2641 | 68769.0368 | 67989.1567 | 67355.0934 | 66418.4442 | 65614.0078 | 64655.0621 | 63980.3734 | 63216.7564 | 62305.2655 | 61801.2794 | 61073.0148 | 60940.6016 | 0 | 0 | 0 | 0 | 0 | 0 | 0 | 0
F6_Commercial_Retail_New_Space Heating_Natural Gas_Boiler_Baseline Forecast | F6 | Commercial | Retail | New | Space Heating | Natural Gas | Boiler | Baseline Forecast | Avg. Replacement Usage | 0.63068 | 0.63068 | 0.60002 | 0.60896 | 0.6179 | 0.62988 | 0.63123 | 0.63532 | 0.63878 | 0.64466 | 0.64517 | 0.64815 | 0.65083 | 0.65927 | 0.6582 | 0.66021 | 0.6618 | 0.6662 | 0.6649 | 0.66619 | 0.66717 | 0.67092 | 0 | 0 | 0 | 0 | 0 | 0 | 0 | 0
F7_Commercial_Retail_New_Space Heating_Natural Gas_Boiler_Baseline Forecast | F7 | Commercial | Retail | New | Space Heating | Natural Gas | Boiler | Baseline Forecast | Avg. Replacement Demand (S) | 0 | 0 | 0 | 0 | 0 | 0 | 0 | 0 | 0 | 0 | 0 | 0 | 0 | 0 | 0 | 0 | 0 | 0 | 0 | 0 | 0 | 0 | 0 | 0 | 0 | 0 | 0 | 0 | 0 | 0
F8_Commercial_Retail_New_Space Heating_Natural Gas_Boiler_Baseline Forecast | F8 | Commercial | Retail | New | Space Heating | Natural Gas | Boiler | Baseline Forecast | Avg. Replacement Demand (W) | 0 | 0 | 0 | 0 | 0 | 0 | 0 | 0 | 0 | 0 | 0 | 0 | 0 | 0 | 0 | 0 | 0 | 0 | 0 | 0 | 0 | 0 | 0 | 0 | 0 | 0 | 0 | 0 | 0 | 0
F1_Commercial_Retail_New_Space Heating_Natural Gas_Unit Heater_Baseline Forecast | F1 | Commercial | Retail | New | Space Heating | Natural Gas | Unit Heater | Baseline Forecast | Units | 0 | 630518.7611 | 1617165.9149 | 2045035.9729 | 2465517.268 | 2881834.7701 | 3293979.9226 | 3703523.0558 | 4108810.1409 | 4510467.2023 | 4906854.6214 | 5298746.7812 | 5686984.1754 | 6069822.6871 | 6448024.396 | 6820698.7041 | 7189484.0801 | 7553867.938 | 7912997.9266 | 8269222.9196 | 8621250.1671 | 8972514.1793 | 0 | 0 | 0 | 0 | 0 | 0 | 0 | 0
F2_Commercial_Retail_New_Space Heating_Natural Gas_Unit Heater_Baseline Forecast | F2 | Commercial | Retail | New | Space Heating | Natural Gas | Unit Heater | Baseline Forecast | Usage (MMtherm) | 0 | 0.28748 | 0.70183 | 0.90122 | 1.1031 | 1.3143 | 1.5064 | 1.7047 | 1.9027 | 2.1079 | 2.2964 | 2.4913 | 2.6849 | 2.8885 | 3.0652 | 3.2524 | 3.4385 | 3.6368 | 3.8023 | 3.9812 | 4.1568 | 4.3505 | 0 | 0 | 0 | 0 | 0 | 0 | 0 | 0
F3_Commercial_Retail_New_Space Heating_Natural Gas_Unit Heater_Baseline Forecast | F3 | Commercial | Retail | New | Space Heating | Natural Gas | Unit Heater | Baseline Forecast | Peak Demand (S) | 0 | 0 | 0 | 0 | 0 | 0 | 0 | 0 | 0 | 0 | 0 | 0 | 0 | 0 | 0 | 0 | 0 | 0 | 0 | 0 | 0 | 0 | 0 | 0 | 0 | 0 | 0 | 0 | 0 | 0
F4_Commercial_Retail_New_Space Heating_Natural Gas_Unit Heater_Baseline Forecast | F4 | Commercial | Retail | New | Space Heating | Natural Gas | Unit Heater | Baseline Forecast | Peak Demand (W) | 0 | 0 | 0 | 0 | 0 | 0 | 0 | 0 | 0 | 0 | 0 | 0 | 0 | 0 | 0 | 0 | 0 | 0 | 0 | 0 | 0 | 0 | 0 | 0 | 0 | 0 | 0 | 0 | 0 | 0
F5_Commercial_Retail_New_Space Heating_Natural Gas_Unit Heater_Baseline Forecast | F5 | Commercial | Retail | New | Space Heating | Natural Gas | Unit Heater | Baseline Forecast | Turnover | 0 | 630518.7611 | 986647.1538 | 427870.058 | 420481.2951 | 416317.5021 | 412145.1524 | 409543.1332 | 405287.0851 | 401657.0614 | 396387.4191 | 391892.1598 | 514341.1464 | 681050.9443 | 702345.6666 | 716085.7332 | 726778.0165 | 898493.711 | 961683.419 | 772845.0914 | 763717.8186 | 758802.4396 | 0 | 0 | 0 | 0 | 0 | 0 | 0 | 0
F6_Commercial_Retail_New_Space Heating_Natural Gas_Unit Heater_Baseline Forecast | F6 | Commercial | Retail | New | Space Heating | Natural Gas | Unit Heater | Baseline Forecast | Avg. Replacement Usage | 0.45593 | 0.45593 | 0.43399 | 0.44069 | 0.4474 | 0.45607 | 0.45732 | 0.46028 | 0.46307 | 0.46734 | 0.46801 | 0.47017 | 0.47212 | 0.47588 | 0.47538 | 0.47684 | 0.47827 | 0.48145 | 0.48051 | 0.48145 | 0.48216 | 0.48487 | 0 | 0 | 0 | 0 | 0 | 0 | 0 | 0
F7_Commercial_Retail_New_Space Heating_Natural Gas_Unit Heater_Baseline Forecast | F7 | Commercial | Retail | New | Space Heating | Natural Gas | Unit Heater | Baseline Forecast | Avg. Replacement Demand (S) | 0 | 0 | 0 | 0 | 0 | 0 | 0 | 0 | 0 | 0 | 0 | 0 | 0 | 0 | 0 | 0 | 0 | 0 | 0 | 0 | 0 | 0 | 0 | 0 | 0 | 0 | 0 | 0 | 0 | 0
F8_Commercial_Retail_New_Space Heating_Natural Gas_Unit Heater_Baseline Forecast | F8 | Commercial | Retail | New | Space Heating | Natural Gas | Unit Heater | Baseline Forecast | Avg. Replacement Demand (W) | 0 | 0 | 0 | 0 | 0 | 0 | 0 | 0 | 0 | 0 | 0 | 0 | 0 | 0 | 0 | 0 | 0 | 0 | 0 | 0 | 0 | 0 | 0 | 0 | 0 | 0 | 0 | 0 | 0 | 0
F1_Commercial_Retail_New_Water Heating_Natural Gas_Water Heater_Baseline Forecast | F1 | Commercial | Retail | New | Water Heating | Natural Gas | Water Heater | Baseline Forecast | Units | 0 | 605586.5996 | 1553219.4564 | 1964170.5486 | 2368025.0466 | 2767880.3975 | 3163728.383 | 3557077.2391 | 3946338.341 | 4332112.9587 | 4712826.3079 | 5089222.1507 | 5462107.7457 | 5829807.9424 | 6193054.6862 | 6550992.5953 | 6905195.3496 | 7255170.6321 | 7600099.7952 | 7942238.8329 | 8280346.1137 | 8617720.3392 | 0 | 0 | 0 | 0 | 0 | 0 | 0 | 0
F2_Commercial_Retail_New_Water Heating_Natural Gas_Water Heater_Baseline Forecast | F2 | Commercial | Retail | New | Water Heating | Natural Gas | Water Heater | Baseline Forecast | Usage (MMtherm) | 0 | 0.074222 | 0.1812 | 0.23268 | 0.2848 | 0.33934 | 0.38893 | 0.44012 | 0.49124 | 0.54423 | 0.59291 | 0.64322 | 0.6932 | 0.74577 | 0.7914 | 0.83971 | 0.88778 | 0.93898 | 0.9817 | 1.0279 | 1.0732 | 1.1232 | 0 | 0 | 0 | 0 | 0 | 0 | 0 | 0
F3_Commercial_Retail_New_Water Heating_Natural Gas_Water Heater_Baseline Forecast | F3 | Commercial | Retail | New | Water Heating | Natural Gas | Water Heater | Baseline Forecast | Peak Demand (S) | 0 | 0 | 0 | 0 | 0 | 0 | 0 | 0 | 0 | 0 | 0 | 0 | 0 | 0 | 0 | 0 | 0 | 0 | 0 | 0 | 0 | 0 | 0 | 0 | 0 | 0 | 0 | 0 | 0 | 0
F4_Commercial_Retail_New_Water Heating_Natural Gas_Water Heater_Baseline Forecast | F4 | Commercial | Retail | New | Water Heating | Natural Gas | Water Heater | Baseline Forecast | Peak Demand (W) | 0 | 0 | 0 | 0 | 0 | 0 | 0 | 0 | 0 | 0 | 0 | 0 | 0 | 0 | 0 | 0 | 0 | 0 | 0 | 0 | 0 | 0 | 0 | 0 | 0 | 0 | 0 | 0 | 0 | 0
F5_Commercial_Retail_New_Water Heating_Natural Gas_Water Heater_Baseline Forecast | F5 | Commercial | Retail | New | Water Heating | Natural Gas | Water Heater | Baseline Forecast | Turnover | 0 | 605586.5996 | 947632.8568 | 410951.0922 | 403854.4979 | 399855.3509 | 395847.9855 | 393348.8561 | 389261.102 | 385774.6177 | 501830.6691 | 662816.2701 | 684212.1552 | 697532.3446 | 707083.5322 | 870927.8304 | 932929.8368 | 750121.2642 | 740340.5425 | 757785.9227 | 802137.5359 | 844785.729 | 0 | 0 | 0 | 0 | 0 | 0 | 0 | 0
F6_Commercial_Retail_New_Water Heating_Natural Gas_Water Heater_Baseline Forecast | F6 | Commercial | Retail | New | Water Heating | Natural Gas | Water Heater | Baseline Forecast | Avg. Replacement Usage | 0.12256 | 0.12256 | 0.11666 | 0.11846 | 0.12027 | 0.1226 | 0.12293 | 0.12373 | 0.12448 | 0.12563 | 0.12581 | 0.12639 | 0.12691 | 0.12792 | 0.12779 | 0.12818 | 0.12857 | 0.12942 | 0.12917 | 0.12942 | 0.12961 | 0.13034 | 0 | 0 | 0 | 0 | 0 | 0 | 0 | 0
F7_Commercial_Retail_New_Water Heating_Natural Gas_Water Heater_Baseline Forecast | F7 | Commercial | Retail | New | Water Heating | Natural Gas | Water Heater | Baseline Forecast | Avg. Replacement Demand (S) | 0 | 0 | 0 | 0 | 0 | 0 | 0 | 0 | 0 | 0 | 0 | 0 | 0 | 0 | 0 | 0 | 0 | 0 | 0 | 0 | 0 | 0 | 0 | 0 | 0 | 0 | 0 | 0 | 0 | 0
F8_Commercial_Retail_New_Water Heating_Natural Gas_Water Heater_Baseline Forecast | F8 | Commercial | Retail | New | Water Heating | Natural Gas | Water Heater | Baseline Forecast | Avg. Replacement Demand (W) | 0 | 0 | 0 | 0 | 0 | 0 | 0 | 0 | 0 | 0 | 0 | 0 | 0 | 0 | 0 | 0 | 0 | 0 | 0 | 0 | 0 | 0 | 0 | 0 | 0 | 0 | 0 | 0 | 0 | 0
F1_Commercial_Retail_New_Food Preparation_Natural Gas_Oven_Baseline Forecast | F1 | Commercial | Retail | New | Food Preparation | Natural Gas | Oven | Baseline Forecast | Units | 0 | 68435.4665 | 175524.5214 | 221964.8318 | 267603.1782 | 312789.5932 | 357523.1484 | 401974.2846 | 445963.4765 | 489558.6715 | 532581.9082 | 575117.237 | 617255.8835 | 658808.5441 | 699857.9339 | 740307.3887 | 780334.7452 | 819884.3682 | 858863.7449 | 897527.8181 | 935736.275 | 973861.8916 | 0 | 0 | 0 | 0 | 0 | 0 | 0 | 0
F2_Commercial_Retail_New_Food Preparation_Natural Gas_Oven_Baseline Forecast | F2 | Commercial | Retail | New | Food Preparation | Natural Gas | Oven | Baseline Forecast | Usage (MMtherm) | 0 | 0.0017901 | 0.0043704 | 0.005612 | 0.006869 | 0.0081845 | 0.0093806 | 0.010615 | 0.011848 | 0.013126 | 0.0143 | 0.015514 | 0.016719 | 0.017987 | 0.019088 | 0.020253 | 0.021412 | 0.022647 | 0.023677 | 0.024792 | 0.025885 | 0.027091 | 0 | 0 | 0 | 0 | 0 | 0 | 0 | 0
F3_Commercial_Retail_New_Food Preparation_Natural Gas_Oven_Baseline Forecast | F3 | Commercial | Retail | New | Food Preparation | Natural Gas | Oven | Baseline Forecast | Peak Demand (S) | 0 | 0 | 0 | 0 | 0 | 0 | 0 | 0 | 0 | 0 | 0 | 0 | 0 | 0 | 0 | 0 | 0 | 0 | 0 | 0 | 0 | 0 | 0 | 0 | 0 | 0 | 0 | 0 | 0 | 0
F4_Commercial_Retail_New_Food Preparation_Natural Gas_Oven_Baseline Forecast | F4 | Commercial | Retail | New | Food Preparation | Natural Gas | Oven | Baseline Forecast | Peak Demand (W) | 0 | 0 | 0 | 0 | 0 | 0 | 0 | 0 | 0 | 0 | 0 | 0 | 0 | 0 | 0 | 0 | 0 | 0 | 0 | 0 | 0 | 0 | 0 | 0 | 0 | 0 | 0 | 0 | 0 | 0
F5_Commercial_Retail_New_Food Preparation_Natural Gas_Oven_Baseline Forecast | F5 | Commercial | Retail | New | Food Preparation | Natural Gas | Oven | Baseline Forecast | Turnover | 0 | 68435.4665 | 107089.0549 | 46440.3105 | 45638.3463 | 45186.4151 | 44733.5551 | 44451.1363 | 43989.1918 | 43595.195 | 43023.2367 | 42535.3287 | 55825.7398 | 73920.1463 | 76231.4403 | 77722.7645 | 78883.2873 | 97521.0256 | 104379.5323 | 83883.3316 | 82892.6725 | 82359.1654 | 0 | 0 | 0 | 0 | 0 | 0 | 0 | 0
F6_Commercial_Retail_New_Food Preparation_Natural Gas_Oven_Baseline Forecast | F6 | Commercial | Retail | New | Food Preparation | Natural Gas | Oven | Baseline Forecast | Avg. Replacement Usage | 0.026158 | 0.026158 | 0.024899 | 0.025283 | 0.025668 | 0.026166 | 0.026238 | 0.026408 | 0.026568 | 0.026812 | 0.026851 | 0.026975 | 0.027087 | 0.027302 | 0.027274 | 0.027357 | 0.02744 | 0.027622 | 0.027568 | 0.027622 | 0.027663 | 0.027818 | 0 | 0 | 0 | 0 | 0 | 0 | 0 | 0
F7_Commercial_Retail_New_Food Preparation_Natural Gas_Oven_Baseline Forecast | F7 | Commercial | Retail | New | Food Preparation | Natural Gas | Oven | Baseline Forecast | Avg. Replacement Demand (S) | 0 | 0 | 0 | 0 | 0 | 0 | 0 | 0 | 0 | 0 | 0 | 0 | 0 | 0 | 0 | 0 | 0 | 0 | 0 | 0 | 0 | 0 | 0 | 0 | 0 | 0 | 0 | 0 | 0 | 0
F8_Commercial_Retail_New_Food Preparation_Natural Gas_Oven_Baseline Forecast | F8 | Commercial | Retail | New | Food Preparation | Natural Gas | Oven | Baseline Forecast | Avg. Replacement Demand (W) | 0 | 0 | 0 | 0 | 0 | 0 | 0 | 0 | 0 | 0 | 0 | 0 | 0 | 0 | 0 | 0 | 0 | 0 | 0 | 0 | 0 | 0 | 0 | 0 | 0 | 0 | 0 | 0 | 0 | 0
F1_Commercial_Retail_New_Food Preparation_Natural Gas_Conveyor Oven_Baseline Forecast | F1 | Commercial | Retail | New | Food Preparation | Natural Gas | Conveyor Oven | Baseline Forecast | Units | 0 | 34217.7332 | 87762.2607 | 110982.4159 | 133801.5891 | 156394.7966 | 178761.5742 | 200987.1423 | 222981.7382 | 244779.3358 | 266290.9541 | 287558.6185 | 308627.9417 | 329404.2721 | 349928.9669 | 370153.6943 | 390167.3726 | 409942.1841 | 429431.8724 | 448763.9091 | 467868.1375 | 486930.9458 | 0 | 0 | 0 | 0 | 0 | 0 | 0 | 0
F2_Commercial_Retail_New_Food Preparation_Natural Gas_Conveyor Oven_Baseline Forecast | F2 | Commercial | Retail | New | Food Preparation | Natural Gas | Conveyor Oven | Baseline Forecast | Usage (MMtherm) | 0 | 0.0015315 | 0.003739 | 0.0048013 | 0.0058766 | 0.0070021 | 0.0080254 | 0.0090816 | 0.010137 | 0.01123 | 0.012234 | 0.013273 | 0.014304 | 0.015389 | 0.01633 | 0.017327 | 0.018319 | 0.019375 | 0.020257 | 0.02121 | 0.022146 | 0.023177 | 0 | 0 | 0 | 0 | 0 | 0 | 0 | 0
F3_Commercial_Retail_New_Food Preparation_Natural Gas_Conveyor Oven_Baseline Forecast | F3 | Commercial | Retail | New | Food Preparation | Natural Gas | Conveyor Oven | Baseline Forecast | Peak Demand (S) | 0 | 0 | 0 | 0 | 0 | 0 | 0 | 0 | 0 | 0 | 0 | 0 | 0 | 0 | 0 | 0 | 0 | 0 | 0 | 0 | 0 | 0 | 0 | 0 | 0 | 0 | 0 | 0 | 0 | 0
F4_Commercial_Retail_New_Food Preparation_Natural Gas_Conveyor Oven_Baseline Forecast | F4 | Commercial | Retail | New | Food Preparation | Natural Gas | Conveyor Oven | Baseline Forecast | Peak Demand (W) | 0 | 0 | 0 | 0 | 0 | 0 | 0 | 0 | 0 | 0 | 0 | 0 | 0 | 0 | 0 | 0 | 0 | 0 | 0 | 0 | 0 | 0 | 0 | 0 | 0 | 0 | 0 | 0 | 0 | 0
F5_Commercial_Retail_New_Food Preparation_Natural Gas_Conveyor Oven_Baseline Forecast | F5 | Commercial | Retail | New | Food Preparation | Natural Gas | Conveyor Oven | Baseline Forecast | Turnover | 0 | 34217.7332 | 53544.5274 | 23220.1552 | 22819.1732 | 22593.2075 | 22366.7776 | 22225.5681 | 21994.5959 | 21797.5975 | 21511.6184 | 21267.6644 | 21069.3232 | 20776.3303 | 20524.6949 | 20224.7274 | 20013.6783 | 26618.3581 | 35673.4312 | 36923.0619 | 37740.8833 | 38490.7737 | 0 | 0 | 0 | 0 | 0 | 0 | 0 | 0
F6_Commercial_Retail_New_Food Preparation_Natural Gas_Conveyor Oven_Baseline Forecast | F6 | Commercial | Retail | New | Food Preparation | Natural Gas | Conveyor Oven | Baseline Forecast | Avg. Replacement Usage | 0.044758 | 0.044758 | 0.042604 | 0.043261 | 0.04392 | 0.044772 | 0.044895 | 0.045185 | 0.045459 | 0.045878 | 0.045944 | 0.046156 | 0.046347 | 0.046716 | 0.046667 | 0.04681 | 0.046951 | 0.047264 | 0.047171 | 0.047263 | 0.047333 | 0.047599 | 0 | 0 | 0 | 0 | 0 | 0 | 0 | 0
F7_Commercial_Retail_New_Food Preparation_Natural Gas_Conveyor Oven_Baseline Forecast | F7 | Commercial | Retail | New | Food Preparation | Natural Gas | Conveyor Oven | Baseline Forecast | Avg. Replacement Demand (S) | 0 | 0 | 0 | 0 | 0 | 0 | 0 | 0 | 0 | 0 | 0 | 0 | 0 | 0 | 0 | 0 | 0 | 0 | 0 | 0 | 0 | 0 | 0 | 0 | 0 | 0 | 0 | 0 | 0 | 0
F8_Commercial_Retail_New_Food Preparation_Natural Gas_Conveyor Oven_Baseline Forecast | F8 | Commercial | Retail | New | Food Preparation | Natural Gas | Conveyor Oven | Baseline Forecast | Avg. Replacement Demand (W) | 0 | 0 | 0 | 0 | 0 | 0 | 0 | 0 | 0 | 0 | 0 | 0 | 0 | 0 | 0 | 0 | 0 | 0 | 0 | 0 | 0 | 0 | 0 | 0 | 0 | 0 | 0 | 0 | 0 | 0
F1_Commercial_Retail_New_Food Preparation_Natural Gas_Double Rack Oven_Baseline Forecast | F1 | Commercial | Retail | New | Food Preparation | Natural Gas | Double Rack Oven | Baseline Forecast | Units | 0 | 34217.7332 | 87762.2607 | 110982.4159 | 133801.5891 | 156394.7966 | 178761.5742 | 200987.1423 | 222981.7382 | 244779.3358 | 266290.9541 | 287558.6185 | 308627.9417 | 329404.2721 | 349928.9669 | 370153.6943 | 390167.3726 | 409942.1841 | 429431.8724 | 448763.9091 | 467868.1375 | 486930.9458 | 0 | 0 | 0 | 0 | 0 | 0 | 0 | 0
F2_Commercial_Retail_New_Food Preparation_Natural Gas_Double Rack Oven_Baseline Forecast | F2 | Commercial | Retail | New | Food Preparation | Natural Gas | Double Rack Oven | Baseline Forecast | Usage (MMtherm) | 0 | 0.0023267 | 0.0056802 | 0.007294 | 0.0089277 | 0.010637 | 0.012192 | 0.013797 | 0.015399 | 0.01706 | 0.018586 | 0.020163 | 0.02173 | 0.023378 | 0.024809 | 0.026323 | 0.02783 | 0.029435 | 0.030774 | 0.032222 | 0.033643 | 0.035211 | 0 | 0 | 0 | 0 | 0 | 0 | 0 | 0
F3_Commercial_Retail_New_Food Preparation_Natural Gas_Double Rack Oven_Baseline Forecast | F3 | Commercial | Retail | New | Food Preparation | Natural Gas | Double Rack Oven | Baseline Forecast | Peak Demand (S) | 0 | 0 | 0 | 0 | 0 | 0 | 0 | 0 | 0 | 0 | 0 | 0 | 0 | 0 | 0 | 0 | 0 | 0 | 0 | 0 | 0 | 0 | 0 | 0 | 0 | 0 | 0 | 0 | 0 | 0
F4_Commercial_Retail_New_Food Preparation_Natural Gas_Double Rack Oven_Baseline Forecast | F4 | Commercial | Retail | New | Food Preparation | Natural Gas | Double Rack Oven | Baseline Forecast | Peak Demand (W) | 0 | 0 | 0 | 0 | 0 | 0 | 0 | 0 | 0 | 0 | 0 | 0 | 0 | 0 | 0 | 0 | 0 | 0 | 0 | 0 | 0 | 0 | 0 | 0 | 0 | 0 | 0 | 0 | 0 | 0
F5_Commercial_Retail_New_Food Preparation_Natural Gas_Double Rack Oven_Baseline Forecast | F5 | Commercial | Retail | New | Food Preparation | Natural Gas | Double Rack Oven | Baseline Forecast | Turnover | 0 | 34217.7332 | 53544.5274 | 23220.1552 | 22819.1732 | 22593.2075 | 22366.7776 | 22225.5681 | 21994.5959 | 21797.5975 | 21511.6184 | 21267.6644 | 27912.8699 | 36960.0732 | 38115.7202 | 38861.3823 | 39441.6437 | 48760.5128 | 52189.7661 | 41941.6658 | 41446.3363 | 41179.5827 | 0 | 0 | 0 | 0 | 0 | 0 | 0 | 0
F6_Commercial_Retail_New_Food Preparation_Natural Gas_Double Rack Oven_Baseline Forecast | F6 | Commercial | Retail | New | Food Preparation | Natural Gas | Double Rack Oven | Baseline Forecast | Avg. Replacement Usage | 0.067996 | 0.067996 | 0.064723 | 0.065722 | 0.066723 | 0.068017 | 0.068203 | 0.068645 | 0.06906 | 0.069697 | 0.069797 | 0.070119 | 0.070409 | 0.070971 | 0.070896 | 0.071113 | 0.071328 | 0.071802 | 0.071662 | 0.071802 | 0.071907 | 0.072311 | 0 | 0 | 0 | 0 | 0 | 0 | 0 | 0
F7_Commercial_Retail_New_Food Preparation_Natural Gas_Double Rack Oven_Baseline Forecast | F7 | Commercial | Retail | New | Food Preparation | Natural Gas | Double Rack Oven | Baseline Forecast | Avg. Replacement Demand (S) | 0 | 0 | 0 | 0 | 0 | 0 | 0 | 0 | 0 | 0 | 0 | 0 | 0 | 0 | 0 | 0 | 0 | 0 | 0 | 0 | 0 | 0 | 0 | 0 | 0 | 0 | 0 | 0 | 0 | 0
F8_Commercial_Retail_New_Food Preparation_Natural Gas_Double Rack Oven_Baseline Forecast | F8 | Commercial | Retail | New | Food Preparation | Natural Gas | Double Rack Oven | Baseline Forecast | Avg. Replacement Demand (W) | 0 | 0 | 0 | 0 | 0 | 0 | 0 | 0 | 0 | 0 | 0 | 0 | 0 | 0 | 0 | 0 | 0 | 0 | 0 | 0 | 0 | 0 | 0 | 0 | 0 | 0 | 0 | 0 | 0 | 0
F1_Commercial_Retail_New_Food Preparation_Natural Gas_Fryer_Baseline Forecast | F1 | Commercial | Retail | New | Food Preparation | Natural Gas | Fryer | Baseline Forecast | Units | 0 | 120164.2167 | 308199.355 | 389742.7976 | 469878.0903 | 549219.8476 | 627766.4389 | 705817.1376 | 783056.7189 | 859604.4906 | 935147.9743 | 1009834.7518 | 1083825.0044 | 1156786.3383 | 1228863.9908 | 1299888.2316 | 1370171.32 | 1439615.5675 | 1508058.5329 | 1575947.8646 | 1643037.1902 | 1709981.0584 | 0 | 0 | 0 | 0 | 0 | 0 | 0 | 0
F2_Commercial_Retail_New_Food Preparation_Natural Gas_Fryer_Baseline Forecast | F2 | Commercial | Retail | New | Food Preparation | Natural Gas | Fryer | Baseline Forecast | Usage (MMtherm) | 0 | 0.0050845 | 0.012413 | 0.01594 | 0.01951 | 0.023246 | 0.026644 | 0.03015 | 0.033652 | 0.037282 | 0.040617 | 0.044064 | 0.047488 | 0.051088 | 0.054214 | 0.057524 | 0.060817 | 0.064324 | 0.067251 | 0.070415 | 0.073521 | 0.076946 | 0 | 0 | 0 | 0 | 0 | 0 | 0 | 0
F3_Commercial_Retail_New_Food Preparation_Natural Gas_Fryer_Baseline Forecast | F3 | Commercial | Retail | New | Food Preparation | Natural Gas | Fryer | Baseline Forecast | Peak Demand (S) | 0 | 0 | 0 | 0 | 0 | 0 | 0 | 0 | 0 | 0 | 0 | 0 | 0 | 0 | 0 | 0 | 0 | 0 | 0 | 0 | 0 | 0 | 0 | 0 | 0 | 0 | 0 | 0 | 0 | 0
F4_Commercial_Retail_New_Food Preparation_Natural Gas_Fryer_Baseline Forecast | F4 | Commercial | Retail | New | Food Preparation | Natural Gas | Fryer | Baseline Forecast | Peak Demand (W) | 0 | 0 | 0 | 0 | 0 | 0 | 0 | 0 | 0 | 0 | 0 | 0 | 0 | 0 | 0 | 0 | 0 | 0 | 0 | 0 | 0 | 0 | 0 | 0 | 0 | 0 | 0 | 0 | 0 | 0
F5_Commercial_Retail_New_Food Preparation_Natural Gas_Fryer_Baseline Forecast | F5 | Commercial | Retail | New | Food Preparation | Natural Gas | Fryer | Baseline Forecast | Turnover | 0 | 120164.2167 | 188035.1383 | 81543.4426 | 80135.2927 | 79341.7574 | 108587.6455 | 147590.2739 | 149780.1234 | 150987.0014 | 179723.8772 | 196075.0719 | 176658.0632 | 187073.0622 | 195219.8893 | 215252.0741 | 236728.2379 | 238962.2869 | 242636.1584 | 254158.594 | 264484.5061 | 269564.5659 | 0 | 0 | 0 | 0 | 0 | 0 | 0 | 0
F6_Commercial_Retail_New_Food Preparation_Natural Gas_Fryer_Baseline Forecast | F6 | Commercial | Retail | New | Food Preparation | Natural Gas | Fryer | Baseline Forecast | Avg. Replacement Usage | 0.042313 | 0.042313 | 0.040276 | 0.040898 | 0.041521 | 0.042326 | 0.042442 | 0.042717 | 0.042975 | 0.043372 | 0.043434 | 0.043634 | 0.043815 | 0.044164 | 0.044118 | 0.044253 | 0.044386 | 0.044682 | 0.044594 | 0.044681 | 0.044747 | 0.044998 | 0 | 0 | 0 | 0 | 0 | 0 | 0 | 0
F7_Commercial_Retail_New_Food Preparation_Natural Gas_Fryer_Baseline Forecast | F7 | Commercial | Retail | New | Food Preparation | Natural Gas | Fryer | Baseline Forecast | Avg. Replacement Demand (S) | 0 | 0 | 0 | 0 | 0 | 0 | 0 | 0 | 0 | 0 | 0 | 0 | 0 | 0 | 0 | 0 | 0 | 0 | 0 | 0 | 0 | 0 | 0 | 0 | 0 | 0 | 0 | 0 | 0 | 0
F8_Commercial_Retail_New_Food Preparation_Natural Gas_Fryer_Baseline Forecast | F8 | Commercial | Retail | New | Food Preparation | Natural Gas | Fryer | Baseline Forecast | Avg. Replacement Demand (W) | 0 | 0 | 0 | 0 | 0 | 0 | 0 | 0 | 0 | 0 | 0 | 0 | 0 | 0 | 0 | 0 | 0 | 0 | 0 | 0 | 0 | 0 | 0 | 0 | 0 | 0 | 0 | 0 | 0 | 0
F1_Commercial_Retail_New_Food Preparation_Natural Gas_Broiler_Baseline Forecast | F1 | Commercial | Retail | New | Food Preparation | Natural Gas | Broiler | Baseline Forecast | Units | 0 | 22227.4173 | 57009.2817 | 72092.808 | 86915.8614 | 101592.1302 | 116121.313 | 130558.7678 | 144846.1859 | 159005.6363 | 172979.3182 | 186794.5306 | 200480.903 | 213976.9508 | 227309.5394 | 240447.2727 | 253447.9112 | 266293.3848 | 278953.6458 | 291511.4983 | 303921.3694 | 316304.3344 | 0 | 0 | 0 | 0 | 0 | 0 | 0 | 0
F2_Commercial_Retail_New_Food Preparation_Natural Gas_Broiler_Baseline Forecast | F2 | Commercial | Retail | New | Food Preparation | Natural Gas | Broiler | Baseline Forecast | Usage (MMtherm) | 0 | 0.00096607 | 0.0023585 | 0.0030286 | 0.0037069 | 0.0044169 | 0.0050624 | 0.0057286 | 0.006394 | 0.0070838 | 0.0077173 | 0.0083722 | 0.0090228 | 0.009707 | 0.010301 | 0.01093 | 0.011555 | 0.012222 | 0.012778 | 0.013379 | 0.013969 | 0.01462 | 0 | 0 | 0 | 0 | 0 | 0 | 0 | 0
F3_Commercial_Retail_New_Food Preparation_Natural Gas_Broiler_Baseline Forecast | F3 | Commercial | Retail | New | Food Preparation | Natural Gas | Broiler | Baseline Forecast | Peak Demand (S) | 0 | 0 | 0 | 0 | 0 | 0 | 0 | 0 | 0 | 0 | 0 | 0 | 0 | 0 | 0 | 0 | 0 | 0 | 0 | 0 | 0 | 0 | 0 | 0 | 0 | 0 | 0 | 0 | 0 | 0
F4_Commercial_Retail_New_Food Preparation_Natural Gas_Broiler_Baseline Forecast | F4 | Commercial | Retail | New | Food Preparation | Natural Gas | Broiler | Baseline Forecast | Peak Demand (W) | 0 | 0 | 0 | 0 | 0 | 0 | 0 | 0 | 0 | 0 | 0 | 0 | 0 | 0 | 0 | 0 | 0 | 0 | 0 | 0 | 0 | 0 | 0 | 0 | 0 | 0 | 0 | 0 | 0 | 0
F5_Commercial_Retail_New_Food Preparation_Natural Gas_Broiler_Baseline Forecast | F5 | Commercial | Retail | New | Food Preparation | Natural Gas | Broiler | Baseline Forecast | Turnover | 0 | 22227.4173 | 34781.8644 | 15083.5263 | 14823.0533 | 14676.2689 | 14529.1827 | 14437.4548 | 14287.4181 | 14159.4504 | 13973.6819 | 13815.2124 | 18131.8559 | 24008.8075 | 24759.5015 | 25243.8744 | 25620.8051 | 31674.2275 | 33901.8282 | 27244.7886 | 26923.0286 | 26749.7488 | 0 | 0 | 0 | 0 | 0 | 0 | 0 | 0
F6_Commercial_Retail_New_Food Preparation_Natural Gas_Broiler_Baseline Forecast | F6 | Commercial | Retail | New | Food Preparation | Natural Gas | Broiler | Baseline Forecast | Avg. Replacement Usage | 0.043463 | 0.043463 | 0.041371 | 0.04201 | 0.042649 | 0.043476 | 0.043596 | 0.043878 | 0.044143 | 0.04455 | 0.044614 | 0.04482 | 0.045006 | 0.045365 | 0.045317 | 0.045456 | 0.045593 | 0.045896 | 0.045806 | 0.045896 | 0.045963 | 0.046221 | 0 | 0 | 0 | 0 | 0 | 0 | 0 | 0
F7_Commercial_Retail_New_Food Preparation_Natural Gas_Broiler_Baseline Forecast | F7 | Commercial | Retail | New | Food Preparation | Natural Gas | Broiler | Baseline Forecast | Avg. Replacement Demand (S) | 0 | 0 | 0 | 0 | 0 | 0 | 0 | 0 | 0 | 0 | 0 | 0 | 0 | 0 | 0 | 0 | 0 | 0 | 0 | 0 | 0 | 0 | 0 | 0 | 0 | 0 | 0 | 0 | 0 | 0
F8_Commercial_Retail_New_Food Preparation_Natural Gas_Broiler_Baseline Forecast | F8 | Commercial | Retail | New | Food Preparation | Natural Gas | Broiler | Baseline Forecast | Avg. Replacement Demand (W) | 0 | 0 | 0 | 0 | 0 | 0 | 0 | 0 | 0 | 0 | 0 | 0 | 0 | 0 | 0 | 0 | 0 | 0 | 0 | 0 | 0 | 0 | 0 | 0 | 0 | 0 | 0 | 0 | 0 | 0
F1_Commercial_Retail_New_Food Preparation_Natural Gas_Griddle_Baseline Forecast | F1 | Commercial | Retail | New | Food Preparation | Natural Gas | Griddle | Baseline Forecast | Units | 0 | 77703.9614 | 199296.5246 | 252026.4361 | 303845.7702 | 355151.9661 | 405943.9694 | 456415.3047 | 506362.1326 | 555861.603 | 604711.6526 | 653007.7147 | 700853.3702 | 748033.6776 | 794642.554 | 840570.2437 | 886018.6687 | 930924.6588 | 975183.1717 | 1019083.6784 | 1062466.8628 | 1105755.9874 | 0 | 0 | 0 | 0 | 0 | 0 | 0 | 0
F2_Commercial_Retail_New_Food Preparation_Natural Gas_Griddle_Baseline Forecast | F2 | Commercial | Retail | New | Food Preparation | Natural Gas | Griddle | Baseline Forecast | Usage (MMtherm) | 0 | 0.0024005 | 0.0058604 | 0.0075253 | 0.0092108 | 0.010975 | 0.012579 | 0.014234 | 0.015888 | 0.017601 | 0.019176 | 0.020803 | 0.022419 | 0.024119 | 0.025595 | 0.027158 | 0.028712 | 0.030368 | 0.03175 | 0.033244 | 0.03471 | 0.036327 | 0 | 0 | 0 | 0 | 0 | 0 | 0 | 0
F3_Commercial_Retail_New_Food Preparation_Natural Gas_Griddle_Baseline Forecast | F3 | Commercial | Retail | New | Food Preparation | Natural Gas | Griddle | Baseline Forecast | Peak Demand (S) | 0 | 0 | 0 | 0 | 0 | 0 | 0 | 0 | 0 | 0 | 0 | 0 | 0 | 0 | 0 | 0 | 0 | 0 | 0 | 0 | 0 | 0 | 0 | 0 | 0 | 0 | 0 | 0 | 0 | 0
F4_Commercial_Retail_New_Food Preparation_Natural Gas_Griddle_Baseline Forecast | F4 | Commercial | Retail | New | Food Preparation | Natural Gas | Griddle | Baseline Forecast | Peak Demand (W) | 0 | 0 | 0 | 0 | 0 | 0 | 0 | 0 | 0 | 0 | 0 | 0 | 0 | 0 | 0 | 0 | 0 | 0 | 0 | 0 | 0 | 0 | 0 | 0 | 0 | 0 | 0 | 0 | 0 | 0
F5_Commercial_Retail_New_Food Preparation_Natural Gas_Griddle_Baseline Forecast | F5 | Commercial | Retail | New | Food Preparation | Natural Gas | Griddle | Baseline Forecast | Turnover | 0 | 77703.9614 | 121592.5632 | 52729.9115 | 51819.3341 | 51306.1959 | 50792.0033 | 50471.3353 | 49946.8278 | 49499.4705 | 48850.0495 | 48296.0621 | 63386.4479 | 83931.4538 | 86555.7758 | 88249.0761 | 89566.7733 | 110728.6966 | 118516.0789 | 95243.9941 | 94119.1659 | 93513.4037 | 0 | 0 | 0 | 0 | 0 | 0 | 0 | 0
F6_Commercial_Retail_New_Food Preparation_Natural Gas_Griddle_Baseline Forecast | F6 | Commercial | Retail | New | Food Preparation | Natural Gas | Griddle | Baseline Forecast | Avg. Replacement Usage | 0.030892 | 0.030892 | 0.029405 | 0.029859 | 0.030314 | 0.030902 | 0.030986 | 0.031187 | 0.031376 | 0.031665 | 0.03171 | 0.031857 | 0.031989 | 0.032244 | 0.03221 | 0.032309 | 0.032406 | 0.032621 | 0.032558 | 0.032621 | 0.032669 | 0.032853 | 0 | 0 | 0 | 0 | 0 | 0 | 0 | 0
F7_Commercial_Retail_New_Food Preparation_Natural Gas_Griddle_Baseline Forecast | F7 | Commercial | Retail | New | Food Preparation | Natural Gas | Griddle | Baseline Forecast | Avg. Replacement Demand (S) | 0 | 0 | 0 | 0 | 0 | 0 | 0 | 0 | 0 | 0 | 0 | 0 | 0 | 0 | 0 | 0 | 0 | 0 | 0 | 0 | 0 | 0 | 0 | 0 | 0 | 0 | 0 | 0 | 0 | 0
F8_Commercial_Retail_New_Food Preparation_Natural Gas_Griddle_Baseline Forecast | F8 | Commercial | Retail | New | Food Preparation | Natural Gas | Griddle | Baseline Forecast | Avg. Replacement Demand (W) | 0 | 0 | 0 | 0 | 0 | 0 | 0 | 0 | 0 | 0 | 0 | 0 | 0 | 0 | 0 | 0 | 0 | 0 | 0 | 0 | 0 | 0 | 0 | 0 | 0 | 0 | 0 | 0 | 0 | 0
F1_Commercial_Retail_New_Food Preparation_Natural Gas_Range_Baseline Forecast | F1 | Commercial | Retail | New | Food Preparation | Natural Gas | Range | Baseline Forecast | Units | 0 | 106711.4566 | 273695.4727 | 346109.8717 | 417273.7676 | 487732.9669 | 557486.0214 | 626798.7001 | 695391.0686 | 763369.0777 | 830455.232 | 896780.591 | 962487.4032 | 1027280.4875 | 1091288.8212 | 1154361.676 | 1216776.3527 | 1278446.0993 | 1339226.6606 | 1399515.5691 | 1459094.0347 | 1518543.3274 | 0 | 0 | 0 | 0 | 0 | 0 | 0 | 0
F2_Commercial_Retail_New_Food Preparation_Natural Gas_Range_Baseline Forecast | F2 | Commercial | Retail | New | Food Preparation | Natural Gas | Range | Baseline Forecast | Usage (MMtherm) | 0 | 0.0034195 | 0.0083483 | 0.01072 | 0.013121 | 0.015634 | 0.017919 | 0.020277 | 0.022632 | 0.025074 | 0.027316 | 0.029634 | 0.031937 | 0.034359 | 0.036461 | 0.038687 | 0.040901 | 0.04326 | 0.045228 | 0.047357 | 0.049445 | 0.051749 | 0 | 0 | 0 | 0 | 0 | 0 | 0 | 0
F3_Commercial_Retail_New_Food Preparation_Natural Gas_Range_Baseline Forecast | F3 | Commercial | Retail | New | Food Preparation | Natural Gas | Range | Baseline Forecast | Peak Demand (S) | 0 | 0 | 0 | 0 | 0 | 0 | 0 | 0 | 0 | 0 | 0 | 0 | 0 | 0 | 0 | 0 | 0 | 0 | 0 | 0 | 0 | 0 | 0 | 0 | 0 | 0 | 0 | 0 | 0 | 0
F4_Commercial_Retail_New_Food Preparation_Natural Gas_Range_Baseline Forecast | F4 | Commercial | Retail | New | Food Preparation | Natural Gas | Range | Baseline Forecast | Peak Demand (W) | 0 | 0 | 0 | 0 | 0 | 0 | 0 | 0 | 0 | 0 | 0 | 0 | 0 | 0 | 0 | 0 | 0 | 0 | 0 | 0 | 0 | 0 | 0 | 0 | 0 | 0 | 0 | 0 | 0 | 0
F5_Commercial_Retail_New_Food Preparation_Natural Gas_Range_Baseline Forecast | F5 | Commercial | Retail | New | Food Preparation | Natural Gas | Range | Baseline Forecast | Turnover | 0 | 106711.4566 | 166984.0161 | 72414.399 | 71163.8959 | 70459.1993 | 69753.0546 | 69312.6787 | 68592.3685 | 67978.0091 | 88428.4456 | 116795.9953 | 120566.201 | 122913.3745 | 124596.4057 | 153467.6914 | 164393.1716 | 132180.1585 | 130456.6807 | 133530.7612 | 141346.0352 | 148861.1467 | 0 | 0 | 0 | 0 | 0 | 0 | 0 | 0
F6_Commercial_Retail_New_Food Preparation_Natural Gas_Range_Baseline Forecast | F6 | Commercial | Retail | New | Food Preparation | Natural Gas | Range | Baseline Forecast | Avg. Replacement Usage | 0.032045 | 0.032045 | 0.030502 | 0.030973 | 0.031445 | 0.032054 | 0.032142 | 0.03235 | 0.032546 | 0.032846 | 0.032893 | 0.033045 | 0.033182 | 0.033446 | 0.033411 | 0.033514 | 0.033615 | 0.033838 | 0.033772 | 0.033838 | 0.033888 | 0.034078 | 0 | 0 | 0 | 0 | 0 | 0 | 0 | 0
F7_Commercial_Retail_New_Food Preparation_Natural Gas_Range_Baseline Forecast | F7 | Commercial | Retail | New | Food Preparation | Natural Gas | Range | Baseline Forecast | Avg. Replacement Demand (S) | 0 | 0 | 0 | 0 | 0 | 0 | 0 | 0 | 0 | 0 | 0 | 0 | 0 | 0 | 0 | 0 | 0 | 0 | 0 | 0 | 0 | 0 | 0 | 0 | 0 | 0 | 0 | 0 | 0 | 0
F8_Commercial_Retail_New_Food Preparation_Natural Gas_Range_Baseline Forecast | F8 | Commercial | Retail | New | Food Preparation | Natural Gas | Range | Baseline Forecast | Avg. Replacement Demand (W) | 0 | 0 | 0 | 0 | 0 | 0 | 0 | 0 | 0 | 0 | 0 | 0 | 0 | 0 | 0 | 0 | 0 | 0 | 0 | 0 | 0 | 0 | 0 | 0 | 0 | 0 | 0 | 0 | 0 | 0
F1_Commercial_Retail_New_Food Preparation_Natural Gas_Steamer_Baseline Forecast | F1 | Commercial | Retail | New | Food Preparation | Natural Gas | Steamer | Baseline Forecast | Units | 0 | 20325.353 | 52130.8328 | 65923.6182 | 79478.2201 | 92898.5982 | 106184.4768 | 119386.477 | 132451.2794 | 145399.0648 | 158176.9783 | 170809.9831 | 183325.1731 | 195666.3251 | 207858.0056 | 219871.5052 | 231759.6414 | 243505.8907 | 255082.7767 | 266566.0175 | 277913.94 | 289237.259 | 0 | 0 | 0 | 0 | 0 | 0 | 0 | 0
F2_Commercial_Retail_New_Food Preparation_Natural Gas_Steamer_Baseline Forecast | F2 | Commercial | Retail | New | Food Preparation | Natural Gas | Steamer | Baseline Forecast | Usage (MMtherm) | 0 | 0.0010878 | 0.0026557 | 0.0034102 | 0.004174 | 0.0049734 | 0.0057003 | 0.0064505 | 0.0071997 | 0.0079764 | 0.0086898 | 0.0094272 | 0.01016 | 0.01093 | 0.011599 | 0.012307 | 0.013011 | 0.013762 | 0.014388 | 0.015065 | 0.015729 | 0.016462 | 0 | 0 | 0 | 0 | 0 | 0 | 0 | 0
F3_Commercial_Retail_New_Food Preparation_Natural Gas_Steamer_Baseline Forecast | F3 | Commercial | Retail | New | Food Preparation | Natural Gas | Steamer | Baseline Forecast | Peak Demand (S) | 0 | 0 | 0 | 0 | 0 | 0 | 0 | 0 | 0 | 0 | 0 | 0 | 0 | 0 | 0 | 0 | 0 | 0 | 0 | 0 | 0 | 0 | 0 | 0 | 0 | 0 | 0 | 0 | 0 | 0
F4_Commercial_Retail_New_Food Preparation_Natural Gas_Steamer_Baseline Forecast | F4 | Commercial | Retail | New | Food Preparation | Natural Gas | Steamer | Baseline Forecast | Peak Demand (W) | 0 | 0 | 0 | 0 | 0 | 0 | 0 | 0 | 0 | 0 | 0 | 0 | 0 | 0 | 0 | 0 | 0 | 0 | 0 | 0 | 0 | 0 | 0 | 0 | 0 | 0 | 0 | 0 | 0 | 0
F5_Commercial_Retail_New_Food Preparation_Natural Gas_Steamer_Baseline Forecast | F5 | Commercial | Retail | New | Food Preparation | Natural Gas | Steamer | Baseline Forecast | Turnover | 0 | 20325.353 | 31805.4798 | 13792.7854 | 13554.6018 | 13420.3781 | 13285.8786 | 13202.0001 | 13064.8025 | 12947.7853 | 15036.2861 | 18174.3892 | 18973.3968 | 19587.8472 | 20124.3404 | 20540.9616 | 20934.9914 | 21239.543 | 21454.0121 | 28192.721 | 31755.4313 | 26024.5421 | 0 | 0 | 0 | 0 | 0 | 0 | 0 | 0
F6_Commercial_Retail_New_Food Preparation_Natural Gas_Steamer_Baseline Forecast | F6 | Commercial | Retail | New | Food Preparation | Natural Gas | Steamer | Baseline Forecast | Avg. Replacement Usage | 0.05352 | 0.05352 | 0.050944 | 0.05173 | 0.052518 | 0.053536 | 0.053683 | 0.05403 | 0.054358 | 0.054859 | 0.054937 | 0.055191 | 0.055419 | 0.055861 | 0.055802 | 0.055973 | 0.056142 | 0.056516 | 0.056405 | 0.056515 | 0.056598 | 0.056916 | 0 | 0 | 0 | 0 | 0 | 0 | 0 | 0
F7_Commercial_Retail_New_Food Preparation_Natural Gas_Steamer_Baseline Forecast | F7 | Commercial | Retail | New | Food Preparation | Natural Gas | Steamer | Baseline Forecast | Avg. Replacement Demand (S) | 0 | 0 | 0 | 0 | 0 | 0 | 0 | 0 | 0 | 0 | 0 | 0 | 0 | 0 | 0 | 0 | 0 | 0 | 0 | 0 | 0 | 0 | 0 | 0 | 0 | 0 | 0 | 0 | 0 | 0
F8_Commercial_Retail_New_Food Preparation_Natural Gas_Steamer_Baseline Forecast | F8 | Commercial | Retail | New | Food Preparation | Natural Gas | Steamer | Baseline Forecast | Avg. Replacement Demand (W) | 0 | 0 | 0 | 0 | 0 | 0 | 0 | 0 | 0 | 0 | 0 | 0 | 0 | 0 | 0 | 0 | 0 | 0 | 0 | 0 | 0 | 0 | 0 | 0 | 0 | 0 | 0 | 0 | 0 | 0
F1_Commercial_Retail_New_Food Preparation_Natural Gas_Food Prep Other_Baseline Forecast | F1 | Commercial | Retail | New | Food Preparation | Natural Gas | Food Prep Other | Baseline Forecast | Units | 0 | 20325.353 | 52130.8328 | 65923.6182 | 79478.2201 | 92898.5982 | 106184.4768 | 119386.477 | 132451.2794 | 145399.0648 | 158176.9783 | 170809.9831 | 183325.1731 | 195666.3251 | 207858.0056 | 219871.5052 | 231759.6414 | 243505.8907 | 255082.7767 | 266566.0175 | 277913.94 | 289237.259 | 0 | 0 | 0 | 0 | 0 | 0 | 0 | 0
F2_Commercial_Retail_New_Food Preparation_Natural Gas_Food Prep Other_Baseline Forecast | F2 | Commercial | Retail | New | Food Preparation | Natural Gas | Food Prep Other | Baseline Forecast | Usage (MMtherm) | 0 | 0.00077369 | 0.0018888 | 0.0024255 | 0.0029687 | 0.0035373 | 0.0040542 | 0.0045878 | 0.0051207 | 0.0056731 | 0.0061805 | 0.006705 | 0.007226 | 0.0077739 | 0.0082496 | 0.0087531 | 0.0092542 | 0.0097879 | 0.010233 | 0.010715 | 0.011187 | 0.011709 | 0 | 0 | 0 | 0 | 0 | 0 | 0 | 0
F3_Commercial_Retail_New_Food Preparation_Natural Gas_Food Prep Other_Baseline Forecast | F3 | Commercial | Retail | New | Food Preparation | Natural Gas | Food Prep Other | Baseline Forecast | Peak Demand (S) | 0 | 0 | 0 | 0 | 0 | 0 | 0 | 0 | 0 | 0 | 0 | 0 | 0 | 0 | 0 | 0 | 0 | 0 | 0 | 0 | 0 | 0 | 0 | 0 | 0 | 0 | 0 | 0 | 0 | 0
F4_Commercial_Retail_New_Food Preparation_Natural Gas_Food Prep Other_Baseline Forecast | F4 | Commercial | Retail | New | Food Preparation | Natural Gas | Food Prep Other | Baseline Forecast | Peak Demand (W) | 0 | 0 | 0 | 0 | 0 | 0 | 0 | 0 | 0 | 0 | 0 | 0 | 0 | 0 | 0 | 0 | 0 | 0 | 0 | 0 | 0 | 0 | 0 | 0 | 0 | 0 | 0 | 0 | 0 | 0
F5_Commercial_Retail_New_Food Preparation_Natural Gas_Food Prep Other_Baseline Forecast | F5 | Commercial | Retail | New | Food Preparation | Natural Gas | Food Prep Other | Baseline Forecast | Turnover | 0 | 20325.353 | 31805.4798 | 13792.7854 | 13554.6018 | 13420.3781 | 13285.8786 | 13202.0001 | 13064.8025 | 12947.7853 | 16842.9842 | 22246.1572 | 22964.269 | 23411.3357 | 23731.903 | 29231.0227 | 31312.0011 | 25176.3819 | 24848.1107 | 25433.6315 | 26922.2083 | 28353.6131 | 0 | 0 | 0 | 0 | 0 | 0 | 0 | 0
F6_Commercial_Retail_New_Food Preparation_Natural Gas_Food Prep Other_Baseline Forecast | F6 | Commercial | Retail | New | Food Preparation | Natural Gas | Food Prep Other | Baseline Forecast | Avg. Replacement Usage | 0.038065 | 0.038065 | 0.036233 | 0.036792 | 0.037353 | 0.038077 | 0.038181 | 0.038428 | 0.038661 | 0.039017 | 0.039073 | 0.039254 | 0.039416 | 0.03973 | 0.039689 | 0.03981 | 0.03993 | 0.040196 | 0.040117 | 0.040196 | 0.040255 | 0.040481 | 0 | 0 | 0 | 0 | 0 | 0 | 0 | 0
F7_Commercial_Retail_New_Food Preparation_Natural Gas_Food Prep Other_Baseline Forecast | F7 | Commercial | Retail | New | Food Preparation | Natural Gas | Food Prep Other | Baseline Forecast | Avg. Replacement Demand (S) | 0 | 0 | 0 | 0 | 0 | 0 | 0 | 0 | 0 | 0 | 0 | 0 | 0 | 0 | 0 | 0 | 0 | 0 | 0 | 0 | 0 | 0 | 0 | 0 | 0 | 0 | 0 | 0 | 0 | 0
F8_Commercial_Retail_New_Food Preparation_Natural Gas_Food Prep Other_Baseline Forecast | F8 | Commercial | Retail | New | Food Preparation | Natural Gas | Food Prep Other | Baseline Forecast | Avg. Replacement Demand (W) | 0 | 0 | 0 | 0 | 0 | 0 | 0 | 0 | 0 | 0 | 0 | 0 | 0 | 0 | 0 | 0 | 0 | 0 | 0 | 0 | 0 | 0 | 0 | 0 | 0 | 0 | 0 | 0 | 0 | 0
F1_Commercial_Retail_New_Miscellaneous_Natural Gas_Pool Heater_Baseline Forecast | F1 | Commercial | Retail | New | Miscellaneous | Natural Gas | Pool Heater | Baseline Forecast | Units | 0 | 4689.2308 | 12027.0238 | 15209.136 | 18336.2973 | 21432.4919 | 24497.6564 | 27543.4695 | 30557.6299 | 33544.7934 | 36492.7661 | 39407.3071 | 42294.6672 | 45141.8753 | 47954.599 | 50726.215 | 53468.9085 | 56178.8675 | 58849.753 | 61499.0337 | 64117.0953 | 66729.4808 | 0 | 0 | 0 | 0 | 0 | 0 | 0 | 0
F2_Commercial_Retail_New_Miscellaneous_Natural Gas_Pool Heater_Baseline Forecast | F2 | Commercial | Retail | New | Miscellaneous | Natural Gas | Pool Heater | Baseline Forecast | Usage (MMtherm) | 0 | 7.2818e-07 | 1.7778e-06 | 2.2828e-06 | 2.7941e-06 | 3.3292e-06 | 3.8158e-06 | 4.318e-06 | 4.8195e-06 | 5.3394e-06 | 5.817e-06 | 6.3106e-06 | 6.801e-06 | 7.3167e-06 | 7.7644e-06 | 8.2383e-06 | 8.7099e-06 | 9.2122e-06 | 9.6313e-06 | 1.0085e-05 | 1.0529e-05 | 1.102e-05 | 0 | 0 | 0 | 0 | 0 | 0 | 0 | 0
F3_Commercial_Retail_New_Miscellaneous_Natural Gas_Pool Heater_Baseline Forecast | F3 | Commercial | Retail | New | Miscellaneous | Natural Gas | Pool Heater | Baseline Forecast | Peak Demand (S) | 0 | 0 | 0 | 0 | 0 | 0 | 0 | 0 | 0 | 0 | 0 | 0 | 0 | 0 | 0 | 0 | 0 | 0 | 0 | 0 | 0 | 0 | 0 | 0 | 0 | 0 | 0 | 0 | 0 | 0
F4_Commercial_Retail_New_Miscellaneous_Natural Gas_Pool Heater_Baseline Forecast | F4 | Commercial | Retail | New | Miscellaneous | Natural Gas | Pool Heater | Baseline Forecast | Peak Demand (W) | 0 | 0 | 0 | 0 | 0 | 0 | 0 | 0 | 0 | 0 | 0 | 0 | 0 | 0 | 0 | 0 | 0 | 0 | 0 | 0 | 0 | 0 | 0 | 0 | 0 | 0 | 0 | 0 | 0 | 0
F5_Commercial_Retail_New_Miscellaneous_Natural Gas_Pool Heater_Baseline Forecast | F5 | Commercial | Retail | New | Miscellaneous | Natural Gas | Pool Heater | Baseline Forecast | Turnover | 0 | 4689.2308 | 7337.7931 | 3182.1122 | 3127.1612 | 3096.1947 | 4003.0107 | 5263.6486 | 5424.8512 | 5541.1485 | 5610.3996 | 7074.3383 | 7962.2324 | 6902.6894 | 7150.9334 | 7356.1459 | 8062.9015 | 8889.0406 | 9036.9469 | 9202.8032 | 9350.2626 | 9994.4892 | 0 | 0 | 0 | 0 | 0 | 0 | 0 | 0
F6_Commercial_Retail_New_Miscellaneous_Natural Gas_Pool Heater_Baseline Forecast | F6 | Commercial | Retail | New | Miscellaneous | Natural Gas | Pool Heater | Baseline Forecast | Avg. Replacement Usage | 0.00015529 | 0.00015529 | 0.00014781 | 0.00015009 | 0.00015238 | 0.00015534 | 0.00015576 | 0.00015677 | 0.00015772 | 0.00015917 | 0.0001594 | 0.00016014 | 0.0001608 | 0.00016208 | 0.00016191 | 0.00016241 | 0.0001629 | 0.00016398 | 0.00016366 | 0.00016398 | 0.00016422 | 0.00016514 | 0 | 0 | 0 | 0 | 0 | 0 | 0 | 0
F7_Commercial_Retail_New_Miscellaneous_Natural Gas_Pool Heater_Baseline Forecast | F7 | Commercial | Retail | New | Miscellaneous | Natural Gas | Pool Heater | Baseline Forecast | Avg. Replacement Demand (S) | 0 | 0 | 0 | 0 | 0 | 0 | 0 | 0 | 0 | 0 | 0 | 0 | 0 | 0 | 0 | 0 | 0 | 0 | 0 | 0 | 0 | 0 | 0 | 0 | 0 | 0 | 0 | 0 | 0 | 0
F8_Commercial_Retail_New_Miscellaneous_Natural Gas_Pool Heater_Baseline Forecast | F8 | Commercial | Retail | New | Miscellaneous | Natural Gas | Pool Heater | Baseline Forecast | Avg. Replacement Demand (W) | 0 | 0 | 0 | 0 | 0 | 0 | 0 | 0 | 0 | 0 | 0 | 0 | 0 | 0 | 0 | 0 | 0 | 0 | 0 | 0 | 0 | 0 | 0 | 0 | 0 | 0 | 0 | 0 | 0 | 0
F1_Commercial_Retail_New_Miscellaneous_Natural Gas_Miscellaneous_Baseline Forecast | F1 | Commercial | Retail | New | Miscellaneous | Natural Gas | Miscellaneous | Baseline Forecast | Units | 0 | 1824363.9712 | 4679161.6883 | 5917175.1566 | 7133809.7323 | 8338396.6508 | 9530911.1537 | 10715896.8877 | 11888568.0305 | 13050735.9419 | 14197656.4946 | 15331570.3147 | 16454909.3141 | 17562627.0074 | 18656928.4211 | 19735236.6691 | 20802292.5517 | 21856612.9355 | 22895731.5987 | 23926444.851 | 24945012.2066 | 25961371.192 | 0 | 0 | 0 | 0 | 0 | 0 | 0 | 0
F2_Commercial_Retail_New_Miscellaneous_Natural Gas_Miscellaneous_Baseline Forecast | F2 | Commercial | Retail | New | Miscellaneous | Natural Gas | Miscellaneous | Baseline Forecast | Usage (MMtherm) | 0 | 0.00019011 | 0.00046413 | 0.00059599 | 0.00072948 | 0.00086919 | 0.00099621 | 0.0011273 | 0.0012583 | 0.001394 | 0.0015187 | 0.0016475 | 0.0017756 | 0.0019102 | 0.0020271 | 0.0021508 | 0.002274 | 0.0024051 | 0.0025145 | 0.0026328 | 0.002749 | 0.002877 | 0 | 0 | 0 | 0 | 0 | 0 | 0 | 0
F3_Commercial_Retail_New_Miscellaneous_Natural Gas_Miscellaneous_Baseline Forecast | F3 | Commercial | Retail | New | Miscellaneous | Natural Gas | Miscellaneous | Baseline Forecast | Peak Demand (S) | 0 | 0 | 0 | 0 | 0 | 0 | 0 | 0 | 0 | 0 | 0 | 0 | 0 | 0 | 0 | 0 | 0 | 0 | 0 | 0 | 0 | 0 | 0 | 0 | 0 | 0 | 0 | 0 | 0 | 0
F4_Commercial_Retail_New_Miscellaneous_Natural Gas_Miscellaneous_Baseline Forecast | F4 | Commercial | Retail | New | Miscellaneous | Natural Gas | Miscellaneous | Baseline Forecast | Peak Demand (W) | 0 | 0 | 0 | 0 | 0 | 0 | 0 | 0 | 0 | 0 | 0 | 0 | 0 | 0 | 0 | 0 | 0 | 0 | 0 | 0 | 0 | 0 | 0 | 0 | 0 | 0 | 0 | 0 | 0 | 0
F5_Commercial_Retail_New_Miscellaneous_Natural Gas_Miscellaneous_Baseline Forecast | F5 | Commercial | Retail | New | Miscellaneous | Natural Gas | Miscellaneous | Baseline Forecast | Turnover | 0 | 1824363.9712 | 2854797.717 | 1238013.4683 | 1477258.0002 | 1835806.6704 | 1910419.0716 | 2011369.3642 | 2143258.0645 | 2267016.5688 | 2381272.1683 | 3029650.7045 | 3372340.08 | 2904552.9898 | 3136958.8025 | 3415386.0262 | 3506940.405 | 3623199.5359 | 3767354.0849 | 3906250.1683 | 4034202.4033 | 4328292.1906 | 0 | 0 | 0 | 0 | 0 | 0 | 0 | 0
F6_Commercial_Retail_New_Miscellaneous_Natural Gas_Miscellaneous_Baseline Forecast | F6 | Commercial | Retail | New | Miscellaneous | Natural Gas | Miscellaneous | Baseline Forecast | Avg. Replacement Usage | 0.00010421 | 0.00010421 | 9.9191e-05 | 0.00010072 | 0.00010226 | 0.00010424 | 0.00010452 | 0.0001052 | 0.00010584 | 0.00010681 | 0.00010697 | 0.00010746 | 0.00010791 | 0.00010877 | 0.00010865 | 0.00010898 | 0.00010931 | 0.00011004 | 0.00010982 | 0.00011004 | 0.0001102 | 0.00011082 | 0 | 0 | 0 | 0 | 0 | 0 | 0 | 0
F7_Commercial_Retail_New_Miscellaneous_Natural Gas_Miscellaneous_Baseline Forecast | F7 | Commercial | Retail | New | Miscellaneous | Natural Gas | Miscellaneous | Baseline Forecast | Avg. Replacement Demand (S) | 0 | 0 | 0 | 0 | 0 | 0 | 0 | 0 | 0 | 0 | 0 | 0 | 0 | 0 | 0 | 0 | 0 | 0 | 0 | 0 | 0 | 0 | 0 | 0 | 0 | 0 | 0 | 0 | 0 | 0
F8_Commercial_Retail_New_Miscellaneous_Natural Gas_Miscellaneous_Baseline Forecast | F8 | Commercial | Retail | New | Miscellaneous | Natural Gas | Miscellaneous | Baseline Forecast | Avg. Replacement Demand (W) | 0 | 0 | 0 | 0 | 0 | 0 | 0 | 0 | 0 | 0 | 0 | 0 | 0 | 0 | 0 | 0 | 0 | 0 | 0 | 0 | 0 | 0 | 0 | 0 | 0 | 0 | 0 | 0 | 0 | 0
F1_Commercial_Restaurant_Existing_Space Heating_Natural Gas_Furnace_Baseline Forecast | F1 | Commercial | Restaurant | Existing | Space Heating | Natural Gas | Furnace | Baseline Forecast | Units | 4176204.5112 | 4108846.3739 | 4042574.6582 | 3977371.8412 | 3913220.6824 | 3850104.2198 | 3788005.7647 | 3726908.8975 | 3666797.4637 | 3607655.5691 | 3549467.576 | 3492218.099 | 3435892.0006 | 3380474.3877 | 3325950.6073 | 3272306.2426 | 3219527.1097 | 3167599.2531 | 3116508.9426 | 3066242.6693 | 3016787.1424 | 2968129.2852 | 0 | 0 | 0 | 0 | 0 | 0 | 0 | 0
F2_Commercial_Restaurant_Existing_Space Heating_Natural Gas_Furnace_Baseline Forecast | F2 | Commercial | Restaurant | Existing | Space Heating | Natural Gas | Furnace | Baseline Forecast | Usage (MMtherm) | 1.7431 | 1.7058 | 1.5888 | 1.5786 | 1.568 | 1.564 | 1.5345 | 1.5114 | 1.4883 | 1.4704 | 1.4418 | 1.4187 | 1.3956 | 1.3784 | 1.3496 | 1.3271 | 1.3051 | 1.2885 | 1.2614 | 1.2399 | 1.2184 | 1.2024 | 0 | 0 | 0 | 0 | 0 | 0 | 0 | 0
F3_Commercial_Restaurant_Existing_Space Heating_Natural Gas_Furnace_Baseline Forecast | F3 | Commercial | Restaurant | Existing | Space Heating | Natural Gas | Furnace | Baseline Forecast | Peak Demand (S) | 0 | 0 | 0 | 0 | 0 | 0 | 0 | 0 | 0 | 0 | 0 | 0 | 0 | 0 | 0 | 0 | 0 | 0 | 0 | 0 | 0 | 0 | 0 | 0 | 0 | 0 | 0 | 0 | 0 | 0
F4_Commercial_Restaurant_Existing_Space Heating_Natural Gas_Furnace_Baseline Forecast | F4 | Commercial | Restaurant | Existing | Space Heating | Natural Gas | Furnace | Baseline Forecast | Peak Demand (W) | 0 | 0 | 0 | 0 | 0 | 0 | 0 | 0 | 0 | 0 | 0 | 0 | 0 | 0 | 0 | 0 | 0 | 0 | 0 | 0 | 0 | 0 | 0 | 0 | 0 | 0 | 0 | 0 | 0 | 0
F5_Commercial_Restaurant_Existing_Space Heating_Natural Gas_Furnace_Baseline Forecast | F5 | Commercial | Restaurant | Existing | Space Heating | Natural Gas | Furnace | Baseline Forecast | Turnover | 0 | 107420.8202 | 112682.3002 | 117341.3295 | 121445.9287 | 125040.509 | 128166.1406 | 130860.8006 | 133159.603 | 135095.0111 | 136697.0349 | 137993.4129 | 127781.3767 | 118325.0699 | 109568.5657 | 101460.076 | 93951.6453 | 86998.867 | 80560.6207 | 80765.2296 | 81146.9185 | 81662.7029 | 0 | 0 | 0 | 0 | 0 | 0 | 0 | 0
F6_Commercial_Restaurant_Existing_Space Heating_Natural Gas_Furnace_Baseline Forecast | F6 | Commercial | Restaurant | Existing | Space Heating | Natural Gas | Furnace | Baseline Forecast | Avg. Replacement Usage | 0.3653 | 0.3653 | 0.34771 | 0.35308 | 0.35846 | 0.36541 | 0.36641 | 0.36878 | 0.37101 | 0.37443 | 0.37497 | 0.3767 | 0.37826 | 0.38128 | 0.38088 | 0.38204 | 0.38319 | 0.38574 | 0.38499 | 0.38574 | 0.38631 | 0.38848 | 0 | 0 | 0 | 0 | 0 | 0 | 0 | 0
F7_Commercial_Restaurant_Existing_Space Heating_Natural Gas_Furnace_Baseline Forecast | F7 | Commercial | Restaurant | Existing | Space Heating | Natural Gas | Furnace | Baseline Forecast | Avg. Replacement Demand (S) | 0 | 0 | 0 | 0 | 0 | 0 | 0 | 0 | 0 | 0 | 0 | 0 | 0 | 0 | 0 | 0 | 0 | 0 | 0 | 0 | 0 | 0 | 0 | 0 | 0 | 0 | 0 | 0 | 0 | 0
F8_Commercial_Restaurant_Existing_Space Heating_Natural Gas_Furnace_Baseline Forecast | F8 | Commercial | Restaurant | Existing | Space Heating | Natural Gas | Furnace | Baseline Forecast | Avg. Replacement Demand (W) | 0 | 0 | 0 | 0 | 0 | 0 | 0 | 0 | 0 | 0 | 0 | 0 | 0 | 0 | 0 | 0 | 0 | 0 | 0 | 0 | 0 | 0 | 0 | 0 | 0 | 0 | 0 | 0 | 0 | 0
F1_Commercial_Restaurant_Existing_Space Heating_Natural Gas_Boiler_Baseline Forecast | F1 | Commercial | Restaurant | Existing | Space Heating | Natural Gas | Boiler | Baseline Forecast | Units | 177563.4292 | 174699.5029 | 171881.769 | 169109.4824 | 166381.9101 | 163698.3309 | 161058.0352 | 158460.325 | 155904.5133 | 153389.9244 | 150915.8933 | 148481.766 | 146086.8988 | 143730.6585 | 141412.4221 | 139131.5766 | 136887.5189 | 134679.6557 | 132507.4032 | 130370.187 | 128267.4421 | 126198.6123 | 0 | 0 | 0 | 0 | 0 | 0 | 0 | 0
F2_Commercial_Restaurant_Existing_Space Heating_Natural Gas_Boiler_Baseline Forecast | F2 | Commercial | Restaurant | Existing | Space Heating | Natural Gas | Boiler | Baseline Forecast | Usage (MMtherm) | 0.23907 | 0.23409 | 0.2182 | 0.21696 | 0.21561 | 0.21517 | 0.21121 | 0.20811 | 0.205 | 0.2026 | 0.19867 | 0.19546 | 0.19231 | 0.18997 | 0.186 | 0.18287 | 0.17981 | 0.17747 | 0.1737 | 0.1707 | 0.16771 | 0.16548 | 0 | 0 | 0 | 0 | 0 | 0 | 0 | 0
F3_Commercial_Restaurant_Existing_Space Heating_Natural Gas_Boiler_Baseline Forecast | F3 | Commercial | Restaurant | Existing | Space Heating | Natural Gas | Boiler | Baseline Forecast | Peak Demand (S) | 0 | 0 | 0 | 0 | 0 | 0 | 0 | 0 | 0 | 0 | 0 | 0 | 0 | 0 | 0 | 0 | 0 | 0 | 0 | 0 | 0 | 0 | 0 | 0 | 0 | 0 | 0 | 0 | 0 | 0
F4_Commercial_Restaurant_Existing_Space Heating_Natural Gas_Boiler_Baseline Forecast | F4 | Commercial | Restaurant | Existing | Space Heating | Natural Gas | Boiler | Baseline Forecast | Peak Demand (W) | 0 | 0 | 0 | 0 | 0 | 0 | 0 | 0 | 0 | 0 | 0 | 0 | 0 | 0 | 0 | 0 | 0 | 0 | 0 | 0 | 0 | 0 | 0 | 0 | 0 | 0 | 0 | 0 | 0 | 0
F5_Commercial_Restaurant_Existing_Space Heating_Natural Gas_Boiler_Baseline Forecast | F5 | Commercial | Restaurant | Existing | Space Heating | Natural Gas | Boiler | Baseline Forecast | Turnover | 0 | 5293.9243 | 5255.8888 | 5213.4679 | 5167.2601 | 5117.7984 | 5065.5576 | 5010.9602 | 4954.3818 | 4896.1565 | 4836.5811 | 4775.919 | 4714.404 | 4652.2431 | 4589.6197 | 4526.6959 | 4463.6149 | 4400.503 | 4337.4714 | 4274.6177 | 4212.0276 | 4149.7761 | 0 | 0 | 0 | 0 | 0 | 0 | 0 | 0
F6_Commercial_Restaurant_Existing_Space Heating_Natural Gas_Boiler_Baseline Forecast | F6 | Commercial | Restaurant | Existing | Space Heating | Natural Gas | Boiler | Baseline Forecast | Avg. Replacement Usage | 1.2224 | 1.2224 | 1.1635 | 1.178 | 1.1784 | 1.2013 | 1.1992 | 1.2069 | 1.2142 | 1.2254 | 1.2209 | 1.2265 | 1.2468 | 1.2568 | 1.2554 | 1.2523 | 1.2561 | 1.2644 | 1.262 | 1.2644 | 1.2663 | 1.2734 | 0 | 0 | 0 | 0 | 0 | 0 | 0 | 0
F7_Commercial_Restaurant_Existing_Space Heating_Natural Gas_Boiler_Baseline Forecast | F7 | Commercial | Restaurant | Existing | Space Heating | Natural Gas | Boiler | Baseline Forecast | Avg. Replacement Demand (S) | 0 | 0 | 0 | 0 | 0 | 0 | 0 | 0 | 0 | 0 | 0 | 0 | 0 | 0 | 0 | 0 | 0 | 0 | 0 | 0 | 0 | 0 | 0 | 0 | 0 | 0 | 0 | 0 | 0 | 0
F8_Commercial_Restaurant_Existing_Space Heating_Natural Gas_Boiler_Baseline Forecast | F8 | Commercial | Restaurant | Existing | Space Heating | Natural Gas | Boiler | Baseline Forecast | Avg. Replacement Demand (W) | 0 | 0 | 0 | 0 | 0 | 0 | 0 | 0 | 0 | 0 | 0 | 0 | 0 | 0 | 0 | 0 | 0 | 0 | 0 | 0 | 0 | 0 | 0 | 0 | 0 | 0 | 0 | 0 | 0 | 0
F1_Commercial_Restaurant_Existing_Space Heating_Natural Gas_Unit Heater_Baseline Forecast | F1 | Commercial | Restaurant | Existing | Space Heating | Natural Gas | Unit Heater | Baseline Forecast | Units | 670058.5615 | 659251.1653 | 648618.082 | 638156.5001 | 627863.6533 | 617736.8202 | 607773.3231 | 597970.5275 | 588325.8416 | 578836.7151 | 569500.6391 | 560315.1449 | 551277.8039 | 542386.2264 | 533638.0614 | 525030.9959 | 516562.7541 | 508231.0967 | 500033.821 | 491968.7593 | 484033.7794 | 476226.7829 | 0 | 0 | 0 | 0 | 0 | 0 | 0 | 0
F2_Commercial_Restaurant_Existing_Space Heating_Natural Gas_Unit Heater_Baseline Forecast | F2 | Commercial | Restaurant | Existing | Space Heating | Natural Gas | Unit Heater | Baseline Forecast | Usage (MMtherm) | 0.60614 | 0.59637 | 0.5585 | 0.55798 | 0.55734 | 0.55898 | 0.55147 | 0.54609 | 0.54054 | 0.53672 | 0.52882 | 0.5227 | 0.51639 | 0.51211 | 0.50332 | 0.49672 | 0.49018 | 0.48549 | 0.47672 | 0.46995 | 0.46305 | 0.45814 | 0 | 0 | 0 | 0 | 0 | 0 | 0 | 0
F3_Commercial_Restaurant_Existing_Space Heating_Natural Gas_Unit Heater_Baseline Forecast | F3 | Commercial | Restaurant | Existing | Space Heating | Natural Gas | Unit Heater | Baseline Forecast | Peak Demand (S) | 0 | 0 | 0 | 0 | 0 | 0 | 0 | 0 | 0 | 0 | 0 | 0 | 0 | 0 | 0 | 0 | 0 | 0 | 0 | 0 | 0 | 0 | 0 | 0 | 0 | 0 | 0 | 0 | 0 | 0
F4_Commercial_Restaurant_Existing_Space Heating_Natural Gas_Unit Heater_Baseline Forecast | F4 | Commercial | Restaurant | Existing | Space Heating | Natural Gas | Unit Heater | Baseline Forecast | Peak Demand (W) | 0 | 0 | 0 | 0 | 0 | 0 | 0 | 0 | 0 | 0 | 0 | 0 | 0 | 0 | 0 | 0 | 0 | 0 | 0 | 0 | 0 | 0 | 0 | 0 | 0 | 0 | 0 | 0 | 0 | 0
F5_Commercial_Restaurant_Existing_Space Heating_Natural Gas_Unit Heater_Baseline Forecast | F5 | Commercial | Restaurant | Existing | Space Heating | Natural Gas | Unit Heater | Baseline Forecast | Turnover | 0 | 554.9252 | 1588.2904 | 3032.1179 | 4826.0307 | 6916.4401 | 9255.821 | 11802.0623 | 14517.8869 | 17370.3334 | 19850.914 | 22000.028 | 23946.5991 | 25783.1693 | 27574.6565 | 29365.1397 | 31183.1025 | 29307.3839 | 28027.748 | 27268.0563 | 26960.5308 | 26964.6915 | 0 | 0 | 0 | 0 | 0 | 0 | 0 | 0
F6_Commercial_Restaurant_Existing_Space Heating_Natural Gas_Unit Heater_Baseline Forecast | F6 | Commercial | Restaurant | Existing | Space Heating | Natural Gas | Unit Heater | Baseline Forecast | Avg. Replacement Usage | 0.90461 | 0.90461 | 0.86107 | 0.87436 | 0.88767 | 0.90489 | 0.90736 | 0.91324 | 0.91877 | 0.92724 | 0.92857 | 0.93286 | 0.93672 | 0.94418 | 0.94319 | 0.94608 | 0.94893 | 0.95525 | 0.95338 | 0.95524 | 0.95664 | 0.96202 | 0 | 0 | 0 | 0 | 0 | 0 | 0 | 0
F7_Commercial_Restaurant_Existing_Space Heating_Natural Gas_Unit Heater_Baseline Forecast | F7 | Commercial | Restaurant | Existing | Space Heating | Natural Gas | Unit Heater | Baseline Forecast | Avg. Replacement Demand (S) | 0 | 0 | 0 | 0 | 0 | 0 | 0 | 0 | 0 | 0 | 0 | 0 | 0 | 0 | 0 | 0 | 0 | 0 | 0 | 0 | 0 | 0 | 0 | 0 | 0 | 0 | 0 | 0 | 0 | 0
F8_Commercial_Restaurant_Existing_Space Heating_Natural Gas_Unit Heater_Baseline Forecast | F8 | Commercial | Restaurant | Existing | Space Heating | Natural Gas | Unit Heater | Baseline Forecast | Avg. Replacement Demand (W) | 0 | 0 | 0 | 0 | 0 | 0 | 0 | 0 | 0 | 0 | 0 | 0 | 0 | 0 | 0 | 0 | 0 | 0 | 0 | 0 | 0 | 0 | 0 | 0 | 0 | 0 | 0 | 0 | 0 | 0
F1_Commercial_Restaurant_Existing_Water Heating_Natural Gas_Water Heater_Baseline Forecast | F1 | Commercial | Restaurant | Existing | Water Heating | Natural Gas | Water Heater | Baseline Forecast | Units | 3795987.8487 | 3734762.2382 | 3674524.1376 | 3615257.6192 | 3556947.0125 | 3499576.8994 | 3443132.1107 | 3387597.7218 | 3332959.0489 | 3279201.6449 | 3226311.2957 | 3174274.0168 | 3123076.0488 | 3072703.8544 | 3023144.1148 | 2974383.7259 | 2926409.7948 | 2879209.6368 | 2832770.7717 | 2787080.9206 | 2742128.0025 | 2697900.1315 | 0 | 0 | 0 | 0 | 0 | 0 | 0 | 0
F2_Commercial_Restaurant_Existing_Water Heating_Natural Gas_Water Heater_Baseline Forecast | F2 | Commercial | Restaurant | Existing | Water Heating | Natural Gas | Water Heater | Baseline Forecast | Usage (MMtherm) | 3.6759 | 3.5721 | 3.3017 | 3.2539 | 3.2051 | 3.1696 | 3.0836 | 3.0118 | 2.9419 | 2.8844 | 2.8084 | 2.7458 | 2.6856 | 2.639 | 2.5719 | 2.5186 | 2.468 | 2.4285 | 2.3706 | 2.3243 | 2.2788 | 2.2445 | 0 | 0 | 0 | 0 | 0 | 0 | 0 | 0
F3_Commercial_Restaurant_Existing_Water Heating_Natural Gas_Water Heater_Baseline Forecast | F3 | Commercial | Restaurant | Existing | Water Heating | Natural Gas | Water Heater | Baseline Forecast | Peak Demand (S) | 0 | 0 | 0 | 0 | 0 | 0 | 0 | 0 | 0 | 0 | 0 | 0 | 0 | 0 | 0 | 0 | 0 | 0 | 0 | 0 | 0 | 0 | 0 | 0 | 0 | 0 | 0 | 0 | 0 | 0
F4_Commercial_Restaurant_Existing_Water Heating_Natural Gas_Water Heater_Baseline Forecast | F4 | Commercial | Restaurant | Existing | Water Heating | Natural Gas | Water Heater | Baseline Forecast | Peak Demand (W) | 0 | 0 | 0 | 0 | 0 | 0 | 0 | 0 | 0 | 0 | 0 | 0 | 0 | 0 | 0 | 0 | 0 | 0 | 0 | 0 | 0 | 0 | 0 | 0 | 0 | 0 | 0 | 0 | 0 | 0
F5_Commercial_Restaurant_Existing_Water Heating_Natural Gas_Water Heater_Baseline Forecast | F5 | Commercial | Restaurant | Existing | Water Heating | Natural Gas | Water Heater | Baseline Forecast | Turnover | 0 | 113174.6133 | 123496.4035 | 132369.3123 | 139952.0941 | 146386.6499 | 151799.8081 | 156304.9172 | 160003.2702 | 162985.3787 | 184885.5147 | 203842.858 | 201250.5245 | 198626.5825 | 195979.2927 | 216943.748 | 211776.4127 | 206868.5409 | 202197.3546 | 201120.6857 | 202489.7857 | 202172.5368 | 0 | 0 | 0 | 0 | 0 | 0 | 0 | 0
F6_Commercial_Restaurant_Existing_Water Heating_Natural Gas_Water Heater_Baseline Forecast | F6 | Commercial | Restaurant | Existing | Water Heating | Natural Gas | Water Heater | Baseline Forecast | Avg. Replacement Usage | 0.74684 | 0.74684 | 0.71089 | 0.72186 | 0.73285 | 0.74706 | 0.74911 | 0.75396 | 0.75853 | 0.76552 | 0.76661 | 0.77016 | 0.77334 | 0.77951 | 0.77869 | 0.78107 | 0.78343 | 0.78864 | 0.7871 | 0.78863 | 0.78979 | 0.79423 | 0 | 0 | 0 | 0 | 0 | 0 | 0 | 0
F7_Commercial_Restaurant_Existing_Water Heating_Natural Gas_Water Heater_Baseline Forecast | F7 | Commercial | Restaurant | Existing | Water Heating | Natural Gas | Water Heater | Baseline Forecast | Avg. Replacement Demand (S) | 0 | 0 | 0 | 0 | 0 | 0 | 0 | 0 | 0 | 0 | 0 | 0 | 0 | 0 | 0 | 0 | 0 | 0 | 0 | 0 | 0 | 0 | 0 | 0 | 0 | 0 | 0 | 0 | 0 | 0
F8_Commercial_Restaurant_Existing_Water Heating_Natural Gas_Water Heater_Baseline Forecast | F8 | Commercial | Restaurant | Existing | Water Heating | Natural Gas | Water Heater | Baseline Forecast | Avg. Replacement Demand (W) | 0 | 0 | 0 | 0 | 0 | 0 | 0 | 0 | 0 | 0 | 0 | 0 | 0 | 0 | 0 | 0 | 0 | 0 | 0 | 0 | 0 | 0 | 0 | 0 | 0 | 0 | 0 | 0 | 0 | 0
F1_Commercial_Restaurant_Existing_Food Preparation_Natural Gas_Oven_Baseline Forecast | F1 | Commercial | Restaurant | Existing | Food Preparation | Natural Gas | Oven | Baseline Forecast | Units | 778194.3824 | 765642.8601 | 753293.7817 | 741143.882 | 729189.9484 | 717428.8202 | 705857.3877 | 694472.5911 | 683271.4203 | 672250.9135 | 661408.1568 | 650740.2833 | 640244.4723 | 629917.9485 | 619757.9816 | 609761.8852 | 599927.016 | 590250.7738 | 580730.6001 | 571363.9775 | 562148.4295 | 553081.5193 | 0 | 0 | 0 | 0 | 0 | 0 | 0 | 0
F2_Commercial_Restaurant_Existing_Food Preparation_Natural Gas_Oven_Baseline Forecast | F2 | Commercial | Restaurant | Existing | Food Preparation | Natural Gas | Oven | Baseline Forecast | Usage (MMtherm) | 0.40027 | 0.39382 | 0.36881 | 0.36846 | 0.36804 | 0.36913 | 0.36417 | 0.36061 | 0.35695 | 0.35443 | 0.34921 | 0.34517 | 0.341 | 0.33818 | 0.33237 | 0.32802 | 0.3237 | 0.32059 | 0.31481 | 0.31033 | 0.30578 | 0.30254 | 0 | 0 | 0 | 0 | 0 | 0 | 0 | 0
F3_Commercial_Restaurant_Existing_Food Preparation_Natural Gas_Oven_Baseline Forecast | F3 | Commercial | Restaurant | Existing | Food Preparation | Natural Gas | Oven | Baseline Forecast | Peak Demand (S) | 0 | 0 | 0 | 0 | 0 | 0 | 0 | 0 | 0 | 0 | 0 | 0 | 0 | 0 | 0 | 0 | 0 | 0 | 0 | 0 | 0 | 0 | 0 | 0 | 0 | 0 | 0 | 0 | 0 | 0
F4_Commercial_Restaurant_Existing_Food Preparation_Natural Gas_Oven_Baseline Forecast | F4 | Commercial | Restaurant | Existing | Food Preparation | Natural Gas | Oven | Baseline Forecast | Peak Demand (W) | 0 | 0 | 0 | 0 | 0 | 0 | 0 | 0 | 0 | 0 | 0 | 0 | 0 | 0 | 0 | 0 | 0 | 0 | 0 | 0 | 0 | 0 | 0 | 0 | 0 | 0 | 0 | 0 | 0 | 0
F5_Commercial_Restaurant_Existing_Food Preparation_Natural Gas_Oven_Baseline Forecast | F5 | Commercial | Restaurant | Existing | Food Preparation | Natural Gas | Oven | Baseline Forecast | Turnover | 0 | 30625.7144 | 39171.2766 | 45654.4631 | 50518.2796 | 54111.3513 | 56708.0178 | 58524.1497 | 59729.5979 | 60457.9921 | 47586.2905 | 37455.0158 | 34602.6779 | 33786.8028 | 34228.9018 | 35390.3189 | 36905.3849 | 44721.3923 | 46814.6757 | 48274.9597 | 49240.0337 | 47605.976 | 0 | 0 | 0 | 0 | 0 | 0 | 0 | 0
F6_Commercial_Restaurant_Existing_Food Preparation_Natural Gas_Oven_Baseline Forecast | F6 | Commercial | Restaurant | Existing | Food Preparation | Natural Gas | Oven | Baseline Forecast | Avg. Replacement Usage | 0.51436 | 0.51436 | 0.4896 | 0.49716 | 0.50473 | 0.51452 | 0.51593 | 0.51926 | 0.52241 | 0.52723 | 0.52798 | 0.53042 | 0.53261 | 0.53686 | 0.53629 | 0.53794 | 0.53956 | 0.54315 | 0.54209 | 0.54315 | 0.54394 | 0.547 | 0 | 0 | 0 | 0 | 0 | 0 | 0 | 0
F7_Commercial_Restaurant_Existing_Food Preparation_Natural Gas_Oven_Baseline Forecast | F7 | Commercial | Restaurant | Existing | Food Preparation | Natural Gas | Oven | Baseline Forecast | Avg. Replacement Demand (S) | 0 | 0 | 0 | 0 | 0 | 0 | 0 | 0 | 0 | 0 | 0 | 0 | 0 | 0 | 0 | 0 | 0 | 0 | 0 | 0 | 0 | 0 | 0 | 0 | 0 | 0 | 0 | 0 | 0 | 0
F8_Commercial_Restaurant_Existing_Food Preparation_Natural Gas_Oven_Baseline Forecast | F8 | Commercial | Restaurant | Existing | Food Preparation | Natural Gas | Oven | Baseline Forecast | Avg. Replacement Demand (W) | 0 | 0 | 0 | 0 | 0 | 0 | 0 | 0 | 0 | 0 | 0 | 0 | 0 | 0 | 0 | 0 | 0 | 0 | 0 | 0 | 0 | 0 | 0 | 0 | 0 | 0 | 0 | 0 | 0 | 0
F1_Commercial_Restaurant_Existing_Food Preparation_Natural Gas_Conveyor Oven_Baseline Forecast | F1 | Commercial | Restaurant | Existing | Food Preparation | Natural Gas | Conveyor Oven | Baseline Forecast | Units | 389097.1912 | 382821.4301 | 376646.8909 | 370571.941 | 364594.9742 | 358714.4101 | 352928.6938 | 347236.2955 | 341635.7101 | 336125.4567 | 330704.0784 | 325370.1417 | 320122.2361 | 314958.9743 | 309878.9908 | 304880.9426 | 299963.508 | 295125.3869 | 290365.3 | 285681.9887 | 281074.2147 | 276540.7597 | 0 | 0 | 0 | 0 | 0 | 0 | 0 | 0
F2_Commercial_Restaurant_Existing_Food Preparation_Natural Gas_Conveyor Oven_Baseline Forecast | F2 | Commercial | Restaurant | Existing | Food Preparation | Natural Gas | Conveyor Oven | Baseline Forecast | Usage (MMtherm) | 0.34245 | 0.33692 | 0.31553 | 0.31523 | 0.31487 | 0.3158 | 0.31156 | 0.30852 | 0.30538 | 0.30323 | 0.29876 | 0.2953 | 0.29174 | 0.28932 | 0.28436 | 0.28063 | 0.27693 | 0.27428 | 0.26933 | 0.2655 | 0.2616 | 0.25883 | 0 | 0 | 0 | 0 | 0 | 0 | 0 | 0
F3_Commercial_Restaurant_Existing_Food Preparation_Natural Gas_Conveyor Oven_Baseline Forecast | F3 | Commercial | Restaurant | Existing | Food Preparation | Natural Gas | Conveyor Oven | Baseline Forecast | Peak Demand (S) | 0 | 0 | 0 | 0 | 0 | 0 | 0 | 0 | 0 | 0 | 0 | 0 | 0 | 0 | 0 | 0 | 0 | 0 | 0 | 0 | 0 | 0 | 0 | 0 | 0 | 0 | 0 | 0 | 0 | 0
F4_Commercial_Restaurant_Existing_Food Preparation_Natural Gas_Conveyor Oven_Baseline Forecast | F4 | Commercial | Restaurant | Existing | Food Preparation | Natural Gas | Conveyor Oven | Baseline Forecast | Peak Demand (W) | 0 | 0 | 0 | 0 | 0 | 0 | 0 | 0 | 0 | 0 | 0 | 0 | 0 | 0 | 0 | 0 | 0 | 0 | 0 | 0 | 0 | 0 | 0 | 0 | 0 | 0 | 0 | 0 | 0 | 0
F5_Commercial_Restaurant_Existing_Food Preparation_Natural Gas_Conveyor Oven_Baseline Forecast | F5 | Commercial | Restaurant | Existing | Food Preparation | Natural Gas | Conveyor Oven | Baseline Forecast | Turnover | 0 | 0 | 0 | 0 | 0 | 1434.8576 | 3952.8014 | 7278.0728 | 11194.7189 | 15533.8363 | 18840.714 | 21336.8681 | 23196.6247 | 24557.168 | 25526.4475 | 26189.4034 | 26612.8651 | 20946.9002 | 16487.2376 | 12977.0515 | 10214.1954 | 8260.7929 | 0 | 0 | 0 | 0 | 0 | 0 | 0 | 0
F6_Commercial_Restaurant_Existing_Food Preparation_Natural Gas_Conveyor Oven_Baseline Forecast | F6 | Commercial | Restaurant | Existing | Food Preparation | Natural Gas | Conveyor Oven | Baseline Forecast | Avg. Replacement Usage | 0.8801 | 0.8801 | 0.83774 | 0.85067 | 0.86363 | 0.88037 | 0.88278 | 0.8885 | 0.89388 | 0.90212 | 0.90341 | 0.90759 | 0.91134 | 0.91861 | 0.91764 | 0.92045 | 0.92323 | 0.92937 | 0.92755 | 0.92936 | 0.93073 | 0.93596 | 0 | 0 | 0 | 0 | 0 | 0 | 0 | 0
F7_Commercial_Restaurant_Existing_Food Preparation_Natural Gas_Conveyor Oven_Baseline Forecast | F7 | Commercial | Restaurant | Existing | Food Preparation | Natural Gas | Conveyor Oven | Baseline Forecast | Avg. Replacement Demand (S) | 0 | 0 | 0 | 0 | 0 | 0 | 0 | 0 | 0 | 0 | 0 | 0 | 0 | 0 | 0 | 0 | 0 | 0 | 0 | 0 | 0 | 0 | 0 | 0 | 0 | 0 | 0 | 0 | 0 | 0
F8_Commercial_Restaurant_Existing_Food Preparation_Natural Gas_Conveyor Oven_Baseline Forecast | F8 | Commercial | Restaurant | Existing | Food Preparation | Natural Gas | Conveyor Oven | Baseline Forecast | Avg. Replacement Demand (W) | 0 | 0 | 0 | 0 | 0 | 0 | 0 | 0 | 0 | 0 | 0 | 0 | 0 | 0 | 0 | 0 | 0 | 0 | 0 | 0 | 0 | 0 | 0 | 0 | 0 | 0 | 0 | 0 | 0 | 0
F1_Commercial_Restaurant_Existing_Food Preparation_Natural Gas_Double Rack Oven_Baseline Forecast | F1 | Commercial | Restaurant | Existing | Food Preparation | Natural Gas | Double Rack Oven | Baseline Forecast | Units | 389097.1912 | 382821.4301 | 376646.8909 | 370571.941 | 364594.9742 | 358714.4101 | 352928.6938 | 347236.2955 | 341635.7101 | 336125.4567 | 330704.0784 | 325370.1417 | 320122.2361 | 314958.9743 | 309878.9908 | 304880.9426 | 299963.508 | 295125.3869 | 290365.3 | 285681.9887 | 281074.2147 | 276540.7597 | 0 | 0 | 0 | 0 | 0 | 0 | 0 | 0
F2_Commercial_Restaurant_Existing_Food Preparation_Natural Gas_Double Rack Oven_Baseline Forecast | F2 | Commercial | Restaurant | Existing | Food Preparation | Natural Gas | Double Rack Oven | Baseline Forecast | Usage (MMtherm) | 0.52024 | 0.51185 | 0.47935 | 0.4789 | 0.47835 | 0.47976 | 0.47332 | 0.4687 | 0.46393 | 0.46065 | 0.45387 | 0.44862 | 0.44321 | 0.43953 | 0.43199 | 0.42633 | 0.42071 | 0.41668 | 0.40916 | 0.40334 | 0.39742 | 0.39321 | 0 | 0 | 0 | 0 | 0 | 0 | 0 | 0
F3_Commercial_Restaurant_Existing_Food Preparation_Natural Gas_Double Rack Oven_Baseline Forecast | F3 | Commercial | Restaurant | Existing | Food Preparation | Natural Gas | Double Rack Oven | Baseline Forecast | Peak Demand (S) | 0 | 0 | 0 | 0 | 0 | 0 | 0 | 0 | 0 | 0 | 0 | 0 | 0 | 0 | 0 | 0 | 0 | 0 | 0 | 0 | 0 | 0 | 0 | 0 | 0 | 0 | 0 | 0 | 0 | 0
F4_Commercial_Restaurant_Existing_Food Preparation_Natural Gas_Double Rack Oven_Baseline Forecast | F4 | Commercial | Restaurant | Existing | Food Preparation | Natural Gas | Double Rack Oven | Baseline Forecast | Peak Demand (W) | 0 | 0 | 0 | 0 | 0 | 0 | 0 | 0 | 0 | 0 | 0 | 0 | 0 | 0 | 0 | 0 | 0 | 0 | 0 | 0 | 0 | 0 | 0 | 0 | 0 | 0 | 0 | 0 | 0 | 0
F5_Commercial_Restaurant_Existing_Food Preparation_Natural Gas_Double Rack Oven_Baseline Forecast | F5 | Commercial | Restaurant | Existing | Food Preparation | Natural Gas | Double Rack Oven | Baseline Forecast | Turnover | 0 | 8507.1429 | 11624.904 | 14284.0488 | 16543.1983 | 18453.6023 | 20060.0642 | 21401.7498 | 22512.8948 | 23423.4238 | 20485.0015 | 17915.1984 | 17090.5376 | 16766.3263 | 16783.9733 | 17025.3626 | 17403.392 | 19573.8605 | 20344.6394 | 20966.6888 | 21459.5058 | 21225.5932 | 0 | 0 | 0 | 0 | 0 | 0 | 0 | 0
F6_Commercial_Restaurant_Existing_Food Preparation_Natural Gas_Double Rack Oven_Baseline Forecast | F6 | Commercial | Restaurant | Existing | Food Preparation | Natural Gas | Double Rack Oven | Baseline Forecast | Avg. Replacement Usage | 1.337 | 1.337 | 1.2727 | 1.2923 | 1.312 | 1.3374 | 1.3411 | 1.3498 | 1.358 | 1.3705 | 1.3724 | 1.3788 | 1.3845 | 1.3955 | 1.3941 | 1.3983 | 1.4025 | 1.4119 | 1.4091 | 1.4119 | 1.4139 | 1.4219 | 0 | 0 | 0 | 0 | 0 | 0 | 0 | 0
F7_Commercial_Restaurant_Existing_Food Preparation_Natural Gas_Double Rack Oven_Baseline Forecast | F7 | Commercial | Restaurant | Existing | Food Preparation | Natural Gas | Double Rack Oven | Baseline Forecast | Avg. Replacement Demand (S) | 0 | 0 | 0 | 0 | 0 | 0 | 0 | 0 | 0 | 0 | 0 | 0 | 0 | 0 | 0 | 0 | 0 | 0 | 0 | 0 | 0 | 0 | 0 | 0 | 0 | 0 | 0 | 0 | 0 | 0
F8_Commercial_Restaurant_Existing_Food Preparation_Natural Gas_Double Rack Oven_Baseline Forecast | F8 | Commercial | Restaurant | Existing | Food Preparation | Natural Gas | Double Rack Oven | Baseline Forecast | Avg. Replacement Demand (W) | 0 | 0 | 0 | 0 | 0 | 0 | 0 | 0 | 0 | 0 | 0 | 0 | 0 | 0 | 0 | 0 | 0 | 0 | 0 | 0 | 0 | 0 | 0 | 0 | 0 | 0 | 0 | 0 | 0 | 0
F1_Commercial_Restaurant_Existing_Food Preparation_Natural Gas_Fryer_Baseline Forecast | F1 | Commercial | Restaurant | Existing | Food Preparation | Natural Gas | Fryer | Baseline Forecast | Units | 3119479.1195 | 3069164.9401 | 3019662.2798 | 2970958.0495 | 2923039.3712 | 2875893.5749 | 2829508.1947 | 2783870.9657 | 2738969.8211 | 2694792.8885 | 2651328.4871 | 2608565.1244 | 2566491.4934 | 2525096.4693 | 2484369.1069 | 2444298.6374 | 2404874.4658 | 2366086.168 | 2327923.4879 | 2290376.3348 | 2253434.7811 | 2217089.0588 | 0 | 0 | 0 | 0 | 0 | 0 | 0 | 0
F2_Commercial_Restaurant_Existing_Food Preparation_Natural Gas_Fryer_Baseline Forecast | F2 | Commercial | Restaurant | Existing | Food Preparation | Natural Gas | Fryer | Baseline Forecast | Usage (MMtherm) | 2.5955 | 2.5536 | 2.3915 | 2.3892 | 2.3865 | 2.3935 | 2.3614 | 2.3383 | 2.3146 | 2.2982 | 2.2644 | 2.2382 | 2.2112 | 2.1928 | 2.1552 | 2.1269 | 2.0989 | 2.0788 | 2.0413 | 2.0123 | 1.9827 | 1.9617 | 0 | 0 | 0 | 0 | 0 | 0 | 0 | 0
F3_Commercial_Restaurant_Existing_Food Preparation_Natural Gas_Fryer_Baseline Forecast | F3 | Commercial | Restaurant | Existing | Food Preparation | Natural Gas | Fryer | Baseline Forecast | Peak Demand (S) | 0 | 0 | 0 | 0 | 0 | 0 | 0 | 0 | 0 | 0 | 0 | 0 | 0 | 0 | 0 | 0 | 0 | 0 | 0 | 0 | 0 | 0 | 0 | 0 | 0 | 0 | 0 | 0 | 0 | 0
F4_Commercial_Restaurant_Existing_Food Preparation_Natural Gas_Fryer_Baseline Forecast | F4 | Commercial | Restaurant | Existing | Food Preparation | Natural Gas | Fryer | Baseline Forecast | Peak Demand (W) | 0 | 0 | 0 | 0 | 0 | 0 | 0 | 0 | 0 | 0 | 0 | 0 | 0 | 0 | 0 | 0 | 0 | 0 | 0 | 0 | 0 | 0 | 0 | 0 | 0 | 0 | 0 | 0 | 0 | 0
F5_Commercial_Restaurant_Existing_Food Preparation_Natural Gas_Fryer_Baseline Forecast | F5 | Commercial | Restaurant | Existing | Food Preparation | Natural Gas | Fryer | Baseline Forecast | Turnover | 0 | 93004.9982 | 101487.2722 | 108778.8797 | 115010.2826 | 120298.0926 | 146182.2034 | 167656.8583 | 185490.9975 | 200295.0503 | 231623.7414 | 243730.2306 | 241816.9986 | 242053.0018 | 243436.5441 | 254102.24 | 262320.5954 | 265816.2869 | 266588.8953 | 269752.4214 | 269668.8252 | 267737.7654 | 0 | 0 | 0 | 0 | 0 | 0 | 0 | 0
F6_Commercial_Restaurant_Existing_Food Preparation_Natural Gas_Fryer_Baseline Forecast | F6 | Commercial | Restaurant | Existing | Food Preparation | Natural Gas | Fryer | Baseline Forecast | Avg. Replacement Usage | 0.83202 | 0.83202 | 0.79197 | 0.80419 | 0.81644 | 0.83228 | 0.83455 | 0.83996 | 0.84504 | 0.85283 | 0.85405 | 0.858 | 0.86155 | 0.86842 | 0.8675 | 0.87016 | 0.87279 | 0.87859 | 0.87687 | 0.87859 | 0.87988 | 0.88482 | 0 | 0 | 0 | 0 | 0 | 0 | 0 | 0
F7_Commercial_Restaurant_Existing_Food Preparation_Natural Gas_Fryer_Baseline Forecast | F7 | Commercial | Restaurant | Existing | Food Preparation | Natural Gas | Fryer | Baseline Forecast | Avg. Replacement Demand (S) | 0 | 0 | 0 | 0 | 0 | 0 | 0 | 0 | 0 | 0 | 0 | 0 | 0 | 0 | 0 | 0 | 0 | 0 | 0 | 0 | 0 | 0 | 0 | 0 | 0 | 0 | 0 | 0 | 0 | 0
F8_Commercial_Restaurant_Existing_Food Preparation_Natural Gas_Fryer_Baseline Forecast | F8 | Commercial | Restaurant | Existing | Food Preparation | Natural Gas | Fryer | Baseline Forecast | Avg. Replacement Demand (W) | 0 | 0 | 0 | 0 | 0 | 0 | 0 | 0 | 0 | 0 | 0 | 0 | 0 | 0 | 0 | 0 | 0 | 0 | 0 | 0 | 0 | 0 | 0 | 0 | 0 | 0 | 0 | 0 | 0 | 0
F1_Commercial_Restaurant_Existing_Food Preparation_Natural Gas_Broiler_Baseline Forecast | F1 | Commercial | Restaurant | Existing | Food Preparation | Natural Gas | Broiler | Baseline Forecast | Units | 1235008.6609 | 1215089.1663 | 1195490.954 | 1176208.8418 | 1157237.7315 | 1138572.6068 | 1120208.5325 | 1102140.6529 | 1084364.1908 | 1066874.4458 | 1049666.7934 | 1032736.6838 | 1016079.6405 | 999691.2592 | 983567.2067 | 967703.2195 | 952095.103 | 936738.7304 | 921630.0412 | 906765.0405 | 892139.7979 | 877750.4464 | 0 | 0 | 0 | 0 | 0 | 0 | 0 | 0
F2_Commercial_Restaurant_Existing_Food Preparation_Natural Gas_Broiler_Baseline Forecast | F2 | Commercial | Restaurant | Existing | Food Preparation | Natural Gas | Broiler | Baseline Forecast | Usage (MMtherm) | 1.0555 | 1.0385 | 0.97253 | 0.97161 | 0.9705 | 0.97336 | 0.96029 | 0.95091 | 0.94124 | 0.9346 | 0.92084 | 0.91018 | 0.8992 | 0.89175 | 0.87644 | 0.86495 | 0.85356 | 0.84538 | 0.83012 | 0.81832 | 0.80631 | 0.79776 | 0 | 0 | 0 | 0 | 0 | 0 | 0 | 0
F3_Commercial_Restaurant_Existing_Food Preparation_Natural Gas_Broiler_Baseline Forecast | F3 | Commercial | Restaurant | Existing | Food Preparation | Natural Gas | Broiler | Baseline Forecast | Peak Demand (S) | 0 | 0 | 0 | 0 | 0 | 0 | 0 | 0 | 0 | 0 | 0 | 0 | 0 | 0 | 0 | 0 | 0 | 0 | 0 | 0 | 0 | 0 | 0 | 0 | 0 | 0 | 0 | 0 | 0 | 0
F4_Commercial_Restaurant_Existing_Food Preparation_Natural Gas_Broiler_Baseline Forecast | F4 | Commercial | Restaurant | Existing | Food Preparation | Natural Gas | Broiler | Baseline Forecast | Peak Demand (W) | 0 | 0 | 0 | 0 | 0 | 0 | 0 | 0 | 0 | 0 | 0 | 0 | 0 | 0 | 0 | 0 | 0 | 0 | 0 | 0 | 0 | 0 | 0 | 0 | 0 | 0 | 0 | 0 | 0 | 0
F5_Commercial_Restaurant_Existing_Food Preparation_Natural Gas_Broiler_Baseline Forecast | F5 | Commercial | Restaurant | Existing | Food Preparation | Natural Gas | Broiler | Baseline Forecast | Turnover | 0 | 45003.3025 | 50427.0876 | 54991.9314 | 58808.4662 | 61973.399 | 64571.2595 | 66675.9283 | 68351.9737 | 69655.8205 | 60917.6351 | 53275.6379 | 54118.83 | 55105.1059 | 56133.6735 | 57134.5038 | 58060.6065 | 67976.9288 | 67982.9685 | 67850.6118 | 67599.44 | 65621.0786 | 0 | 0 | 0 | 0 | 0 | 0 | 0 | 0
F6_Commercial_Restaurant_Existing_Food Preparation_Natural Gas_Broiler_Baseline Forecast | F6 | Commercial | Restaurant | Existing | Food Preparation | Natural Gas | Broiler | Baseline Forecast | Avg. Replacement Usage | 0.85464 | 0.85464 | 0.8135 | 0.82605 | 0.83864 | 0.8549 | 0.85724 | 0.86279 | 0.86801 | 0.87601 | 0.87727 | 0.88132 | 0.88497 | 0.89202 | 0.89108 | 0.89382 | 0.89651 | 0.90247 | 0.90071 | 0.90247 | 0.90379 | 0.90887 | 0 | 0 | 0 | 0 | 0 | 0 | 0 | 0
F7_Commercial_Restaurant_Existing_Food Preparation_Natural Gas_Broiler_Baseline Forecast | F7 | Commercial | Restaurant | Existing | Food Preparation | Natural Gas | Broiler | Baseline Forecast | Avg. Replacement Demand (S) | 0 | 0 | 0 | 0 | 0 | 0 | 0 | 0 | 0 | 0 | 0 | 0 | 0 | 0 | 0 | 0 | 0 | 0 | 0 | 0 | 0 | 0 | 0 | 0 | 0 | 0 | 0 | 0 | 0 | 0
F8_Commercial_Restaurant_Existing_Food Preparation_Natural Gas_Broiler_Baseline Forecast | F8 | Commercial | Restaurant | Existing | Food Preparation | Natural Gas | Broiler | Baseline Forecast | Avg. Replacement Demand (W) | 0 | 0 | 0 | 0 | 0 | 0 | 0 | 0 | 0 | 0 | 0 | 0 | 0 | 0 | 0 | 0 | 0 | 0 | 0 | 0 | 0 | 0 | 0 | 0 | 0 | 0 | 0 | 0 | 0 | 0
F1_Commercial_Restaurant_Existing_Food Preparation_Natural Gas_Griddle_Baseline Forecast | F1 | Commercial | Restaurant | Existing | Food Preparation | Natural Gas | Griddle | Baseline Forecast | Units | 1798322.2984 | 1769317.1001 | 1740779.7275 | 1712702.6351 | 1685078.399 | 1657899.7152 | 1631159.3972 | 1604850.3747 | 1578965.6912 | 1553498.5026 | 1528442.0752 | 1503789.7836 | 1479535.1097 | 1455671.6402 | 1432193.0654 | 1409093.1772 | 1386365.8679 | 1364005.1281 | 1342005.0454 | 1320359.8027 | 1299063.6769 | 1278111.0369 | 0 | 0 | 0 | 0 | 0 | 0 | 0 | 0
F2_Commercial_Restaurant_Existing_Food Preparation_Natural Gas_Griddle_Baseline Forecast | F2 | Commercial | Restaurant | Existing | Food Preparation | Natural Gas | Griddle | Baseline Forecast | Usage (MMtherm) | 1.0924 | 1.0748 | 1.0065 | 1.0056 | 1.0044 | 1.0074 | 0.99386 | 0.98416 | 0.97415 | 0.96728 | 0.95304 | 0.942 | 0.93064 | 0.92293 | 0.90709 | 0.89519 | 0.88341 | 0.87494 | 0.85915 | 0.84694 | 0.8345 | 0.82566 | 0 | 0 | 0 | 0 | 0 | 0 | 0 | 0
F3_Commercial_Restaurant_Existing_Food Preparation_Natural Gas_Griddle_Baseline Forecast | F3 | Commercial | Restaurant | Existing | Food Preparation | Natural Gas | Griddle | Baseline Forecast | Peak Demand (S) | 0 | 0 | 0 | 0 | 0 | 0 | 0 | 0 | 0 | 0 | 0 | 0 | 0 | 0 | 0 | 0 | 0 | 0 | 0 | 0 | 0 | 0 | 0 | 0 | 0 | 0 | 0 | 0 | 0 | 0
F4_Commercial_Restaurant_Existing_Food Preparation_Natural Gas_Griddle_Baseline Forecast | F4 | Commercial | Restaurant | Existing | Food Preparation | Natural Gas | Griddle | Baseline Forecast | Peak Demand (W) | 0 | 0 | 0 | 0 | 0 | 0 | 0 | 0 | 0 | 0 | 0 | 0 | 0 | 0 | 0 | 0 | 0 | 0 | 0 | 0 | 0 | 0 | 0 | 0 | 0 | 0 | 0 | 0 | 0 | 0
F5_Commercial_Restaurant_Existing_Food Preparation_Natural Gas_Griddle_Baseline Forecast | F5 | Commercial | Restaurant | Existing | Food Preparation | Natural Gas | Griddle | Baseline Forecast | Turnover | 0 | 65530.263 | 73427.9515 | 80074.9174 | 85632.2547 | 90240.7804 | 94023.5802 | 97088.2331 | 99528.7583 | 101427.3172 | 88703.4602 | 77575.786 | 78803.5759 | 80239.7132 | 81737.4322 | 83194.7625 | 84543.2803 | 98982.6474 | 98991.442 | 98798.7145 | 98432.9779 | 95552.244 | 0 | 0 | 0 | 0 | 0 | 0 | 0 | 0
F6_Commercial_Restaurant_Existing_Food Preparation_Natural Gas_Griddle_Baseline Forecast | F6 | Commercial | Restaurant | Existing | Food Preparation | Natural Gas | Griddle | Baseline Forecast | Avg. Replacement Usage | 0.60745 | 0.60745 | 0.57821 | 0.58713 | 0.59608 | 0.60763 | 0.6093 | 0.61324 | 0.61696 | 0.62264 | 0.62354 | 0.62642 | 0.62901 | 0.63402 | 0.63335 | 0.6353 | 0.63721 | 0.64145 | 0.6402 | 0.64145 | 0.64239 | 0.646 | 0 | 0 | 0 | 0 | 0 | 0 | 0 | 0
F7_Commercial_Restaurant_Existing_Food Preparation_Natural Gas_Griddle_Baseline Forecast | F7 | Commercial | Restaurant | Existing | Food Preparation | Natural Gas | Griddle | Baseline Forecast | Avg. Replacement Demand (S) | 0 | 0 | 0 | 0 | 0 | 0 | 0 | 0 | 0 | 0 | 0 | 0 | 0 | 0 | 0 | 0 | 0 | 0 | 0 | 0 | 0 | 0 | 0 | 0 | 0 | 0 | 0 | 0 | 0 | 0
F8_Commercial_Restaurant_Existing_Food Preparation_Natural Gas_Griddle_Baseline Forecast | F8 | Commercial | Restaurant | Existing | Food Preparation | Natural Gas | Griddle | Baseline Forecast | Avg. Replacement Demand (W) | 0 | 0 | 0 | 0 | 0 | 0 | 0 | 0 | 0 | 0 | 0 | 0 | 0 | 0 | 0 | 0 | 0 | 0 | 0 | 0 | 0 | 0 | 0 | 0 | 0 | 0 | 0 | 0 | 0 | 0
F1_Commercial_Restaurant_Existing_Food Preparation_Natural Gas_Range_Baseline Forecast | F1 | Commercial | Restaurant | Existing | Food Preparation | Natural Gas | Range | Baseline Forecast | Units | 2754221.9073 | 2709798.9733 | 2666092.5382 | 2623091.0457 | 2580783.1256 | 2539157.5913 | 2498203.4366 | 2457909.8328 | 2418266.1258 | 2379261.8335 | 2340886.6426 | 2303130.4064 | 2265983.1418 | 2229435.0266 | 2193476.3972 | 2158097.7456 | 2123289.7174 | 2089043.1091 | 2055348.8654 | 2022198.0772 | 1989581.9792 | 1957491.9473 | 0 | 0 | 0 | 0 | 0 | 0 | 0 | 0
F2_Commercial_Restaurant_Existing_Food Preparation_Natural Gas_Range_Baseline Forecast | F2 | Commercial | Restaurant | Existing | Food Preparation | Natural Gas | Range | Baseline Forecast | Usage (MMtherm) | 1.7355 | 1.7075 | 1.5991 | 1.5975 | 1.5957 | 1.6004 | 1.5789 | 1.5635 | 1.5476 | 1.5367 | 1.5141 | 1.4965 | 1.4785 | 1.4662 | 1.4411 | 1.4222 | 1.4035 | 1.39 | 1.3649 | 1.3455 | 1.3258 | 1.3117 | 0 | 0 | 0 | 0 | 0 | 0 | 0 | 0
F3_Commercial_Restaurant_Existing_Food Preparation_Natural Gas_Range_Baseline Forecast | F3 | Commercial | Restaurant | Existing | Food Preparation | Natural Gas | Range | Baseline Forecast | Peak Demand (S) | 0 | 0 | 0 | 0 | 0 | 0 | 0 | 0 | 0 | 0 | 0 | 0 | 0 | 0 | 0 | 0 | 0 | 0 | 0 | 0 | 0 | 0 | 0 | 0 | 0 | 0 | 0 | 0 | 0 | 0
F4_Commercial_Restaurant_Existing_Food Preparation_Natural Gas_Range_Baseline Forecast | F4 | Commercial | Restaurant | Existing | Food Preparation | Natural Gas | Range | Baseline Forecast | Peak Demand (W) | 0 | 0 | 0 | 0 | 0 | 0 | 0 | 0 | 0 | 0 | 0 | 0 | 0 | 0 | 0 | 0 | 0 | 0 | 0 | 0 | 0 | 0 | 0 | 0 | 0 | 0 | 0 | 0 | 0 | 0
F5_Commercial_Restaurant_Existing_Food Preparation_Natural Gas_Range_Baseline Forecast | F5 | Commercial | Restaurant | Existing | Food Preparation | Natural Gas | Range | Baseline Forecast | Turnover | 0 | 108391.9589 | 138636.812 | 161582.4084 | 178796.6549 | 191513.4222 | 200703.6655 | 207131.4044 | 211397.7827 | 213975.7495 | 187146.7153 | 171255.1322 | 162711.2744 | 158960.5709 | 158205.5054 | 181828.3072 | 185582.2684 | 187852.067 | 188964.7333 | 184324.2182 | 177232.6423 | 169628.9571 | 0 | 0 | 0 | 0 | 0 | 0 | 0 | 0
F6_Commercial_Restaurant_Existing_Food Preparation_Natural Gas_Range_Baseline Forecast | F6 | Commercial | Restaurant | Existing | Food Preparation | Natural Gas | Range | Baseline Forecast | Avg. Replacement Usage | 0.63011 | 0.63011 | 0.59977 | 0.60903 | 0.61831 | 0.6303 | 0.63202 | 0.63611 | 0.63997 | 0.64587 | 0.64679 | 0.64978 | 0.65247 | 0.65767 | 0.65698 | 0.65899 | 0.66098 | 0.66538 | 0.66407 | 0.66537 | 0.66635 | 0.67009 | 0 | 0 | 0 | 0 | 0 | 0 | 0 | 0
F7_Commercial_Restaurant_Existing_Food Preparation_Natural Gas_Range_Baseline Forecast | F7 | Commercial | Restaurant | Existing | Food Preparation | Natural Gas | Range | Baseline Forecast | Avg. Replacement Demand (S) | 0 | 0 | 0 | 0 | 0 | 0 | 0 | 0 | 0 | 0 | 0 | 0 | 0 | 0 | 0 | 0 | 0 | 0 | 0 | 0 | 0 | 0 | 0 | 0 | 0 | 0 | 0 | 0 | 0 | 0
F8_Commercial_Restaurant_Existing_Food Preparation_Natural Gas_Range_Baseline Forecast | F8 | Commercial | Restaurant | Existing | Food Preparation | Natural Gas | Range | Baseline Forecast | Avg. Replacement Demand (W) | 0 | 0 | 0 | 0 | 0 | 0 | 0 | 0 | 0 | 0 | 0 | 0 | 0 | 0 | 0 | 0 | 0 | 0 | 0 | 0 | 0 | 0 | 0 | 0 | 0 | 0 | 0 | 0 | 0 | 0
F1_Commercial_Restaurant_Existing_Food Preparation_Natural Gas_Steamer_Baseline Forecast | F1 | Commercial | Restaurant | Existing | Food Preparation | Natural Gas | Steamer | Baseline Forecast | Units | 357985.499 | 352211.5393 | 346530.708 | 340941.5031 | 335442.4466 | 330032.0845 | 324708.9864 | 319471.7447 | 314318.9746 | 309249.3137 | 304261.4216 | 299353.9793 | 294525.6893 | 289775.2749 | 285101.4802 | 280503.0692 | 275978.8262 | 271527.5548 | 267148.0781 | 262839.2381 | 258599.8956 | 254428.9295 | 0 | 0 | 0 | 0 | 0 | 0 | 0 | 0
F2_Commercial_Restaurant_Existing_Food Preparation_Natural Gas_Steamer_Baseline Forecast | F2 | Commercial | Restaurant | Existing | Food Preparation | Natural Gas | Steamer | Baseline Forecast | Usage (MMtherm) | 0.37674 | 0.37066 | 0.34713 | 0.3468 | 0.34641 | 0.34743 | 0.34276 | 0.33941 | 0.33596 | 0.33359 | 0.32868 | 0.32487 | 0.32096 | 0.3183 | 0.31283 | 0.30873 | 0.30467 | 0.30175 | 0.2963 | 0.29209 | 0.2878 | 0.28475 | 0 | 0 | 0 | 0 | 0 | 0 | 0 | 0
F3_Commercial_Restaurant_Existing_Food Preparation_Natural Gas_Steamer_Baseline Forecast | F3 | Commercial | Restaurant | Existing | Food Preparation | Natural Gas | Steamer | Baseline Forecast | Peak Demand (S) | 0 | 0 | 0 | 0 | 0 | 0 | 0 | 0 | 0 | 0 | 0 | 0 | 0 | 0 | 0 | 0 | 0 | 0 | 0 | 0 | 0 | 0 | 0 | 0 | 0 | 0 | 0 | 0 | 0 | 0
F4_Commercial_Restaurant_Existing_Food Preparation_Natural Gas_Steamer_Baseline Forecast | F4 | Commercial | Restaurant | Existing | Food Preparation | Natural Gas | Steamer | Baseline Forecast | Peak Demand (W) | 0 | 0 | 0 | 0 | 0 | 0 | 0 | 0 | 0 | 0 | 0 | 0 | 0 | 0 | 0 | 0 | 0 | 0 | 0 | 0 | 0 | 0 | 0 | 0 | 0 | 0 | 0 | 0 | 0 | 0
F5_Commercial_Restaurant_Existing_Food Preparation_Natural Gas_Steamer_Baseline Forecast | F5 | Commercial | Restaurant | Existing | Food Preparation | Natural Gas | Steamer | Baseline Forecast | Turnover | 0 | 13044.8718 | 14617.036 | 15940.2235 | 17046.5024 | 17963.9049 | 18716.9332 | 19327.0025 | 19812.829 | 20190.7682 | 18909.9808 | 17940.7689 | 17220.1481 | 16696.1133 | 16325.874 | 16074.3595 | 15912.9542 | 15818.4286 | 15772.0373 | 18606.3201 | 18403.8727 | 18106.2645 | 0 | 0 | 0 | 0 | 0 | 0 | 0 | 0
F6_Commercial_Restaurant_Existing_Food Preparation_Natural Gas_Steamer_Baseline Forecast | F6 | Commercial | Restaurant | Existing | Food Preparation | Natural Gas | Steamer | Baseline Forecast | Avg. Replacement Usage | 1.0524 | 1.0524 | 1.0017 | 1.0172 | 1.0327 | 1.0527 | 1.0556 | 1.0624 | 1.0689 | 1.0787 | 1.0803 | 1.0852 | 1.0897 | 1.0984 | 1.0973 | 1.1006 | 1.1039 | 1.1113 | 1.1091 | 1.1113 | 1.1129 | 1.1192 | 0 | 0 | 0 | 0 | 0 | 0 | 0 | 0
F7_Commercial_Restaurant_Existing_Food Preparation_Natural Gas_Steamer_Baseline Forecast | F7 | Commercial | Restaurant | Existing | Food Preparation | Natural Gas | Steamer | Baseline Forecast | Avg. Replacement Demand (S) | 0 | 0 | 0 | 0 | 0 | 0 | 0 | 0 | 0 | 0 | 0 | 0 | 0 | 0 | 0 | 0 | 0 | 0 | 0 | 0 | 0 | 0 | 0 | 0 | 0 | 0 | 0 | 0 | 0 | 0
F8_Commercial_Restaurant_Existing_Food Preparation_Natural Gas_Steamer_Baseline Forecast | F8 | Commercial | Restaurant | Existing | Food Preparation | Natural Gas | Steamer | Baseline Forecast | Avg. Replacement Demand (W) | 0 | 0 | 0 | 0 | 0 | 0 | 0 | 0 | 0 | 0 | 0 | 0 | 0 | 0 | 0 | 0 | 0 | 0 | 0 | 0 | 0 | 0 | 0 | 0 | 0 | 0 | 0 | 0 | 0 | 0
F1_Commercial_Restaurant_Existing_Food Preparation_Natural Gas_Food Prep Other_Baseline Forecast | F1 | Commercial | Restaurant | Existing | Food Preparation | Natural Gas | Food Prep Other | Baseline Forecast | Units | 357985.499 | 352211.5393 | 346530.708 | 340941.5031 | 335442.4466 | 330032.0845 | 324708.9864 | 319471.7447 | 314318.9746 | 309249.3137 | 304261.4216 | 299353.9793 | 294525.6893 | 289775.2749 | 285101.4802 | 280503.0692 | 275978.8262 | 271527.5548 | 267148.0781 | 262839.2381 | 258599.8956 | 254428.9295 | 0 | 0 | 0 | 0 | 0 | 0 | 0 | 0
F2_Commercial_Restaurant_Existing_Food Preparation_Natural Gas_Food Prep Other_Baseline Forecast | F2 | Commercial | Restaurant | Existing | Food Preparation | Natural Gas | Food Prep Other | Baseline Forecast | Usage (MMtherm) | 0.26795 | 0.26363 | 0.24689 | 0.24666 | 0.24638 | 0.2471 | 0.24378 | 0.2414 | 0.23895 | 0.23726 | 0.23377 | 0.23106 | 0.22827 | 0.22638 | 0.2225 | 0.21958 | 0.21669 | 0.21461 | 0.21074 | 0.20774 | 0.20469 | 0.20252 | 0 | 0 | 0 | 0 | 0 | 0 | 0 | 0
F3_Commercial_Restaurant_Existing_Food Preparation_Natural Gas_Food Prep Other_Baseline Forecast | F3 | Commercial | Restaurant | Existing | Food Preparation | Natural Gas | Food Prep Other | Baseline Forecast | Peak Demand (S) | 0 | 0 | 0 | 0 | 0 | 0 | 0 | 0 | 0 | 0 | 0 | 0 | 0 | 0 | 0 | 0 | 0 | 0 | 0 | 0 | 0 | 0 | 0 | 0 | 0 | 0 | 0 | 0 | 0 | 0
F4_Commercial_Restaurant_Existing_Food Preparation_Natural Gas_Food Prep Other_Baseline Forecast | F4 | Commercial | Restaurant | Existing | Food Preparation | Natural Gas | Food Prep Other | Baseline Forecast | Peak Demand (W) | 0 | 0 | 0 | 0 | 0 | 0 | 0 | 0 | 0 | 0 | 0 | 0 | 0 | 0 | 0 | 0 | 0 | 0 | 0 | 0 | 0 | 0 | 0 | 0 | 0 | 0 | 0 | 0 | 0 | 0
F5_Commercial_Restaurant_Existing_Food Preparation_Natural Gas_Food Prep Other_Baseline Forecast | F5 | Commercial | Restaurant | Existing | Food Preparation | Natural Gas | Food Prep Other | Baseline Forecast | Turnover | 0 | 14088.4616 | 18019.5968 | 21001.9966 | 23239.4527 | 24892.3399 | 26086.8602 | 26922.3184 | 27476.8495 | 27811.9259 | 24324.7685 | 22259.2282 | 21148.7232 | 20661.218 | 20563.0769 | 23633.4978 | 24121.4264 | 24416.448 | 24561.069 | 23957.9088 | 23036.167 | 22047.8628 | 0 | 0 | 0 | 0 | 0 | 0 | 0 | 0
F6_Commercial_Restaurant_Existing_Food Preparation_Natural Gas_Food Prep Other_Baseline Forecast | F6 | Commercial | Restaurant | Existing | Food Preparation | Natural Gas | Food Prep Other | Baseline Forecast | Avg. Replacement Usage | 0.74849 | 0.74849 | 0.71246 | 0.72346 | 0.73448 | 0.74872 | 0.75077 | 0.75563 | 0.76021 | 0.76722 | 0.76831 | 0.77187 | 0.77506 | 0.78124 | 0.78041 | 0.78281 | 0.78517 | 0.79039 | 0.78884 | 0.79038 | 0.79154 | 0.79599 | 0 | 0 | 0 | 0 | 0 | 0 | 0 | 0
F7_Commercial_Restaurant_Existing_Food Preparation_Natural Gas_Food Prep Other_Baseline Forecast | F7 | Commercial | Restaurant | Existing | Food Preparation | Natural Gas | Food Prep Other | Baseline Forecast | Avg. Replacement Demand (S) | 0 | 0 | 0 | 0 | 0 | 0 | 0 | 0 | 0 | 0 | 0 | 0 | 0 | 0 | 0 | 0 | 0 | 0 | 0 | 0 | 0 | 0 | 0 | 0 | 0 | 0 | 0 | 0 | 0 | 0
F8_Commercial_Restaurant_Existing_Food Preparation_Natural Gas_Food Prep Other_Baseline Forecast | F8 | Commercial | Restaurant | Existing | Food Preparation | Natural Gas | Food Prep Other | Baseline Forecast | Avg. Replacement Demand (W) | 0 | 0 | 0 | 0 | 0 | 0 | 0 | 0 | 0 | 0 | 0 | 0 | 0 | 0 | 0 | 0 | 0 | 0 | 0 | 0 | 0 | 0 | 0 | 0 | 0 | 0 | 0 | 0 | 0 | 0
F1_Commercial_Restaurant_Existing_Miscellaneous_Natural Gas_Pool Heater_Baseline Forecast | F1 | Commercial | Restaurant | Existing | Miscellaneous | Natural Gas | Pool Heater | Baseline Forecast | Units | 32758.2687 | 32229.9095 | 31710.0722 | 31198.6195 | 30695.4159 | 30200.3286 | 29713.2265 | 29233.9809 | 28762.4651 | 28298.5544 | 27842.1261 | 27393.0595 | 26951.236 | 26516.5386 | 26088.8525 | 25668.0646 | 25254.0635 | 24846.7399 | 24445.9861 | 24051.696 | 23663.7654 | 23282.0917 | 0 | 0 | 0 | 0 | 0 | 0 | 0 | 0
F2_Commercial_Restaurant_Existing_Miscellaneous_Natural Gas_Pool Heater_Baseline Forecast | F2 | Commercial | Restaurant | Existing | Miscellaneous | Natural Gas | Pool Heater | Baseline Forecast | Usage (MMtherm) | 1.786e-05 | 1.7572e-05 | 1.6456e-05 | 1.6441e-05 | 1.6422e-05 | 1.6471e-05 | 1.6249e-05 | 1.6091e-05 | 1.5927e-05 | 1.5815e-05 | 1.5582e-05 | 1.5401e-05 | 1.5216e-05 | 1.509e-05 | 1.4831e-05 | 1.4636e-05 | 1.4443e-05 | 1.4305e-05 | 1.4047e-05 | 1.3847e-05 | 1.3644e-05 | 1.3499e-05 | 0 | 0 | 0 | 0 | 0 | 0 | 0 | 0
F3_Commercial_Restaurant_Existing_Miscellaneous_Natural Gas_Pool Heater_Baseline Forecast | F3 | Commercial | Restaurant | Existing | Miscellaneous | Natural Gas | Pool Heater | Baseline Forecast | Peak Demand (S) | 0 | 0 | 0 | 0 | 0 | 0 | 0 | 0 | 0 | 0 | 0 | 0 | 0 | 0 | 0 | 0 | 0 | 0 | 0 | 0 | 0 | 0 | 0 | 0 | 0 | 0 | 0 | 0 | 0 | 0
F4_Commercial_Restaurant_Existing_Miscellaneous_Natural Gas_Pool Heater_Baseline Forecast | F4 | Commercial | Restaurant | Existing | Miscellaneous | Natural Gas | Pool Heater | Baseline Forecast | Peak Demand (W) | 0 | 0 | 0 | 0 | 0 | 0 | 0 | 0 | 0 | 0 | 0 | 0 | 0 | 0 | 0 | 0 | 0 | 0 | 0 | 0 | 0 | 0 | 0 | 0 | 0 | 0 | 0 | 0 | 0 | 0
F5_Commercial_Restaurant_Existing_Miscellaneous_Natural Gas_Pool Heater_Baseline Forecast | F5 | Commercial | Restaurant | Existing | Miscellaneous | Natural Gas | Pool Heater | Baseline Forecast | Turnover | 0 | 3867.5891 | 3678.3684 | 3519.2043 | 3383.8627 | 3267.4339 | 3284.9042 | 3263.7658 | 3217.7808 | 3156.6314 | 3087.0334 | 3897.1855 | 3640.9844 | 3436.8673 | 3269.6682 | 3128.9611 | 3197.004 | 3194.7818 | 3149.7852 | 3079.9959 | 2997.0189 | 3140.0149 | 0 | 0 | 0 | 0 | 0 | 0 | 0 | 0
F6_Commercial_Restaurant_Existing_Miscellaneous_Natural Gas_Pool Heater_Baseline Forecast | F6 | Commercial | Restaurant | Existing | Miscellaneous | Natural Gas | Pool Heater | Baseline Forecast | Avg. Replacement Usage | 0.00054521 | 0.00054521 | 0.00051897 | 0.00052698 | 0.000535 | 0.00054538 | 0.00054687 | 0.00055041 | 0.00055375 | 0.00055885 | 0.00055965 | 0.00056224 | 0.00056456 | 0.00056906 | 0.00056846 | 0.00057021 | 0.00057192 | 0.00057573 | 0.0005746 | 0.00057572 | 0.00057657 | 0.00057981 | 0 | 0 | 0 | 0 | 0 | 0 | 0 | 0
F7_Commercial_Restaurant_Existing_Miscellaneous_Natural Gas_Pool Heater_Baseline Forecast | F7 | Commercial | Restaurant | Existing | Miscellaneous | Natural Gas | Pool Heater | Baseline Forecast | Avg. Replacement Demand (S) | 0 | 0 | 0 | 0 | 0 | 0 | 0 | 0 | 0 | 0 | 0 | 0 | 0 | 0 | 0 | 0 | 0 | 0 | 0 | 0 | 0 | 0 | 0 | 0 | 0 | 0 | 0 | 0 | 0 | 0
F8_Commercial_Restaurant_Existing_Miscellaneous_Natural Gas_Pool Heater_Baseline Forecast | F8 | Commercial | Restaurant | Existing | Miscellaneous | Natural Gas | Pool Heater | Baseline Forecast | Avg. Replacement Demand (W) | 0 | 0 | 0 | 0 | 0 | 0 | 0 | 0 | 0 | 0 | 0 | 0 | 0 | 0 | 0 | 0 | 0 | 0 | 0 | 0 | 0 | 0 | 0 | 0 | 0 | 0 | 0 | 0 | 0 | 0
F1_Commercial_Restaurant_Existing_Miscellaneous_Natural Gas_Miscellaneous_Baseline Forecast | F1 | Commercial | Restaurant | Existing | Miscellaneous | Natural Gas | Miscellaneous | Baseline Forecast | Units | 5343137.1922 | 5256957.56 | 5172167.922 | 5088745.8587 | 5006669.3126 | 4925916.5818 | 4846466.3143 | 4768297.5028 | 4691389.4786 | 4615721.9063 | 4541274.7788 | 4468028.4114 | 4395963.437 | 4325060.8009 | 4255301.7558 | 4186667.8565 | 4119140.9556 | 4052703.1982 | 3987337.0176 | 3923025.1302 | 3859750.5313 | 3797496.4905 | 0 | 0 | 0 | 0 | 0 | 0 | 0 | 0
F2_Commercial_Restaurant_Existing_Miscellaneous_Natural Gas_Miscellaneous_Baseline Forecast | F2 | Commercial | Restaurant | Existing | Miscellaneous | Natural Gas | Miscellaneous | Baseline Forecast | Usage (MMtherm) | 0.0027418 | 0.0026975 | 0.0025263 | 0.0025239 | 0.002521 | 0.0025284 | 0.0024945 | 0.0024701 | 0.002445 | 0.0024277 | 0.002392 | 0.0023643 | 0.0023358 | 0.0023164 | 0.0022767 | 0.0022468 | 0.0022172 | 0.002196 | 0.0021563 | 0.0021257 | 0.0020945 | 0.0020723 | 0 | 0 | 0 | 0 | 0 | 0 | 0 | 0
F3_Commercial_Restaurant_Existing_Miscellaneous_Natural Gas_Miscellaneous_Baseline Forecast | F3 | Commercial | Restaurant | Existing | Miscellaneous | Natural Gas | Miscellaneous | Baseline Forecast | Peak Demand (S) | 0 | 0 | 0 | 0 | 0 | 0 | 0 | 0 | 0 | 0 | 0 | 0 | 0 | 0 | 0 | 0 | 0 | 0 | 0 | 0 | 0 | 0 | 0 | 0 | 0 | 0 | 0 | 0 | 0 | 0
F4_Commercial_Restaurant_Existing_Miscellaneous_Natural Gas_Miscellaneous_Baseline Forecast | F4 | Commercial | Restaurant | Existing | Miscellaneous | Natural Gas | Miscellaneous | Baseline Forecast | Peak Demand (W) | 0 | 0 | 0 | 0 | 0 | 0 | 0 | 0 | 0 | 0 | 0 | 0 | 0 | 0 | 0 | 0 | 0 | 0 | 0 | 0 | 0 | 0 | 0 | 0 | 0 | 0 | 0 | 0 | 0 | 0
F5_Commercial_Restaurant_Existing_Miscellaneous_Natural Gas_Miscellaneous_Baseline Forecast | F5 | Commercial | Restaurant | Existing | Miscellaneous | Natural Gas | Miscellaneous | Baseline Forecast | Turnover | 0 | 450596.3623 | 527772.2369 | 590472.5515 | 559262.2697 | 543442.2875 | 538631.7406 | 530328.5865 | 521173.9904 | 512799.2532 | 504606.9963 | 608034.9589 | 603446.9598 | 595186.846 | 579288.0368 | 568942.5403 | 561757.2672 | 552650.5797 | 543319.176 | 534628.793 | 526072.7599 | 545195.7552 | 0 | 0 | 0 | 0 | 0 | 0 | 0 | 0
F6_Commercial_Restaurant_Existing_Miscellaneous_Natural Gas_Miscellaneous_Baseline Forecast | F6 | Commercial | Restaurant | Existing | Miscellaneous | Natural Gas | Miscellaneous | Baseline Forecast | Avg. Replacement Usage | 0.00051313 | 0.00051313 | 0.00048843 | 0.00049597 | 0.00050353 | 0.00051329 | 0.0005147 | 0.00051803 | 0.00052117 | 0.00052597 | 0.00052672 | 0.00052916 | 0.00053135 | 0.00053558 | 0.00053502 | 0.00053666 | 0.00053828 | 0.00054186 | 0.0005408 | 0.00054185 | 0.00054265 | 0.0005457 | 0 | 0 | 0 | 0 | 0 | 0 | 0 | 0
F7_Commercial_Restaurant_Existing_Miscellaneous_Natural Gas_Miscellaneous_Baseline Forecast | F7 | Commercial | Restaurant | Existing | Miscellaneous | Natural Gas | Miscellaneous | Baseline Forecast | Avg. Replacement Demand (S) | 0 | 0 | 0 | 0 | 0 | 0 | 0 | 0 | 0 | 0 | 0 | 0 | 0 | 0 | 0 | 0 | 0 | 0 | 0 | 0 | 0 | 0 | 0 | 0 | 0 | 0 | 0 | 0 | 0 | 0
F8_Commercial_Restaurant_Existing_Miscellaneous_Natural Gas_Miscellaneous_Baseline Forecast | F8 | Commercial | Restaurant | Existing | Miscellaneous | Natural Gas | Miscellaneous | Baseline Forecast | Avg. Replacement Demand (W) | 0 | 0 | 0 | 0 | 0 | 0 | 0 | 0 | 0 | 0 | 0 | 0 | 0 | 0 | 0 | 0 | 0 | 0 | 0 | 0 | 0 | 0 | 0 | 0 | 0 | 0 | 0 | 0 | 0 | 0
F1_Commercial_Restaurant_New_Space Heating_Natural Gas_Furnace_Baseline Forecast | F1 | Commercial | Restaurant | New | Space Heating | Natural Gas | Furnace | Baseline Forecast | Units | 0 | 189179.1935 | 485210.2149 | 613587.2236 | 739747.3273 | 864658.1375 | 988317.0869 | 1111195.3332 | 1232796.6061 | 1353308.7361 | 1472239.7766 | 1589822.0712 | 1706307.7995 | 1821173.6614 | 1934648.3091 | 2046464.5299 | 2157113.9258 | 2266442.7018 | 2374195.1206 | 2481075.9321 | 2586697.2631 | 2692089.595 | 0 | 0 | 0 | 0 | 0 | 0 | 0 | 0
F2_Commercial_Restaurant_New_Space Heating_Natural Gas_Furnace_Baseline Forecast | F2 | Commercial | Restaurant | New | Space Heating | Natural Gas | Furnace | Baseline Forecast | Usage (MMtherm) | 0 | 0.069099 | 0.16869 | 0.21662 | 0.26514 | 0.31592 | 0.36209 | 0.40974 | 0.45733 | 0.50667 | 0.55198 | 0.59882 | 0.64536 | 0.69429 | 0.73678 | 0.78175 | 0.8265 | 0.87417 | 0.91394 | 0.95694 | 0.99915 | 1.0457 | 0 | 0 | 0 | 0 | 0 | 0 | 0 | 0
F3_Commercial_Restaurant_New_Space Heating_Natural Gas_Furnace_Baseline Forecast | F3 | Commercial | Restaurant | New | Space Heating | Natural Gas | Furnace | Baseline Forecast | Peak Demand (S) | 0 | 0 | 0 | 0 | 0 | 0 | 0 | 0 | 0 | 0 | 0 | 0 | 0 | 0 | 0 | 0 | 0 | 0 | 0 | 0 | 0 | 0 | 0 | 0 | 0 | 0 | 0 | 0 | 0 | 0
F4_Commercial_Restaurant_New_Space Heating_Natural Gas_Furnace_Baseline Forecast | F4 | Commercial | Restaurant | New | Space Heating | Natural Gas | Furnace | Baseline Forecast | Peak Demand (W) | 0 | 0 | 0 | 0 | 0 | 0 | 0 | 0 | 0 | 0 | 0 | 0 | 0 | 0 | 0 | 0 | 0 | 0 | 0 | 0 | 0 | 0 | 0 | 0 | 0 | 0 | 0 | 0 | 0 | 0
F5_Commercial_Restaurant_New_Space Heating_Natural Gas_Furnace_Baseline Forecast | F5 | Commercial | Restaurant | New | Space Heating | Natural Gas | Furnace | Baseline Forecast | Turnover | 0 | 189179.1935 | 296031.0214 | 128377.0087 | 126160.1037 | 124910.8102 | 123658.9494 | 122878.2463 | 121601.2728 | 120512.1301 | 118931.0404 | 117582.2946 | 116485.7283 | 114865.8618 | 113474.6477 | 111816.2208 | 110649.3959 | 109328.776 | 107752.4188 | 121433.0572 | 141825.7902 | 148686.9872 | 0 | 0 | 0 | 0 | 0 | 0 | 0 | 0
F6_Commercial_Restaurant_New_Space Heating_Natural Gas_Furnace_Baseline Forecast | F6 | Commercial | Restaurant | New | Space Heating | Natural Gas | Furnace | Baseline Forecast | Avg. Replacement Usage | 0.36526 | 0.36526 | 0.34767 | 0.35304 | 0.35842 | 0.36537 | 0.36637 | 0.36874 | 0.37097 | 0.37439 | 0.37493 | 0.37666 | 0.37822 | 0.38123 | 0.38083 | 0.382 | 0.38315 | 0.3857 | 0.38495 | 0.3857 | 0.38626 | 0.38844 | 0 | 0 | 0 | 0 | 0 | 0 | 0 | 0
F7_Commercial_Restaurant_New_Space Heating_Natural Gas_Furnace_Baseline Forecast | F7 | Commercial | Restaurant | New | Space Heating | Natural Gas | Furnace | Baseline Forecast | Avg. Replacement Demand (S) | 0 | 0 | 0 | 0 | 0 | 0 | 0 | 0 | 0 | 0 | 0 | 0 | 0 | 0 | 0 | 0 | 0 | 0 | 0 | 0 | 0 | 0 | 0 | 0 | 0 | 0 | 0 | 0 | 0 | 0
F8_Commercial_Restaurant_New_Space Heating_Natural Gas_Furnace_Baseline Forecast | F8 | Commercial | Restaurant | New | Space Heating | Natural Gas | Furnace | Baseline Forecast | Avg. Replacement Demand (W) | 0 | 0 | 0 | 0 | 0 | 0 | 0 | 0 | 0 | 0 | 0 | 0 | 0 | 0 | 0 | 0 | 0 | 0 | 0 | 0 | 0 | 0 | 0 | 0 | 0 | 0 | 0 | 0 | 0 | 0
F1_Commercial_Restaurant_New_Space Heating_Natural Gas_Boiler_Baseline Forecast | F1 | Commercial | Restaurant | New | Space Heating | Natural Gas | Boiler | Baseline Forecast | Units | 0 | 8043.5013 | 20630.1175 | 26088.4378 | 31452.4999 | 36763.4448 | 42021.1631 | 47245.6876 | 52415.9179 | 57539.8401 | 62596.5377 | 67595.8895 | 72548.6176 | 77432.4724 | 82257.1757 | 87011.3661 | 91715.9456 | 96364.3751 | 100945.7813 | 105490.1285 | 109980.9253 | 114461.9855 | 0 | 0 | 0 | 0 | 0 | 0 | 0 | 0
F2_Commercial_Restaurant_New_Space Heating_Natural Gas_Boiler_Baseline Forecast | F2 | Commercial | Restaurant | New | Space Heating | Natural Gas | Boiler | Baseline Forecast | Usage (MMtherm) | 0 | 0.0099081 | 0.024189 | 0.031061 | 0.038018 | 0.045078 | 0.051478 | 0.058089 | 0.064691 | 0.071538 | 0.077818 | 0.084314 | 0.090766 | 0.097661 | 0.10365 | 0.10998 | 0.11629 | 0.12301 | 0.12861 | 0.13467 | 0.14062 | 0.14718 | 0 | 0 | 0 | 0 | 0 | 0 | 0 | 0
F3_Commercial_Restaurant_New_Space Heating_Natural Gas_Boiler_Baseline Forecast | F3 | Commercial | Restaurant | New | Space Heating | Natural Gas | Boiler | Baseline Forecast | Peak Demand (S) | 0 | 0 | 0 | 0 | 0 | 0 | 0 | 0 | 0 | 0 | 0 | 0 | 0 | 0 | 0 | 0 | 0 | 0 | 0 | 0 | 0 | 0 | 0 | 0 | 0 | 0 | 0 | 0 | 0 | 0
F4_Commercial_Restaurant_New_Space Heating_Natural Gas_Boiler_Baseline Forecast | F4 | Commercial | Restaurant | New | Space Heating | Natural Gas | Boiler | Baseline Forecast | Peak Demand (W) | 0 | 0 | 0 | 0 | 0 | 0 | 0 | 0 | 0 | 0 | 0 | 0 | 0 | 0 | 0 | 0 | 0 | 0 | 0 | 0 | 0 | 0 | 0 | 0 | 0 | 0 | 0 | 0 | 0 | 0
F5_Commercial_Restaurant_New_Space Heating_Natural Gas_Boiler_Baseline Forecast | F5 | Commercial | Restaurant | New | Space Heating | Natural Gas | Boiler | Baseline Forecast | Turnover | 0 | 8043.5013 | 12586.6162 | 5458.3203 | 5364.0622 | 5310.9448 | 5257.7184 | 5224.5245 | 5170.2303 | 5123.9222 | 5056.6976 | 4999.3518 | 4952.7281 | 4883.8548 | 4824.7033 | 4754.1905 | 4704.5795 | 4648.4295 | 4581.4061 | 4544.3472 | 4490.7968 | 4481.0602 | 0 | 0 | 0 | 0 | 0 | 0 | 0 | 0
F6_Commercial_Restaurant_New_Space Heating_Natural Gas_Boiler_Baseline Forecast | F6 | Commercial | Restaurant | New | Space Heating | Natural Gas | Boiler | Baseline Forecast | Avg. Replacement Usage | 1.2381 | 1.2318 | 1.1725 | 1.1906 | 1.2088 | 1.1905 | 1.1938 | 1.2015 | 1.2088 | 1.22 | 1.2217 | 1.2273 | 1.2324 | 1.2635 | 1.2622 | 1.2661 | 1.2699 | 1.2783 | 1.2758 | 1.2783 | 1.2802 | 1.2874 | 0 | 0 | 0 | 0 | 0 | 0 | 0 | 0
F7_Commercial_Restaurant_New_Space Heating_Natural Gas_Boiler_Baseline Forecast | F7 | Commercial | Restaurant | New | Space Heating | Natural Gas | Boiler | Baseline Forecast | Avg. Replacement Demand (S) | 0 | 0 | 0 | 0 | 0 | 0 | 0 | 0 | 0 | 0 | 0 | 0 | 0 | 0 | 0 | 0 | 0 | 0 | 0 | 0 | 0 | 0 | 0 | 0 | 0 | 0 | 0 | 0 | 0 | 0
F8_Commercial_Restaurant_New_Space Heating_Natural Gas_Boiler_Baseline Forecast | F8 | Commercial | Restaurant | New | Space Heating | Natural Gas | Boiler | Baseline Forecast | Avg. Replacement Demand (W) | 0 | 0 | 0 | 0 | 0 | 0 | 0 | 0 | 0 | 0 | 0 | 0 | 0 | 0 | 0 | 0 | 0 | 0 | 0 | 0 | 0 | 0 | 0 | 0 | 0 | 0 | 0 | 0 | 0 | 0
F1_Commercial_Restaurant_New_Space Heating_Natural Gas_Unit Heater_Baseline Forecast | F1 | Commercial | Restaurant | New | Space Heating | Natural Gas | Unit Heater | Baseline Forecast | Units | 0 | 30353.1922 | 77850.416 | 98448.0936 | 118690.0758 | 138731.6129 | 158572.293 | 178287.7118 | 197798.2444 | 217134.0275 | 236216.1298 | 255081.8302 | 273771.5901 | 292201.4476 | 310408.0893 | 328348.6418 | 346101.9809 | 363643.4309 | 380931.9594 | 398080.6413 | 415027.2436 | 431937.1038 | 0 | 0 | 0 | 0 | 0 | 0 | 0 | 0
F2_Commercial_Restaurant_New_Space Heating_Natural Gas_Unit Heater_Baseline Forecast | F2 | Commercial | Restaurant | New | Space Heating | Natural Gas | Unit Heater | Baseline Forecast | Usage (MMtherm) | 0 | 0.027458 | 0.067034 | 0.086079 | 0.10536 | 0.12554 | 0.14388 | 0.16282 | 0.18173 | 0.20134 | 0.21934 | 0.23796 | 0.25645 | 0.27589 | 0.29277 | 0.31064 | 0.32843 | 0.34737 | 0.36317 | 0.38026 | 0.39703 | 0.41553 | 0 | 0 | 0 | 0 | 0 | 0 | 0 | 0
F3_Commercial_Restaurant_New_Space Heating_Natural Gas_Unit Heater_Baseline Forecast | F3 | Commercial | Restaurant | New | Space Heating | Natural Gas | Unit Heater | Baseline Forecast | Peak Demand (S) | 0 | 0 | 0 | 0 | 0 | 0 | 0 | 0 | 0 | 0 | 0 | 0 | 0 | 0 | 0 | 0 | 0 | 0 | 0 | 0 | 0 | 0 | 0 | 0 | 0 | 0 | 0 | 0 | 0 | 0
F4_Commercial_Restaurant_New_Space Heating_Natural Gas_Unit Heater_Baseline Forecast | F4 | Commercial | Restaurant | New | Space Heating | Natural Gas | Unit Heater | Baseline Forecast | Peak Demand (W) | 0 | 0 | 0 | 0 | 0 | 0 | 0 | 0 | 0 | 0 | 0 | 0 | 0 | 0 | 0 | 0 | 0 | 0 | 0 | 0 | 0 | 0 | 0 | 0 | 0 | 0 | 0 | 0 | 0 | 0
F5_Commercial_Restaurant_New_Space Heating_Natural Gas_Unit Heater_Baseline Forecast | F5 | Commercial | Restaurant | New | Space Heating | Natural Gas | Unit Heater | Baseline Forecast | Turnover | 0 | 30353.1922 | 47497.2238 | 20597.6775 | 20241.9823 | 20041.5371 | 19840.6801 | 19715.4188 | 19510.5325 | 19335.7831 | 19082.1023 | 18865.7004 | 24760.3983 | 32785.813 | 33810.9416 | 34472.3888 | 34987.1157 | 43253.5144 | 46295.4689 | 37204.7861 | 36765.3989 | 36528.7724 | 0 | 0 | 0 | 0 | 0 | 0 | 0 | 0
F6_Commercial_Restaurant_New_Space Heating_Natural Gas_Unit Heater_Baseline Forecast | F6 | Commercial | Restaurant | New | Space Heating | Natural Gas | Unit Heater | Baseline Forecast | Avg. Replacement Usage | 0.90461 | 0.90461 | 0.86107 | 0.87436 | 0.88767 | 0.90489 | 0.90736 | 0.91324 | 0.91877 | 0.92724 | 0.92857 | 0.93286 | 0.93672 | 0.94418 | 0.94319 | 0.94608 | 0.94893 | 0.95525 | 0.95338 | 0.95524 | 0.95664 | 0.96202 | 0 | 0 | 0 | 0 | 0 | 0 | 0 | 0
F7_Commercial_Restaurant_New_Space Heating_Natural Gas_Unit Heater_Baseline Forecast | F7 | Commercial | Restaurant | New | Space Heating | Natural Gas | Unit Heater | Baseline Forecast | Avg. Replacement Demand (S) | 0 | 0 | 0 | 0 | 0 | 0 | 0 | 0 | 0 | 0 | 0 | 0 | 0 | 0 | 0 | 0 | 0 | 0 | 0 | 0 | 0 | 0 | 0 | 0 | 0 | 0 | 0 | 0 | 0 | 0
F8_Commercial_Restaurant_New_Space Heating_Natural Gas_Unit Heater_Baseline Forecast | F8 | Commercial | Restaurant | New | Space Heating | Natural Gas | Unit Heater | Baseline Forecast | Avg. Replacement Demand (W) | 0 | 0 | 0 | 0 | 0 | 0 | 0 | 0 | 0 | 0 | 0 | 0 | 0 | 0 | 0 | 0 | 0 | 0 | 0 | 0 | 0 | 0 | 0 | 0 | 0 | 0 | 0 | 0 | 0 | 0
F1_Commercial_Restaurant_New_Water Heating_Natural Gas_Water Heater_Baseline Forecast | F1 | Commercial | Restaurant | New | Water Heating | Natural Gas | Water Heater | Baseline Forecast | Units | 0 | 189151.2041 | 485138.4271 | 613496.4422 | 739637.8803 | 864530.2097 | 988170.8634 | 1111030.9297 | 1232614.2114 | 1353108.5115 | 1472021.9558 | 1589586.8539 | 1706055.3479 | 1820904.2151 | 1934362.074 | 2046161.7514 | 2156794.7765 | 2266107.3771 | 2373843.8537 | 2480708.8521 | 2586314.5562 | 2691691.2951 | 0 | 0 | 0 | 0 | 0 | 0 | 0 | 0
F2_Commercial_Restaurant_New_Water Heating_Natural Gas_Water Heater_Baseline Forecast | F2 | Commercial | Restaurant | New | Water Heating | Natural Gas | Water Heater | Baseline Forecast | Usage (MMtherm) | 0 | 0.14126 | 0.34488 | 0.44286 | 0.54205 | 0.64586 | 0.74025 | 0.83767 | 0.93497 | 1.0358 | 1.1285 | 1.2242 | 1.3194 | 1.4194 | 1.5063 | 1.5982 | 1.6897 | 1.7871 | 1.8684 | 1.9564 | 2.0427 | 2.1378 | 0 | 0 | 0 | 0 | 0 | 0 | 0 | 0
F3_Commercial_Restaurant_New_Water Heating_Natural Gas_Water Heater_Baseline Forecast | F3 | Commercial | Restaurant | New | Water Heating | Natural Gas | Water Heater | Baseline Forecast | Peak Demand (S) | 0 | 0 | 0 | 0 | 0 | 0 | 0 | 0 | 0 | 0 | 0 | 0 | 0 | 0 | 0 | 0 | 0 | 0 | 0 | 0 | 0 | 0 | 0 | 0 | 0 | 0 | 0 | 0 | 0 | 0
F4_Commercial_Restaurant_New_Water Heating_Natural Gas_Water Heater_Baseline Forecast | F4 | Commercial | Restaurant | New | Water Heating | Natural Gas | Water Heater | Baseline Forecast | Peak Demand (W) | 0 | 0 | 0 | 0 | 0 | 0 | 0 | 0 | 0 | 0 | 0 | 0 | 0 | 0 | 0 | 0 | 0 | 0 | 0 | 0 | 0 | 0 | 0 | 0 | 0 | 0 | 0 | 0 | 0 | 0
F5_Commercial_Restaurant_New_Water Heating_Natural Gas_Water Heater_Baseline Forecast | F5 | Commercial | Restaurant | New | Water Heating | Natural Gas | Water Heater | Baseline Forecast | Turnover | 0 | 189151.2041 | 295987.223 | 128358.0151 | 126141.4381 | 124892.3294 | 123640.6538 | 122860.0663 | 121583.2817 | 120494.3001 | 156743.6851 | 207026.5354 | 213709.4069 | 217869.8851 | 220853.1391 | 272028.8855 | 291394.8262 | 234295.7067 | 231240.7592 | 236689.7151 | 250542.6653 | 263863.5629 | 0 | 0 | 0 | 0 | 0 | 0 | 0 | 0
F6_Commercial_Restaurant_New_Water Heating_Natural Gas_Water Heater_Baseline Forecast | F6 | Commercial | Restaurant | New | Water Heating | Natural Gas | Water Heater | Baseline Forecast | Avg. Replacement Usage | 0.74684 | 0.74684 | 0.71089 | 0.72186 | 0.73285 | 0.74706 | 0.74911 | 0.75396 | 0.75853 | 0.76552 | 0.76661 | 0.77016 | 0.77334 | 0.77951 | 0.77869 | 0.78107 | 0.78343 | 0.78864 | 0.7871 | 0.78863 | 0.78979 | 0.79423 | 0 | 0 | 0 | 0 | 0 | 0 | 0 | 0
F7_Commercial_Restaurant_New_Water Heating_Natural Gas_Water Heater_Baseline Forecast | F7 | Commercial | Restaurant | New | Water Heating | Natural Gas | Water Heater | Baseline Forecast | Avg. Replacement Demand (S) | 0 | 0 | 0 | 0 | 0 | 0 | 0 | 0 | 0 | 0 | 0 | 0 | 0 | 0 | 0 | 0 | 0 | 0 | 0 | 0 | 0 | 0 | 0 | 0 | 0 | 0 | 0 | 0 | 0 | 0
F8_Commercial_Restaurant_New_Water Heating_Natural Gas_Water Heater_Baseline Forecast | F8 | Commercial | Restaurant | New | Water Heating | Natural Gas | Water Heater | Baseline Forecast | Avg. Replacement Demand (W) | 0 | 0 | 0 | 0 | 0 | 0 | 0 | 0 | 0 | 0 | 0 | 0 | 0 | 0 | 0 | 0 | 0 | 0 | 0 | 0 | 0 | 0 | 0 | 0 | 0 | 0 | 0 | 0 | 0 | 0
F1_Commercial_Restaurant_New_Food Preparation_Natural Gas_Oven_Baseline Forecast | F1 | Commercial | Restaurant | New | Food Preparation | Natural Gas | Oven | Baseline Forecast | Units | 0 | 35251.6706 | 90414.1218 | 114335.907 | 137844.5938 | 161120.4872 | 184163.1086 | 207060.2538 | 229719.4476 | 252175.6905 | 274337.3129 | 296247.6099 | 317953.5726 | 339357.6892 | 360502.5669 | 381338.4131 | 401956.833 | 422329.1685 | 442407.7654 | 462323.9469 | 482005.4367 | 501644.2548 | 0 | 0 | 0 | 0 | 0 | 0 | 0 | 0
F2_Commercial_Restaurant_New_Food Preparation_Natural Gas_Oven_Baseline Forecast | F2 | Commercial | Restaurant | New | Food Preparation | Natural Gas | Oven | Baseline Forecast | Usage (MMtherm) | 0 | 0.018132 | 0.044267 | 0.056843 | 0.069574 | 0.082899 | 0.095014 | 0.10752 | 0.12001 | 0.13295 | 0.14484 | 0.15714 | 0.16935 | 0.18219 | 0.19334 | 0.20514 | 0.21688 | 0.22939 | 0.23982 | 0.25111 | 0.26218 | 0.2744 | 0 | 0 | 0 | 0 | 0 | 0 | 0 | 0
F3_Commercial_Restaurant_New_Food Preparation_Natural Gas_Oven_Baseline Forecast | F3 | Commercial | Restaurant | New | Food Preparation | Natural Gas | Oven | Baseline Forecast | Peak Demand (S) | 0 | 0 | 0 | 0 | 0 | 0 | 0 | 0 | 0 | 0 | 0 | 0 | 0 | 0 | 0 | 0 | 0 | 0 | 0 | 0 | 0 | 0 | 0 | 0 | 0 | 0 | 0 | 0 | 0 | 0
F4_Commercial_Restaurant_New_Food Preparation_Natural Gas_Oven_Baseline Forecast | F4 | Commercial | Restaurant | New | Food Preparation | Natural Gas | Oven | Baseline Forecast | Peak Demand (W) | 0 | 0 | 0 | 0 | 0 | 0 | 0 | 0 | 0 | 0 | 0 | 0 | 0 | 0 | 0 | 0 | 0 | 0 | 0 | 0 | 0 | 0 | 0 | 0 | 0 | 0 | 0 | 0 | 0 | 0
F5_Commercial_Restaurant_New_Food Preparation_Natural Gas_Oven_Baseline Forecast | F5 | Commercial | Restaurant | New | Food Preparation | Natural Gas | Oven | Baseline Forecast | Turnover | 0 | 35251.6706 | 55162.4513 | 23921.7851 | 23508.6868 | 23275.8933 | 23042.6215 | 22897.1452 | 22659.1938 | 22456.2428 | 22161.6224 | 21910.297 | 28756.2968 | 38076.8742 | 39267.4407 | 40035.634 | 40633.4288 | 50233.8808 | 53766.7539 | 43208.9927 | 42698.6961 | 42423.8822 | 0 | 0 | 0 | 0 | 0 | 0 | 0 | 0
F6_Commercial_Restaurant_New_Food Preparation_Natural Gas_Oven_Baseline Forecast | F6 | Commercial | Restaurant | New | Food Preparation | Natural Gas | Oven | Baseline Forecast | Avg. Replacement Usage | 0.51436 | 0.51436 | 0.4896 | 0.49716 | 0.50473 | 0.51452 | 0.51593 | 0.51926 | 0.52241 | 0.52723 | 0.52798 | 0.53042 | 0.53261 | 0.53686 | 0.53629 | 0.53794 | 0.53956 | 0.54315 | 0.54209 | 0.54315 | 0.54394 | 0.547 | 0 | 0 | 0 | 0 | 0 | 0 | 0 | 0
F7_Commercial_Restaurant_New_Food Preparation_Natural Gas_Oven_Baseline Forecast | F7 | Commercial | Restaurant | New | Food Preparation | Natural Gas | Oven | Baseline Forecast | Avg. Replacement Demand (S) | 0 | 0 | 0 | 0 | 0 | 0 | 0 | 0 | 0 | 0 | 0 | 0 | 0 | 0 | 0 | 0 | 0 | 0 | 0 | 0 | 0 | 0 | 0 | 0 | 0 | 0 | 0 | 0 | 0 | 0
F8_Commercial_Restaurant_New_Food Preparation_Natural Gas_Oven_Baseline Forecast | F8 | Commercial | Restaurant | New | Food Preparation | Natural Gas | Oven | Baseline Forecast | Avg. Replacement Demand (W) | 0 | 0 | 0 | 0 | 0 | 0 | 0 | 0 | 0 | 0 | 0 | 0 | 0 | 0 | 0 | 0 | 0 | 0 | 0 | 0 | 0 | 0 | 0 | 0 | 0 | 0 | 0 | 0 | 0 | 0
F1_Commercial_Restaurant_New_Food Preparation_Natural Gas_Conveyor Oven_Baseline Forecast | F1 | Commercial | Restaurant | New | Food Preparation | Natural Gas | Conveyor Oven | Baseline Forecast | Units | 0 | 17625.8353 | 45207.0609 | 57167.9535 | 68922.2969 | 80560.2436 | 92081.5543 | 103530.1269 | 114859.7238 | 126087.8452 | 137168.6564 | 148123.8049 | 158976.7863 | 169678.8446 | 180251.2834 | 190669.2065 | 200978.4165 | 211164.5842 | 221203.8827 | 231161.9735 | 241002.7183 | 250822.1274 | 0 | 0 | 0 | 0 | 0 | 0 | 0 | 0
F2_Commercial_Restaurant_New_Food Preparation_Natural Gas_Conveyor Oven_Baseline Forecast | F2 | Commercial | Restaurant | New | Food Preparation | Natural Gas | Conveyor Oven | Baseline Forecast | Usage (MMtherm) | 0 | 0.015513 | 0.037872 | 0.048631 | 0.059523 | 0.070923 | 0.081288 | 0.091986 | 0.10267 | 0.11375 | 0.12392 | 0.13444 | 0.14488 | 0.15587 | 0.16541 | 0.1755 | 0.18555 | 0.19625 | 0.20518 | 0.21483 | 0.22431 | 0.23476 | 0 | 0 | 0 | 0 | 0 | 0 | 0 | 0
F3_Commercial_Restaurant_New_Food Preparation_Natural Gas_Conveyor Oven_Baseline Forecast | F3 | Commercial | Restaurant | New | Food Preparation | Natural Gas | Conveyor Oven | Baseline Forecast | Peak Demand (S) | 0 | 0 | 0 | 0 | 0 | 0 | 0 | 0 | 0 | 0 | 0 | 0 | 0 | 0 | 0 | 0 | 0 | 0 | 0 | 0 | 0 | 0 | 0 | 0 | 0 | 0 | 0 | 0 | 0 | 0
F4_Commercial_Restaurant_New_Food Preparation_Natural Gas_Conveyor Oven_Baseline Forecast | F4 | Commercial | Restaurant | New | Food Preparation | Natural Gas | Conveyor Oven | Baseline Forecast | Peak Demand (W) | 0 | 0 | 0 | 0 | 0 | 0 | 0 | 0 | 0 | 0 | 0 | 0 | 0 | 0 | 0 | 0 | 0 | 0 | 0 | 0 | 0 | 0 | 0 | 0 | 0 | 0 | 0 | 0 | 0 | 0
F5_Commercial_Restaurant_New_Food Preparation_Natural Gas_Conveyor Oven_Baseline Forecast | F5 | Commercial | Restaurant | New | Food Preparation | Natural Gas | Conveyor Oven | Baseline Forecast | Turnover | 0 | 17625.8353 | 27581.2256 | 11960.8926 | 11754.3434 | 11637.9467 | 11521.3107 | 11448.5726 | 11329.5969 | 11228.1214 | 11080.8112 | 10955.1485 | 10852.9814 | 10702.0583 | 10572.4388 | 10417.9231 | 10309.21 | 13711.3348 | 18375.6772 | 19019.3723 | 19440.6388 | 19826.9135 | 0 | 0 | 0 | 0 | 0 | 0 | 0 | 0
F6_Commercial_Restaurant_New_Food Preparation_Natural Gas_Conveyor Oven_Baseline Forecast | F6 | Commercial | Restaurant | New | Food Preparation | Natural Gas | Conveyor Oven | Baseline Forecast | Avg. Replacement Usage | 0.8801 | 0.8801 | 0.83774 | 0.85067 | 0.86363 | 0.88037 | 0.88278 | 0.8885 | 0.89388 | 0.90212 | 0.90341 | 0.90759 | 0.91134 | 0.91861 | 0.91764 | 0.92045 | 0.92323 | 0.92937 | 0.92755 | 0.92936 | 0.93073 | 0.93596 | 0 | 0 | 0 | 0 | 0 | 0 | 0 | 0
F7_Commercial_Restaurant_New_Food Preparation_Natural Gas_Conveyor Oven_Baseline Forecast | F7 | Commercial | Restaurant | New | Food Preparation | Natural Gas | Conveyor Oven | Baseline Forecast | Avg. Replacement Demand (S) | 0 | 0 | 0 | 0 | 0 | 0 | 0 | 0 | 0 | 0 | 0 | 0 | 0 | 0 | 0 | 0 | 0 | 0 | 0 | 0 | 0 | 0 | 0 | 0 | 0 | 0 | 0 | 0 | 0 | 0
F8_Commercial_Restaurant_New_Food Preparation_Natural Gas_Conveyor Oven_Baseline Forecast | F8 | Commercial | Restaurant | New | Food Preparation | Natural Gas | Conveyor Oven | Baseline Forecast | Avg. Replacement Demand (W) | 0 | 0 | 0 | 0 | 0 | 0 | 0 | 0 | 0 | 0 | 0 | 0 | 0 | 0 | 0 | 0 | 0 | 0 | 0 | 0 | 0 | 0 | 0 | 0 | 0 | 0 | 0 | 0 | 0 | 0
F1_Commercial_Restaurant_New_Food Preparation_Natural Gas_Double Rack Oven_Baseline Forecast | F1 | Commercial | Restaurant | New | Food Preparation | Natural Gas | Double Rack Oven | Baseline Forecast | Units | 0 | 17625.8353 | 45207.0609 | 57167.9535 | 68922.2969 | 80560.2436 | 92081.5543 | 103530.1269 | 114859.7238 | 126087.8452 | 137168.6564 | 148123.8049 | 158976.7863 | 169678.8446 | 180251.2834 | 190669.2065 | 200978.4165 | 211164.5842 | 221203.8827 | 231161.9735 | 241002.7183 | 250822.1274 | 0 | 0 | 0 | 0 | 0 | 0 | 0 | 0
F2_Commercial_Restaurant_New_Food Preparation_Natural Gas_Double Rack Oven_Baseline Forecast | F2 | Commercial | Restaurant | New | Food Preparation | Natural Gas | Double Rack Oven | Baseline Forecast | Usage (MMtherm) | 0 | 0.023566 | 0.057534 | 0.073879 | 0.090427 | 0.10775 | 0.12349 | 0.13974 | 0.15598 | 0.1728 | 0.18826 | 0.20423 | 0.2201 | 0.23679 | 0.25128 | 0.26662 | 0.28188 | 0.29814 | 0.3117 | 0.32637 | 0.34076 | 0.35664 | 0 | 0 | 0 | 0 | 0 | 0 | 0 | 0
F3_Commercial_Restaurant_New_Food Preparation_Natural Gas_Double Rack Oven_Baseline Forecast | F3 | Commercial | Restaurant | New | Food Preparation | Natural Gas | Double Rack Oven | Baseline Forecast | Peak Demand (S) | 0 | 0 | 0 | 0 | 0 | 0 | 0 | 0 | 0 | 0 | 0 | 0 | 0 | 0 | 0 | 0 | 0 | 0 | 0 | 0 | 0 | 0 | 0 | 0 | 0 | 0 | 0 | 0 | 0 | 0
F4_Commercial_Restaurant_New_Food Preparation_Natural Gas_Double Rack Oven_Baseline Forecast | F4 | Commercial | Restaurant | New | Food Preparation | Natural Gas | Double Rack Oven | Baseline Forecast | Peak Demand (W) | 0 | 0 | 0 | 0 | 0 | 0 | 0 | 0 | 0 | 0 | 0 | 0 | 0 | 0 | 0 | 0 | 0 | 0 | 0 | 0 | 0 | 0 | 0 | 0 | 0 | 0 | 0 | 0 | 0 | 0
F5_Commercial_Restaurant_New_Food Preparation_Natural Gas_Double Rack Oven_Baseline Forecast | F5 | Commercial | Restaurant | New | Food Preparation | Natural Gas | Double Rack Oven | Baseline Forecast | Turnover | 0 | 17625.8353 | 27581.2256 | 11960.8926 | 11754.3434 | 11637.9467 | 11521.3107 | 11448.5726 | 11329.5969 | 11228.1214 | 11080.8112 | 10955.1485 | 14378.1484 | 19038.4371 | 19633.7204 | 20017.817 | 20316.7144 | 25116.9404 | 26883.377 | 21604.4964 | 21349.348 | 21211.9411 | 0 | 0 | 0 | 0 | 0 | 0 | 0 | 0
F6_Commercial_Restaurant_New_Food Preparation_Natural Gas_Double Rack Oven_Baseline Forecast | F6 | Commercial | Restaurant | New | Food Preparation | Natural Gas | Double Rack Oven | Baseline Forecast | Avg. Replacement Usage | 1.337 | 1.337 | 1.2727 | 1.2923 | 1.312 | 1.3374 | 1.3411 | 1.3498 | 1.358 | 1.3705 | 1.3724 | 1.3788 | 1.3845 | 1.3955 | 1.3941 | 1.3983 | 1.4025 | 1.4119 | 1.4091 | 1.4119 | 1.4139 | 1.4219 | 0 | 0 | 0 | 0 | 0 | 0 | 0 | 0
F7_Commercial_Restaurant_New_Food Preparation_Natural Gas_Double Rack Oven_Baseline Forecast | F7 | Commercial | Restaurant | New | Food Preparation | Natural Gas | Double Rack Oven | Baseline Forecast | Avg. Replacement Demand (S) | 0 | 0 | 0 | 0 | 0 | 0 | 0 | 0 | 0 | 0 | 0 | 0 | 0 | 0 | 0 | 0 | 0 | 0 | 0 | 0 | 0 | 0 | 0 | 0 | 0 | 0 | 0 | 0 | 0 | 0
F8_Commercial_Restaurant_New_Food Preparation_Natural Gas_Double Rack Oven_Baseline Forecast | F8 | Commercial | Restaurant | New | Food Preparation | Natural Gas | Double Rack Oven | Baseline Forecast | Avg. Replacement Demand (W) | 0 | 0 | 0 | 0 | 0 | 0 | 0 | 0 | 0 | 0 | 0 | 0 | 0 | 0 | 0 | 0 | 0 | 0 | 0 | 0 | 0 | 0 | 0 | 0 | 0 | 0 | 0 | 0 | 0 | 0
F1_Commercial_Restaurant_New_Food Preparation_Natural Gas_Fryer_Baseline Forecast | F1 | Commercial | Restaurant | New | Food Preparation | Natural Gas | Fryer | Baseline Forecast | Units | 0 | 141310.2597 | 362435.1082 | 458328.2564 | 552565.4539 | 645869.4727 | 738238.3951 | 830024.1596 | 920856.0694 | 1010874.4275 | 1099711.7669 | 1187541.6401 | 1274552.4166 | 1360353.2093 | 1445114.8136 | 1528637.6308 | 1611288.8705 | 1692953.6532 | 1773440.952 | 1853277.1906 | 1932172.6412 | 2010897.0374 | 0 | 0 | 0 | 0 | 0 | 0 | 0 | 0
F2_Commercial_Restaurant_New_Food Preparation_Natural Gas_Fryer_Baseline Forecast | F2 | Commercial | Restaurant | New | Food Preparation | Natural Gas | Fryer | Baseline Forecast | Usage (MMtherm) | 0 | 0.11757 | 0.28704 | 0.36859 | 0.45114 | 0.53754 | 0.6161 | 0.69718 | 0.77816 | 0.86211 | 0.93921 | 1.0189 | 1.0981 | 1.1814 | 1.2536 | 1.3302 | 1.4063 | 1.4874 | 1.5551 | 1.6283 | 1.7001 | 1.7793 | 0 | 0 | 0 | 0 | 0 | 0 | 0 | 0
F3_Commercial_Restaurant_New_Food Preparation_Natural Gas_Fryer_Baseline Forecast | F3 | Commercial | Restaurant | New | Food Preparation | Natural Gas | Fryer | Baseline Forecast | Peak Demand (S) | 0 | 0 | 0 | 0 | 0 | 0 | 0 | 0 | 0 | 0 | 0 | 0 | 0 | 0 | 0 | 0 | 0 | 0 | 0 | 0 | 0 | 0 | 0 | 0 | 0 | 0 | 0 | 0 | 0 | 0
F4_Commercial_Restaurant_New_Food Preparation_Natural Gas_Fryer_Baseline Forecast | F4 | Commercial | Restaurant | New | Food Preparation | Natural Gas | Fryer | Baseline Forecast | Peak Demand (W) | 0 | 0 | 0 | 0 | 0 | 0 | 0 | 0 | 0 | 0 | 0 | 0 | 0 | 0 | 0 | 0 | 0 | 0 | 0 | 0 | 0 | 0 | 0 | 0 | 0 | 0 | 0 | 0 | 0 | 0
F5_Commercial_Restaurant_New_Food Preparation_Natural Gas_Fryer_Baseline Forecast | F5 | Commercial | Restaurant | New | Food Preparation | Natural Gas | Fryer | Baseline Forecast | Turnover | 0 | 141310.2597 | 221124.8485 | 95893.1482 | 94237.1975 | 93304.0188 | 127696.4873 | 173562.6503 | 176137.8612 | 177557.1211 | 211351.0032 | 230579.6191 | 207745.6789 | 219993.47 | 229573.9448 | 253131.3174 | 278386.7751 | 281013.9636 | 285334.349 | 298884.4591 | 311027.486 | 317001.5155 | 0 | 0 | 0 | 0 | 0 | 0 | 0 | 0
F6_Commercial_Restaurant_New_Food Preparation_Natural Gas_Fryer_Baseline Forecast | F6 | Commercial | Restaurant | New | Food Preparation | Natural Gas | Fryer | Baseline Forecast | Avg. Replacement Usage | 0.83202 | 0.83202 | 0.79197 | 0.80419 | 0.81644 | 0.83228 | 0.83455 | 0.83996 | 0.84504 | 0.85283 | 0.85405 | 0.858 | 0.86155 | 0.86842 | 0.8675 | 0.87016 | 0.87279 | 0.87859 | 0.87687 | 0.87859 | 0.87988 | 0.88482 | 0 | 0 | 0 | 0 | 0 | 0 | 0 | 0
F7_Commercial_Restaurant_New_Food Preparation_Natural Gas_Fryer_Baseline Forecast | F7 | Commercial | Restaurant | New | Food Preparation | Natural Gas | Fryer | Baseline Forecast | Avg. Replacement Demand (S) | 0 | 0 | 0 | 0 | 0 | 0 | 0 | 0 | 0 | 0 | 0 | 0 | 0 | 0 | 0 | 0 | 0 | 0 | 0 | 0 | 0 | 0 | 0 | 0 | 0 | 0 | 0 | 0 | 0 | 0
F8_Commercial_Restaurant_New_Food Preparation_Natural Gas_Fryer_Baseline Forecast | F8 | Commercial | Restaurant | New | Food Preparation | Natural Gas | Fryer | Baseline Forecast | Avg. Replacement Demand (W) | 0 | 0 | 0 | 0 | 0 | 0 | 0 | 0 | 0 | 0 | 0 | 0 | 0 | 0 | 0 | 0 | 0 | 0 | 0 | 0 | 0 | 0 | 0 | 0 | 0 | 0 | 0 | 0 | 0 | 0
F1_Commercial_Restaurant_New_Food Preparation_Natural Gas_Broiler_Baseline Forecast | F1 | Commercial | Restaurant | New | Food Preparation | Natural Gas | Broiler | Baseline Forecast | Units | 0 | 55945.0434 | 143488.8584 | 181453.1672 | 218761.8814 | 255701.1482 | 292270.2082 | 328608.3947 | 364568.9481 | 400207.4145 | 435378.313 | 470150.3535 | 504598.1117 | 538566.8347 | 572124.1407 | 605191.0082 | 637912.8162 | 670244.0837 | 702109.1828 | 733716.5257 | 764951.4085 | 796118.5705 | 0 | 0 | 0 | 0 | 0 | 0 | 0 | 0
F2_Commercial_Restaurant_New_Food Preparation_Natural Gas_Broiler_Baseline Forecast | F2 | Commercial | Restaurant | New | Food Preparation | Natural Gas | Broiler | Baseline Forecast | Usage (MMtherm) | 0 | 0.047813 | 0.11673 | 0.14989 | 0.18346 | 0.2186 | 0.25055 | 0.28352 | 0.31645 | 0.35059 | 0.38194 | 0.41435 | 0.44655 | 0.48041 | 0.50981 | 0.54093 | 0.5719 | 0.60488 | 0.6324 | 0.66215 | 0.69136 | 0.72357 | 0 | 0 | 0 | 0 | 0 | 0 | 0 | 0
F3_Commercial_Restaurant_New_Food Preparation_Natural Gas_Broiler_Baseline Forecast | F3 | Commercial | Restaurant | New | Food Preparation | Natural Gas | Broiler | Baseline Forecast | Peak Demand (S) | 0 | 0 | 0 | 0 | 0 | 0 | 0 | 0 | 0 | 0 | 0 | 0 | 0 | 0 | 0 | 0 | 0 | 0 | 0 | 0 | 0 | 0 | 0 | 0 | 0 | 0 | 0 | 0 | 0 | 0
F4_Commercial_Restaurant_New_Food Preparation_Natural Gas_Broiler_Baseline Forecast | F4 | Commercial | Restaurant | New | Food Preparation | Natural Gas | Broiler | Baseline Forecast | Peak Demand (W) | 0 | 0 | 0 | 0 | 0 | 0 | 0 | 0 | 0 | 0 | 0 | 0 | 0 | 0 | 0 | 0 | 0 | 0 | 0 | 0 | 0 | 0 | 0 | 0 | 0 | 0 | 0 | 0 | 0 | 0
F5_Commercial_Restaurant_New_Food Preparation_Natural Gas_Broiler_Baseline Forecast | F5 | Commercial | Restaurant | New | Food Preparation | Natural Gas | Broiler | Baseline Forecast | Turnover | 0 | 55945.0434 | 87543.815 | 37964.3088 | 37308.7142 | 36939.2667 | 36569.06 | 36338.1865 | 35960.5534 | 35638.4665 | 35170.8985 | 34772.0405 | 45636.7669 | 60428.6929 | 62318.1437 | 63537.2805 | 64485.9918 | 79722.084 | 85328.8179 | 68573.4586 | 67763.6085 | 67327.4738 | 0 | 0 | 0 | 0 | 0 | 0 | 0 | 0
F6_Commercial_Restaurant_New_Food Preparation_Natural Gas_Broiler_Baseline Forecast | F6 | Commercial | Restaurant | New | Food Preparation | Natural Gas | Broiler | Baseline Forecast | Avg. Replacement Usage | 0.85464 | 0.85464 | 0.8135 | 0.82605 | 0.83864 | 0.8549 | 0.85724 | 0.86279 | 0.86801 | 0.87601 | 0.87727 | 0.88132 | 0.88497 | 0.89202 | 0.89108 | 0.89382 | 0.89651 | 0.90247 | 0.90071 | 0.90247 | 0.90379 | 0.90887 | 0 | 0 | 0 | 0 | 0 | 0 | 0 | 0
F7_Commercial_Restaurant_New_Food Preparation_Natural Gas_Broiler_Baseline Forecast | F7 | Commercial | Restaurant | New | Food Preparation | Natural Gas | Broiler | Baseline Forecast | Avg. Replacement Demand (S) | 0 | 0 | 0 | 0 | 0 | 0 | 0 | 0 | 0 | 0 | 0 | 0 | 0 | 0 | 0 | 0 | 0 | 0 | 0 | 0 | 0 | 0 | 0 | 0 | 0 | 0 | 0 | 0 | 0 | 0
F8_Commercial_Restaurant_New_Food Preparation_Natural Gas_Broiler_Baseline Forecast | F8 | Commercial | Restaurant | New | Food Preparation | Natural Gas | Broiler | Baseline Forecast | Avg. Replacement Demand (W) | 0 | 0 | 0 | 0 | 0 | 0 | 0 | 0 | 0 | 0 | 0 | 0 | 0 | 0 | 0 | 0 | 0 | 0 | 0 | 0 | 0 | 0 | 0 | 0 | 0 | 0 | 0 | 0 | 0 | 0
F1_Commercial_Restaurant_New_Food Preparation_Natural Gas_Griddle_Baseline Forecast | F1 | Commercial | Restaurant | New | Food Preparation | Natural Gas | Griddle | Baseline Forecast | Units | 0 | 81462.7639 | 208937.1693 | 264217.8043 | 318543.8142 | 372331.8638 | 425580.8475 | 478493.6514 | 530856.5757 | 582750.5024 | 633963.5934 | 684595.8989 | 734756.0101 | 784218.5879 | 833082.0927 | 881231.4596 | 928878.3781 | 975956.6223 | 1022356.0687 | 1068380.1909 | 1113861.9661 | 1159245.1316 | 0 | 0 | 0 | 0 | 0 | 0 | 0 | 0
F2_Commercial_Restaurant_New_Food Preparation_Natural Gas_Griddle_Baseline Forecast | F2 | Commercial | Restaurant | New | Food Preparation | Natural Gas | Griddle | Baseline Forecast | Usage (MMtherm) | 0 | 0.049484 | 0.12081 | 0.15513 | 0.18988 | 0.22624 | 0.25931 | 0.29343 | 0.32752 | 0.36285 | 0.3953 | 0.42884 | 0.46217 | 0.49721 | 0.52764 | 0.55984 | 0.59189 | 0.62603 | 0.65451 | 0.68531 | 0.71553 | 0.74887 | 0 | 0 | 0 | 0 | 0 | 0 | 0 | 0
F3_Commercial_Restaurant_New_Food Preparation_Natural Gas_Griddle_Baseline Forecast | F3 | Commercial | Restaurant | New | Food Preparation | Natural Gas | Griddle | Baseline Forecast | Peak Demand (S) | 0 | 0 | 0 | 0 | 0 | 0 | 0 | 0 | 0 | 0 | 0 | 0 | 0 | 0 | 0 | 0 | 0 | 0 | 0 | 0 | 0 | 0 | 0 | 0 | 0 | 0 | 0 | 0 | 0 | 0
F4_Commercial_Restaurant_New_Food Preparation_Natural Gas_Griddle_Baseline Forecast | F4 | Commercial | Restaurant | New | Food Preparation | Natural Gas | Griddle | Baseline Forecast | Peak Demand (W) | 0 | 0 | 0 | 0 | 0 | 0 | 0 | 0 | 0 | 0 | 0 | 0 | 0 | 0 | 0 | 0 | 0 | 0 | 0 | 0 | 0 | 0 | 0 | 0 | 0 | 0 | 0 | 0 | 0 | 0
F5_Commercial_Restaurant_New_Food Preparation_Natural Gas_Griddle_Baseline Forecast | F5 | Commercial | Restaurant | New | Food Preparation | Natural Gas | Griddle | Baseline Forecast | Turnover | 0 | 81462.7639 | 127474.4054 | 55280.635 | 54326.0099 | 53788.0496 | 53248.9837 | 52912.8039 | 52362.9243 | 51893.9267 | 51213.0911 | 50632.3054 | 66452.664 | 87991.5011 | 90742.7705 | 92517.9814 | 93899.42 | 116085.0169 | 124249.1011 | 99851.2671 | 98672.0272 | 98036.9623 | 0 | 0 | 0 | 0 | 0 | 0 | 0 | 0
F6_Commercial_Restaurant_New_Food Preparation_Natural Gas_Griddle_Baseline Forecast | F6 | Commercial | Restaurant | New | Food Preparation | Natural Gas | Griddle | Baseline Forecast | Avg. Replacement Usage | 0.60745 | 0.60745 | 0.57821 | 0.58713 | 0.59608 | 0.60763 | 0.6093 | 0.61324 | 0.61696 | 0.62264 | 0.62354 | 0.62642 | 0.62901 | 0.63402 | 0.63335 | 0.6353 | 0.63721 | 0.64145 | 0.6402 | 0.64145 | 0.64239 | 0.646 | 0 | 0 | 0 | 0 | 0 | 0 | 0 | 0
F7_Commercial_Restaurant_New_Food Preparation_Natural Gas_Griddle_Baseline Forecast | F7 | Commercial | Restaurant | New | Food Preparation | Natural Gas | Griddle | Baseline Forecast | Avg. Replacement Demand (S) | 0 | 0 | 0 | 0 | 0 | 0 | 0 | 0 | 0 | 0 | 0 | 0 | 0 | 0 | 0 | 0 | 0 | 0 | 0 | 0 | 0 | 0 | 0 | 0 | 0 | 0 | 0 | 0 | 0 | 0
F8_Commercial_Restaurant_New_Food Preparation_Natural Gas_Griddle_Baseline Forecast | F8 | Commercial | Restaurant | New | Food Preparation | Natural Gas | Griddle | Baseline Forecast | Avg. Replacement Demand (W) | 0 | 0 | 0 | 0 | 0 | 0 | 0 | 0 | 0 | 0 | 0 | 0 | 0 | 0 | 0 | 0 | 0 | 0 | 0 | 0 | 0 | 0 | 0 | 0 | 0 | 0 | 0 | 0 | 0 | 0
F1_Commercial_Restaurant_New_Food Preparation_Natural Gas_Range_Baseline Forecast | F1 | Commercial | Restaurant | New | Food Preparation | Natural Gas | Range | Baseline Forecast | Units | 0 | 124764.3591 | 319997.8832 | 404662.9826 | 487866.0251 | 570245.154 | 651798.6762 | 732837.322 | 813033.7991 | 892511.9827 | 970947.4319 | 1048493.3785 | 1125316.1356 | 1201070.5849 | 1275907.5235 | 1349650.7237 | 1422624.3985 | 1494727.1198 | 1565790.2279 | 1636278.5078 | 1705936.1558 | 1775442.778 | 0 | 0 | 0 | 0 | 0 | 0 | 0 | 0
F2_Commercial_Restaurant_New_Food Preparation_Natural Gas_Range_Baseline Forecast | F2 | Commercial | Restaurant | New | Food Preparation | Natural Gas | Range | Baseline Forecast | Usage (MMtherm) | 0 | 0.078615 | 0.19193 | 0.24645 | 0.30165 | 0.35942 | 0.41195 | 0.46617 | 0.52032 | 0.57644 | 0.628 | 0.68129 | 0.73423 | 0.78991 | 0.83824 | 0.88941 | 0.94033 | 0.99456 | 1.0398 | 1.0887 | 1.1367 | 1.1897 | 0 | 0 | 0 | 0 | 0 | 0 | 0 | 0
F3_Commercial_Restaurant_New_Food Preparation_Natural Gas_Range_Baseline Forecast | F3 | Commercial | Restaurant | New | Food Preparation | Natural Gas | Range | Baseline Forecast | Peak Demand (S) | 0 | 0 | 0 | 0 | 0 | 0 | 0 | 0 | 0 | 0 | 0 | 0 | 0 | 0 | 0 | 0 | 0 | 0 | 0 | 0 | 0 | 0 | 0 | 0 | 0 | 0 | 0 | 0 | 0 | 0
F4_Commercial_Restaurant_New_Food Preparation_Natural Gas_Range_Baseline Forecast | F4 | Commercial | Restaurant | New | Food Preparation | Natural Gas | Range | Baseline Forecast | Peak Demand (W) | 0 | 0 | 0 | 0 | 0 | 0 | 0 | 0 | 0 | 0 | 0 | 0 | 0 | 0 | 0 | 0 | 0 | 0 | 0 | 0 | 0 | 0 | 0 | 0 | 0 | 0 | 0 | 0 | 0 | 0
F5_Commercial_Restaurant_New_Food Preparation_Natural Gas_Range_Baseline Forecast | F5 | Commercial | Restaurant | New | Food Preparation | Natural Gas | Range | Baseline Forecast | Turnover | 0 | 124764.3591 | 195233.5241 | 84665.0994 | 83203.0425 | 82379.1289 | 81553.5222 | 81038.6458 | 80196.4771 | 79478.1836 | 103388.3211 | 136554.9488 | 140962.9788 | 143707.2352 | 145674.9931 | 179430.5763 | 192204.3738 | 154541.7267 | 152526.6797 | 156120.8174 | 165258.2399 | 174044.7198 | 0 | 0 | 0 | 0 | 0 | 0 | 0 | 0
F6_Commercial_Restaurant_New_Food Preparation_Natural Gas_Range_Baseline Forecast | F6 | Commercial | Restaurant | New | Food Preparation | Natural Gas | Range | Baseline Forecast | Avg. Replacement Usage | 0.63011 | 0.63011 | 0.59977 | 0.60903 | 0.61831 | 0.6303 | 0.63202 | 0.63611 | 0.63997 | 0.64587 | 0.64679 | 0.64978 | 0.65247 | 0.65767 | 0.65698 | 0.65899 | 0.66098 | 0.66538 | 0.66407 | 0.66537 | 0.66635 | 0.67009 | 0 | 0 | 0 | 0 | 0 | 0 | 0 | 0
F7_Commercial_Restaurant_New_Food Preparation_Natural Gas_Range_Baseline Forecast | F7 | Commercial | Restaurant | New | Food Preparation | Natural Gas | Range | Baseline Forecast | Avg. Replacement Demand (S) | 0 | 0 | 0 | 0 | 0 | 0 | 0 | 0 | 0 | 0 | 0 | 0 | 0 | 0 | 0 | 0 | 0 | 0 | 0 | 0 | 0 | 0 | 0 | 0 | 0 | 0 | 0 | 0 | 0 | 0
F8_Commercial_Restaurant_New_Food Preparation_Natural Gas_Range_Baseline Forecast | F8 | Commercial | Restaurant | New | Food Preparation | Natural Gas | Range | Baseline Forecast | Avg. Replacement Demand (W) | 0 | 0 | 0 | 0 | 0 | 0 | 0 | 0 | 0 | 0 | 0 | 0 | 0 | 0 | 0 | 0 | 0 | 0 | 0 | 0 | 0 | 0 | 0 | 0 | 0 | 0 | 0 | 0 | 0 | 0
F1_Commercial_Restaurant_New_Food Preparation_Natural Gas_Steamer_Baseline Forecast | F1 | Commercial | Restaurant | New | Food Preparation | Natural Gas | Steamer | Baseline Forecast | Units | 0 | 16216.497 | 41592.3646 | 52596.8802 | 63411.362 | 74118.754 | 84718.8361 | 95251.9961 | 105675.6936 | 116006.0294 | 126200.8337 | 136280.0231 | 146265.2146 | 156111.5506 | 165838.6313 | 175423.5512 | 184908.4505 | 194280.1458 | 203516.7154 | 212678.5705 | 221732.4626 | 230766.7248 | 0 | 0 | 0 | 0 | 0 | 0 | 0 | 0
F2_Commercial_Restaurant_New_Food Preparation_Natural Gas_Steamer_Baseline Forecast | F2 | Commercial | Restaurant | New | Food Preparation | Natural Gas | Steamer | Baseline Forecast | Usage (MMtherm) | 0 | 0.017066 | 0.041664 | 0.053501 | 0.065484 | 0.078025 | 0.089428 | 0.1012 | 0.11295 | 0.12514 | 0.13633 | 0.1479 | 0.15939 | 0.17148 | 0.18197 | 0.19308 | 0.20413 | 0.2159 | 0.22572 | 0.23635 | 0.24677 | 0.25827 | 0 | 0 | 0 | 0 | 0 | 0 | 0 | 0
F3_Commercial_Restaurant_New_Food Preparation_Natural Gas_Steamer_Baseline Forecast | F3 | Commercial | Restaurant | New | Food Preparation | Natural Gas | Steamer | Baseline Forecast | Peak Demand (S) | 0 | 0 | 0 | 0 | 0 | 0 | 0 | 0 | 0 | 0 | 0 | 0 | 0 | 0 | 0 | 0 | 0 | 0 | 0 | 0 | 0 | 0 | 0 | 0 | 0 | 0 | 0 | 0 | 0 | 0
F4_Commercial_Restaurant_New_Food Preparation_Natural Gas_Steamer_Baseline Forecast | F4 | Commercial | Restaurant | New | Food Preparation | Natural Gas | Steamer | Baseline Forecast | Peak Demand (W) | 0 | 0 | 0 | 0 | 0 | 0 | 0 | 0 | 0 | 0 | 0 | 0 | 0 | 0 | 0 | 0 | 0 | 0 | 0 | 0 | 0 | 0 | 0 | 0 | 0 | 0 | 0 | 0 | 0 | 0
F5_Commercial_Restaurant_New_Food Preparation_Natural Gas_Steamer_Baseline Forecast | F5 | Commercial | Restaurant | New | Food Preparation | Natural Gas | Steamer | Baseline Forecast | Turnover | 0 | 16216.497 | 25375.8676 | 11004.5156 | 10814.4818 | 10707.392 | 10600.0821 | 10533.16 | 10423.6975 | 10330.3358 | 11996.6373 | 14500.3596 | 15137.8445 | 15628.0811 | 16056.1199 | 16388.5194 | 16702.8944 | 16945.8796 | 17116.9929 | 22493.4433 | 25335.9367 | 20763.5709 | 0 | 0 | 0 | 0 | 0 | 0 | 0 | 0
F6_Commercial_Restaurant_New_Food Preparation_Natural Gas_Steamer_Baseline Forecast | F6 | Commercial | Restaurant | New | Food Preparation | Natural Gas | Steamer | Baseline Forecast | Avg. Replacement Usage | 1.0524 | 1.0524 | 1.0017 | 1.0172 | 1.0327 | 1.0527 | 1.0556 | 1.0624 | 1.0689 | 1.0787 | 1.0803 | 1.0852 | 1.0897 | 1.0984 | 1.0973 | 1.1006 | 1.1039 | 1.1113 | 1.1091 | 1.1113 | 1.1129 | 1.1192 | 0 | 0 | 0 | 0 | 0 | 0 | 0 | 0
F7_Commercial_Restaurant_New_Food Preparation_Natural Gas_Steamer_Baseline Forecast | F7 | Commercial | Restaurant | New | Food Preparation | Natural Gas | Steamer | Baseline Forecast | Avg. Replacement Demand (S) | 0 | 0 | 0 | 0 | 0 | 0 | 0 | 0 | 0 | 0 | 0 | 0 | 0 | 0 | 0 | 0 | 0 | 0 | 0 | 0 | 0 | 0 | 0 | 0 | 0 | 0 | 0 | 0 | 0 | 0
F8_Commercial_Restaurant_New_Food Preparation_Natural Gas_Steamer_Baseline Forecast | F8 | Commercial | Restaurant | New | Food Preparation | Natural Gas | Steamer | Baseline Forecast | Avg. Replacement Demand (W) | 0 | 0 | 0 | 0 | 0 | 0 | 0 | 0 | 0 | 0 | 0 | 0 | 0 | 0 | 0 | 0 | 0 | 0 | 0 | 0 | 0 | 0 | 0 | 0 | 0 | 0 | 0 | 0 | 0 | 0
F1_Commercial_Restaurant_New_Food Preparation_Natural Gas_Food Prep Other_Baseline Forecast | F1 | Commercial | Restaurant | New | Food Preparation | Natural Gas | Food Prep Other | Baseline Forecast | Units | 0 | 16216.497 | 41592.3646 | 52596.8802 | 63411.362 | 74118.754 | 84718.8361 | 95251.9961 | 105675.6936 | 116006.0294 | 126200.8337 | 136280.0231 | 146265.2146 | 156111.5506 | 165838.6313 | 175423.5512 | 184908.4505 | 194280.1458 | 203516.7154 | 212678.5705 | 221732.4626 | 230766.7248 | 0 | 0 | 0 | 0 | 0 | 0 | 0 | 0
F2_Commercial_Restaurant_New_Food Preparation_Natural Gas_Food Prep Other_Baseline Forecast | F2 | Commercial | Restaurant | New | Food Preparation | Natural Gas | Food Prep Other | Baseline Forecast | Usage (MMtherm) | 0 | 0.012138 | 0.029633 | 0.038052 | 0.046574 | 0.055494 | 0.063604 | 0.071975 | 0.080336 | 0.089002 | 0.096962 | 0.10519 | 0.11336 | 0.12196 | 0.12942 | 0.13732 | 0.14518 | 0.15356 | 0.16054 | 0.1681 | 0.17551 | 0.18369 | 0 | 0 | 0 | 0 | 0 | 0 | 0 | 0
F3_Commercial_Restaurant_New_Food Preparation_Natural Gas_Food Prep Other_Baseline Forecast | F3 | Commercial | Restaurant | New | Food Preparation | Natural Gas | Food Prep Other | Baseline Forecast | Peak Demand (S) | 0 | 0 | 0 | 0 | 0 | 0 | 0 | 0 | 0 | 0 | 0 | 0 | 0 | 0 | 0 | 0 | 0 | 0 | 0 | 0 | 0 | 0 | 0 | 0 | 0 | 0 | 0 | 0 | 0 | 0
F4_Commercial_Restaurant_New_Food Preparation_Natural Gas_Food Prep Other_Baseline Forecast | F4 | Commercial | Restaurant | New | Food Preparation | Natural Gas | Food Prep Other | Baseline Forecast | Peak Demand (W) | 0 | 0 | 0 | 0 | 0 | 0 | 0 | 0 | 0 | 0 | 0 | 0 | 0 | 0 | 0 | 0 | 0 | 0 | 0 | 0 | 0 | 0 | 0 | 0 | 0 | 0 | 0 | 0 | 0 | 0
F5_Commercial_Restaurant_New_Food Preparation_Natural Gas_Food Prep Other_Baseline Forecast | F5 | Commercial | Restaurant | New | Food Preparation | Natural Gas | Food Prep Other | Baseline Forecast | Turnover | 0 | 16216.497 | 25375.8676 | 11004.5156 | 10814.4818 | 10707.392 | 10600.0821 | 10533.16 | 10423.6975 | 10330.3358 | 13438.1037 | 17749.0025 | 18321.945 | 18678.6352 | 18934.3985 | 23321.8479 | 24982.1478 | 20086.8699 | 19824.9601 | 20292.1154 | 21479.7701 | 22621.8104 | 0 | 0 | 0 | 0 | 0 | 0 | 0 | 0
F6_Commercial_Restaurant_New_Food Preparation_Natural Gas_Food Prep Other_Baseline Forecast | F6 | Commercial | Restaurant | New | Food Preparation | Natural Gas | Food Prep Other | Baseline Forecast | Avg. Replacement Usage | 0.74849 | 0.74849 | 0.71246 | 0.72346 | 0.73448 | 0.74872 | 0.75077 | 0.75563 | 0.76021 | 0.76722 | 0.76831 | 0.77187 | 0.77506 | 0.78124 | 0.78041 | 0.78281 | 0.78517 | 0.79039 | 0.78884 | 0.79038 | 0.79154 | 0.79599 | 0 | 0 | 0 | 0 | 0 | 0 | 0 | 0
F7_Commercial_Restaurant_New_Food Preparation_Natural Gas_Food Prep Other_Baseline Forecast | F7 | Commercial | Restaurant | New | Food Preparation | Natural Gas | Food Prep Other | Baseline Forecast | Avg. Replacement Demand (S) | 0 | 0 | 0 | 0 | 0 | 0 | 0 | 0 | 0 | 0 | 0 | 0 | 0 | 0 | 0 | 0 | 0 | 0 | 0 | 0 | 0 | 0 | 0 | 0 | 0 | 0 | 0 | 0 | 0 | 0
F8_Commercial_Restaurant_New_Food Preparation_Natural Gas_Food Prep Other_Baseline Forecast | F8 | Commercial | Restaurant | New | Food Preparation | Natural Gas | Food Prep Other | Baseline Forecast | Avg. Replacement Demand (W) | 0 | 0 | 0 | 0 | 0 | 0 | 0 | 0 | 0 | 0 | 0 | 0 | 0 | 0 | 0 | 0 | 0 | 0 | 0 | 0 | 0 | 0 | 0 | 0 | 0 | 0 | 0 | 0 | 0 | 0
F1_Commercial_Restaurant_New_Miscellaneous_Natural Gas_Pool Heater_Baseline Forecast | F1 | Commercial | Restaurant | New | Miscellaneous | Natural Gas | Pool Heater | Baseline Forecast | Units | 0 | 1483.9271 | 3806.0029 | 4812.9959 | 5802.5994 | 6782.4034 | 7752.3877 | 8716.2483 | 9670.0921 | 10615.3928 | 11548.2913 | 12470.6102 | 13384.3276 | 14285.3387 | 15175.4371 | 16052.5268 | 16920.4639 | 17778.0419 | 18623.255 | 19461.6312 | 20290.128 | 21116.8284 | 0 | 0 | 0 | 0 | 0 | 0 | 0 | 0
F2_Commercial_Restaurant_New_Miscellaneous_Natural Gas_Pool Heater_Baseline Forecast | F2 | Commercial | Restaurant | New | Miscellaneous | Natural Gas | Pool Heater | Baseline Forecast | Usage (MMtherm) | 0 | 8.0905e-07 | 1.9752e-06 | 2.5363e-06 | 3.1044e-06 | 3.699e-06 | 4.2396e-06 | 4.7975e-06 | 5.3548e-06 | 5.9324e-06 | 6.463e-06 | 7.0114e-06 | 7.5563e-06 | 8.1292e-06 | 8.6267e-06 | 9.1532e-06 | 9.6772e-06 | 1.0235e-05 | 1.0701e-05 | 1.1205e-05 | 1.1699e-05 | 1.2244e-05 | 0 | 0 | 0 | 0 | 0 | 0 | 0 | 0
F3_Commercial_Restaurant_New_Miscellaneous_Natural Gas_Pool Heater_Baseline Forecast | F3 | Commercial | Restaurant | New | Miscellaneous | Natural Gas | Pool Heater | Baseline Forecast | Peak Demand (S) | 0 | 0 | 0 | 0 | 0 | 0 | 0 | 0 | 0 | 0 | 0 | 0 | 0 | 0 | 0 | 0 | 0 | 0 | 0 | 0 | 0 | 0 | 0 | 0 | 0 | 0 | 0 | 0 | 0 | 0
F4_Commercial_Restaurant_New_Miscellaneous_Natural Gas_Pool Heater_Baseline Forecast | F4 | Commercial | Restaurant | New | Miscellaneous | Natural Gas | Pool Heater | Baseline Forecast | Peak Demand (W) | 0 | 0 | 0 | 0 | 0 | 0 | 0 | 0 | 0 | 0 | 0 | 0 | 0 | 0 | 0 | 0 | 0 | 0 | 0 | 0 | 0 | 0 | 0 | 0 | 0 | 0 | 0 | 0 | 0 | 0
F5_Commercial_Restaurant_New_Miscellaneous_Natural Gas_Pool Heater_Baseline Forecast | F5 | Commercial | Restaurant | New | Miscellaneous | Natural Gas | Pool Heater | Baseline Forecast | Turnover | 0 | 1483.9271 | 2322.0759 | 1006.993 | 989.6035 | 979.804 | 1266.7698 | 1665.704 | 1716.7173 | 1753.52 | 1775.4348 | 2238.7045 | 2519.6824 | 2184.3855 | 2262.9433 | 2327.8837 | 2551.5395 | 2812.9748 | 2859.7803 | 2912.2663 | 2958.9304 | 3162.7987 | 0 | 0 | 0 | 0 | 0 | 0 | 0 | 0
F6_Commercial_Restaurant_New_Miscellaneous_Natural Gas_Pool Heater_Baseline Forecast | F6 | Commercial | Restaurant | New | Miscellaneous | Natural Gas | Pool Heater | Baseline Forecast | Avg. Replacement Usage | 0.00054521 | 0.00054521 | 0.00051897 | 0.00052698 | 0.000535 | 0.00054538 | 0.00054687 | 0.00055041 | 0.00055375 | 0.00055885 | 0.00055965 | 0.00056224 | 0.00056456 | 0.00056906 | 0.00056846 | 0.00057021 | 0.00057192 | 0.00057573 | 0.0005746 | 0.00057572 | 0.00057657 | 0.00057981 | 0 | 0 | 0 | 0 | 0 | 0 | 0 | 0
F7_Commercial_Restaurant_New_Miscellaneous_Natural Gas_Pool Heater_Baseline Forecast | F7 | Commercial | Restaurant | New | Miscellaneous | Natural Gas | Pool Heater | Baseline Forecast | Avg. Replacement Demand (S) | 0 | 0 | 0 | 0 | 0 | 0 | 0 | 0 | 0 | 0 | 0 | 0 | 0 | 0 | 0 | 0 | 0 | 0 | 0 | 0 | 0 | 0 | 0 | 0 | 0 | 0 | 0 | 0 | 0 | 0
F8_Commercial_Restaurant_New_Miscellaneous_Natural Gas_Pool Heater_Baseline Forecast | F8 | Commercial | Restaurant | New | Miscellaneous | Natural Gas | Pool Heater | Baseline Forecast | Avg. Replacement Demand (W) | 0 | 0 | 0 | 0 | 0 | 0 | 0 | 0 | 0 | 0 | 0 | 0 | 0 | 0 | 0 | 0 | 0 | 0 | 0 | 0 | 0 | 0 | 0 | 0 | 0 | 0 | 0 | 0 | 0 | 0
F1_Commercial_Restaurant_New_Miscellaneous_Natural Gas_Miscellaneous_Baseline Forecast | F1 | Commercial | Restaurant | New | Miscellaneous | Natural Gas | Miscellaneous | Baseline Forecast | Units | 0 | 242040.4418 | 620789.6999 | 785038.3539 | 946450.646 | 1106264.5617 | 1264476.8163 | 1421690.2206 | 1577269.834 | 1731455.9718 | 1883619.2253 | 2034056.8607 | 2183091.5226 | 2330053.6881 | 2475235.9005 | 2618296.2814 | 2759863.7983 | 2899741.682 | 3037602.7362 | 3174348.635 | 3309483.1238 | 3444324.6257 | 0 | 0 | 0 | 0 | 0 | 0 | 0 | 0
F2_Commercial_Restaurant_New_Miscellaneous_Natural Gas_Miscellaneous_Baseline Forecast | F2 | Commercial | Restaurant | New | Miscellaneous | Natural Gas | Miscellaneous | Baseline Forecast | Usage (MMtherm) | 0 | 0.0001242 | 0.00030322 | 0.00038936 | 0.00047656 | 0.00056784 | 0.00065082 | 0.00073648 | 0.00082202 | 0.0009107 | 0.00099215 | 0.0010763 | 0.00116 | 0.0012479 | 0.0013243 | 0.0014051 | 0.0014856 | 0.0015712 | 0.0016427 | 0.00172 | 0.0017959 | 0.0018796 | 0 | 0 | 0 | 0 | 0 | 0 | 0 | 0
F3_Commercial_Restaurant_New_Miscellaneous_Natural Gas_Miscellaneous_Baseline Forecast | F3 | Commercial | Restaurant | New | Miscellaneous | Natural Gas | Miscellaneous | Baseline Forecast | Peak Demand (S) | 0 | 0 | 0 | 0 | 0 | 0 | 0 | 0 | 0 | 0 | 0 | 0 | 0 | 0 | 0 | 0 | 0 | 0 | 0 | 0 | 0 | 0 | 0 | 0 | 0 | 0 | 0 | 0 | 0 | 0
F4_Commercial_Restaurant_New_Miscellaneous_Natural Gas_Miscellaneous_Baseline Forecast | F4 | Commercial | Restaurant | New | Miscellaneous | Natural Gas | Miscellaneous | Baseline Forecast | Peak Demand (W) | 0 | 0 | 0 | 0 | 0 | 0 | 0 | 0 | 0 | 0 | 0 | 0 | 0 | 0 | 0 | 0 | 0 | 0 | 0 | 0 | 0 | 0 | 0 | 0 | 0 | 0 | 0 | 0 | 0 | 0
F5_Commercial_Restaurant_New_Miscellaneous_Natural Gas_Miscellaneous_Baseline Forecast | F5 | Commercial | Restaurant | New | Miscellaneous | Natural Gas | Miscellaneous | Baseline Forecast | Turnover | 0 | 242040.4418 | 378749.2581 | 164248.6541 | 195989.498 | 243558.5577 | 253457.4697 | 266850.6598 | 284348.4836 | 300767.665 | 315926.0853 | 401947.2027 | 447412.1917 | 385350.3467 | 416183.89 | 453123.1463 | 465269.7698 | 480694.0008 | 499819.1487 | 518246.65 | 535222.2184 | 574239.4448 | 0 | 0 | 0 | 0 | 0 | 0 | 0 | 0
F6_Commercial_Restaurant_New_Miscellaneous_Natural Gas_Miscellaneous_Baseline Forecast | F6 | Commercial | Restaurant | New | Miscellaneous | Natural Gas | Miscellaneous | Baseline Forecast | Avg. Replacement Usage | 0.00051313 | 0.00051313 | 0.00048843 | 0.00049597 | 0.00050353 | 0.00051329 | 0.0005147 | 0.00051803 | 0.00052117 | 0.00052597 | 0.00052672 | 0.00052916 | 0.00053135 | 0.00053558 | 0.00053502 | 0.00053666 | 0.00053828 | 0.00054186 | 0.0005408 | 0.00054185 | 0.00054265 | 0.0005457 | 0 | 0 | 0 | 0 | 0 | 0 | 0 | 0
F7_Commercial_Restaurant_New_Miscellaneous_Natural Gas_Miscellaneous_Baseline Forecast | F7 | Commercial | Restaurant | New | Miscellaneous | Natural Gas | Miscellaneous | Baseline Forecast | Avg. Replacement Demand (S) | 0 | 0 | 0 | 0 | 0 | 0 | 0 | 0 | 0 | 0 | 0 | 0 | 0 | 0 | 0 | 0 | 0 | 0 | 0 | 0 | 0 | 0 | 0 | 0 | 0 | 0 | 0 | 0 | 0 | 0
F8_Commercial_Restaurant_New_Miscellaneous_Natural Gas_Miscellaneous_Baseline Forecast | F8 | Commercial | Restaurant | New | Miscellaneous | Natural Gas | Miscellaneous | Baseline Forecast | Avg. Replacement Demand (W) | 0 | 0 | 0 | 0 | 0 | 0 | 0 | 0 | 0 | 0 | 0 | 0 | 0 | 0 | 0 | 0 | 0 | 0 | 0 | 0 | 0 | 0 | 0 | 0 | 0 | 0 | 0 | 0 | 0 | 0
F1_Commercial_Grocery_Existing_Space Heating_Natural Gas_Furnace_Baseline Forecast | F1 | Commercial | Grocery | Existing | Space Heating | Natural Gas | Furnace | Baseline Forecast | Units | 2452694.9017 | 2408100.4489 | 2364316.8044 | 2321329.2262 | 2279123.2402 | 2237684.6359 | 2196999.4607 | 2157054.0159 | 2117834.852 | 2079328.7638 | 2041522.7863 | 2004404.1901 | 1967960.4776 | 1932179.378 | 1897048.8439 | 1862557.0467 | 1828692.3731 | 1795443.4209 | 1762798.995 | 1730748.1042 | 1699279.9569 | 1668383.9577 | 0 | 0 | 0 | 0 | 0 | 0 | 0 | 0
F2_Commercial_Grocery_Existing_Space Heating_Natural Gas_Furnace_Baseline Forecast | F2 | Commercial | Grocery | Existing | Space Heating | Natural Gas | Furnace | Baseline Forecast | Usage (MMtherm) | 1.1792 | 1.1516 | 1.0704 | 1.0612 | 1.0519 | 1.047 | 1.0252 | 1.0076 | 0.98937 | 0.97467 | 0.95297 | 0.93493 | 0.91706 | 0.90322 | 0.88184 | 0.86474 | 0.84813 | 0.83504 | 0.8153 | 0.79926 | 0.78328 | 0.77091 | 0 | 0 | 0 | 0 | 0 | 0 | 0 | 0
F3_Commercial_Grocery_Existing_Space Heating_Natural Gas_Furnace_Baseline Forecast | F3 | Commercial | Grocery | Existing | Space Heating | Natural Gas | Furnace | Baseline Forecast | Peak Demand (S) | 0 | 0 | 0 | 0 | 0 | 0 | 0 | 0 | 0 | 0 | 0 | 0 | 0 | 0 | 0 | 0 | 0 | 0 | 0 | 0 | 0 | 0 | 0 | 0 | 0 | 0 | 0 | 0 | 0 | 0
F4_Commercial_Grocery_Existing_Space Heating_Natural Gas_Furnace_Baseline Forecast | F4 | Commercial | Grocery | Existing | Space Heating | Natural Gas | Furnace | Baseline Forecast | Peak Demand (W) | 0 | 0 | 0 | 0 | 0 | 0 | 0 | 0 | 0 | 0 | 0 | 0 | 0 | 0 | 0 | 0 | 0 | 0 | 0 | 0 | 0 | 0 | 0 | 0 | 0 | 0 | 0 | 0 | 0 | 0
F5_Commercial_Grocery_Existing_Space Heating_Natural Gas_Furnace_Baseline Forecast | F5 | Commercial | Grocery | Existing | Space Heating | Natural Gas | Furnace | Baseline Forecast | Turnover | 0 | 62956.8745 | 65902.7175 | 68484.3833 | 70732.08 | 72673.6758 | 74334.8768 | 75739.3924 | 76909.0878 | 77864.1245 | 78623.0908 | 79203.1217 | 73188.767 | 67631.1173 | 62495.4924 | 57749.8454 | 53364.563 | 49312.2807 | 45567.7118 | 45588.1295 | 45708.0084 | 45902.5636 | 0 | 0 | 0 | 0 | 0 | 0 | 0 | 0
F6_Commercial_Grocery_Existing_Space Heating_Natural Gas_Furnace_Baseline Forecast | F6 | Commercial | Grocery | Existing | Space Heating | Natural Gas | Furnace | Baseline Forecast | Avg. Replacement Usage | 0.42069 | 0.42069 | 0.40044 | 0.40662 | 0.41282 | 0.42082 | 0.42197 | 0.42471 | 0.41778 | 0.42163 | 0.42223 | 0.42419 | 0.42594 | 0.42934 | 0.42888 | 0.4302 | 0.4315 | 0.43437 | 0.43352 | 0.43436 | 0.435 | 0.43745 | 0 | 0 | 0 | 0 | 0 | 0 | 0 | 0
F7_Commercial_Grocery_Existing_Space Heating_Natural Gas_Furnace_Baseline Forecast | F7 | Commercial | Grocery | Existing | Space Heating | Natural Gas | Furnace | Baseline Forecast | Avg. Replacement Demand (S) | 0 | 0 | 0 | 0 | 0 | 0 | 0 | 0 | 0 | 0 | 0 | 0 | 0 | 0 | 0 | 0 | 0 | 0 | 0 | 0 | 0 | 0 | 0 | 0 | 0 | 0 | 0 | 0 | 0 | 0
F8_Commercial_Grocery_Existing_Space Heating_Natural Gas_Furnace_Baseline Forecast | F8 | Commercial | Grocery | Existing | Space Heating | Natural Gas | Furnace | Baseline Forecast | Avg. Replacement Demand (W) | 0 | 0 | 0 | 0 | 0 | 0 | 0 | 0 | 0 | 0 | 0 | 0 | 0 | 0 | 0 | 0 | 0 | 0 | 0 | 0 | 0 | 0 | 0 | 0 | 0 | 0 | 0 | 0 | 0 | 0
F1_Commercial_Grocery_Existing_Space Heating_Natural Gas_Boiler_Baseline Forecast | F1 | Commercial | Grocery | Existing | Space Heating | Natural Gas | Boiler | Baseline Forecast | Units | 251667.5915 | 247091.8171 | 242599.2386 | 238188.3434 | 233857.6462 | 229605.689 | 225431.0401 | 221332.2939 | 217308.0704 | 213357.0146 | 209477.7962 | 205669.1089 | 201929.6706 | 198258.222 | 194653.5271 | 191114.3721 | 187639.5653 | 184227.9368 | 180878.338 | 177589.6409 | 174360.7384 | 171190.5431 | 0 | 0 | 0 | 0 | 0 | 0 | 0 | 0
F2_Commercial_Grocery_Existing_Space Heating_Natural Gas_Boiler_Baseline Forecast | F2 | Commercial | Grocery | Existing | Space Heating | Natural Gas | Boiler | Baseline Forecast | Usage (MMtherm) | 0.47981 | 0.4675 | 0.43359 | 0.42904 | 0.42449 | 0.42177 | 0.41227 | 0.40454 | 0.39687 | 0.39065 | 0.38163 | 0.37409 | 0.3666 | 0.36073 | 0.35186 | 0.34472 | 0.33781 | 0.33232 | 0.32423 | 0.31768 | 0.3112 | 0.30622 | 0 | 0 | 0 | 0 | 0 | 0 | 0 | 0
F3_Commercial_Grocery_Existing_Space Heating_Natural Gas_Boiler_Baseline Forecast | F3 | Commercial | Grocery | Existing | Space Heating | Natural Gas | Boiler | Baseline Forecast | Peak Demand (S) | 0 | 0 | 0 | 0 | 0 | 0 | 0 | 0 | 0 | 0 | 0 | 0 | 0 | 0 | 0 | 0 | 0 | 0 | 0 | 0 | 0 | 0 | 0 | 0 | 0 | 0 | 0 | 0 | 0 | 0
F4_Commercial_Grocery_Existing_Space Heating_Natural Gas_Boiler_Baseline Forecast | F4 | Commercial | Grocery | Existing | Space Heating | Natural Gas | Boiler | Baseline Forecast | Peak Demand (W) | 0 | 0 | 0 | 0 | 0 | 0 | 0 | 0 | 0 | 0 | 0 | 0 | 0 | 0 | 0 | 0 | 0 | 0 | 0 | 0 | 0 | 0 | 0 | 0 | 0 | 0 | 0 | 0 | 0 | 0
F5_Commercial_Grocery_Existing_Space Heating_Natural Gas_Boiler_Baseline Forecast | F5 | Commercial | Grocery | Existing | Space Heating | Natural Gas | Boiler | Baseline Forecast | Turnover | 0 | 7487.6308 | 7418.3238 | 7343.0967 | 7262.8285 | 7178.2994 | 7090.2015 | 6999.1483 | 6905.683 | 6810.2865 | 6713.384 | 6615.3511 | 6516.519 | 6417.1796 | 6317.5897 | 6217.9749 | 6118.5327 | 6019.4362 | 5920.8361 | 5822.8636 | 5725.6326 | 5629.2412 | 0 | 0 | 0 | 0 | 0 | 0 | 0 | 0
F6_Commercial_Grocery_Existing_Space Heating_Natural Gas_Boiler_Baseline Forecast | F6 | Commercial | Grocery | Existing | Space Heating | Natural Gas | Boiler | Baseline Forecast | Avg. Replacement Usage | 1.6249 | 1.6249 | 1.5467 | 1.5706 | 1.5945 | 1.6254 | 1.6299 | 1.6404 | 1.6504 | 1.6656 | 1.668 | 1.6757 | 1.6826 | 1.696 | 1.6942 | 1.6994 | 1.7046 | 1.7159 | 1.7125 | 1.7159 | 1.7184 | 1.7281 | 0 | 0 | 0 | 0 | 0 | 0 | 0 | 0
F7_Commercial_Grocery_Existing_Space Heating_Natural Gas_Boiler_Baseline Forecast | F7 | Commercial | Grocery | Existing | Space Heating | Natural Gas | Boiler | Baseline Forecast | Avg. Replacement Demand (S) | 0 | 0 | 0 | 0 | 0 | 0 | 0 | 0 | 0 | 0 | 0 | 0 | 0 | 0 | 0 | 0 | 0 | 0 | 0 | 0 | 0 | 0 | 0 | 0 | 0 | 0 | 0 | 0 | 0 | 0
F8_Commercial_Grocery_Existing_Space Heating_Natural Gas_Boiler_Baseline Forecast | F8 | Commercial | Grocery | Existing | Space Heating | Natural Gas | Boiler | Baseline Forecast | Avg. Replacement Demand (W) | 0 | 0 | 0 | 0 | 0 | 0 | 0 | 0 | 0 | 0 | 0 | 0 | 0 | 0 | 0 | 0 | 0 | 0 | 0 | 0 | 0 | 0 | 0 | 0 | 0 | 0 | 0 | 0 | 0 | 0
F1_Commercial_Grocery_Existing_Space Heating_Natural Gas_Unit Heater_Baseline Forecast | F1 | Commercial | Grocery | Existing | Space Heating | Natural Gas | Unit Heater | Baseline Forecast | Units | 1285390.4932 | 1262019.757 | 1239073.9432 | 1216545.3261 | 1194426.3202 | 1172709.478 | 1151387.4875 | 1130453.1695 | 1109899.4755 | 1089719.4851 | 1069906.4035 | 1050453.5598 | 1031354.4042 | 1012602.5059 | 994191.5513 | 976115.3412 | 958367.7896 | 940942.9207 | 923834.8676 | 907037.87 | 890546.2724 | 874354.5219 | 0 | 0 | 0 | 0 | 0 | 0 | 0 | 0
F2_Commercial_Grocery_Existing_Space Heating_Natural Gas_Unit Heater_Baseline Forecast | F2 | Commercial | Grocery | Existing | Space Heating | Natural Gas | Unit Heater | Baseline Forecast | Usage (MMtherm) | 1.6465 | 1.6166 | 1.5108 | 1.5062 | 1.5014 | 1.5027 | 1.4794 | 1.4619 | 1.444 | 1.4308 | 1.4068 | 1.3876 | 1.368 | 1.3539 | 1.3278 | 1.3077 | 1.2878 | 1.2728 | 1.2472 | 1.2269 | 1.2064 | 1.1911 | 0 | 0 | 0 | 0 | 0 | 0 | 0 | 0
F3_Commercial_Grocery_Existing_Space Heating_Natural Gas_Unit Heater_Baseline Forecast | F3 | Commercial | Grocery | Existing | Space Heating | Natural Gas | Unit Heater | Baseline Forecast | Peak Demand (S) | 0 | 0 | 0 | 0 | 0 | 0 | 0 | 0 | 0 | 0 | 0 | 0 | 0 | 0 | 0 | 0 | 0 | 0 | 0 | 0 | 0 | 0 | 0 | 0 | 0 | 0 | 0 | 0 | 0 | 0
F4_Commercial_Grocery_Existing_Space Heating_Natural Gas_Unit Heater_Baseline Forecast | F4 | Commercial | Grocery | Existing | Space Heating | Natural Gas | Unit Heater | Baseline Forecast | Peak Demand (W) | 0 | 0 | 0 | 0 | 0 | 0 | 0 | 0 | 0 | 0 | 0 | 0 | 0 | 0 | 0 | 0 | 0 | 0 | 0 | 0 | 0 | 0 | 0 | 0 | 0 | 0 | 0 | 0 | 0 | 0
F5_Commercial_Grocery_Existing_Space Heating_Natural Gas_Unit Heater_Baseline Forecast | F5 | Commercial | Grocery | Existing | Space Heating | Natural Gas | Unit Heater | Baseline Forecast | Turnover | 0 | 1062.3062 | 3034.1572 | 5780.2575 | 9180.8756 | 13130.1464 | 17534.5579 | 22311.5991 | 27388.5557 | 32701.4342 | 37293.4086 | 41244.6602 | 44800.3354 | 48135.6283 | 51372.817 | 54594.4213 | 57853.3408 | 54259.9136 | 51782.5191 | 50273.8421 | 49603.15 | 49507.2952 | 0 | 0 | 0 | 0 | 0 | 0 | 0 | 0
F6_Commercial_Grocery_Existing_Space Heating_Natural Gas_Unit Heater_Baseline Forecast | F6 | Commercial | Grocery | Existing | Space Heating | Natural Gas | Unit Heater | Baseline Forecast | Avg. Replacement Usage | 1.281 | 1.281 | 1.2193 | 1.2381 | 1.257 | 1.2814 | 1.2849 | 1.2932 | 1.301 | 1.313 | 1.3149 | 1.321 | 1.3264 | 1.337 | 1.3356 | 1.3397 | 1.3437 | 1.3527 | 1.35 | 1.3527 | 1.3546 | 1.3623 | 0 | 0 | 0 | 0 | 0 | 0 | 0 | 0
F7_Commercial_Grocery_Existing_Space Heating_Natural Gas_Unit Heater_Baseline Forecast | F7 | Commercial | Grocery | Existing | Space Heating | Natural Gas | Unit Heater | Baseline Forecast | Avg. Replacement Demand (S) | 0 | 0 | 0 | 0 | 0 | 0 | 0 | 0 | 0 | 0 | 0 | 0 | 0 | 0 | 0 | 0 | 0 | 0 | 0 | 0 | 0 | 0 | 0 | 0 | 0 | 0 | 0 | 0 | 0 | 0
F8_Commercial_Grocery_Existing_Space Heating_Natural Gas_Unit Heater_Baseline Forecast | F8 | Commercial | Grocery | Existing | Space Heating | Natural Gas | Unit Heater | Baseline Forecast | Avg. Replacement Demand (W) | 0 | 0 | 0 | 0 | 0 | 0 | 0 | 0 | 0 | 0 | 0 | 0 | 0 | 0 | 0 | 0 | 0 | 0 | 0 | 0 | 0 | 0 | 0 | 0 | 0 | 0 | 0 | 0 | 0 | 0
F1_Commercial_Grocery_Existing_Water Heating_Natural Gas_Water Heater_Baseline Forecast | F1 | Commercial | Grocery | Existing | Water Heating | Natural Gas | Water Heater | Baseline Forecast | Units | 2073973.9756 | 2036265.3579 | 1999242.3514 | 1962892.4905 | 1927203.5361 | 1892163.4718 | 1857760.4996 | 1823983.036 | 1790819.708 | 1758259.3497 | 1726290.9979 | 1694903.8888 | 1664087.4545 | 1633831.319 | 1604125.295 | 1574959.3805 | 1546323.7554 | 1518208.778 | 1490604.9821 | 1463503.0733 | 1436893.9265 | 1410768.5824 | 0 | 0 | 0 | 0 | 0 | 0 | 0 | 0
F2_Commercial_Grocery_Existing_Water Heating_Natural Gas_Water Heater_Baseline Forecast | F2 | Commercial | Grocery | Existing | Water Heating | Natural Gas | Water Heater | Baseline Forecast | Usage (MMtherm) | 0.4397 | 0.42641 | 0.39331 | 0.38681 | 0.38022 | 0.37523 | 0.36428 | 0.35507 | 0.3461 | 0.33863 | 0.32903 | 0.32103 | 0.31334 | 0.30726 | 0.29883 | 0.29203 | 0.28556 | 0.28041 | 0.27315 | 0.26726 | 0.26149 | 0.25701 | 0 | 0 | 0 | 0 | 0 | 0 | 0 | 0
F3_Commercial_Grocery_Existing_Water Heating_Natural Gas_Water Heater_Baseline Forecast | F3 | Commercial | Grocery | Existing | Water Heating | Natural Gas | Water Heater | Baseline Forecast | Peak Demand (S) | 0 | 0 | 0 | 0 | 0 | 0 | 0 | 0 | 0 | 0 | 0 | 0 | 0 | 0 | 0 | 0 | 0 | 0 | 0 | 0 | 0 | 0 | 0 | 0 | 0 | 0 | 0 | 0 | 0 | 0
F4_Commercial_Grocery_Existing_Water Heating_Natural Gas_Water Heater_Baseline Forecast | F4 | Commercial | Grocery | Existing | Water Heating | Natural Gas | Water Heater | Baseline Forecast | Peak Demand (W) | 0 | 0 | 0 | 0 | 0 | 0 | 0 | 0 | 0 | 0 | 0 | 0 | 0 | 0 | 0 | 0 | 0 | 0 | 0 | 0 | 0 | 0 | 0 | 0 | 0 | 0 | 0 | 0 | 0 | 0
F5_Commercial_Grocery_Existing_Water Heating_Natural Gas_Water Heater_Baseline Forecast | F5 | Commercial | Grocery | Existing | Water Heating | Natural Gas | Water Heater | Baseline Forecast | Turnover | 0 | 61705.0108 | 67192.1672 | 71869.4921 | 75827.9979 | 79148.8456 | 81904.4052 | 84159.201 | 85970.7561 | 87390.3459 | 98926.0398 | 108841.9119 | 107233.5313 | 105614.5814 | 103989.5317 | 114873.4066 | 111903.2947 | 109081.892 | 106396.3195 | 105608.9687 | 106106.0399 | 105718.7625 | 0 | 0 | 0 | 0 | 0 | 0 | 0 | 0
F6_Commercial_Grocery_Existing_Water Heating_Natural Gas_Water Heater_Baseline Forecast | F6 | Commercial | Grocery | Existing | Water Heating | Natural Gas | Water Heater | Baseline Forecast | Avg. Replacement Usage | 0.16355 | 0.16355 | 0.15568 | 0.15808 | 0.16049 | 0.1636 | 0.16405 | 0.16511 | 0.16611 | 0.16764 | 0.16788 | 0.16866 | 0.16935 | 0.1707 | 0.17052 | 0.17105 | 0.17156 | 0.1727 | 0.17237 | 0.1727 | 0.17296 | 0.17393 | 0 | 0 | 0 | 0 | 0 | 0 | 0 | 0
F7_Commercial_Grocery_Existing_Water Heating_Natural Gas_Water Heater_Baseline Forecast | F7 | Commercial | Grocery | Existing | Water Heating | Natural Gas | Water Heater | Baseline Forecast | Avg. Replacement Demand (S) | 0 | 0 | 0 | 0 | 0 | 0 | 0 | 0 | 0 | 0 | 0 | 0 | 0 | 0 | 0 | 0 | 0 | 0 | 0 | 0 | 0 | 0 | 0 | 0 | 0 | 0 | 0 | 0 | 0 | 0
F8_Commercial_Grocery_Existing_Water Heating_Natural Gas_Water Heater_Baseline Forecast | F8 | Commercial | Grocery | Existing | Water Heating | Natural Gas | Water Heater | Baseline Forecast | Avg. Replacement Demand (W) | 0 | 0 | 0 | 0 | 0 | 0 | 0 | 0 | 0 | 0 | 0 | 0 | 0 | 0 | 0 | 0 | 0 | 0 | 0 | 0 | 0 | 0 | 0 | 0 | 0 | 0 | 0 | 0 | 0 | 0
F1_Commercial_Grocery_Existing_Food Preparation_Natural Gas_Oven_Baseline Forecast | F1 | Commercial | Grocery | Existing | Food Preparation | Natural Gas | Oven | Baseline Forecast | Units | 712806.7891 | 699846.6656 | 687122.1808 | 674629.0503 | 662363.0675 | 650320.1027 | 638496.1008 | 626887.0808 | 615489.1339 | 604298.4223 | 593311.1783 | 582523.7023 | 571932.3623 | 561533.5921 | 551323.8904 | 541299.8196 | 531458.0047 | 521795.1319 | 512307.9477 | 502993.2578 | 493847.9258 | 484868.8726 | 0 | 0 | 0 | 0 | 0 | 0 | 0 | 0
F2_Commercial_Grocery_Existing_Food Preparation_Natural Gas_Oven_Baseline Forecast | F2 | Commercial | Grocery | Existing | Food Preparation | Natural Gas | Oven | Baseline Forecast | Usage (MMtherm) | 0.18718 | 0.18378 | 0.17175 | 0.17123 | 0.17068 | 0.17082 | 0.16818 | 0.16619 | 0.16415 | 0.16265 | 0.15993 | 0.15774 | 0.15552 | 0.15391 | 0.15095 | 0.14866 | 0.1464 | 0.14469 | 0.14178 | 0.13948 | 0.13714 | 0.1354 | 0 | 0 | 0 | 0 | 0 | 0 | 0 | 0
F3_Commercial_Grocery_Existing_Food Preparation_Natural Gas_Oven_Baseline Forecast | F3 | Commercial | Grocery | Existing | Food Preparation | Natural Gas | Oven | Baseline Forecast | Peak Demand (S) | 0 | 0 | 0 | 0 | 0 | 0 | 0 | 0 | 0 | 0 | 0 | 0 | 0 | 0 | 0 | 0 | 0 | 0 | 0 | 0 | 0 | 0 | 0 | 0 | 0 | 0 | 0 | 0 | 0 | 0
F4_Commercial_Grocery_Existing_Food Preparation_Natural Gas_Oven_Baseline Forecast | F4 | Commercial | Grocery | Existing | Food Preparation | Natural Gas | Oven | Baseline Forecast | Peak Demand (W) | 0 | 0 | 0 | 0 | 0 | 0 | 0 | 0 | 0 | 0 | 0 | 0 | 0 | 0 | 0 | 0 | 0 | 0 | 0 | 0 | 0 | 0 | 0 | 0 | 0 | 0 | 0 | 0 | 0 | 0
F5_Commercial_Grocery_Existing_Food Preparation_Natural Gas_Oven_Baseline Forecast | F5 | Commercial | Grocery | Existing | Food Preparation | Natural Gas | Oven | Baseline Forecast | Turnover | 0 | 27993.8666 | 35730.3534 | 41557.1495 | 45888.5133 | 49049.7434 | 51296.2659 | 52828.6269 | 53804.2678 | 54346.7751 | 42686.9216 | 33528.6366 | 30910.6789 | 30118.8826 | 30449.3236 | 31416.8099 | 32693.4139 | 39534.7297 | 41298.8921 | 42498.2677 | 43257.4161 | 41734.636 | 0 | 0 | 0 | 0 | 0 | 0 | 0 | 0
F6_Commercial_Grocery_Existing_Food Preparation_Natural Gas_Oven_Baseline Forecast | F6 | Commercial | Grocery | Existing | Food Preparation | Natural Gas | Oven | Baseline Forecast | Avg. Replacement Usage | 0.26259 | 0.26259 | 0.24995 | 0.25381 | 0.25768 | 0.26267 | 0.26339 | 0.2651 | 0.2667 | 0.26916 | 0.26955 | 0.27079 | 0.27191 | 0.27408 | 0.27379 | 0.27463 | 0.27546 | 0.27729 | 0.27675 | 0.27729 | 0.2777 | 0.27926 | 0 | 0 | 0 | 0 | 0 | 0 | 0 | 0
F7_Commercial_Grocery_Existing_Food Preparation_Natural Gas_Oven_Baseline Forecast | F7 | Commercial | Grocery | Existing | Food Preparation | Natural Gas | Oven | Baseline Forecast | Avg. Replacement Demand (S) | 0 | 0 | 0 | 0 | 0 | 0 | 0 | 0 | 0 | 0 | 0 | 0 | 0 | 0 | 0 | 0 | 0 | 0 | 0 | 0 | 0 | 0 | 0 | 0 | 0 | 0 | 0 | 0 | 0 | 0
F8_Commercial_Grocery_Existing_Food Preparation_Natural Gas_Oven_Baseline Forecast | F8 | Commercial | Grocery | Existing | Food Preparation | Natural Gas | Oven | Baseline Forecast | Avg. Replacement Demand (W) | 0 | 0 | 0 | 0 | 0 | 0 | 0 | 0 | 0 | 0 | 0 | 0 | 0 | 0 | 0 | 0 | 0 | 0 | 0 | 0 | 0 | 0 | 0 | 0 | 0 | 0 | 0 | 0 | 0 | 0
F1_Commercial_Grocery_Existing_Food Preparation_Natural Gas_Conveyor Oven_Baseline Forecast | F1 | Commercial | Grocery | Existing | Food Preparation | Natural Gas | Conveyor Oven | Baseline Forecast | Units | 356403.3945 | 349923.3328 | 343561.0904 | 337314.5251 | 331181.5338 | 325160.0513 | 319248.0504 | 313443.5404 | 307744.5669 | 302149.2112 | 296655.5891 | 291261.8512 | 285966.1811 | 280766.796 | 275661.9452 | 270649.9098 | 265729.0024 | 260897.566 | 256153.9739 | 251496.6289 | 246923.9629 | 242434.4363 | 0 | 0 | 0 | 0 | 0 | 0 | 0 | 0
F2_Commercial_Grocery_Existing_Food Preparation_Natural Gas_Conveyor Oven_Baseline Forecast | F2 | Commercial | Grocery | Existing | Food Preparation | Natural Gas | Conveyor Oven | Baseline Forecast | Usage (MMtherm) | 0.16014 | 0.15723 | 0.14694 | 0.14649 | 0.14602 | 0.14614 | 0.14388 | 0.14218 | 0.14044 | 0.13916 | 0.13682 | 0.13496 | 0.13305 | 0.13167 | 0.12914 | 0.12718 | 0.12525 | 0.12379 | 0.1213 | 0.11933 | 0.11733 | 0.11584 | 0 | 0 | 0 | 0 | 0 | 0 | 0 | 0
F3_Commercial_Grocery_Existing_Food Preparation_Natural Gas_Conveyor Oven_Baseline Forecast | F3 | Commercial | Grocery | Existing | Food Preparation | Natural Gas | Conveyor Oven | Baseline Forecast | Peak Demand (S) | 0 | 0 | 0 | 0 | 0 | 0 | 0 | 0 | 0 | 0 | 0 | 0 | 0 | 0 | 0 | 0 | 0 | 0 | 0 | 0 | 0 | 0 | 0 | 0 | 0 | 0 | 0 | 0 | 0 | 0
F4_Commercial_Grocery_Existing_Food Preparation_Natural Gas_Conveyor Oven_Baseline Forecast | F4 | Commercial | Grocery | Existing | Food Preparation | Natural Gas | Conveyor Oven | Baseline Forecast | Peak Demand (W) | 0 | 0 | 0 | 0 | 0 | 0 | 0 | 0 | 0 | 0 | 0 | 0 | 0 | 0 | 0 | 0 | 0 | 0 | 0 | 0 | 0 | 0 | 0 | 0 | 0 | 0 | 0 | 0 | 0 | 0
F5_Commercial_Grocery_Existing_Food Preparation_Natural Gas_Conveyor Oven_Baseline Forecast | F5 | Commercial | Grocery | Existing | Food Preparation | Natural Gas | Conveyor Oven | Baseline Forecast | Turnover | 0 | 0 | 0 | 0 | 0 | 1300.6402 | 3575.5782 | 6569.7766 | 10084.174 | 13963.6445 | 16900.9198 | 19100.1413 | 20721.6164 | 21891.2237 | 22707.8001 | 23248.943 | 23575.568 | 18517.5371 | 14544.6836 | 11424.1879 | 8973.1803 | 7241.9728 | 0 | 0 | 0 | 0 | 0 | 0 | 0 | 0
F6_Commercial_Grocery_Existing_Food Preparation_Natural Gas_Conveyor Oven_Baseline Forecast | F6 | Commercial | Grocery | Existing | Food Preparation | Natural Gas | Conveyor Oven | Baseline Forecast | Avg. Replacement Usage | 0.44932 | 0.44932 | 0.42769 | 0.43429 | 0.4409 | 0.44945 | 0.45068 | 0.4536 | 0.45635 | 0.46056 | 0.46122 | 0.46335 | 0.46526 | 0.46897 | 0.46848 | 0.46992 | 0.47133 | 0.47447 | 0.47354 | 0.47446 | 0.47516 | 0.47783 | 0 | 0 | 0 | 0 | 0 | 0 | 0 | 0
F7_Commercial_Grocery_Existing_Food Preparation_Natural Gas_Conveyor Oven_Baseline Forecast | F7 | Commercial | Grocery | Existing | Food Preparation | Natural Gas | Conveyor Oven | Baseline Forecast | Avg. Replacement Demand (S) | 0 | 0 | 0 | 0 | 0 | 0 | 0 | 0 | 0 | 0 | 0 | 0 | 0 | 0 | 0 | 0 | 0 | 0 | 0 | 0 | 0 | 0 | 0 | 0 | 0 | 0 | 0 | 0 | 0 | 0
F8_Commercial_Grocery_Existing_Food Preparation_Natural Gas_Conveyor Oven_Baseline Forecast | F8 | Commercial | Grocery | Existing | Food Preparation | Natural Gas | Conveyor Oven | Baseline Forecast | Avg. Replacement Demand (W) | 0 | 0 | 0 | 0 | 0 | 0 | 0 | 0 | 0 | 0 | 0 | 0 | 0 | 0 | 0 | 0 | 0 | 0 | 0 | 0 | 0 | 0 | 0 | 0 | 0 | 0 | 0 | 0 | 0 | 0
F1_Commercial_Grocery_Existing_Food Preparation_Natural Gas_Double Rack Oven_Baseline Forecast | F1 | Commercial | Grocery | Existing | Food Preparation | Natural Gas | Double Rack Oven | Baseline Forecast | Units | 356403.3945 | 349923.3328 | 343561.0904 | 337314.5251 | 331181.5338 | 325160.0513 | 319248.0504 | 313443.5404 | 307744.5669 | 302149.2112 | 296655.5891 | 291261.8512 | 285966.1811 | 280766.796 | 275661.9452 | 270649.9098 | 265729.0024 | 260897.566 | 256153.9739 | 251496.6289 | 246923.9629 | 242434.4363 | 0 | 0 | 0 | 0 | 0 | 0 | 0 | 0
F2_Commercial_Grocery_Existing_Food Preparation_Natural Gas_Double Rack Oven_Baseline Forecast | F2 | Commercial | Grocery | Existing | Food Preparation | Natural Gas | Double Rack Oven | Baseline Forecast | Usage (MMtherm) | 0.24328 | 0.23886 | 0.22322 | 0.22255 | 0.22183 | 0.22202 | 0.21858 | 0.216 | 0.21335 | 0.2114 | 0.20786 | 0.20502 | 0.20213 | 0.20003 | 0.19619 | 0.19321 | 0.19027 | 0.18806 | 0.18427 | 0.18128 | 0.17824 | 0.17599 | 0 | 0 | 0 | 0 | 0 | 0 | 0 | 0
F3_Commercial_Grocery_Existing_Food Preparation_Natural Gas_Double Rack Oven_Baseline Forecast | F3 | Commercial | Grocery | Existing | Food Preparation | Natural Gas | Double Rack Oven | Baseline Forecast | Peak Demand (S) | 0 | 0 | 0 | 0 | 0 | 0 | 0 | 0 | 0 | 0 | 0 | 0 | 0 | 0 | 0 | 0 | 0 | 0 | 0 | 0 | 0 | 0 | 0 | 0 | 0 | 0 | 0 | 0 | 0 | 0
F4_Commercial_Grocery_Existing_Food Preparation_Natural Gas_Double Rack Oven_Baseline Forecast | F4 | Commercial | Grocery | Existing | Food Preparation | Natural Gas | Double Rack Oven | Baseline Forecast | Peak Demand (W) | 0 | 0 | 0 | 0 | 0 | 0 | 0 | 0 | 0 | 0 | 0 | 0 | 0 | 0 | 0 | 0 | 0 | 0 | 0 | 0 | 0 | 0 | 0 | 0 | 0 | 0 | 0 | 0 | 0 | 0
F5_Commercial_Grocery_Existing_Food Preparation_Natural Gas_Double Rack Oven_Baseline Forecast | F5 | Commercial | Grocery | Existing | Food Preparation | Natural Gas | Double Rack Oven | Baseline Forecast | Turnover | 0 | 7776.0741 | 10603.7374 | 13002.11 | 15027.0908 | 16727.4414 | 18145.6949 | 19318.9488 | 20279.5576 | 21055.7364 | 18375.9154 | 16037.1626 | 15267.03 | 14946.1616 | 14930.6757 | 15113.8107 | 15417.162 | 17303.7386 | 17947.5999 | 18457.7669 | 18852.1961 | 18607.7985 | 0 | 0 | 0 | 0 | 0 | 0 | 0 | 0
F6_Commercial_Grocery_Existing_Food Preparation_Natural Gas_Double Rack Oven_Baseline Forecast | F6 | Commercial | Grocery | Existing | Food Preparation | Natural Gas | Double Rack Oven | Baseline Forecast | Avg. Replacement Usage | 0.68259 | 0.68259 | 0.64974 | 0.65977 | 0.66981 | 0.6828 | 0.68467 | 0.6891 | 0.69328 | 0.69967 | 0.70067 | 0.70391 | 0.70682 | 0.71246 | 0.7117 | 0.71389 | 0.71604 | 0.7208 | 0.71939 | 0.7208 | 0.72186 | 0.72591 | 0 | 0 | 0 | 0 | 0 | 0 | 0 | 0
F7_Commercial_Grocery_Existing_Food Preparation_Natural Gas_Double Rack Oven_Baseline Forecast | F7 | Commercial | Grocery | Existing | Food Preparation | Natural Gas | Double Rack Oven | Baseline Forecast | Avg. Replacement Demand (S) | 0 | 0 | 0 | 0 | 0 | 0 | 0 | 0 | 0 | 0 | 0 | 0 | 0 | 0 | 0 | 0 | 0 | 0 | 0 | 0 | 0 | 0 | 0 | 0 | 0 | 0 | 0 | 0 | 0 | 0
F8_Commercial_Grocery_Existing_Food Preparation_Natural Gas_Double Rack Oven_Baseline Forecast | F8 | Commercial | Grocery | Existing | Food Preparation | Natural Gas | Double Rack Oven | Baseline Forecast | Avg. Replacement Demand (W) | 0 | 0 | 0 | 0 | 0 | 0 | 0 | 0 | 0 | 0 | 0 | 0 | 0 | 0 | 0 | 0 | 0 | 0 | 0 | 0 | 0 | 0 | 0 | 0 | 0 | 0 | 0 | 0 | 0 | 0
F1_Commercial_Grocery_Existing_Food Preparation_Natural Gas_Fryer_Baseline Forecast | F1 | Commercial | Grocery | Existing | Food Preparation | Natural Gas | Fryer | Baseline Forecast | Units | 1517412.3162 | 1489823.0014 | 1462735.3104 | 1436140.123 | 1410028.4844 | 1384391.6028 | 1359220.8464 | 1334507.7401 | 1310243.963 | 1286421.3455 | 1263031.8665 | 1240067.6508 | 1217520.9662 | 1195384.2214 | 1173649.9628 | 1152310.8726 | 1131359.7658 | 1110789.5882 | 1090593.4139 | 1070764.4427 | 1051295.9983 | 1032181.5256 | 0 | 0 | 0 | 0 | 0 | 0 | 0 | 0
F2_Commercial_Grocery_Existing_Food Preparation_Natural Gas_Fryer_Baseline Forecast | F2 | Commercial | Grocery | Existing | Food Preparation | Natural Gas | Fryer | Baseline Forecast | Usage (MMtherm) | 0.64455 | 0.63283 | 0.59142 | 0.58963 | 0.58772 | 0.58823 | 0.57911 | 0.57226 | 0.56526 | 0.5601 | 0.5507 | 0.54319 | 0.53552 | 0.52997 | 0.51979 | 0.5119 | 0.50411 | 0.49824 | 0.48822 | 0.48028 | 0.47224 | 0.46626 | 0 | 0 | 0 | 0 | 0 | 0 | 0 | 0
F3_Commercial_Grocery_Existing_Food Preparation_Natural Gas_Fryer_Baseline Forecast | F3 | Commercial | Grocery | Existing | Food Preparation | Natural Gas | Fryer | Baseline Forecast | Peak Demand (S) | 0 | 0 | 0 | 0 | 0 | 0 | 0 | 0 | 0 | 0 | 0 | 0 | 0 | 0 | 0 | 0 | 0 | 0 | 0 | 0 | 0 | 0 | 0 | 0 | 0 | 0 | 0 | 0 | 0 | 0
F4_Commercial_Grocery_Existing_Food Preparation_Natural Gas_Fryer_Baseline Forecast | F4 | Commercial | Grocery | Existing | Food Preparation | Natural Gas | Fryer | Baseline Forecast | Peak Demand (W) | 0 | 0 | 0 | 0 | 0 | 0 | 0 | 0 | 0 | 0 | 0 | 0 | 0 | 0 | 0 | 0 | 0 | 0 | 0 | 0 | 0 | 0 | 0 | 0 | 0 | 0 | 0 | 0 | 0 | 0
F5_Commercial_Grocery_Existing_Food Preparation_Natural Gas_Fryer_Baseline Forecast | F5 | Commercial | Grocery | Existing | Food Preparation | Natural Gas | Fryer | Baseline Forecast | Turnover | 0 | 45146.1516 | 49160.8011 | 52582.9416 | 55479.1619 | 57908.8429 | 70222.0614 | 80369.8799 | 88733.5296 | 95615.4475 | 110340.2192 | 115865.2209 | 114715.8549 | 114588.2316 | 115002.7547 | 119790.9165 | 123407.2595 | 124790.8753 | 124892.461 | 126110.8477 | 125808.7251 | 124647.2144 | 0 | 0 | 0 | 0 | 0 | 0 | 0 | 0
F6_Commercial_Grocery_Existing_Food Preparation_Natural Gas_Fryer_Baseline Forecast | F6 | Commercial | Grocery | Existing | Food Preparation | Natural Gas | Fryer | Baseline Forecast | Avg. Replacement Usage | 0.42477 | 0.42477 | 0.40432 | 0.41056 | 0.41682 | 0.4249 | 0.42606 | 0.42882 | 0.43142 | 0.43539 | 0.43602 | 0.43803 | 0.43984 | 0.44335 | 0.44288 | 0.44424 | 0.44558 | 0.44855 | 0.44767 | 0.44854 | 0.4492 | 0.45173 | 0 | 0 | 0 | 0 | 0 | 0 | 0 | 0
F7_Commercial_Grocery_Existing_Food Preparation_Natural Gas_Fryer_Baseline Forecast | F7 | Commercial | Grocery | Existing | Food Preparation | Natural Gas | Fryer | Baseline Forecast | Avg. Replacement Demand (S) | 0 | 0 | 0 | 0 | 0 | 0 | 0 | 0 | 0 | 0 | 0 | 0 | 0 | 0 | 0 | 0 | 0 | 0 | 0 | 0 | 0 | 0 | 0 | 0 | 0 | 0 | 0 | 0 | 0 | 0
F8_Commercial_Grocery_Existing_Food Preparation_Natural Gas_Fryer_Baseline Forecast | F8 | Commercial | Grocery | Existing | Food Preparation | Natural Gas | Fryer | Baseline Forecast | Avg. Replacement Demand (W) | 0 | 0 | 0 | 0 | 0 | 0 | 0 | 0 | 0 | 0 | 0 | 0 | 0 | 0 | 0 | 0 | 0 | 0 | 0 | 0 | 0 | 0 | 0 | 0 | 0 | 0 | 0 | 0 | 0 | 0
F1_Commercial_Grocery_Existing_Food Preparation_Natural Gas_Broiler_Baseline Forecast | F1 | Commercial | Grocery | Existing | Food Preparation | Natural Gas | Broiler | Baseline Forecast | Units | 84383.3824 | 82849.1391 | 81342.7911 | 79863.8313 | 78411.7616 | 76986.0932 | 75586.3461 | 74212.0489 | 72862.7389 | 71537.9618 | 70237.2716 | 68960.2303 | 67706.4079 | 66475.3823 | 65266.739 | 64080.071 | 62914.9788 | 61771.0701 | 60647.9598 | 59545.2696 | 58462.6283 | 57399.6715 | 0 | 0 | 0 | 0 | 0 | 0 | 0 | 0
F2_Commercial_Grocery_Existing_Food Preparation_Natural Gas_Broiler_Baseline Forecast | F2 | Commercial | Grocery | Existing | Food Preparation | Natural Gas | Broiler | Baseline Forecast | Usage (MMtherm) | 0.036818 | 0.036148 | 0.033783 | 0.03368 | 0.033572 | 0.0336 | 0.03308 | 0.032689 | 0.032289 | 0.031994 | 0.031457 | 0.031028 | 0.03059 | 0.030273 | 0.029691 | 0.029241 | 0.028796 | 0.02846 | 0.027888 | 0.027434 | 0.026975 | 0.026634 | 0 | 0 | 0 | 0 | 0 | 0 | 0 | 0
F3_Commercial_Grocery_Existing_Food Preparation_Natural Gas_Broiler_Baseline Forecast | F3 | Commercial | Grocery | Existing | Food Preparation | Natural Gas | Broiler | Baseline Forecast | Peak Demand (S) | 0 | 0 | 0 | 0 | 0 | 0 | 0 | 0 | 0 | 0 | 0 | 0 | 0 | 0 | 0 | 0 | 0 | 0 | 0 | 0 | 0 | 0 | 0 | 0 | 0 | 0 | 0 | 0 | 0 | 0
F4_Commercial_Grocery_Existing_Food Preparation_Natural Gas_Broiler_Baseline Forecast | F4 | Commercial | Grocery | Existing | Food Preparation | Natural Gas | Broiler | Baseline Forecast | Peak Demand (W) | 0 | 0 | 0 | 0 | 0 | 0 | 0 | 0 | 0 | 0 | 0 | 0 | 0 | 0 | 0 | 0 | 0 | 0 | 0 | 0 | 0 | 0 | 0 | 0 | 0 | 0 | 0 | 0 | 0 | 0
F5_Commercial_Grocery_Existing_Food Preparation_Natural Gas_Broiler_Baseline Forecast | F5 | Commercial | Grocery | Existing | Food Preparation | Natural Gas | Broiler | Baseline Forecast | Turnover | 0 | 3068.4866 | 3431.126 | 3733.9171 | 3984.7261 | 4190.4134 | 4356.9616 | 4489.5878 | 4592.8407 | 4670.6859 | 4076.235 | 3557.4414 | 3606.2051 | 3664.2643 | 3724.8719 | 3783.3739 | 3836.6775 | 4482.5814 | 4473.6262 | 4455.6007 | 4429.8449 | 4291.2292 | 0 | 0 | 0 | 0 | 0 | 0 | 0 | 0
F6_Commercial_Grocery_Existing_Food Preparation_Natural Gas_Broiler_Baseline Forecast | F6 | Commercial | Grocery | Existing | Food Preparation | Natural Gas | Broiler | Baseline Forecast | Avg. Replacement Usage | 0.43631 | 0.43631 | 0.41531 | 0.42172 | 0.42815 | 0.43645 | 0.43764 | 0.44048 | 0.44314 | 0.44723 | 0.44787 | 0.44994 | 0.4518 | 0.4554 | 0.45492 | 0.45632 | 0.45769 | 0.46074 | 0.45984 | 0.46073 | 0.46141 | 0.464 | 0 | 0 | 0 | 0 | 0 | 0 | 0 | 0
F7_Commercial_Grocery_Existing_Food Preparation_Natural Gas_Broiler_Baseline Forecast | F7 | Commercial | Grocery | Existing | Food Preparation | Natural Gas | Broiler | Baseline Forecast | Avg. Replacement Demand (S) | 0 | 0 | 0 | 0 | 0 | 0 | 0 | 0 | 0 | 0 | 0 | 0 | 0 | 0 | 0 | 0 | 0 | 0 | 0 | 0 | 0 | 0 | 0 | 0 | 0 | 0 | 0 | 0 | 0 | 0
F8_Commercial_Grocery_Existing_Food Preparation_Natural Gas_Broiler_Baseline Forecast | F8 | Commercial | Grocery | Existing | Food Preparation | Natural Gas | Broiler | Baseline Forecast | Avg. Replacement Demand (W) | 0 | 0 | 0 | 0 | 0 | 0 | 0 | 0 | 0 | 0 | 0 | 0 | 0 | 0 | 0 | 0 | 0 | 0 | 0 | 0 | 0 | 0 | 0 | 0 | 0 | 0 | 0 | 0 | 0 | 0
F1_Commercial_Grocery_Existing_Food Preparation_Natural Gas_Griddle_Baseline Forecast | F1 | Commercial | Grocery | Existing | Food Preparation | Natural Gas | Griddle | Baseline Forecast | Units | 188083.8697 | 184664.163 | 181306.6328 | 178010.1485 | 174773.6004 | 171595.8986 | 168475.9731 | 165412.7736 | 162405.2686 | 159452.4456 | 156553.3102 | 153706.8864 | 150912.2157 | 148168.3573 | 145474.3871 | 142829.3983 | 140232.5001 | 137682.8183 | 135179.4943 | 132721.6853 | 130308.5638 | 127939.3172 | 0 | 0 | 0 | 0 | 0 | 0 | 0 | 0
F2_Commercial_Grocery_Existing_Food Preparation_Natural Gas_Griddle_Baseline Forecast | F2 | Commercial | Grocery | Existing | Food Preparation | Natural Gas | Griddle | Baseline Forecast | Usage (MMtherm) | 0.058328 | 0.057268 | 0.05352 | 0.053358 | 0.053186 | 0.053231 | 0.052407 | 0.051787 | 0.051153 | 0.050686 | 0.049836 | 0.049156 | 0.048462 | 0.04796 | 0.047038 | 0.046325 | 0.04562 | 0.045088 | 0.044182 | 0.043463 | 0.042736 | 0.042194 | 0 | 0 | 0 | 0 | 0 | 0 | 0 | 0
F3_Commercial_Grocery_Existing_Food Preparation_Natural Gas_Griddle_Baseline Forecast | F3 | Commercial | Grocery | Existing | Food Preparation | Natural Gas | Griddle | Baseline Forecast | Peak Demand (S) | 0 | 0 | 0 | 0 | 0 | 0 | 0 | 0 | 0 | 0 | 0 | 0 | 0 | 0 | 0 | 0 | 0 | 0 | 0 | 0 | 0 | 0 | 0 | 0 | 0 | 0 | 0 | 0 | 0 | 0
F4_Commercial_Grocery_Existing_Food Preparation_Natural Gas_Griddle_Baseline Forecast | F4 | Commercial | Grocery | Existing | Food Preparation | Natural Gas | Griddle | Baseline Forecast | Peak Demand (W) | 0 | 0 | 0 | 0 | 0 | 0 | 0 | 0 | 0 | 0 | 0 | 0 | 0 | 0 | 0 | 0 | 0 | 0 | 0 | 0 | 0 | 0 | 0 | 0 | 0 | 0 | 0 | 0 | 0 | 0
F5_Commercial_Grocery_Existing_Food Preparation_Natural Gas_Griddle_Baseline Forecast | F5 | Commercial | Grocery | Existing | Food Preparation | Natural Gas | Griddle | Baseline Forecast | Turnover | 0 | 6839.4134 | 7647.7078 | 8322.6053 | 8881.6387 | 9340.0992 | 9711.322 | 10006.9353 | 10237.0779 | 10410.5886 | 9085.6046 | 7929.2549 | 8037.9453 | 8167.3546 | 8302.4441 | 8432.8404 | 8551.6499 | 9991.3186 | 9971.3582 | 9931.1808 | 9873.7731 | 9564.8097 | 0 | 0 | 0 | 0 | 0 | 0 | 0 | 0
F6_Commercial_Grocery_Existing_Food Preparation_Natural Gas_Griddle_Baseline Forecast | F6 | Commercial | Grocery | Existing | Food Preparation | Natural Gas | Griddle | Baseline Forecast | Avg. Replacement Usage | 0.31012 | 0.31012 | 0.29519 | 0.29975 | 0.30431 | 0.31021 | 0.31106 | 0.31308 | 0.31497 | 0.31788 | 0.31833 | 0.3198 | 0.32113 | 0.32369 | 0.32334 | 0.32434 | 0.32531 | 0.32748 | 0.32684 | 0.32747 | 0.32796 | 0.3298 | 0 | 0 | 0 | 0 | 0 | 0 | 0 | 0
F7_Commercial_Grocery_Existing_Food Preparation_Natural Gas_Griddle_Baseline Forecast | F7 | Commercial | Grocery | Existing | Food Preparation | Natural Gas | Griddle | Baseline Forecast | Avg. Replacement Demand (S) | 0 | 0 | 0 | 0 | 0 | 0 | 0 | 0 | 0 | 0 | 0 | 0 | 0 | 0 | 0 | 0 | 0 | 0 | 0 | 0 | 0 | 0 | 0 | 0 | 0 | 0 | 0 | 0 | 0 | 0
F8_Commercial_Grocery_Existing_Food Preparation_Natural Gas_Griddle_Baseline Forecast | F8 | Commercial | Grocery | Existing | Food Preparation | Natural Gas | Griddle | Baseline Forecast | Avg. Replacement Demand (W) | 0 | 0 | 0 | 0 | 0 | 0 | 0 | 0 | 0 | 0 | 0 | 0 | 0 | 0 | 0 | 0 | 0 | 0 | 0 | 0 | 0 | 0 | 0 | 0 | 0 | 0 | 0 | 0 | 0 | 0
F1_Commercial_Grocery_Existing_Food Preparation_Natural Gas_Range_Baseline Forecast | F1 | Commercial | Grocery | Existing | Food Preparation | Natural Gas | Range | Baseline Forecast | Units | 786759.3712 | 772454.6554 | 758410.0253 | 744620.7521 | 731082.193 | 717789.7895 | 704739.066 | 691925.6285 | 679345.1625 | 666993.4323 | 654866.2789 | 642959.6193 | 631269.4444 | 619791.8182 | 608522.876 | 597458.8237 | 586595.936 | 575930.5554 | 565459.0907 | 555178.0164 | 545083.8706 | 535173.2548 | 0 | 0 | 0 | 0 | 0 | 0 | 0 | 0
F2_Commercial_Grocery_Existing_Food Preparation_Natural Gas_Range_Baseline Forecast | F2 | Commercial | Grocery | Existing | Food Preparation | Natural Gas | Range | Baseline Forecast | Usage (MMtherm) | 0.25309 | 0.24849 | 0.23223 | 0.23152 | 0.23078 | 0.23097 | 0.22739 | 0.22471 | 0.22196 | 0.21993 | 0.21624 | 0.21329 | 0.21028 | 0.2081 | 0.2041 | 0.20101 | 0.19795 | 0.19564 | 0.19171 | 0.18859 | 0.18543 | 0.18308 | 0 | 0 | 0 | 0 | 0 | 0 | 0 | 0
F3_Commercial_Grocery_Existing_Food Preparation_Natural Gas_Range_Baseline Forecast | F3 | Commercial | Grocery | Existing | Food Preparation | Natural Gas | Range | Baseline Forecast | Peak Demand (S) | 0 | 0 | 0 | 0 | 0 | 0 | 0 | 0 | 0 | 0 | 0 | 0 | 0 | 0 | 0 | 0 | 0 | 0 | 0 | 0 | 0 | 0 | 0 | 0 | 0 | 0 | 0 | 0 | 0 | 0
F4_Commercial_Grocery_Existing_Food Preparation_Natural Gas_Range_Baseline Forecast | F4 | Commercial | Grocery | Existing | Food Preparation | Natural Gas | Range | Baseline Forecast | Peak Demand (W) | 0 | 0 | 0 | 0 | 0 | 0 | 0 | 0 | 0 | 0 | 0 | 0 | 0 | 0 | 0 | 0 | 0 | 0 | 0 | 0 | 0 | 0 | 0 | 0 | 0 | 0 | 0 | 0 | 0 | 0
F5_Commercial_Grocery_Existing_Food Preparation_Natural Gas_Range_Baseline Forecast | F5 | Commercial | Grocery | Existing | Food Preparation | Natural Gas | Range | Baseline Forecast | Turnover | 0 | 30898.1862 | 39437.3213 | 45868.6383 | 50649.3743 | 54138.5771 | 56618.1728 | 58309.5137 | 59386.3759 | 59985.1675 | 52354.5527 | 47808.9014 | 45328.9585 | 44191.6719 | 43889.9955 | 50338.2791 | 51270.3488 | 51789.1396 | 51987.1969 | 50604.7132 | 48556.2574 | 46376.1198 | 0 | 0 | 0 | 0 | 0 | 0 | 0 | 0
F6_Commercial_Grocery_Existing_Food Preparation_Natural Gas_Range_Baseline Forecast | F6 | Commercial | Grocery | Existing | Food Preparation | Natural Gas | Range | Baseline Forecast | Avg. Replacement Usage | 0.32169 | 0.32169 | 0.3062 | 0.31093 | 0.31566 | 0.32178 | 0.32267 | 0.32475 | 0.32672 | 0.32973 | 0.3302 | 0.33173 | 0.3331 | 0.33576 | 0.3354 | 0.33643 | 0.33745 | 0.33969 | 0.33903 | 0.33969 | 0.34019 | 0.3421 | 0 | 0 | 0 | 0 | 0 | 0 | 0 | 0
F7_Commercial_Grocery_Existing_Food Preparation_Natural Gas_Range_Baseline Forecast | F7 | Commercial | Grocery | Existing | Food Preparation | Natural Gas | Range | Baseline Forecast | Avg. Replacement Demand (S) | 0 | 0 | 0 | 0 | 0 | 0 | 0 | 0 | 0 | 0 | 0 | 0 | 0 | 0 | 0 | 0 | 0 | 0 | 0 | 0 | 0 | 0 | 0 | 0 | 0 | 0 | 0 | 0 | 0 | 0
F8_Commercial_Grocery_Existing_Food Preparation_Natural Gas_Range_Baseline Forecast | F8 | Commercial | Grocery | Existing | Food Preparation | Natural Gas | Range | Baseline Forecast | Avg. Replacement Demand (W) | 0 | 0 | 0 | 0 | 0 | 0 | 0 | 0 | 0 | 0 | 0 | 0 | 0 | 0 | 0 | 0 | 0 | 0 | 0 | 0 | 0 | 0 | 0 | 0 | 0 | 0 | 0 | 0 | 0 | 0
F1_Commercial_Grocery_Existing_Food Preparation_Natural Gas_Steamer_Baseline Forecast | F1 | Commercial | Grocery | Existing | Food Preparation | Natural Gas | Steamer | Baseline Forecast | Units | 57701.0429 | 56651.933 | 55621.8979 | 54610.5906 | 53617.6708 | 52642.8041 | 51685.6622 | 50745.9229 | 49823.2697 | 48917.3921 | 48027.985 | 47154.7489 | 46297.3898 | 45455.6191 | 44629.1533 | 43817.7141 | 43021.0284 | 42238.8279 | 41470.8492 | 40716.8338 | 39976.5277 | 39249.6817 | 0 | 0 | 0 | 0 | 0 | 0 | 0 | 0
F2_Commercial_Grocery_Existing_Food Preparation_Natural Gas_Steamer_Baseline Forecast | F2 | Commercial | Grocery | Existing | Food Preparation | Natural Gas | Steamer | Baseline Forecast | Usage (MMtherm) | 0.031001 | 0.030437 | 0.028446 | 0.028359 | 0.028268 | 0.028292 | 0.027854 | 0.027524 | 0.027188 | 0.026939 | 0.026487 | 0.026126 | 0.025757 | 0.02549 | 0.025001 | 0.024621 | 0.024246 | 0.023964 | 0.023482 | 0.0231 | 0.022714 | 0.022426 | 0 | 0 | 0 | 0 | 0 | 0 | 0 | 0
F3_Commercial_Grocery_Existing_Food Preparation_Natural Gas_Steamer_Baseline Forecast | F3 | Commercial | Grocery | Existing | Food Preparation | Natural Gas | Steamer | Baseline Forecast | Peak Demand (S) | 0 | 0 | 0 | 0 | 0 | 0 | 0 | 0 | 0 | 0 | 0 | 0 | 0 | 0 | 0 | 0 | 0 | 0 | 0 | 0 | 0 | 0 | 0 | 0 | 0 | 0 | 0 | 0 | 0 | 0
F4_Commercial_Grocery_Existing_Food Preparation_Natural Gas_Steamer_Baseline Forecast | F4 | Commercial | Grocery | Existing | Food Preparation | Natural Gas | Steamer | Baseline Forecast | Peak Demand (W) | 0 | 0 | 0 | 0 | 0 | 0 | 0 | 0 | 0 | 0 | 0 | 0 | 0 | 0 | 0 | 0 | 0 | 0 | 0 | 0 | 0 | 0 | 0 | 0 | 0 | 0 | 0 | 0 | 0 | 0
F5_Commercial_Grocery_Existing_Food Preparation_Natural Gas_Steamer_Baseline Forecast | F5 | Commercial | Grocery | Existing | Food Preparation | Natural Gas | Steamer | Baseline Forecast | Turnover | 0 | 2098.2197 | 2346.1912 | 2553.2386 | 2724.7409 | 2865.3891 | 2979.2741 | 3069.9634 | 3140.5674 | 3193.7976 | 2984.9603 | 2826.0605 | 2706.8875 | 2619.037 | 2555.6161 | 2510.9946 | 2480.5948 | 2460.7148 | 2448.3791 | 2882.3339 | 2845.0241 | 2793.1773 | 0 | 0 | 0 | 0 | 0 | 0 | 0 | 0
F6_Commercial_Grocery_Existing_Food Preparation_Natural Gas_Steamer_Baseline Forecast | F6 | Commercial | Grocery | Existing | Food Preparation | Natural Gas | Steamer | Baseline Forecast | Avg. Replacement Usage | 0.53727 | 0.53727 | 0.51141 | 0.5193 | 0.52721 | 0.53744 | 0.53891 | 0.54239 | 0.54568 | 0.55071 | 0.5515 | 0.55405 | 0.55634 | 0.56077 | 0.56018 | 0.5619 | 0.5636 | 0.56734 | 0.56623 | 0.56734 | 0.56817 | 0.57137 | 0 | 0 | 0 | 0 | 0 | 0 | 0 | 0
F7_Commercial_Grocery_Existing_Food Preparation_Natural Gas_Steamer_Baseline Forecast | F7 | Commercial | Grocery | Existing | Food Preparation | Natural Gas | Steamer | Baseline Forecast | Avg. Replacement Demand (S) | 0 | 0 | 0 | 0 | 0 | 0 | 0 | 0 | 0 | 0 | 0 | 0 | 0 | 0 | 0 | 0 | 0 | 0 | 0 | 0 | 0 | 0 | 0 | 0 | 0 | 0 | 0 | 0 | 0 | 0
F8_Commercial_Grocery_Existing_Food Preparation_Natural Gas_Steamer_Baseline Forecast | F8 | Commercial | Grocery | Existing | Food Preparation | Natural Gas | Steamer | Baseline Forecast | Avg. Replacement Demand (W) | 0 | 0 | 0 | 0 | 0 | 0 | 0 | 0 | 0 | 0 | 0 | 0 | 0 | 0 | 0 | 0 | 0 | 0 | 0 | 0 | 0 | 0 | 0 | 0 | 0 | 0 | 0 | 0 | 0 | 0
F1_Commercial_Grocery_Existing_Food Preparation_Natural Gas_Food Prep Other_Baseline Forecast | F1 | Commercial | Grocery | Existing | Food Preparation | Natural Gas | Food Prep Other | Baseline Forecast | Units | 57701.0429 | 56651.933 | 55621.8979 | 54610.5906 | 53617.6708 | 52642.8041 | 51685.6622 | 50745.9229 | 49823.2697 | 48917.3921 | 48027.985 | 47154.7489 | 46297.3898 | 45455.6191 | 44629.1533 | 43817.7141 | 43021.0284 | 42238.8279 | 41470.8492 | 40716.8338 | 39976.5277 | 39249.6817 | 0 | 0 | 0 | 0 | 0 | 0 | 0 | 0
F2_Commercial_Grocery_Existing_Food Preparation_Natural Gas_Food Prep Other_Baseline Forecast | F2 | Commercial | Grocery | Existing | Food Preparation | Natural Gas | Food Prep Other | Baseline Forecast | Usage (MMtherm) | 0.022049 | 0.021648 | 0.020231 | 0.02017 | 0.020105 | 0.020122 | 0.019811 | 0.019576 | 0.019337 | 0.01916 | 0.018839 | 0.018582 | 0.018319 | 0.01813 | 0.017781 | 0.017511 | 0.017245 | 0.017044 | 0.016701 | 0.01643 | 0.016155 | 0.01595 | 0 | 0 | 0 | 0 | 0 | 0 | 0 | 0
F3_Commercial_Grocery_Existing_Food Preparation_Natural Gas_Food Prep Other_Baseline Forecast | F3 | Commercial | Grocery | Existing | Food Preparation | Natural Gas | Food Prep Other | Baseline Forecast | Peak Demand (S) | 0 | 0 | 0 | 0 | 0 | 0 | 0 | 0 | 0 | 0 | 0 | 0 | 0 | 0 | 0 | 0 | 0 | 0 | 0 | 0 | 0 | 0 | 0 | 0 | 0 | 0 | 0 | 0 | 0 | 0
F4_Commercial_Grocery_Existing_Food Preparation_Natural Gas_Food Prep Other_Baseline Forecast | F4 | Commercial | Grocery | Existing | Food Preparation | Natural Gas | Food Prep Other | Baseline Forecast | Peak Demand (W) | 0 | 0 | 0 | 0 | 0 | 0 | 0 | 0 | 0 | 0 | 0 | 0 | 0 | 0 | 0 | 0 | 0 | 0 | 0 | 0 | 0 | 0 | 0 | 0 | 0 | 0 | 0 | 0 | 0 | 0
F5_Commercial_Grocery_Existing_Food Preparation_Natural Gas_Food Prep Other_Baseline Forecast | F5 | Commercial | Grocery | Existing | Food Preparation | Natural Gas | Food Prep Other | Baseline Forecast | Turnover | 0 | 2266.0773 | 2892.3387 | 3364.0124 | 3714.6322 | 3970.5309 | 4152.3848 | 4276.4279 | 4355.4052 | 4399.3206 | 3839.6903 | 3506.3116 | 3324.4322 | 3241.0234 | 3218.8984 | 3691.8165 | 3760.1746 | 3798.2228 | 3812.7483 | 3711.3568 | 3561.1227 | 3401.2311 | 0 | 0 | 0 | 0 | 0 | 0 | 0 | 0
F6_Commercial_Grocery_Existing_Food Preparation_Natural Gas_Food Prep Other_Baseline Forecast | F6 | Commercial | Grocery | Existing | Food Preparation | Natural Gas | Food Prep Other | Baseline Forecast | Avg. Replacement Usage | 0.38213 | 0.38213 | 0.36373 | 0.36935 | 0.37497 | 0.38224 | 0.38329 | 0.38577 | 0.38811 | 0.39168 | 0.39224 | 0.39406 | 0.39569 | 0.39884 | 0.39842 | 0.39964 | 0.40085 | 0.40351 | 0.40273 | 0.40351 | 0.4041 | 0.40638 | 0 | 0 | 0 | 0 | 0 | 0 | 0 | 0
F7_Commercial_Grocery_Existing_Food Preparation_Natural Gas_Food Prep Other_Baseline Forecast | F7 | Commercial | Grocery | Existing | Food Preparation | Natural Gas | Food Prep Other | Baseline Forecast | Avg. Replacement Demand (S) | 0 | 0 | 0 | 0 | 0 | 0 | 0 | 0 | 0 | 0 | 0 | 0 | 0 | 0 | 0 | 0 | 0 | 0 | 0 | 0 | 0 | 0 | 0 | 0 | 0 | 0 | 0 | 0 | 0 | 0
F8_Commercial_Grocery_Existing_Food Preparation_Natural Gas_Food Prep Other_Baseline Forecast | F8 | Commercial | Grocery | Existing | Food Preparation | Natural Gas | Food Prep Other | Baseline Forecast | Avg. Replacement Demand (W) | 0 | 0 | 0 | 0 | 0 | 0 | 0 | 0 | 0 | 0 | 0 | 0 | 0 | 0 | 0 | 0 | 0 | 0 | 0 | 0 | 0 | 0 | 0 | 0 | 0 | 0 | 0 | 0 | 0 | 0
F1_Commercial_Grocery_Existing_Miscellaneous_Natural Gas_Pool Heater_Baseline Forecast | F1 | Commercial | Grocery | Existing | Miscellaneous | Natural Gas | Pool Heater | Baseline Forecast | Units | 5555.9698 | 5454.9522 | 5355.7712 | 5258.3936 | 5162.7864 | 5068.9176 | 4976.7554 | 4886.269 | 4797.4277 | 4710.2018 | 4624.5617 | 4540.4788 | 4457.9246 | 4376.8715 | 4297.292 | 4219.1594 | 4142.4474 | 4067.1302 | 3993.1824 | 3920.579 | 3849.2958 | 3779.3086 | 0 | 0 | 0 | 0 | 0 | 0 | 0 | 0
F2_Commercial_Grocery_Existing_Miscellaneous_Natural Gas_Pool Heater_Baseline Forecast | F2 | Commercial | Grocery | Existing | Miscellaneous | Natural Gas | Pool Heater | Baseline Forecast | Usage (MMtherm) | 2.1983e-06 | 2.1583e-06 | 2.0171e-06 | 2.011e-06 | 2.0045e-06 | 2.0062e-06 | 1.9751e-06 | 1.9517e-06 | 1.9279e-06 | 1.9103e-06 | 1.8782e-06 | 1.8526e-06 | 1.8264e-06 | 1.8075e-06 | 1.7728e-06 | 1.7459e-06 | 1.7193e-06 | 1.6993e-06 | 1.6651e-06 | 1.638e-06 | 1.6106e-06 | 1.5902e-06 | 0 | 0 | 0 | 0 | 0 | 0 | 0 | 0
F3_Commercial_Grocery_Existing_Miscellaneous_Natural Gas_Pool Heater_Baseline Forecast | F3 | Commercial | Grocery | Existing | Miscellaneous | Natural Gas | Pool Heater | Baseline Forecast | Peak Demand (S) | 0 | 0 | 0 | 0 | 0 | 0 | 0 | 0 | 0 | 0 | 0 | 0 | 0 | 0 | 0 | 0 | 0 | 0 | 0 | 0 | 0 | 0 | 0 | 0 | 0 | 0 | 0 | 0 | 0 | 0
F4_Commercial_Grocery_Existing_Miscellaneous_Natural Gas_Pool Heater_Baseline Forecast | F4 | Commercial | Grocery | Existing | Miscellaneous | Natural Gas | Pool Heater | Baseline Forecast | Peak Demand (W) | 0 | 0 | 0 | 0 | 0 | 0 | 0 | 0 | 0 | 0 | 0 | 0 | 0 | 0 | 0 | 0 | 0 | 0 | 0 | 0 | 0 | 0 | 0 | 0 | 0 | 0 | 0 | 0 | 0 | 0
F5_Commercial_Grocery_Existing_Miscellaneous_Natural Gas_Pool Heater_Baseline Forecast | F5 | Commercial | Grocery | Existing | Miscellaneous | Natural Gas | Pool Heater | Baseline Forecast | Turnover | 0 | 654.5943 | 621.2695 | 593.1468 | 569.1456 | 548.4163 | 550.1982 | 545.5171 | 536.7089 | 525.411 | 512.7545 | 645.9698 | 602.2445 | 567.296 | 538.5717 | 514.3195 | 524.4075 | 522.9496 | 514.5085 | 502.0589 | 487.5138 | 509.7087 | 0 | 0 | 0 | 0 | 0 | 0 | 0 | 0
F6_Commercial_Grocery_Existing_Miscellaneous_Natural Gas_Pool Heater_Baseline Forecast | F6 | Commercial | Grocery | Existing | Miscellaneous | Natural Gas | Pool Heater | Baseline Forecast | Avg. Replacement Usage | 0.00039566 | 0.00039566 | 0.00037661 | 0.00038243 | 0.00038825 | 0.00039578 | 0.00039687 | 0.00039943 | 0.00040185 | 0.00040556 | 0.00040614 | 0.00040802 | 0.0004097 | 0.00041297 | 0.00041253 | 0.0004138 | 0.00041505 | 0.00041781 | 0.00041699 | 0.0004178 | 0.00041842 | 0.00042077 | 0 | 0 | 0 | 0 | 0 | 0 | 0 | 0
F7_Commercial_Grocery_Existing_Miscellaneous_Natural Gas_Pool Heater_Baseline Forecast | F7 | Commercial | Grocery | Existing | Miscellaneous | Natural Gas | Pool Heater | Baseline Forecast | Avg. Replacement Demand (S) | 0 | 0 | 0 | 0 | 0 | 0 | 0 | 0 | 0 | 0 | 0 | 0 | 0 | 0 | 0 | 0 | 0 | 0 | 0 | 0 | 0 | 0 | 0 | 0 | 0 | 0 | 0 | 0 | 0 | 0
F8_Commercial_Grocery_Existing_Miscellaneous_Natural Gas_Pool Heater_Baseline Forecast | F8 | Commercial | Grocery | Existing | Miscellaneous | Natural Gas | Pool Heater | Baseline Forecast | Avg. Replacement Demand (W) | 0 | 0 | 0 | 0 | 0 | 0 | 0 | 0 | 0 | 0 | 0 | 0 | 0 | 0 | 0 | 0 | 0 | 0 | 0 | 0 | 0 | 0 | 0 | 0 | 0 | 0 | 0 | 0 | 0 | 0
F1_Commercial_Grocery_Existing_Miscellaneous_Natural Gas_Miscellaneous_Baseline Forecast | F1 | Commercial | Grocery | Existing | Miscellaneous | Natural Gas | Miscellaneous | Baseline Forecast | Units | 2934877.3195 | 2881515.9137 | 2829124.7153 | 2777686.0841 | 2727182.7007 | 2677597.5607 | 2628913.9687 | 2581115.5329 | 2534186.1596 | 2488110.0476 | 2442871.6831 | 2398455.8343 | 2354847.5464 | 2312032.1365 | 2269995.1886 | 2228722.5488 | 2188200.3206 | 2148414.8602 | 2109352.7719 | 2071000.9033 | 2033346.3414 | 1996376.4079 | 0 | 0 | 0 | 0 | 0 | 0 | 0 | 0
F2_Commercial_Grocery_Existing_Miscellaneous_Natural Gas_Miscellaneous_Baseline Forecast | F2 | Commercial | Grocery | Existing | Miscellaneous | Natural Gas | Miscellaneous | Baseline Forecast | Usage (MMtherm) | 0.0015035 | 0.0014762 | 0.0013796 | 0.0013754 | 0.001371 | 0.0013721 | 0.0013509 | 0.0013349 | 0.0013186 | 0.0013065 | 0.0012846 | 0.0012671 | 0.0012492 | 0.0012363 | 0.0012125 | 0.0011941 | 0.0011759 | 0.0011622 | 0.0011389 | 0.0011203 | 0.0011016 | 0.0010876 | 0 | 0 | 0 | 0 | 0 | 0 | 0 | 0
F3_Commercial_Grocery_Existing_Miscellaneous_Natural Gas_Miscellaneous_Baseline Forecast | F3 | Commercial | Grocery | Existing | Miscellaneous | Natural Gas | Miscellaneous | Baseline Forecast | Peak Demand (S) | 0 | 0 | 0 | 0 | 0 | 0 | 0 | 0 | 0 | 0 | 0 | 0 | 0 | 0 | 0 | 0 | 0 | 0 | 0 | 0 | 0 | 0 | 0 | 0 | 0 | 0 | 0 | 0 | 0 | 0
F4_Commercial_Grocery_Existing_Miscellaneous_Natural Gas_Miscellaneous_Baseline Forecast | F4 | Commercial | Grocery | Existing | Miscellaneous | Natural Gas | Miscellaneous | Baseline Forecast | Peak Demand (W) | 0 | 0 | 0 | 0 | 0 | 0 | 0 | 0 | 0 | 0 | 0 | 0 | 0 | 0 | 0 | 0 | 0 | 0 | 0 | 0 | 0 | 0 | 0 | 0 | 0 | 0 | 0 | 0 | 0 | 0
F5_Commercial_Grocery_Existing_Miscellaneous_Natural Gas_Miscellaneous_Baseline Forecast | F5 | Commercial | Grocery | Existing | Miscellaneous | Natural Gas | Miscellaneous | Baseline Forecast | Turnover | 0 | 246987.0783 | 288686.1954 | 322308.7643 | 304635.7353 | 295400.809 | 292175.0436 | 287070.8783 | 281526.8098 | 276425.01 | 271441.4349 | 326395.6404 | 323256.9181 | 318166.8833 | 309021.8113 | 302869.7551 | 298420.8226 | 292970.5581 | 287422.8601 | 282235.4373 | 277139.1863 | 286614.0748 | 0 | 0 | 0 | 0 | 0 | 0 | 0 | 0
F6_Commercial_Grocery_Existing_Miscellaneous_Natural Gas_Miscellaneous_Baseline Forecast | F6 | Commercial | Grocery | Existing | Miscellaneous | Natural Gas | Miscellaneous | Baseline Forecast | Avg. Replacement Usage | 0.0005123 | 0.0005123 | 0.00048764 | 0.00049516 | 0.0005027 | 0.00051245 | 0.00051386 | 0.00051718 | 0.00052031 | 0.00052511 | 0.00052586 | 0.00052829 | 0.00053048 | 0.00053471 | 0.00053414 | 0.00053578 | 0.0005374 | 0.00054097 | 0.00053991 | 0.00054097 | 0.00054176 | 0.00054481 | 0 | 0 | 0 | 0 | 0 | 0 | 0 | 0
F7_Commercial_Grocery_Existing_Miscellaneous_Natural Gas_Miscellaneous_Baseline Forecast | F7 | Commercial | Grocery | Existing | Miscellaneous | Natural Gas | Miscellaneous | Baseline Forecast | Avg. Replacement Demand (S) | 0 | 0 | 0 | 0 | 0 | 0 | 0 | 0 | 0 | 0 | 0 | 0 | 0 | 0 | 0 | 0 | 0 | 0 | 0 | 0 | 0 | 0 | 0 | 0 | 0 | 0 | 0 | 0 | 0 | 0
F8_Commercial_Grocery_Existing_Miscellaneous_Natural Gas_Miscellaneous_Baseline Forecast | F8 | Commercial | Grocery | Existing | Miscellaneous | Natural Gas | Miscellaneous | Baseline Forecast | Avg. Replacement Demand (W) | 0 | 0 | 0 | 0 | 0 | 0 | 0 | 0 | 0 | 0 | 0 | 0 | 0 | 0 | 0 | 0 | 0 | 0 | 0 | 0 | 0 | 0 | 0 | 0 | 0 | 0 | 0 | 0 | 0 | 0
F1_Commercial_Grocery_New_Space Heating_Natural Gas_Furnace_Baseline Forecast | F1 | Commercial | Grocery | New | Space Heating | Natural Gas | Furnace | Baseline Forecast | Units | 0 | 116140.2506 | 294862.085 | 374952.0172 | 453576.0049 | 531306.5775 | 608146.3782 | 684376.1747 | 759708.4683 | 834257.4426 | 907737.9572 | 980290.1614 | 1052065.7686 | 1122760.967 | 1192513.4866 | 1261169.7541 | 1329021.7715 | 1395982.4211 | 1461904.6386 | 1527205.3833 | 1591659.8417 | 1655876.1337 | 0 | 0 | 0 | 0 | 0 | 0 | 0 | 0
F2_Commercial_Grocery_New_Space Heating_Natural Gas_Furnace_Baseline Forecast | F2 | Commercial | Grocery | New | Space Heating | Natural Gas | Furnace | Baseline Forecast | Usage (MMtherm) | 0 | 0.04886 | 0.11808 | 0.15247 | 0.18724 | 0.22359 | 0.25662 | 0.29066 | 0.32391 | 0.35834 | 0.38989 | 0.42248 | 0.45482 | 0.48881 | 0.51822 | 0.54936 | 0.58031 | 0.61326 | 0.64065 | 0.6702 | 0.69902 | 0.73079 | 0 | 0 | 0 | 0 | 0 | 0 | 0 | 0
F3_Commercial_Grocery_New_Space Heating_Natural Gas_Furnace_Baseline Forecast | F3 | Commercial | Grocery | New | Space Heating | Natural Gas | Furnace | Baseline Forecast | Peak Demand (S) | 0 | 0 | 0 | 0 | 0 | 0 | 0 | 0 | 0 | 0 | 0 | 0 | 0 | 0 | 0 | 0 | 0 | 0 | 0 | 0 | 0 | 0 | 0 | 0 | 0 | 0 | 0 | 0 | 0 | 0
F4_Commercial_Grocery_New_Space Heating_Natural Gas_Furnace_Baseline Forecast | F4 | Commercial | Grocery | New | Space Heating | Natural Gas | Furnace | Baseline Forecast | Peak Demand (W) | 0 | 0 | 0 | 0 | 0 | 0 | 0 | 0 | 0 | 0 | 0 | 0 | 0 | 0 | 0 | 0 | 0 | 0 | 0 | 0 | 0 | 0 | 0 | 0 | 0 | 0 | 0 | 0 | 0 | 0
F5_Commercial_Grocery_New_Space Heating_Natural Gas_Furnace_Baseline Forecast | F5 | Commercial | Grocery | New | Space Heating | Natural Gas | Furnace | Baseline Forecast | Turnover | 0 | 116140.2506 | 178721.8345 | 80089.9322 | 78623.9877 | 77730.5726 | 76839.8007 | 76229.7965 | 75332.2935 | 74548.9744 | 73480.5146 | 72552.2043 | 71775.6072 | 70695.1984 | 69752.5195 | 68656.2675 | 67852.0175 | 66960.6495 | 65922.2176 | 74234.61 | 86448.9369 | 90679.6515 | 0 | 0 | 0 | 0 | 0 | 0 | 0 | 0
F6_Commercial_Grocery_New_Space Heating_Natural Gas_Furnace_Baseline Forecast | F6 | Commercial | Grocery | New | Space Heating | Natural Gas | Furnace | Baseline Forecast | Avg. Replacement Usage | 0.4207 | 0.4207 | 0.40044 | 0.40663 | 0.41282 | 0.42082 | 0.42198 | 0.42471 | 0.41796 | 0.42182 | 0.42242 | 0.42437 | 0.42613 | 0.42953 | 0.42907 | 0.43039 | 0.43169 | 0.43456 | 0.43371 | 0.43455 | 0.43519 | 0.43764 | 0 | 0 | 0 | 0 | 0 | 0 | 0 | 0
F7_Commercial_Grocery_New_Space Heating_Natural Gas_Furnace_Baseline Forecast | F7 | Commercial | Grocery | New | Space Heating | Natural Gas | Furnace | Baseline Forecast | Avg. Replacement Demand (S) | 0 | 0 | 0 | 0 | 0 | 0 | 0 | 0 | 0 | 0 | 0 | 0 | 0 | 0 | 0 | 0 | 0 | 0 | 0 | 0 | 0 | 0 | 0 | 0 | 0 | 0 | 0 | 0 | 0 | 0
F8_Commercial_Grocery_New_Space Heating_Natural Gas_Furnace_Baseline Forecast | F8 | Commercial | Grocery | New | Space Heating | Natural Gas | Furnace | Baseline Forecast | Avg. Replacement Demand (W) | 0 | 0 | 0 | 0 | 0 | 0 | 0 | 0 | 0 | 0 | 0 | 0 | 0 | 0 | 0 | 0 | 0 | 0 | 0 | 0 | 0 | 0 | 0 | 0 | 0 | 0 | 0 | 0 | 0 | 0
F1_Commercial_Grocery_New_Space Heating_Natural Gas_Boiler_Baseline Forecast | F1 | Commercial | Grocery | New | Space Heating | Natural Gas | Boiler | Baseline Forecast | Units | 0 | 11916.9886 | 30255.3859 | 38473.3018 | 46540.7991 | 54516.6244 | 62401.0488 | 70222.8816 | 77952.6228 | 85601.9887 | 93141.7215 | 100586.2016 | 107950.9962 | 115204.9316 | 122362.14 | 129406.8636 | 136369.0641 | 143239.8027 | 150003.9892 | 156704.4072 | 163317.989 | 169907.1328 | 0 | 0 | 0 | 0 | 0 | 0 | 0 | 0
F2_Commercial_Grocery_New_Space Heating_Natural Gas_Boiler_Baseline Forecast | F2 | Commercial | Grocery | New | Space Heating | Natural Gas | Boiler | Baseline Forecast | Usage (MMtherm) | 0 | 0.019364 | 0.046797 | 0.060426 | 0.07421 | 0.088613 | 0.10171 | 0.1152 | 0.12865 | 0.14258 | 0.15536 | 0.16855 | 0.18164 | 0.19539 | 0.20731 | 0.21992 | 0.23374 | 0.24837 | 0.26073 | 0.27398 | 0.28699 | 0.30123 | 0 | 0 | 0 | 0 | 0 | 0 | 0 | 0
F3_Commercial_Grocery_New_Space Heating_Natural Gas_Boiler_Baseline Forecast | F3 | Commercial | Grocery | New | Space Heating | Natural Gas | Boiler | Baseline Forecast | Peak Demand (S) | 0 | 0 | 0 | 0 | 0 | 0 | 0 | 0 | 0 | 0 | 0 | 0 | 0 | 0 | 0 | 0 | 0 | 0 | 0 | 0 | 0 | 0 | 0 | 0 | 0 | 0 | 0 | 0 | 0 | 0
F4_Commercial_Grocery_New_Space Heating_Natural Gas_Boiler_Baseline Forecast | F4 | Commercial | Grocery | New | Space Heating | Natural Gas | Boiler | Baseline Forecast | Peak Demand (W) | 0 | 0 | 0 | 0 | 0 | 0 | 0 | 0 | 0 | 0 | 0 | 0 | 0 | 0 | 0 | 0 | 0 | 0 | 0 | 0 | 0 | 0 | 0 | 0 | 0 | 0 | 0 | 0 | 0 | 0
F5_Commercial_Grocery_New_Space Heating_Natural Gas_Boiler_Baseline Forecast | F5 | Commercial | Grocery | New | Space Heating | Natural Gas | Boiler | Baseline Forecast | Turnover | 0 | 11916.9886 | 18338.3973 | 8217.9159 | 8067.4973 | 7975.8253 | 7884.4244 | 7821.8327 | 7729.7412 | 7649.3659 | 7539.7328 | 7444.4801 | 7364.7946 | 7253.9354 | 7157.2084 | 7044.7235 | 6962.2006 | 6870.7385 | 6764.1865 | 6700.418 | 6613.5818 | 6589.1439 | 0 | 0 | 0 | 0 | 0 | 0 | 0 | 0
F6_Commercial_Grocery_New_Space Heating_Natural Gas_Boiler_Baseline Forecast | F6 | Commercial | Grocery | New | Space Heating | Natural Gas | Boiler | Baseline Forecast | Avg. Replacement Usage | 1.6249 | 1.6249 | 1.5467 | 1.5706 | 1.5945 | 1.6254 | 1.6299 | 1.6404 | 1.6504 | 1.6656 | 1.668 | 1.6757 | 1.6826 | 1.696 | 1.6942 | 1.6994 | 1.8901 | 1.9026 | 1.8989 | 1.9026 | 1.9054 | 1.9161 | 0 | 0 | 0 | 0 | 0 | 0 | 0 | 0
F7_Commercial_Grocery_New_Space Heating_Natural Gas_Boiler_Baseline Forecast | F7 | Commercial | Grocery | New | Space Heating | Natural Gas | Boiler | Baseline Forecast | Avg. Replacement Demand (S) | 0 | 0 | 0 | 0 | 0 | 0 | 0 | 0 | 0 | 0 | 0 | 0 | 0 | 0 | 0 | 0 | 0 | 0 | 0 | 0 | 0 | 0 | 0 | 0 | 0 | 0 | 0 | 0 | 0 | 0
F8_Commercial_Grocery_New_Space Heating_Natural Gas_Boiler_Baseline Forecast | F8 | Commercial | Grocery | New | Space Heating | Natural Gas | Boiler | Baseline Forecast | Avg. Replacement Demand (W) | 0 | 0 | 0 | 0 | 0 | 0 | 0 | 0 | 0 | 0 | 0 | 0 | 0 | 0 | 0 | 0 | 0 | 0 | 0 | 0 | 0 | 0 | 0 | 0 | 0 | 0 | 0 | 0 | 0 | 0
F1_Commercial_Grocery_New_Space Heating_Natural Gas_Unit Heater_Baseline Forecast | F1 | Commercial | Grocery | New | Space Heating | Natural Gas | Unit Heater | Baseline Forecast | Units | 0 | 60865.9372 | 154529.1755 | 196502.1243 | 237706.8115 | 278443.2842 | 318712.9278 | 358662.8847 | 398142.4848 | 437211.5688 | 475720.702 | 513743.3332 | 551358.971 | 588408.3961 | 624963.7889 | 660944.6659 | 696504.0573 | 731596.3072 | 766144.3432 | 800366.6822 | 834145.5057 | 867799.5126 | 0 | 0 | 0 | 0 | 0 | 0 | 0 | 0
F2_Commercial_Grocery_New_Space Heating_Natural Gas_Unit Heater_Baseline Forecast | F2 | Commercial | Grocery | New | Space Heating | Natural Gas | Unit Heater | Baseline Forecast | Usage (MMtherm) | 0 | 0.077967 | 0.18842 | 0.24329 | 0.29879 | 0.35679 | 0.4095 | 0.46382 | 0.51799 | 0.57406 | 0.62552 | 0.67864 | 0.73134 | 0.78671 | 0.8347 | 0.88546 | 0.93591 | 0.98961 | 1.0343 | 1.0826 | 1.13 | 1.1822 | 0 | 0 | 0 | 0 | 0 | 0 | 0 | 0
F3_Commercial_Grocery_New_Space Heating_Natural Gas_Unit Heater_Baseline Forecast | F3 | Commercial | Grocery | New | Space Heating | Natural Gas | Unit Heater | Baseline Forecast | Peak Demand (S) | 0 | 0 | 0 | 0 | 0 | 0 | 0 | 0 | 0 | 0 | 0 | 0 | 0 | 0 | 0 | 0 | 0 | 0 | 0 | 0 | 0 | 0 | 0 | 0 | 0 | 0 | 0 | 0 | 0 | 0
F4_Commercial_Grocery_New_Space Heating_Natural Gas_Unit Heater_Baseline Forecast | F4 | Commercial | Grocery | New | Space Heating | Natural Gas | Unit Heater | Baseline Forecast | Peak Demand (W) | 0 | 0 | 0 | 0 | 0 | 0 | 0 | 0 | 0 | 0 | 0 | 0 | 0 | 0 | 0 | 0 | 0 | 0 | 0 | 0 | 0 | 0 | 0 | 0 | 0 | 0 | 0 | 0 | 0 | 0
F5_Commercial_Grocery_New_Space Heating_Natural Gas_Unit Heater_Baseline Forecast | F5 | Commercial | Grocery | New | Space Heating | Natural Gas | Unit Heater | Baseline Forecast | Turnover | 0 | 60865.9372 | 93663.2383 | 41972.9488 | 41204.6872 | 40736.4727 | 40269.6435 | 39949.957 | 39479.6001 | 39069.0839 | 38509.1333 | 38022.6312 | 49788.8253 | 65520.6227 | 67726.9406 | 69159.0527 | 70249.2266 | 86853.6869 | 92544.7927 | 74965.3651 | 73985.666 | 73398.568 | 0 | 0 | 0 | 0 | 0 | 0 | 0 | 0
F6_Commercial_Grocery_New_Space Heating_Natural Gas_Unit Heater_Baseline Forecast | F6 | Commercial | Grocery | New | Space Heating | Natural Gas | Unit Heater | Baseline Forecast | Avg. Replacement Usage | 1.281 | 1.281 | 1.2193 | 1.2381 | 1.257 | 1.2814 | 1.2849 | 1.2932 | 1.301 | 1.313 | 1.3149 | 1.321 | 1.3264 | 1.337 | 1.3356 | 1.3397 | 1.3437 | 1.3527 | 1.35 | 1.3527 | 1.3546 | 1.3623 | 0 | 0 | 0 | 0 | 0 | 0 | 0 | 0
F7_Commercial_Grocery_New_Space Heating_Natural Gas_Unit Heater_Baseline Forecast | F7 | Commercial | Grocery | New | Space Heating | Natural Gas | Unit Heater | Baseline Forecast | Avg. Replacement Demand (S) | 0 | 0 | 0 | 0 | 0 | 0 | 0 | 0 | 0 | 0 | 0 | 0 | 0 | 0 | 0 | 0 | 0 | 0 | 0 | 0 | 0 | 0 | 0 | 0 | 0 | 0 | 0 | 0 | 0 | 0
F8_Commercial_Grocery_New_Space Heating_Natural Gas_Unit Heater_Baseline Forecast | F8 | Commercial | Grocery | New | Space Heating | Natural Gas | Unit Heater | Baseline Forecast | Avg. Replacement Demand (W) | 0 | 0 | 0 | 0 | 0 | 0 | 0 | 0 | 0 | 0 | 0 | 0 | 0 | 0 | 0 | 0 | 0 | 0 | 0 | 0 | 0 | 0 | 0 | 0 | 0 | 0 | 0 | 0 | 0 | 0
F1_Commercial_Grocery_New_Water Heating_Natural Gas_Water Heater_Baseline Forecast | F1 | Commercial | Grocery | New | Water Heating | Natural Gas | Water Heater | Baseline Forecast | Units | 0 | 108027.722 | 274265.633 | 348761.1924 | 421893.2051 | 494194.2087 | 565666.662 | 636571.7206 | 706641.9677 | 775983.6114 | 844331.4285 | 911815.7787 | 978577.7781 | 1044334.8365 | 1109215.0632 | 1173075.6123 | 1236188.0892 | 1298471.4612 | 1359788.9369 | 1420528.3502 | 1480480.5915 | 1540211.3024 | 0 | 0 | 0 | 0 | 0 | 0 | 0 | 0
F2_Commercial_Grocery_New_Water Heating_Natural Gas_Water Heater_Baseline Forecast | F2 | Commercial | Grocery | New | Water Heating | Natural Gas | Water Heater | Baseline Forecast | Usage (MMtherm) | 0 | 0.017667 | 0.042694 | 0.055128 | 0.067704 | 0.080845 | 0.09279 | 0.1051 | 0.11737 | 0.13008 | 0.14174 | 0.15377 | 0.16572 | 0.17826 | 0.18914 | 0.20064 | 0.21207 | 0.22424 | 0.23437 | 0.24531 | 0.25604 | 0.26787 | 0 | 0 | 0 | 0 | 0 | 0 | 0 | 0
F3_Commercial_Grocery_New_Water Heating_Natural Gas_Water Heater_Baseline Forecast | F3 | Commercial | Grocery | New | Water Heating | Natural Gas | Water Heater | Baseline Forecast | Peak Demand (S) | 0 | 0 | 0 | 0 | 0 | 0 | 0 | 0 | 0 | 0 | 0 | 0 | 0 | 0 | 0 | 0 | 0 | 0 | 0 | 0 | 0 | 0 | 0 | 0 | 0 | 0 | 0 | 0 | 0 | 0
F4_Commercial_Grocery_New_Water Heating_Natural Gas_Water Heater_Baseline Forecast | F4 | Commercial | Grocery | New | Water Heating | Natural Gas | Water Heater | Baseline Forecast | Peak Demand (W) | 0 | 0 | 0 | 0 | 0 | 0 | 0 | 0 | 0 | 0 | 0 | 0 | 0 | 0 | 0 | 0 | 0 | 0 | 0 | 0 | 0 | 0 | 0 | 0 | 0 | 0 | 0 | 0 | 0 | 0
F5_Commercial_Grocery_New_Water Heating_Natural Gas_Water Heater_Baseline Forecast | F5 | Commercial | Grocery | New | Water Heating | Natural Gas | Water Heater | Baseline Forecast | Turnover | 0 | 108027.722 | 166237.9111 | 74495.5593 | 73132.0127 | 72301.0037 | 71472.4533 | 70905.0586 | 70070.2471 | 69341.6437 | 89953.3615 | 118016.368 | 122086.7254 | 124643.2418 | 126449.3741 | 155729.1769 | 166047.8426 | 134596.0069 | 132678.4669 | 135601.0345 | 143227.6122 | 150619.6137 | 0 | 0 | 0 | 0 | 0 | 0 | 0 | 0
F6_Commercial_Grocery_New_Water Heating_Natural Gas_Water Heater_Baseline Forecast | F6 | Commercial | Grocery | New | Water Heating | Natural Gas | Water Heater | Baseline Forecast | Avg. Replacement Usage | 0.16354 | 0.16354 | 0.15567 | 0.15807 | 0.16048 | 0.16359 | 0.16404 | 0.1651 | 0.1661 | 0.16763 | 0.16787 | 0.16865 | 0.16934 | 0.17069 | 0.17051 | 0.17104 | 0.17155 | 0.17269 | 0.17235 | 0.17269 | 0.17295 | 0.17392 | 0 | 0 | 0 | 0 | 0 | 0 | 0 | 0
F7_Commercial_Grocery_New_Water Heating_Natural Gas_Water Heater_Baseline Forecast | F7 | Commercial | Grocery | New | Water Heating | Natural Gas | Water Heater | Baseline Forecast | Avg. Replacement Demand (S) | 0 | 0 | 0 | 0 | 0 | 0 | 0 | 0 | 0 | 0 | 0 | 0 | 0 | 0 | 0 | 0 | 0 | 0 | 0 | 0 | 0 | 0 | 0 | 0 | 0 | 0 | 0 | 0 | 0 | 0
F8_Commercial_Grocery_New_Water Heating_Natural Gas_Water Heater_Baseline Forecast | F8 | Commercial | Grocery | New | Water Heating | Natural Gas | Water Heater | Baseline Forecast | Avg. Replacement Demand (W) | 0 | 0 | 0 | 0 | 0 | 0 | 0 | 0 | 0 | 0 | 0 | 0 | 0 | 0 | 0 | 0 | 0 | 0 | 0 | 0 | 0 | 0 | 0 | 0 | 0 | 0 | 0 | 0 | 0 | 0
F1_Commercial_Grocery_New_Food Preparation_Natural Gas_Oven_Baseline Forecast | F1 | Commercial | Grocery | New | Food Preparation | Natural Gas | Oven | Baseline Forecast | Units | 0 | 33752.8973 | 85693.3718 | 108969.258 | 131819.1086 | 154409.3133 | 176740.6402 | 198894.6865 | 220787.8989 | 242453.4615 | 263808.5064 | 284893.7639 | 305753.3254 | 326298.8965 | 346570.5044 | 366523.5176 | 386242.798 | 405703.0275 | 424861.4659 | 443839.2907 | 462571.1662 | 481233.8254 | 0 | 0 | 0 | 0 | 0 | 0 | 0 | 0
F2_Commercial_Grocery_New_Food Preparation_Natural Gas_Oven_Baseline Forecast | F2 | Commercial | Grocery | New | Food Preparation | Natural Gas | Oven | Baseline Forecast | Usage (MMtherm) | 0 | 0.0088633 | 0.021419 | 0.027658 | 0.033967 | 0.040559 | 0.046552 | 0.052727 | 0.058885 | 0.06526 | 0.071109 | 0.077148 | 0.083139 | 0.089433 | 0.094889 | 0.10066 | 0.10639 | 0.1125 | 0.11758 | 0.12307 | 0.12846 | 0.13439 | 0 | 0 | 0 | 0 | 0 | 0 | 0 | 0
F3_Commercial_Grocery_New_Food Preparation_Natural Gas_Oven_Baseline Forecast | F3 | Commercial | Grocery | New | Food Preparation | Natural Gas | Oven | Baseline Forecast | Peak Demand (S) | 0 | 0 | 0 | 0 | 0 | 0 | 0 | 0 | 0 | 0 | 0 | 0 | 0 | 0 | 0 | 0 | 0 | 0 | 0 | 0 | 0 | 0 | 0 | 0 | 0 | 0 | 0 | 0 | 0 | 0
F4_Commercial_Grocery_New_Food Preparation_Natural Gas_Oven_Baseline Forecast | F4 | Commercial | Grocery | New | Food Preparation | Natural Gas | Oven | Baseline Forecast | Peak Demand (W) | 0 | 0 | 0 | 0 | 0 | 0 | 0 | 0 | 0 | 0 | 0 | 0 | 0 | 0 | 0 | 0 | 0 | 0 | 0 | 0 | 0 | 0 | 0 | 0 | 0 | 0 | 0 | 0 | 0 | 0
F5_Commercial_Grocery_New_Food Preparation_Natural Gas_Oven_Baseline Forecast | F5 | Commercial | Grocery | New | Food Preparation | Natural Gas | Oven | Baseline Forecast | Turnover | 0 | 33752.8973 | 51940.4745 | 23275.8862 | 22849.8507 | 22590.2047 | 22331.3269 | 22154.0463 | 21893.2123 | 21665.5626 | 21355.0449 | 21085.2576 | 27610.1409 | 36334.1295 | 37557.632 | 38351.8025 | 38956.3529 | 48164.2723 | 51320.2462 | 41571.6636 | 41028.3765 | 40702.8042 | 0 | 0 | 0 | 0 | 0 | 0 | 0 | 0
F6_Commercial_Grocery_New_Food Preparation_Natural Gas_Oven_Baseline Forecast | F6 | Commercial | Grocery | New | Food Preparation | Natural Gas | Oven | Baseline Forecast | Avg. Replacement Usage | 0.26259 | 0.26259 | 0.24995 | 0.25381 | 0.25768 | 0.26267 | 0.26339 | 0.2651 | 0.2667 | 0.26916 | 0.26955 | 0.27079 | 0.27191 | 0.27408 | 0.27379 | 0.27463 | 0.27546 | 0.27729 | 0.27675 | 0.27729 | 0.2777 | 0.27926 | 0 | 0 | 0 | 0 | 0 | 0 | 0 | 0
F7_Commercial_Grocery_New_Food Preparation_Natural Gas_Oven_Baseline Forecast | F7 | Commercial | Grocery | New | Food Preparation | Natural Gas | Oven | Baseline Forecast | Avg. Replacement Demand (S) | 0 | 0 | 0 | 0 | 0 | 0 | 0 | 0 | 0 | 0 | 0 | 0 | 0 | 0 | 0 | 0 | 0 | 0 | 0 | 0 | 0 | 0 | 0 | 0 | 0 | 0 | 0 | 0 | 0 | 0
F8_Commercial_Grocery_New_Food Preparation_Natural Gas_Oven_Baseline Forecast | F8 | Commercial | Grocery | New | Food Preparation | Natural Gas | Oven | Baseline Forecast | Avg. Replacement Demand (W) | 0 | 0 | 0 | 0 | 0 | 0 | 0 | 0 | 0 | 0 | 0 | 0 | 0 | 0 | 0 | 0 | 0 | 0 | 0 | 0 | 0 | 0 | 0 | 0 | 0 | 0 | 0 | 0 | 0 | 0
F1_Commercial_Grocery_New_Food Preparation_Natural Gas_Conveyor Oven_Baseline Forecast | F1 | Commercial | Grocery | New | Food Preparation | Natural Gas | Conveyor Oven | Baseline Forecast | Units | 0 | 16876.4486 | 42846.6859 | 54484.629 | 65909.5543 | 77204.6566 | 88370.3201 | 99447.3433 | 110393.9494 | 121226.7308 | 131904.2532 | 142446.882 | 152876.6627 | 163149.4482 | 173285.2522 | 183261.7588 | 193121.399 | 202851.5138 | 212430.733 | 221919.6454 | 231285.5831 | 240616.9127 | 0 | 0 | 0 | 0 | 0 | 0 | 0 | 0
F2_Commercial_Grocery_New_Food Preparation_Natural Gas_Conveyor Oven_Baseline Forecast | F2 | Commercial | Grocery | New | Food Preparation | Natural Gas | Conveyor Oven | Baseline Forecast | Usage (MMtherm) | 0 | 0.0075829 | 0.018325 | 0.023662 | 0.02906 | 0.0347 | 0.039827 | 0.045109 | 0.050378 | 0.055832 | 0.060836 | 0.066002 | 0.071128 | 0.076513 | 0.08118 | 0.086117 | 0.091024 | 0.096246 | 0.10059 | 0.10529 | 0.1099 | 0.11497 | 0 | 0 | 0 | 0 | 0 | 0 | 0 | 0
F3_Commercial_Grocery_New_Food Preparation_Natural Gas_Conveyor Oven_Baseline Forecast | F3 | Commercial | Grocery | New | Food Preparation | Natural Gas | Conveyor Oven | Baseline Forecast | Peak Demand (S) | 0 | 0 | 0 | 0 | 0 | 0 | 0 | 0 | 0 | 0 | 0 | 0 | 0 | 0 | 0 | 0 | 0 | 0 | 0 | 0 | 0 | 0 | 0 | 0 | 0 | 0 | 0 | 0 | 0 | 0
F4_Commercial_Grocery_New_Food Preparation_Natural Gas_Conveyor Oven_Baseline Forecast | F4 | Commercial | Grocery | New | Food Preparation | Natural Gas | Conveyor Oven | Baseline Forecast | Peak Demand (W) | 0 | 0 | 0 | 0 | 0 | 0 | 0 | 0 | 0 | 0 | 0 | 0 | 0 | 0 | 0 | 0 | 0 | 0 | 0 | 0 | 0 | 0 | 0 | 0 | 0 | 0 | 0 | 0 | 0 | 0
F5_Commercial_Grocery_New_Food Preparation_Natural Gas_Conveyor Oven_Baseline Forecast | F5 | Commercial | Grocery | New | Food Preparation | Natural Gas | Conveyor Oven | Baseline Forecast | Turnover | 0 | 16876.4486 | 25970.2372 | 11637.9431 | 11424.9253 | 11295.1023 | 11165.6634 | 11077.0232 | 10946.6062 | 10832.7813 | 10677.5224 | 10542.6288 | 10429.7807 | 10272.7855 | 10135.804 | 9976.5066 | 9859.6402 | 13105.4045 | 17473.4984 | 18131.9244 | 18565.3324 | 18949.8658 | 0 | 0 | 0 | 0 | 0 | 0 | 0 | 0
F6_Commercial_Grocery_New_Food Preparation_Natural Gas_Conveyor Oven_Baseline Forecast | F6 | Commercial | Grocery | New | Food Preparation | Natural Gas | Conveyor Oven | Baseline Forecast | Avg. Replacement Usage | 0.44932 | 0.44932 | 0.42769 | 0.43429 | 0.4409 | 0.44945 | 0.45068 | 0.4536 | 0.45635 | 0.46056 | 0.46122 | 0.46335 | 0.46526 | 0.46897 | 0.46848 | 0.46992 | 0.47133 | 0.47447 | 0.47354 | 0.47446 | 0.47516 | 0.47783 | 0 | 0 | 0 | 0 | 0 | 0 | 0 | 0
F7_Commercial_Grocery_New_Food Preparation_Natural Gas_Conveyor Oven_Baseline Forecast | F7 | Commercial | Grocery | New | Food Preparation | Natural Gas | Conveyor Oven | Baseline Forecast | Avg. Replacement Demand (S) | 0 | 0 | 0 | 0 | 0 | 0 | 0 | 0 | 0 | 0 | 0 | 0 | 0 | 0 | 0 | 0 | 0 | 0 | 0 | 0 | 0 | 0 | 0 | 0 | 0 | 0 | 0 | 0 | 0 | 0
F8_Commercial_Grocery_New_Food Preparation_Natural Gas_Conveyor Oven_Baseline Forecast | F8 | Commercial | Grocery | New | Food Preparation | Natural Gas | Conveyor Oven | Baseline Forecast | Avg. Replacement Demand (W) | 0 | 0 | 0 | 0 | 0 | 0 | 0 | 0 | 0 | 0 | 0 | 0 | 0 | 0 | 0 | 0 | 0 | 0 | 0 | 0 | 0 | 0 | 0 | 0 | 0 | 0 | 0 | 0 | 0 | 0
F1_Commercial_Grocery_New_Food Preparation_Natural Gas_Double Rack Oven_Baseline Forecast | F1 | Commercial | Grocery | New | Food Preparation | Natural Gas | Double Rack Oven | Baseline Forecast | Units | 0 | 16876.4486 | 42846.6859 | 54484.629 | 65909.5543 | 77204.6566 | 88370.3201 | 99447.3433 | 110393.9494 | 121226.7308 | 131904.2532 | 142446.882 | 152876.6627 | 163149.4482 | 173285.2522 | 183261.7588 | 193121.399 | 202851.5138 | 212430.733 | 221919.6454 | 231285.5831 | 240616.9127 | 0 | 0 | 0 | 0 | 0 | 0 | 0 | 0
F2_Commercial_Grocery_New_Food Preparation_Natural Gas_Double Rack Oven_Baseline Forecast | F2 | Commercial | Grocery | New | Food Preparation | Natural Gas | Double Rack Oven | Baseline Forecast | Usage (MMtherm) | 0 | 0.01152 | 0.027839 | 0.035947 | 0.044147 | 0.052716 | 0.060505 | 0.06853 | 0.076534 | 0.084819 | 0.092421 | 0.10027 | 0.10806 | 0.11624 | 0.12333 | 0.13083 | 0.13828 | 0.14622 | 0.15282 | 0.15996 | 0.16695 | 0.17467 | 0 | 0 | 0 | 0 | 0 | 0 | 0 | 0
F3_Commercial_Grocery_New_Food Preparation_Natural Gas_Double Rack Oven_Baseline Forecast | F3 | Commercial | Grocery | New | Food Preparation | Natural Gas | Double Rack Oven | Baseline Forecast | Peak Demand (S) | 0 | 0 | 0 | 0 | 0 | 0 | 0 | 0 | 0 | 0 | 0 | 0 | 0 | 0 | 0 | 0 | 0 | 0 | 0 | 0 | 0 | 0 | 0 | 0 | 0 | 0 | 0 | 0 | 0 | 0
F4_Commercial_Grocery_New_Food Preparation_Natural Gas_Double Rack Oven_Baseline Forecast | F4 | Commercial | Grocery | New | Food Preparation | Natural Gas | Double Rack Oven | Baseline Forecast | Peak Demand (W) | 0 | 0 | 0 | 0 | 0 | 0 | 0 | 0 | 0 | 0 | 0 | 0 | 0 | 0 | 0 | 0 | 0 | 0 | 0 | 0 | 0 | 0 | 0 | 0 | 0 | 0 | 0 | 0 | 0 | 0
F5_Commercial_Grocery_New_Food Preparation_Natural Gas_Double Rack Oven_Baseline Forecast | F5 | Commercial | Grocery | New | Food Preparation | Natural Gas | Double Rack Oven | Baseline Forecast | Turnover | 0 | 16876.4486 | 25970.2372 | 11637.9431 | 11424.9253 | 11295.1023 | 11165.6634 | 11077.0232 | 10946.6062 | 10832.7813 | 10677.5224 | 10542.6288 | 13805.0705 | 18167.0648 | 18778.816 | 19175.9012 | 19478.1764 | 24082.1361 | 25660.1231 | 20785.8318 | 20514.1882 | 20351.4021 | 0 | 0 | 0 | 0 | 0 | 0 | 0 | 0
F6_Commercial_Grocery_New_Food Preparation_Natural Gas_Double Rack Oven_Baseline Forecast | F6 | Commercial | Grocery | New | Food Preparation | Natural Gas | Double Rack Oven | Baseline Forecast | Avg. Replacement Usage | 0.68259 | 0.68259 | 0.64974 | 0.65977 | 0.66981 | 0.6828 | 0.68467 | 0.6891 | 0.69328 | 0.69967 | 0.70067 | 0.70391 | 0.70682 | 0.71246 | 0.7117 | 0.71389 | 0.71604 | 0.7208 | 0.71939 | 0.7208 | 0.72186 | 0.72591 | 0 | 0 | 0 | 0 | 0 | 0 | 0 | 0
F7_Commercial_Grocery_New_Food Preparation_Natural Gas_Double Rack Oven_Baseline Forecast | F7 | Commercial | Grocery | New | Food Preparation | Natural Gas | Double Rack Oven | Baseline Forecast | Avg. Replacement Demand (S) | 0 | 0 | 0 | 0 | 0 | 0 | 0 | 0 | 0 | 0 | 0 | 0 | 0 | 0 | 0 | 0 | 0 | 0 | 0 | 0 | 0 | 0 | 0 | 0 | 0 | 0 | 0 | 0 | 0 | 0
F8_Commercial_Grocery_New_Food Preparation_Natural Gas_Double Rack Oven_Baseline Forecast | F8 | Commercial | Grocery | New | Food Preparation | Natural Gas | Double Rack Oven | Baseline Forecast | Avg. Replacement Demand (W) | 0 | 0 | 0 | 0 | 0 | 0 | 0 | 0 | 0 | 0 | 0 | 0 | 0 | 0 | 0 | 0 | 0 | 0 | 0 | 0 | 0 | 0 | 0 | 0 | 0 | 0 | 0 | 0 | 0 | 0
F1_Commercial_Grocery_New_Food Preparation_Natural Gas_Fryer_Baseline Forecast | F1 | Commercial | Grocery | New | Food Preparation | Natural Gas | Fryer | Baseline Forecast | Units | 0 | 71852.6575 | 182422.7543 | 231972.1089 | 280614.5256 | 328704.2118 | 376242.8028 | 423404.0018 | 470009.9412 | 516131.2634 | 561591.56 | 606477.5376 | 650883.0567 | 694620.1578 | 737774.0503 | 780249.723 | 822227.8292 | 863654.4714 | 904438.6655 | 944838.372 | 984714.5054 | 1024443.292 | 0 | 0 | 0 | 0 | 0 | 0 | 0 | 0
F2_Commercial_Grocery_New_Food Preparation_Natural Gas_Fryer_Baseline Forecast | F2 | Commercial | Grocery | New | Food Preparation | Natural Gas | Fryer | Baseline Forecast | Usage (MMtherm) | 0 | 0.030521 | 0.073758 | 0.095239 | 0.11696 | 0.13967 | 0.1603 | 0.18156 | 0.20277 | 0.22472 | 0.24486 | 0.26566 | 0.28629 | 0.30796 | 0.32675 | 0.34662 | 0.36637 | 0.38739 | 0.40489 | 0.4238 | 0.44233 | 0.46277 | 0 | 0 | 0 | 0 | 0 | 0 | 0 | 0
F3_Commercial_Grocery_New_Food Preparation_Natural Gas_Fryer_Baseline Forecast | F3 | Commercial | Grocery | New | Food Preparation | Natural Gas | Fryer | Baseline Forecast | Peak Demand (S) | 0 | 0 | 0 | 0 | 0 | 0 | 0 | 0 | 0 | 0 | 0 | 0 | 0 | 0 | 0 | 0 | 0 | 0 | 0 | 0 | 0 | 0 | 0 | 0 | 0 | 0 | 0 | 0 | 0 | 0
F4_Commercial_Grocery_New_Food Preparation_Natural Gas_Fryer_Baseline Forecast | F4 | Commercial | Grocery | New | Food Preparation | Natural Gas | Fryer | Baseline Forecast | Peak Demand (W) | 0 | 0 | 0 | 0 | 0 | 0 | 0 | 0 | 0 | 0 | 0 | 0 | 0 | 0 | 0 | 0 | 0 | 0 | 0 | 0 | 0 | 0 | 0 | 0 | 0 | 0 | 0 | 0 | 0 | 0
F5_Commercial_Grocery_New_Food Preparation_Natural Gas_Fryer_Baseline Forecast | F5 | Commercial | Grocery | New | Food Preparation | Natural Gas | Fryer | Baseline Forecast | Turnover | 0 | 71852.6575 | 110570.0968 | 49549.3546 | 48642.4166 | 48089.6862 | 65501.7555 | 88276.0964 | 89829.4512 | 90699.5602 | 107967.3691 | 117329.5506 | 106326.7148 | 112420.14 | 117209.8963 | 129141.4834 | 141714.3097 | 143179.092 | 145410.0474 | 152269.3025 | 158285.3908 | 161353.2826 | 0 | 0 | 0 | 0 | 0 | 0 | 0 | 0
F6_Commercial_Grocery_New_Food Preparation_Natural Gas_Fryer_Baseline Forecast | F6 | Commercial | Grocery | New | Food Preparation | Natural Gas | Fryer | Baseline Forecast | Avg. Replacement Usage | 0.42477 | 0.42477 | 0.40432 | 0.41056 | 0.41682 | 0.4249 | 0.42606 | 0.42882 | 0.43142 | 0.43539 | 0.43602 | 0.43803 | 0.43984 | 0.44335 | 0.44288 | 0.44424 | 0.44558 | 0.44855 | 0.44767 | 0.44854 | 0.4492 | 0.45173 | 0 | 0 | 0 | 0 | 0 | 0 | 0 | 0
F7_Commercial_Grocery_New_Food Preparation_Natural Gas_Fryer_Baseline Forecast | F7 | Commercial | Grocery | New | Food Preparation | Natural Gas | Fryer | Baseline Forecast | Avg. Replacement Demand (S) | 0 | 0 | 0 | 0 | 0 | 0 | 0 | 0 | 0 | 0 | 0 | 0 | 0 | 0 | 0 | 0 | 0 | 0 | 0 | 0 | 0 | 0 | 0 | 0 | 0 | 0 | 0 | 0 | 0 | 0
F8_Commercial_Grocery_New_Food Preparation_Natural Gas_Fryer_Baseline Forecast | F8 | Commercial | Grocery | New | Food Preparation | Natural Gas | Fryer | Baseline Forecast | Avg. Replacement Demand (W) | 0 | 0 | 0 | 0 | 0 | 0 | 0 | 0 | 0 | 0 | 0 | 0 | 0 | 0 | 0 | 0 | 0 | 0 | 0 | 0 | 0 | 0 | 0 | 0 | 0 | 0 | 0 | 0 | 0 | 0
F1_Commercial_Grocery_New_Food Preparation_Natural Gas_Broiler_Baseline Forecast | F1 | Commercial | Grocery | New | Food Preparation | Natural Gas | Broiler | Baseline Forecast | Units | 0 | 3995.7302 | 10144.5394 | 12899.9817 | 15604.9892 | 18279.2593 | 20922.883 | 23545.5198 | 26137.2787 | 28702.088 | 31230.1376 | 33726.2492 | 36195.6426 | 38627.8652 | 41027.6555 | 43389.73 | 45724.1348 | 48027.8727 | 50295.884 | 52542.5139 | 54760.0278 | 56969.3479 | 0 | 0 | 0 | 0 | 0 | 0 | 0 | 0
F2_Commercial_Grocery_New_Food Preparation_Natural Gas_Broiler_Baseline Forecast | F2 | Commercial | Grocery | New | Food Preparation | Natural Gas | Broiler | Baseline Forecast | Usage (MMtherm) | 0 | 0.0017434 | 0.0042131 | 0.0054402 | 0.0066812 | 0.0079779 | 0.0091568 | 0.010371 | 0.011583 | 0.012836 | 0.013987 | 0.015175 | 0.016353 | 0.017591 | 0.018664 | 0.019799 | 0.020928 | 0.022128 | 0.023128 | 0.024208 | 0.025267 | 0.026434 | 0 | 0 | 0 | 0 | 0 | 0 | 0 | 0
F3_Commercial_Grocery_New_Food Preparation_Natural Gas_Broiler_Baseline Forecast | F3 | Commercial | Grocery | New | Food Preparation | Natural Gas | Broiler | Baseline Forecast | Peak Demand (S) | 0 | 0 | 0 | 0 | 0 | 0 | 0 | 0 | 0 | 0 | 0 | 0 | 0 | 0 | 0 | 0 | 0 | 0 | 0 | 0 | 0 | 0 | 0 | 0 | 0 | 0 | 0 | 0 | 0 | 0
F4_Commercial_Grocery_New_Food Preparation_Natural Gas_Broiler_Baseline Forecast | F4 | Commercial | Grocery | New | Food Preparation | Natural Gas | Broiler | Baseline Forecast | Peak Demand (W) | 0 | 0 | 0 | 0 | 0 | 0 | 0 | 0 | 0 | 0 | 0 | 0 | 0 | 0 | 0 | 0 | 0 | 0 | 0 | 0 | 0 | 0 | 0 | 0 | 0 | 0 | 0 | 0 | 0 | 0
F5_Commercial_Grocery_New_Food Preparation_Natural Gas_Broiler_Baseline Forecast | F5 | Commercial | Grocery | New | Food Preparation | Natural Gas | Broiler | Baseline Forecast | Turnover | 0 | 3995.7302 | 6148.8092 | 2755.4423 | 2705.0075 | 2674.2701 | 2643.6237 | 2622.6369 | 2591.7589 | 2564.8093 | 2528.0496 | 2496.1117 | 3268.5394 | 4301.3013 | 4446.1417 | 4540.1571 | 4611.7249 | 5701.7754 | 6075.3854 | 4921.3302 | 4857.0149 | 4818.473 | 0 | 0 | 0 | 0 | 0 | 0 | 0 | 0
F6_Commercial_Grocery_New_Food Preparation_Natural Gas_Broiler_Baseline Forecast | F6 | Commercial | Grocery | New | Food Preparation | Natural Gas | Broiler | Baseline Forecast | Avg. Replacement Usage | 0.43631 | 0.43631 | 0.41531 | 0.42172 | 0.42815 | 0.43645 | 0.43764 | 0.44048 | 0.44314 | 0.44723 | 0.44787 | 0.44994 | 0.4518 | 0.4554 | 0.45492 | 0.45632 | 0.45769 | 0.46074 | 0.45984 | 0.46073 | 0.46141 | 0.464 | 0 | 0 | 0 | 0 | 0 | 0 | 0 | 0
F7_Commercial_Grocery_New_Food Preparation_Natural Gas_Broiler_Baseline Forecast | F7 | Commercial | Grocery | New | Food Preparation | Natural Gas | Broiler | Baseline Forecast | Avg. Replacement Demand (S) | 0 | 0 | 0 | 0 | 0 | 0 | 0 | 0 | 0 | 0 | 0 | 0 | 0 | 0 | 0 | 0 | 0 | 0 | 0 | 0 | 0 | 0 | 0 | 0 | 0 | 0 | 0 | 0 | 0 | 0
F8_Commercial_Grocery_New_Food Preparation_Natural Gas_Broiler_Baseline Forecast | F8 | Commercial | Grocery | New | Food Preparation | Natural Gas | Broiler | Baseline Forecast | Avg. Replacement Demand (W) | 0 | 0 | 0 | 0 | 0 | 0 | 0 | 0 | 0 | 0 | 0 | 0 | 0 | 0 | 0 | 0 | 0 | 0 | 0 | 0 | 0 | 0 | 0 | 0 | 0 | 0 | 0 | 0 | 0 | 0
F1_Commercial_Grocery_New_Food Preparation_Natural Gas_Griddle_Baseline Forecast | F1 | Commercial | Grocery | New | Food Preparation | Natural Gas | Griddle | Baseline Forecast | Units | 0 | 8906.1659 | 22611.3741 | 28753.0366 | 34782.2838 | 40743.0199 | 46635.4474 | 52481.0971 | 58257.9221 | 63974.6787 | 69609.5008 | 75173.1358 | 80677.2179 | 86098.4492 | 91447.3916 | 96712.2684 | 101915.4717 | 107050.3207 | 112105.538 | 117113.098 | 122055.7608 | 126980.16 | 0 | 0 | 0 | 0 | 0 | 0 | 0 | 0
F2_Commercial_Grocery_New_Food Preparation_Natural Gas_Griddle_Baseline Forecast | F2 | Commercial | Grocery | New | Food Preparation | Natural Gas | Griddle | Baseline Forecast | Usage (MMtherm) | 0 | 0.002762 | 0.0066747 | 0.0086186 | 0.010585 | 0.012639 | 0.014507 | 0.016431 | 0.01835 | 0.020336 | 0.022159 | 0.024041 | 0.025908 | 0.027869 | 0.029569 | 0.031367 | 0.033155 | 0.035057 | 0.03664 | 0.038352 | 0.040029 | 0.041878 | 0 | 0 | 0 | 0 | 0 | 0 | 0 | 0
F3_Commercial_Grocery_New_Food Preparation_Natural Gas_Griddle_Baseline Forecast | F3 | Commercial | Grocery | New | Food Preparation | Natural Gas | Griddle | Baseline Forecast | Peak Demand (S) | 0 | 0 | 0 | 0 | 0 | 0 | 0 | 0 | 0 | 0 | 0 | 0 | 0 | 0 | 0 | 0 | 0 | 0 | 0 | 0 | 0 | 0 | 0 | 0 | 0 | 0 | 0 | 0 | 0 | 0
F4_Commercial_Grocery_New_Food Preparation_Natural Gas_Griddle_Baseline Forecast | F4 | Commercial | Grocery | New | Food Preparation | Natural Gas | Griddle | Baseline Forecast | Peak Demand (W) | 0 | 0 | 0 | 0 | 0 | 0 | 0 | 0 | 0 | 0 | 0 | 0 | 0 | 0 | 0 | 0 | 0 | 0 | 0 | 0 | 0 | 0 | 0 | 0 | 0 | 0 | 0 | 0 | 0 | 0
F5_Commercial_Grocery_New_Food Preparation_Natural Gas_Griddle_Baseline Forecast | F5 | Commercial | Grocery | New | Food Preparation | Natural Gas | Griddle | Baseline Forecast | Turnover | 0 | 8906.1659 | 13705.2082 | 6141.6625 | 6029.2472 | 5960.736 | 5892.4276 | 5845.6497 | 5776.825 | 5716.7565 | 5634.8221 | 5563.6351 | 7285.3152 | 9587.2595 | 9910.0975 | 10119.6503 | 10279.1692 | 12708.8053 | 13541.5524 | 10969.2549 | 10825.9011 | 10739.9944 | 0 | 0 | 0 | 0 | 0 | 0 | 0 | 0
F6_Commercial_Grocery_New_Food Preparation_Natural Gas_Griddle_Baseline Forecast | F6 | Commercial | Grocery | New | Food Preparation | Natural Gas | Griddle | Baseline Forecast | Avg. Replacement Usage | 0.31012 | 0.31012 | 0.29519 | 0.29975 | 0.30431 | 0.31021 | 0.31106 | 0.31308 | 0.31497 | 0.31788 | 0.31833 | 0.3198 | 0.32113 | 0.32369 | 0.32334 | 0.32434 | 0.32531 | 0.32748 | 0.32684 | 0.32747 | 0.32796 | 0.3298 | 0 | 0 | 0 | 0 | 0 | 0 | 0 | 0
F7_Commercial_Grocery_New_Food Preparation_Natural Gas_Griddle_Baseline Forecast | F7 | Commercial | Grocery | New | Food Preparation | Natural Gas | Griddle | Baseline Forecast | Avg. Replacement Demand (S) | 0 | 0 | 0 | 0 | 0 | 0 | 0 | 0 | 0 | 0 | 0 | 0 | 0 | 0 | 0 | 0 | 0 | 0 | 0 | 0 | 0 | 0 | 0 | 0 | 0 | 0 | 0 | 0 | 0 | 0
F8_Commercial_Grocery_New_Food Preparation_Natural Gas_Griddle_Baseline Forecast | F8 | Commercial | Grocery | New | Food Preparation | Natural Gas | Griddle | Baseline Forecast | Avg. Replacement Demand (W) | 0 | 0 | 0 | 0 | 0 | 0 | 0 | 0 | 0 | 0 | 0 | 0 | 0 | 0 | 0 | 0 | 0 | 0 | 0 | 0 | 0 | 0 | 0 | 0 | 0 | 0 | 0 | 0 | 0 | 0
F1_Commercial_Grocery_New_Food Preparation_Natural Gas_Range_Baseline Forecast | F1 | Commercial | Grocery | New | Food Preparation | Natural Gas | Range | Baseline Forecast | Units | 0 | 37254.7072 | 94583.9242 | 120274.6469 | 145495.1336 | 170429.0365 | 195077.2034 | 219529.6971 | 243694.2958 | 267607.6264 | 291178.2236 | 314451.0434 | 337474.7516 | 360151.8933 | 382526.6486 | 404549.7555 | 426314.8803 | 447794.0779 | 468940.1741 | 489886.9184 | 510562.1965 | 531161.0771 | 0 | 0 | 0 | 0 | 0 | 0 | 0 | 0
F2_Commercial_Grocery_New_Food Preparation_Natural Gas_Range_Baseline Forecast | F2 | Commercial | Grocery | New | Food Preparation | Natural Gas | Range | Baseline Forecast | Usage (MMtherm) | 0 | 0.011984 | 0.028962 | 0.037397 | 0.045928 | 0.054841 | 0.062945 | 0.071293 | 0.07962 | 0.088239 | 0.096148 | 0.10431 | 0.11241 | 0.12092 | 0.1283 | 0.1361 | 0.14386 | 0.15211 | 0.15898 | 0.16641 | 0.17369 | 0.18171 | 0 | 0 | 0 | 0 | 0 | 0 | 0 | 0
F3_Commercial_Grocery_New_Food Preparation_Natural Gas_Range_Baseline Forecast | F3 | Commercial | Grocery | New | Food Preparation | Natural Gas | Range | Baseline Forecast | Peak Demand (S) | 0 | 0 | 0 | 0 | 0 | 0 | 0 | 0 | 0 | 0 | 0 | 0 | 0 | 0 | 0 | 0 | 0 | 0 | 0 | 0 | 0 | 0 | 0 | 0 | 0 | 0 | 0 | 0 | 0 | 0
F4_Commercial_Grocery_New_Food Preparation_Natural Gas_Range_Baseline Forecast | F4 | Commercial | Grocery | New | Food Preparation | Natural Gas | Range | Baseline Forecast | Peak Demand (W) | 0 | 0 | 0 | 0 | 0 | 0 | 0 | 0 | 0 | 0 | 0 | 0 | 0 | 0 | 0 | 0 | 0 | 0 | 0 | 0 | 0 | 0 | 0 | 0 | 0 | 0 | 0 | 0 | 0 | 0
F5_Commercial_Grocery_New_Food Preparation_Natural Gas_Range_Baseline Forecast | F5 | Commercial | Grocery | New | Food Preparation | Natural Gas | Range | Baseline Forecast | Turnover | 0 | 37254.7072 | 57329.2169 | 25690.7227 | 25220.4867 | 24933.9028 | 24648.1669 | 24452.4938 | 24164.5986 | 23913.3307 | 31021.5386 | 40699.4164 | 42103.1299 | 42984.7765 | 43607.6437 | 53705.1489 | 57263.6695 | 46417.1117 | 45755.8241 | 46763.708 | 49393.8284 | 51943.0523 | 0 | 0 | 0 | 0 | 0 | 0 | 0 | 0
F6_Commercial_Grocery_New_Food Preparation_Natural Gas_Range_Baseline Forecast | F6 | Commercial | Grocery | New | Food Preparation | Natural Gas | Range | Baseline Forecast | Avg. Replacement Usage | 0.32169 | 0.32169 | 0.3062 | 0.31093 | 0.31566 | 0.32178 | 0.32267 | 0.32475 | 0.32672 | 0.32973 | 0.3302 | 0.33173 | 0.3331 | 0.33576 | 0.3354 | 0.33643 | 0.33745 | 0.33969 | 0.33903 | 0.33969 | 0.34019 | 0.3421 | 0 | 0 | 0 | 0 | 0 | 0 | 0 | 0
F7_Commercial_Grocery_New_Food Preparation_Natural Gas_Range_Baseline Forecast | F7 | Commercial | Grocery | New | Food Preparation | Natural Gas | Range | Baseline Forecast | Avg. Replacement Demand (S) | 0 | 0 | 0 | 0 | 0 | 0 | 0 | 0 | 0 | 0 | 0 | 0 | 0 | 0 | 0 | 0 | 0 | 0 | 0 | 0 | 0 | 0 | 0 | 0 | 0 | 0 | 0 | 0 | 0 | 0
F8_Commercial_Grocery_New_Food Preparation_Natural Gas_Range_Baseline Forecast | F8 | Commercial | Grocery | New | Food Preparation | Natural Gas | Range | Baseline Forecast | Avg. Replacement Demand (W) | 0 | 0 | 0 | 0 | 0 | 0 | 0 | 0 | 0 | 0 | 0 | 0 | 0 | 0 | 0 | 0 | 0 | 0 | 0 | 0 | 0 | 0 | 0 | 0 | 0 | 0 | 0 | 0 | 0 | 0
F1_Commercial_Grocery_New_Food Preparation_Natural Gas_Steamer_Baseline Forecast | F1 | Commercial | Grocery | New | Food Preparation | Natural Gas | Steamer | Baseline Forecast | Units | 0 | 2732.2655 | 6936.7983 | 8820.9595 | 10670.6336 | 12499.2895 | 14306.9895 | 16100.3389 | 17872.5739 | 19626.3809 | 21355.0519 | 23061.8837 | 24750.4457 | 26413.5905 | 28054.5582 | 29669.7359 | 31265.9933 | 32841.2806 | 34392.1383 | 35928.3755 | 37444.7033 | 38955.4281 | 0 | 0 | 0 | 0 | 0 | 0 | 0 | 0
F2_Commercial_Grocery_New_Food Preparation_Natural Gas_Steamer_Baseline Forecast | F2 | Commercial | Grocery | New | Food Preparation | Natural Gas | Steamer | Baseline Forecast | Usage (MMtherm) | 0 | 0.001468 | 0.0035475 | 0.0045807 | 0.0056257 | 0.0067176 | 0.0077101 | 0.0087327 | 0.0097527 | 0.010808 | 0.011777 | 0.012777 | 0.01377 | 0.014812 | 0.015716 | 0.016671 | 0.017621 | 0.018632 | 0.019474 | 0.020384 | 0.021275 | 0.022258 | 0 | 0 | 0 | 0 | 0 | 0 | 0 | 0
F3_Commercial_Grocery_New_Food Preparation_Natural Gas_Steamer_Baseline Forecast | F3 | Commercial | Grocery | New | Food Preparation | Natural Gas | Steamer | Baseline Forecast | Peak Demand (S) | 0 | 0 | 0 | 0 | 0 | 0 | 0 | 0 | 0 | 0 | 0 | 0 | 0 | 0 | 0 | 0 | 0 | 0 | 0 | 0 | 0 | 0 | 0 | 0 | 0 | 0 | 0 | 0 | 0 | 0
F4_Commercial_Grocery_New_Food Preparation_Natural Gas_Steamer_Baseline Forecast | F4 | Commercial | Grocery | New | Food Preparation | Natural Gas | Steamer | Baseline Forecast | Peak Demand (W) | 0 | 0 | 0 | 0 | 0 | 0 | 0 | 0 | 0 | 0 | 0 | 0 | 0 | 0 | 0 | 0 | 0 | 0 | 0 | 0 | 0 | 0 | 0 | 0 | 0 | 0 | 0 | 0 | 0 | 0
F5_Commercial_Grocery_New_Food Preparation_Natural Gas_Steamer_Baseline Forecast | F5 | Commercial | Grocery | New | Food Preparation | Natural Gas | Steamer | Baseline Forecast | Turnover | 0 | 2732.2655 | 4204.5328 | 1884.1612 | 1849.674 | 1828.6559 | 1807.7 | 1793.3493 | 1772.2351 | 1753.807 | 2032.256 | 2443.8556 | 2553.0454 | 2637.0938 | 2709.8842 | 2766.1813 | 2818.6326 | 2858.7582 | 2886.5881 | 3790.7499 | 4245.2577 | 3505.5625 | 0 | 0 | 0 | 0 | 0 | 0 | 0 | 0
F6_Commercial_Grocery_New_Food Preparation_Natural Gas_Steamer_Baseline Forecast | F6 | Commercial | Grocery | New | Food Preparation | Natural Gas | Steamer | Baseline Forecast | Avg. Replacement Usage | 0.53727 | 0.53727 | 0.51141 | 0.5193 | 0.52721 | 0.53744 | 0.53891 | 0.54239 | 0.54568 | 0.55071 | 0.5515 | 0.55405 | 0.55634 | 0.56077 | 0.56018 | 0.5619 | 0.5636 | 0.56734 | 0.56623 | 0.56734 | 0.56817 | 0.57137 | 0 | 0 | 0 | 0 | 0 | 0 | 0 | 0
F7_Commercial_Grocery_New_Food Preparation_Natural Gas_Steamer_Baseline Forecast | F7 | Commercial | Grocery | New | Food Preparation | Natural Gas | Steamer | Baseline Forecast | Avg. Replacement Demand (S) | 0 | 0 | 0 | 0 | 0 | 0 | 0 | 0 | 0 | 0 | 0 | 0 | 0 | 0 | 0 | 0 | 0 | 0 | 0 | 0 | 0 | 0 | 0 | 0 | 0 | 0 | 0 | 0 | 0 | 0
F8_Commercial_Grocery_New_Food Preparation_Natural Gas_Steamer_Baseline Forecast | F8 | Commercial | Grocery | New | Food Preparation | Natural Gas | Steamer | Baseline Forecast | Avg. Replacement Demand (W) | 0 | 0 | 0 | 0 | 0 | 0 | 0 | 0 | 0 | 0 | 0 | 0 | 0 | 0 | 0 | 0 | 0 | 0 | 0 | 0 | 0 | 0 | 0 | 0 | 0 | 0 | 0 | 0 | 0 | 0
F1_Commercial_Grocery_New_Food Preparation_Natural Gas_Food Prep Other_Baseline Forecast | F1 | Commercial | Grocery | New | Food Preparation | Natural Gas | Food Prep Other | Baseline Forecast | Units | 0 | 2732.2655 | 6936.7983 | 8820.9595 | 10670.6336 | 12499.2895 | 14306.9895 | 16100.3389 | 17872.5739 | 19626.3809 | 21355.0519 | 23061.8837 | 24750.4457 | 26413.5905 | 28054.5582 | 29669.7359 | 31265.9933 | 32841.2806 | 34392.1383 | 35928.3755 | 37444.7033 | 38955.4281 | 0 | 0 | 0 | 0 | 0 | 0 | 0 | 0
F2_Commercial_Grocery_New_Food Preparation_Natural Gas_Food Prep Other_Baseline Forecast | F2 | Commercial | Grocery | New | Food Preparation | Natural Gas | Food Prep Other | Baseline Forecast | Usage (MMtherm) | 0 | 0.0010441 | 0.0025231 | 0.003258 | 0.0040012 | 0.0047778 | 0.0054837 | 0.006211 | 0.0069365 | 0.0076873 | 0.0083764 | 0.0090877 | 0.0097935 | 0.010535 | 0.011178 | 0.011857 | 0.012533 | 0.013252 | 0.013851 | 0.014498 | 0.015132 | 0.015831 | 0 | 0 | 0 | 0 | 0 | 0 | 0 | 0
F3_Commercial_Grocery_New_Food Preparation_Natural Gas_Food Prep Other_Baseline Forecast | F3 | Commercial | Grocery | New | Food Preparation | Natural Gas | Food Prep Other | Baseline Forecast | Peak Demand (S) | 0 | 0 | 0 | 0 | 0 | 0 | 0 | 0 | 0 | 0 | 0 | 0 | 0 | 0 | 0 | 0 | 0 | 0 | 0 | 0 | 0 | 0 | 0 | 0 | 0 | 0 | 0 | 0 | 0 | 0
F4_Commercial_Grocery_New_Food Preparation_Natural Gas_Food Prep Other_Baseline Forecast | F4 | Commercial | Grocery | New | Food Preparation | Natural Gas | Food Prep Other | Baseline Forecast | Peak Demand (W) | 0 | 0 | 0 | 0 | 0 | 0 | 0 | 0 | 0 | 0 | 0 | 0 | 0 | 0 | 0 | 0 | 0 | 0 | 0 | 0 | 0 | 0 | 0 | 0 | 0 | 0 | 0 | 0 | 0 | 0
F5_Commercial_Grocery_New_Food Preparation_Natural Gas_Food Prep Other_Baseline Forecast | F5 | Commercial | Grocery | New | Food Preparation | Natural Gas | Food Prep Other | Baseline Forecast | Turnover | 0 | 2732.2655 | 4204.5328 | 1884.1612 | 1849.674 | 1828.6559 | 1807.7 | 1793.3493 | 1772.2351 | 1753.807 | 2275.124 | 2984.9009 | 3087.8495 | 3152.5096 | 3198.1907 | 3938.7432 | 4199.7256 | 3404.2375 | 3355.7386 | 3429.6569 | 3622.5503 | 3809.5108 | 0 | 0 | 0 | 0 | 0 | 0 | 0 | 0
F6_Commercial_Grocery_New_Food Preparation_Natural Gas_Food Prep Other_Baseline Forecast | F6 | Commercial | Grocery | New | Food Preparation | Natural Gas | Food Prep Other | Baseline Forecast | Avg. Replacement Usage | 0.38213 | 0.38213 | 0.36373 | 0.36935 | 0.37497 | 0.38224 | 0.38329 | 0.38577 | 0.38811 | 0.39168 | 0.39224 | 0.39406 | 0.39569 | 0.39884 | 0.39842 | 0.39964 | 0.40085 | 0.40351 | 0.40273 | 0.40351 | 0.4041 | 0.40638 | 0 | 0 | 0 | 0 | 0 | 0 | 0 | 0
F7_Commercial_Grocery_New_Food Preparation_Natural Gas_Food Prep Other_Baseline Forecast | F7 | Commercial | Grocery | New | Food Preparation | Natural Gas | Food Prep Other | Baseline Forecast | Avg. Replacement Demand (S) | 0 | 0 | 0 | 0 | 0 | 0 | 0 | 0 | 0 | 0 | 0 | 0 | 0 | 0 | 0 | 0 | 0 | 0 | 0 | 0 | 0 | 0 | 0 | 0 | 0 | 0 | 0 | 0 | 0 | 0
F8_Commercial_Grocery_New_Food Preparation_Natural Gas_Food Prep Other_Baseline Forecast | F8 | Commercial | Grocery | New | Food Preparation | Natural Gas | Food Prep Other | Baseline Forecast | Avg. Replacement Demand (W) | 0 | 0 | 0 | 0 | 0 | 0 | 0 | 0 | 0 | 0 | 0 | 0 | 0 | 0 | 0 | 0 | 0 | 0 | 0 | 0 | 0 | 0 | 0 | 0 | 0 | 0 | 0 | 0 | 0 | 0
F1_Commercial_Grocery_New_Miscellaneous_Natural Gas_Pool Heater_Baseline Forecast | F1 | Commercial | Grocery | New | Miscellaneous | Natural Gas | Pool Heater | Baseline Forecast | Units | 0 | 263.0868 | 667.9367 | 849.3605 | 1027.4635 | 1203.5428 | 1377.6042 | 1550.2839 | 1720.9304 | 1889.8026 | 2056.2544 | 2220.6034 | 2383.1931 | 2543.3355 | 2701.3425 | 2856.8662 | 3010.568 | 3162.2507 | 3311.5811 | 3459.5037 | 3605.5092 | 3750.9752 | 0 | 0 | 0 | 0 | 0 | 0 | 0 | 0
F2_Commercial_Grocery_New_Miscellaneous_Natural Gas_Pool Heater_Baseline Forecast | F2 | Commercial | Grocery | New | Miscellaneous | Natural Gas | Pool Heater | Baseline Forecast | Usage (MMtherm) | 0 | 1.0409e-07 | 2.5155e-07 | 3.2482e-07 | 3.9892e-07 | 4.7634e-07 | 5.4672e-07 | 6.1924e-07 | 6.9156e-07 | 7.6642e-07 | 8.3512e-07 | 9.0604e-07 | 9.764e-07 | 1.0503e-06 | 1.1144e-06 | 1.1822e-06 | 1.2495e-06 | 1.3212e-06 | 1.3809e-06 | 1.4454e-06 | 1.5086e-06 | 1.5783e-06 | 0 | 0 | 0 | 0 | 0 | 0 | 0 | 0
F3_Commercial_Grocery_New_Miscellaneous_Natural Gas_Pool Heater_Baseline Forecast | F3 | Commercial | Grocery | New | Miscellaneous | Natural Gas | Pool Heater | Baseline Forecast | Peak Demand (S) | 0 | 0 | 0 | 0 | 0 | 0 | 0 | 0 | 0 | 0 | 0 | 0 | 0 | 0 | 0 | 0 | 0 | 0 | 0 | 0 | 0 | 0 | 0 | 0 | 0 | 0 | 0 | 0 | 0 | 0
F4_Commercial_Grocery_New_Miscellaneous_Natural Gas_Pool Heater_Baseline Forecast | F4 | Commercial | Grocery | New | Miscellaneous | Natural Gas | Pool Heater | Baseline Forecast | Peak Demand (W) | 0 | 0 | 0 | 0 | 0 | 0 | 0 | 0 | 0 | 0 | 0 | 0 | 0 | 0 | 0 | 0 | 0 | 0 | 0 | 0 | 0 | 0 | 0 | 0 | 0 | 0 | 0 | 0 | 0 | 0
F5_Commercial_Grocery_New_Miscellaneous_Natural Gas_Pool Heater_Baseline Forecast | F5 | Commercial | Grocery | New | Miscellaneous | Natural Gas | Pool Heater | Baseline Forecast | Turnover | 0 | 263.0868 | 404.8498 | 181.4238 | 178.1031 | 176.0793 | 226.6788 | 295.7435 | 305.3824 | 312.2814 | 316.3951 | 398.606 | 446.3064 | 389.6224 | 403.1768 | 414.408 | 453.7949 | 499.1233 | 507.7341 | 517.0895 | 525.299 | 561.2109 | 0 | 0 | 0 | 0 | 0 | 0 | 0 | 0
F6_Commercial_Grocery_New_Miscellaneous_Natural Gas_Pool Heater_Baseline Forecast | F6 | Commercial | Grocery | New | Miscellaneous | Natural Gas | Pool Heater | Baseline Forecast | Avg. Replacement Usage | 0.00039566 | 0.00039566 | 0.00037661 | 0.00038243 | 0.00038825 | 0.00039578 | 0.00039687 | 0.00039943 | 0.00040185 | 0.00040556 | 0.00040614 | 0.00040802 | 0.0004097 | 0.00041297 | 0.00041253 | 0.0004138 | 0.00041505 | 0.00041781 | 0.00041699 | 0.0004178 | 0.00041842 | 0.00042077 | 0 | 0 | 0 | 0 | 0 | 0 | 0 | 0
F7_Commercial_Grocery_New_Miscellaneous_Natural Gas_Pool Heater_Baseline Forecast | F7 | Commercial | Grocery | New | Miscellaneous | Natural Gas | Pool Heater | Baseline Forecast | Avg. Replacement Demand (S) | 0 | 0 | 0 | 0 | 0 | 0 | 0 | 0 | 0 | 0 | 0 | 0 | 0 | 0 | 0 | 0 | 0 | 0 | 0 | 0 | 0 | 0 | 0 | 0 | 0 | 0 | 0 | 0 | 0 | 0
F8_Commercial_Grocery_New_Miscellaneous_Natural Gas_Pool Heater_Baseline Forecast | F8 | Commercial | Grocery | New | Miscellaneous | Natural Gas | Pool Heater | Baseline Forecast | Avg. Replacement Demand (W) | 0 | 0 | 0 | 0 | 0 | 0 | 0 | 0 | 0 | 0 | 0 | 0 | 0 | 0 | 0 | 0 | 0 | 0 | 0 | 0 | 0 | 0 | 0 | 0 | 0 | 0 | 0 | 0 | 0 | 0
F1_Commercial_Grocery_New_Miscellaneous_Natural Gas_Miscellaneous_Baseline Forecast | F1 | Commercial | Grocery | New | Miscellaneous | Natural Gas | Miscellaneous | Baseline Forecast | Units | 0 | 138972.5999 | 352829.8791 | 448664.9238 | 542745.8297 | 635757.6814 | 727703.6419 | 818919.6756 | 909061.7636 | 998266.5375 | 1086192.7999 | 1173008.2528 | 1258894.4352 | 1343487.8081 | 1426953.1781 | 1509106.7807 | 1590298.0235 | 1670422.6617 | 1749304.7196 | 1827443.1273 | 1904568.8751 | 1981409.6345 | 0 | 0 | 0 | 0 | 0 | 0 | 0 | 0
F2_Commercial_Grocery_New_Miscellaneous_Natural Gas_Miscellaneous_Baseline Forecast | F2 | Commercial | Grocery | New | Miscellaneous | Natural Gas | Miscellaneous | Baseline Forecast | Usage (MMtherm) | 0 | 7.1195e-05 | 0.00017205 | 0.00022216 | 0.00027284 | 0.0003258 | 0.00037393 | 0.00042353 | 0.000473 | 0.0005242 | 0.00057119 | 0.00061969 | 0.00066782 | 0.00071837 | 0.0007622 | 0.00080855 | 0.00085462 | 0.00090365 | 0.00094447 | 0.00098859 | 0.0010318 | 0.0010795 | 0 | 0 | 0 | 0 | 0 | 0 | 0 | 0
F3_Commercial_Grocery_New_Miscellaneous_Natural Gas_Miscellaneous_Baseline Forecast | F3 | Commercial | Grocery | New | Miscellaneous | Natural Gas | Miscellaneous | Baseline Forecast | Peak Demand (S) | 0 | 0 | 0 | 0 | 0 | 0 | 0 | 0 | 0 | 0 | 0 | 0 | 0 | 0 | 0 | 0 | 0 | 0 | 0 | 0 | 0 | 0 | 0 | 0 | 0 | 0 | 0 | 0 | 0 | 0
F4_Commercial_Grocery_New_Miscellaneous_Natural Gas_Miscellaneous_Baseline Forecast | F4 | Commercial | Grocery | New | Miscellaneous | Natural Gas | Miscellaneous | Baseline Forecast | Peak Demand (W) | 0 | 0 | 0 | 0 | 0 | 0 | 0 | 0 | 0 | 0 | 0 | 0 | 0 | 0 | 0 | 0 | 0 | 0 | 0 | 0 | 0 | 0 | 0 | 0 | 0 | 0 | 0 | 0 | 0 | 0
F5_Commercial_Grocery_New_Miscellaneous_Natural Gas_Miscellaneous_Baseline Forecast | F5 | Commercial | Grocery | New | Miscellaneous | Natural Gas | Miscellaneous | Baseline Forecast | Turnover | 0 | 138972.5999 | 213857.2792 | 95835.0447 | 113934.1345 | 140579.9446 | 146409.3322 | 154175.2288 | 164189.9615 | 173589.9986 | 182281.4878 | 231637.73 | 256636.3208 | 222604.2249 | 240124.7896 | 260858.884 | 267866.2355 | 276697.9657 | 287556.9004 | 298007.9315 | 307645.9479 | 329889.3538 | 0 | 0 | 0 | 0 | 0 | 0 | 0 | 0
F6_Commercial_Grocery_New_Miscellaneous_Natural Gas_Miscellaneous_Baseline Forecast | F6 | Commercial | Grocery | New | Miscellaneous | Natural Gas | Miscellaneous | Baseline Forecast | Avg. Replacement Usage | 0.0005123 | 0.0005123 | 0.00048764 | 0.00049516 | 0.0005027 | 0.00051245 | 0.00051386 | 0.00051718 | 0.00052031 | 0.00052511 | 0.00052586 | 0.00052829 | 0.00053048 | 0.00053471 | 0.00053414 | 0.00053578 | 0.0005374 | 0.00054097 | 0.00053991 | 0.00054097 | 0.00054176 | 0.00054481 | 0 | 0 | 0 | 0 | 0 | 0 | 0 | 0
F7_Commercial_Grocery_New_Miscellaneous_Natural Gas_Miscellaneous_Baseline Forecast | F7 | Commercial | Grocery | New | Miscellaneous | Natural Gas | Miscellaneous | Baseline Forecast | Avg. Replacement Demand (S) | 0 | 0 | 0 | 0 | 0 | 0 | 0 | 0 | 0 | 0 | 0 | 0 | 0 | 0 | 0 | 0 | 0 | 0 | 0 | 0 | 0 | 0 | 0 | 0 | 0 | 0 | 0 | 0 | 0 | 0
F8_Commercial_Grocery_New_Miscellaneous_Natural Gas_Miscellaneous_Baseline Forecast | F8 | Commercial | Grocery | New | Miscellaneous | Natural Gas | Miscellaneous | Baseline Forecast | Avg. Replacement Demand (W) | 0 | 0 | 0 | 0 | 0 | 0 | 0 | 0 | 0 | 0 | 0 | 0 | 0 | 0 | 0 | 0 | 0 | 0 | 0 | 0 | 0 | 0 | 0 | 0 | 0 | 0 | 0 | 0 | 0 | 0
F1_Commercial_Education_Existing_Space Heating_Natural Gas_Furnace_Baseline Forecast | F1 | Commercial | Education | Existing | Space Heating | Natural Gas | Furnace | Baseline Forecast | Units | 24618781.69 | 24171167.4775 | 23731691.7051 | 23300206.4014 | 22876566.285 | 22460628.7162 | 22052253.6486 | 21651303.5823 | 21257643.5172 | 20871140.9078 | 20491665.6185 | 20119089.88 | 19753288.2458 | 19394137.5505 | 19041516.8677 | 18695307.4701 | 18355392.7888 | 18021658.3745 | 17693991.8586 | 17372282.9157 | 17056423.2263 | 16746306.4404 | 0 | 0 | 0 | 0 | 0 | 0 | 0 | 0
F2_Commercial_Education_Existing_Space Heating_Natural Gas_Furnace_Baseline Forecast | F2 | Commercial | Education | Existing | Space Heating | Natural Gas | Furnace | Baseline Forecast | Usage (MMtherm) | 4.2188 | 4.1199 | 3.8293 | 3.7966 | 3.7633 | 3.7457 | 3.6675 | 3.6048 | 3.5421 | 3.4922 | 3.4171 | 3.3553 | 3.2937 | 3.2464 | 3.1718 | 3.1124 | 3.0546 | 3.0092 | 2.9398 | 2.8836 | 2.8277 | 2.7847 | 0 | 0 | 0 | 0 | 0 | 0 | 0 | 0
F3_Commercial_Education_Existing_Space Heating_Natural Gas_Furnace_Baseline Forecast | F3 | Commercial | Education | Existing | Space Heating | Natural Gas | Furnace | Baseline Forecast | Peak Demand (S) | 0 | 0 | 0 | 0 | 0 | 0 | 0 | 0 | 0 | 0 | 0 | 0 | 0 | 0 | 0 | 0 | 0 | 0 | 0 | 0 | 0 | 0 | 0 | 0 | 0 | 0 | 0 | 0 | 0 | 0
F4_Commercial_Education_Existing_Space Heating_Natural Gas_Furnace_Baseline Forecast | F4 | Commercial | Education | Existing | Space Heating | Natural Gas | Furnace | Baseline Forecast | Peak Demand (W) | 0 | 0 | 0 | 0 | 0 | 0 | 0 | 0 | 0 | 0 | 0 | 0 | 0 | 0 | 0 | 0 | 0 | 0 | 0 | 0 | 0 | 0 | 0 | 0 | 0 | 0 | 0 | 0 | 0 | 0
F5_Commercial_Education_Existing_Space Heating_Natural Gas_Furnace_Baseline Forecast | F5 | Commercial | Education | Existing | Space Heating | Natural Gas | Furnace | Baseline Forecast | Turnover | 0 | 631925.9471 | 661494.6746 | 687407.9935 | 709969.1183 | 729457.7723 | 746131.9801 | 760229.7238 | 771970.4728 | 781556.598 | 789174.6774 | 794996.7039 | 734627.9702 | 678843.3864 | 627294.8512 | 579660.6967 | 535643.6812 | 494969.1343 | 457383.2428 | 457588.1849 | 458791.4624 | 460744.2991 | 0 | 0 | 0 | 0 | 0 | 0 | 0 | 0
F6_Commercial_Education_Existing_Space Heating_Natural Gas_Furnace_Baseline Forecast | F6 | Commercial | Education | Existing | Space Heating | Natural Gas | Furnace | Baseline Forecast | Avg. Replacement Usage | 0.14994 | 0.14994 | 0.14272 | 0.14493 | 0.14713 | 0.14999 | 0.1504 | 0.15137 | 0.15229 | 0.15369 | 0.15391 | 0.15462 | 0.15526 | 0.1565 | 0.15634 | 0.15682 | 0.15729 | 0.15833 | 0.15802 | 0.15833 | 0.15857 | 0.15946 | 0 | 0 | 0 | 0 | 0 | 0 | 0 | 0
F7_Commercial_Education_Existing_Space Heating_Natural Gas_Furnace_Baseline Forecast | F7 | Commercial | Education | Existing | Space Heating | Natural Gas | Furnace | Baseline Forecast | Avg. Replacement Demand (S) | 0 | 0 | 0 | 0 | 0 | 0 | 0 | 0 | 0 | 0 | 0 | 0 | 0 | 0 | 0 | 0 | 0 | 0 | 0 | 0 | 0 | 0 | 0 | 0 | 0 | 0 | 0 | 0 | 0 | 0
F8_Commercial_Education_Existing_Space Heating_Natural Gas_Furnace_Baseline Forecast | F8 | Commercial | Education | Existing | Space Heating | Natural Gas | Furnace | Baseline Forecast | Avg. Replacement Demand (W) | 0 | 0 | 0 | 0 | 0 | 0 | 0 | 0 | 0 | 0 | 0 | 0 | 0 | 0 | 0 | 0 | 0 | 0 | 0 | 0 | 0 | 0 | 0 | 0 | 0 | 0 | 0 | 0 | 0 | 0
F1_Commercial_Education_Existing_Space Heating_Natural Gas_Boiler_Baseline Forecast | F1 | Commercial | Education | Existing | Space Heating | Natural Gas | Boiler | Baseline Forecast | Units | 23540315.6733 | 23112309.9338 | 22692086.1168 | 22279502.7329 | 21874420.865 | 21476704.122 | 21086218.5925 | 20702832.7999 | 20326417.6581 | 19956846.428 | 19593994.6747 | 19237740.2261 | 18887963.1311 | 18544545.6196 | 18207372.0629 | 17876328.9345 | 17551304.772 | 17232190.1398 | 16918877.5918 | 16611261.6356 | 16309238.6968 | 16012707.0841 | 0 | 0 | 0 | 0 | 0 | 0 | 0 | 0
F2_Commercial_Education_Existing_Space Heating_Natural Gas_Boiler_Baseline Forecast | F2 | Commercial | Education | Existing | Space Heating | Natural Gas | Boiler | Baseline Forecast | Usage (MMtherm) | 7.3238 | 7.1493 | 6.6433 | 6.5864 | 6.5288 | 6.4989 | 6.3638 | 6.2559 | 6.1483 | 6.0619 | 5.9321 | 5.8247 | 5.7169 | 5.6336 | 5.5025 | 5.3987 | 5.2973 | 5.2177 | 5.0965 | 4.9988 | 4.9017 | 4.8276 | 0 | 0 | 0 | 0 | 0 | 0 | 0 | 0
F3_Commercial_Education_Existing_Space Heating_Natural Gas_Boiler_Baseline Forecast | F3 | Commercial | Education | Existing | Space Heating | Natural Gas | Boiler | Baseline Forecast | Peak Demand (S) | 0 | 0 | 0 | 0 | 0 | 0 | 0 | 0 | 0 | 0 | 0 | 0 | 0 | 0 | 0 | 0 | 0 | 0 | 0 | 0 | 0 | 0 | 0 | 0 | 0 | 0 | 0 | 0 | 0 | 0
F4_Commercial_Education_Existing_Space Heating_Natural Gas_Boiler_Baseline Forecast | F4 | Commercial | Education | Existing | Space Heating | Natural Gas | Boiler | Baseline Forecast | Peak Demand (W) | 0 | 0 | 0 | 0 | 0 | 0 | 0 | 0 | 0 | 0 | 0 | 0 | 0 | 0 | 0 | 0 | 0 | 0 | 0 | 0 | 0 | 0 | 0 | 0 | 0 | 0 | 0 | 0 | 0 | 0
F5_Commercial_Education_Existing_Space Heating_Natural Gas_Boiler_Baseline Forecast | F5 | Commercial | Education | Existing | Space Heating | Natural Gas | Boiler | Baseline Forecast | Turnover | 0 | 700373.0283 | 693890.2366 | 686853.6906 | 679345.6162 | 671438.9923 | 663198.5508 | 654681.6709 | 645939.1758 | 637016.0441 | 627952.0453 | 618782.3056 | 609537.8139 | 600245.873 | 590930.5017 | 581612.7944 | 572311.2414 | 563042.0148 | 553819.2236 | 544655.1411 | 535560.4085 | 526544.2153 | 0 | 0 | 0 | 0 | 0 | 0 | 0 | 0
F6_Commercial_Education_Existing_Space Heating_Natural Gas_Boiler_Baseline Forecast | F6 | Commercial | Education | Existing | Space Heating | Natural Gas | Boiler | Baseline Forecast | Avg. Replacement Usage | 0.27676 | 0.27625 | 0.26296 | 0.26771 | 0.27125 | 0.27651 | 0.27669 | 0.27927 | 0.28096 | 0.2829 | 0.28423 | 0.28554 | 0.28598 | 0.28826 | 0.28715 | 0.28994 | 0.28997 | 0.2919 | 0.29133 | 0.2919 | 0.29232 | 0.29397 | 0 | 0 | 0 | 0 | 0 | 0 | 0 | 0
F7_Commercial_Education_Existing_Space Heating_Natural Gas_Boiler_Baseline Forecast | F7 | Commercial | Education | Existing | Space Heating | Natural Gas | Boiler | Baseline Forecast | Avg. Replacement Demand (S) | 0 | 0 | 0 | 0 | 0 | 0 | 0 | 0 | 0 | 0 | 0 | 0 | 0 | 0 | 0 | 0 | 0 | 0 | 0 | 0 | 0 | 0 | 0 | 0 | 0 | 0 | 0 | 0 | 0 | 0
F8_Commercial_Education_Existing_Space Heating_Natural Gas_Boiler_Baseline Forecast | F8 | Commercial | Education | Existing | Space Heating | Natural Gas | Boiler | Baseline Forecast | Avg. Replacement Demand (W) | 0 | 0 | 0 | 0 | 0 | 0 | 0 | 0 | 0 | 0 | 0 | 0 | 0 | 0 | 0 | 0 | 0 | 0 | 0 | 0 | 0 | 0 | 0 | 0 | 0 | 0 | 0 | 0 | 0 | 0
F1_Commercial_Education_Existing_Space Heating_Natural Gas_Unit Heater_Baseline Forecast | F1 | Commercial | Education | Existing | Space Heating | Natural Gas | Unit Heater | Baseline Forecast | Units | 6584495.4506 | 6464777.3515 | 6347235.9451 | 6231831.6552 | 6118525.6251 | 6007279.7046 | 5898056.4373 | 5790819.0475 | 5685531.4285 | 5582158.1298 | 5480664.3456 | 5381015.903 | 5283179.2502 | 5187121.4456 | 5092810.1466 | 5000213.5985 | 4909300.624 | 4820040.6126 | 4732403.5106 | 4646359.8104 | 4561880.5411 | 4478937.2585 | 0 | 0 | 0 | 0 | 0 | 0 | 0 | 0
F2_Commercial_Education_Existing_Space Heating_Natural Gas_Unit Heater_Baseline Forecast | F2 | Commercial | Education | Existing | Space Heating | Natural Gas | Unit Heater | Baseline Forecast | Usage (MMtherm) | 1.3764 | 1.3514 | 1.2629 | 1.2591 | 1.255 | 1.2561 | 1.2367 | 1.222 | 1.2071 | 1.1961 | 1.176 | 1.1599 | 1.1436 | 1.1317 | 1.11 | 1.0931 | 1.0765 | 1.064 | 1.0426 | 1.0256 | 1.0084 | 0.99567 | 0 | 0 | 0 | 0 | 0 | 0 | 0 | 0
F3_Commercial_Education_Existing_Space Heating_Natural Gas_Unit Heater_Baseline Forecast | F3 | Commercial | Education | Existing | Space Heating | Natural Gas | Unit Heater | Baseline Forecast | Peak Demand (S) | 0 | 0 | 0 | 0 | 0 | 0 | 0 | 0 | 0 | 0 | 0 | 0 | 0 | 0 | 0 | 0 | 0 | 0 | 0 | 0 | 0 | 0 | 0 | 0 | 0 | 0 | 0 | 0 | 0 | 0
F4_Commercial_Education_Existing_Space Heating_Natural Gas_Unit Heater_Baseline Forecast | F4 | Commercial | Education | Existing | Space Heating | Natural Gas | Unit Heater | Baseline Forecast | Peak Demand (W) | 0 | 0 | 0 | 0 | 0 | 0 | 0 | 0 | 0 | 0 | 0 | 0 | 0 | 0 | 0 | 0 | 0 | 0 | 0 | 0 | 0 | 0 | 0 | 0 | 0 | 0 | 0 | 0 | 0 | 0
F5_Commercial_Education_Existing_Space Heating_Natural Gas_Unit Heater_Baseline Forecast | F5 | Commercial | Education | Existing | Space Heating | Natural Gas | Unit Heater | Baseline Forecast | Turnover | 0 | 5441.7318 | 15542.6653 | 29609.7408 | 47029.6254 | 67260.0194 | 89821.9002 | 114292.601 | 140299.6376 | 167515.1996 | 191037.8832 | 211278.424 | 229492.5985 | 246577.8512 | 263160.5584 | 279663.4335 | 296357.4579 | 277949.8961 | 265259.2837 | 257530.9888 | 254095.3253 | 253604.3029 | 0 | 0 | 0 | 0 | 0 | 0 | 0 | 0
F6_Commercial_Education_Existing_Space Heating_Natural Gas_Unit Heater_Baseline Forecast | F6 | Commercial | Education | Existing | Space Heating | Natural Gas | Unit Heater | Baseline Forecast | Avg. Replacement Usage | 0.20904 | 0.20904 | 0.19897 | 0.20204 | 0.20512 | 0.2091 | 0.20967 | 0.21103 | 0.21231 | 0.21426 | 0.21457 | 0.21556 | 0.21645 | 0.21818 | 0.21795 | 0.21862 | 0.21928 | 0.22074 | 0.2203 | 0.22073 | 0.22106 | 0.2223 | 0 | 0 | 0 | 0 | 0 | 0 | 0 | 0
F7_Commercial_Education_Existing_Space Heating_Natural Gas_Unit Heater_Baseline Forecast | F7 | Commercial | Education | Existing | Space Heating | Natural Gas | Unit Heater | Baseline Forecast | Avg. Replacement Demand (S) | 0 | 0 | 0 | 0 | 0 | 0 | 0 | 0 | 0 | 0 | 0 | 0 | 0 | 0 | 0 | 0 | 0 | 0 | 0 | 0 | 0 | 0 | 0 | 0 | 0 | 0 | 0 | 0 | 0 | 0
F8_Commercial_Education_Existing_Space Heating_Natural Gas_Unit Heater_Baseline Forecast | F8 | Commercial | Education | Existing | Space Heating | Natural Gas | Unit Heater | Baseline Forecast | Avg. Replacement Demand (W) | 0 | 0 | 0 | 0 | 0 | 0 | 0 | 0 | 0 | 0 | 0 | 0 | 0 | 0 | 0 | 0 | 0 | 0 | 0 | 0 | 0 | 0 | 0 | 0 | 0 | 0 | 0 | 0 | 0 | 0
F1_Commercial_Education_Existing_Water Heating_Natural Gas_Water Heater_Baseline Forecast | F1 | Commercial | Education | Existing | Water Heating | Natural Gas | Water Heater | Baseline Forecast | Units | 31893032.4921 | 31313159.1741 | 30743829.0073 | 30184850.298 | 29636034.8381 | 29097197.841 | 28568157.8803 | 28048736.8279 | 27538759.7947 | 27038055.0711 | 26546454.0698 | 26063791.2686 | 25589904.1546 | 25124633.17 | 24667821.6578 | 24219315.8095 | 23778964.6129 | 23346619.8018 | 22922135.8054 | 22505369.6998 | 22096181.1598 | 21694432.4115 | 0 | 0 | 0 | 0 | 0 | 0 | 0 | 0
F2_Commercial_Education_Existing_Water Heating_Natural Gas_Water Heater_Baseline Forecast | F2 | Commercial | Education | Existing | Water Heating | Natural Gas | Water Heater | Baseline Forecast | Usage (MMtherm) | 2.2067 | 2.14 | 1.9739 | 1.9413 | 1.9083 | 1.8833 | 1.8284 | 1.7822 | 1.7372 | 1.6997 | 1.6515 | 1.6114 | 1.5728 | 1.5423 | 1.5 | 1.4659 | 1.4334 | 1.4076 | 1.3712 | 1.3416 | 1.3126 | 1.2902 | 0 | 0 | 0 | 0 | 0 | 0 | 0 | 0
F3_Commercial_Education_Existing_Water Heating_Natural Gas_Water Heater_Baseline Forecast | F3 | Commercial | Education | Existing | Water Heating | Natural Gas | Water Heater | Baseline Forecast | Peak Demand (S) | 0 | 0 | 0 | 0 | 0 | 0 | 0 | 0 | 0 | 0 | 0 | 0 | 0 | 0 | 0 | 0 | 0 | 0 | 0 | 0 | 0 | 0 | 0 | 0 | 0 | 0 | 0 | 0 | 0 | 0
F4_Commercial_Education_Existing_Water Heating_Natural Gas_Water Heater_Baseline Forecast | F4 | Commercial | Education | Existing | Water Heating | Natural Gas | Water Heater | Baseline Forecast | Peak Demand (W) | 0 | 0 | 0 | 0 | 0 | 0 | 0 | 0 | 0 | 0 | 0 | 0 | 0 | 0 | 0 | 0 | 0 | 0 | 0 | 0 | 0 | 0 | 0 | 0 | 0 | 0 | 0 | 0 | 0 | 0
F5_Commercial_Education_Existing_Water Heating_Natural Gas_Water Heater_Baseline Forecast | F5 | Commercial | Education | Existing | Water Heating | Natural Gas | Water Heater | Baseline Forecast | Turnover | 0 | 948883.6113 | 1033263.6746 | 1105190.3615 | 1166063.2335 | 1217130.3662 | 1259504.6446 | 1294178.3082 | 1322035.9322 | 1343866.0143 | 1521258.9161 | 1673742.6182 | 1649009.3593 | 1624113.5686 | 1599123.9776 | 1766493.3749 | 1720819.7675 | 1677432.9703 | 1636134.9343 | 1624027.2582 | 1631671.0901 | 1625715.6387 | 0 | 0 | 0 | 0 | 0 | 0 | 0 | 0
F6_Commercial_Education_Existing_Water Heating_Natural Gas_Water Heater_Baseline Forecast | F6 | Commercial | Education | Existing | Water Heating | Natural Gas | Water Heater | Baseline Forecast | Avg. Replacement Usage | 0.053393 | 0.053393 | 0.050822 | 0.051607 | 0.052393 | 0.053409 | 0.053555 | 0.053902 | 0.054228 | 0.054728 | 0.054807 | 0.05506 | 0.055288 | 0.055728 | 0.05567 | 0.05584 | 0.056009 | 0.056381 | 0.056271 | 0.056381 | 0.056464 | 0.056781 | 0 | 0 | 0 | 0 | 0 | 0 | 0 | 0
F7_Commercial_Education_Existing_Water Heating_Natural Gas_Water Heater_Baseline Forecast | F7 | Commercial | Education | Existing | Water Heating | Natural Gas | Water Heater | Baseline Forecast | Avg. Replacement Demand (S) | 0 | 0 | 0 | 0 | 0 | 0 | 0 | 0 | 0 | 0 | 0 | 0 | 0 | 0 | 0 | 0 | 0 | 0 | 0 | 0 | 0 | 0 | 0 | 0 | 0 | 0 | 0 | 0 | 0 | 0
F8_Commercial_Education_Existing_Water Heating_Natural Gas_Water Heater_Baseline Forecast | F8 | Commercial | Education | Existing | Water Heating | Natural Gas | Water Heater | Baseline Forecast | Avg. Replacement Demand (W) | 0 | 0 | 0 | 0 | 0 | 0 | 0 | 0 | 0 | 0 | 0 | 0 | 0 | 0 | 0 | 0 | 0 | 0 | 0 | 0 | 0 | 0 | 0 | 0 | 0 | 0 | 0 | 0 | 0 | 0
F1_Commercial_Education_Existing_Food Preparation_Natural Gas_Oven_Baseline Forecast | F1 | Commercial | Education | Existing | Food Preparation | Natural Gas | Oven | Baseline Forecast | Units | 2666750.5145 | 2618264.1415 | 2570659.3389 | 2523920.0782 | 2478030.6222 | 2432975.52 | 2388739.6015 | 2345307.9723 | 2302666.0092 | 2260799.3545 | 2219693.9117 | 2179335.8406 | 2139711.5526 | 2100807.7061 | 2062611.2024 | 2025109.1805 | 1988289.0136 | 1952138.3043 | 1916644.8806 | 1881796.7918 | 1847582.3047 | 1813989.8992 | 0 | 0 | 0 | 0 | 0 | 0 | 0 | 0
F2_Commercial_Education_Existing_Food Preparation_Natural Gas_Oven_Baseline Forecast | F2 | Commercial | Education | Existing | Food Preparation | Natural Gas | Oven | Baseline Forecast | Usage (MMtherm) | 0.0021115 | 0.0020731 | 0.0019374 | 0.0019315 | 0.0019253 | 0.001927 | 0.0018971 | 0.0018747 | 0.0018517 | 0.0018348 | 0.001804 | 0.0017794 | 0.0017543 | 0.0017361 | 0.0017028 | 0.0016769 | 0.0016514 | 0.0016322 | 0.0015994 | 0.0015734 | 0.001547 | 0.0015274 | 0 | 0 | 0 | 0 | 0 | 0 | 0 | 0
F3_Commercial_Education_Existing_Food Preparation_Natural Gas_Oven_Baseline Forecast | F3 | Commercial | Education | Existing | Food Preparation | Natural Gas | Oven | Baseline Forecast | Peak Demand (S) | 0 | 0 | 0 | 0 | 0 | 0 | 0 | 0 | 0 | 0 | 0 | 0 | 0 | 0 | 0 | 0 | 0 | 0 | 0 | 0 | 0 | 0 | 0 | 0 | 0 | 0 | 0 | 0 | 0 | 0
F4_Commercial_Education_Existing_Food Preparation_Natural Gas_Oven_Baseline Forecast | F4 | Commercial | Education | Existing | Food Preparation | Natural Gas | Oven | Baseline Forecast | Peak Demand (W) | 0 | 0 | 0 | 0 | 0 | 0 | 0 | 0 | 0 | 0 | 0 | 0 | 0 | 0 | 0 | 0 | 0 | 0 | 0 | 0 | 0 | 0 | 0 | 0 | 0 | 0 | 0 | 0 | 0 | 0
F5_Commercial_Education_Existing_Food Preparation_Natural Gas_Oven_Baseline Forecast | F5 | Commercial | Education | Existing | Food Preparation | Natural Gas | Oven | Baseline Forecast | Turnover | 0 | 104730.5657 | 133674.2856 | 155473.4768 | 171677.9615 | 183504.7456 | 191909.4286 | 197642.2924 | 201292.3572 | 203321.984 | 159700.1765 | 125437.2296 | 115642.9345 | 112680.6687 | 113916.9135 | 117536.4703 | 122312.497 | 147907.2064 | 154507.2852 | 158994.3853 | 161834.5087 | 156137.4889 | 0 | 0 | 0 | 0 | 0 | 0 | 0 | 0
F6_Commercial_Education_Existing_Food Preparation_Natural Gas_Oven_Baseline Forecast | F6 | Commercial | Education | Existing | Food Preparation | Natural Gas | Oven | Baseline Forecast | Avg. Replacement Usage | 0.00079178 | 0.00079178 | 0.00075366 | 0.0007653 | 0.00077695 | 0.00079202 | 0.00079419 | 0.00079933 | 0.00080417 | 0.00081158 | 0.00081274 | 0.0008165 | 0.00081988 | 0.00082641 | 0.00082554 | 0.00082808 | 0.00083057 | 0.0008361 | 0.00083446 | 0.00083609 | 0.00083732 | 0.00084202 | 0 | 0 | 0 | 0 | 0 | 0 | 0 | 0
F7_Commercial_Education_Existing_Food Preparation_Natural Gas_Oven_Baseline Forecast | F7 | Commercial | Education | Existing | Food Preparation | Natural Gas | Oven | Baseline Forecast | Avg. Replacement Demand (S) | 0 | 0 | 0 | 0 | 0 | 0 | 0 | 0 | 0 | 0 | 0 | 0 | 0 | 0 | 0 | 0 | 0 | 0 | 0 | 0 | 0 | 0 | 0 | 0 | 0 | 0 | 0 | 0 | 0 | 0
F8_Commercial_Education_Existing_Food Preparation_Natural Gas_Oven_Baseline Forecast | F8 | Commercial | Education | Existing | Food Preparation | Natural Gas | Oven | Baseline Forecast | Avg. Replacement Demand (W) | 0 | 0 | 0 | 0 | 0 | 0 | 0 | 0 | 0 | 0 | 0 | 0 | 0 | 0 | 0 | 0 | 0 | 0 | 0 | 0 | 0 | 0 | 0 | 0 | 0 | 0 | 0 | 0 | 0 | 0
F1_Commercial_Education_Existing_Food Preparation_Natural Gas_Conveyor Oven_Baseline Forecast | F1 | Commercial | Education | Existing | Food Preparation | Natural Gas | Conveyor Oven | Baseline Forecast | Units | 1333375.2572 | 1309132.0707 | 1285329.6694 | 1261960.0391 | 1239015.3111 | 1216487.76 | 1194369.8007 | 1172653.9862 | 1151333.0046 | 1130399.6772 | 1109846.9558 | 1089667.9203 | 1069855.7763 | 1050403.8531 | 1031305.6012 | 1012554.5903 | 994144.5068 | 976069.1521 | 958322.4403 | 940898.3959 | 923791.1523 | 906994.9496 | 0 | 0 | 0 | 0 | 0 | 0 | 0 | 0
F2_Commercial_Education_Existing_Food Preparation_Natural Gas_Conveyor Oven_Baseline Forecast | F2 | Commercial | Education | Existing | Food Preparation | Natural Gas | Conveyor Oven | Baseline Forecast | Usage (MMtherm) | 0.0018064 | 0.0017736 | 0.0016575 | 0.0016525 | 0.0016472 | 0.0016486 | 0.001623 | 0.0016038 | 0.0015842 | 0.0015698 | 0.0015434 | 0.0015224 | 0.0015009 | 0.0014853 | 0.0014568 | 0.0014347 | 0.0014128 | 0.0013964 | 0.0013683 | 0.0013461 | 0.0013235 | 0.0013068 | 0 | 0 | 0 | 0 | 0 | 0 | 0 | 0
F3_Commercial_Education_Existing_Food Preparation_Natural Gas_Conveyor Oven_Baseline Forecast | F3 | Commercial | Education | Existing | Food Preparation | Natural Gas | Conveyor Oven | Baseline Forecast | Peak Demand (S) | 0 | 0 | 0 | 0 | 0 | 0 | 0 | 0 | 0 | 0 | 0 | 0 | 0 | 0 | 0 | 0 | 0 | 0 | 0 | 0 | 0 | 0 | 0 | 0 | 0 | 0 | 0 | 0 | 0 | 0
F4_Commercial_Education_Existing_Food Preparation_Natural Gas_Conveyor Oven_Baseline Forecast | F4 | Commercial | Education | Existing | Food Preparation | Natural Gas | Conveyor Oven | Baseline Forecast | Peak Demand (W) | 0 | 0 | 0 | 0 | 0 | 0 | 0 | 0 | 0 | 0 | 0 | 0 | 0 | 0 | 0 | 0 | 0 | 0 | 0 | 0 | 0 | 0 | 0 | 0 | 0 | 0 | 0 | 0 | 0 | 0
F5_Commercial_Education_Existing_Food Preparation_Natural Gas_Conveyor Oven_Baseline Forecast | F5 | Commercial | Education | Existing | Food Preparation | Natural Gas | Conveyor Oven | Baseline Forecast | Turnover | 0 | 0 | 0 | 0 | 0 | 4865.951 | 13376.9418 | 24578.8276 | 37726.8799 | 52240.7428 | 63229.668 | 71457.3886 | 77523.6462 | 81899.3773 | 84954.3502 | 86978.8723 | 88200.8408 | 69277.7513 | 54414.5247 | 42740.1357 | 33570.4339 | 27093.6458 | 0 | 0 | 0 | 0 | 0 | 0 | 0 | 0
F6_Commercial_Education_Existing_Food Preparation_Natural Gas_Conveyor Oven_Baseline Forecast | F6 | Commercial | Education | Existing | Food Preparation | Natural Gas | Conveyor Oven | Baseline Forecast | Avg. Replacement Usage | 0.0013548 | 0.0013548 | 0.0012896 | 0.0013095 | 0.0013294 | 0.0013552 | 0.0013589 | 0.0013677 | 0.001376 | 0.0013887 | 0.0013907 | 0.0013971 | 0.0014029 | 0.0014141 | 0.0014126 | 0.0014169 | 0.0014212 | 0.0014306 | 0.0014278 | 0.0014306 | 0.0014327 | 0.0014408 | 0 | 0 | 0 | 0 | 0 | 0 | 0 | 0
F7_Commercial_Education_Existing_Food Preparation_Natural Gas_Conveyor Oven_Baseline Forecast | F7 | Commercial | Education | Existing | Food Preparation | Natural Gas | Conveyor Oven | Baseline Forecast | Avg. Replacement Demand (S) | 0 | 0 | 0 | 0 | 0 | 0 | 0 | 0 | 0 | 0 | 0 | 0 | 0 | 0 | 0 | 0 | 0 | 0 | 0 | 0 | 0 | 0 | 0 | 0 | 0 | 0 | 0 | 0 | 0 | 0
F8_Commercial_Education_Existing_Food Preparation_Natural Gas_Conveyor Oven_Baseline Forecast | F8 | Commercial | Education | Existing | Food Preparation | Natural Gas | Conveyor Oven | Baseline Forecast | Avg. Replacement Demand (W) | 0 | 0 | 0 | 0 | 0 | 0 | 0 | 0 | 0 | 0 | 0 | 0 | 0 | 0 | 0 | 0 | 0 | 0 | 0 | 0 | 0 | 0 | 0 | 0 | 0 | 0 | 0 | 0 | 0 | 0
F1_Commercial_Education_Existing_Food Preparation_Natural Gas_Double Rack Oven_Baseline Forecast | F1 | Commercial | Education | Existing | Food Preparation | Natural Gas | Double Rack Oven | Baseline Forecast | Units | 1333375.2572 | 1309132.0707 | 1285329.6694 | 1261960.0391 | 1239015.3111 | 1216487.76 | 1194369.8007 | 1172653.9862 | 1151333.0046 | 1130399.6772 | 1109846.9558 | 1089667.9203 | 1069855.7763 | 1050403.8531 | 1031305.6012 | 1012554.5903 | 994144.5068 | 976069.1521 | 958322.4403 | 940898.3959 | 923791.1523 | 906994.9496 | 0 | 0 | 0 | 0 | 0 | 0 | 0 | 0
F2_Commercial_Education_Existing_Food Preparation_Natural Gas_Double Rack Oven_Baseline Forecast | F2 | Commercial | Education | Existing | Food Preparation | Natural Gas | Double Rack Oven | Baseline Forecast | Usage (MMtherm) | 0.0027443 | 0.0026944 | 0.0025181 | 0.0025105 | 0.0025024 | 0.0025045 | 0.0024657 | 0.0024365 | 0.0024067 | 0.0023847 | 0.0023447 | 0.0023128 | 0.0022801 | 0.0022565 | 0.0022131 | 0.0021795 | 0.0021464 | 0.0021214 | 0.0020787 | 0.0020449 | 0.0020107 | 0.0019852 | 0 | 0 | 0 | 0 | 0 | 0 | 0 | 0
F3_Commercial_Education_Existing_Food Preparation_Natural Gas_Double Rack Oven_Baseline Forecast | F3 | Commercial | Education | Existing | Food Preparation | Natural Gas | Double Rack Oven | Baseline Forecast | Peak Demand (S) | 0 | 0 | 0 | 0 | 0 | 0 | 0 | 0 | 0 | 0 | 0 | 0 | 0 | 0 | 0 | 0 | 0 | 0 | 0 | 0 | 0 | 0 | 0 | 0 | 0 | 0 | 0 | 0 | 0 | 0
F4_Commercial_Education_Existing_Food Preparation_Natural Gas_Double Rack Oven_Baseline Forecast | F4 | Commercial | Education | Existing | Food Preparation | Natural Gas | Double Rack Oven | Baseline Forecast | Peak Demand (W) | 0 | 0 | 0 | 0 | 0 | 0 | 0 | 0 | 0 | 0 | 0 | 0 | 0 | 0 | 0 | 0 | 0 | 0 | 0 | 0 | 0 | 0 | 0 | 0 | 0 | 0 | 0 | 0 | 0 | 0
F5_Commercial_Education_Existing_Food Preparation_Natural Gas_Double Rack Oven_Baseline Forecast | F5 | Commercial | Education | Existing | Food Preparation | Natural Gas | Double Rack Oven | Baseline Forecast | Turnover | 0 | 29091.8238 | 39670.6688 | 48643.4528 | 56219.3047 | 62580.6511 | 67886.6165 | 72275.9905 | 75869.817 | 78773.6549 | 68747.917 | 59998.1821 | 57116.9644 | 55916.5326 | 55858.5969 | 56543.7411 | 57678.6378 | 64736.6924 | 67145.5041 | 69054.1393 | 70529.7768 | 69615.4371 | 0 | 0 | 0 | 0 | 0 | 0 | 0 | 0
F6_Commercial_Education_Existing_Food Preparation_Natural Gas_Double Rack Oven_Baseline Forecast | F6 | Commercial | Education | Existing | Food Preparation | Natural Gas | Double Rack Oven | Baseline Forecast | Avg. Replacement Usage | 0.0020582 | 0.0020582 | 0.0019591 | 0.0019893 | 0.0020196 | 0.0020588 | 0.0020644 | 0.0020778 | 0.0020904 | 0.0021096 | 0.0021127 | 0.0021224 | 0.0021312 | 0.0021482 | 0.0021459 | 0.0021525 | 0.002159 | 0.0021734 | 0.0021691 | 0.0021734 | 0.0021765 | 0.0021888 | 0 | 0 | 0 | 0 | 0 | 0 | 0 | 0
F7_Commercial_Education_Existing_Food Preparation_Natural Gas_Double Rack Oven_Baseline Forecast | F7 | Commercial | Education | Existing | Food Preparation | Natural Gas | Double Rack Oven | Baseline Forecast | Avg. Replacement Demand (S) | 0 | 0 | 0 | 0 | 0 | 0 | 0 | 0 | 0 | 0 | 0 | 0 | 0 | 0 | 0 | 0 | 0 | 0 | 0 | 0 | 0 | 0 | 0 | 0 | 0 | 0 | 0 | 0 | 0 | 0
F8_Commercial_Education_Existing_Food Preparation_Natural Gas_Double Rack Oven_Baseline Forecast | F8 | Commercial | Education | Existing | Food Preparation | Natural Gas | Double Rack Oven | Baseline Forecast | Avg. Replacement Demand (W) | 0 | 0 | 0 | 0 | 0 | 0 | 0 | 0 | 0 | 0 | 0 | 0 | 0 | 0 | 0 | 0 | 0 | 0 | 0 | 0 | 0 | 0 | 0 | 0 | 0 | 0 | 0 | 0 | 0 | 0
F1_Commercial_Education_Existing_Food Preparation_Natural Gas_Fryer_Baseline Forecast | F1 | Commercial | Education | Existing | Food Preparation | Natural Gas | Fryer | Baseline Forecast | Units | 2973315.1683 | 2919254.8925 | 2866177.5308 | 2814065.212 | 2762900.39 | 2712665.8375 | 2663344.6404 | 2614920.1924 | 2567376.1889 | 2520696.6218 | 2474865.7742 | 2429868.2146 | 2385688.7926 | 2342312.6327 | 2299725.1303 | 2257911.9461 | 2216859.0016 | 2176552.4743 | 2136978.793 | 2098124.6331 | 2059976.9125 | 2022522.7868 | 0 | 0 | 0 | 0 | 0 | 0 | 0 | 0
F2_Commercial_Education_Existing_Food Preparation_Natural Gas_Fryer_Baseline Forecast | F2 | Commercial | Education | Existing | Food Preparation | Natural Gas | Fryer | Baseline Forecast | Usage (MMtherm) | 0.0038081 | 0.0037389 | 0.0034942 | 0.0034836 | 0.0034724 | 0.0034754 | 0.0034215 | 0.003381 | 0.0033397 | 0.0033092 | 0.0032537 | 0.0032093 | 0.003164 | 0.0031312 | 0.003071 | 0.0030244 | 0.0029784 | 0.0029437 | 0.0028845 | 0.0028376 | 0.0027901 | 0.0027548 | 0 | 0 | 0 | 0 | 0 | 0 | 0 | 0
F3_Commercial_Education_Existing_Food Preparation_Natural Gas_Fryer_Baseline Forecast | F3 | Commercial | Education | Existing | Food Preparation | Natural Gas | Fryer | Baseline Forecast | Peak Demand (S) | 0 | 0 | 0 | 0 | 0 | 0 | 0 | 0 | 0 | 0 | 0 | 0 | 0 | 0 | 0 | 0 | 0 | 0 | 0 | 0 | 0 | 0 | 0 | 0 | 0 | 0 | 0 | 0 | 0 | 0
F4_Commercial_Education_Existing_Food Preparation_Natural Gas_Fryer_Baseline Forecast | F4 | Commercial | Education | Existing | Food Preparation | Natural Gas | Fryer | Baseline Forecast | Peak Demand (W) | 0 | 0 | 0 | 0 | 0 | 0 | 0 | 0 | 0 | 0 | 0 | 0 | 0 | 0 | 0 | 0 | 0 | 0 | 0 | 0 | 0 | 0 | 0 | 0 | 0 | 0 | 0 | 0 | 0 | 0
F5_Commercial_Education_Existing_Food Preparation_Natural Gas_Fryer_Baseline Forecast | F5 | Commercial | Education | Existing | Food Preparation | Natural Gas | Fryer | Baseline Forecast | Turnover | 0 | 88462.2695 | 96328.8316 | 103034.3937 | 108709.4336 | 113470.3067 | 137597.618 | 157481.9054 | 173870.178 | 187355.0501 | 216207.7136 | 227033.7569 | 224781.6153 | 224531.542 | 225343.7851 | 234726.0169 | 241812.1118 | 244523.2574 | 244722.311 | 247109.6962 | 246517.6976 | 244241.7589 | 0 | 0 | 0 | 0 | 0 | 0 | 0 | 0
F6_Commercial_Education_Existing_Food Preparation_Natural Gas_Fryer_Baseline Forecast | F6 | Commercial | Education | Existing | Food Preparation | Natural Gas | Fryer | Baseline Forecast | Avg. Replacement Usage | 0.0012808 | 0.0012808 | 0.0012191 | 0.0012379 | 0.0012568 | 0.0012812 | 0.0012847 | 0.001293 | 0.0013008 | 0.0013128 | 0.0013147 | 0.0013208 | 0.0013262 | 0.0013368 | 0.0013354 | 0.0013395 | 0.0013435 | 0.0013525 | 0.0013498 | 0.0013524 | 0.0013544 | 0.001362 | 0 | 0 | 0 | 0 | 0 | 0 | 0 | 0
F7_Commercial_Education_Existing_Food Preparation_Natural Gas_Fryer_Baseline Forecast | F7 | Commercial | Education | Existing | Food Preparation | Natural Gas | Fryer | Baseline Forecast | Avg. Replacement Demand (S) | 0 | 0 | 0 | 0 | 0 | 0 | 0 | 0 | 0 | 0 | 0 | 0 | 0 | 0 | 0 | 0 | 0 | 0 | 0 | 0 | 0 | 0 | 0 | 0 | 0 | 0 | 0 | 0 | 0 | 0
F8_Commercial_Education_Existing_Food Preparation_Natural Gas_Fryer_Baseline Forecast | F8 | Commercial | Education | Existing | Food Preparation | Natural Gas | Fryer | Baseline Forecast | Avg. Replacement Demand (W) | 0 | 0 | 0 | 0 | 0 | 0 | 0 | 0 | 0 | 0 | 0 | 0 | 0 | 0 | 0 | 0 | 0 | 0 | 0 | 0 | 0 | 0 | 0 | 0 | 0 | 0 | 0 | 0 | 0 | 0
F1_Commercial_Education_Existing_Food Preparation_Natural Gas_Broiler_Baseline Forecast | F1 | Commercial | Education | Existing | Food Preparation | Natural Gas | Broiler | Baseline Forecast | Units | 1139815.0297 | 1119091.1201 | 1098744.0088 | 1078766.845 | 1059152.9024 | 1039895.5769 | 1020988.3846 | 1002424.9594 | 984199.051 | 966304.5228 | 948735.3497 | 931485.6161 | 914549.5139 | 897921.341 | 881595.4984 | 865566.4893 | 849828.9168 | 834377.482 | 819206.9823 | 804312.3099 | 789688.4497 | 775330.4779 | 0 | 0 | 0 | 0 | 0 | 0 | 0 | 0
F2_Commercial_Education_Existing_Food Preparation_Natural Gas_Broiler_Baseline Forecast | F2 | Commercial | Education | Existing | Food Preparation | Natural Gas | Broiler | Baseline Forecast | Usage (MMtherm) | 0.0014995 | 0.0014723 | 0.0013759 | 0.0013717 | 0.0013673 | 0.0013685 | 0.0013473 | 0.0013313 | 0.0013151 | 0.0013031 | 0.0012812 | 0.0012637 | 0.0012459 | 0.001233 | 0.0012093 | 0.0011909 | 0.0011728 | 0.0011591 | 0.0011358 | 0.0011174 | 0.0010987 | 0.0010847 | 0 | 0 | 0 | 0 | 0 | 0 | 0 | 0
F3_Commercial_Education_Existing_Food Preparation_Natural Gas_Broiler_Baseline Forecast | F3 | Commercial | Education | Existing | Food Preparation | Natural Gas | Broiler | Baseline Forecast | Peak Demand (S) | 0 | 0 | 0 | 0 | 0 | 0 | 0 | 0 | 0 | 0 | 0 | 0 | 0 | 0 | 0 | 0 | 0 | 0 | 0 | 0 | 0 | 0 | 0 | 0 | 0 | 0 | 0 | 0 | 0 | 0
F4_Commercial_Education_Existing_Food Preparation_Natural Gas_Broiler_Baseline Forecast | F4 | Commercial | Education | Existing | Food Preparation | Natural Gas | Broiler | Baseline Forecast | Peak Demand (W) | 0 | 0 | 0 | 0 | 0 | 0 | 0 | 0 | 0 | 0 | 0 | 0 | 0 | 0 | 0 | 0 | 0 | 0 | 0 | 0 | 0 | 0 | 0 | 0 | 0 | 0 | 0 | 0 | 0 | 0
F5_Commercial_Education_Existing_Food Preparation_Natural Gas_Broiler_Baseline Forecast | F5 | Commercial | Education | Existing | Food Preparation | Natural Gas | Broiler | Baseline Forecast | Turnover | 0 | 41447.8193 | 46346.1979 | 50436.1728 | 53823.9948 | 56602.331 | 58851.9941 | 60643.4529 | 62038.1494 | 63089.6491 | 55060.0574 | 48052.4137 | 48711.0928 | 49495.3318 | 50313.9933 | 51104.2134 | 51824.2161 | 60548.8135 | 60427.8507 | 60184.3695 | 59836.4708 | 57964.1087 | 0 | 0 | 0 | 0 | 0 | 0 | 0 | 0
F6_Commercial_Education_Existing_Food Preparation_Natural Gas_Broiler_Baseline Forecast | F6 | Commercial | Education | Existing | Food Preparation | Natural Gas | Broiler | Baseline Forecast | Avg. Replacement Usage | 0.0013156 | 0.0013156 | 0.0012523 | 0.0012716 | 0.001291 | 0.001316 | 0.0013196 | 0.0013281 | 0.0013362 | 0.0013485 | 0.0013504 | 0.0013567 | 0.0013623 | 0.0013731 | 0.0013717 | 0.0013759 | 0.00138 | 0.0013892 | 0.0013865 | 0.0013892 | 0.0013913 | 0.0013991 | 0 | 0 | 0 | 0 | 0 | 0 | 0 | 0
F7_Commercial_Education_Existing_Food Preparation_Natural Gas_Broiler_Baseline Forecast | F7 | Commercial | Education | Existing | Food Preparation | Natural Gas | Broiler | Baseline Forecast | Avg. Replacement Demand (S) | 0 | 0 | 0 | 0 | 0 | 0 | 0 | 0 | 0 | 0 | 0 | 0 | 0 | 0 | 0 | 0 | 0 | 0 | 0 | 0 | 0 | 0 | 0 | 0 | 0 | 0 | 0 | 0 | 0 | 0
F8_Commercial_Education_Existing_Food Preparation_Natural Gas_Broiler_Baseline Forecast | F8 | Commercial | Education | Existing | Food Preparation | Natural Gas | Broiler | Baseline Forecast | Avg. Replacement Demand (W) | 0 | 0 | 0 | 0 | 0 | 0 | 0 | 0 | 0 | 0 | 0 | 0 | 0 | 0 | 0 | 0 | 0 | 0 | 0 | 0 | 0 | 0 | 0 | 0 | 0 | 0 | 0 | 0 | 0 | 0
F1_Commercial_Education_Existing_Food Preparation_Natural Gas_Griddle_Baseline Forecast | F1 | Commercial | Education | Existing | Food Preparation | Natural Gas | Griddle | Baseline Forecast | Units | 1359422.4703 | 1334705.6981 | 1310438.3218 | 1286612.1705 | 1263219.2219 | 1240251.5997 | 1217701.5706 | 1195561.542 | 1173824.0595 | 1152481.8038 | 1131527.5892 | 1110954.3603 | 1090755.1901 | 1070923.2776 | 1051451.9453 | 1032334.6372 | 1013564.9165 | 995136.4635 | 977043.0732 | 959278.6537 | 941837.2236 | 924712.9105 | 0 | 0 | 0 | 0 | 0 | 0 | 0 | 0
F2_Commercial_Education_Existing_Food Preparation_Natural Gas_Griddle_Baseline Forecast | F2 | Commercial | Education | Existing | Food Preparation | Natural Gas | Griddle | Baseline Forecast | Usage (MMtherm) | 0.0012712 | 0.001248 | 0.0011664 | 0.0011628 | 0.0011591 | 0.0011601 | 0.0011421 | 0.0011286 | 0.0011148 | 0.0011046 | 0.0010861 | 0.0010713 | 0.0010561 | 0.0010452 | 0.0010251 | 0.0010096 | 0.0009942 | 0.00098261 | 0.00096286 | 0.0009472 | 0.00093134 | 0.00091955 | 0 | 0 | 0 | 0 | 0 | 0 | 0 | 0
F3_Commercial_Education_Existing_Food Preparation_Natural Gas_Griddle_Baseline Forecast | F3 | Commercial | Education | Existing | Food Preparation | Natural Gas | Griddle | Baseline Forecast | Peak Demand (S) | 0 | 0 | 0 | 0 | 0 | 0 | 0 | 0 | 0 | 0 | 0 | 0 | 0 | 0 | 0 | 0 | 0 | 0 | 0 | 0 | 0 | 0 | 0 | 0 | 0 | 0 | 0 | 0 | 0 | 0
F4_Commercial_Education_Existing_Food Preparation_Natural Gas_Griddle_Baseline Forecast | F4 | Commercial | Education | Existing | Food Preparation | Natural Gas | Griddle | Baseline Forecast | Peak Demand (W) | 0 | 0 | 0 | 0 | 0 | 0 | 0 | 0 | 0 | 0 | 0 | 0 | 0 | 0 | 0 | 0 | 0 | 0 | 0 | 0 | 0 | 0 | 0 | 0 | 0 | 0 | 0 | 0 | 0 | 0
F5_Commercial_Education_Existing_Food Preparation_Natural Gas_Griddle_Baseline Forecast | F5 | Commercial | Education | Existing | Food Preparation | Natural Gas | Griddle | Baseline Forecast | Turnover | 0 | 49433.5444 | 55275.6905 | 60153.6783 | 64194.2299 | 67507.8663 | 70190.9706 | 72327.5886 | 73991.0004 | 75245.0918 | 65668.4438 | 57310.6418 | 58096.2282 | 59031.5661 | 60007.9586 | 60950.4299 | 61809.155 | 72214.715 | 72070.4464 | 71780.0539 | 71365.1257 | 69132.0168 | 0 | 0 | 0 | 0 | 0 | 0 | 0 | 0
F6_Commercial_Education_Existing_Food Preparation_Natural Gas_Griddle_Baseline Forecast | F6 | Commercial | Education | Existing | Food Preparation | Natural Gas | Griddle | Baseline Forecast | Avg. Replacement Usage | 0.00093507 | 0.00093507 | 0.00089006 | 0.0009038 | 0.00091757 | 0.00093536 | 0.00093792 | 0.00094399 | 0.00094971 | 0.00095846 | 0.00095984 | 0.00096427 | 0.00096826 | 0.00097598 | 0.00097495 | 0.00097794 | 0.00098089 | 0.00098741 | 0.00098548 | 0.00098741 | 0.00098886 | 0.00099442 | 0 | 0 | 0 | 0 | 0 | 0 | 0 | 0
F7_Commercial_Education_Existing_Food Preparation_Natural Gas_Griddle_Baseline Forecast | F7 | Commercial | Education | Existing | Food Preparation | Natural Gas | Griddle | Baseline Forecast | Avg. Replacement Demand (S) | 0 | 0 | 0 | 0 | 0 | 0 | 0 | 0 | 0 | 0 | 0 | 0 | 0 | 0 | 0 | 0 | 0 | 0 | 0 | 0 | 0 | 0 | 0 | 0 | 0 | 0 | 0 | 0 | 0 | 0
F8_Commercial_Education_Existing_Food Preparation_Natural Gas_Griddle_Baseline Forecast | F8 | Commercial | Education | Existing | Food Preparation | Natural Gas | Griddle | Baseline Forecast | Avg. Replacement Demand (W) | 0 | 0 | 0 | 0 | 0 | 0 | 0 | 0 | 0 | 0 | 0 | 0 | 0 | 0 | 0 | 0 | 0 | 0 | 0 | 0 | 0 | 0 | 0 | 0 | 0 | 0 | 0 | 0 | 0 | 0
F1_Commercial_Education_Existing_Food Preparation_Natural Gas_Range_Baseline Forecast | F1 | Commercial | Education | Existing | Food Preparation | Natural Gas | Range | Baseline Forecast | Units | 7010423.0422 | 6882960.8051 | 6757816.0632 | 6634946.6802 | 6514311.286 | 6395869.2626 | 6279580.7306 | 6165406.5355 | 6053308.2348 | 5943248.0851 | 5835189.029 | 5729094.683 | 5624929.3252 | 5522657.8829 | 5422245.9214 | 5323659.6319 | 5226865.8204 | 5131831.8964 | 5038525.8619 | 4946916.3008 | 4856972.368 | 4768663.7795 | 0 | 0 | 0 | 0 | 0 | 0 | 0 | 0
F2_Commercial_Education_Existing_Food Preparation_Natural Gas_Range_Baseline Forecast | F2 | Commercial | Education | Existing | Food Preparation | Natural Gas | Range | Baseline Forecast | Usage (MMtherm) | 0.0067998 | 0.0066761 | 0.0062392 | 0.0062203 | 0.0062003 | 0.0062056 | 0.0061094 | 0.0060372 | 0.0059633 | 0.0059089 | 0.0058097 | 0.0057305 | 0.0056495 | 0.005591 | 0.0054836 | 0.0054004 | 0.0053182 | 0.0052562 | 0.0051506 | 0.0050668 | 0.004982 | 0.0049189 | 0 | 0 | 0 | 0 | 0 | 0 | 0 | 0
F3_Commercial_Education_Existing_Food Preparation_Natural Gas_Range_Baseline Forecast | F3 | Commercial | Education | Existing | Food Preparation | Natural Gas | Range | Baseline Forecast | Peak Demand (S) | 0 | 0 | 0 | 0 | 0 | 0 | 0 | 0 | 0 | 0 | 0 | 0 | 0 | 0 | 0 | 0 | 0 | 0 | 0 | 0 | 0 | 0 | 0 | 0 | 0 | 0 | 0 | 0 | 0 | 0
F4_Commercial_Education_Existing_Food Preparation_Natural Gas_Range_Baseline Forecast | F4 | Commercial | Education | Existing | Food Preparation | Natural Gas | Range | Baseline Forecast | Peak Demand (W) | 0 | 0 | 0 | 0 | 0 | 0 | 0 | 0 | 0 | 0 | 0 | 0 | 0 | 0 | 0 | 0 | 0 | 0 | 0 | 0 | 0 | 0 | 0 | 0 | 0 | 0 | 0 | 0 | 0 | 0
F5_Commercial_Education_Existing_Food Preparation_Natural Gas_Range_Baseline Forecast | F5 | Commercial | Education | Existing | Food Preparation | Natural Gas | Range | Baseline Forecast | Turnover | 0 | 275318.4322 | 351406.4353 | 408712.7155 | 451311.4859 | 482402.0433 | 504496.4922 | 519567.1937 | 529162.5787 | 534498.1144 | 466505.4857 | 426001.4389 | 403903.8959 | 393770.0986 | 391082.0091 | 448539.4701 | 456844.682 | 461467.37 | 463232.1606 | 450913.533 | 432660.7576 | 413234.6316 | 0 | 0 | 0 | 0 | 0 | 0 | 0 | 0
F6_Commercial_Education_Existing_Food Preparation_Natural Gas_Range_Baseline Forecast | F6 | Commercial | Education | Existing | Food Preparation | Natural Gas | Range | Baseline Forecast | Avg. Replacement Usage | 0.00096995 | 0.00096995 | 0.00092326 | 0.00093751 | 0.00095179 | 0.00097025 | 0.0009729 | 0.0009792 | 0.00098513 | 0.00099421 | 0.00099564 | 0.0010002 | 0.0010044 | 0.0010124 | 0.0010113 | 0.0010144 | 0.0010175 | 0.0010242 | 0.0010222 | 0.0010242 | 0.0010257 | 0.0010315 | 0 | 0 | 0 | 0 | 0 | 0 | 0 | 0
F7_Commercial_Education_Existing_Food Preparation_Natural Gas_Range_Baseline Forecast | F7 | Commercial | Education | Existing | Food Preparation | Natural Gas | Range | Baseline Forecast | Avg. Replacement Demand (S) | 0 | 0 | 0 | 0 | 0 | 0 | 0 | 0 | 0 | 0 | 0 | 0 | 0 | 0 | 0 | 0 | 0 | 0 | 0 | 0 | 0 | 0 | 0 | 0 | 0 | 0 | 0 | 0 | 0 | 0
F8_Commercial_Education_Existing_Food Preparation_Natural Gas_Range_Baseline Forecast | F8 | Commercial | Education | Existing | Food Preparation | Natural Gas | Range | Baseline Forecast | Avg. Replacement Demand (W) | 0 | 0 | 0 | 0 | 0 | 0 | 0 | 0 | 0 | 0 | 0 | 0 | 0 | 0 | 0 | 0 | 0 | 0 | 0 | 0 | 0 | 0 | 0 | 0 | 0 | 0 | 0 | 0 | 0 | 0
F1_Commercial_Education_Existing_Food Preparation_Natural Gas_Steamer_Baseline Forecast | F1 | Commercial | Education | Existing | Food Preparation | Natural Gas | Steamer | Baseline Forecast | Units | 2095265.4499 | 2057169.7145 | 2019766.6288 | 1983043.5991 | 1946988.261 | 1911588.4744 | 1876832.3203 | 1842708.0963 | 1809204.3128 | 1776309.6889 | 1744013.1491 | 1712303.8191 | 1681171.0224 | 1650604.2765 | 1620593.2897 | 1591127.9572 | 1562198.3579 | 1533794.7514 | 1505907.5741 | 1478527.4364 | 1451645.1194 | 1425251.5718 | 0 | 0 | 0 | 0 | 0 | 0 | 0 | 0
F2_Commercial_Education_Existing_Food Preparation_Natural Gas_Steamer_Baseline Forecast | F2 | Commercial | Education | Existing | Food Preparation | Natural Gas | Steamer | Baseline Forecast | Usage (MMtherm) | 0.0033943 | 0.0033326 | 0.0031145 | 0.0031051 | 0.003095 | 0.0030977 | 0.0030497 | 0.0030136 | 0.0029768 | 0.0029496 | 0.0029001 | 0.0028605 | 0.0028201 | 0.0027909 | 0.0027373 | 0.0026958 | 0.0026547 | 0.0026238 | 0.0025711 | 0.0025292 | 0.0024869 | 0.0024554 | 0 | 0 | 0 | 0 | 0 | 0 | 0 | 0
F3_Commercial_Education_Existing_Food Preparation_Natural Gas_Steamer_Baseline Forecast | F3 | Commercial | Education | Existing | Food Preparation | Natural Gas | Steamer | Baseline Forecast | Peak Demand (S) | 0 | 0 | 0 | 0 | 0 | 0 | 0 | 0 | 0 | 0 | 0 | 0 | 0 | 0 | 0 | 0 | 0 | 0 | 0 | 0 | 0 | 0 | 0 | 0 | 0 | 0 | 0 | 0 | 0 | 0
F4_Commercial_Education_Existing_Food Preparation_Natural Gas_Steamer_Baseline Forecast | F4 | Commercial | Education | Existing | Food Preparation | Natural Gas | Steamer | Baseline Forecast | Peak Demand (W) | 0 | 0 | 0 | 0 | 0 | 0 | 0 | 0 | 0 | 0 | 0 | 0 | 0 | 0 | 0 | 0 | 0 | 0 | 0 | 0 | 0 | 0 | 0 | 0 | 0 | 0 | 0 | 0 | 0 | 0
F5_Commercial_Education_Existing_Food Preparation_Natural Gas_Steamer_Baseline Forecast | F5 | Commercial | Education | Existing | Food Preparation | Natural Gas | Steamer | Baseline Forecast | Turnover | 0 | 76191.4709 | 85195.9175 | 92714.3155 | 98941.9808 | 104049.2583 | 108184.7025 | 111477.8524 | 114041.6539 | 115974.5735 | 108391.1821 | 102621.1415 | 98293.6804 | 95103.6145 | 92800.6473 | 91180.3314 | 90076.4425 | 89354.5509 | 88906.6118 | 104664.5661 | 103309.7556 | 101427.0742 | 0 | 0 | 0 | 0 | 0 | 0 | 0 | 0
F6_Commercial_Education_Existing_Food Preparation_Natural Gas_Steamer_Baseline Forecast | F6 | Commercial | Education | Existing | Food Preparation | Natural Gas | Steamer | Baseline Forecast | Avg. Replacement Usage | 0.00162 | 0.00162 | 0.001542 | 0.0015658 | 0.0015897 | 0.0016205 | 0.0016249 | 0.0016354 | 0.0016453 | 0.0016605 | 0.0016629 | 0.0016706 | 0.0016775 | 0.0016909 | 0.0016891 | 0.0016943 | 0.0016994 | 0.0017107 | 0.0017073 | 0.0017106 | 0.0017132 | 0.0017228 | 0 | 0 | 0 | 0 | 0 | 0 | 0 | 0
F7_Commercial_Education_Existing_Food Preparation_Natural Gas_Steamer_Baseline Forecast | F7 | Commercial | Education | Existing | Food Preparation | Natural Gas | Steamer | Baseline Forecast | Avg. Replacement Demand (S) | 0 | 0 | 0 | 0 | 0 | 0 | 0 | 0 | 0 | 0 | 0 | 0 | 0 | 0 | 0 | 0 | 0 | 0 | 0 | 0 | 0 | 0 | 0 | 0 | 0 | 0 | 0 | 0 | 0 | 0
F8_Commercial_Education_Existing_Food Preparation_Natural Gas_Steamer_Baseline Forecast | F8 | Commercial | Education | Existing | Food Preparation | Natural Gas | Steamer | Baseline Forecast | Avg. Replacement Demand (W) | 0 | 0 | 0 | 0 | 0 | 0 | 0 | 0 | 0 | 0 | 0 | 0 | 0 | 0 | 0 | 0 | 0 | 0 | 0 | 0 | 0 | 0 | 0 | 0 | 0 | 0 | 0 | 0 | 0 | 0
F1_Commercial_Education_Existing_Food Preparation_Natural Gas_Food Prep Other_Baseline Forecast | F1 | Commercial | Education | Existing | Food Preparation | Natural Gas | Food Prep Other | Baseline Forecast | Units | 2095265.4499 | 2057169.7145 | 2019766.6288 | 1983043.5991 | 1946988.261 | 1911588.4744 | 1876832.3203 | 1842708.0963 | 1809204.3128 | 1776309.6889 | 1744013.1491 | 1712303.8191 | 1681171.0224 | 1650604.2765 | 1620593.2897 | 1591127.9572 | 1562198.3579 | 1533794.7514 | 1505907.5741 | 1478527.4364 | 1451645.1194 | 1425251.5718 | 0 | 0 | 0 | 0 | 0 | 0 | 0 | 0
F2_Commercial_Education_Existing_Food Preparation_Natural Gas_Food Prep Other_Baseline Forecast | F2 | Commercial | Education | Existing | Food Preparation | Natural Gas | Food Prep Other | Baseline Forecast | Usage (MMtherm) | 0.0024141 | 0.0023702 | 0.0022151 | 0.0022084 | 0.0022013 | 0.0022032 | 0.002169 | 0.0021434 | 0.0021172 | 0.0020978 | 0.0020626 | 0.0020345 | 0.0020058 | 0.001985 | 0.0019469 | 0.0019173 | 0.0018881 | 0.0018661 | 0.0018286 | 0.0017989 | 0.0017688 | 0.0017464 | 0 | 0 | 0 | 0 | 0 | 0 | 0 | 0
F3_Commercial_Education_Existing_Food Preparation_Natural Gas_Food Prep Other_Baseline Forecast | F3 | Commercial | Education | Existing | Food Preparation | Natural Gas | Food Prep Other | Baseline Forecast | Peak Demand (S) | 0 | 0 | 0 | 0 | 0 | 0 | 0 | 0 | 0 | 0 | 0 | 0 | 0 | 0 | 0 | 0 | 0 | 0 | 0 | 0 | 0 | 0 | 0 | 0 | 0 | 0 | 0 | 0 | 0 | 0
F4_Commercial_Education_Existing_Food Preparation_Natural Gas_Food Prep Other_Baseline Forecast | F4 | Commercial | Education | Existing | Food Preparation | Natural Gas | Food Prep Other | Baseline Forecast | Peak Demand (W) | 0 | 0 | 0 | 0 | 0 | 0 | 0 | 0 | 0 | 0 | 0 | 0 | 0 | 0 | 0 | 0 | 0 | 0 | 0 | 0 | 0 | 0 | 0 | 0 | 0 | 0 | 0 | 0 | 0 | 0
F5_Commercial_Education_Existing_Food Preparation_Natural Gas_Food Prep Other_Baseline Forecast | F5 | Commercial | Education | Existing | Food Preparation | Natural Gas | Food Prep Other | Baseline Forecast | Turnover | 0 | 82286.7886 | 105027.8647 | 122155.4857 | 134887.3467 | 144179.6491 | 150783.2072 | 155287.5174 | 158155.3726 | 159750.0501 | 139428.5082 | 127322.7152 | 120718.2324 | 117689.4572 | 116886.0448 | 134058.8505 | 136541.1006 | 137922.7232 | 138450.1813 | 134768.4071 | 129313.0431 | 123506.9897 | 0 | 0 | 0 | 0 | 0 | 0 | 0 | 0
F6_Commercial_Education_Existing_Food Preparation_Natural Gas_Food Prep Other_Baseline Forecast | F6 | Commercial | Education | Existing | Food Preparation | Natural Gas | Food Prep Other | Baseline Forecast | Avg. Replacement Usage | 0.0011522 | 0.0011522 | 0.0010967 | 0.0011137 | 0.0011306 | 0.0011525 | 0.0011557 | 0.0011632 | 0.0011702 | 0.001181 | 0.0011827 | 0.0011882 | 0.0011931 | 0.0012026 | 0.0012013 | 0.001205 | 0.0012086 | 0.0012167 | 0.0012143 | 0.0012167 | 0.0012185 | 0.0012253 | 0 | 0 | 0 | 0 | 0 | 0 | 0 | 0
F7_Commercial_Education_Existing_Food Preparation_Natural Gas_Food Prep Other_Baseline Forecast | F7 | Commercial | Education | Existing | Food Preparation | Natural Gas | Food Prep Other | Baseline Forecast | Avg. Replacement Demand (S) | 0 | 0 | 0 | 0 | 0 | 0 | 0 | 0 | 0 | 0 | 0 | 0 | 0 | 0 | 0 | 0 | 0 | 0 | 0 | 0 | 0 | 0 | 0 | 0 | 0 | 0 | 0 | 0 | 0 | 0
F8_Commercial_Education_Existing_Food Preparation_Natural Gas_Food Prep Other_Baseline Forecast | F8 | Commercial | Education | Existing | Food Preparation | Natural Gas | Food Prep Other | Baseline Forecast | Avg. Replacement Demand (W) | 0 | 0 | 0 | 0 | 0 | 0 | 0 | 0 | 0 | 0 | 0 | 0 | 0 | 0 | 0 | 0 | 0 | 0 | 0 | 0 | 0 | 0 | 0 | 0 | 0 | 0 | 0 | 0 | 0 | 0
F1_Commercial_Education_Existing_Miscellaneous_Natural Gas_Pool Heater_Baseline Forecast | F1 | Commercial | Education | Existing | Miscellaneous | Natural Gas | Pool Heater | Baseline Forecast | Units | 537332.2259 | 527562.5491 | 517970.5027 | 508552.8572 | 499306.4416 | 490228.1427 | 481314.9037 | 472563.7237 | 463971.656 | 455535.8077 | 447253.3385 | 439121.4596 | 431137.433 | 423298.5706 | 415602.233 | 408045.8287 | 400626.8137 | 393342.6898 | 386191.0045 | 379169.3499 | 372275.3617 | 365506.7188 | 0 | 0 | 0 | 0 | 0 | 0 | 0 | 0
F2_Commercial_Education_Existing_Miscellaneous_Natural Gas_Pool Heater_Baseline Forecast | F2 | Commercial | Education | Existing | Miscellaneous | Natural Gas | Pool Heater | Baseline Forecast | Usage (MMtherm) | 3.5267e-05 | 3.4625e-05 | 3.2359e-05 | 3.2261e-05 | 3.2157e-05 | 3.2185e-05 | 3.1686e-05 | 3.1311e-05 | 3.0928e-05 | 3.0646e-05 | 3.0132e-05 | 2.9721e-05 | 2.9301e-05 | 2.8998e-05 | 2.844e-05 | 2.8009e-05 | 2.7583e-05 | 2.7261e-05 | 2.6713e-05 | 2.6279e-05 | 2.5839e-05 | 2.5512e-05 | 0 | 0 | 0 | 0 | 0 | 0 | 0 | 0
F3_Commercial_Education_Existing_Miscellaneous_Natural Gas_Pool Heater_Baseline Forecast | F3 | Commercial | Education | Existing | Miscellaneous | Natural Gas | Pool Heater | Baseline Forecast | Peak Demand (S) | 0 | 0 | 0 | 0 | 0 | 0 | 0 | 0 | 0 | 0 | 0 | 0 | 0 | 0 | 0 | 0 | 0 | 0 | 0 | 0 | 0 | 0 | 0 | 0 | 0 | 0 | 0 | 0 | 0 | 0
F4_Commercial_Education_Existing_Miscellaneous_Natural Gas_Pool Heater_Baseline Forecast | F4 | Commercial | Education | Existing | Miscellaneous | Natural Gas | Pool Heater | Baseline Forecast | Peak Demand (W) | 0 | 0 | 0 | 0 | 0 | 0 | 0 | 0 | 0 | 0 | 0 | 0 | 0 | 0 | 0 | 0 | 0 | 0 | 0 | 0 | 0 | 0 | 0 | 0 | 0 | 0 | 0 | 0 | 0 | 0
F5_Commercial_Education_Existing_Miscellaneous_Natural Gas_Pool Heater_Baseline Forecast | F5 | Commercial | Education | Existing | Miscellaneous | Natural Gas | Pool Heater | Baseline Forecast | Turnover | 0 | 63307.5059 | 60084.5783 | 57364.7623 | 55043.5421 | 53038.7632 | 53211.0953 | 52758.3751 | 51906.5061 | 50813.8546 | 49589.8197 | 62473.4077 | 58244.6266 | 54864.6647 | 52086.6677 | 49741.1687 | 50716.8088 | 50575.8134 | 49759.4455 | 48555.4139 | 47148.7223 | 49295.2505 | 0 | 0 | 0 | 0 | 0 | 0 | 0 | 0
F6_Commercial_Education_Existing_Miscellaneous_Natural Gas_Pool Heater_Baseline Forecast | F6 | Commercial | Education | Existing | Miscellaneous | Natural Gas | Pool Heater | Baseline Forecast | Avg. Replacement Usage | 6.5633e-05 | 6.5633e-05 | 6.2473e-05 | 6.3438e-05 | 6.4404e-05 | 6.5653e-05 | 6.5833e-05 | 6.6259e-05 | 6.666e-05 | 6.7275e-05 | 6.7371e-05 | 6.7682e-05 | 6.7962e-05 | 6.8504e-05 | 6.8432e-05 | 6.8642e-05 | 6.8849e-05 | 6.9307e-05 | 6.9171e-05 | 6.9306e-05 | 6.9408e-05 | 6.9798e-05 | 0 | 0 | 0 | 0 | 0 | 0 | 0 | 0
F7_Commercial_Education_Existing_Miscellaneous_Natural Gas_Pool Heater_Baseline Forecast | F7 | Commercial | Education | Existing | Miscellaneous | Natural Gas | Pool Heater | Baseline Forecast | Avg. Replacement Demand (S) | 0 | 0 | 0 | 0 | 0 | 0 | 0 | 0 | 0 | 0 | 0 | 0 | 0 | 0 | 0 | 0 | 0 | 0 | 0 | 0 | 0 | 0 | 0 | 0 | 0 | 0 | 0 | 0 | 0 | 0
F8_Commercial_Education_Existing_Miscellaneous_Natural Gas_Pool Heater_Baseline Forecast | F8 | Commercial | Education | Existing | Miscellaneous | Natural Gas | Pool Heater | Baseline Forecast | Avg. Replacement Demand (W) | 0 | 0 | 0 | 0 | 0 | 0 | 0 | 0 | 0 | 0 | 0 | 0 | 0 | 0 | 0 | 0 | 0 | 0 | 0 | 0 | 0 | 0 | 0 | 0 | 0 | 0 | 0 | 0 | 0 | 0
F1_Commercial_Education_Existing_Miscellaneous_Natural Gas_Miscellaneous_Baseline Forecast | F1 | Commercial | Education | Existing | Miscellaneous | Natural Gas | Miscellaneous | Baseline Forecast | Units | 44136576.7287 | 43334093.5155 | 42546200.9061 | 41772633.6169 | 41013131.1875 | 40267437.8932 | 39535302.6588 | 38816478.9741 | 38110724.8109 | 37417802.5416 | 36737478.859 | 36069524.698 | 35413715.158 | 34769829.4279 | 34137650.711 | 33516966.1526 | 32907566.768 | 32309247.3722 | 31721806.5109 | 31145046.3925 | 30578772.8218 | 30022795.1341 | 0 | 0 | 0 | 0 | 0 | 0 | 0 | 0
F2_Commercial_Education_Existing_Miscellaneous_Natural Gas_Miscellaneous_Baseline Forecast | F2 | Commercial | Education | Existing | Miscellaneous | Natural Gas | Miscellaneous | Baseline Forecast | Usage (MMtherm) | 0.0027617 | 0.0027115 | 0.002534 | 0.0025263 | 0.0025182 | 0.0025203 | 0.0024813 | 0.0024519 | 0.002422 | 0.0023998 | 0.0023596 | 0.0023274 | 0.0022945 | 0.0022708 | 0.0022271 | 0.0021933 | 0.0021599 | 0.0021348 | 0.0020919 | 0.0020578 | 0.0020234 | 0.0019978 | 0 | 0 | 0 | 0 | 0 | 0 | 0 | 0
F3_Commercial_Education_Existing_Miscellaneous_Natural Gas_Miscellaneous_Baseline Forecast | F3 | Commercial | Education | Existing | Miscellaneous | Natural Gas | Miscellaneous | Baseline Forecast | Peak Demand (S) | 0 | 0 | 0 | 0 | 0 | 0 | 0 | 0 | 0 | 0 | 0 | 0 | 0 | 0 | 0 | 0 | 0 | 0 | 0 | 0 | 0 | 0 | 0 | 0 | 0 | 0 | 0 | 0 | 0 | 0
F4_Commercial_Education_Existing_Miscellaneous_Natural Gas_Miscellaneous_Baseline Forecast | F4 | Commercial | Education | Existing | Miscellaneous | Natural Gas | Miscellaneous | Baseline Forecast | Peak Demand (W) | 0 | 0 | 0 | 0 | 0 | 0 | 0 | 0 | 0 | 0 | 0 | 0 | 0 | 0 | 0 | 0 | 0 | 0 | 0 | 0 | 0 | 0 | 0 | 0 | 0 | 0 | 0 | 0 | 0 | 0
F5_Commercial_Education_Existing_Miscellaneous_Natural Gas_Miscellaneous_Baseline Forecast | F5 | Commercial | Education | Existing | Miscellaneous | Natural Gas | Miscellaneous | Baseline Forecast | Turnover | 0 | 3714350.8728 | 4341449.0721 | 4847086.9328 | 4581308.5317 | 4442427.7588 | 4393916.6196 | 4317156.8922 | 4233781.6161 | 4157057.4636 | 4082111.2486 | 4908548.0103 | 4861345.8807 | 4784798.6571 | 4647269.1706 | 4554750.5843 | 4487844.6689 | 4405880.0798 | 4322450.2214 | 4244438.414 | 4167797.7064 | 4310287.1871 | 0 | 0 | 0 | 0 | 0 | 0 | 0 | 0
F6_Commercial_Education_Existing_Miscellaneous_Natural Gas_Miscellaneous_Baseline Forecast | F6 | Commercial | Education | Existing | Miscellaneous | Natural Gas | Miscellaneous | Baseline Forecast | Avg. Replacement Usage | 6.2571e-05 | 6.2571e-05 | 5.9559e-05 | 6.0478e-05 | 6.14e-05 | 6.259e-05 | 6.2762e-05 | 6.3168e-05 | 6.355e-05 | 6.4136e-05 | 6.4228e-05 | 6.4525e-05 | 6.4792e-05 | 6.5308e-05 | 6.5239e-05 | 6.544e-05 | 6.5637e-05 | 6.6073e-05 | 6.5944e-05 | 6.6073e-05 | 6.617e-05 | 6.6542e-05 | 0 | 0 | 0 | 0 | 0 | 0 | 0 | 0
F7_Commercial_Education_Existing_Miscellaneous_Natural Gas_Miscellaneous_Baseline Forecast | F7 | Commercial | Education | Existing | Miscellaneous | Natural Gas | Miscellaneous | Baseline Forecast | Avg. Replacement Demand (S) | 0 | 0 | 0 | 0 | 0 | 0 | 0 | 0 | 0 | 0 | 0 | 0 | 0 | 0 | 0 | 0 | 0 | 0 | 0 | 0 | 0 | 0 | 0 | 0 | 0 | 0 | 0 | 0 | 0 | 0
F8_Commercial_Education_Existing_Miscellaneous_Natural Gas_Miscellaneous_Baseline Forecast | F8 | Commercial | Education | Existing | Miscellaneous | Natural Gas | Miscellaneous | Baseline Forecast | Avg. Replacement Demand (W) | 0 | 0 | 0 | 0 | 0 | 0 | 0 | 0 | 0 | 0 | 0 | 0 | 0 | 0 | 0 | 0 | 0 | 0 | 0 | 0 | 0 | 0 | 0 | 0 | 0 | 0 | 0 | 0 | 0 | 0
F1_Commercial_Education_New_Space Heating_Natural Gas_Furnace_Baseline Forecast | F1 | Commercial | Education | New | Space Heating | Natural Gas | Furnace | Baseline Forecast | Units | 0 | 1165750.9754 | 2959660.9407 | 3763558.953 | 4552742.633 | 5332958.7109 | 6104233.7186 | 6869385.845 | 7625529.3371 | 8373810.3091 | 9111366.6785 | 9839605.1872 | 10560048.6481 | 11269647.5694 | 11969784.4064 | 12658917.6777 | 13339978.3364 | 14012091.9414 | 14673782.3467 | 15329234.7532 | 15976192.6121 | 16620759.8889 | 0 | 0 | 0 | 0 | 0 | 0 | 0 | 0
F2_Commercial_Education_New_Space Heating_Natural Gas_Furnace_Baseline Forecast | F2 | Commercial | Education | New | Space Heating | Natural Gas | Furnace | Baseline Forecast | Usage (MMtherm) | 0 | 0.17479 | 0.42241 | 0.54543 | 0.66985 | 0.79986 | 0.91805 | 1.0398 | 1.1613 | 1.287 | 1.4023 | 1.5214 | 1.6396 | 1.7637 | 1.8713 | 1.9851 | 2.0982 | 2.2186 | 2.3188 | 2.4271 | 2.5332 | 2.6502 | 0 | 0 | 0 | 0 | 0 | 0 | 0 | 0
F3_Commercial_Education_New_Space Heating_Natural Gas_Furnace_Baseline Forecast | F3 | Commercial | Education | New | Space Heating | Natural Gas | Furnace | Baseline Forecast | Peak Demand (S) | 0 | 0 | 0 | 0 | 0 | 0 | 0 | 0 | 0 | 0 | 0 | 0 | 0 | 0 | 0 | 0 | 0 | 0 | 0 | 0 | 0 | 0 | 0 | 0 | 0 | 0 | 0 | 0 | 0 | 0
F4_Commercial_Education_New_Space Heating_Natural Gas_Furnace_Baseline Forecast | F4 | Commercial | Education | New | Space Heating | Natural Gas | Furnace | Baseline Forecast | Peak Demand (W) | 0 | 0 | 0 | 0 | 0 | 0 | 0 | 0 | 0 | 0 | 0 | 0 | 0 | 0 | 0 | 0 | 0 | 0 | 0 | 0 | 0 | 0 | 0 | 0 | 0 | 0 | 0 | 0 | 0 | 0
F5_Commercial_Education_New_Space Heating_Natural Gas_Furnace_Baseline Forecast | F5 | Commercial | Education | New | Space Heating | Natural Gas | Furnace | Baseline Forecast | Turnover | 0 | 1165750.9754 | 1793909.9654 | 803898.0122 | 789183.68 | 780216.0778 | 771275.0077 | 765152.1264 | 756143.4921 | 748280.972 | 737556.3694 | 728238.5087 | 720443.4609 | 709598.9213 | 700136.837 | 689133.2713 | 681060.6587 | 672113.605 | 661690.4052 | 745125.5585 | 867726.1503 | 910191.7006 | 0 | 0 | 0 | 0 | 0 | 0 | 0 | 0
F6_Commercial_Education_New_Space Heating_Natural Gas_Furnace_Baseline Forecast | F6 | Commercial | Education | New | Space Heating | Natural Gas | Furnace | Baseline Forecast | Avg. Replacement Usage | 0.14994 | 0.14994 | 0.14272 | 0.14492 | 0.14713 | 0.14998 | 0.15039 | 0.15137 | 0.15229 | 0.15369 | 0.15391 | 0.15462 | 0.15526 | 0.1565 | 0.15633 | 0.15681 | 0.15729 | 0.15833 | 0.15802 | 0.15833 | 0.15856 | 0.15945 | 0 | 0 | 0 | 0 | 0 | 0 | 0 | 0
F7_Commercial_Education_New_Space Heating_Natural Gas_Furnace_Baseline Forecast | F7 | Commercial | Education | New | Space Heating | Natural Gas | Furnace | Baseline Forecast | Avg. Replacement Demand (S) | 0 | 0 | 0 | 0 | 0 | 0 | 0 | 0 | 0 | 0 | 0 | 0 | 0 | 0 | 0 | 0 | 0 | 0 | 0 | 0 | 0 | 0 | 0 | 0 | 0 | 0 | 0 | 0 | 0 | 0
F8_Commercial_Education_New_Space Heating_Natural Gas_Furnace_Baseline Forecast | F8 | Commercial | Education | New | Space Heating | Natural Gas | Furnace | Baseline Forecast | Avg. Replacement Demand (W) | 0 | 0 | 0 | 0 | 0 | 0 | 0 | 0 | 0 | 0 | 0 | 0 | 0 | 0 | 0 | 0 | 0 | 0 | 0 | 0 | 0 | 0 | 0 | 0 | 0 | 0 | 0 | 0 | 0 | 0
F1_Commercial_Education_New_Space Heating_Natural Gas_Boiler_Baseline Forecast | F1 | Commercial | Education | New | Space Heating | Natural Gas | Boiler | Baseline Forecast | Units | 0 | 1114683.3463 | 2830008.1502 | 3598690.0946 | 4353302.2921 | 5099339.728 | 5836827.772 | 6568461.1574 | 7291480.5465 | 8006981.8461 | 8712228.3518 | 9408565.181 | 10097448.4372 | 10775962.2166 | 11445428.4138 | 12104373.0746 | 12755598.7566 | 13398269.3254 | 14030973.2997 | 14657712.541 | 15276329.3522 | 15892660.3047 | 0 | 0 | 0 | 0 | 0 | 0 | 0 | 0
F2_Commercial_Education_New_Space Heating_Natural Gas_Boiler_Baseline Forecast | F2 | Commercial | Education | New | Space Heating | Natural Gas | Boiler | Baseline Forecast | Usage (MMtherm) | 0 | 0.32946 | 0.79619 | 1.0166 | 1.2395 | 1.4726 | 1.6839 | 1.9017 | 2.1155 | 2.337 | 2.5397 | 2.7492 | 2.9571 | 3.1757 | 3.3646 | 3.5647 | 3.7636 | 3.9756 | 4.1514 | 4.3418 | 4.5284 | 4.7344 | 0 | 0 | 0 | 0 | 0 | 0 | 0 | 0
F3_Commercial_Education_New_Space Heating_Natural Gas_Boiler_Baseline Forecast | F3 | Commercial | Education | New | Space Heating | Natural Gas | Boiler | Baseline Forecast | Peak Demand (S) | 0 | 0 | 0 | 0 | 0 | 0 | 0 | 0 | 0 | 0 | 0 | 0 | 0 | 0 | 0 | 0 | 0 | 0 | 0 | 0 | 0 | 0 | 0 | 0 | 0 | 0 | 0 | 0 | 0 | 0
F4_Commercial_Education_New_Space Heating_Natural Gas_Boiler_Baseline Forecast | F4 | Commercial | Education | New | Space Heating | Natural Gas | Boiler | Baseline Forecast | Peak Demand (W) | 0 | 0 | 0 | 0 | 0 | 0 | 0 | 0 | 0 | 0 | 0 | 0 | 0 | 0 | 0 | 0 | 0 | 0 | 0 | 0 | 0 | 0 | 0 | 0 | 0 | 0 | 0 | 0 | 0 | 0
F5_Commercial_Education_New_Space Heating_Natural Gas_Boiler_Baseline Forecast | F5 | Commercial | Education | New | Space Heating | Natural Gas | Boiler | Baseline Forecast | Turnover | 0 | 1114683.3463 | 1715324.8039 | 768681.9444 | 754612.1976 | 746037.4359 | 737488.044 | 731633.3855 | 723019.3891 | 715501.2996 | 705246.5057 | 696336.8292 | 688883.2562 | 678513.7794 | 669466.1972 | 658944.6607 | 651225.6821 | 642670.5687 | 632703.9743 | 626739.2413 | 618616.8112 | 616330.9525 | 0 | 0 | 0 | 0 | 0 | 0 | 0 | 0
F6_Commercial_Education_New_Space Heating_Natural Gas_Boiler_Baseline Forecast | F6 | Commercial | Education | New | Space Heating | Natural Gas | Boiler | Baseline Forecast | Avg. Replacement Usage | 0.29557 | 0.29557 | 0.28134 | 0.27077 | 0.27489 | 0.28022 | 0.28099 | 0.28281 | 0.27973 | 0.28231 | 0.28272 | 0.28402 | 0.2852 | 0.28747 | 0.28717 | 0.28805 | 0.28892 | 0.29084 | 0.29027 | 0.29084 | 0.29126 | 0.2929 | 0 | 0 | 0 | 0 | 0 | 0 | 0 | 0
F7_Commercial_Education_New_Space Heating_Natural Gas_Boiler_Baseline Forecast | F7 | Commercial | Education | New | Space Heating | Natural Gas | Boiler | Baseline Forecast | Avg. Replacement Demand (S) | 0 | 0 | 0 | 0 | 0 | 0 | 0 | 0 | 0 | 0 | 0 | 0 | 0 | 0 | 0 | 0 | 0 | 0 | 0 | 0 | 0 | 0 | 0 | 0 | 0 | 0 | 0 | 0 | 0 | 0
F8_Commercial_Education_New_Space Heating_Natural Gas_Boiler_Baseline Forecast | F8 | Commercial | Education | New | Space Heating | Natural Gas | Boiler | Baseline Forecast | Avg. Replacement Demand (W) | 0 | 0 | 0 | 0 | 0 | 0 | 0 | 0 | 0 | 0 | 0 | 0 | 0 | 0 | 0 | 0 | 0 | 0 | 0 | 0 | 0 | 0 | 0 | 0 | 0 | 0 | 0 | 0 | 0 | 0
F1_Commercial_Education_New_Space Heating_Natural Gas_Unit Heater_Baseline Forecast | F1 | Commercial | Education | New | Space Heating | Natural Gas | Unit Heater | Baseline Forecast | Units | 0 | 311789.6771 | 791585.6375 | 1006594.7664 | 1217668.4262 | 1426343.6271 | 1632627.4653 | 1837273.6886 | 2039510.4787 | 2239644.3731 | 2436909.8844 | 2631683.2574 | 2824371.7807 | 3014159.8429 | 3201417.1928 | 3385731.5487 | 3567886.818 | 3747649.1243 | 3924623.6602 | 4099929.792 | 4272963.9873 | 4445358.8017 | 0 | 0 | 0 | 0 | 0 | 0 | 0 | 0
F2_Commercial_Education_New_Space Heating_Natural Gas_Unit Heater_Baseline Forecast | F2 | Commercial | Education | New | Space Heating | Natural Gas | Unit Heater | Baseline Forecast | Usage (MMtherm) | 0 | 0.065175 | 0.1575 | 0.20338 | 0.24977 | 0.29825 | 0.34232 | 0.38772 | 0.433 | 0.47988 | 0.52289 | 0.56729 | 0.61135 | 0.65763 | 0.69775 | 0.74018 | 0.78236 | 0.82724 | 0.86461 | 0.90499 | 0.94458 | 0.98821 | 0 | 0 | 0 | 0 | 0 | 0 | 0 | 0
F3_Commercial_Education_New_Space Heating_Natural Gas_Unit Heater_Baseline Forecast | F3 | Commercial | Education | New | Space Heating | Natural Gas | Unit Heater | Baseline Forecast | Peak Demand (S) | 0 | 0 | 0 | 0 | 0 | 0 | 0 | 0 | 0 | 0 | 0 | 0 | 0 | 0 | 0 | 0 | 0 | 0 | 0 | 0 | 0 | 0 | 0 | 0 | 0 | 0 | 0 | 0 | 0 | 0
F4_Commercial_Education_New_Space Heating_Natural Gas_Unit Heater_Baseline Forecast | F4 | Commercial | Education | New | Space Heating | Natural Gas | Unit Heater | Baseline Forecast | Peak Demand (W) | 0 | 0 | 0 | 0 | 0 | 0 | 0 | 0 | 0 | 0 | 0 | 0 | 0 | 0 | 0 | 0 | 0 | 0 | 0 | 0 | 0 | 0 | 0 | 0 | 0 | 0 | 0 | 0 | 0 | 0
F5_Commercial_Education_New_Space Heating_Natural Gas_Unit Heater_Baseline Forecast | F5 | Commercial | Education | New | Space Heating | Natural Gas | Unit Heater | Baseline Forecast | Turnover | 0 | 311789.6771 | 479795.9604 | 215009.1288 | 211073.6598 | 208675.2009 | 206283.8382 | 204646.2233 | 202236.79 | 200133.8944 | 197265.5113 | 194773.3729 | 255046.4588 | 335633.6026 | 346935.6081 | 354271.6943 | 359856.1802 | 444913.5958 | 474066.6513 | 384014.903 | 378996.3315 | 375988.8841 | 0 | 0 | 0 | 0 | 0 | 0 | 0 | 0
F6_Commercial_Education_New_Space Heating_Natural Gas_Unit Heater_Baseline Forecast | F6 | Commercial | Education | New | Space Heating | Natural Gas | Unit Heater | Baseline Forecast | Avg. Replacement Usage | 0.20904 | 0.20904 | 0.19897 | 0.20204 | 0.20512 | 0.2091 | 0.20967 | 0.21103 | 0.21231 | 0.21426 | 0.21457 | 0.21556 | 0.21645 | 0.21818 | 0.21795 | 0.21862 | 0.21928 | 0.22074 | 0.2203 | 0.22073 | 0.22106 | 0.2223 | 0 | 0 | 0 | 0 | 0 | 0 | 0 | 0
F7_Commercial_Education_New_Space Heating_Natural Gas_Unit Heater_Baseline Forecast | F7 | Commercial | Education | New | Space Heating | Natural Gas | Unit Heater | Baseline Forecast | Avg. Replacement Demand (S) | 0 | 0 | 0 | 0 | 0 | 0 | 0 | 0 | 0 | 0 | 0 | 0 | 0 | 0 | 0 | 0 | 0 | 0 | 0 | 0 | 0 | 0 | 0 | 0 | 0 | 0 | 0 | 0 | 0 | 0
F8_Commercial_Education_New_Space Heating_Natural Gas_Unit Heater_Baseline Forecast | F8 | Commercial | Education | New | Space Heating | Natural Gas | Unit Heater | Baseline Forecast | Avg. Replacement Demand (W) | 0 | 0 | 0 | 0 | 0 | 0 | 0 | 0 | 0 | 0 | 0 | 0 | 0 | 0 | 0 | 0 | 0 | 0 | 0 | 0 | 0 | 0 | 0 | 0 | 0 | 0 | 0 | 0 | 0 | 0
F1_Commercial_Education_New_Water Heating_Natural Gas_Water Heater_Baseline Forecast | F1 | Commercial | Education | New | Water Heating | Natural Gas | Water Heater | Baseline Forecast | Units | 0 | 1661222.2174 | 4217585.5861 | 5363158.9261 | 6487764.0009 | 7599590.0343 | 8698674.8352 | 9789034.3879 | 10866556.4275 | 11932874.1933 | 12983909.1512 | 14021665.9413 | 15048314.6072 | 16059509.5523 | 17057220.8075 | 18039251.726 | 19009778.9839 | 19967556.4826 | 20910480.6795 | 21844515.5834 | 22766445.5594 | 23684968.9005 | 0 | 0 | 0 | 0 | 0 | 0 | 0 | 0
F2_Commercial_Education_New_Water Heating_Natural Gas_Water Heater_Baseline Forecast | F2 | Commercial | Education | New | Water Heating | Natural Gas | Water Heater | Baseline Forecast | Usage (MMtherm) | 0 | 0.088697 | 0.21435 | 0.27678 | 0.33991 | 0.40589 | 0.46586 | 0.52765 | 0.58928 | 0.65307 | 0.7116 | 0.77203 | 0.83199 | 0.89497 | 0.94957 | 1.0073 | 1.0647 | 1.1258 | 1.1767 | 1.2316 | 1.2855 | 1.3449 | 0 | 0 | 0 | 0 | 0 | 0 | 0 | 0
F3_Commercial_Education_New_Water Heating_Natural Gas_Water Heater_Baseline Forecast | F3 | Commercial | Education | New | Water Heating | Natural Gas | Water Heater | Baseline Forecast | Peak Demand (S) | 0 | 0 | 0 | 0 | 0 | 0 | 0 | 0 | 0 | 0 | 0 | 0 | 0 | 0 | 0 | 0 | 0 | 0 | 0 | 0 | 0 | 0 | 0 | 0 | 0 | 0 | 0 | 0 | 0 | 0
F4_Commercial_Education_New_Water Heating_Natural Gas_Water Heater_Baseline Forecast | F4 | Commercial | Education | New | Water Heating | Natural Gas | Water Heater | Baseline Forecast | Peak Demand (W) | 0 | 0 | 0 | 0 | 0 | 0 | 0 | 0 | 0 | 0 | 0 | 0 | 0 | 0 | 0 | 0 | 0 | 0 | 0 | 0 | 0 | 0 | 0 | 0 | 0 | 0 | 0 | 0 | 0 | 0
F5_Commercial_Education_New_Water Heating_Natural Gas_Water Heater_Baseline Forecast | F5 | Commercial | Education | New | Water Heating | Natural Gas | Water Heater | Baseline Forecast | Turnover | 0 | 1661222.2174 | 2556363.3687 | 1145573.34 | 1124605.0748 | 1111826.0334 | 1099084.8008 | 1090359.5527 | 1077522.0396 | 1066317.7658 | 1383279.4014 | 1814825.0186 | 1877417.9167 | 1916731.3607 | 1944505.5944 | 2394762.787 | 2553440.5453 | 2069782.3951 | 2040294.9623 | 2085237.4475 | 2202516.977 | 2316189.2538 | 0 | 0 | 0 | 0 | 0 | 0 | 0 | 0
F6_Commercial_Education_New_Water Heating_Natural Gas_Water Heater_Baseline Forecast | F6 | Commercial | Education | New | Water Heating | Natural Gas | Water Heater | Baseline Forecast | Avg. Replacement Usage | 0.053393 | 0.053393 | 0.050822 | 0.051607 | 0.052393 | 0.053409 | 0.053555 | 0.053902 | 0.054228 | 0.054728 | 0.054807 | 0.05506 | 0.055288 | 0.055728 | 0.05567 | 0.05584 | 0.056009 | 0.056381 | 0.056271 | 0.056381 | 0.056464 | 0.056781 | 0 | 0 | 0 | 0 | 0 | 0 | 0 | 0
F7_Commercial_Education_New_Water Heating_Natural Gas_Water Heater_Baseline Forecast | F7 | Commercial | Education | New | Water Heating | Natural Gas | Water Heater | Baseline Forecast | Avg. Replacement Demand (S) | 0 | 0 | 0 | 0 | 0 | 0 | 0 | 0 | 0 | 0 | 0 | 0 | 0 | 0 | 0 | 0 | 0 | 0 | 0 | 0 | 0 | 0 | 0 | 0 | 0 | 0 | 0 | 0 | 0 | 0
F8_Commercial_Education_New_Water Heating_Natural Gas_Water Heater_Baseline Forecast | F8 | Commercial | Education | New | Water Heating | Natural Gas | Water Heater | Baseline Forecast | Avg. Replacement Demand (W) | 0 | 0 | 0 | 0 | 0 | 0 | 0 | 0 | 0 | 0 | 0 | 0 | 0 | 0 | 0 | 0 | 0 | 0 | 0 | 0 | 0 | 0 | 0 | 0 | 0 | 0 | 0 | 0 | 0 | 0
F1_Commercial_Education_New_Food Preparation_Natural Gas_Oven_Baseline Forecast | F1 | Commercial | Education | New | Food Preparation | Natural Gas | Oven | Baseline Forecast | Units | 0 | 126276.233 | 320595.7726 | 407675.4447 | 493161.234 | 577675.6366 | 661221.5265 | 744104.1749 | 826010.9919 | 907066.1266 | 986959.5532 | 1065843.6524 | 1143883.3781 | 1220748.4039 | 1296588.4797 | 1371236.6296 | 1445010.3396 | 1517814.8888 | 1589490.3783 | 1660490.1566 | 1730569.7903 | 1800390.4719 | 0 | 0 | 0 | 0 | 0 | 0 | 0 | 0
F2_Commercial_Education_New_Food Preparation_Natural Gas_Oven_Baseline Forecast | F2 | Commercial | Education | New | Food Preparation | Natural Gas | Oven | Baseline Forecast | Usage (MMtherm) | 0 | 9.9983e-05 | 0.00024162 | 0.00031199 | 0.00038316 | 0.00045753 | 0.00052513 | 0.00059478 | 0.00066425 | 0.00073616 | 0.00080215 | 0.00087026 | 0.00093785 | 0.0010088 | 0.0010704 | 0.0011355 | 0.0012002 | 0.001269 | 0.0013264 | 0.0013883 | 0.001449 | 0.001516 | 0 | 0 | 0 | 0 | 0 | 0 | 0 | 0
F3_Commercial_Education_New_Food Preparation_Natural Gas_Oven_Baseline Forecast | F3 | Commercial | Education | New | Food Preparation | Natural Gas | Oven | Baseline Forecast | Peak Demand (S) | 0 | 0 | 0 | 0 | 0 | 0 | 0 | 0 | 0 | 0 | 0 | 0 | 0 | 0 | 0 | 0 | 0 | 0 | 0 | 0 | 0 | 0 | 0 | 0 | 0 | 0 | 0 | 0 | 0 | 0
F4_Commercial_Education_New_Food Preparation_Natural Gas_Oven_Baseline Forecast | F4 | Commercial | Education | New | Food Preparation | Natural Gas | Oven | Baseline Forecast | Peak Demand (W) | 0 | 0 | 0 | 0 | 0 | 0 | 0 | 0 | 0 | 0 | 0 | 0 | 0 | 0 | 0 | 0 | 0 | 0 | 0 | 0 | 0 | 0 | 0 | 0 | 0 | 0 | 0 | 0 | 0 | 0
F5_Commercial_Education_New_Food Preparation_Natural Gas_Oven_Baseline Forecast | F5 | Commercial | Education | New | Food Preparation | Natural Gas | Oven | Baseline Forecast | Turnover | 0 | 126276.233 | 194319.5396 | 87079.6721 | 85485.7893 | 84514.4026 | 83545.8899 | 82882.6484 | 81906.817 | 81055.1347 | 79893.4266 | 78884.0992 | 103294.9723 | 135933.1309 | 140510.4944 | 143481.6426 | 145743.3847 | 180192.0237 | 191999.1434 | 155527.777 | 153495.2328 | 152277.203 | 0 | 0 | 0 | 0 | 0 | 0 | 0 | 0
F6_Commercial_Education_New_Food Preparation_Natural Gas_Oven_Baseline Forecast | F6 | Commercial | Education | New | Food Preparation | Natural Gas | Oven | Baseline Forecast | Avg. Replacement Usage | 0.00079178 | 0.00079178 | 0.00075366 | 0.0007653 | 0.00077695 | 0.00079202 | 0.00079419 | 0.00079933 | 0.00080417 | 0.00081158 | 0.00081274 | 0.0008165 | 0.00081988 | 0.00082641 | 0.00082554 | 0.00082808 | 0.00083057 | 0.0008361 | 0.00083446 | 0.00083609 | 0.00083732 | 0.00084202 | 0 | 0 | 0 | 0 | 0 | 0 | 0 | 0
F7_Commercial_Education_New_Food Preparation_Natural Gas_Oven_Baseline Forecast | F7 | Commercial | Education | New | Food Preparation | Natural Gas | Oven | Baseline Forecast | Avg. Replacement Demand (S) | 0 | 0 | 0 | 0 | 0 | 0 | 0 | 0 | 0 | 0 | 0 | 0 | 0 | 0 | 0 | 0 | 0 | 0 | 0 | 0 | 0 | 0 | 0 | 0 | 0 | 0 | 0 | 0 | 0 | 0
F8_Commercial_Education_New_Food Preparation_Natural Gas_Oven_Baseline Forecast | F8 | Commercial | Education | New | Food Preparation | Natural Gas | Oven | Baseline Forecast | Avg. Replacement Demand (W) | 0 | 0 | 0 | 0 | 0 | 0 | 0 | 0 | 0 | 0 | 0 | 0 | 0 | 0 | 0 | 0 | 0 | 0 | 0 | 0 | 0 | 0 | 0 | 0 | 0 | 0 | 0 | 0 | 0 | 0
F1_Commercial_Education_New_Food Preparation_Natural Gas_Conveyor Oven_Baseline Forecast | F1 | Commercial | Education | New | Food Preparation | Natural Gas | Conveyor Oven | Baseline Forecast | Units | 0 | 63138.1165 | 160297.8863 | 203837.7224 | 246580.617 | 288837.8183 | 330610.7632 | 372052.0874 | 413005.4959 | 453533.0633 | 493479.7766 | 532921.8262 | 571941.6891 | 610374.2019 | 648294.2399 | 685618.3148 | 722505.1698 | 758907.4444 | 794745.1892 | 830245.0783 | 865284.8952 | 900195.2359 | 0 | 0 | 0 | 0 | 0 | 0 | 0 | 0
F2_Commercial_Education_New_Food Preparation_Natural Gas_Conveyor Oven_Baseline Forecast | F2 | Commercial | Education | New | Food Preparation | Natural Gas | Conveyor Oven | Baseline Forecast | Usage (MMtherm) | 0 | 8.5539e-05 | 0.00020672 | 0.00026692 | 0.00032781 | 0.00039143 | 0.00044927 | 0.00050886 | 0.00056829 | 0.00062981 | 0.00068626 | 0.00074454 | 0.00080236 | 0.0008631 | 0.00091576 | 0.00097145 | 0.0010268 | 0.0010857 | 0.0011348 | 0.0011878 | 0.0012397 | 0.001297 | 0 | 0 | 0 | 0 | 0 | 0 | 0 | 0
F3_Commercial_Education_New_Food Preparation_Natural Gas_Conveyor Oven_Baseline Forecast | F3 | Commercial | Education | New | Food Preparation | Natural Gas | Conveyor Oven | Baseline Forecast | Peak Demand (S) | 0 | 0 | 0 | 0 | 0 | 0 | 0 | 0 | 0 | 0 | 0 | 0 | 0 | 0 | 0 | 0 | 0 | 0 | 0 | 0 | 0 | 0 | 0 | 0 | 0 | 0 | 0 | 0 | 0 | 0
F4_Commercial_Education_New_Food Preparation_Natural Gas_Conveyor Oven_Baseline Forecast | F4 | Commercial | Education | New | Food Preparation | Natural Gas | Conveyor Oven | Baseline Forecast | Peak Demand (W) | 0 | 0 | 0 | 0 | 0 | 0 | 0 | 0 | 0 | 0 | 0 | 0 | 0 | 0 | 0 | 0 | 0 | 0 | 0 | 0 | 0 | 0 | 0 | 0 | 0 | 0 | 0 | 0 | 0 | 0
F5_Commercial_Education_New_Food Preparation_Natural Gas_Conveyor Oven_Baseline Forecast | F5 | Commercial | Education | New | Food Preparation | Natural Gas | Conveyor Oven | Baseline Forecast | Turnover | 0 | 63138.1165 | 97159.7698 | 43539.8361 | 42742.8947 | 42257.2013 | 41772.9449 | 41441.3242 | 40953.4085 | 40527.5674 | 39946.7133 | 39442.0496 | 39019.8628 | 38432.5129 | 37920.0379 | 37324.0749 | 36886.855 | 49029.8979 | 65371.7974 | 67835.0984 | 69456.5632 | 70895.1781 | 0 | 0 | 0 | 0 | 0 | 0 | 0 | 0
F6_Commercial_Education_New_Food Preparation_Natural Gas_Conveyor Oven_Baseline Forecast | F6 | Commercial | Education | New | Food Preparation | Natural Gas | Conveyor Oven | Baseline Forecast | Avg. Replacement Usage | 0.0013548 | 0.0013548 | 0.0012896 | 0.0013095 | 0.0013294 | 0.0013552 | 0.0013589 | 0.0013677 | 0.001376 | 0.0013887 | 0.0013907 | 0.0013971 | 0.0014029 | 0.0014141 | 0.0014126 | 0.0014169 | 0.0014212 | 0.0014306 | 0.0014278 | 0.0014306 | 0.0014327 | 0.0014408 | 0 | 0 | 0 | 0 | 0 | 0 | 0 | 0
F7_Commercial_Education_New_Food Preparation_Natural Gas_Conveyor Oven_Baseline Forecast | F7 | Commercial | Education | New | Food Preparation | Natural Gas | Conveyor Oven | Baseline Forecast | Avg. Replacement Demand (S) | 0 | 0 | 0 | 0 | 0 | 0 | 0 | 0 | 0 | 0 | 0 | 0 | 0 | 0 | 0 | 0 | 0 | 0 | 0 | 0 | 0 | 0 | 0 | 0 | 0 | 0 | 0 | 0 | 0 | 0
F8_Commercial_Education_New_Food Preparation_Natural Gas_Conveyor Oven_Baseline Forecast | F8 | Commercial | Education | New | Food Preparation | Natural Gas | Conveyor Oven | Baseline Forecast | Avg. Replacement Demand (W) | 0 | 0 | 0 | 0 | 0 | 0 | 0 | 0 | 0 | 0 | 0 | 0 | 0 | 0 | 0 | 0 | 0 | 0 | 0 | 0 | 0 | 0 | 0 | 0 | 0 | 0 | 0 | 0 | 0 | 0
F1_Commercial_Education_New_Food Preparation_Natural Gas_Double Rack Oven_Baseline Forecast | F1 | Commercial | Education | New | Food Preparation | Natural Gas | Double Rack Oven | Baseline Forecast | Units | 0 | 63138.1165 | 160297.8863 | 203837.7224 | 246580.617 | 288837.8183 | 330610.7632 | 372052.0874 | 413005.4959 | 453533.0633 | 493479.7766 | 532921.8262 | 571941.6891 | 610374.2019 | 648294.2399 | 685618.3148 | 722505.1698 | 758907.4444 | 794745.1892 | 830245.0783 | 865284.8952 | 900195.2359 | 0 | 0 | 0 | 0 | 0 | 0 | 0 | 0
F2_Commercial_Education_New_Food Preparation_Natural Gas_Double Rack Oven_Baseline Forecast | F2 | Commercial | Education | New | Food Preparation | Natural Gas | Double Rack Oven | Baseline Forecast | Usage (MMtherm) | 0 | 0.00012995 | 0.00031404 | 0.0004055 | 0.000498 | 0.00059466 | 0.00068252 | 0.00077305 | 0.00086334 | 0.0009568 | 0.0010426 | 0.0011311 | 0.0012189 | 0.0013112 | 0.0013912 | 0.0014758 | 0.0015599 | 0.0016494 | 0.0017239 | 0.0018044 | 0.0018833 | 0.0019703 | 0 | 0 | 0 | 0 | 0 | 0 | 0 | 0
F3_Commercial_Education_New_Food Preparation_Natural Gas_Double Rack Oven_Baseline Forecast | F3 | Commercial | Education | New | Food Preparation | Natural Gas | Double Rack Oven | Baseline Forecast | Peak Demand (S) | 0 | 0 | 0 | 0 | 0 | 0 | 0 | 0 | 0 | 0 | 0 | 0 | 0 | 0 | 0 | 0 | 0 | 0 | 0 | 0 | 0 | 0 | 0 | 0 | 0 | 0 | 0 | 0 | 0 | 0
F4_Commercial_Education_New_Food Preparation_Natural Gas_Double Rack Oven_Baseline Forecast | F4 | Commercial | Education | New | Food Preparation | Natural Gas | Double Rack Oven | Baseline Forecast | Peak Demand (W) | 0 | 0 | 0 | 0 | 0 | 0 | 0 | 0 | 0 | 0 | 0 | 0 | 0 | 0 | 0 | 0 | 0 | 0 | 0 | 0 | 0 | 0 | 0 | 0 | 0 | 0 | 0 | 0 | 0 | 0
F5_Commercial_Education_New_Food Preparation_Natural Gas_Double Rack Oven_Baseline Forecast | F5 | Commercial | Education | New | Food Preparation | Natural Gas | Double Rack Oven | Baseline Forecast | Turnover | 0 | 63138.1165 | 97159.7698 | 43539.8361 | 42742.8947 | 42257.2013 | 41772.9449 | 41441.3242 | 40953.4085 | 40527.5674 | 39946.7133 | 39442.0496 | 51647.4861 | 67966.5655 | 70255.2472 | 71740.8213 | 72871.6924 | 90096.0119 | 95999.5717 | 77763.8885 | 76747.6164 | 76138.6015 | 0 | 0 | 0 | 0 | 0 | 0 | 0 | 0
F6_Commercial_Education_New_Food Preparation_Natural Gas_Double Rack Oven_Baseline Forecast | F6 | Commercial | Education | New | Food Preparation | Natural Gas | Double Rack Oven | Baseline Forecast | Avg. Replacement Usage | 0.0020582 | 0.0020582 | 0.0019591 | 0.0019893 | 0.0020196 | 0.0020588 | 0.0020644 | 0.0020778 | 0.0020904 | 0.0021096 | 0.0021127 | 0.0021224 | 0.0021312 | 0.0021482 | 0.0021459 | 0.0021525 | 0.002159 | 0.0021734 | 0.0021691 | 0.0021734 | 0.0021765 | 0.0021888 | 0 | 0 | 0 | 0 | 0 | 0 | 0 | 0
F7_Commercial_Education_New_Food Preparation_Natural Gas_Double Rack Oven_Baseline Forecast | F7 | Commercial | Education | New | Food Preparation | Natural Gas | Double Rack Oven | Baseline Forecast | Avg. Replacement Demand (S) | 0 | 0 | 0 | 0 | 0 | 0 | 0 | 0 | 0 | 0 | 0 | 0 | 0 | 0 | 0 | 0 | 0 | 0 | 0 | 0 | 0 | 0 | 0 | 0 | 0 | 0 | 0 | 0 | 0 | 0
F8_Commercial_Education_New_Food Preparation_Natural Gas_Double Rack Oven_Baseline Forecast | F8 | Commercial | Education | New | Food Preparation | Natural Gas | Double Rack Oven | Baseline Forecast | Avg. Replacement Demand (W) | 0 | 0 | 0 | 0 | 0 | 0 | 0 | 0 | 0 | 0 | 0 | 0 | 0 | 0 | 0 | 0 | 0 | 0 | 0 | 0 | 0 | 0 | 0 | 0 | 0 | 0 | 0 | 0 | 0 | 0
F1_Commercial_Education_New_Food Preparation_Natural Gas_Fryer_Baseline Forecast | F1 | Commercial | Education | New | Food Preparation | Natural Gas | Fryer | Baseline Forecast | Units | 0 | 140792.7127 | 357450.8633 | 454541.0517 | 549854.1276 | 644084.1479 | 737234.3171 | 829644.9998 | 920967.6713 | 1011340.7528 | 1100418.5784 | 1188371.0462 | 1275382.0729 | 1361083.3583 | 1445641.8674 | 1528871.4291 | 1611126.0269 | 1692300.051 | 1772215.2207 | 1851377.0008 | 1929512.8582 | 2007359.9948 | 0 | 0 | 0 | 0 | 0 | 0 | 0 | 0
F2_Commercial_Education_New_Food Preparation_Natural Gas_Fryer_Baseline Forecast | F2 | Commercial | Education | New | Food Preparation | Natural Gas | Fryer | Baseline Forecast | Usage (MMtherm) | 0 | 0.00018032 | 0.00043577 | 0.00056269 | 0.00069105 | 0.00082517 | 0.0009471 | 0.0010727 | 0.001198 | 0.0013277 | 0.0014467 | 0.0015696 | 0.0016914 | 0.0018195 | 0.0019305 | 0.0020479 | 0.0021646 | 0.0022888 | 0.0023922 | 0.0025039 | 0.0026134 | 0.0027341 | 0 | 0 | 0 | 0 | 0 | 0 | 0 | 0
F3_Commercial_Education_New_Food Preparation_Natural Gas_Fryer_Baseline Forecast | F3 | Commercial | Education | New | Food Preparation | Natural Gas | Fryer | Baseline Forecast | Peak Demand (S) | 0 | 0 | 0 | 0 | 0 | 0 | 0 | 0 | 0 | 0 | 0 | 0 | 0 | 0 | 0 | 0 | 0 | 0 | 0 | 0 | 0 | 0 | 0 | 0 | 0 | 0 | 0 | 0 | 0 | 0
F4_Commercial_Education_New_Food Preparation_Natural Gas_Fryer_Baseline Forecast | F4 | Commercial | Education | New | Food Preparation | Natural Gas | Fryer | Baseline Forecast | Peak Demand (W) | 0 | 0 | 0 | 0 | 0 | 0 | 0 | 0 | 0 | 0 | 0 | 0 | 0 | 0 | 0 | 0 | 0 | 0 | 0 | 0 | 0 | 0 | 0 | 0 | 0 | 0 | 0 | 0 | 0 | 0
F5_Commercial_Education_New_Food Preparation_Natural Gas_Fryer_Baseline Forecast | F5 | Commercial | Education | New | Food Preparation | Natural Gas | Fryer | Baseline Forecast | Turnover | 0 | 140792.7127 | 216658.1506 | 97090.1884 | 95313.0758 | 94230.0203 | 128348.3474 | 172973.854 | 176017.5971 | 177722.5446 | 211558.1987 | 229903.0585 | 208343.3953 | 220283.244 | 229668.6001 | 253048.1185 | 277684.122 | 280554.3105 | 284925.7877 | 298366.2529 | 310154.5628 | 316165.987 | 0 | 0 | 0 | 0 | 0 | 0 | 0 | 0
F6_Commercial_Education_New_Food Preparation_Natural Gas_Fryer_Baseline Forecast | F6 | Commercial | Education | New | Food Preparation | Natural Gas | Fryer | Baseline Forecast | Avg. Replacement Usage | 0.0012808 | 0.0012808 | 0.0012191 | 0.0012379 | 0.0012568 | 0.0012812 | 0.0012847 | 0.001293 | 0.0013008 | 0.0013128 | 0.0013147 | 0.0013208 | 0.0013262 | 0.0013368 | 0.0013354 | 0.0013395 | 0.0013435 | 0.0013525 | 0.0013498 | 0.0013524 | 0.0013544 | 0.001362 | 0 | 0 | 0 | 0 | 0 | 0 | 0 | 0
F7_Commercial_Education_New_Food Preparation_Natural Gas_Fryer_Baseline Forecast | F7 | Commercial | Education | New | Food Preparation | Natural Gas | Fryer | Baseline Forecast | Avg. Replacement Demand (S) | 0 | 0 | 0 | 0 | 0 | 0 | 0 | 0 | 0 | 0 | 0 | 0 | 0 | 0 | 0 | 0 | 0 | 0 | 0 | 0 | 0 | 0 | 0 | 0 | 0 | 0 | 0 | 0 | 0 | 0
F8_Commercial_Education_New_Food Preparation_Natural Gas_Fryer_Baseline Forecast | F8 | Commercial | Education | New | Food Preparation | Natural Gas | Fryer | Baseline Forecast | Avg. Replacement Demand (W) | 0 | 0 | 0 | 0 | 0 | 0 | 0 | 0 | 0 | 0 | 0 | 0 | 0 | 0 | 0 | 0 | 0 | 0 | 0 | 0 | 0 | 0 | 0 | 0 | 0 | 0 | 0 | 0 | 0 | 0
F1_Commercial_Education_New_Food Preparation_Natural Gas_Broiler_Baseline Forecast | F1 | Commercial | Education | New | Food Preparation | Natural Gas | Broiler | Baseline Forecast | Units | 0 | 53972.6336 | 137028.1465 | 174247.4958 | 210785.5923 | 246908.5013 | 282617.4514 | 318042.9206 | 353051.3028 | 387695.6612 | 421843.4857 | 455559.9063 | 488915.4271 | 521768.8609 | 554184.2135 | 586090.1165 | 617622.2689 | 648740.1852 | 679375.522 | 709722.0482 | 739675.2888 | 769517.8488 | 0 | 0 | 0 | 0 | 0 | 0 | 0 | 0
F2_Commercial_Education_New_Food Preparation_Natural Gas_Broiler_Baseline Forecast | F2 | Commercial | Education | New | Food Preparation | Natural Gas | Broiler | Baseline Forecast | Usage (MMtherm) | 0 | 7.1005e-05 | 0.00017159 | 0.00022157 | 0.00027211 | 0.00032493 | 0.00037294 | 0.0004224 | 0.00047174 | 0.0005228 | 0.00056967 | 0.00061804 | 0.00066604 | 0.00071646 | 0.00076017 | 0.0008064 | 0.00085234 | 0.00090124 | 0.00094195 | 0.00098595 | 0.0010291 | 0.0010766 | 0 | 0 | 0 | 0 | 0 | 0 | 0 | 0
F3_Commercial_Education_New_Food Preparation_Natural Gas_Broiler_Baseline Forecast | F3 | Commercial | Education | New | Food Preparation | Natural Gas | Broiler | Baseline Forecast | Peak Demand (S) | 0 | 0 | 0 | 0 | 0 | 0 | 0 | 0 | 0 | 0 | 0 | 0 | 0 | 0 | 0 | 0 | 0 | 0 | 0 | 0 | 0 | 0 | 0 | 0 | 0 | 0 | 0 | 0 | 0 | 0
F4_Commercial_Education_New_Food Preparation_Natural Gas_Broiler_Baseline Forecast | F4 | Commercial | Education | New | Food Preparation | Natural Gas | Broiler | Baseline Forecast | Peak Demand (W) | 0 | 0 | 0 | 0 | 0 | 0 | 0 | 0 | 0 | 0 | 0 | 0 | 0 | 0 | 0 | 0 | 0 | 0 | 0 | 0 | 0 | 0 | 0 | 0 | 0 | 0 | 0 | 0 | 0 | 0
F5_Commercial_Education_New_Food Preparation_Natural Gas_Broiler_Baseline Forecast | F5 | Commercial | Education | New | Food Preparation | Natural Gas | Broiler | Baseline Forecast | Turnover | 0 | 53972.6336 | 83055.5129 | 37219.3494 | 36538.0964 | 36122.9091 | 35708.9501 | 35425.4692 | 35008.3821 | 34644.3585 | 34147.8244 | 33716.4206 | 44150.0475 | 58100.1578 | 60056.6017 | 61326.5215 | 62293.229 | 77017.1697 | 82063.7357 | 66475.2465 | 65606.5021 | 65085.8952 | 0 | 0 | 0 | 0 | 0 | 0 | 0 | 0
F6_Commercial_Education_New_Food Preparation_Natural Gas_Broiler_Baseline Forecast | F6 | Commercial | Education | New | Food Preparation | Natural Gas | Broiler | Baseline Forecast | Avg. Replacement Usage | 0.0013156 | 0.0013156 | 0.0012523 | 0.0012716 | 0.001291 | 0.001316 | 0.0013196 | 0.0013281 | 0.0013362 | 0.0013485 | 0.0013504 | 0.0013567 | 0.0013623 | 0.0013731 | 0.0013717 | 0.0013759 | 0.00138 | 0.0013892 | 0.0013865 | 0.0013892 | 0.0013913 | 0.0013991 | 0 | 0 | 0 | 0 | 0 | 0 | 0 | 0
F7_Commercial_Education_New_Food Preparation_Natural Gas_Broiler_Baseline Forecast | F7 | Commercial | Education | New | Food Preparation | Natural Gas | Broiler | Baseline Forecast | Avg. Replacement Demand (S) | 0 | 0 | 0 | 0 | 0 | 0 | 0 | 0 | 0 | 0 | 0 | 0 | 0 | 0 | 0 | 0 | 0 | 0 | 0 | 0 | 0 | 0 | 0 | 0 | 0 | 0 | 0 | 0 | 0 | 0
F8_Commercial_Education_New_Food Preparation_Natural Gas_Broiler_Baseline Forecast | F8 | Commercial | Education | New | Food Preparation | Natural Gas | Broiler | Baseline Forecast | Avg. Replacement Demand (W) | 0 | 0 | 0 | 0 | 0 | 0 | 0 | 0 | 0 | 0 | 0 | 0 | 0 | 0 | 0 | 0 | 0 | 0 | 0 | 0 | 0 | 0 | 0 | 0 | 0 | 0 | 0 | 0 | 0 | 0
F1_Commercial_Education_New_Food Preparation_Natural Gas_Griddle_Baseline Forecast | F1 | Commercial | Education | New | Food Preparation | Natural Gas | Griddle | Baseline Forecast | Units | 0 | 64371.5067 | 163429.2727 | 207819.6506 | 251397.519 | 294480.206 | 337069.1769 | 379320.0489 | 421073.4739 | 462392.739 | 503119.8032 | 543332.3451 | 583114.453 | 622297.7372 | 660958.5353 | 699011.7284 | 736619.1606 | 773732.5462 | 810270.3739 | 846463.7462 | 882188.0587 | 917780.3658 | 0 | 0 | 0 | 0 | 0 | 0 | 0 | 0
F2_Commercial_Education_New_Food Preparation_Natural Gas_Griddle_Baseline Forecast | F2 | Commercial | Education | New | Food Preparation | Natural Gas | Griddle | Baseline Forecast | Usage (MMtherm) | 0 | 6.0192e-05 | 0.00014546 | 0.00018783 | 0.00023067 | 0.00027545 | 0.00031614 | 0.00035807 | 0.0003999 | 0.00044319 | 0.00048291 | 0.00052392 | 0.00056461 | 0.00060735 | 0.0006444 | 0.00068359 | 0.00072254 | 0.00076399 | 0.00079851 | 0.0008358 | 0.00087236 | 0.00091266 | 0 | 0 | 0 | 0 | 0 | 0 | 0 | 0
F3_Commercial_Education_New_Food Preparation_Natural Gas_Griddle_Baseline Forecast | F3 | Commercial | Education | New | Food Preparation | Natural Gas | Griddle | Baseline Forecast | Peak Demand (S) | 0 | 0 | 0 | 0 | 0 | 0 | 0 | 0 | 0 | 0 | 0 | 0 | 0 | 0 | 0 | 0 | 0 | 0 | 0 | 0 | 0 | 0 | 0 | 0 | 0 | 0 | 0 | 0 | 0 | 0
F4_Commercial_Education_New_Food Preparation_Natural Gas_Griddle_Baseline Forecast | F4 | Commercial | Education | New | Food Preparation | Natural Gas | Griddle | Baseline Forecast | Peak Demand (W) | 0 | 0 | 0 | 0 | 0 | 0 | 0 | 0 | 0 | 0 | 0 | 0 | 0 | 0 | 0 | 0 | 0 | 0 | 0 | 0 | 0 | 0 | 0 | 0 | 0 | 0 | 0 | 0 | 0 | 0
F5_Commercial_Education_New_Food Preparation_Natural Gas_Griddle_Baseline Forecast | F5 | Commercial | Education | New | Food Preparation | Natural Gas | Griddle | Baseline Forecast | Turnover | 0 | 64371.5067 | 99057.766 | 44390.3779 | 43577.8684 | 43082.6871 | 42588.9709 | 42250.872 | 41753.425 | 41319.2651 | 40727.0642 | 40212.542 | 52656.4092 | 69294.2784 | 71627.6691 | 73142.2636 | 74295.226 | 91856.019 | 97874.9037 | 79282.9902 | 78246.8654 | 77625.9535 | 0 | 0 | 0 | 0 | 0 | 0 | 0 | 0
F6_Commercial_Education_New_Food Preparation_Natural Gas_Griddle_Baseline Forecast | F6 | Commercial | Education | New | Food Preparation | Natural Gas | Griddle | Baseline Forecast | Avg. Replacement Usage | 0.00093507 | 0.00093507 | 0.00089006 | 0.0009038 | 0.00091757 | 0.00093536 | 0.00093792 | 0.00094399 | 0.00094971 | 0.00095846 | 0.00095984 | 0.00096427 | 0.00096826 | 0.00097598 | 0.00097495 | 0.00097794 | 0.00098089 | 0.00098741 | 0.00098548 | 0.00098741 | 0.00098886 | 0.00099442 | 0 | 0 | 0 | 0 | 0 | 0 | 0 | 0
F7_Commercial_Education_New_Food Preparation_Natural Gas_Griddle_Baseline Forecast | F7 | Commercial | Education | New | Food Preparation | Natural Gas | Griddle | Baseline Forecast | Avg. Replacement Demand (S) | 0 | 0 | 0 | 0 | 0 | 0 | 0 | 0 | 0 | 0 | 0 | 0 | 0 | 0 | 0 | 0 | 0 | 0 | 0 | 0 | 0 | 0 | 0 | 0 | 0 | 0 | 0 | 0 | 0 | 0
F8_Commercial_Education_New_Food Preparation_Natural Gas_Griddle_Baseline Forecast | F8 | Commercial | Education | New | Food Preparation | Natural Gas | Griddle | Baseline Forecast | Avg. Replacement Demand (W) | 0 | 0 | 0 | 0 | 0 | 0 | 0 | 0 | 0 | 0 | 0 | 0 | 0 | 0 | 0 | 0 | 0 | 0 | 0 | 0 | 0 | 0 | 0 | 0 | 0 | 0 | 0 | 0 | 0 | 0
F1_Commercial_Education_New_Food Preparation_Natural Gas_Range_Baseline Forecast | F1 | Commercial | Education | New | Food Preparation | Natural Gas | Range | Baseline Forecast | Units | 0 | 331958.2424 | 842790.497 | 1071707.8017 | 1296435.0658 | 1518608.7232 | 1738236.3293 | 1956120.3889 | 2171439.1576 | 2384519.0018 | 2594544.9175 | 2801917.4872 | 3007070.3458 | 3209135.1226 | 3408505.4845 | 3604742.4805 | 3798680.7264 | 3990071.2169 | 4178493.606 | 4365139.668 | 4549366.8299 | 4732913.2518 | 0 | 0 | 0 | 0 | 0 | 0 | 0 | 0
F2_Commercial_Education_New_Food Preparation_Natural Gas_Range_Baseline Forecast | F2 | Commercial | Education | New | Food Preparation | Natural Gas | Range | Baseline Forecast | Usage (MMtherm) | 0 | 0.00032198 | 0.00077812 | 0.0010047 | 0.0012339 | 0.0014734 | 0.0016911 | 0.0019154 | 0.0021392 | 0.0023707 | 0.0025832 | 0.0028026 | 0.0030202 | 0.0032489 | 0.0034471 | 0.0036567 | 0.0038651 | 0.0040868 | 0.0042714 | 0.0044709 | 0.0046665 | 0.004882 | 0 | 0 | 0 | 0 | 0 | 0 | 0 | 0
F3_Commercial_Education_New_Food Preparation_Natural Gas_Range_Baseline Forecast | F3 | Commercial | Education | New | Food Preparation | Natural Gas | Range | Baseline Forecast | Peak Demand (S) | 0 | 0 | 0 | 0 | 0 | 0 | 0 | 0 | 0 | 0 | 0 | 0 | 0 | 0 | 0 | 0 | 0 | 0 | 0 | 0 | 0 | 0 | 0 | 0 | 0 | 0 | 0 | 0 | 0 | 0
F4_Commercial_Education_New_Food Preparation_Natural Gas_Range_Baseline Forecast | F4 | Commercial | Education | New | Food Preparation | Natural Gas | Range | Baseline Forecast | Peak Demand (W) | 0 | 0 | 0 | 0 | 0 | 0 | 0 | 0 | 0 | 0 | 0 | 0 | 0 | 0 | 0 | 0 | 0 | 0 | 0 | 0 | 0 | 0 | 0 | 0 | 0 | 0 | 0 | 0 | 0 | 0
F5_Commercial_Education_New_Food Preparation_Natural Gas_Range_Baseline Forecast | F5 | Commercial | Education | New | Food Preparation | Natural Gas | Range | Baseline Forecast | Turnover | 0 | 331958.2424 | 510832.2546 | 228917.3047 | 224727.2641 | 222173.6574 | 219627.606 | 217884.0596 | 215318.7687 | 213079.8442 | 276417.5641 | 362652.3394 | 375160.1353 | 383016.051 | 388566.1127 | 478539.9794 | 510248.1935 | 413599.8898 | 407707.4834 | 416688.2376 | 440123.9382 | 462838.8097 | 0 | 0 | 0 | 0 | 0 | 0 | 0 | 0
F6_Commercial_Education_New_Food Preparation_Natural Gas_Range_Baseline Forecast | F6 | Commercial | Education | New | Food Preparation | Natural Gas | Range | Baseline Forecast | Avg. Replacement Usage | 0.00096995 | 0.00096995 | 0.00092326 | 0.00093751 | 0.00095179 | 0.00097025 | 0.0009729 | 0.0009792 | 0.00098513 | 0.00099421 | 0.00099564 | 0.0010002 | 0.0010044 | 0.0010124 | 0.0010113 | 0.0010144 | 0.0010175 | 0.0010242 | 0.0010222 | 0.0010242 | 0.0010257 | 0.0010315 | 0 | 0 | 0 | 0 | 0 | 0 | 0 | 0
F7_Commercial_Education_New_Food Preparation_Natural Gas_Range_Baseline Forecast | F7 | Commercial | Education | New | Food Preparation | Natural Gas | Range | Baseline Forecast | Avg. Replacement Demand (S) | 0 | 0 | 0 | 0 | 0 | 0 | 0 | 0 | 0 | 0 | 0 | 0 | 0 | 0 | 0 | 0 | 0 | 0 | 0 | 0 | 0 | 0 | 0 | 0 | 0 | 0 | 0 | 0 | 0 | 0
F8_Commercial_Education_New_Food Preparation_Natural Gas_Range_Baseline Forecast | F8 | Commercial | Education | New | Food Preparation | Natural Gas | Range | Baseline Forecast | Avg. Replacement Demand (W) | 0 | 0 | 0 | 0 | 0 | 0 | 0 | 0 | 0 | 0 | 0 | 0 | 0 | 0 | 0 | 0 | 0 | 0 | 0 | 0 | 0 | 0 | 0 | 0 | 0 | 0 | 0 | 0 | 0 | 0
F1_Commercial_Education_New_Food Preparation_Natural Gas_Steamer_Baseline Forecast | F1 | Commercial | Education | New | Food Preparation | Natural Gas | Steamer | Baseline Forecast | Units | 0 | 99215.216 | 251892.0469 | 320310.5313 | 387476.7022 | 453879.6547 | 519521.6469 | 584642.5304 | 648996.7034 | 712681.7097 | 775453.9621 | 837433.1861 | 898748.9861 | 959141.8244 | 1018729.3598 | 1077380.3991 | 1135344.3913 | 1192546.9138 | 1248862.3344 | 1304646.8488 | 1359708.4057 | 1414566.504 | 0 | 0 | 0 | 0 | 0 | 0 | 0 | 0
F2_Commercial_Education_New_Food Preparation_Natural Gas_Steamer_Baseline Forecast | F2 | Commercial | Education | New | Food Preparation | Natural Gas | Steamer | Baseline Forecast | Usage (MMtherm) | 0 | 0.00016073 | 0.00038842 | 0.00050154 | 0.00061596 | 0.0007355 | 0.00084418 | 0.00095614 | 0.0010678 | 0.0011834 | 0.0012895 | 0.001399 | 0.0015076 | 0.0016218 | 0.0017207 | 0.0018254 | 0.0019294 | 0.00204 | 0.0021322 | 0.0022318 | 0.0023294 | 0.002437 | 0 | 0 | 0 | 0 | 0 | 0 | 0 | 0
F3_Commercial_Education_New_Food Preparation_Natural Gas_Steamer_Baseline Forecast | F3 | Commercial | Education | New | Food Preparation | Natural Gas | Steamer | Baseline Forecast | Peak Demand (S) | 0 | 0 | 0 | 0 | 0 | 0 | 0 | 0 | 0 | 0 | 0 | 0 | 0 | 0 | 0 | 0 | 0 | 0 | 0 | 0 | 0 | 0 | 0 | 0 | 0 | 0 | 0 | 0 | 0 | 0
F4_Commercial_Education_New_Food Preparation_Natural Gas_Steamer_Baseline Forecast | F4 | Commercial | Education | New | Food Preparation | Natural Gas | Steamer | Baseline Forecast | Peak Demand (W) | 0 | 0 | 0 | 0 | 0 | 0 | 0 | 0 | 0 | 0 | 0 | 0 | 0 | 0 | 0 | 0 | 0 | 0 | 0 | 0 | 0 | 0 | 0 | 0 | 0 | 0 | 0 | 0 | 0 | 0
F5_Commercial_Education_New_Food Preparation_Natural Gas_Steamer_Baseline Forecast | F5 | Commercial | Education | New | Food Preparation | Natural Gas | Steamer | Baseline Forecast | Turnover | 0 | 99215.216 | 152676.831 | 68418.4844 | 67166.1709 | 66402.9525 | 65641.9922 | 65120.8835 | 64354.1729 | 63685.0063 | 73796.1653 | 88742.3501 | 92707.2991 | 95759.301 | 98402.4969 | 100446.7821 | 102351.4171 | 103808.4751 | 104819.0458 | 137651.3654 | 154155.6506 | 127295.5149 | 0 | 0 | 0 | 0 | 0 | 0 | 0 | 0
F6_Commercial_Education_New_Food Preparation_Natural Gas_Steamer_Baseline Forecast | F6 | Commercial | Education | New | Food Preparation | Natural Gas | Steamer | Baseline Forecast | Avg. Replacement Usage | 0.00162 | 0.00162 | 0.001542 | 0.0015658 | 0.0015897 | 0.0016205 | 0.0016249 | 0.0016354 | 0.0016453 | 0.0016605 | 0.0016629 | 0.0016706 | 0.0016775 | 0.0016909 | 0.0016891 | 0.0016943 | 0.0016994 | 0.0017107 | 0.0017073 | 0.0017106 | 0.0017132 | 0.0017228 | 0 | 0 | 0 | 0 | 0 | 0 | 0 | 0
F7_Commercial_Education_New_Food Preparation_Natural Gas_Steamer_Baseline Forecast | F7 | Commercial | Education | New | Food Preparation | Natural Gas | Steamer | Baseline Forecast | Avg. Replacement Demand (S) | 0 | 0 | 0 | 0 | 0 | 0 | 0 | 0 | 0 | 0 | 0 | 0 | 0 | 0 | 0 | 0 | 0 | 0 | 0 | 0 | 0 | 0 | 0 | 0 | 0 | 0 | 0 | 0 | 0 | 0
F8_Commercial_Education_New_Food Preparation_Natural Gas_Steamer_Baseline Forecast | F8 | Commercial | Education | New | Food Preparation | Natural Gas | Steamer | Baseline Forecast | Avg. Replacement Demand (W) | 0 | 0 | 0 | 0 | 0 | 0 | 0 | 0 | 0 | 0 | 0 | 0 | 0 | 0 | 0 | 0 | 0 | 0 | 0 | 0 | 0 | 0 | 0 | 0 | 0 | 0 | 0 | 0 | 0 | 0
F1_Commercial_Education_New_Food Preparation_Natural Gas_Food Prep Other_Baseline Forecast | F1 | Commercial | Education | New | Food Preparation | Natural Gas | Food Prep Other | Baseline Forecast | Units | 0 | 99215.216 | 251892.0469 | 320310.5313 | 387476.7022 | 453879.6547 | 519521.6469 | 584642.5304 | 648996.7034 | 712681.7097 | 775453.9621 | 837433.1861 | 898748.9861 | 959141.8244 | 1018729.3598 | 1077380.3991 | 1135344.3913 | 1192546.9138 | 1248862.3344 | 1304646.8488 | 1359708.4057 | 1414566.504 | 0 | 0 | 0 | 0 | 0 | 0 | 0 | 0
F2_Commercial_Education_New_Food Preparation_Natural Gas_Food Prep Other_Baseline Forecast | F2 | Commercial | Education | New | Food Preparation | Natural Gas | Food Prep Other | Baseline Forecast | Usage (MMtherm) | 0 | 0.00011431 | 0.00027626 | 0.00035672 | 0.00043809 | 0.00052312 | 0.00060041 | 0.00068004 | 0.00075947 | 0.00084169 | 0.00091713 | 0.00099501 | 0.0010723 | 0.0011535 | 0.0012238 | 0.0012983 | 0.0013722 | 0.001451 | 0.0015165 | 0.0015873 | 0.0016568 | 0.0017333 | 0 | 0 | 0 | 0 | 0 | 0 | 0 | 0
F3_Commercial_Education_New_Food Preparation_Natural Gas_Food Prep Other_Baseline Forecast | F3 | Commercial | Education | New | Food Preparation | Natural Gas | Food Prep Other | Baseline Forecast | Peak Demand (S) | 0 | 0 | 0 | 0 | 0 | 0 | 0 | 0 | 0 | 0 | 0 | 0 | 0 | 0 | 0 | 0 | 0 | 0 | 0 | 0 | 0 | 0 | 0 | 0 | 0 | 0 | 0 | 0 | 0 | 0
F4_Commercial_Education_New_Food Preparation_Natural Gas_Food Prep Other_Baseline Forecast | F4 | Commercial | Education | New | Food Preparation | Natural Gas | Food Prep Other | Baseline Forecast | Peak Demand (W) | 0 | 0 | 0 | 0 | 0 | 0 | 0 | 0 | 0 | 0 | 0 | 0 | 0 | 0 | 0 | 0 | 0 | 0 | 0 | 0 | 0 | 0 | 0 | 0 | 0 | 0 | 0 | 0 | 0 | 0
F5_Commercial_Education_New_Food Preparation_Natural Gas_Food Prep Other_Baseline Forecast | F5 | Commercial | Education | New | Food Preparation | Natural Gas | Food Prep Other | Baseline Forecast | Turnover | 0 | 99215.216 | 152676.831 | 68418.4844 | 67166.1709 | 66402.9525 | 65641.9922 | 65120.8835 | 64354.1729 | 63685.0063 | 82615.2956 | 108389.0248 | 112127.3374 | 114475.3025 | 116134.0972 | 143025.3608 | 152502.2676 | 123616.1575 | 121855.0433 | 124539.1986 | 131543.6281 | 138332.6172 | 0 | 0 | 0 | 0 | 0 | 0 | 0 | 0
F6_Commercial_Education_New_Food Preparation_Natural Gas_Food Prep Other_Baseline Forecast | F6 | Commercial | Education | New | Food Preparation | Natural Gas | Food Prep Other | Baseline Forecast | Avg. Replacement Usage | 0.0011522 | 0.0011522 | 0.0010967 | 0.0011137 | 0.0011306 | 0.0011525 | 0.0011557 | 0.0011632 | 0.0011702 | 0.001181 | 0.0011827 | 0.0011882 | 0.0011931 | 0.0012026 | 0.0012013 | 0.001205 | 0.0012086 | 0.0012167 | 0.0012143 | 0.0012167 | 0.0012185 | 0.0012253 | 0 | 0 | 0 | 0 | 0 | 0 | 0 | 0
F7_Commercial_Education_New_Food Preparation_Natural Gas_Food Prep Other_Baseline Forecast | F7 | Commercial | Education | New | Food Preparation | Natural Gas | Food Prep Other | Baseline Forecast | Avg. Replacement Demand (S) | 0 | 0 | 0 | 0 | 0 | 0 | 0 | 0 | 0 | 0 | 0 | 0 | 0 | 0 | 0 | 0 | 0 | 0 | 0 | 0 | 0 | 0 | 0 | 0 | 0 | 0 | 0 | 0 | 0 | 0
F8_Commercial_Education_New_Food Preparation_Natural Gas_Food Prep Other_Baseline Forecast | F8 | Commercial | Education | New | Food Preparation | Natural Gas | Food Prep Other | Baseline Forecast | Avg. Replacement Demand (W) | 0 | 0 | 0 | 0 | 0 | 0 | 0 | 0 | 0 | 0 | 0 | 0 | 0 | 0 | 0 | 0 | 0 | 0 | 0 | 0 | 0 | 0 | 0 | 0 | 0 | 0 | 0 | 0 | 0 | 0
F1_Commercial_Education_New_Miscellaneous_Natural Gas_Pool Heater_Baseline Forecast | F1 | Commercial | Education | New | Miscellaneous | Natural Gas | Pool Heater | Baseline Forecast | Units | 0 | 25443.8085 | 64597.8839 | 82143.85 | 99368.6594 | 116397.741 | 133231.6738 | 149931.9679 | 166435.6386 | 182767.7011 | 198865.6872 | 214760.3007 | 230484.7785 | 245972.5623 | 261253.8256 | 276294.9239 | 291159.8284 | 305829.4536 | 320271.5809 | 334577.5569 | 348698.13 | 362766.526 | 0 | 0 | 0 | 0 | 0 | 0 | 0 | 0
F2_Commercial_Education_New_Miscellaneous_Natural Gas_Pool Heater_Baseline Forecast | F2 | Commercial | Education | New | Miscellaneous | Natural Gas | Pool Heater | Baseline Forecast | Usage (MMtherm) | 0 | 1.6699e-06 | 4.0357e-06 | 5.211e-06 | 6.3997e-06 | 7.6418e-06 | 8.771e-06 | 9.9343e-06 | 1.1095e-05 | 1.2296e-05 | 1.3398e-05 | 1.4535e-05 | 1.5664e-05 | 1.685e-05 | 1.7878e-05 | 1.8965e-05 | 2.0046e-05 | 2.1196e-05 | 2.2153e-05 | 2.3188e-05 | 2.4202e-05 | 2.532e-05 | 0 | 0 | 0 | 0 | 0 | 0 | 0 | 0
F3_Commercial_Education_New_Miscellaneous_Natural Gas_Pool Heater_Baseline Forecast | F3 | Commercial | Education | New | Miscellaneous | Natural Gas | Pool Heater | Baseline Forecast | Peak Demand (S) | 0 | 0 | 0 | 0 | 0 | 0 | 0 | 0 | 0 | 0 | 0 | 0 | 0 | 0 | 0 | 0 | 0 | 0 | 0 | 0 | 0 | 0 | 0 | 0 | 0 | 0 | 0 | 0 | 0 | 0
F4_Commercial_Education_New_Miscellaneous_Natural Gas_Pool Heater_Baseline Forecast | F4 | Commercial | Education | New | Miscellaneous | Natural Gas | Pool Heater | Baseline Forecast | Peak Demand (W) | 0 | 0 | 0 | 0 | 0 | 0 | 0 | 0 | 0 | 0 | 0 | 0 | 0 | 0 | 0 | 0 | 0 | 0 | 0 | 0 | 0 | 0 | 0 | 0 | 0 | 0 | 0 | 0 | 0 | 0
F5_Commercial_Education_New_Miscellaneous_Natural Gas_Pool Heater_Baseline Forecast | F5 | Commercial | Education | New | Miscellaneous | Natural Gas | Pool Heater | Baseline Forecast | Turnover | 0 | 25443.8085 | 39154.0754 | 17545.9661 | 17224.8094 | 17029.0816 | 21922.6945 | 28602.1186 | 29534.3235 | 30201.5466 | 30599.3897 | 38550.217 | 43163.4486 | 37681.3889 | 38992.2674 | 40078.4706 | 43887.6771 | 48271.5038 | 49104.2799 | 50009.0601 | 50803.0267 | 54276.1559 | 0 | 0 | 0 | 0 | 0 | 0 | 0 | 0
F6_Commercial_Education_New_Miscellaneous_Natural Gas_Pool Heater_Baseline Forecast | F6 | Commercial | Education | New | Miscellaneous | Natural Gas | Pool Heater | Baseline Forecast | Avg. Replacement Usage | 6.5633e-05 | 6.5633e-05 | 6.2473e-05 | 6.3438e-05 | 6.4404e-05 | 6.5653e-05 | 6.5833e-05 | 6.6259e-05 | 6.666e-05 | 6.7275e-05 | 6.7371e-05 | 6.7682e-05 | 6.7962e-05 | 6.8504e-05 | 6.8432e-05 | 6.8642e-05 | 6.8849e-05 | 6.9307e-05 | 6.9171e-05 | 6.9306e-05 | 6.9408e-05 | 6.9798e-05 | 0 | 0 | 0 | 0 | 0 | 0 | 0 | 0
F7_Commercial_Education_New_Miscellaneous_Natural Gas_Pool Heater_Baseline Forecast | F7 | Commercial | Education | New | Miscellaneous | Natural Gas | Pool Heater | Baseline Forecast | Avg. Replacement Demand (S) | 0 | 0 | 0 | 0 | 0 | 0 | 0 | 0 | 0 | 0 | 0 | 0 | 0 | 0 | 0 | 0 | 0 | 0 | 0 | 0 | 0 | 0 | 0 | 0 | 0 | 0 | 0 | 0 | 0 | 0
F8_Commercial_Education_New_Miscellaneous_Natural Gas_Pool Heater_Baseline Forecast | F8 | Commercial | Education | New | Miscellaneous | Natural Gas | Pool Heater | Baseline Forecast | Avg. Replacement Demand (W) | 0 | 0 | 0 | 0 | 0 | 0 | 0 | 0 | 0 | 0 | 0 | 0 | 0 | 0 | 0 | 0 | 0 | 0 | 0 | 0 | 0 | 0 | 0 | 0 | 0 | 0 | 0 | 0 | 0 | 0
F1_Commercial_Education_New_Miscellaneous_Natural Gas_Miscellaneous_Baseline Forecast | F1 | Commercial | Education | New | Miscellaneous | Natural Gas | Miscellaneous | Baseline Forecast | Units | 0 | 2089959.5284 | 5306083.1298 | 6747312.2997 | 8162161.6 | 9560933.7739 | 10943676.3884 | 12315441.895 | 13671056.7129 | 15012575.5967 | 16334867.4021 | 17640454.1376 | 18932065.9034 | 20204235.5676 | 21459441.5976 | 22694920.4238 | 23915926.662 | 25120892.6133 | 26307171.8414 | 27482267.5792 | 28642134.2833 | 29797715.1494 | 0 | 0 | 0 | 0 | 0 | 0 | 0 | 0
F2_Commercial_Education_New_Miscellaneous_Natural Gas_Miscellaneous_Baseline Forecast | F2 | Commercial | Education | New | Miscellaneous | Natural Gas | Miscellaneous | Baseline Forecast | Usage (MMtherm) | 0 | 0.00013077 | 0.00031603 | 0.00040807 | 0.00050115 | 0.00059842 | 0.00068684 | 0.00077794 | 0.0008688 | 0.00096285 | 0.0010492 | 0.0011382 | 0.0012266 | 0.0013195 | 0.0014 | 0.0014851 | 0.0015698 | 0.0016598 | 0.0017348 | 0.0018158 | 0.0018952 | 0.0019828 | 0 | 0 | 0 | 0 | 0 | 0 | 0 | 0
F3_Commercial_Education_New_Miscellaneous_Natural Gas_Miscellaneous_Baseline Forecast | F3 | Commercial | Education | New | Miscellaneous | Natural Gas | Miscellaneous | Baseline Forecast | Peak Demand (S) | 0 | 0 | 0 | 0 | 0 | 0 | 0 | 0 | 0 | 0 | 0 | 0 | 0 | 0 | 0 | 0 | 0 | 0 | 0 | 0 | 0 | 0 | 0 | 0 | 0 | 0 | 0 | 0 | 0 | 0
F4_Commercial_Education_New_Miscellaneous_Natural Gas_Miscellaneous_Baseline Forecast | F4 | Commercial | Education | New | Miscellaneous | Natural Gas | Miscellaneous | Baseline Forecast | Peak Demand (W) | 0 | 0 | 0 | 0 | 0 | 0 | 0 | 0 | 0 | 0 | 0 | 0 | 0 | 0 | 0 | 0 | 0 | 0 | 0 | 0 | 0 | 0 | 0 | 0 | 0 | 0 | 0 | 0 | 0 | 0
F5_Commercial_Education_New_Miscellaneous_Natural Gas_Miscellaneous_Baseline Forecast | F5 | Commercial | Education | New | Miscellaneous | Natural Gas | Miscellaneous | Baseline Forecast | Turnover | 0 | 2089959.5284 | 3216123.6014 | 1441229.1699 | 1713414.9472 | 2114131.8144 | 2201797.9019 | 2318586.4597 | 2469194.4655 | 2610558.2821 | 2741266.4982 | 3483517.4798 | 3859462.4009 | 3347665.8078 | 3611151.3515 | 3922964.0271 | 4028345.0958 | 4161162.3468 | 4324466.0049 | 4481635.3477 | 4626578.0499 | 4961088.7238 | 0 | 0 | 0 | 0 | 0 | 0 | 0 | 0
F6_Commercial_Education_New_Miscellaneous_Natural Gas_Miscellaneous_Baseline Forecast | F6 | Commercial | Education | New | Miscellaneous | Natural Gas | Miscellaneous | Baseline Forecast | Avg. Replacement Usage | 6.2571e-05 | 6.2571e-05 | 5.9559e-05 | 6.0478e-05 | 6.14e-05 | 6.259e-05 | 6.2762e-05 | 6.3168e-05 | 6.355e-05 | 6.4136e-05 | 6.4228e-05 | 6.4525e-05 | 6.4792e-05 | 6.5308e-05 | 6.5239e-05 | 6.544e-05 | 6.5637e-05 | 6.6073e-05 | 6.5944e-05 | 6.6073e-05 | 6.617e-05 | 6.6542e-05 | 0 | 0 | 0 | 0 | 0 | 0 | 0 | 0
F7_Commercial_Education_New_Miscellaneous_Natural Gas_Miscellaneous_Baseline Forecast | F7 | Commercial | Education | New | Miscellaneous | Natural Gas | Miscellaneous | Baseline Forecast | Avg. Replacement Demand (S) | 0 | 0 | 0 | 0 | 0 | 0 | 0 | 0 | 0 | 0 | 0 | 0 | 0 | 0 | 0 | 0 | 0 | 0 | 0 | 0 | 0 | 0 | 0 | 0 | 0 | 0 | 0 | 0 | 0 | 0
F8_Commercial_Education_New_Miscellaneous_Natural Gas_Miscellaneous_Baseline Forecast | F8 | Commercial | Education | New | Miscellaneous | Natural Gas | Miscellaneous | Baseline Forecast | Avg. Replacement Demand (W) | 0 | 0 | 0 | 0 | 0 | 0 | 0 | 0 | 0 | 0 | 0 | 0 | 0 | 0 | 0 | 0 | 0 | 0 | 0 | 0 | 0 | 0 | 0 | 0 | 0 | 0 | 0 | 0 | 0 | 0
F1_Commercial_Healthcare_Existing_Space Heating_Natural Gas_Furnace_Baseline Forecast | F1 | Commercial | Healthcare | Existing | Space Heating | Natural Gas | Furnace | Baseline Forecast | Units | 2592519.9388 | 2543604.4683 | 2495611.9312 | 2448524.9136 | 2402326.3303 | 2356999.4184 | 2312527.7313 | 2268895.1326 | 2226085.7905 | 2184084.1718 | 2142875.0365 | 2102443.432 | 2062774.688 | 2023854.4109 | 1985668.4786 | 1948203.0356 | 1911444.4877 | 1875379.4974 | 1839994.9786 | 1805278.0922 | 1771216.2414 | 1737797.067 | 0 | 0 | 0 | 0 | 0 | 0 | 0 | 0
F2_Commercial_Healthcare_Existing_Space Heating_Natural Gas_Furnace_Baseline Forecast | F2 | Commercial | Healthcare | Existing | Space Heating | Natural Gas | Furnace | Baseline Forecast | Usage (MMtherm) | 1.8752 | 1.83 | 1.6997 | 1.684 | 1.6681 | 1.6591 | 1.6234 | 1.5945 | 1.5639 | 1.5389 | 1.5028 | 1.4727 | 1.4429 | 1.4195 | 1.3843 | 1.356 | 1.3285 | 1.3067 | 1.2744 | 1.2481 | 1.2218 | 1.2013 | 0 | 0 | 0 | 0 | 0 | 0 | 0 | 0
F3_Commercial_Healthcare_Existing_Space Heating_Natural Gas_Furnace_Baseline Forecast | F3 | Commercial | Healthcare | Existing | Space Heating | Natural Gas | Furnace | Baseline Forecast | Peak Demand (S) | 0 | 0 | 0 | 0 | 0 | 0 | 0 | 0 | 0 | 0 | 0 | 0 | 0 | 0 | 0 | 0 | 0 | 0 | 0 | 0 | 0 | 0 | 0 | 0 | 0 | 0 | 0 | 0 | 0 | 0
F4_Commercial_Healthcare_Existing_Space Heating_Natural Gas_Furnace_Baseline Forecast | F4 | Commercial | Healthcare | Existing | Space Heating | Natural Gas | Furnace | Baseline Forecast | Peak Demand (W) | 0 | 0 | 0 | 0 | 0 | 0 | 0 | 0 | 0 | 0 | 0 | 0 | 0 | 0 | 0 | 0 | 0 | 0 | 0 | 0 | 0 | 0 | 0 | 0 | 0 | 0 | 0 | 0 | 0 | 0
F5_Commercial_Healthcare_Existing_Space Heating_Natural Gas_Furnace_Baseline Forecast | F5 | Commercial | Healthcare | Existing | Space Heating | Natural Gas | Furnace | Baseline Forecast | Turnover | 0 | 66499.4632 | 69562.4241 | 72236.9394 | 74555.6604 | 76548.6829 | 78243.7443 | 79666.405 | 80840.2163 | 81786.8751 | 82526.3669 | 83077.0978 | 76714.9228 | 70839.9731 | 65414.9363 | 60405.3574 | 55779.4199 | 51507.744 | 47563.1998 | 47551.2591 | 47642.9835 | 47812.3397 | 0 | 0 | 0 | 0 | 0 | 0 | 0 | 0
F6_Commercial_Healthcare_Existing_Space Heating_Natural Gas_Furnace_Baseline Forecast | F6 | Commercial | Healthcare | Existing | Space Heating | Natural Gas | Furnace | Baseline Forecast | Avg. Replacement Usage | 0.63289 | 0.63289 | 0.60243 | 0.61173 | 0.62104 | 0.63309 | 0.63482 | 0.63893 | 0.62035 | 0.62599 | 0.62694 | 0.62976 | 0.63242 | 0.63738 | 0.63682 | 0.63864 | 0.64062 | 0.64488 | 0.64362 | 0.64488 | 0.64583 | 0.64946 | 0 | 0 | 0 | 0 | 0 | 0 | 0 | 0
F7_Commercial_Healthcare_Existing_Space Heating_Natural Gas_Furnace_Baseline Forecast | F7 | Commercial | Healthcare | Existing | Space Heating | Natural Gas | Furnace | Baseline Forecast | Avg. Replacement Demand (S) | 0 | 0 | 0 | 0 | 0 | 0 | 0 | 0 | 0 | 0 | 0 | 0 | 0 | 0 | 0 | 0 | 0 | 0 | 0 | 0 | 0 | 0 | 0 | 0 | 0 | 0 | 0 | 0 | 0 | 0
F8_Commercial_Healthcare_Existing_Space Heating_Natural Gas_Furnace_Baseline Forecast | F8 | Commercial | Healthcare | Existing | Space Heating | Natural Gas | Furnace | Baseline Forecast | Avg. Replacement Demand (W) | 0 | 0 | 0 | 0 | 0 | 0 | 0 | 0 | 0 | 0 | 0 | 0 | 0 | 0 | 0 | 0 | 0 | 0 | 0 | 0 | 0 | 0 | 0 | 0 | 0 | 0 | 0 | 0 | 0 | 0
F1_Commercial_Healthcare_Existing_Space Heating_Natural Gas_Boiler_Baseline Forecast | F1 | Commercial | Healthcare | Existing | Space Heating | Natural Gas | Boiler | Baseline Forecast | Units | 1257750.1385 | 1234019.0038 | 1210735.6264 | 1187891.558 | 1165478.5097 | 1143488.3492 | 1121913.0973 | 1100744.9256 | 1079976.1535 | 1059599.2449 | 1039606.8063 | 1019991.5836 | 1000746.4593 | 981864.4507 | 963338.7063 | 945162.5043 | 927329.2495 | 909832.4712 | 892665.8208 | 875823.0695 | 859298.1059 | 843084.9341 | 0 | 0 | 0 | 0 | 0 | 0 | 0 | 0
F2_Commercial_Healthcare_Existing_Space Heating_Natural Gas_Boiler_Baseline Forecast | F2 | Commercial | Healthcare | Existing | Space Heating | Natural Gas | Boiler | Baseline Forecast | Usage (MMtherm) | 1.5964 | 1.5548 | 1.4417 | 1.4261 | 1.4104 | 1.4008 | 1.3686 | 1.3425 | 1.3165 | 1.2953 | 1.2648 | 1.2392 | 1.2139 | 1.1938 | 1.1638 | 1.1396 | 1.1159 | 1.097 | 1.0696 | 1.0472 | 1.025 | 1.0078 | 0 | 0 | 0 | 0 | 0 | 0 | 0 | 0
F3_Commercial_Healthcare_Existing_Space Heating_Natural Gas_Boiler_Baseline Forecast | F3 | Commercial | Healthcare | Existing | Space Heating | Natural Gas | Boiler | Baseline Forecast | Peak Demand (S) | 0 | 0 | 0 | 0 | 0 | 0 | 0 | 0 | 0 | 0 | 0 | 0 | 0 | 0 | 0 | 0 | 0 | 0 | 0 | 0 | 0 | 0 | 0 | 0 | 0 | 0 | 0 | 0 | 0 | 0
F4_Commercial_Healthcare_Existing_Space Heating_Natural Gas_Boiler_Baseline Forecast | F4 | Commercial | Healthcare | Existing | Space Heating | Natural Gas | Boiler | Baseline Forecast | Peak Demand (W) | 0 | 0 | 0 | 0 | 0 | 0 | 0 | 0 | 0 | 0 | 0 | 0 | 0 | 0 | 0 | 0 | 0 | 0 | 0 | 0 | 0 | 0 | 0 | 0 | 0 | 0 | 0 | 0 | 0 | 0
F5_Commercial_Healthcare_Existing_Space Heating_Natural Gas_Boiler_Baseline Forecast | F5 | Commercial | Healthcare | Existing | Space Heating | Natural Gas | Boiler | Baseline Forecast | Turnover | 0 | 37394.5153 | 37022.4944 | 36621.4502 | 36195.8253 | 35749.5573 | 35286.1343 | 34808.6435 | 34319.8156 | 33822.0631 | 33317.5155 | 32808.05 | 32295.3198 | 31780.7778 | 31265.6996 | 30751.2022 | 30238.2621 | 29727.7307 | 29220.348 | 28716.7554 | 28217.5062 | 27723.076 | 0 | 0 | 0 | 0 | 0 | 0 | 0 | 0
F6_Commercial_Healthcare_Existing_Space Heating_Natural Gas_Boiler_Baseline Forecast | F6 | Commercial | Healthcare | Existing | Space Heating | Natural Gas | Boiler | Baseline Forecast | Avg. Replacement Usage | 1.0912 | 1.0884 | 1.0392 | 1.0553 | 1.0684 | 1.0891 | 1.0889 | 1.0996 | 1.1063 | 1.1165 | 1.1146 | 1.1197 | 1.1284 | 1.1336 | 1.1324 | 1.1359 | 1.1353 | 1.1428 | 1.1406 | 1.1428 | 1.1445 | 1.1509 | 0 | 0 | 0 | 0 | 0 | 0 | 0 | 0
F7_Commercial_Healthcare_Existing_Space Heating_Natural Gas_Boiler_Baseline Forecast | F7 | Commercial | Healthcare | Existing | Space Heating | Natural Gas | Boiler | Baseline Forecast | Avg. Replacement Demand (S) | 0 | 0 | 0 | 0 | 0 | 0 | 0 | 0 | 0 | 0 | 0 | 0 | 0 | 0 | 0 | 0 | 0 | 0 | 0 | 0 | 0 | 0 | 0 | 0 | 0 | 0 | 0 | 0 | 0 | 0
F8_Commercial_Healthcare_Existing_Space Heating_Natural Gas_Boiler_Baseline Forecast | F8 | Commercial | Healthcare | Existing | Space Heating | Natural Gas | Boiler | Baseline Forecast | Avg. Replacement Demand (W) | 0 | 0 | 0 | 0 | 0 | 0 | 0 | 0 | 0 | 0 | 0 | 0 | 0 | 0 | 0 | 0 | 0 | 0 | 0 | 0 | 0 | 0 | 0 | 0 | 0 | 0 | 0 | 0 | 0 | 0
F1_Commercial_Healthcare_Existing_Space Heating_Natural Gas_Unit Heater_Baseline Forecast | F1 | Commercial | Healthcare | Existing | Space Heating | Natural Gas | Unit Heater | Baseline Forecast | Units | 380216.411 | 373042.5165 | 366003.9784 | 359098.243 | 352322.8044 | 345675.2044 | 339153.0307 | 332753.9169 | 326475.5411 | 320315.6252 | 314271.9342 | 308342.2751 | 302524.4963 | 296816.4869 | 291216.1759 | 285721.531 | 280330.5587 | 275041.3029 | 269851.8444 | 264760.3001 | 259764.8228 | 254863.5997 | 0 | 0 | 0 | 0 | 0 | 0 | 0 | 0
F2_Commercial_Healthcare_Existing_Space Heating_Natural Gas_Unit Heater_Baseline Forecast | F2 | Commercial | Healthcare | Existing | Space Heating | Natural Gas | Unit Heater | Baseline Forecast | Usage (MMtherm) | 0.32425 | 0.31813 | 0.2971 | 0.296 | 0.29483 | 0.29488 | 0.29011 | 0.28648 | 0.28277 | 0.28 | 0.27511 | 0.27116 | 0.26715 | 0.2642 | 0.25894 | 0.25483 | 0.25078 | 0.24768 | 0.24253 | 0.23842 | 0.23427 | 0.23114 | 0 | 0 | 0 | 0 | 0 | 0 | 0 | 0
F3_Commercial_Healthcare_Existing_Space Heating_Natural Gas_Unit Heater_Baseline Forecast | F3 | Commercial | Healthcare | Existing | Space Heating | Natural Gas | Unit Heater | Baseline Forecast | Peak Demand (S) | 0 | 0 | 0 | 0 | 0 | 0 | 0 | 0 | 0 | 0 | 0 | 0 | 0 | 0 | 0 | 0 | 0 | 0 | 0 | 0 | 0 | 0 | 0 | 0 | 0 | 0 | 0 | 0 | 0 | 0
F4_Commercial_Healthcare_Existing_Space Heating_Natural Gas_Unit Heater_Baseline Forecast | F4 | Commercial | Healthcare | Existing | Space Heating | Natural Gas | Unit Heater | Baseline Forecast | Peak Demand (W) | 0 | 0 | 0 | 0 | 0 | 0 | 0 | 0 | 0 | 0 | 0 | 0 | 0 | 0 | 0 | 0 | 0 | 0 | 0 | 0 | 0 | 0 | 0 | 0 | 0 | 0 | 0 | 0 | 0 | 0
F5_Commercial_Healthcare_Existing_Space Heating_Natural Gas_Unit Heater_Baseline Forecast | F5 | Commercial | Healthcare | Existing | Space Heating | Natural Gas | Unit Heater | Baseline Forecast | Turnover | 0 | 314.0089 | 896.2448 | 1706.2088 | 2708.1049 | 3870.3244 | 5164.9844 | 6567.5184 | 8056.3094 | 9612.364 | 10954.4831 | 12106.6488 | 13141.1655 | 14109.6314 | 15048.0009 | 15980.4902 | 16922.5839 | 15860.3854 | 15125.6559 | 14674.7098 | 14468.8197 | 14430.7682 | 0 | 0 | 0 | 0 | 0 | 0 | 0 | 0
F6_Commercial_Healthcare_Existing_Space Heating_Natural Gas_Unit Heater_Baseline Forecast | F6 | Commercial | Healthcare | Existing | Space Heating | Natural Gas | Unit Heater | Baseline Forecast | Avg. Replacement Usage | 0.85279 | 0.85279 | 0.81174 | 0.82427 | 0.83683 | 0.85306 | 0.85539 | 0.86093 | 0.86614 | 0.87413 | 0.87538 | 0.87943 | 0.88306 | 0.8901 | 0.88916 | 0.89189 | 0.89458 | 0.90053 | 0.89877 | 0.90052 | 0.90185 | 0.90691 | 0 | 0 | 0 | 0 | 0 | 0 | 0 | 0
F7_Commercial_Healthcare_Existing_Space Heating_Natural Gas_Unit Heater_Baseline Forecast | F7 | Commercial | Healthcare | Existing | Space Heating | Natural Gas | Unit Heater | Baseline Forecast | Avg. Replacement Demand (S) | 0 | 0 | 0 | 0 | 0 | 0 | 0 | 0 | 0 | 0 | 0 | 0 | 0 | 0 | 0 | 0 | 0 | 0 | 0 | 0 | 0 | 0 | 0 | 0 | 0 | 0 | 0 | 0 | 0 | 0
F8_Commercial_Healthcare_Existing_Space Heating_Natural Gas_Unit Heater_Baseline Forecast | F8 | Commercial | Healthcare | Existing | Space Heating | Natural Gas | Unit Heater | Baseline Forecast | Avg. Replacement Demand (W) | 0 | 0 | 0 | 0 | 0 | 0 | 0 | 0 | 0 | 0 | 0 | 0 | 0 | 0 | 0 | 0 | 0 | 0 | 0 | 0 | 0 | 0 | 0 | 0 | 0 | 0 | 0 | 0 | 0 | 0
F1_Commercial_Healthcare_Existing_Water Heating_Natural Gas_Water Heater_Baseline Forecast | F1 | Commercial | Healthcare | Existing | Water Heating | Natural Gas | Water Heater | Baseline Forecast | Units | 2368240.1121 | 2323556.3364 | 2279715.6508 | 2236702.1479 | 2194500.2206 | 2153094.5561 | 2112470.1305 | 2072612.2035 | 2033506.3129 | 1995138.2692 | 1957494.1509 | 1920560.299 | 1884323.3122 | 1848770.0422 | 1813887.5886 | 1779663.2945 | 1746084.7417 | 1713139.7466 | 1680816.3552 | 1649102.839 | 1617987.6911 | 1587459.6215 | 0 | 0 | 0 | 0 | 0 | 0 | 0 | 0
F2_Commercial_Healthcare_Existing_Water Heating_Natural Gas_Water Heater_Baseline Forecast | F2 | Commercial | Healthcare | Existing | Water Heating | Natural Gas | Water Heater | Baseline Forecast | Usage (MMtherm) | 2.5974 | 2.5171 | 2.3201 | 2.2801 | 2.2397 | 2.2087 | 2.1428 | 2.0871 | 2.033 | 1.9877 | 1.93 | 1.8817 | 1.8354 | 1.7985 | 1.7479 | 1.707 | 1.668 | 1.6368 | 1.5933 | 1.5578 | 1.5231 | 1.496 | 0 | 0 | 0 | 0 | 0 | 0 | 0 | 0
F3_Commercial_Healthcare_Existing_Water Heating_Natural Gas_Water Heater_Baseline Forecast | F3 | Commercial | Healthcare | Existing | Water Heating | Natural Gas | Water Heater | Baseline Forecast | Peak Demand (S) | 0 | 0 | 0 | 0 | 0 | 0 | 0 | 0 | 0 | 0 | 0 | 0 | 0 | 0 | 0 | 0 | 0 | 0 | 0 | 0 | 0 | 0 | 0 | 0 | 0 | 0 | 0 | 0 | 0 | 0
F4_Commercial_Healthcare_Existing_Water Heating_Natural Gas_Water Heater_Baseline Forecast | F4 | Commercial | Healthcare | Existing | Water Heating | Natural Gas | Water Heater | Baseline Forecast | Peak Demand (W) | 0 | 0 | 0 | 0 | 0 | 0 | 0 | 0 | 0 | 0 | 0 | 0 | 0 | 0 | 0 | 0 | 0 | 0 | 0 | 0 | 0 | 0 | 0 | 0 | 0 | 0 | 0 | 0 | 0 | 0
F5_Commercial_Healthcare_Existing_Water Heating_Natural Gas_Water Heater_Baseline Forecast | F5 | Commercial | Healthcare | Existing | Water Heating | Natural Gas | Water Heater | Baseline Forecast | Turnover | 0 | 70410.7981 | 76618.5425 | 81894.7794 | 86345.0876 | 90063.5443 | 93133.9694 | 95631.0358 | 97621.2594 | 99163.8824 | 112175.2616 | 123332.9254 | 121425.495 | 119508.7105 | 117587.6482 | 129803.9732 | 126359.4605 | 123087.5012 | 119973.2163 | 119002.1758 | 119478.7335 | 118959.4585 | 0 | 0 | 0 | 0 | 0 | 0 | 0 | 0
F6_Commercial_Healthcare_Existing_Water Heating_Natural Gas_Water Heater_Baseline Forecast | F6 | Commercial | Healthcare | Existing | Water Heating | Natural Gas | Water Heater | Baseline Forecast | Avg. Replacement Usage | 0.846 | 0.846 | 0.80528 | 0.81771 | 0.83016 | 0.84626 | 0.84857 | 0.85407 | 0.85924 | 0.86716 | 0.8684 | 0.87242 | 0.87602 | 0.88301 | 0.88208 | 0.88478 | 0.88745 | 0.89335 | 0.89161 | 0.89335 | 0.89466 | 0.89969 | 0 | 0 | 0 | 0 | 0 | 0 | 0 | 0
F7_Commercial_Healthcare_Existing_Water Heating_Natural Gas_Water Heater_Baseline Forecast | F7 | Commercial | Healthcare | Existing | Water Heating | Natural Gas | Water Heater | Baseline Forecast | Avg. Replacement Demand (S) | 0 | 0 | 0 | 0 | 0 | 0 | 0 | 0 | 0 | 0 | 0 | 0 | 0 | 0 | 0 | 0 | 0 | 0 | 0 | 0 | 0 | 0 | 0 | 0 | 0 | 0 | 0 | 0 | 0 | 0
F8_Commercial_Healthcare_Existing_Water Heating_Natural Gas_Water Heater_Baseline Forecast | F8 | Commercial | Healthcare | Existing | Water Heating | Natural Gas | Water Heater | Baseline Forecast | Avg. Replacement Demand (W) | 0 | 0 | 0 | 0 | 0 | 0 | 0 | 0 | 0 | 0 | 0 | 0 | 0 | 0 | 0 | 0 | 0 | 0 | 0 | 0 | 0 | 0 | 0 | 0 | 0 | 0 | 0 | 0 | 0 | 0
F1_Commercial_Healthcare_Existing_Food Preparation_Natural Gas_Oven_Baseline Forecast | F1 | Commercial | Healthcare | Existing | Food Preparation | Natural Gas | Oven | Baseline Forecast | Units | 283139.4563 | 277797.2024 | 272555.7457 | 267413.1845 | 262367.6527 | 257417.3196 | 252560.3891 | 247795.0987 | 243119.7195 | 238532.555 | 234031.9407 | 229616.2437 | 225283.8618 | 221033.2229 | 216862.7847 | 212771.0341 | 208756.4863 | 204817.6846 | 200953.2 | 197161.6302 | 193441.5994 | 189791.7579 | 0 | 0 | 0 | 0 | 0 | 0 | 0 | 0
F2_Commercial_Healthcare_Existing_Food Preparation_Natural Gas_Oven_Baseline Forecast | F2 | Commercial | Healthcare | Existing | Food Preparation | Natural Gas | Oven | Baseline Forecast | Usage (MMtherm) | 0.011553 | 0.011335 | 0.010586 | 0.010546 | 0.010505 | 0.010506 | 0.010336 | 0.010207 | 0.010075 | 0.0099761 | 0.0098019 | 0.0096614 | 0.0095183 | 0.0094132 | 0.0092259 | 0.0090795 | 0.0089351 | 0.0088248 | 0.0086414 | 0.0084949 | 0.0083468 | 0.0082354 | 0 | 0 | 0 | 0 | 0 | 0 | 0 | 0
F3_Commercial_Healthcare_Existing_Food Preparation_Natural Gas_Oven_Baseline Forecast | F3 | Commercial | Healthcare | Existing | Food Preparation | Natural Gas | Oven | Baseline Forecast | Peak Demand (S) | 0 | 0 | 0 | 0 | 0 | 0 | 0 | 0 | 0 | 0 | 0 | 0 | 0 | 0 | 0 | 0 | 0 | 0 | 0 | 0 | 0 | 0 | 0 | 0 | 0 | 0 | 0 | 0 | 0 | 0
F4_Commercial_Healthcare_Existing_Food Preparation_Natural Gas_Oven_Baseline Forecast | F4 | Commercial | Healthcare | Existing | Food Preparation | Natural Gas | Oven | Baseline Forecast | Peak Demand (W) | 0 | 0 | 0 | 0 | 0 | 0 | 0 | 0 | 0 | 0 | 0 | 0 | 0 | 0 | 0 | 0 | 0 | 0 | 0 | 0 | 0 | 0 | 0 | 0 | 0 | 0 | 0 | 0 | 0 | 0
F5_Commercial_Healthcare_Existing_Food Preparation_Natural Gas_Oven_Baseline Forecast | F5 | Commercial | Healthcare | Existing | Food Preparation | Natural Gas | Oven | Baseline Forecast | Turnover | 0 | 11111.8881 | 14172.8988 | 16472.6522 | 18176.831 | 19415.4439 | 20290.4996 | 20882.03 | 21252.8179 | 21452.1082 | 16837.8811 | 13216.1482 | 12175.7004 | 11855.5217 | 11977.2156 | 12349.1398 | 12841.9596 | 15518.3736 | 16199.5233 | 16658.3301 | 16944.0496 | 16336.1486 | 0 | 0 | 0 | 0 | 0 | 0 | 0 | 0
F6_Commercial_Healthcare_Existing_Food Preparation_Natural Gas_Oven_Baseline Forecast | F6 | Commercial | Healthcare | Existing | Food Preparation | Natural Gas | Oven | Baseline Forecast | Avg. Replacement Usage | 0.040802 | 0.040802 | 0.038838 | 0.039438 | 0.040038 | 0.040815 | 0.040927 | 0.041191 | 0.041441 | 0.041823 | 0.041883 | 0.042076 | 0.04225 | 0.042587 | 0.042542 | 0.042673 | 0.042802 | 0.043086 | 0.043002 | 0.043086 | 0.043149 | 0.043392 | 0 | 0 | 0 | 0 | 0 | 0 | 0 | 0
F7_Commercial_Healthcare_Existing_Food Preparation_Natural Gas_Oven_Baseline Forecast | F7 | Commercial | Healthcare | Existing | Food Preparation | Natural Gas | Oven | Baseline Forecast | Avg. Replacement Demand (S) | 0 | 0 | 0 | 0 | 0 | 0 | 0 | 0 | 0 | 0 | 0 | 0 | 0 | 0 | 0 | 0 | 0 | 0 | 0 | 0 | 0 | 0 | 0 | 0 | 0 | 0 | 0 | 0 | 0 | 0
F8_Commercial_Healthcare_Existing_Food Preparation_Natural Gas_Oven_Baseline Forecast | F8 | Commercial | Healthcare | Existing | Food Preparation | Natural Gas | Oven | Baseline Forecast | Avg. Replacement Demand (W) | 0 | 0 | 0 | 0 | 0 | 0 | 0 | 0 | 0 | 0 | 0 | 0 | 0 | 0 | 0 | 0 | 0 | 0 | 0 | 0 | 0 | 0 | 0 | 0 | 0 | 0 | 0 | 0 | 0 | 0
F1_Commercial_Healthcare_Existing_Food Preparation_Natural Gas_Conveyor Oven_Baseline Forecast | F1 | Commercial | Healthcare | Existing | Food Preparation | Natural Gas | Conveyor Oven | Baseline Forecast | Units | 141569.7281 | 138898.6012 | 136277.8729 | 133706.5922 | 131183.8264 | 128708.6598 | 126280.1945 | 123897.5494 | 121559.8598 | 119266.2775 | 117015.9704 | 114808.1219 | 112641.9309 | 110516.6114 | 108431.3924 | 106385.517 | 104378.2431 | 102408.8423 | 100476.6 | 98580.8151 | 96720.7997 | 94895.879 | 0 | 0 | 0 | 0 | 0 | 0 | 0 | 0
F2_Commercial_Healthcare_Existing_Food Preparation_Natural Gas_Conveyor Oven_Baseline Forecast | F2 | Commercial | Healthcare | Existing | Food Preparation | Natural Gas | Conveyor Oven | Baseline Forecast | Usage (MMtherm) | 0.0098838 | 0.0096973 | 0.0090563 | 0.0090226 | 0.0089872 | 0.0089886 | 0.0088432 | 0.0087325 | 0.0086196 | 0.0085349 | 0.0083859 | 0.0082657 | 0.0081433 | 0.0080533 | 0.007893 | 0.0077679 | 0.0076443 | 0.0075499 | 0.007393 | 0.0072677 | 0.007141 | 0.0070457 | 0 | 0 | 0 | 0 | 0 | 0 | 0 | 0
F3_Commercial_Healthcare_Existing_Food Preparation_Natural Gas_Conveyor Oven_Baseline Forecast | F3 | Commercial | Healthcare | Existing | Food Preparation | Natural Gas | Conveyor Oven | Baseline Forecast | Peak Demand (S) | 0 | 0 | 0 | 0 | 0 | 0 | 0 | 0 | 0 | 0 | 0 | 0 | 0 | 0 | 0 | 0 | 0 | 0 | 0 | 0 | 0 | 0 | 0 | 0 | 0 | 0 | 0 | 0 | 0 | 0
F4_Commercial_Healthcare_Existing_Food Preparation_Natural Gas_Conveyor Oven_Baseline Forecast | F4 | Commercial | Healthcare | Existing | Food Preparation | Natural Gas | Conveyor Oven | Baseline Forecast | Peak Demand (W) | 0 | 0 | 0 | 0 | 0 | 0 | 0 | 0 | 0 | 0 | 0 | 0 | 0 | 0 | 0 | 0 | 0 | 0 | 0 | 0 | 0 | 0 | 0 | 0 | 0 | 0 | 0 | 0 | 0 | 0
F5_Commercial_Healthcare_Existing_Food Preparation_Natural Gas_Conveyor Oven_Baseline Forecast | F5 | Commercial | Healthcare | Existing | Food Preparation | Natural Gas | Conveyor Oven | Baseline Forecast | Turnover | 0 | 0 | 0 | 0 | 0 | 514.8346 | 1414.3382 | 2596.8926 | 3983.2735 | 5511.8195 | 6666.5777 | 7528.797 | 8162.234 | 8616.9159 | 8932.0939 | 9138.5614 | 9260.4734 | 7268.598 | 5705.1637 | 4478.0153 | 3514.8196 | 2834.7185 | 0 | 0 | 0 | 0 | 0 | 0 | 0 | 0
F6_Commercial_Healthcare_Existing_Food Preparation_Natural Gas_Conveyor Oven_Baseline Forecast | F6 | Commercial | Healthcare | Existing | Food Preparation | Natural Gas | Conveyor Oven | Baseline Forecast | Avg. Replacement Usage | 0.069816 | 0.069816 | 0.066455 | 0.067481 | 0.068509 | 0.069837 | 0.070028 | 0.070481 | 0.070908 | 0.071562 | 0.071664 | 0.071996 | 0.072293 | 0.07287 | 0.072793 | 0.073016 | 0.073236 | 0.073723 | 0.073579 | 0.073723 | 0.073831 | 0.074246 | 0 | 0 | 0 | 0 | 0 | 0 | 0 | 0
F7_Commercial_Healthcare_Existing_Food Preparation_Natural Gas_Conveyor Oven_Baseline Forecast | F7 | Commercial | Healthcare | Existing | Food Preparation | Natural Gas | Conveyor Oven | Baseline Forecast | Avg. Replacement Demand (S) | 0 | 0 | 0 | 0 | 0 | 0 | 0 | 0 | 0 | 0 | 0 | 0 | 0 | 0 | 0 | 0 | 0 | 0 | 0 | 0 | 0 | 0 | 0 | 0 | 0 | 0 | 0 | 0 | 0 | 0
F8_Commercial_Healthcare_Existing_Food Preparation_Natural Gas_Conveyor Oven_Baseline Forecast | F8 | Commercial | Healthcare | Existing | Food Preparation | Natural Gas | Conveyor Oven | Baseline Forecast | Avg. Replacement Demand (W) | 0 | 0 | 0 | 0 | 0 | 0 | 0 | 0 | 0 | 0 | 0 | 0 | 0 | 0 | 0 | 0 | 0 | 0 | 0 | 0 | 0 | 0 | 0 | 0 | 0 | 0 | 0 | 0 | 0 | 0
F1_Commercial_Healthcare_Existing_Food Preparation_Natural Gas_Double Rack Oven_Baseline Forecast | F1 | Commercial | Healthcare | Existing | Food Preparation | Natural Gas | Double Rack Oven | Baseline Forecast | Units | 141569.7281 | 138898.6012 | 136277.8729 | 133706.5922 | 131183.8264 | 128708.6598 | 126280.1945 | 123897.5494 | 121559.8598 | 119266.2775 | 117015.9704 | 114808.1219 | 112641.9309 | 110516.6114 | 108431.3924 | 106385.517 | 104378.2431 | 102408.8423 | 100476.6 | 98580.8151 | 96720.7997 | 94895.879 | 0 | 0 | 0 | 0 | 0 | 0 | 0 | 0
F2_Commercial_Healthcare_Existing_Food Preparation_Natural Gas_Double Rack Oven_Baseline Forecast | F2 | Commercial | Healthcare | Existing | Food Preparation | Natural Gas | Double Rack Oven | Baseline Forecast | Usage (MMtherm) | 0.015015 | 0.014732 | 0.013758 | 0.013707 | 0.013653 | 0.013655 | 0.013434 | 0.013266 | 0.013095 | 0.012966 | 0.01274 | 0.012557 | 0.012371 | 0.012234 | 0.011991 | 0.011801 | 0.011613 | 0.01147 | 0.011231 | 0.011041 | 0.010849 | 0.010704 | 0 | 0 | 0 | 0 | 0 | 0 | 0 | 0
F3_Commercial_Healthcare_Existing_Food Preparation_Natural Gas_Double Rack Oven_Baseline Forecast | F3 | Commercial | Healthcare | Existing | Food Preparation | Natural Gas | Double Rack Oven | Baseline Forecast | Peak Demand (S) | 0 | 0 | 0 | 0 | 0 | 0 | 0 | 0 | 0 | 0 | 0 | 0 | 0 | 0 | 0 | 0 | 0 | 0 | 0 | 0 | 0 | 0 | 0 | 0 | 0 | 0 | 0 | 0 | 0 | 0
F4_Commercial_Healthcare_Existing_Food Preparation_Natural Gas_Double Rack Oven_Baseline Forecast | F4 | Commercial | Healthcare | Existing | Food Preparation | Natural Gas | Double Rack Oven | Baseline Forecast | Peak Demand (W) | 0 | 0 | 0 | 0 | 0 | 0 | 0 | 0 | 0 | 0 | 0 | 0 | 0 | 0 | 0 | 0 | 0 | 0 | 0 | 0 | 0 | 0 | 0 | 0 | 0 | 0 | 0 | 0 | 0 | 0
F5_Commercial_Healthcare_Existing_Food Preparation_Natural Gas_Double Rack Oven_Baseline Forecast | F5 | Commercial | Healthcare | Existing | Food Preparation | Natural Gas | Double Rack Oven | Baseline Forecast | Turnover | 0 | 3086.6356 | 4206.1072 | 5153.8481 | 5952.3587 | 6621.2518 | 7177.6222 | 7636.3686 | 8010.4751 | 8311.2555 | 7248.3906 | 6321.4475 | 6013.6752 | 5883.1712 | 5872.9686 | 5940.8502 | 6055.8549 | 6792.1517 | 7039.9603 | 7235.0143 | 7384.4574 | 7283.6327 | 0 | 0 | 0 | 0 | 0 | 0 | 0 | 0
F6_Commercial_Healthcare_Existing_Food Preparation_Natural Gas_Double Rack Oven_Baseline Forecast | F6 | Commercial | Healthcare | Existing | Food Preparation | Natural Gas | Double Rack Oven | Baseline Forecast | Avg. Replacement Usage | 0.10606 | 0.10606 | 0.10096 | 0.10252 | 0.10408 | 0.1061 | 0.10639 | 0.10707 | 0.10772 | 0.10872 | 0.10887 | 0.10937 | 0.10983 | 0.1107 | 0.11059 | 0.11092 | 0.11126 | 0.112 | 0.11178 | 0.112 | 0.11216 | 0.11279 | 0 | 0 | 0 | 0 | 0 | 0 | 0 | 0
F7_Commercial_Healthcare_Existing_Food Preparation_Natural Gas_Double Rack Oven_Baseline Forecast | F7 | Commercial | Healthcare | Existing | Food Preparation | Natural Gas | Double Rack Oven | Baseline Forecast | Avg. Replacement Demand (S) | 0 | 0 | 0 | 0 | 0 | 0 | 0 | 0 | 0 | 0 | 0 | 0 | 0 | 0 | 0 | 0 | 0 | 0 | 0 | 0 | 0 | 0 | 0 | 0 | 0 | 0 | 0 | 0 | 0 | 0
F8_Commercial_Healthcare_Existing_Food Preparation_Natural Gas_Double Rack Oven_Baseline Forecast | F8 | Commercial | Healthcare | Existing | Food Preparation | Natural Gas | Double Rack Oven | Baseline Forecast | Avg. Replacement Demand (W) | 0 | 0 | 0 | 0 | 0 | 0 | 0 | 0 | 0 | 0 | 0 | 0 | 0 | 0 | 0 | 0 | 0 | 0 | 0 | 0 | 0 | 0 | 0 | 0 | 0 | 0 | 0 | 0 | 0 | 0
F1_Commercial_Healthcare_Existing_Food Preparation_Natural Gas_Fryer_Baseline Forecast | F1 | Commercial | Healthcare | Existing | Food Preparation | Natural Gas | Fryer | Baseline Forecast | Units | 162896.6884 | 159823.1659 | 156807.6345 | 153848.9999 | 150946.1886 | 148098.1473 | 145303.8426 | 142562.2607 | 139872.4067 | 137233.3047 | 134643.9971 | 132103.5443 | 129611.0246 | 127165.5336 | 124766.1839 | 122412.1049 | 120102.4426 | 117836.3587 | 115613.0312 | 113431.6533 | 111291.4334 | 109191.595 | 0 | 0 | 0 | 0 | 0 | 0 | 0 | 0
F2_Commercial_Healthcare_Existing_Food Preparation_Natural Gas_Fryer_Baseline Forecast | F2 | Commercial | Healthcare | Existing | Food Preparation | Natural Gas | Fryer | Baseline Forecast | Usage (MMtherm) | 0.010751 | 0.010549 | 0.0098513 | 0.0098146 | 0.0097761 | 0.0097777 | 0.0096194 | 0.009499 | 0.0093763 | 0.0092842 | 0.009122 | 0.0089913 | 0.0088581 | 0.0087603 | 0.0085859 | 0.0084497 | 0.0083153 | 0.0082127 | 0.008042 | 0.0079056 | 0.0077679 | 0.0076641 | 0 | 0 | 0 | 0 | 0 | 0 | 0 | 0
F3_Commercial_Healthcare_Existing_Food Preparation_Natural Gas_Fryer_Baseline Forecast | F3 | Commercial | Healthcare | Existing | Food Preparation | Natural Gas | Fryer | Baseline Forecast | Peak Demand (S) | 0 | 0 | 0 | 0 | 0 | 0 | 0 | 0 | 0 | 0 | 0 | 0 | 0 | 0 | 0 | 0 | 0 | 0 | 0 | 0 | 0 | 0 | 0 | 0 | 0 | 0 | 0 | 0 | 0 | 0
F4_Commercial_Healthcare_Existing_Food Preparation_Natural Gas_Fryer_Baseline Forecast | F4 | Commercial | Healthcare | Existing | Food Preparation | Natural Gas | Fryer | Baseline Forecast | Peak Demand (W) | 0 | 0 | 0 | 0 | 0 | 0 | 0 | 0 | 0 | 0 | 0 | 0 | 0 | 0 | 0 | 0 | 0 | 0 | 0 | 0 | 0 | 0 | 0 | 0 | 0 | 0 | 0 | 0 | 0 | 0
F5_Commercial_Healthcare_Existing_Food Preparation_Natural Gas_Fryer_Baseline Forecast | F5 | Commercial | Healthcare | Existing | Food Preparation | Natural Gas | Fryer | Baseline Forecast | Turnover | 0 | 4843.1262 | 5270.1188 | 5633.0388 | 5939.1481 | 6194.9179 | 7506.9003 | 8585.7215 | 9472.5659 | 10200.098 | 11762.6867 | 12343.0414 | 12212.0603 | 12189.9498 | 12225.4976 | 12725.6095 | 13100.6191 | 13238.2429 | 13239.7609 | 13359.5788 | 13318.2599 | 13186.08 | 0 | 0 | 0 | 0 | 0 | 0 | 0 | 0
F6_Commercial_Healthcare_Existing_Food Preparation_Natural Gas_Fryer_Baseline Forecast | F6 | Commercial | Healthcare | Existing | Food Preparation | Natural Gas | Fryer | Baseline Forecast | Avg. Replacement Usage | 0.066001 | 0.066001 | 0.062824 | 0.063794 | 0.064766 | 0.066022 | 0.066202 | 0.066631 | 0.067034 | 0.067652 | 0.067749 | 0.068062 | 0.068344 | 0.068889 | 0.068816 | 0.069027 | 0.069235 | 0.069696 | 0.069559 | 0.069695 | 0.069798 | 0.07019 | 0 | 0 | 0 | 0 | 0 | 0 | 0 | 0
F7_Commercial_Healthcare_Existing_Food Preparation_Natural Gas_Fryer_Baseline Forecast | F7 | Commercial | Healthcare | Existing | Food Preparation | Natural Gas | Fryer | Baseline Forecast | Avg. Replacement Demand (S) | 0 | 0 | 0 | 0 | 0 | 0 | 0 | 0 | 0 | 0 | 0 | 0 | 0 | 0 | 0 | 0 | 0 | 0 | 0 | 0 | 0 | 0 | 0 | 0 | 0 | 0 | 0 | 0 | 0 | 0
F8_Commercial_Healthcare_Existing_Food Preparation_Natural Gas_Fryer_Baseline Forecast | F8 | Commercial | Healthcare | Existing | Food Preparation | Natural Gas | Fryer | Baseline Forecast | Avg. Replacement Demand (W) | 0 | 0 | 0 | 0 | 0 | 0 | 0 | 0 | 0 | 0 | 0 | 0 | 0 | 0 | 0 | 0 | 0 | 0 | 0 | 0 | 0 | 0 | 0 | 0 | 0 | 0 | 0 | 0 | 0 | 0
F1_Commercial_Healthcare_Existing_Food Preparation_Natural Gas_Broiler_Baseline Forecast | F1 | Commercial | Healthcare | Existing | Food Preparation | Natural Gas | Broiler | Baseline Forecast | Units | 89689.2594 | 87997.0093 | 86336.6883 | 84707.6942 | 83109.4358 | 81541.3333 | 80002.8175 | 78493.3304 | 77012.3242 | 75559.2615 | 74133.615 | 72734.8676 | 71362.5116 | 70016.0491 | 68694.9916 | 67398.8597 | 66127.1831 | 64879.5004 | 63655.3588 | 62454.3143 | 61275.931 | 60119.7814 | 0 | 0 | 0 | 0 | 0 | 0 | 0 | 0
F2_Commercial_Healthcare_Existing_Food Preparation_Natural Gas_Broiler_Baseline Forecast | F2 | Commercial | Healthcare | Existing | Food Preparation | Natural Gas | Broiler | Baseline Forecast | Usage (MMtherm) | 0.0060805 | 0.0059658 | 0.0055715 | 0.0055507 | 0.0055289 | 0.0055298 | 0.0054403 | 0.0053722 | 0.0053028 | 0.0052507 | 0.005159 | 0.0050851 | 0.0050098 | 0.0049544 | 0.0048558 | 0.0047788 | 0.0047028 | 0.0046447 | 0.0045482 | 0.0044711 | 0.0043932 | 0.0043345 | 0 | 0 | 0 | 0 | 0 | 0 | 0 | 0
F3_Commercial_Healthcare_Existing_Food Preparation_Natural Gas_Broiler_Baseline Forecast | F3 | Commercial | Healthcare | Existing | Food Preparation | Natural Gas | Broiler | Baseline Forecast | Peak Demand (S) | 0 | 0 | 0 | 0 | 0 | 0 | 0 | 0 | 0 | 0 | 0 | 0 | 0 | 0 | 0 | 0 | 0 | 0 | 0 | 0 | 0 | 0 | 0 | 0 | 0 | 0 | 0 | 0 | 0 | 0
F4_Commercial_Healthcare_Existing_Food Preparation_Natural Gas_Broiler_Baseline Forecast | F4 | Commercial | Healthcare | Existing | Food Preparation | Natural Gas | Broiler | Baseline Forecast | Peak Demand (W) | 0 | 0 | 0 | 0 | 0 | 0 | 0 | 0 | 0 | 0 | 0 | 0 | 0 | 0 | 0 | 0 | 0 | 0 | 0 | 0 | 0 | 0 | 0 | 0 | 0 | 0 | 0 | 0 | 0 | 0
F5_Commercial_Healthcare_Existing_Food Preparation_Natural Gas_Broiler_Baseline Forecast | F5 | Commercial | Healthcare | Existing | Food Preparation | Natural Gas | Broiler | Baseline Forecast | Turnover | 0 | 3259.1485 | 3641.7739 | 3960.3849 | 4223.4524 | 4438.3587 | 4611.5366 | 4748.5914 | 4854.4063 | 4933.235 | 4302.3601 | 3752.1631 | 3800.9379 | 3859.4334 | 3920.5274 | 3979.3196 | 4032.5639 | 4708.1529 | 4695.4635 | 4673.2761 | 4643.0152 | 4494.586 | 0 | 0 | 0 | 0 | 0 | 0 | 0 | 0
F6_Commercial_Healthcare_Existing_Food Preparation_Natural Gas_Broiler_Baseline Forecast | F6 | Commercial | Healthcare | Existing | Food Preparation | Natural Gas | Broiler | Baseline Forecast | Avg. Replacement Usage | 0.067795 | 0.067795 | 0.064532 | 0.065528 | 0.066526 | 0.067816 | 0.068002 | 0.068442 | 0.068856 | 0.069491 | 0.069591 | 0.069912 | 0.070201 | 0.070761 | 0.070686 | 0.070903 | 0.071117 | 0.07159 | 0.07145 | 0.071589 | 0.071695 | 0.072098 | 0 | 0 | 0 | 0 | 0 | 0 | 0 | 0
F7_Commercial_Healthcare_Existing_Food Preparation_Natural Gas_Broiler_Baseline Forecast | F7 | Commercial | Healthcare | Existing | Food Preparation | Natural Gas | Broiler | Baseline Forecast | Avg. Replacement Demand (S) | 0 | 0 | 0 | 0 | 0 | 0 | 0 | 0 | 0 | 0 | 0 | 0 | 0 | 0 | 0 | 0 | 0 | 0 | 0 | 0 | 0 | 0 | 0 | 0 | 0 | 0 | 0 | 0 | 0 | 0
F8_Commercial_Healthcare_Existing_Food Preparation_Natural Gas_Broiler_Baseline Forecast | F8 | Commercial | Healthcare | Existing | Food Preparation | Natural Gas | Broiler | Baseline Forecast | Avg. Replacement Demand (W) | 0 | 0 | 0 | 0 | 0 | 0 | 0 | 0 | 0 | 0 | 0 | 0 | 0 | 0 | 0 | 0 | 0 | 0 | 0 | 0 | 0 | 0 | 0 | 0 | 0 | 0 | 0 | 0 | 0 | 0
F1_Commercial_Healthcare_Existing_Food Preparation_Natural Gas_Griddle_Baseline Forecast | F1 | Commercial | Healthcare | Existing | Food Preparation | Natural Gas | Griddle | Baseline Forecast | Units | 219003.0283 | 214870.8957 | 210816.7279 | 206839.0538 | 202936.4301 | 199107.4409 | 195350.6967 | 191664.8345 | 188048.5169 | 184500.4316 | 181019.2914 | 177603.8331 | 174252.8174 | 170965.0284 | 167739.2731 | 164574.3812 | 161469.2042 | 158422.6154 | 155433.5095 | 152500.8017 | 149623.4281 | 146800.3446 | 0 | 0 | 0 | 0 | 0 | 0 | 0 | 0
F2_Commercial_Healthcare_Existing_Food Preparation_Natural Gas_Griddle_Baseline Forecast | F2 | Commercial | Healthcare | Existing | Food Preparation | Natural Gas | Griddle | Baseline Forecast | Usage (MMtherm) | 0.010553 | 0.010354 | 0.0096696 | 0.0096336 | 0.0095958 | 0.0095973 | 0.009442 | 0.0093238 | 0.0092033 | 0.0091129 | 0.0089537 | 0.0088254 | 0.0086947 | 0.0085987 | 0.0084275 | 0.0082939 | 0.0081619 | 0.0080612 | 0.0078936 | 0.0077598 | 0.0076246 | 0.0075228 | 0 | 0 | 0 | 0 | 0 | 0 | 0 | 0
F3_Commercial_Healthcare_Existing_Food Preparation_Natural Gas_Griddle_Baseline Forecast | F3 | Commercial | Healthcare | Existing | Food Preparation | Natural Gas | Griddle | Baseline Forecast | Peak Demand (S) | 0 | 0 | 0 | 0 | 0 | 0 | 0 | 0 | 0 | 0 | 0 | 0 | 0 | 0 | 0 | 0 | 0 | 0 | 0 | 0 | 0 | 0 | 0 | 0 | 0 | 0 | 0 | 0 | 0 | 0
F4_Commercial_Healthcare_Existing_Food Preparation_Natural Gas_Griddle_Baseline Forecast | F4 | Commercial | Healthcare | Existing | Food Preparation | Natural Gas | Griddle | Baseline Forecast | Peak Demand (W) | 0 | 0 | 0 | 0 | 0 | 0 | 0 | 0 | 0 | 0 | 0 | 0 | 0 | 0 | 0 | 0 | 0 | 0 | 0 | 0 | 0 | 0 | 0 | 0 | 0 | 0 | 0 | 0 | 0 | 0
F5_Commercial_Healthcare_Existing_Food Preparation_Natural Gas_Griddle_Baseline Forecast | F5 | Commercial | Healthcare | Existing | Food Preparation | Natural Gas | Griddle | Baseline Forecast | Turnover | 0 | 7958.1813 | 8892.4751 | 9670.4587 | 10312.8163 | 10837.574 | 11260.4396 | 11595.0997 | 11853.4782 | 12045.9619 | 10505.493 | 9162.0232 | 9281.1215 | 9423.9556 | 9573.1349 | 9716.6935 | 9846.7053 | 11496.357 | 11465.3721 | 11411.195 | 11337.3038 | 10974.8699 | 0 | 0 | 0 | 0 | 0 | 0 | 0 | 0
F6_Commercial_Healthcare_Existing_Food Preparation_Natural Gas_Griddle_Baseline Forecast | F6 | Commercial | Healthcare | Existing | Food Preparation | Natural Gas | Griddle | Baseline Forecast | Avg. Replacement Usage | 0.048187 | 0.048187 | 0.045867 | 0.046575 | 0.047285 | 0.048202 | 0.048333 | 0.048646 | 0.048941 | 0.049392 | 0.049463 | 0.049692 | 0.049897 | 0.050295 | 0.050242 | 0.050396 | 0.050548 | 0.050884 | 0.050784 | 0.050884 | 0.050958 | 0.051245 | 0 | 0 | 0 | 0 | 0 | 0 | 0 | 0
F7_Commercial_Healthcare_Existing_Food Preparation_Natural Gas_Griddle_Baseline Forecast | F7 | Commercial | Healthcare | Existing | Food Preparation | Natural Gas | Griddle | Baseline Forecast | Avg. Replacement Demand (S) | 0 | 0 | 0 | 0 | 0 | 0 | 0 | 0 | 0 | 0 | 0 | 0 | 0 | 0 | 0 | 0 | 0 | 0 | 0 | 0 | 0 | 0 | 0 | 0 | 0 | 0 | 0 | 0 | 0 | 0
F8_Commercial_Healthcare_Existing_Food Preparation_Natural Gas_Griddle_Baseline Forecast | F8 | Commercial | Healthcare | Existing | Food Preparation | Natural Gas | Griddle | Baseline Forecast | Avg. Replacement Demand (W) | 0 | 0 | 0 | 0 | 0 | 0 | 0 | 0 | 0 | 0 | 0 | 0 | 0 | 0 | 0 | 0 | 0 | 0 | 0 | 0 | 0 | 0 | 0 | 0 | 0 | 0 | 0 | 0 | 0 | 0
F1_Commercial_Healthcare_Existing_Food Preparation_Natural Gas_Range_Baseline Forecast | F1 | Commercial | Healthcare | Existing | Food Preparation | Natural Gas | Range | Baseline Forecast | Units | 1280587.2697 | 1256425.2457 | 1232719.109 | 1209460.2579 | 1186640.253 | 1164250.8143 | 1142283.8178 | 1120731.2929 | 1099585.4195 | 1078838.5248 | 1058483.0809 | 1038511.702 | 1018917.1416 | 999692.2899 | 980830.1712 | 962323.9416 | 944166.8861 | 926352.4165 | 908874.069 | 891725.5017 | 874900.4922 | 858392.9358 | 0 | 0 | 0 | 0 | 0 | 0 | 0 | 0
F2_Commercial_Healthcare_Existing_Food Preparation_Natural Gas_Range_Baseline Forecast | F2 | Commercial | Healthcare | Existing | Food Preparation | Natural Gas | Range | Baseline Forecast | Usage (MMtherm) | 0.064009 | 0.062801 | 0.05865 | 0.058432 | 0.058203 | 0.058212 | 0.05727 | 0.056553 | 0.055822 | 0.055274 | 0.054308 | 0.05353 | 0.052737 | 0.052155 | 0.051117 | 0.050306 | 0.049506 | 0.048895 | 0.047878 | 0.047067 | 0.046246 | 0.045629 | 0 | 0 | 0 | 0 | 0 | 0 | 0 | 0
F3_Commercial_Healthcare_Existing_Food Preparation_Natural Gas_Range_Baseline Forecast | F3 | Commercial | Healthcare | Existing | Food Preparation | Natural Gas | Range | Baseline Forecast | Peak Demand (S) | 0 | 0 | 0 | 0 | 0 | 0 | 0 | 0 | 0 | 0 | 0 | 0 | 0 | 0 | 0 | 0 | 0 | 0 | 0 | 0 | 0 | 0 | 0 | 0 | 0 | 0 | 0 | 0 | 0 | 0
F4_Commercial_Healthcare_Existing_Food Preparation_Natural Gas_Range_Baseline Forecast | F4 | Commercial | Healthcare | Existing | Food Preparation | Natural Gas | Range | Baseline Forecast | Peak Demand (W) | 0 | 0 | 0 | 0 | 0 | 0 | 0 | 0 | 0 | 0 | 0 | 0 | 0 | 0 | 0 | 0 | 0 | 0 | 0 | 0 | 0 | 0 | 0 | 0 | 0 | 0 | 0 | 0 | 0 | 0
F5_Commercial_Healthcare_Existing_Food Preparation_Natural Gas_Range_Baseline Forecast | F5 | Commercial | Healthcare | Existing | Food Preparation | Natural Gas | Range | Baseline Forecast | Turnover | 0 | 50257.0098 | 64101.3937 | 74502.7519 | 82210.4367 | 87812.4534 | 91770.1681 | 94445.5503 | 96122.5554 | 97023.9083 | 84622.4795 | 77221.1848 | 73164.4043 | 71278.8914 | 70742.8323 | 81079.6145 | 82523.1861 | 83299.9642 | 83560.0948 | 81281.1602 | 77936.4347 | 74385.1328 | 0 | 0 | 0 | 0 | 0 | 0 | 0 | 0
F6_Commercial_Healthcare_Existing_Food Preparation_Natural Gas_Range_Baseline Forecast | F6 | Commercial | Healthcare | Existing | Food Preparation | Natural Gas | Range | Baseline Forecast | Avg. Replacement Usage | 0.049984 | 0.049984 | 0.047578 | 0.048312 | 0.049048 | 0.049999 | 0.050136 | 0.050461 | 0.050766 | 0.051234 | 0.051308 | 0.051545 | 0.051758 | 0.052171 | 0.052116 | 0.052276 | 0.052433 | 0.052782 | 0.052679 | 0.052781 | 0.052859 | 0.053156 | 0 | 0 | 0 | 0 | 0 | 0 | 0 | 0
F7_Commercial_Healthcare_Existing_Food Preparation_Natural Gas_Range_Baseline Forecast | F7 | Commercial | Healthcare | Existing | Food Preparation | Natural Gas | Range | Baseline Forecast | Avg. Replacement Demand (S) | 0 | 0 | 0 | 0 | 0 | 0 | 0 | 0 | 0 | 0 | 0 | 0 | 0 | 0 | 0 | 0 | 0 | 0 | 0 | 0 | 0 | 0 | 0 | 0 | 0 | 0 | 0 | 0 | 0 | 0
F8_Commercial_Healthcare_Existing_Food Preparation_Natural Gas_Range_Baseline Forecast | F8 | Commercial | Healthcare | Existing | Food Preparation | Natural Gas | Range | Baseline Forecast | Avg. Replacement Demand (W) | 0 | 0 | 0 | 0 | 0 | 0 | 0 | 0 | 0 | 0 | 0 | 0 | 0 | 0 | 0 | 0 | 0 | 0 | 0 | 0 | 0 | 0 | 0 | 0 | 0 | 0 | 0 | 0 | 0 | 0
F1_Commercial_Healthcare_Existing_Food Preparation_Natural Gas_Steamer_Baseline Forecast | F1 | Commercial | Healthcare | Existing | Food Preparation | Natural Gas | Steamer | Baseline Forecast | Units | 185932.3054 | 182424.1487 | 178982.1836 | 175605.1612 | 172291.8563 | 169041.0666 | 165851.6125 | 162722.3368 | 159652.104 | 156639.8002 | 153684.3322 | 150784.6279 | 147939.6349 | 145148.321 | 142409.6734 | 139722.6985 | 137086.4211 | 134499.8849 | 131962.1512 | 129472.2993 | 127029.4257 | 124632.6441 | 0 | 0 | 0 | 0 | 0 | 0 | 0 | 0
F2_Commercial_Healthcare_Existing_Food Preparation_Natural Gas_Steamer_Baseline Forecast | F2 | Commercial | Healthcare | Existing | Food Preparation | Natural Gas | Steamer | Baseline Forecast | Usage (MMtherm) | 0.015522 | 0.015229 | 0.014223 | 0.01417 | 0.014114 | 0.014116 | 0.013888 | 0.013714 | 0.013537 | 0.013404 | 0.01317 | 0.012981 | 0.012789 | 0.012647 | 0.012396 | 0.012199 | 0.012005 | 0.011857 | 0.01161 | 0.011414 | 0.011215 | 0.011065 | 0 | 0 | 0 | 0 | 0 | 0 | 0 | 0
F3_Commercial_Healthcare_Existing_Food Preparation_Natural Gas_Steamer_Baseline Forecast | F3 | Commercial | Healthcare | Existing | Food Preparation | Natural Gas | Steamer | Baseline Forecast | Peak Demand (S) | 0 | 0 | 0 | 0 | 0 | 0 | 0 | 0 | 0 | 0 | 0 | 0 | 0 | 0 | 0 | 0 | 0 | 0 | 0 | 0 | 0 | 0 | 0 | 0 | 0 | 0 | 0 | 0 | 0 | 0
F4_Commercial_Healthcare_Existing_Food Preparation_Natural Gas_Steamer_Baseline Forecast | F4 | Commercial | Healthcare | Existing | Food Preparation | Natural Gas | Steamer | Baseline Forecast | Peak Demand (W) | 0 | 0 | 0 | 0 | 0 | 0 | 0 | 0 | 0 | 0 | 0 | 0 | 0 | 0 | 0 | 0 | 0 | 0 | 0 | 0 | 0 | 0 | 0 | 0 | 0 | 0 | 0 | 0 | 0 | 0
F5_Commercial_Healthcare_Existing_Food Preparation_Natural Gas_Steamer_Baseline Forecast | F5 | Commercial | Healthcare | Existing | Food Preparation | Natural Gas | Steamer | Baseline Forecast | Turnover | 0 | 6756.45 | 7549.66 | 8210.1636 | 8755.5215 | 9201.0377 | 9560.0482 | 9844.1726 | 10063.5345 | 10226.952 | 9551.5486 | 9036.767 | 8649.6442 | 8363.0766 | 8154.8591 | 8006.8746 | 7904.4105 | 7835.5835 | 7790.8551 | 9165.3098 | 9040.3493 | 8869.3987 | 0 | 0 | 0 | 0 | 0 | 0 | 0 | 0
F6_Commercial_Healthcare_Existing_Food Preparation_Natural Gas_Steamer_Baseline Forecast | F6 | Commercial | Healthcare | Existing | Food Preparation | Natural Gas | Steamer | Baseline Forecast | Avg. Replacement Usage | 0.083482 | 0.083482 | 0.079464 | 0.08069 | 0.081919 | 0.083508 | 0.083736 | 0.084278 | 0.084789 | 0.08557 | 0.085693 | 0.086089 | 0.086445 | 0.087134 | 0.087042 | 0.087309 | 0.087572 | 0.088155 | 0.087982 | 0.088154 | 0.088284 | 0.08878 | 0 | 0 | 0 | 0 | 0 | 0 | 0 | 0
F7_Commercial_Healthcare_Existing_Food Preparation_Natural Gas_Steamer_Baseline Forecast | F7 | Commercial | Healthcare | Existing | Food Preparation | Natural Gas | Steamer | Baseline Forecast | Avg. Replacement Demand (S) | 0 | 0 | 0 | 0 | 0 | 0 | 0 | 0 | 0 | 0 | 0 | 0 | 0 | 0 | 0 | 0 | 0 | 0 | 0 | 0 | 0 | 0 | 0 | 0 | 0 | 0 | 0 | 0 | 0 | 0
F8_Commercial_Healthcare_Existing_Food Preparation_Natural Gas_Steamer_Baseline Forecast | F8 | Commercial | Healthcare | Existing | Food Preparation | Natural Gas | Steamer | Baseline Forecast | Avg. Replacement Demand (W) | 0 | 0 | 0 | 0 | 0 | 0 | 0 | 0 | 0 | 0 | 0 | 0 | 0 | 0 | 0 | 0 | 0 | 0 | 0 | 0 | 0 | 0 | 0 | 0 | 0 | 0 | 0 | 0 | 0 | 0
F1_Commercial_Healthcare_Existing_Food Preparation_Natural Gas_Food Prep Other_Baseline Forecast | F1 | Commercial | Healthcare | Existing | Food Preparation | Natural Gas | Food Prep Other | Baseline Forecast | Units | 185932.3054 | 182424.1487 | 178982.1836 | 175605.1612 | 172291.8563 | 169041.0666 | 165851.6125 | 162722.3368 | 159652.104 | 156639.8002 | 153684.3322 | 150784.6279 | 147939.6349 | 145148.321 | 142409.6734 | 139722.6985 | 137086.4211 | 134499.8849 | 131962.1512 | 129472.2993 | 127029.4257 | 124632.6441 | 0 | 0 | 0 | 0 | 0 | 0 | 0 | 0
F2_Commercial_Healthcare_Existing_Food Preparation_Natural Gas_Food Prep Other_Baseline Forecast | F2 | Commercial | Healthcare | Existing | Food Preparation | Natural Gas | Food Prep Other | Baseline Forecast | Usage (MMtherm) | 0.01104 | 0.010831 | 0.010116 | 0.010078 | 0.010038 | 0.01004 | 0.0098775 | 0.0097538 | 0.0096278 | 0.0095332 | 0.0093667 | 0.0092325 | 0.0090957 | 0.0089952 | 0.0088162 | 0.0086764 | 0.0085384 | 0.008433 | 0.0082577 | 0.0081177 | 0.0079762 | 0.0078697 | 0 | 0 | 0 | 0 | 0 | 0 | 0 | 0
F3_Commercial_Healthcare_Existing_Food Preparation_Natural Gas_Food Prep Other_Baseline Forecast | F3 | Commercial | Healthcare | Existing | Food Preparation | Natural Gas | Food Prep Other | Baseline Forecast | Peak Demand (S) | 0 | 0 | 0 | 0 | 0 | 0 | 0 | 0 | 0 | 0 | 0 | 0 | 0 | 0 | 0 | 0 | 0 | 0 | 0 | 0 | 0 | 0 | 0 | 0 | 0 | 0 | 0 | 0 | 0 | 0
F4_Commercial_Healthcare_Existing_Food Preparation_Natural Gas_Food Prep Other_Baseline Forecast | F4 | Commercial | Healthcare | Existing | Food Preparation | Natural Gas | Food Prep Other | Baseline Forecast | Peak Demand (W) | 0 | 0 | 0 | 0 | 0 | 0 | 0 | 0 | 0 | 0 | 0 | 0 | 0 | 0 | 0 | 0 | 0 | 0 | 0 | 0 | 0 | 0 | 0 | 0 | 0 | 0 | 0 | 0 | 0 | 0
F5_Commercial_Healthcare_Existing_Food Preparation_Natural Gas_Food Prep Other_Baseline Forecast | F5 | Commercial | Healthcare | Existing | Food Preparation | Natural Gas | Food Prep Other | Baseline Forecast | Turnover | 0 | 7296.9659 | 9307.0735 | 10817.2779 | 11936.3798 | 12749.7534 | 13324.3859 | 13712.8326 | 13956.322 | 14087.1922 | 12286.5915 | 11211.9754 | 10622.9592 | 10349.196 | 10271.3639 | 11772.1923 | 11981.7888 | 12094.5716 | 12132.3407 | 11801.4554 | 11315.8246 | 10800.2005 | 0 | 0 | 0 | 0 | 0 | 0 | 0 | 0
F6_Commercial_Healthcare_Existing_Food Preparation_Natural Gas_Food Prep Other_Baseline Forecast | F6 | Commercial | Healthcare | Existing | Food Preparation | Natural Gas | Food Prep Other | Baseline Forecast | Avg. Replacement Usage | 0.059375 | 0.059375 | 0.056517 | 0.05739 | 0.058264 | 0.059393 | 0.059556 | 0.059942 | 0.060305 | 0.060861 | 0.060948 | 0.061229 | 0.061483 | 0.061973 | 0.061907 | 0.062097 | 0.062285 | 0.062699 | 0.062576 | 0.062698 | 0.06279 | 0.063143 | 0 | 0 | 0 | 0 | 0 | 0 | 0 | 0
F7_Commercial_Healthcare_Existing_Food Preparation_Natural Gas_Food Prep Other_Baseline Forecast | F7 | Commercial | Healthcare | Existing | Food Preparation | Natural Gas | Food Prep Other | Baseline Forecast | Avg. Replacement Demand (S) | 0 | 0 | 0 | 0 | 0 | 0 | 0 | 0 | 0 | 0 | 0 | 0 | 0 | 0 | 0 | 0 | 0 | 0 | 0 | 0 | 0 | 0 | 0 | 0 | 0 | 0 | 0 | 0 | 0 | 0
F8_Commercial_Healthcare_Existing_Food Preparation_Natural Gas_Food Prep Other_Baseline Forecast | F8 | Commercial | Healthcare | Existing | Food Preparation | Natural Gas | Food Prep Other | Baseline Forecast | Avg. Replacement Demand (W) | 0 | 0 | 0 | 0 | 0 | 0 | 0 | 0 | 0 | 0 | 0 | 0 | 0 | 0 | 0 | 0 | 0 | 0 | 0 | 0 | 0 | 0 | 0 | 0 | 0 | 0 | 0 | 0 | 0 | 0
F1_Commercial_Healthcare_Existing_Miscellaneous_Natural Gas_Pool Heater_Baseline Forecast | F1 | Commercial | Healthcare | Existing | Miscellaneous | Natural Gas | Pool Heater | Baseline Forecast | Units | 50433.3355 | 49481.7631 | 48548.1449 | 47632.1422 | 46733.4225 | 45851.6598 | 44986.5342 | 44137.7317 | 43304.9443 | 42487.8698 | 41686.2119 | 40899.6796 | 40127.9876 | 39370.8557 | 38628.0094 | 37899.179 | 37184.1002 | 36482.5134 | 35794.1641 | 35118.8025 | 34456.1836 | 33806.0669 | 0 | 0 | 0 | 0 | 0 | 0 | 0 | 0
F2_Commercial_Healthcare_Existing_Miscellaneous_Natural Gas_Pool Heater_Baseline Forecast | F2 | Commercial | Healthcare | Existing | Miscellaneous | Natural Gas | Pool Heater | Baseline Forecast | Usage (MMtherm) | 0.0003295 | 0.00032328 | 0.00030191 | 0.00030079 | 0.00029961 | 0.00029966 | 0.00029481 | 0.00029112 | 0.00028735 | 0.00028453 | 0.00027956 | 0.00027556 | 0.00027147 | 0.00026848 | 0.00026313 | 0.00025896 | 0.00025484 | 0.00025169 | 0.00024646 | 0.00024228 | 0.00023806 | 0.00023488 | 0 | 0 | 0 | 0 | 0 | 0 | 0 | 0
F3_Commercial_Healthcare_Existing_Miscellaneous_Natural Gas_Pool Heater_Baseline Forecast | F3 | Commercial | Healthcare | Existing | Miscellaneous | Natural Gas | Pool Heater | Baseline Forecast | Peak Demand (S) | 0 | 0 | 0 | 0 | 0 | 0 | 0 | 0 | 0 | 0 | 0 | 0 | 0 | 0 | 0 | 0 | 0 | 0 | 0 | 0 | 0 | 0 | 0 | 0 | 0 | 0 | 0 | 0 | 0 | 0
F4_Commercial_Healthcare_Existing_Miscellaneous_Natural Gas_Pool Heater_Baseline Forecast | F4 | Commercial | Healthcare | Existing | Miscellaneous | Natural Gas | Pool Heater | Baseline Forecast | Peak Demand (W) | 0 | 0 | 0 | 0 | 0 | 0 | 0 | 0 | 0 | 0 | 0 | 0 | 0 | 0 | 0 | 0 | 0 | 0 | 0 | 0 | 0 | 0 | 0 | 0 | 0 | 0 | 0 | 0 | 0 | 0
F5_Commercial_Healthcare_Existing_Miscellaneous_Natural Gas_Pool Heater_Baseline Forecast | F5 | Commercial | Healthcare | Existing | Miscellaneous | Natural Gas | Pool Heater | Baseline Forecast | Turnover | 0 | 5937.8116 | 5631.5848 | 5372.9056 | 5151.8925 | 4960.7828 | 4973.4233 | 4927.6635 | 4844.7105 | 4739.4132 | 4622.0152 | 5818.7599 | 5421.1012 | 5102.9438 | 4841.1778 | 4619.9454 | 4707.2708 | 4690.904 | 4611.9608 | 4497.22 | 4363.8801 | 4559.365 | 0 | 0 | 0 | 0 | 0 | 0 | 0 | 0
F6_Commercial_Healthcare_Existing_Miscellaneous_Natural Gas_Pool Heater_Baseline Forecast | F6 | Commercial | Healthcare | Existing | Miscellaneous | Natural Gas | Pool Heater | Baseline Forecast | Avg. Replacement Usage | 0.0065333 | 0.0065333 | 0.0062189 | 0.0063148 | 0.006411 | 0.0065353 | 0.0065532 | 0.0065957 | 0.0066356 | 0.0066968 | 0.0067064 | 0.0067374 | 0.0067652 | 0.0068192 | 0.006812 | 0.0068329 | 0.0068535 | 0.006899 | 0.0068855 | 0.006899 | 0.0069091 | 0.006948 | 0 | 0 | 0 | 0 | 0 | 0 | 0 | 0
F7_Commercial_Healthcare_Existing_Miscellaneous_Natural Gas_Pool Heater_Baseline Forecast | F7 | Commercial | Healthcare | Existing | Miscellaneous | Natural Gas | Pool Heater | Baseline Forecast | Avg. Replacement Demand (S) | 0 | 0 | 0 | 0 | 0 | 0 | 0 | 0 | 0 | 0 | 0 | 0 | 0 | 0 | 0 | 0 | 0 | 0 | 0 | 0 | 0 | 0 | 0 | 0 | 0 | 0 | 0 | 0 | 0 | 0
F8_Commercial_Healthcare_Existing_Miscellaneous_Natural Gas_Pool Heater_Baseline Forecast | F8 | Commercial | Healthcare | Existing | Miscellaneous | Natural Gas | Pool Heater | Baseline Forecast | Avg. Replacement Demand (W) | 0 | 0 | 0 | 0 | 0 | 0 | 0 | 0 | 0 | 0 | 0 | 0 | 0 | 0 | 0 | 0 | 0 | 0 | 0 | 0 | 0 | 0 | 0 | 0 | 0 | 0 | 0 | 0 | 0 | 0
F1_Commercial_Healthcare_Existing_Miscellaneous_Natural Gas_Miscellaneous_Baseline Forecast | F1 | Commercial | Healthcare | Existing | Miscellaneous | Natural Gas | Miscellaneous | Baseline Forecast | Units | 3577654.1729 | 3510151.264 | 3443921.9949 | 3378942.3346 | 3315188.7056 | 3252637.9753 | 3191267.4475 | 3131054.8542 | 3071978.3475 | 3014016.4919 | 2957148.2562 | 2901353.006 | 2846610.4965 | 2792900.8645 | 2740204.6218 | 2688502.6478 | 2637776.1827 | 2588006.8208 | 2539176.5034 | 2491267.5128 | 2444262.4654 | 2398144.3056 | 0 | 0 | 0 | 0 | 0 | 0 | 0 | 0
F2_Commercial_Healthcare_Existing_Miscellaneous_Natural Gas_Miscellaneous_Baseline Forecast | F2 | Commercial | Healthcare | Existing | Miscellaneous | Natural Gas | Miscellaneous | Baseline Forecast | Usage (MMtherm) | 0.019176 | 0.018815 | 0.017571 | 0.017506 | 0.017437 | 0.01744 | 0.017157 | 0.016943 | 0.016724 | 0.016559 | 0.01627 | 0.016037 | 0.0158 | 0.015625 | 0.015314 | 0.015071 | 0.014831 | 0.014648 | 0.014344 | 0.014101 | 0.013855 | 0.01367 | 0 | 0 | 0 | 0 | 0 | 0 | 0 | 0
F3_Commercial_Healthcare_Existing_Miscellaneous_Natural Gas_Miscellaneous_Baseline Forecast | F3 | Commercial | Healthcare | Existing | Miscellaneous | Natural Gas | Miscellaneous | Baseline Forecast | Peak Demand (S) | 0 | 0 | 0 | 0 | 0 | 0 | 0 | 0 | 0 | 0 | 0 | 0 | 0 | 0 | 0 | 0 | 0 | 0 | 0 | 0 | 0 | 0 | 0 | 0 | 0 | 0 | 0 | 0 | 0 | 0
F4_Commercial_Healthcare_Existing_Miscellaneous_Natural Gas_Miscellaneous_Baseline Forecast | F4 | Commercial | Healthcare | Existing | Miscellaneous | Natural Gas | Miscellaneous | Baseline Forecast | Peak Demand (W) | 0 | 0 | 0 | 0 | 0 | 0 | 0 | 0 | 0 | 0 | 0 | 0 | 0 | 0 | 0 | 0 | 0 | 0 | 0 | 0 | 0 | 0 | 0 | 0 | 0 | 0 | 0 | 0 | 0 | 0
F5_Commercial_Healthcare_Existing_Miscellaneous_Natural Gas_Miscellaneous_Baseline Forecast | F5 | Commercial | Healthcare | Existing | Miscellaneous | Natural Gas | Miscellaneous | Baseline Forecast | Turnover | 0 | 300870.1083 | 351420.6117 | 392075.5245 | 370318.0387 | 358841.0385 | 354674.4841 | 348234.961 | 341271.0075 | 334852.3671 | 328585.6443 | 394832.7749 | 390762.6791 | 384340.9222 | 373032.9473 | 365351.0568 | 359732.7588 | 352915.9181 | 345991.1413 | 339509.2561 | 333145.8576 | 344294.7476 | 0 | 0 | 0 | 0 | 0 | 0 | 0 | 0
F6_Commercial_Healthcare_Existing_Miscellaneous_Natural Gas_Miscellaneous_Baseline Forecast | F6 | Commercial | Healthcare | Existing | Miscellaneous | Natural Gas | Miscellaneous | Baseline Forecast | Avg. Replacement Usage | 0.0053601 | 0.0053601 | 0.005102 | 0.0051808 | 0.0052597 | 0.0053617 | 0.0053764 | 0.0054112 | 0.005444 | 0.0054941 | 0.005502 | 0.0055274 | 0.0055503 | 0.0055945 | 0.0055886 | 0.0056058 | 0.0056227 | 0.0056601 | 0.005649 | 0.00566 | 0.0056684 | 0.0057002 | 0 | 0 | 0 | 0 | 0 | 0 | 0 | 0
F7_Commercial_Healthcare_Existing_Miscellaneous_Natural Gas_Miscellaneous_Baseline Forecast | F7 | Commercial | Healthcare | Existing | Miscellaneous | Natural Gas | Miscellaneous | Baseline Forecast | Avg. Replacement Demand (S) | 0 | 0 | 0 | 0 | 0 | 0 | 0 | 0 | 0 | 0 | 0 | 0 | 0 | 0 | 0 | 0 | 0 | 0 | 0 | 0 | 0 | 0 | 0 | 0 | 0 | 0 | 0 | 0 | 0 | 0
F8_Commercial_Healthcare_Existing_Miscellaneous_Natural Gas_Miscellaneous_Baseline Forecast | F8 | Commercial | Healthcare | Existing | Miscellaneous | Natural Gas | Miscellaneous | Baseline Forecast | Avg. Replacement Demand (W) | 0 | 0 | 0 | 0 | 0 | 0 | 0 | 0 | 0 | 0 | 0 | 0 | 0 | 0 | 0 | 0 | 0 | 0 | 0 | 0 | 0 | 0 | 0 | 0 | 0 | 0 | 0 | 0 | 0 | 0
F1_Commercial_Healthcare_New_Space Heating_Natural Gas_Furnace_Baseline Forecast | F1 | Commercial | Healthcare | New | Space Heating | Natural Gas | Furnace | Baseline Forecast | Units | 0 | 124540.0039 | 315163.3867 | 401467.9165 | 486160.6458 | 569848.4851 | 652535.9273 | 734521.4028 | 815502.6384 | 895601.9027 | 974519.3353 | 1052404.5731 | 1129419.4384 | 1205244.223 | 1280025.8964 | 1353603.483 | 1426286.9502 | 1497985.4991 | 1568544.9345 | 1638407.2069 | 1707335.8767 | 1775974.8916 | 0 | 0 | 0 | 0 | 0 | 0 | 0 | 0
F2_Commercial_Healthcare_New_Space Heating_Natural Gas_Furnace_Baseline Forecast | F2 | Commercial | Healthcare | New | Space Heating | Natural Gas | Furnace | Baseline Forecast | Usage (MMtherm) | 0 | 0.078825 | 0.18987 | 0.2456 | 0.30194 | 0.36078 | 0.41427 | 0.46933 | 0.52307 | 0.57871 | 0.62967 | 0.68226 | 0.73442 | 0.78925 | 0.83667 | 0.88686 | 0.93673 | 0.98982 | 1.0339 | 1.0815 | 1.1278 | 1.1789 | 0 | 0 | 0 | 0 | 0 | 0 | 0 | 0
F3_Commercial_Healthcare_New_Space Heating_Natural Gas_Furnace_Baseline Forecast | F3 | Commercial | Healthcare | New | Space Heating | Natural Gas | Furnace | Baseline Forecast | Peak Demand (S) | 0 | 0 | 0 | 0 | 0 | 0 | 0 | 0 | 0 | 0 | 0 | 0 | 0 | 0 | 0 | 0 | 0 | 0 | 0 | 0 | 0 | 0 | 0 | 0 | 0 | 0 | 0 | 0 | 0 | 0
F4_Commercial_Healthcare_New_Space Heating_Natural Gas_Furnace_Baseline Forecast | F4 | Commercial | Healthcare | New | Space Heating | Natural Gas | Furnace | Baseline Forecast | Peak Demand (W) | 0 | 0 | 0 | 0 | 0 | 0 | 0 | 0 | 0 | 0 | 0 | 0 | 0 | 0 | 0 | 0 | 0 | 0 | 0 | 0 | 0 | 0 | 0 | 0 | 0 | 0 | 0 | 0 | 0 | 0
F5_Commercial_Healthcare_New_Space Heating_Natural Gas_Furnace_Baseline Forecast | F5 | Commercial | Healthcare | New | Space Heating | Natural Gas | Furnace | Baseline Forecast | Turnover | 0 | 124540.0039 | 190623.3828 | 86304.5298 | 84692.7293 | 83687.8393 | 82687.4422 | 81985.4756 | 80981.2356 | 80099.2642 | 78917.4327 | 77885.2378 | 77014.8653 | 75824.7846 | 74781.6733 | 73577.5866 | 72683.4673 | 71698.5489 | 70559.4354 | 79442.2726 | 92435.0842 | 96976.0535 | 0 | 0 | 0 | 0 | 0 | 0 | 0 | 0
F6_Commercial_Healthcare_New_Space Heating_Natural Gas_Furnace_Baseline Forecast | F6 | Commercial | Healthcare | New | Space Heating | Natural Gas | Furnace | Baseline Forecast | Avg. Replacement Usage | 0.63293 | 0.63293 | 0.60246 | 0.61176 | 0.62108 | 0.63312 | 0.63486 | 0.63897 | 0.62848 | 0.6344 | 0.63531 | 0.6378 | 0.64071 | 0.64582 | 0.64526 | 0.64724 | 0.64931 | 0.65363 | 0.65235 | 0.65363 | 0.65459 | 0.65827 | 0 | 0 | 0 | 0 | 0 | 0 | 0 | 0
F7_Commercial_Healthcare_New_Space Heating_Natural Gas_Furnace_Baseline Forecast | F7 | Commercial | Healthcare | New | Space Heating | Natural Gas | Furnace | Baseline Forecast | Avg. Replacement Demand (S) | 0 | 0 | 0 | 0 | 0 | 0 | 0 | 0 | 0 | 0 | 0 | 0 | 0 | 0 | 0 | 0 | 0 | 0 | 0 | 0 | 0 | 0 | 0 | 0 | 0 | 0 | 0 | 0 | 0 | 0
F8_Commercial_Healthcare_New_Space Heating_Natural Gas_Furnace_Baseline Forecast | F8 | Commercial | Healthcare | New | Space Heating | Natural Gas | Furnace | Baseline Forecast | Avg. Replacement Demand (W) | 0 | 0 | 0 | 0 | 0 | 0 | 0 | 0 | 0 | 0 | 0 | 0 | 0 | 0 | 0 | 0 | 0 | 0 | 0 | 0 | 0 | 0 | 0 | 0 | 0 | 0 | 0 | 0 | 0 | 0
F1_Commercial_Healthcare_New_Space Heating_Natural Gas_Boiler_Baseline Forecast | F1 | Commercial | Healthcare | New | Space Heating | Natural Gas | Boiler | Baseline Forecast | Units | 0 | 60420.0588 | 152900.1908 | 194770.4702 | 235858.7914 | 276459.5945 | 316575.0591 | 356349.9676 | 395637.6733 | 434497.4942 | 472783.9546 | 510569.6499 | 547933.0877 | 584719.1629 | 620999.177 | 656695.0335 | 691957.1118 | 726741.3611 | 760972.9743 | 794866.3617 | 828306.8158 | 861606.7451 | 0 | 0 | 0 | 0 | 0 | 0 | 0 | 0
F2_Commercial_Healthcare_New_Space Heating_Natural Gas_Boiler_Baseline Forecast | F2 | Commercial | Healthcare | New | Space Heating | Natural Gas | Boiler | Baseline Forecast | Usage (MMtherm) | 0 | 0.066711 | 0.16069 | 0.20786 | 0.25554 | 0.30388 | 0.3477 | 0.39285 | 0.43786 | 0.48445 | 0.52712 | 0.57119 | 0.61488 | 0.6608 | 0.70052 | 0.74255 | 0.7843 | 0.82876 | 0.86568 | 0.9056 | 0.94472 | 0.98786 | 0 | 0 | 0 | 0 | 0 | 0 | 0 | 0
F3_Commercial_Healthcare_New_Space Heating_Natural Gas_Boiler_Baseline Forecast | F3 | Commercial | Healthcare | New | Space Heating | Natural Gas | Boiler | Baseline Forecast | Peak Demand (S) | 0 | 0 | 0 | 0 | 0 | 0 | 0 | 0 | 0 | 0 | 0 | 0 | 0 | 0 | 0 | 0 | 0 | 0 | 0 | 0 | 0 | 0 | 0 | 0 | 0 | 0 | 0 | 0 | 0 | 0
F4_Commercial_Healthcare_New_Space Heating_Natural Gas_Boiler_Baseline Forecast | F4 | Commercial | Healthcare | New | Space Heating | Natural Gas | Boiler | Baseline Forecast | Peak Demand (W) | 0 | 0 | 0 | 0 | 0 | 0 | 0 | 0 | 0 | 0 | 0 | 0 | 0 | 0 | 0 | 0 | 0 | 0 | 0 | 0 | 0 | 0 | 0 | 0 | 0 | 0 | 0 | 0 | 0 | 0
F5_Commercial_Healthcare_New_Space Heating_Natural Gas_Boiler_Baseline Forecast | F5 | Commercial | Healthcare | New | Space Heating | Natural Gas | Boiler | Baseline Forecast | Turnover | 0 | 60420.0588 | 92480.132 | 41870.2795 | 41088.3212 | 40600.8031 | 40115.4646 | 39774.9085 | 39287.7057 | 38859.821 | 38286.4604 | 37785.6954 | 37363.4378 | 36786.0752 | 36280.0141 | 35695.8565 | 35262.0783 | 34784.2493 | 34231.6132 | 33893.3874 | 33440.4541 | 33299.9292 | 0 | 0 | 0 | 0 | 0 | 0 | 0 | 0
F6_Commercial_Healthcare_New_Space Heating_Natural Gas_Boiler_Baseline Forecast | F6 | Commercial | Healthcare | New | Space Heating | Natural Gas | Boiler | Baseline Forecast | Avg. Replacement Usage | 1.1041 | 1.1041 | 1.051 | 1.0672 | 1.0835 | 1.0686 | 1.0716 | 1.0785 | 1.085 | 1.095 | 1.0966 | 1.1017 | 1.1062 | 1.115 | 1.1139 | 1.1173 | 1.1206 | 1.1281 | 1.1259 | 1.1281 | 1.1298 | 1.1361 | 0 | 0 | 0 | 0 | 0 | 0 | 0 | 0
F7_Commercial_Healthcare_New_Space Heating_Natural Gas_Boiler_Baseline Forecast | F7 | Commercial | Healthcare | New | Space Heating | Natural Gas | Boiler | Baseline Forecast | Avg. Replacement Demand (S) | 0 | 0 | 0 | 0 | 0 | 0 | 0 | 0 | 0 | 0 | 0 | 0 | 0 | 0 | 0 | 0 | 0 | 0 | 0 | 0 | 0 | 0 | 0 | 0 | 0 | 0 | 0 | 0 | 0 | 0
F8_Commercial_Healthcare_New_Space Heating_Natural Gas_Boiler_Baseline Forecast | F8 | Commercial | Healthcare | New | Space Heating | Natural Gas | Boiler | Baseline Forecast | Avg. Replacement Demand (W) | 0 | 0 | 0 | 0 | 0 | 0 | 0 | 0 | 0 | 0 | 0 | 0 | 0 | 0 | 0 | 0 | 0 | 0 | 0 | 0 | 0 | 0 | 0 | 0 | 0 | 0 | 0 | 0 | 0 | 0
F1_Commercial_Healthcare_New_Space Heating_Natural Gas_Unit Heater_Baseline Forecast | F1 | Commercial | Healthcare | New | Space Heating | Natural Gas | Unit Heater | Baseline Forecast | Units | 0 | 18264.9138 | 46221.5507 | 58878.8877 | 71299.8396 | 83573.4154 | 95700.2739 | 107724.1827 | 119600.8107 | 131348.0896 | 142922.0422 | 154344.6142 | 165639.5382 | 176759.9261 | 187727.3324 | 198518.1485 | 209177.834 | 219693.0723 | 230041.2493 | 240287.1811 | 250396.1916 | 260462.7217 | 0 | 0 | 0 | 0 | 0 | 0 | 0 | 0
F2_Commercial_Healthcare_New_Space Heating_Natural Gas_Unit Heater_Baseline Forecast | F2 | Commercial | Healthcare | New | Space Heating | Natural Gas | Unit Heater | Baseline Forecast | Usage (MMtherm) | 0 | 0.015576 | 0.03752 | 0.048532 | 0.059666 | 0.071293 | 0.081861 | 0.092743 | 0.10359 | 0.11481 | 0.12511 | 0.13573 | 0.14627 | 0.15733 | 0.16692 | 0.17706 | 0.18713 | 0.19784 | 0.20675 | 0.21638 | 0.22582 | 0.23622 | 0 | 0 | 0 | 0 | 0 | 0 | 0 | 0
F3_Commercial_Healthcare_New_Space Heating_Natural Gas_Unit Heater_Baseline Forecast | F3 | Commercial | Healthcare | New | Space Heating | Natural Gas | Unit Heater | Baseline Forecast | Peak Demand (S) | 0 | 0 | 0 | 0 | 0 | 0 | 0 | 0 | 0 | 0 | 0 | 0 | 0 | 0 | 0 | 0 | 0 | 0 | 0 | 0 | 0 | 0 | 0 | 0 | 0 | 0 | 0 | 0 | 0 | 0
F4_Commercial_Healthcare_New_Space Heating_Natural Gas_Unit Heater_Baseline Forecast | F4 | Commercial | Healthcare | New | Space Heating | Natural Gas | Unit Heater | Baseline Forecast | Peak Demand (W) | 0 | 0 | 0 | 0 | 0 | 0 | 0 | 0 | 0 | 0 | 0 | 0 | 0 | 0 | 0 | 0 | 0 | 0 | 0 | 0 | 0 | 0 | 0 | 0 | 0 | 0 | 0 | 0 | 0 | 0
F5_Commercial_Healthcare_New_Space Heating_Natural Gas_Unit Heater_Baseline Forecast | F5 | Commercial | Healthcare | New | Space Heating | Natural Gas | Unit Heater | Baseline Forecast | Turnover | 0 | 18264.9138 | 27956.6369 | 12657.337 | 12420.9519 | 12273.5758 | 12126.8585 | 12023.9088 | 11876.6279 | 11747.2789 | 11573.9526 | 11422.572 | 14947.9068 | 19634.1015 | 20309.8445 | 20748.9571 | 21080.9134 | 26065.6299 | 27733.8992 | 22519.2154 | 22215.1263 | 22027.5794 | 0 | 0 | 0 | 0 | 0 | 0 | 0 | 0
F6_Commercial_Healthcare_New_Space Heating_Natural Gas_Unit Heater_Baseline Forecast | F6 | Commercial | Healthcare | New | Space Heating | Natural Gas | Unit Heater | Baseline Forecast | Avg. Replacement Usage | 0.85279 | 0.85279 | 0.81174 | 0.82427 | 0.83683 | 0.85306 | 0.85539 | 0.86093 | 0.86614 | 0.87413 | 0.87538 | 0.87943 | 0.88306 | 0.8901 | 0.88916 | 0.89189 | 0.89458 | 0.90053 | 0.89877 | 0.90052 | 0.90185 | 0.90691 | 0 | 0 | 0 | 0 | 0 | 0 | 0 | 0
F7_Commercial_Healthcare_New_Space Heating_Natural Gas_Unit Heater_Baseline Forecast | F7 | Commercial | Healthcare | New | Space Heating | Natural Gas | Unit Heater | Baseline Forecast | Avg. Replacement Demand (S) | 0 | 0 | 0 | 0 | 0 | 0 | 0 | 0 | 0 | 0 | 0 | 0 | 0 | 0 | 0 | 0 | 0 | 0 | 0 | 0 | 0 | 0 | 0 | 0 | 0 | 0 | 0 | 0 | 0 | 0
F8_Commercial_Healthcare_New_Space Heating_Natural Gas_Unit Heater_Baseline Forecast | F8 | Commercial | Healthcare | New | Space Heating | Natural Gas | Unit Heater | Baseline Forecast | Avg. Replacement Demand (W) | 0 | 0 | 0 | 0 | 0 | 0 | 0 | 0 | 0 | 0 | 0 | 0 | 0 | 0 | 0 | 0 | 0 | 0 | 0 | 0 | 0 | 0 | 0 | 0 | 0 | 0 | 0 | 0 | 0 | 0
F1_Commercial_Healthcare_New_Water Heating_Natural Gas_Water Heater_Baseline Forecast | F1 | Commercial | Healthcare | New | Water Heating | Natural Gas | Water Heater | Baseline Forecast | Units | 0 | 125142.604 | 316688.3383 | 403410.4618 | 488512.9859 | 572605.7578 | 655693.292 | 738075.4631 | 819448.535 | 899935.3681 | 979234.6511 | 1057496.745 | 1134884.2549 | 1211075.9259 | 1286219.4383 | 1360153.0379 | 1433188.1919 | 1505233.6618 | 1576134.5066 | 1646334.815 | 1715597.0036 | 1784568.1357 | 0 | 0 | 0 | 0 | 0 | 0 | 0 | 0
F2_Commercial_Healthcare_New_Water Heating_Natural Gas_Water Heater_Baseline Forecast | F2 | Commercial | Healthcare | New | Water Heating | Natural Gas | Water Heater | Baseline Forecast | Usage (MMtherm) | 0 | 0.10587 | 0.25502 | 0.32987 | 0.40554 | 0.48457 | 0.5564 | 0.63037 | 0.7041 | 0.78039 | 0.85037 | 0.92258 | 0.99419 | 1.0694 | 1.1345 | 1.2034 | 1.2719 | 1.3447 | 1.4053 | 1.4707 | 1.5349 | 1.6056 | 0 | 0 | 0 | 0 | 0 | 0 | 0 | 0
F3_Commercial_Healthcare_New_Water Heating_Natural Gas_Water Heater_Baseline Forecast | F3 | Commercial | Healthcare | New | Water Heating | Natural Gas | Water Heater | Baseline Forecast | Peak Demand (S) | 0 | 0 | 0 | 0 | 0 | 0 | 0 | 0 | 0 | 0 | 0 | 0 | 0 | 0 | 0 | 0 | 0 | 0 | 0 | 0 | 0 | 0 | 0 | 0 | 0 | 0 | 0 | 0 | 0 | 0
F4_Commercial_Healthcare_New_Water Heating_Natural Gas_Water Heater_Baseline Forecast | F4 | Commercial | Healthcare | New | Water Heating | Natural Gas | Water Heater | Baseline Forecast | Peak Demand (W) | 0 | 0 | 0 | 0 | 0 | 0 | 0 | 0 | 0 | 0 | 0 | 0 | 0 | 0 | 0 | 0 | 0 | 0 | 0 | 0 | 0 | 0 | 0 | 0 | 0 | 0 | 0 | 0 | 0 | 0
F5_Commercial_Healthcare_New_Water Heating_Natural Gas_Water Heater_Baseline Forecast | F5 | Commercial | Healthcare | New | Water Heating | Natural Gas | Water Heater | Baseline Forecast | Turnover | 0 | 125142.604 | 191545.7344 | 86722.1235 | 85102.5241 | 84092.7719 | 83087.5342 | 82382.171 | 81373.0719 | 80486.8331 | 104327.8039 | 136594.0574 | 141397.5054 | 144420.1722 | 146544.8678 | 180477.5735 | 192153.9495 | 156136.2401 | 153846.2593 | 157157.5003 | 165883.2365 | 174362.5649 | 0 | 0 | 0 | 0 | 0 | 0 | 0 | 0
F6_Commercial_Healthcare_New_Water Heating_Natural Gas_Water Heater_Baseline Forecast | F6 | Commercial | Healthcare | New | Water Heating | Natural Gas | Water Heater | Baseline Forecast | Avg. Replacement Usage | 0.846 | 0.846 | 0.80528 | 0.81771 | 0.83016 | 0.84626 | 0.84857 | 0.85407 | 0.85924 | 0.86716 | 0.8684 | 0.87242 | 0.87602 | 0.88301 | 0.88208 | 0.88478 | 0.88745 | 0.89335 | 0.89161 | 0.89335 | 0.89466 | 0.89969 | 0 | 0 | 0 | 0 | 0 | 0 | 0 | 0
F7_Commercial_Healthcare_New_Water Heating_Natural Gas_Water Heater_Baseline Forecast | F7 | Commercial | Healthcare | New | Water Heating | Natural Gas | Water Heater | Baseline Forecast | Avg. Replacement Demand (S) | 0 | 0 | 0 | 0 | 0 | 0 | 0 | 0 | 0 | 0 | 0 | 0 | 0 | 0 | 0 | 0 | 0 | 0 | 0 | 0 | 0 | 0 | 0 | 0 | 0 | 0 | 0 | 0 | 0 | 0
F8_Commercial_Healthcare_New_Water Heating_Natural Gas_Water Heater_Baseline Forecast | F8 | Commercial | Healthcare | New | Water Heating | Natural Gas | Water Heater | Baseline Forecast | Avg. Replacement Demand (W) | 0 | 0 | 0 | 0 | 0 | 0 | 0 | 0 | 0 | 0 | 0 | 0 | 0 | 0 | 0 | 0 | 0 | 0 | 0 | 0 | 0 | 0 | 0 | 0 | 0 | 0 | 0 | 0 | 0 | 0
F1_Commercial_Healthcare_New_Food Preparation_Natural Gas_Oven_Baseline Forecast | F1 | Commercial | Healthcare | New | Food Preparation | Natural Gas | Oven | Baseline Forecast | Units | 0 | 13601.5112 | 34420.2521 | 43845.9145 | 53095.5457 | 62235.4289 | 71266.0547 | 80220.0159 | 89064.3 | 97812.2606 | 106431.1486 | 114937.3064 | 123348.4074 | 131629.535 | 139796.7402 | 147832.4423 | 155770.494 | 163600.9789 | 171307.0566 | 178936.9944 | 186464.9697 | 193961.3106 | 0 | 0 | 0 | 0 | 0 | 0 | 0 | 0
F2_Commercial_Healthcare_New_Food Preparation_Natural Gas_Oven_Baseline Forecast | F2 | Commercial | Healthcare | New | Food Preparation | Natural Gas | Oven | Baseline Forecast | Usage (MMtherm) | 0 | 0.00055497 | 0.0013368 | 0.0017292 | 0.0021259 | 0.0025401 | 0.0029167 | 0.0033044 | 0.0036909 | 0.0040908 | 0.0044576 | 0.0048362 | 0.0052115 | 0.0056057 | 0.0059473 | 0.0063084 | 0.0066672 | 0.0070489 | 0.0073665 | 0.0077097 | 0.0080458 | 0.0084163 | 0 | 0 | 0 | 0 | 0 | 0 | 0 | 0
F3_Commercial_Healthcare_New_Food Preparation_Natural Gas_Oven_Baseline Forecast | F3 | Commercial | Healthcare | New | Food Preparation | Natural Gas | Oven | Baseline Forecast | Peak Demand (S) | 0 | 0 | 0 | 0 | 0 | 0 | 0 | 0 | 0 | 0 | 0 | 0 | 0 | 0 | 0 | 0 | 0 | 0 | 0 | 0 | 0 | 0 | 0 | 0 | 0 | 0 | 0 | 0 | 0 | 0
F4_Commercial_Healthcare_New_Food Preparation_Natural Gas_Oven_Baseline Forecast | F4 | Commercial | Healthcare | New | Food Preparation | Natural Gas | Oven | Baseline Forecast | Peak Demand (W) | 0 | 0 | 0 | 0 | 0 | 0 | 0 | 0 | 0 | 0 | 0 | 0 | 0 | 0 | 0 | 0 | 0 | 0 | 0 | 0 | 0 | 0 | 0 | 0 | 0 | 0 | 0 | 0 | 0 | 0
F5_Commercial_Healthcare_New_Food Preparation_Natural Gas_Oven_Baseline Forecast | F5 | Commercial | Healthcare | New | Food Preparation | Natural Gas | Oven | Baseline Forecast | Turnover | 0 | 13601.5112 | 20818.7409 | 9425.6624 | 9249.6312 | 9139.8832 | 9030.6258 | 8953.9612 | 8844.2842 | 8747.9605 | 8618.888 | 8506.1579 | 11131.4033 | 14621.1175 | 15124.3297 | 15451.3279 | 15698.529 | 19410.5464 | 20652.8727 | 16769.6034 | 16543.1544 | 16403.492 | 0 | 0 | 0 | 0 | 0 | 0 | 0 | 0
F6_Commercial_Healthcare_New_Food Preparation_Natural Gas_Oven_Baseline Forecast | F6 | Commercial | Healthcare | New | Food Preparation | Natural Gas | Oven | Baseline Forecast | Avg. Replacement Usage | 0.040802 | 0.040802 | 0.038838 | 0.039438 | 0.040038 | 0.040815 | 0.040927 | 0.041191 | 0.041441 | 0.041823 | 0.041883 | 0.042076 | 0.04225 | 0.042587 | 0.042542 | 0.042673 | 0.042802 | 0.043086 | 0.043002 | 0.043086 | 0.043149 | 0.043392 | 0 | 0 | 0 | 0 | 0 | 0 | 0 | 0
F7_Commercial_Healthcare_New_Food Preparation_Natural Gas_Oven_Baseline Forecast | F7 | Commercial | Healthcare | New | Food Preparation | Natural Gas | Oven | Baseline Forecast | Avg. Replacement Demand (S) | 0 | 0 | 0 | 0 | 0 | 0 | 0 | 0 | 0 | 0 | 0 | 0 | 0 | 0 | 0 | 0 | 0 | 0 | 0 | 0 | 0 | 0 | 0 | 0 | 0 | 0 | 0 | 0 | 0 | 0
F8_Commercial_Healthcare_New_Food Preparation_Natural Gas_Oven_Baseline Forecast | F8 | Commercial | Healthcare | New | Food Preparation | Natural Gas | Oven | Baseline Forecast | Avg. Replacement Demand (W) | 0 | 0 | 0 | 0 | 0 | 0 | 0 | 0 | 0 | 0 | 0 | 0 | 0 | 0 | 0 | 0 | 0 | 0 | 0 | 0 | 0 | 0 | 0 | 0 | 0 | 0 | 0 | 0 | 0 | 0
F1_Commercial_Healthcare_New_Food Preparation_Natural Gas_Conveyor Oven_Baseline Forecast | F1 | Commercial | Healthcare | New | Food Preparation | Natural Gas | Conveyor Oven | Baseline Forecast | Units | 0 | 6800.7556 | 17210.1261 | 21922.9573 | 26547.7729 | 31117.7144 | 35633.0273 | 40110.0079 | 44532.15 | 48906.1303 | 53215.5743 | 57468.6532 | 61674.2037 | 65814.7675 | 69898.3701 | 73916.2211 | 77885.247 | 81800.4894 | 85653.5283 | 89468.4972 | 93232.4848 | 96980.6553 | 0 | 0 | 0 | 0 | 0 | 0 | 0 | 0
F2_Commercial_Healthcare_New_Food Preparation_Natural Gas_Conveyor Oven_Baseline Forecast | F2 | Commercial | Healthcare | New | Food Preparation | Natural Gas | Conveyor Oven | Baseline Forecast | Usage (MMtherm) | 0 | 0.0004748 | 0.0011437 | 0.0014794 | 0.0018187 | 0.0021732 | 0.0024953 | 0.002827 | 0.0031577 | 0.0034998 | 0.0038137 | 0.0041375 | 0.0044586 | 0.0047959 | 0.0050881 | 0.0053971 | 0.005704 | 0.0060306 | 0.0063023 | 0.0065959 | 0.0068835 | 0.0072004 | 0 | 0 | 0 | 0 | 0 | 0 | 0 | 0
F3_Commercial_Healthcare_New_Food Preparation_Natural Gas_Conveyor Oven_Baseline Forecast | F3 | Commercial | Healthcare | New | Food Preparation | Natural Gas | Conveyor Oven | Baseline Forecast | Peak Demand (S) | 0 | 0 | 0 | 0 | 0 | 0 | 0 | 0 | 0 | 0 | 0 | 0 | 0 | 0 | 0 | 0 | 0 | 0 | 0 | 0 | 0 | 0 | 0 | 0 | 0 | 0 | 0 | 0 | 0 | 0
F4_Commercial_Healthcare_New_Food Preparation_Natural Gas_Conveyor Oven_Baseline Forecast | F4 | Commercial | Healthcare | New | Food Preparation | Natural Gas | Conveyor Oven | Baseline Forecast | Peak Demand (W) | 0 | 0 | 0 | 0 | 0 | 0 | 0 | 0 | 0 | 0 | 0 | 0 | 0 | 0 | 0 | 0 | 0 | 0 | 0 | 0 | 0 | 0 | 0 | 0 | 0 | 0 | 0 | 0 | 0 | 0
F5_Commercial_Healthcare_New_Food Preparation_Natural Gas_Conveyor Oven_Baseline Forecast | F5 | Commercial | Healthcare | New | Food Preparation | Natural Gas | Conveyor Oven | Baseline Forecast | Turnover | 0 | 6800.7556 | 10409.3705 | 4712.8312 | 4624.8156 | 4569.9416 | 4515.3129 | 4476.9806 | 4422.1421 | 4373.9803 | 4309.444 | 4253.0789 | 4205.5505 | 4140.5638 | 4083.6026 | 4017.851 | 3969.0259 | 5275.3936 | 7023.0339 | 7293.5311 | 7471.8006 | 7628.4091 | 0 | 0 | 0 | 0 | 0 | 0 | 0 | 0
F6_Commercial_Healthcare_New_Food Preparation_Natural Gas_Conveyor Oven_Baseline Forecast | F6 | Commercial | Healthcare | New | Food Preparation | Natural Gas | Conveyor Oven | Baseline Forecast | Avg. Replacement Usage | 0.069816 | 0.069816 | 0.066455 | 0.067481 | 0.068509 | 0.069837 | 0.070028 | 0.070481 | 0.070908 | 0.071562 | 0.071664 | 0.071996 | 0.072293 | 0.07287 | 0.072793 | 0.073016 | 0.073236 | 0.073723 | 0.073579 | 0.073723 | 0.073831 | 0.074246 | 0 | 0 | 0 | 0 | 0 | 0 | 0 | 0
F7_Commercial_Healthcare_New_Food Preparation_Natural Gas_Conveyor Oven_Baseline Forecast | F7 | Commercial | Healthcare | New | Food Preparation | Natural Gas | Conveyor Oven | Baseline Forecast | Avg. Replacement Demand (S) | 0 | 0 | 0 | 0 | 0 | 0 | 0 | 0 | 0 | 0 | 0 | 0 | 0 | 0 | 0 | 0 | 0 | 0 | 0 | 0 | 0 | 0 | 0 | 0 | 0 | 0 | 0 | 0 | 0 | 0
F8_Commercial_Healthcare_New_Food Preparation_Natural Gas_Conveyor Oven_Baseline Forecast | F8 | Commercial | Healthcare | New | Food Preparation | Natural Gas | Conveyor Oven | Baseline Forecast | Avg. Replacement Demand (W) | 0 | 0 | 0 | 0 | 0 | 0 | 0 | 0 | 0 | 0 | 0 | 0 | 0 | 0 | 0 | 0 | 0 | 0 | 0 | 0 | 0 | 0 | 0 | 0 | 0 | 0 | 0 | 0 | 0 | 0
F1_Commercial_Healthcare_New_Food Preparation_Natural Gas_Double Rack Oven_Baseline Forecast | F1 | Commercial | Healthcare | New | Food Preparation | Natural Gas | Double Rack Oven | Baseline Forecast | Units | 0 | 6800.7556 | 17210.1261 | 21922.9573 | 26547.7729 | 31117.7144 | 35633.0273 | 40110.0079 | 44532.15 | 48906.1303 | 53215.5743 | 57468.6532 | 61674.2037 | 65814.7675 | 69898.3701 | 73916.2211 | 77885.247 | 81800.4894 | 85653.5283 | 89468.4972 | 93232.4848 | 96980.6553 | 0 | 0 | 0 | 0 | 0 | 0 | 0 | 0
F2_Commercial_Healthcare_New_Food Preparation_Natural Gas_Double Rack Oven_Baseline Forecast | F2 | Commercial | Healthcare | New | Food Preparation | Natural Gas | Double Rack Oven | Baseline Forecast | Usage (MMtherm) | 0 | 0.00072131 | 0.0017375 | 0.0022474 | 0.002763 | 0.0033014 | 0.0037908 | 0.0042947 | 0.0047971 | 0.0053169 | 0.0057936 | 0.0062856 | 0.0067735 | 0.0072859 | 0.0077298 | 0.0081992 | 0.0086655 | 0.0091616 | 0.0095744 | 0.01002 | 0.010457 | 0.010939 | 0 | 0 | 0 | 0 | 0 | 0 | 0 | 0
F3_Commercial_Healthcare_New_Food Preparation_Natural Gas_Double Rack Oven_Baseline Forecast | F3 | Commercial | Healthcare | New | Food Preparation | Natural Gas | Double Rack Oven | Baseline Forecast | Peak Demand (S) | 0 | 0 | 0 | 0 | 0 | 0 | 0 | 0 | 0 | 0 | 0 | 0 | 0 | 0 | 0 | 0 | 0 | 0 | 0 | 0 | 0 | 0 | 0 | 0 | 0 | 0 | 0 | 0 | 0 | 0
F4_Commercial_Healthcare_New_Food Preparation_Natural Gas_Double Rack Oven_Baseline Forecast | F4 | Commercial | Healthcare | New | Food Preparation | Natural Gas | Double Rack Oven | Baseline Forecast | Peak Demand (W) | 0 | 0 | 0 | 0 | 0 | 0 | 0 | 0 | 0 | 0 | 0 | 0 | 0 | 0 | 0 | 0 | 0 | 0 | 0 | 0 | 0 | 0 | 0 | 0 | 0 | 0 | 0 | 0 | 0 | 0
F5_Commercial_Healthcare_New_Food Preparation_Natural Gas_Double Rack Oven_Baseline Forecast | F5 | Commercial | Healthcare | New | Food Preparation | Natural Gas | Double Rack Oven | Baseline Forecast | Turnover | 0 | 6800.7556 | 10409.3705 | 4712.8312 | 4624.8156 | 4569.9416 | 4515.3129 | 4476.9806 | 4422.1421 | 4373.9803 | 4309.444 | 4253.0789 | 5565.7016 | 7310.5588 | 7562.1648 | 7725.6639 | 7849.2645 | 9705.2732 | 10326.4363 | 8384.8017 | 8271.5772 | 8201.746 | 0 | 0 | 0 | 0 | 0 | 0 | 0 | 0
F6_Commercial_Healthcare_New_Food Preparation_Natural Gas_Double Rack Oven_Baseline Forecast | F6 | Commercial | Healthcare | New | Food Preparation | Natural Gas | Double Rack Oven | Baseline Forecast | Avg. Replacement Usage | 0.10606 | 0.10606 | 0.10096 | 0.10252 | 0.10408 | 0.1061 | 0.10639 | 0.10707 | 0.10772 | 0.10872 | 0.10887 | 0.10937 | 0.10983 | 0.1107 | 0.11059 | 0.11092 | 0.11126 | 0.112 | 0.11178 | 0.112 | 0.11216 | 0.11279 | 0 | 0 | 0 | 0 | 0 | 0 | 0 | 0
F7_Commercial_Healthcare_New_Food Preparation_Natural Gas_Double Rack Oven_Baseline Forecast | F7 | Commercial | Healthcare | New | Food Preparation | Natural Gas | Double Rack Oven | Baseline Forecast | Avg. Replacement Demand (S) | 0 | 0 | 0 | 0 | 0 | 0 | 0 | 0 | 0 | 0 | 0 | 0 | 0 | 0 | 0 | 0 | 0 | 0 | 0 | 0 | 0 | 0 | 0 | 0 | 0 | 0 | 0 | 0 | 0 | 0
F8_Commercial_Healthcare_New_Food Preparation_Natural Gas_Double Rack Oven_Baseline Forecast | F8 | Commercial | Healthcare | New | Food Preparation | Natural Gas | Double Rack Oven | Baseline Forecast | Avg. Replacement Demand (W) | 0 | 0 | 0 | 0 | 0 | 0 | 0 | 0 | 0 | 0 | 0 | 0 | 0 | 0 | 0 | 0 | 0 | 0 | 0 | 0 | 0 | 0 | 0 | 0 | 0 | 0 | 0 | 0 | 0 | 0
F1_Commercial_Healthcare_New_Food Preparation_Natural Gas_Fryer_Baseline Forecast | F1 | Commercial | Healthcare | New | Food Preparation | Natural Gas | Fryer | Baseline Forecast | Units | 0 | 7825.2645 | 19802.7684 | 25225.5703 | 30547.0974 | 35805.484 | 41001.0122 | 46152.4335 | 51240.7551 | 56273.6594 | 61232.3053 | 66126.095 | 70965.1963 | 75729.5208 | 80428.3031 | 85051.4287 | 89618.3738 | 94123.4331 | 98556.9181 | 102946.5981 | 107277.6167 | 111590.4353 | 0 | 0 | 0 | 0 | 0 | 0 | 0 | 0
F2_Commercial_Healthcare_New_Food Preparation_Natural Gas_Fryer_Baseline Forecast | F2 | Commercial | Healthcare | New | Food Preparation | Natural Gas | Fryer | Baseline Forecast | Usage (MMtherm) | 0 | 0.00051648 | 0.0012441 | 0.0016092 | 0.0019784 | 0.0023639 | 0.0027144 | 0.0030752 | 0.0034349 | 0.003807 | 0.0041484 | 0.0045007 | 0.00485 | 0.0052169 | 0.0055348 | 0.0058709 | 0.0062047 | 0.00656 | 0.0068556 | 0.0071749 | 0.0074877 | 0.0078325 | 0 | 0 | 0 | 0 | 0 | 0 | 0 | 0
F3_Commercial_Healthcare_New_Food Preparation_Natural Gas_Fryer_Baseline Forecast | F3 | Commercial | Healthcare | New | Food Preparation | Natural Gas | Fryer | Baseline Forecast | Peak Demand (S) | 0 | 0 | 0 | 0 | 0 | 0 | 0 | 0 | 0 | 0 | 0 | 0 | 0 | 0 | 0 | 0 | 0 | 0 | 0 | 0 | 0 | 0 | 0 | 0 | 0 | 0 | 0 | 0 | 0 | 0
F4_Commercial_Healthcare_New_Food Preparation_Natural Gas_Fryer_Baseline Forecast | F4 | Commercial | Healthcare | New | Food Preparation | Natural Gas | Fryer | Baseline Forecast | Peak Demand (W) | 0 | 0 | 0 | 0 | 0 | 0 | 0 | 0 | 0 | 0 | 0 | 0 | 0 | 0 | 0 | 0 | 0 | 0 | 0 | 0 | 0 | 0 | 0 | 0 | 0 | 0 | 0 | 0 | 0 | 0
F5_Commercial_Healthcare_New_Food Preparation_Natural Gas_Fryer_Baseline Forecast | F5 | Commercial | Healthcare | New | Food Preparation | Natural Gas | Fryer | Baseline Forecast | Turnover | 0 | 7825.2645 | 11977.5039 | 5422.8019 | 5321.5271 | 5258.3865 | 7151.8443 | 9613.0344 | 9790.2318 | 9889.7188 | 11772.8254 | 12777.7312 | 11599.8545 | 12258.4144 | 12776.7959 | 14074.1685 | 15433.712 | 15597.148 | 15840.7638 | 16586.208 | 17235.4257 | 17570.0362 | 0 | 0 | 0 | 0 | 0 | 0 | 0 | 0
F6_Commercial_Healthcare_New_Food Preparation_Natural Gas_Fryer_Baseline Forecast | F6 | Commercial | Healthcare | New | Food Preparation | Natural Gas | Fryer | Baseline Forecast | Avg. Replacement Usage | 0.066001 | 0.066001 | 0.062824 | 0.063794 | 0.064766 | 0.066022 | 0.066202 | 0.066631 | 0.067034 | 0.067652 | 0.067749 | 0.068062 | 0.068344 | 0.068889 | 0.068816 | 0.069027 | 0.069235 | 0.069696 | 0.069559 | 0.069695 | 0.069798 | 0.07019 | 0 | 0 | 0 | 0 | 0 | 0 | 0 | 0
F7_Commercial_Healthcare_New_Food Preparation_Natural Gas_Fryer_Baseline Forecast | F7 | Commercial | Healthcare | New | Food Preparation | Natural Gas | Fryer | Baseline Forecast | Avg. Replacement Demand (S) | 0 | 0 | 0 | 0 | 0 | 0 | 0 | 0 | 0 | 0 | 0 | 0 | 0 | 0 | 0 | 0 | 0 | 0 | 0 | 0 | 0 | 0 | 0 | 0 | 0 | 0 | 0 | 0 | 0 | 0
F8_Commercial_Healthcare_New_Food Preparation_Natural Gas_Fryer_Baseline Forecast | F8 | Commercial | Healthcare | New | Food Preparation | Natural Gas | Fryer | Baseline Forecast | Avg. Replacement Demand (W) | 0 | 0 | 0 | 0 | 0 | 0 | 0 | 0 | 0 | 0 | 0 | 0 | 0 | 0 | 0 | 0 | 0 | 0 | 0 | 0 | 0 | 0 | 0 | 0 | 0 | 0 | 0 | 0 | 0 | 0
F1_Commercial_Healthcare_New_Food Preparation_Natural Gas_Broiler_Baseline Forecast | F1 | Commercial | Healthcare | New | Food Preparation | Natural Gas | Broiler | Baseline Forecast | Units | 0 | 4308.511 | 10903.2028 | 13888.9424 | 16818.9211 | 19714.1352 | 22574.7402 | 25411.0604 | 28212.6385 | 30983.7044 | 33713.8844 | 36408.3552 | 39072.7151 | 41695.9037 | 44283.0055 | 46828.4514 | 49342.9649 | 51823.4047 | 54264.4365 | 56681.3496 | 59065.9644 | 61440.5584 | 0 | 0 | 0 | 0 | 0 | 0 | 0 | 0
F2_Commercial_Healthcare_New_Food Preparation_Natural Gas_Broiler_Baseline Forecast | F2 | Commercial | Healthcare | New | Food Preparation | Natural Gas | Broiler | Baseline Forecast | Usage (MMtherm) | 0 | 0.0002921 | 0.0007036 | 0.00091011 | 0.0011189 | 0.0013369 | 0.0015351 | 0.0017392 | 0.0019426 | 0.0021531 | 0.0023462 | 0.0025454 | 0.002743 | 0.0029504 | 0.0031302 | 0.0033203 | 0.0035091 | 0.00371 | 0.0038772 | 0.0040578 | 0.0042347 | 0.0044297 | 0 | 0 | 0 | 0 | 0 | 0 | 0 | 0
F3_Commercial_Healthcare_New_Food Preparation_Natural Gas_Broiler_Baseline Forecast | F3 | Commercial | Healthcare | New | Food Preparation | Natural Gas | Broiler | Baseline Forecast | Peak Demand (S) | 0 | 0 | 0 | 0 | 0 | 0 | 0 | 0 | 0 | 0 | 0 | 0 | 0 | 0 | 0 | 0 | 0 | 0 | 0 | 0 | 0 | 0 | 0 | 0 | 0 | 0 | 0 | 0 | 0 | 0
F4_Commercial_Healthcare_New_Food Preparation_Natural Gas_Broiler_Baseline Forecast | F4 | Commercial | Healthcare | New | Food Preparation | Natural Gas | Broiler | Baseline Forecast | Peak Demand (W) | 0 | 0 | 0 | 0 | 0 | 0 | 0 | 0 | 0 | 0 | 0 | 0 | 0 | 0 | 0 | 0 | 0 | 0 | 0 | 0 | 0 | 0 | 0 | 0 | 0 | 0 | 0 | 0 | 0 | 0
F5_Commercial_Healthcare_New_Food Preparation_Natural Gas_Broiler_Baseline Forecast | F5 | Commercial | Healthcare | New | Food Preparation | Natural Gas | Broiler | Baseline Forecast | Turnover | 0 | 4308.511 | 6594.6918 | 2985.7396 | 2929.9787 | 2895.2141 | 2860.605 | 2836.3202 | 2801.5781 | 2771.0659 | 2730.18 | 2694.4708 | 3526.0621 | 4631.4887 | 4790.8898 | 4894.4721 | 4972.7772 | 6148.6221 | 6542.1502 | 5312.0583 | 5240.3267 | 5196.0863 | 0 | 0 | 0 | 0 | 0 | 0 | 0 | 0
F6_Commercial_Healthcare_New_Food Preparation_Natural Gas_Broiler_Baseline Forecast | F6 | Commercial | Healthcare | New | Food Preparation | Natural Gas | Broiler | Baseline Forecast | Avg. Replacement Usage | 0.067795 | 0.067795 | 0.064532 | 0.065528 | 0.066526 | 0.067816 | 0.068002 | 0.068442 | 0.068856 | 0.069491 | 0.069591 | 0.069912 | 0.070201 | 0.070761 | 0.070686 | 0.070903 | 0.071117 | 0.07159 | 0.07145 | 0.071589 | 0.071695 | 0.072098 | 0 | 0 | 0 | 0 | 0 | 0 | 0 | 0
F7_Commercial_Healthcare_New_Food Preparation_Natural Gas_Broiler_Baseline Forecast | F7 | Commercial | Healthcare | New | Food Preparation | Natural Gas | Broiler | Baseline Forecast | Avg. Replacement Demand (S) | 0 | 0 | 0 | 0 | 0 | 0 | 0 | 0 | 0 | 0 | 0 | 0 | 0 | 0 | 0 | 0 | 0 | 0 | 0 | 0 | 0 | 0 | 0 | 0 | 0 | 0 | 0 | 0 | 0 | 0
F8_Commercial_Healthcare_New_Food Preparation_Natural Gas_Broiler_Baseline Forecast | F8 | Commercial | Healthcare | New | Food Preparation | Natural Gas | Broiler | Baseline Forecast | Avg. Replacement Demand (W) | 0 | 0 | 0 | 0 | 0 | 0 | 0 | 0 | 0 | 0 | 0 | 0 | 0 | 0 | 0 | 0 | 0 | 0 | 0 | 0 | 0 | 0 | 0 | 0 | 0 | 0 | 0 | 0 | 0 | 0
F1_Commercial_Healthcare_New_Food Preparation_Natural Gas_Griddle_Baseline Forecast | F1 | Commercial | Healthcare | New | Food Preparation | Natural Gas | Griddle | Baseline Forecast | Units | 0 | 10520.5123 | 26623.4157 | 33913.9878 | 41068.403 | 48137.9302 | 55122.9489 | 62048.669 | 68889.556 | 75655.9384 | 82322.4857 | 88901.8384 | 95407.6663 | 101812.9623 | 108130.1414 | 114345.6054 | 120485.5387 | 126542.271 | 132502.7768 | 138404.3897 | 144227.1366 | 150025.4149 | 0 | 0 | 0 | 0 | 0 | 0 | 0 | 0
F2_Commercial_Healthcare_New_Food Preparation_Natural Gas_Griddle_Baseline Forecast | F2 | Commercial | Healthcare | New | Food Preparation | Natural Gas | Griddle | Baseline Forecast | Usage (MMtherm) | 0 | 0.00050695 | 0.0012211 | 0.0015796 | 0.0019419 | 0.0023203 | 0.0026643 | 0.0030184 | 0.0033715 | 0.0037368 | 0.0040719 | 0.0044177 | 0.0047606 | 0.0051207 | 0.0054326 | 0.0057625 | 0.0060903 | 0.006439 | 0.0067291 | 0.0070425 | 0.0073496 | 0.007688 | 0 | 0 | 0 | 0 | 0 | 0 | 0 | 0
F3_Commercial_Healthcare_New_Food Preparation_Natural Gas_Griddle_Baseline Forecast | F3 | Commercial | Healthcare | New | Food Preparation | Natural Gas | Griddle | Baseline Forecast | Peak Demand (S) | 0 | 0 | 0 | 0 | 0 | 0 | 0 | 0 | 0 | 0 | 0 | 0 | 0 | 0 | 0 | 0 | 0 | 0 | 0 | 0 | 0 | 0 | 0 | 0 | 0 | 0 | 0 | 0 | 0 | 0
F4_Commercial_Healthcare_New_Food Preparation_Natural Gas_Griddle_Baseline Forecast | F4 | Commercial | Healthcare | New | Food Preparation | Natural Gas | Griddle | Baseline Forecast | Peak Demand (W) | 0 | 0 | 0 | 0 | 0 | 0 | 0 | 0 | 0 | 0 | 0 | 0 | 0 | 0 | 0 | 0 | 0 | 0 | 0 | 0 | 0 | 0 | 0 | 0 | 0 | 0 | 0 | 0 | 0 | 0
F5_Commercial_Healthcare_New_Food Preparation_Natural Gas_Griddle_Baseline Forecast | F5 | Commercial | Healthcare | New | Food Preparation | Natural Gas | Griddle | Baseline Forecast | Turnover | 0 | 10520.5123 | 16102.9034 | 7290.572 | 7154.4153 | 7069.5272 | 6985.0187 | 6925.7201 | 6840.887 | 6766.3825 | 6666.5473 | 6579.3527 | 8609.9304 | 11309.1586 | 11698.3837 | 11951.3106 | 12142.5161 | 15013.6915 | 15974.6074 | 12970.9719 | 12795.8178 | 12687.7916 | 0 | 0 | 0 | 0 | 0 | 0 | 0 | 0
F6_Commercial_Healthcare_New_Food Preparation_Natural Gas_Griddle_Baseline Forecast | F6 | Commercial | Healthcare | New | Food Preparation | Natural Gas | Griddle | Baseline Forecast | Avg. Replacement Usage | 0.048187 | 0.048187 | 0.045867 | 0.046575 | 0.047285 | 0.048202 | 0.048333 | 0.048646 | 0.048941 | 0.049392 | 0.049463 | 0.049692 | 0.049897 | 0.050295 | 0.050242 | 0.050396 | 0.050548 | 0.050884 | 0.050784 | 0.050884 | 0.050958 | 0.051245 | 0 | 0 | 0 | 0 | 0 | 0 | 0 | 0
F7_Commercial_Healthcare_New_Food Preparation_Natural Gas_Griddle_Baseline Forecast | F7 | Commercial | Healthcare | New | Food Preparation | Natural Gas | Griddle | Baseline Forecast | Avg. Replacement Demand (S) | 0 | 0 | 0 | 0 | 0 | 0 | 0 | 0 | 0 | 0 | 0 | 0 | 0 | 0 | 0 | 0 | 0 | 0 | 0 | 0 | 0 | 0 | 0 | 0 | 0 | 0 | 0 | 0 | 0 | 0
F8_Commercial_Healthcare_New_Food Preparation_Natural Gas_Griddle_Baseline Forecast | F8 | Commercial | Healthcare | New | Food Preparation | Natural Gas | Griddle | Baseline Forecast | Avg. Replacement Demand (W) | 0 | 0 | 0 | 0 | 0 | 0 | 0 | 0 | 0 | 0 | 0 | 0 | 0 | 0 | 0 | 0 | 0 | 0 | 0 | 0 | 0 | 0 | 0 | 0 | 0 | 0 | 0 | 0 | 0 | 0
F1_Commercial_Healthcare_New_Food Preparation_Natural Gas_Range_Baseline Forecast | F1 | Commercial | Healthcare | New | Food Preparation | Natural Gas | Range | Baseline Forecast | Units | 0 | 61517.1136 | 155676.4192 | 198306.9427 | 240141.3099 | 281479.307 | 322323.1532 | 362820.2598 | 402821.3174 | 442386.7211 | 481368.3537 | 519840.1288 | 557881.9793 | 595335.984 | 632274.739 | 668618.7298 | 704521.0662 | 739936.8975 | 774790.0585 | 809298.8525 | 843346.4893 | 877251.0496 | 0 | 0 | 0 | 0 | 0 | 0 | 0 | 0
F2_Commercial_Healthcare_New_Food Preparation_Natural Gas_Range_Baseline Forecast | F2 | Commercial | Healthcare | New | Food Preparation | Natural Gas | Range | Baseline Forecast | Usage (MMtherm) | 0 | 0.0030749 | 0.0074068 | 0.0095807 | 0.011779 | 0.014074 | 0.01616 | 0.018308 | 0.02045 | 0.022665 | 0.024698 | 0.026795 | 0.028875 | 0.031059 | 0.032951 | 0.034952 | 0.03694 | 0.039055 | 0.040815 | 0.042716 | 0.044579 | 0.046631 | 0 | 0 | 0 | 0 | 0 | 0 | 0 | 0
F3_Commercial_Healthcare_New_Food Preparation_Natural Gas_Range_Baseline Forecast | F3 | Commercial | Healthcare | New | Food Preparation | Natural Gas | Range | Baseline Forecast | Peak Demand (S) | 0 | 0 | 0 | 0 | 0 | 0 | 0 | 0 | 0 | 0 | 0 | 0 | 0 | 0 | 0 | 0 | 0 | 0 | 0 | 0 | 0 | 0 | 0 | 0 | 0 | 0 | 0 | 0 | 0 | 0
F4_Commercial_Healthcare_New_Food Preparation_Natural Gas_Range_Baseline Forecast | F4 | Commercial | Healthcare | New | Food Preparation | Natural Gas | Range | Baseline Forecast | Peak Demand (W) | 0 | 0 | 0 | 0 | 0 | 0 | 0 | 0 | 0 | 0 | 0 | 0 | 0 | 0 | 0 | 0 | 0 | 0 | 0 | 0 | 0 | 0 | 0 | 0 | 0 | 0 | 0 | 0 | 0 | 0
F5_Commercial_Healthcare_New_Food Preparation_Natural Gas_Range_Baseline Forecast | F5 | Commercial | Healthcare | New | Food Preparation | Natural Gas | Range | Baseline Forecast | Turnover | 0 | 61517.1136 | 94159.3056 | 42630.5235 | 41834.3672 | 41337.9971 | 40843.8463 | 40497.1066 | 40001.0576 | 39565.4037 | 51285.0553 | 67146.3744 | 69507.6347 | 70993.5054 | 72037.955 | 88718.4623 | 94458.2897 | 76752.8445 | 75627.1446 | 77254.8715 | 81544.2349 | 85712.4701 | 0 | 0 | 0 | 0 | 0 | 0 | 0 | 0
F6_Commercial_Healthcare_New_Food Preparation_Natural Gas_Range_Baseline Forecast | F6 | Commercial | Healthcare | New | Food Preparation | Natural Gas | Range | Baseline Forecast | Avg. Replacement Usage | 0.049984 | 0.049984 | 0.047578 | 0.048312 | 0.049048 | 0.049999 | 0.050136 | 0.050461 | 0.050766 | 0.051234 | 0.051308 | 0.051545 | 0.051758 | 0.052171 | 0.052116 | 0.052276 | 0.052433 | 0.052782 | 0.052679 | 0.052781 | 0.052859 | 0.053156 | 0 | 0 | 0 | 0 | 0 | 0 | 0 | 0
F7_Commercial_Healthcare_New_Food Preparation_Natural Gas_Range_Baseline Forecast | F7 | Commercial | Healthcare | New | Food Preparation | Natural Gas | Range | Baseline Forecast | Avg. Replacement Demand (S) | 0 | 0 | 0 | 0 | 0 | 0 | 0 | 0 | 0 | 0 | 0 | 0 | 0 | 0 | 0 | 0 | 0 | 0 | 0 | 0 | 0 | 0 | 0 | 0 | 0 | 0 | 0 | 0 | 0 | 0
F8_Commercial_Healthcare_New_Food Preparation_Natural Gas_Range_Baseline Forecast | F8 | Commercial | Healthcare | New | Food Preparation | Natural Gas | Range | Baseline Forecast | Avg. Replacement Demand (W) | 0 | 0 | 0 | 0 | 0 | 0 | 0 | 0 | 0 | 0 | 0 | 0 | 0 | 0 | 0 | 0 | 0 | 0 | 0 | 0 | 0 | 0 | 0 | 0 | 0 | 0 | 0 | 0 | 0 | 0
F1_Commercial_Healthcare_New_Food Preparation_Natural Gas_Steamer_Baseline Forecast | F1 | Commercial | Healthcare | New | Food Preparation | Natural Gas | Steamer | Baseline Forecast | Units | 0 | 8931.8542 | 22603.1261 | 28792.7796 | 34866.8368 | 40868.8246 | 46799.0651 | 52678.9614 | 58486.8349 | 64231.4545 | 69891.3146 | 75477.147 | 81000.5573 | 86438.6166 | 91801.8651 | 97078.7581 | 102291.526 | 107433.6568 | 112494.0917 | 117504.527 | 122448.0054 | 127370.7102 | 0 | 0 | 0 | 0 | 0 | 0 | 0 | 0
F2_Commercial_Healthcare_New_Food Preparation_Natural Gas_Steamer_Baseline Forecast | F2 | Commercial | Healthcare | New | Food Preparation | Natural Gas | Steamer | Baseline Forecast | Usage (MMtherm) | 0 | 0.00074565 | 0.0017961 | 0.0023233 | 0.0028563 | 0.0034129 | 0.0039188 | 0.0044397 | 0.004959 | 0.0054963 | 0.0059892 | 0.0064978 | 0.0070021 | 0.0075318 | 0.0079906 | 0.0084759 | 0.0089579 | 0.0094708 | 0.0098975 | 0.010359 | 0.01081 | 0.011308 | 0 | 0 | 0 | 0 | 0 | 0 | 0 | 0
F3_Commercial_Healthcare_New_Food Preparation_Natural Gas_Steamer_Baseline Forecast | F3 | Commercial | Healthcare | New | Food Preparation | Natural Gas | Steamer | Baseline Forecast | Peak Demand (S) | 0 | 0 | 0 | 0 | 0 | 0 | 0 | 0 | 0 | 0 | 0 | 0 | 0 | 0 | 0 | 0 | 0 | 0 | 0 | 0 | 0 | 0 | 0 | 0 | 0 | 0 | 0 | 0 | 0 | 0
F4_Commercial_Healthcare_New_Food Preparation_Natural Gas_Steamer_Baseline Forecast | F4 | Commercial | Healthcare | New | Food Preparation | Natural Gas | Steamer | Baseline Forecast | Peak Demand (W) | 0 | 0 | 0 | 0 | 0 | 0 | 0 | 0 | 0 | 0 | 0 | 0 | 0 | 0 | 0 | 0 | 0 | 0 | 0 | 0 | 0 | 0 | 0 | 0 | 0 | 0 | 0 | 0 | 0 | 0
F5_Commercial_Healthcare_New_Food Preparation_Natural Gas_Steamer_Baseline Forecast | F5 | Commercial | Healthcare | New | Food Preparation | Natural Gas | Steamer | Baseline Forecast | Turnover | 0 | 8931.8542 | 13671.2719 | 6189.6535 | 6074.0572 | 6001.9877 | 5930.2405 | 5879.8963 | 5807.8735 | 5744.6196 | 6652.2884 | 7987.021 | 8345.5395 | 8621.5138 | 8859.8735 | 9043.9196 | 9214.5578 | 9344.5966 | 9434.2512 | 12387.9452 | 13848.1973 | 11461.357 | 0 | 0 | 0 | 0 | 0 | 0 | 0 | 0
F6_Commercial_Healthcare_New_Food Preparation_Natural Gas_Steamer_Baseline Forecast | F6 | Commercial | Healthcare | New | Food Preparation | Natural Gas | Steamer | Baseline Forecast | Avg. Replacement Usage | 0.083482 | 0.083482 | 0.079464 | 0.08069 | 0.081919 | 0.083508 | 0.083736 | 0.084278 | 0.084789 | 0.08557 | 0.085693 | 0.086089 | 0.086445 | 0.087134 | 0.087042 | 0.087309 | 0.087572 | 0.088155 | 0.087982 | 0.088154 | 0.088284 | 0.08878 | 0 | 0 | 0 | 0 | 0 | 0 | 0 | 0
F7_Commercial_Healthcare_New_Food Preparation_Natural Gas_Steamer_Baseline Forecast | F7 | Commercial | Healthcare | New | Food Preparation | Natural Gas | Steamer | Baseline Forecast | Avg. Replacement Demand (S) | 0 | 0 | 0 | 0 | 0 | 0 | 0 | 0 | 0 | 0 | 0 | 0 | 0 | 0 | 0 | 0 | 0 | 0 | 0 | 0 | 0 | 0 | 0 | 0 | 0 | 0 | 0 | 0 | 0 | 0
F8_Commercial_Healthcare_New_Food Preparation_Natural Gas_Steamer_Baseline Forecast | F8 | Commercial | Healthcare | New | Food Preparation | Natural Gas | Steamer | Baseline Forecast | Avg. Replacement Demand (W) | 0 | 0 | 0 | 0 | 0 | 0 | 0 | 0 | 0 | 0 | 0 | 0 | 0 | 0 | 0 | 0 | 0 | 0 | 0 | 0 | 0 | 0 | 0 | 0 | 0 | 0 | 0 | 0 | 0 | 0
F1_Commercial_Healthcare_New_Food Preparation_Natural Gas_Food Prep Other_Baseline Forecast | F1 | Commercial | Healthcare | New | Food Preparation | Natural Gas | Food Prep Other | Baseline Forecast | Units | 0 | 8931.8542 | 22603.1261 | 28792.7796 | 34866.8368 | 40868.8246 | 46799.0651 | 52678.9614 | 58486.8349 | 64231.4545 | 69891.3146 | 75477.147 | 81000.5573 | 86438.6166 | 91801.8651 | 97078.7581 | 102291.526 | 107433.6568 | 112494.0917 | 117504.527 | 122448.0054 | 127370.7102 | 0 | 0 | 0 | 0 | 0 | 0 | 0 | 0
F2_Commercial_Healthcare_New_Food Preparation_Natural Gas_Food Prep Other_Baseline Forecast | F2 | Commercial | Healthcare | New | Food Preparation | Natural Gas | Food Prep Other | Baseline Forecast | Usage (MMtherm) | 0 | 0.00053033 | 0.0012775 | 0.0016524 | 0.0020315 | 0.0024273 | 0.0027872 | 0.0031577 | 0.003527 | 0.0039092 | 0.0042597 | 0.0046214 | 0.0049801 | 0.0053568 | 0.0056832 | 0.0060283 | 0.0063712 | 0.006736 | 0.0070394 | 0.0073673 | 0.0076886 | 0.0080426 | 0 | 0 | 0 | 0 | 0 | 0 | 0 | 0
F3_Commercial_Healthcare_New_Food Preparation_Natural Gas_Food Prep Other_Baseline Forecast | F3 | Commercial | Healthcare | New | Food Preparation | Natural Gas | Food Prep Other | Baseline Forecast | Peak Demand (S) | 0 | 0 | 0 | 0 | 0 | 0 | 0 | 0 | 0 | 0 | 0 | 0 | 0 | 0 | 0 | 0 | 0 | 0 | 0 | 0 | 0 | 0 | 0 | 0 | 0 | 0 | 0 | 0 | 0 | 0
F4_Commercial_Healthcare_New_Food Preparation_Natural Gas_Food Prep Other_Baseline Forecast | F4 | Commercial | Healthcare | New | Food Preparation | Natural Gas | Food Prep Other | Baseline Forecast | Peak Demand (W) | 0 | 0 | 0 | 0 | 0 | 0 | 0 | 0 | 0 | 0 | 0 | 0 | 0 | 0 | 0 | 0 | 0 | 0 | 0 | 0 | 0 | 0 | 0 | 0 | 0 | 0 | 0 | 0 | 0 | 0
F5_Commercial_Healthcare_New_Food Preparation_Natural Gas_Food Prep Other_Baseline Forecast | F5 | Commercial | Healthcare | New | Food Preparation | Natural Gas | Food Prep Other | Baseline Forecast | Turnover | 0 | 8931.8542 | 13671.2719 | 6189.6535 | 6074.0572 | 6001.9877 | 5930.2405 | 5879.8963 | 5807.8735 | 5744.6196 | 7446.2309 | 9749.1834 | 10092.0219 | 10307.7599 | 10459.4067 | 12881.2995 | 13714.6823 | 11143.9756 | 10980.5319 | 11216.8664 | 11839.652 | 12444.8505 | 0 | 0 | 0 | 0 | 0 | 0 | 0 | 0
F6_Commercial_Healthcare_New_Food Preparation_Natural Gas_Food Prep Other_Baseline Forecast | F6 | Commercial | Healthcare | New | Food Preparation | Natural Gas | Food Prep Other | Baseline Forecast | Avg. Replacement Usage | 0.059375 | 0.059375 | 0.056517 | 0.05739 | 0.058264 | 0.059393 | 0.059556 | 0.059942 | 0.060305 | 0.060861 | 0.060948 | 0.061229 | 0.061483 | 0.061973 | 0.061907 | 0.062097 | 0.062285 | 0.062699 | 0.062576 | 0.062698 | 0.06279 | 0.063143 | 0 | 0 | 0 | 0 | 0 | 0 | 0 | 0
F7_Commercial_Healthcare_New_Food Preparation_Natural Gas_Food Prep Other_Baseline Forecast | F7 | Commercial | Healthcare | New | Food Preparation | Natural Gas | Food Prep Other | Baseline Forecast | Avg. Replacement Demand (S) | 0 | 0 | 0 | 0 | 0 | 0 | 0 | 0 | 0 | 0 | 0 | 0 | 0 | 0 | 0 | 0 | 0 | 0 | 0 | 0 | 0 | 0 | 0 | 0 | 0 | 0 | 0 | 0 | 0 | 0
F8_Commercial_Healthcare_New_Food Preparation_Natural Gas_Food Prep Other_Baseline Forecast | F8 | Commercial | Healthcare | New | Food Preparation | Natural Gas | Food Prep Other | Baseline Forecast | Avg. Replacement Demand (W) | 0 | 0 | 0 | 0 | 0 | 0 | 0 | 0 | 0 | 0 | 0 | 0 | 0 | 0 | 0 | 0 | 0 | 0 | 0 | 0 | 0 | 0 | 0 | 0 | 0 | 0 | 0 | 0 | 0 | 0
F1_Commercial_Healthcare_New_Miscellaneous_Natural Gas_Pool Heater_Baseline Forecast | F1 | Commercial | Healthcare | New | Miscellaneous | Natural Gas | Pool Heater | Baseline Forecast | Units | 0 | 2422.7269 | 6131.0004 | 7809.9172 | 9457.479 | 11085.4923 | 12694.0444 | 14288.941 | 15864.3016 | 17422.5048 | 18957.7175 | 20472.8504 | 21971.0516 | 23446.1017 | 24900.8598 | 26332.1942 | 27746.135 | 29140.9158 | 30513.5369 | 31872.5959 | 33213.4931 | 34548.7555 | 0 | 0 | 0 | 0 | 0 | 0 | 0 | 0
F2_Commercial_Healthcare_New_Miscellaneous_Natural Gas_Pool Heater_Baseline Forecast | F2 | Commercial | Healthcare | New | Miscellaneous | Natural Gas | Pool Heater | Baseline Forecast | Usage (MMtherm) | 0 | 1.5829e-05 | 3.8128e-05 | 4.9318e-05 | 6.0632e-05 | 7.2448e-05 | 8.3187e-05 | 9.4245e-05 | 0.00010527 | 0.00011667 | 0.00012714 | 0.00013793 | 0.00014864 | 0.00015988 | 0.00016962 | 0.00017992 | 0.00019016 | 0.00020104 | 0.0002101 | 0.00021989 | 0.00022948 | 0.00024004 | 0 | 0 | 0 | 0 | 0 | 0 | 0 | 0
F3_Commercial_Healthcare_New_Miscellaneous_Natural Gas_Pool Heater_Baseline Forecast | F3 | Commercial | Healthcare | New | Miscellaneous | Natural Gas | Pool Heater | Baseline Forecast | Peak Demand (S) | 0 | 0 | 0 | 0 | 0 | 0 | 0 | 0 | 0 | 0 | 0 | 0 | 0 | 0 | 0 | 0 | 0 | 0 | 0 | 0 | 0 | 0 | 0 | 0 | 0 | 0 | 0 | 0 | 0 | 0
F4_Commercial_Healthcare_New_Miscellaneous_Natural Gas_Pool Heater_Baseline Forecast | F4 | Commercial | Healthcare | New | Miscellaneous | Natural Gas | Pool Heater | Baseline Forecast | Peak Demand (W) | 0 | 0 | 0 | 0 | 0 | 0 | 0 | 0 | 0 | 0 | 0 | 0 | 0 | 0 | 0 | 0 | 0 | 0 | 0 | 0 | 0 | 0 | 0 | 0 | 0 | 0 | 0 | 0 | 0 | 0
F5_Commercial_Healthcare_New_Miscellaneous_Natural Gas_Pool Heater_Baseline Forecast | F5 | Commercial | Healthcare | New | Miscellaneous | Natural Gas | Pool Heater | Baseline Forecast | Turnover | 0 | 2422.7269 | 3708.2735 | 1678.9168 | 1647.5618 | 1628.0133 | 2093.0975 | 2724.1875 | 2814.5768 | 2879.0886 | 2917.5235 | 3674.7045 | 4107.6943 | 3593.5762 | 3717.1771 | 3819.6499 | 4181.4531 | 4595.7659 | 4675.8195 | 4761.9644 | 4837.2271 | 5167.1074 | 0 | 0 | 0 | 0 | 0 | 0 | 0 | 0
F6_Commercial_Healthcare_New_Miscellaneous_Natural Gas_Pool Heater_Baseline Forecast | F6 | Commercial | Healthcare | New | Miscellaneous | Natural Gas | Pool Heater | Baseline Forecast | Avg. Replacement Usage | 0.0065333 | 0.0065333 | 0.0062189 | 0.0063148 | 0.006411 | 0.0065353 | 0.0065532 | 0.0065957 | 0.0066356 | 0.0066968 | 0.0067064 | 0.0067374 | 0.0067652 | 0.0068192 | 0.006812 | 0.0068329 | 0.0068535 | 0.006899 | 0.0068855 | 0.006899 | 0.0069091 | 0.006948 | 0 | 0 | 0 | 0 | 0 | 0 | 0 | 0
F7_Commercial_Healthcare_New_Miscellaneous_Natural Gas_Pool Heater_Baseline Forecast | F7 | Commercial | Healthcare | New | Miscellaneous | Natural Gas | Pool Heater | Baseline Forecast | Avg. Replacement Demand (S) | 0 | 0 | 0 | 0 | 0 | 0 | 0 | 0 | 0 | 0 | 0 | 0 | 0 | 0 | 0 | 0 | 0 | 0 | 0 | 0 | 0 | 0 | 0 | 0 | 0 | 0 | 0 | 0 | 0 | 0
F8_Commercial_Healthcare_New_Miscellaneous_Natural Gas_Pool Heater_Baseline Forecast | F8 | Commercial | Healthcare | New | Miscellaneous | Natural Gas | Pool Heater | Baseline Forecast | Avg. Replacement Demand (W) | 0 | 0 | 0 | 0 | 0 | 0 | 0 | 0 | 0 | 0 | 0 | 0 | 0 | 0 | 0 | 0 | 0 | 0 | 0 | 0 | 0 | 0 | 0 | 0 | 0 | 0 | 0 | 0 | 0 | 0
F1_Commercial_Healthcare_New_Miscellaneous_Natural Gas_Miscellaneous_Baseline Forecast | F1 | Commercial | Healthcare | New | Miscellaneous | Natural Gas | Miscellaneous | Baseline Forecast | Units | 0 | 171864.084 | 434922.6359 | 554022.11 | 670897.3138 | 786385.7786 | 900493.7043 | 1013632.9224 | 1125386.2984 | 1235922.5618 | 1344827.9083 | 1452308.8352 | 1558588.6559 | 1663226.176 | 1766424.2118 | 1867960.6188 | 1968263.1492 | 2067206.5011 | 2164577.8867 | 2260987.1935 | 2356108.1373 | 2450829.3598 | 0 | 0 | 0 | 0 | 0 | 0 | 0 | 0
F2_Commercial_Healthcare_New_Miscellaneous_Natural Gas_Miscellaneous_Baseline Forecast | F2 | Commercial | Healthcare | New | Miscellaneous | Natural Gas | Miscellaneous | Baseline Forecast | Usage (MMtherm) | 0 | 0.0009212 | 0.002219 | 0.0028703 | 0.0035287 | 0.0042164 | 0.0048414 | 0.0054849 | 0.0061266 | 0.0067903 | 0.0073992 | 0.0080275 | 0.0086506 | 0.009305 | 0.0098719 | 0.010471 | 0.011067 | 0.011701 | 0.012228 | 0.012797 | 0.013355 | 0.01397 | 0 | 0 | 0 | 0 | 0 | 0 | 0 | 0
F3_Commercial_Healthcare_New_Miscellaneous_Natural Gas_Miscellaneous_Baseline Forecast | F3 | Commercial | Healthcare | New | Miscellaneous | Natural Gas | Miscellaneous | Baseline Forecast | Peak Demand (S) | 0 | 0 | 0 | 0 | 0 | 0 | 0 | 0 | 0 | 0 | 0 | 0 | 0 | 0 | 0 | 0 | 0 | 0 | 0 | 0 | 0 | 0 | 0 | 0 | 0 | 0 | 0 | 0 | 0 | 0
F4_Commercial_Healthcare_New_Miscellaneous_Natural Gas_Miscellaneous_Baseline Forecast | F4 | Commercial | Healthcare | New | Miscellaneous | Natural Gas | Miscellaneous | Baseline Forecast | Peak Demand (W) | 0 | 0 | 0 | 0 | 0 | 0 | 0 | 0 | 0 | 0 | 0 | 0 | 0 | 0 | 0 | 0 | 0 | 0 | 0 | 0 | 0 | 0 | 0 | 0 | 0 | 0 | 0 | 0 | 0 | 0
F5_Commercial_Healthcare_New_Miscellaneous_Natural Gas_Miscellaneous_Baseline Forecast | F5 | Commercial | Healthcare | New | Miscellaneous | Natural Gas | Miscellaneous | Baseline Forecast | Turnover | 0 | 171864.084 | 263058.5519 | 119099.4741 | 141427.2159 | 174112.8396 | 181371.6005 | 190997.6844 | 203362.467 | 214968.5701 | 225704.1357 | 286719.7859 | 317193.0845 | 275720.2587 | 297305.6999 | 322750.8928 | 331418.447 | 342319.5803 | 355689.4196 | 368551.7781 | 380416.6001 | 407850.4769 | 0 | 0 | 0 | 0 | 0 | 0 | 0 | 0
F6_Commercial_Healthcare_New_Miscellaneous_Natural Gas_Miscellaneous_Baseline Forecast | F6 | Commercial | Healthcare | New | Miscellaneous | Natural Gas | Miscellaneous | Baseline Forecast | Avg. Replacement Usage | 0.0053601 | 0.0053601 | 0.005102 | 0.0051808 | 0.0052597 | 0.0053617 | 0.0053764 | 0.0054112 | 0.005444 | 0.0054941 | 0.005502 | 0.0055274 | 0.0055503 | 0.0055945 | 0.0055886 | 0.0056058 | 0.0056227 | 0.0056601 | 0.005649 | 0.00566 | 0.0056684 | 0.0057002 | 0 | 0 | 0 | 0 | 0 | 0 | 0 | 0
F7_Commercial_Healthcare_New_Miscellaneous_Natural Gas_Miscellaneous_Baseline Forecast | F7 | Commercial | Healthcare | New | Miscellaneous | Natural Gas | Miscellaneous | Baseline Forecast | Avg. Replacement Demand (S) | 0 | 0 | 0 | 0 | 0 | 0 | 0 | 0 | 0 | 0 | 0 | 0 | 0 | 0 | 0 | 0 | 0 | 0 | 0 | 0 | 0 | 0 | 0 | 0 | 0 | 0 | 0 | 0 | 0 | 0
F8_Commercial_Healthcare_New_Miscellaneous_Natural Gas_Miscellaneous_Baseline Forecast | F8 | Commercial | Healthcare | New | Miscellaneous | Natural Gas | Miscellaneous | Baseline Forecast | Avg. Replacement Demand (W) | 0 | 0 | 0 | 0 | 0 | 0 | 0 | 0 | 0 | 0 | 0 | 0 | 0 | 0 | 0 | 0 | 0 | 0 | 0 | 0 | 0 | 0 | 0 | 0 | 0 | 0 | 0 | 0 | 0 | 0
F1_Commercial_Lodging_Existing_Space Heating_Natural Gas_Furnace_Baseline Forecast | F1 | Commercial | Lodging | Existing | Space Heating | Natural Gas | Furnace | Baseline Forecast | Units | 2032249.6346 | 2000984.2556 | 1970199.8825 | 1939889.115 | 1910044.6671 | 1880659.3645 | 1851726.1436 | 1823238.049 | 1795188.2329 | 1767569.9524 | 1740376.5685 | 1713601.5444 | 1687238.4437 | 1661280.9292 | 1635722.761 | 1610557.7955 | 1585779.9832 | 1561383.3681 | 1537362.0855 | 1513710.3611 | 1490422.5094 | 1467492.9324 | 0 | 0 | 0 | 0 | 0 | 0 | 0 | 0
F2_Commercial_Lodging_Existing_Space Heating_Natural Gas_Furnace_Baseline Forecast | F2 | Commercial | Lodging | Existing | Space Heating | Natural Gas | Furnace | Baseline Forecast | Usage (MMtherm) | 0.21571 | 0.21125 | 0.19691 | 0.19578 | 0.19462 | 0.19426 | 0.19075 | 0.18802 | 0.18527 | 0.1831 | 0.17966 | 0.1769 | 0.17413 | 0.17211 | 0.16862 | 0.16592 | 0.16329 | 0.16131 | 0.15803 | 0.15544 | 0.15285 | 0.15095 | 0 | 0 | 0 | 0 | 0 | 0 | 0 | 0
F3_Commercial_Lodging_Existing_Space Heating_Natural Gas_Furnace_Baseline Forecast | F3 | Commercial | Lodging | Existing | Space Heating | Natural Gas | Furnace | Baseline Forecast | Peak Demand (S) | 0 | 0 | 0 | 0 | 0 | 0 | 0 | 0 | 0 | 0 | 0 | 0 | 0 | 0 | 0 | 0 | 0 | 0 | 0 | 0 | 0 | 0 | 0 | 0 | 0 | 0 | 0 | 0 | 0 | 0
F4_Commercial_Lodging_Existing_Space Heating_Natural Gas_Furnace_Baseline Forecast | F4 | Commercial | Lodging | Existing | Space Heating | Natural Gas | Furnace | Baseline Forecast | Peak Demand (W) | 0 | 0 | 0 | 0 | 0 | 0 | 0 | 0 | 0 | 0 | 0 | 0 | 0 | 0 | 0 | 0 | 0 | 0 | 0 | 0 | 0 | 0 | 0 | 0 | 0 | 0 | 0 | 0 | 0 | 0
F5_Commercial_Lodging_Existing_Space Heating_Natural Gas_Furnace_Baseline Forecast | F5 | Commercial | Lodging | Existing | Space Heating | Natural Gas | Furnace | Baseline Forecast | Turnover | 0 | 52313.3139 | 54917.144 | 57231.0503 | 59277.8091 | 61078.5035 | 62652.6484 | 64018.3051 | 65192.1888 | 66189.7672 | 67025.3528 | 67712.1872 | 62748.6694 | 58148.9932 | 53886.4878 | 49936.4375 | 46275.9385 | 42883.7656 | 39740.2498 | 39871.3272 | 40090.0654 | 40375.4108 | 0 | 0 | 0 | 0 | 0 | 0 | 0 | 0
F6_Commercial_Lodging_Existing_Space Heating_Natural Gas_Furnace_Baseline Forecast | F6 | Commercial | Lodging | Existing | Space Heating | Natural Gas | Furnace | Baseline Forecast | Avg. Replacement Usage | 0.092874 | 0.092874 | 0.088403 | 0.089768 | 0.091135 | 0.092902 | 0.093157 | 0.09376 | 0.09412 | 0.094059 | 0.095129 | 0.095571 | 0.095969 | 0.096738 | 0.09659 | 0.096889 | 0.097184 | 0.09783 | 0.097639 | 0.097829 | 0.097973 | 0.098524 | 0 | 0 | 0 | 0 | 0 | 0 | 0 | 0
F7_Commercial_Lodging_Existing_Space Heating_Natural Gas_Furnace_Baseline Forecast | F7 | Commercial | Lodging | Existing | Space Heating | Natural Gas | Furnace | Baseline Forecast | Avg. Replacement Demand (S) | 0 | 0 | 0 | 0 | 0 | 0 | 0 | 0 | 0 | 0 | 0 | 0 | 0 | 0 | 0 | 0 | 0 | 0 | 0 | 0 | 0 | 0 | 0 | 0 | 0 | 0 | 0 | 0 | 0 | 0
F8_Commercial_Lodging_Existing_Space Heating_Natural Gas_Furnace_Baseline Forecast | F8 | Commercial | Lodging | Existing | Space Heating | Natural Gas | Furnace | Baseline Forecast | Avg. Replacement Demand (W) | 0 | 0 | 0 | 0 | 0 | 0 | 0 | 0 | 0 | 0 | 0 | 0 | 0 | 0 | 0 | 0 | 0 | 0 | 0 | 0 | 0 | 0 | 0 | 0 | 0 | 0 | 0 | 0 | 0 | 0
F1_Commercial_Lodging_Existing_Space Heating_Natural Gas_Boiler_Baseline Forecast | F1 | Commercial | Lodging | Existing | Space Heating | Natural Gas | Boiler | Baseline Forecast | Units | 841534.0031 | 828587.3261 | 815839.8288 | 803288.4468 | 790930.163 | 778762.0066 | 766781.0527 | 754984.4211 | 743369.2762 | 731932.8258 | 720672.3208 | 709585.0543 | 698668.3611 | 687919.6171 | 677336.2384 | 666915.6809 | 656655.4396 | 646553.0483 | 636606.0783 | 626812.1386 | 617168.875 | 607673.9692 | 0 | 0 | 0 | 0 | 0 | 0 | 0 | 0
F2_Commercial_Lodging_Existing_Space Heating_Natural Gas_Boiler_Baseline Forecast | F2 | Commercial | Lodging | Existing | Space Heating | Natural Gas | Boiler | Baseline Forecast | Usage (MMtherm) | 0.15258 | 0.1492 | 0.13888 | 0.13793 | 0.13697 | 0.13659 | 0.13401 | 0.13198 | 0.12995 | 0.12835 | 0.12581 | 0.12373 | 0.12166 | 0.12016 | 0.11764 | 0.11567 | 0.11376 | 0.11232 | 0.10998 | 0.10814 | 0.10631 | 0.10497 | 0 | 0 | 0 | 0 | 0 | 0 | 0 | 0
F3_Commercial_Lodging_Existing_Space Heating_Natural Gas_Boiler_Baseline Forecast | F3 | Commercial | Lodging | Existing | Space Heating | Natural Gas | Boiler | Baseline Forecast | Peak Demand (S) | 0 | 0 | 0 | 0 | 0 | 0 | 0 | 0 | 0 | 0 | 0 | 0 | 0 | 0 | 0 | 0 | 0 | 0 | 0 | 0 | 0 | 0 | 0 | 0 | 0 | 0 | 0 | 0 | 0 | 0
F4_Commercial_Lodging_Existing_Space Heating_Natural Gas_Boiler_Baseline Forecast | F4 | Commercial | Lodging | Existing | Space Heating | Natural Gas | Boiler | Baseline Forecast | Peak Demand (W) | 0 | 0 | 0 | 0 | 0 | 0 | 0 | 0 | 0 | 0 | 0 | 0 | 0 | 0 | 0 | 0 | 0 | 0 | 0 | 0 | 0 | 0 | 0 | 0 | 0 | 0 | 0 | 0 | 0 | 0
F5_Commercial_Lodging_Existing_Space Heating_Natural Gas_Boiler_Baseline Forecast | F5 | Commercial | Lodging | Existing | Space Heating | Natural Gas | Boiler | Baseline Forecast | Turnover | 0 | 25108.7069 | 24947.1683 | 24764.5399 | 24563.619 | 24346.9004 | 24116.6087 | 23874.7261 | 23623.0184 | 23363.0576 | 23096.2428 | 22823.8177 | 22546.8878 | 22266.4345 | 21983.3286 | 21698.3417 | 21412.1568 | 21125.378 | 20838.5386 | 20552.1086 | 20266.5018 | 19982.0812 | 0 | 0 | 0 | 0 | 0 | 0 | 0 | 0
F6_Commercial_Lodging_Existing_Space Heating_Natural Gas_Boiler_Baseline Forecast | F6 | Commercial | Lodging | Existing | Space Heating | Natural Gas | Boiler | Baseline Forecast | Avg. Replacement Usage | 0.15718 | 0.15718 | 0.14961 | 0.15242 | 0.15474 | 0.15774 | 0.15817 | 0.1592 | 0.16016 | 0.16024 | 0.16046 | 0.16121 | 0.16187 | 0.16541 | 0.16523 | 0.16574 | 0.16624 | 0.16734 | 0.16702 | 0.16734 | 0.16759 | 0.16853 | 0 | 0 | 0 | 0 | 0 | 0 | 0 | 0
F7_Commercial_Lodging_Existing_Space Heating_Natural Gas_Boiler_Baseline Forecast | F7 | Commercial | Lodging | Existing | Space Heating | Natural Gas | Boiler | Baseline Forecast | Avg. Replacement Demand (S) | 0 | 0 | 0 | 0 | 0 | 0 | 0 | 0 | 0 | 0 | 0 | 0 | 0 | 0 | 0 | 0 | 0 | 0 | 0 | 0 | 0 | 0 | 0 | 0 | 0 | 0 | 0 | 0 | 0 | 0
F8_Commercial_Lodging_Existing_Space Heating_Natural Gas_Boiler_Baseline Forecast | F8 | Commercial | Lodging | Existing | Space Heating | Natural Gas | Boiler | Baseline Forecast | Avg. Replacement Demand (W) | 0 | 0 | 0 | 0 | 0 | 0 | 0 | 0 | 0 | 0 | 0 | 0 | 0 | 0 | 0 | 0 | 0 | 0 | 0 | 0 | 0 | 0 | 0 | 0 | 0 | 0 | 0 | 0 | 0 | 0
F1_Commercial_Lodging_Existing_Space Heating_Natural Gas_Unit Heater_Baseline Forecast | F1 | Commercial | Lodging | Existing | Space Heating | Natural Gas | Unit Heater | Baseline Forecast | Units | 276334.0121 | 272082.7196 | 267896.8316 | 263775.3419 | 259717.2597 | 255721.6095 | 251787.4309 | 247913.7781 | 244099.72 | 240344.3397 | 236646.7345 | 233006.0155 | 229421.3076 | 225891.749 | 222416.4913 | 218994.6991 | 215625.5499 | 212308.2338 | 209041.9532 | 205825.9232 | 202659.3705 | 199541.5341 | 0 | 0 | 0 | 0 | 0 | 0 | 0 | 0
F2_Commercial_Lodging_Existing_Space Heating_Natural Gas_Unit Heater_Baseline Forecast | F2 | Commercial | Lodging | Existing | Space Heating | Natural Gas | Unit Heater | Baseline Forecast | Usage (MMtherm) | 0.033663 | 0.033145 | 0.031064 | 0.031059 | 0.031047 | 0.031162 | 0.030766 | 0.030489 | 0.030202 | 0.030011 | 0.029592 | 0.029271 | 0.02894 | 0.028722 | 0.02825 | 0.027901 | 0.027555 | 0.027311 | 0.026838 | 0.026477 | 0.026108 | 0.025851 | 0 | 0 | 0 | 0 | 0 | 0 | 0 | 0
F3_Commercial_Lodging_Existing_Space Heating_Natural Gas_Unit Heater_Baseline Forecast | F3 | Commercial | Lodging | Existing | Space Heating | Natural Gas | Unit Heater | Baseline Forecast | Peak Demand (S) | 0 | 0 | 0 | 0 | 0 | 0 | 0 | 0 | 0 | 0 | 0 | 0 | 0 | 0 | 0 | 0 | 0 | 0 | 0 | 0 | 0 | 0 | 0 | 0 | 0 | 0 | 0 | 0 | 0 | 0
F4_Commercial_Lodging_Existing_Space Heating_Natural Gas_Unit Heater_Baseline Forecast | F4 | Commercial | Lodging | Existing | Space Heating | Natural Gas | Unit Heater | Baseline Forecast | Peak Demand (W) | 0 | 0 | 0 | 0 | 0 | 0 | 0 | 0 | 0 | 0 | 0 | 0 | 0 | 0 | 0 | 0 | 0 | 0 | 0 | 0 | 0 | 0 | 0 | 0 | 0 | 0 | 0 | 0 | 0 | 0
F5_Commercial_Lodging_Existing_Space Heating_Natural Gas_Unit Heater_Baseline Forecast | F5 | Commercial | Lodging | Existing | Space Heating | Natural Gas | Unit Heater | Baseline Forecast | Turnover | 0 | 229.0259 | 656.0069 | 1253.2944 | 1996.2988 | 2863.1662 | 3834.4878 | 4893.0402 | 6023.5534 | 7212.5026 | 8248.7247 | 9148.6709 | 9965.6835 | 10738.1141 | 11492.9177 | 12248.4386 | 13016.5669 | 12242.8536 | 11717.1578 | 11408.1896 | 11288.0638 | 11298.348 | 0 | 0 | 0 | 0 | 0 | 0 | 0 | 0
F6_Commercial_Lodging_Existing_Space Heating_Natural Gas_Unit Heater_Baseline Forecast | F6 | Commercial | Lodging | Existing | Space Heating | Natural Gas | Unit Heater | Baseline Forecast | Avg. Replacement Usage | 0.12182 | 0.12182 | 0.11596 | 0.11775 | 0.11954 | 0.12186 | 0.12219 | 0.12298 | 0.12373 | 0.12487 | 0.12505 | 0.12562 | 0.12614 | 0.12715 | 0.12702 | 0.12741 | 0.12779 | 0.12864 | 0.12839 | 0.12864 | 0.12883 | 0.12955 | 0 | 0 | 0 | 0 | 0 | 0 | 0 | 0
F7_Commercial_Lodging_Existing_Space Heating_Natural Gas_Unit Heater_Baseline Forecast | F7 | Commercial | Lodging | Existing | Space Heating | Natural Gas | Unit Heater | Baseline Forecast | Avg. Replacement Demand (S) | 0 | 0 | 0 | 0 | 0 | 0 | 0 | 0 | 0 | 0 | 0 | 0 | 0 | 0 | 0 | 0 | 0 | 0 | 0 | 0 | 0 | 0 | 0 | 0 | 0 | 0 | 0 | 0 | 0 | 0
F8_Commercial_Lodging_Existing_Space Heating_Natural Gas_Unit Heater_Baseline Forecast | F8 | Commercial | Lodging | Existing | Space Heating | Natural Gas | Unit Heater | Baseline Forecast | Avg. Replacement Demand (W) | 0 | 0 | 0 | 0 | 0 | 0 | 0 | 0 | 0 | 0 | 0 | 0 | 0 | 0 | 0 | 0 | 0 | 0 | 0 | 0 | 0 | 0 | 0 | 0 | 0 | 0 | 0 | 0 | 0 | 0
F1_Commercial_Lodging_Existing_Water Heating_Natural Gas_Water Heater_Baseline Forecast | F1 | Commercial | Lodging | Existing | Water Heating | Natural Gas | Water Heater | Baseline Forecast | Units | 2881385.5018 | 2837056.4941 | 2793409.4711 | 2750433.9408 | 2708119.5724 | 2666456.1944 | 2625433.7914 | 2585042.5023 | 2545272.6177 | 2506114.5774 | 2467558.9685 | 2429596.5228 | 2392218.1148 | 2355414.7592 | 2319177.609 | 2283497.9535 | 2248367.2158 | 2213776.9509 | 2179718.844 | 2146184.7079 | 2113166.4816 | 2080656.2281 | 0 | 0 | 0 | 0 | 0 | 0 | 0 | 0
F2_Commercial_Lodging_Existing_Water Heating_Natural Gas_Water Heater_Baseline Forecast | F2 | Commercial | Lodging | Existing | Water Heating | Natural Gas | Water Heater | Baseline Forecast | Usage (MMtherm) | 4.4657 | 4.343 | 4.0173 | 3.9622 | 3.9058 | 3.8655 | 3.7635 | 3.6787 | 3.5961 | 3.5285 | 3.4382 | 3.3641 | 3.2929 | 3.2382 | 3.1583 | 3.0953 | 3.0353 | 2.9891 | 2.92 | 2.8652 | 2.8113 | 2.771 | 0 | 0 | 0 | 0 | 0 | 0 | 0 | 0
F3_Commercial_Lodging_Existing_Water Heating_Natural Gas_Water Heater_Baseline Forecast | F3 | Commercial | Lodging | Existing | Water Heating | Natural Gas | Water Heater | Baseline Forecast | Peak Demand (S) | 0 | 0 | 0 | 0 | 0 | 0 | 0 | 0 | 0 | 0 | 0 | 0 | 0 | 0 | 0 | 0 | 0 | 0 | 0 | 0 | 0 | 0 | 0 | 0 | 0 | 0 | 0 | 0 | 0 | 0
F4_Commercial_Lodging_Existing_Water Heating_Natural Gas_Water Heater_Baseline Forecast | F4 | Commercial | Lodging | Existing | Water Heating | Natural Gas | Water Heater | Baseline Forecast | Peak Demand (W) | 0 | 0 | 0 | 0 | 0 | 0 | 0 | 0 | 0 | 0 | 0 | 0 | 0 | 0 | 0 | 0 | 0 | 0 | 0 | 0 | 0 | 0 | 0 | 0 | 0 | 0 | 0 | 0 | 0 | 0
F5_Commercial_Lodging_Existing_Water Heating_Natural Gas_Water Heater_Baseline Forecast | F5 | Commercial | Lodging | Existing | Water Heating | Natural Gas | Water Heater | Baseline Forecast | Turnover | 0 | 85971.4089 | 93883.1833 | 100704.5936 | 106554.0206 | 111537.366 | 115749.3622 | 119274.745 | 122189.3027 | 124560.8162 | 141404.802 | 156021.7853 | 154154.1554 | 152259.38 | 150343.7383 | 166552.3518 | 162708.2933 | 159057.8198 | 155583.8504 | 154872.4821 | 156044.7315 | 155918.1317 | 0 | 0 | 0 | 0 | 0 | 0 | 0 | 0
F6_Commercial_Lodging_Existing_Water Heating_Natural Gas_Water Heater_Baseline Forecast | F6 | Commercial | Lodging | Existing | Water Heating | Natural Gas | Water Heater | Baseline Forecast | Avg. Replacement Usage | 1.1956 | 1.1956 | 1.1381 | 1.1556 | 1.1733 | 1.196 | 1.1993 | 1.207 | 1.2144 | 1.2255 | 1.2273 | 1.233 | 1.2381 | 1.2479 | 1.2466 | 1.2504 | 1.2542 | 1.2626 | 1.2601 | 1.2625 | 1.2644 | 1.2715 | 0 | 0 | 0 | 0 | 0 | 0 | 0 | 0
F7_Commercial_Lodging_Existing_Water Heating_Natural Gas_Water Heater_Baseline Forecast | F7 | Commercial | Lodging | Existing | Water Heating | Natural Gas | Water Heater | Baseline Forecast | Avg. Replacement Demand (S) | 0 | 0 | 0 | 0 | 0 | 0 | 0 | 0 | 0 | 0 | 0 | 0 | 0 | 0 | 0 | 0 | 0 | 0 | 0 | 0 | 0 | 0 | 0 | 0 | 0 | 0 | 0 | 0 | 0 | 0
F8_Commercial_Lodging_Existing_Water Heating_Natural Gas_Water Heater_Baseline Forecast | F8 | Commercial | Lodging | Existing | Water Heating | Natural Gas | Water Heater | Baseline Forecast | Avg. Replacement Demand (W) | 0 | 0 | 0 | 0 | 0 | 0 | 0 | 0 | 0 | 0 | 0 | 0 | 0 | 0 | 0 | 0 | 0 | 0 | 0 | 0 | 0 | 0 | 0 | 0 | 0 | 0 | 0 | 0 | 0 | 0
F1_Commercial_Lodging_Existing_Food Preparation_Natural Gas_Oven_Baseline Forecast | F1 | Commercial | Lodging | Existing | Food Preparation | Natural Gas | Oven | Baseline Forecast | Units | 296992.9968 | 292423.8738 | 287925.0449 | 283495.4289 | 279133.9607 | 274839.5921 | 270611.2907 | 266448.04 | 262348.8394 | 258312.7034 | 254338.6618 | 250425.7594 | 246573.0554 | 242779.6237 | 239044.5526 | 235366.9441 | 231745.9142 | 228180.5924 | 224670.1218 | 221213.6584 | 217810.3713 | 214459.4425 | 0 | 0 | 0 | 0 | 0 | 0 | 0 | 0
F2_Commercial_Lodging_Existing_Food Preparation_Natural Gas_Oven_Baseline Forecast | F2 | Commercial | Lodging | Existing | Food Preparation | Natural Gas | Oven | Baseline Forecast | Usage (MMtherm) | 0.011236 | 0.011063 | 0.010369 | 0.010367 | 0.010363 | 0.010401 | 0.010269 | 0.010177 | 0.010081 | 0.010017 | 0.0098772 | 0.0097702 | 0.0096597 | 0.0095869 | 0.0094295 | 0.0093129 | 0.0091973 | 0.009116 | 0.0089582 | 0.0088376 | 0.0087144 | 0.0086286 | 0 | 0 | 0 | 0 | 0 | 0 | 0 | 0
F3_Commercial_Lodging_Existing_Food Preparation_Natural Gas_Oven_Baseline Forecast | F3 | Commercial | Lodging | Existing | Food Preparation | Natural Gas | Oven | Baseline Forecast | Peak Demand (S) | 0 | 0 | 0 | 0 | 0 | 0 | 0 | 0 | 0 | 0 | 0 | 0 | 0 | 0 | 0 | 0 | 0 | 0 | 0 | 0 | 0 | 0 | 0 | 0 | 0 | 0 | 0 | 0 | 0 | 0
F4_Commercial_Lodging_Existing_Food Preparation_Natural Gas_Oven_Baseline Forecast | F4 | Commercial | Lodging | Existing | Food Preparation | Natural Gas | Oven | Baseline Forecast | Peak Demand (W) | 0 | 0 | 0 | 0 | 0 | 0 | 0 | 0 | 0 | 0 | 0 | 0 | 0 | 0 | 0 | 0 | 0 | 0 | 0 | 0 | 0 | 0 | 0 | 0 | 0 | 0 | 0 | 0 | 0 | 0
F5_Commercial_Lodging_Existing_Food Preparation_Natural Gas_Oven_Baseline Forecast | F5 | Commercial | Lodging | Existing | Food Preparation | Natural Gas | Oven | Baseline Forecast | Turnover | 0 | 11696.955 | 14972.1023 | 17463.3184 | 19338.4008 | 20729.5014 | 21740.6946 | 22453.9387 | 22933.7716 | 23231.0095 | 18298.8875 | 14413.8929 | 13326.297 | 13021.9297 | 13202.3028 | 13660.5967 | 14256.1877 | 17288.5056 | 18111.4253 | 18690.5036 | 19078.5733 | 18459.3965 | 0 | 0 | 0 | 0 | 0 | 0 | 0 | 0
F6_Commercial_Lodging_Existing_Food Preparation_Natural Gas_Oven_Baseline Forecast | F6 | Commercial | Lodging | Existing | Food Preparation | Natural Gas | Oven | Baseline Forecast | Avg. Replacement Usage | 0.037833 | 0.037833 | 0.036012 | 0.036568 | 0.037125 | 0.037845 | 0.037948 | 0.038194 | 0.038425 | 0.038779 | 0.038835 | 0.039015 | 0.039176 | 0.039488 | 0.039447 | 0.039568 | 0.039687 | 0.039951 | 0.039873 | 0.03995 | 0.040009 | 0.040234 | 0 | 0 | 0 | 0 | 0 | 0 | 0 | 0
F7_Commercial_Lodging_Existing_Food Preparation_Natural Gas_Oven_Baseline Forecast | F7 | Commercial | Lodging | Existing | Food Preparation | Natural Gas | Oven | Baseline Forecast | Avg. Replacement Demand (S) | 0 | 0 | 0 | 0 | 0 | 0 | 0 | 0 | 0 | 0 | 0 | 0 | 0 | 0 | 0 | 0 | 0 | 0 | 0 | 0 | 0 | 0 | 0 | 0 | 0 | 0 | 0 | 0 | 0 | 0
F8_Commercial_Lodging_Existing_Food Preparation_Natural Gas_Oven_Baseline Forecast | F8 | Commercial | Lodging | Existing | Food Preparation | Natural Gas | Oven | Baseline Forecast | Avg. Replacement Demand (W) | 0 | 0 | 0 | 0 | 0 | 0 | 0 | 0 | 0 | 0 | 0 | 0 | 0 | 0 | 0 | 0 | 0 | 0 | 0 | 0 | 0 | 0 | 0 | 0 | 0 | 0 | 0 | 0 | 0 | 0
F1_Commercial_Lodging_Existing_Food Preparation_Natural Gas_Conveyor Oven_Baseline Forecast | F1 | Commercial | Lodging | Existing | Food Preparation | Natural Gas | Conveyor Oven | Baseline Forecast | Units | 148496.4984 | 146211.9369 | 143962.5225 | 141747.7144 | 139566.9804 | 137419.796 | 135305.6453 | 133224.02 | 131174.4197 | 129156.3517 | 127169.3309 | 125212.8797 | 123286.5277 | 121389.8119 | 119522.2763 | 117683.4721 | 115872.9571 | 114090.2962 | 112335.0609 | 110606.8292 | 108905.1857 | 107229.7213 | 0 | 0 | 0 | 0 | 0 | 0 | 0 | 0
F2_Commercial_Lodging_Existing_Food Preparation_Natural Gas_Conveyor Oven_Baseline Forecast | F2 | Commercial | Lodging | Existing | Food Preparation | Natural Gas | Conveyor Oven | Baseline Forecast | Usage (MMtherm) | 0.0096129 | 0.009465 | 0.0088708 | 0.0088692 | 0.0088657 | 0.0088986 | 0.0087857 | 0.0087065 | 0.0086245 | 0.0085701 | 0.0084503 | 0.0083588 | 0.0082642 | 0.0082019 | 0.0080672 | 0.0079675 | 0.0078686 | 0.007799 | 0.007664 | 0.0075609 | 0.0074555 | 0.007382 | 0 | 0 | 0 | 0 | 0 | 0 | 0 | 0
F3_Commercial_Lodging_Existing_Food Preparation_Natural Gas_Conveyor Oven_Baseline Forecast | F3 | Commercial | Lodging | Existing | Food Preparation | Natural Gas | Conveyor Oven | Baseline Forecast | Peak Demand (S) | 0 | 0 | 0 | 0 | 0 | 0 | 0 | 0 | 0 | 0 | 0 | 0 | 0 | 0 | 0 | 0 | 0 | 0 | 0 | 0 | 0 | 0 | 0 | 0 | 0 | 0 | 0 | 0 | 0 | 0
F4_Commercial_Lodging_Existing_Food Preparation_Natural Gas_Conveyor Oven_Baseline Forecast | F4 | Commercial | Lodging | Existing | Food Preparation | Natural Gas | Conveyor Oven | Baseline Forecast | Peak Demand (W) | 0 | 0 | 0 | 0 | 0 | 0 | 0 | 0 | 0 | 0 | 0 | 0 | 0 | 0 | 0 | 0 | 0 | 0 | 0 | 0 | 0 | 0 | 0 | 0 | 0 | 0 | 0 | 0 | 0 | 0
F5_Commercial_Lodging_Existing_Food Preparation_Natural Gas_Conveyor Oven_Baseline Forecast | F5 | Commercial | Lodging | Existing | Food Preparation | Natural Gas | Conveyor Oven | Baseline Forecast | Turnover | 0 | 0 | 0 | 0 | 0 | 549.6792 | 1515.4232 | 2792.3755 | 4298.3234 | 5968.8833 | 7245.0301 | 8211.1121 | 8933.5604 | 9464.693 | 9845.7114 | 10109.0606 | 10280.2884 | 8097.7041 | 6378.4992 | 5024.2948 | 3957.5983 | 3203.1535 | 0 | 0 | 0 | 0 | 0 | 0 | 0 | 0
F6_Commercial_Lodging_Existing_Food Preparation_Natural Gas_Conveyor Oven_Baseline Forecast | F6 | Commercial | Lodging | Existing | Food Preparation | Natural Gas | Conveyor Oven | Baseline Forecast | Avg. Replacement Usage | 0.064735 | 0.064735 | 0.061619 | 0.06257 | 0.063523 | 0.064755 | 0.064932 | 0.065352 | 0.065748 | 0.066354 | 0.066449 | 0.066757 | 0.067033 | 0.067567 | 0.067496 | 0.067703 | 0.067907 | 0.068359 | 0.068225 | 0.068358 | 0.068458 | 0.068843 | 0 | 0 | 0 | 0 | 0 | 0 | 0 | 0
F7_Commercial_Lodging_Existing_Food Preparation_Natural Gas_Conveyor Oven_Baseline Forecast | F7 | Commercial | Lodging | Existing | Food Preparation | Natural Gas | Conveyor Oven | Baseline Forecast | Avg. Replacement Demand (S) | 0 | 0 | 0 | 0 | 0 | 0 | 0 | 0 | 0 | 0 | 0 | 0 | 0 | 0 | 0 | 0 | 0 | 0 | 0 | 0 | 0 | 0 | 0 | 0 | 0 | 0 | 0 | 0 | 0 | 0
F8_Commercial_Lodging_Existing_Food Preparation_Natural Gas_Conveyor Oven_Baseline Forecast | F8 | Commercial | Lodging | Existing | Food Preparation | Natural Gas | Conveyor Oven | Baseline Forecast | Avg. Replacement Demand (W) | 0 | 0 | 0 | 0 | 0 | 0 | 0 | 0 | 0 | 0 | 0 | 0 | 0 | 0 | 0 | 0 | 0 | 0 | 0 | 0 | 0 | 0 | 0 | 0 | 0 | 0 | 0 | 0 | 0 | 0
F1_Commercial_Lodging_Existing_Food Preparation_Natural Gas_Double Rack Oven_Baseline Forecast | F1 | Commercial | Lodging | Existing | Food Preparation | Natural Gas | Double Rack Oven | Baseline Forecast | Units | 148496.4984 | 146211.9369 | 143962.5225 | 141747.7144 | 139566.9804 | 137419.796 | 135305.6453 | 133224.02 | 131174.4197 | 129156.3517 | 127169.3309 | 125212.8797 | 123286.5277 | 121389.8119 | 119522.2763 | 117683.4721 | 115872.9571 | 114090.2962 | 112335.0609 | 110606.8292 | 108905.1857 | 107229.7213 | 0 | 0 | 0 | 0 | 0 | 0 | 0 | 0
F2_Commercial_Lodging_Existing_Food Preparation_Natural Gas_Double Rack Oven_Baseline Forecast | F2 | Commercial | Lodging | Existing | Food Preparation | Natural Gas | Double Rack Oven | Baseline Forecast | Usage (MMtherm) | 0.014604 | 0.014379 | 0.013476 | 0.013474 | 0.013469 | 0.013519 | 0.013347 | 0.013227 | 0.013102 | 0.01302 | 0.012838 | 0.012699 | 0.012555 | 0.01246 | 0.012256 | 0.012104 | 0.011954 | 0.011848 | 0.011643 | 0.011486 | 0.011326 | 0.011215 | 0 | 0 | 0 | 0 | 0 | 0 | 0 | 0
F3_Commercial_Lodging_Existing_Food Preparation_Natural Gas_Double Rack Oven_Baseline Forecast | F3 | Commercial | Lodging | Existing | Food Preparation | Natural Gas | Double Rack Oven | Baseline Forecast | Peak Demand (S) | 0 | 0 | 0 | 0 | 0 | 0 | 0 | 0 | 0 | 0 | 0 | 0 | 0 | 0 | 0 | 0 | 0 | 0 | 0 | 0 | 0 | 0 | 0 | 0 | 0 | 0 | 0 | 0 | 0 | 0
F4_Commercial_Lodging_Existing_Food Preparation_Natural Gas_Double Rack Oven_Baseline Forecast | F4 | Commercial | Lodging | Existing | Food Preparation | Natural Gas | Double Rack Oven | Baseline Forecast | Peak Demand (W) | 0 | 0 | 0 | 0 | 0 | 0 | 0 | 0 | 0 | 0 | 0 | 0 | 0 | 0 | 0 | 0 | 0 | 0 | 0 | 0 | 0 | 0 | 0 | 0 | 0 | 0 | 0 | 0 | 0 | 0
F5_Commercial_Lodging_Existing_Food Preparation_Natural Gas_Double Rack Oven_Baseline Forecast | F5 | Commercial | Lodging | Existing | Food Preparation | Natural Gas | Double Rack Oven | Baseline Forecast | Turnover | 0 | 3249.1542 | 4443.2877 | 5463.8008 | 6332.7374 | 7069.385 | 7690.6185 | 8211.2014 | 8644.0493 | 9000.4607 | 7877.3263 | 6894.3437 | 6581.964 | 6461.9883 | 6473.6841 | 6571.7581 | 6722.7594 | 7566.911 | 7870.8313 | 8117.624 | 8314.7131 | 8230.3037 | 0 | 0 | 0 | 0 | 0 | 0 | 0 | 0
F6_Commercial_Lodging_Existing_Food Preparation_Natural Gas_Double Rack Oven_Baseline Forecast | F6 | Commercial | Lodging | Existing | Food Preparation | Natural Gas | Double Rack Oven | Baseline Forecast | Avg. Replacement Usage | 0.098344 | 0.098344 | 0.09361 | 0.095055 | 0.096503 | 0.098374 | 0.098644 | 0.099282 | 0.099884 | 0.1008 | 0.10095 | 0.10142 | 0.10183 | 0.10265 | 0.10254 | 0.10285 | 0.10316 | 0.10385 | 0.10365 | 0.10385 | 0.104 | 0.10459 | 0 | 0 | 0 | 0 | 0 | 0 | 0 | 0
F7_Commercial_Lodging_Existing_Food Preparation_Natural Gas_Double Rack Oven_Baseline Forecast | F7 | Commercial | Lodging | Existing | Food Preparation | Natural Gas | Double Rack Oven | Baseline Forecast | Avg. Replacement Demand (S) | 0 | 0 | 0 | 0 | 0 | 0 | 0 | 0 | 0 | 0 | 0 | 0 | 0 | 0 | 0 | 0 | 0 | 0 | 0 | 0 | 0 | 0 | 0 | 0 | 0 | 0 | 0 | 0 | 0 | 0
F8_Commercial_Lodging_Existing_Food Preparation_Natural Gas_Double Rack Oven_Baseline Forecast | F8 | Commercial | Lodging | Existing | Food Preparation | Natural Gas | Double Rack Oven | Baseline Forecast | Avg. Replacement Demand (W) | 0 | 0 | 0 | 0 | 0 | 0 | 0 | 0 | 0 | 0 | 0 | 0 | 0 | 0 | 0 | 0 | 0 | 0 | 0 | 0 | 0 | 0 | 0 | 0 | 0 | 0 | 0 | 0 | 0 | 0
F1_Commercial_Lodging_Existing_Food Preparation_Natural Gas_Fryer_Baseline Forecast | F1 | Commercial | Lodging | Existing | Food Preparation | Natural Gas | Fryer | Baseline Forecast | Units | 393928.276 | 387867.841 | 381900.6435 | 376025.2489 | 370240.2451 | 364544.2413 | 358935.8684 | 353413.7781 | 347976.6431 | 342623.1563 | 337352.0308 | 332161.9995 | 327051.8149 | 322020.2485 | 317066.0909 | 312188.151 | 307385.2564 | 302656.2524 | 298000.0024 | 293415.387 | 288901.3041 | 284456.6686 | 0 | 0 | 0 | 0 | 0 | 0 | 0 | 0
F2_Commercial_Lodging_Existing_Food Preparation_Natural Gas_Fryer_Baseline Forecast | F2 | Commercial | Lodging | Existing | Food Preparation | Natural Gas | Fryer | Baseline Forecast | Usage (MMtherm) | 0.024108 | 0.023737 | 0.022247 | 0.022242 | 0.022234 | 0.022316 | 0.022033 | 0.021835 | 0.021629 | 0.021492 | 0.021192 | 0.020963 | 0.020725 | 0.020569 | 0.020231 | 0.019981 | 0.019733 | 0.019559 | 0.01922 | 0.018961 | 0.018697 | 0.018513 | 0 | 0 | 0 | 0 | 0 | 0 | 0 | 0
F3_Commercial_Lodging_Existing_Food Preparation_Natural Gas_Fryer_Baseline Forecast | F3 | Commercial | Lodging | Existing | Food Preparation | Natural Gas | Fryer | Baseline Forecast | Peak Demand (S) | 0 | 0 | 0 | 0 | 0 | 0 | 0 | 0 | 0 | 0 | 0 | 0 | 0 | 0 | 0 | 0 | 0 | 0 | 0 | 0 | 0 | 0 | 0 | 0 | 0 | 0 | 0 | 0 | 0 | 0
F4_Commercial_Lodging_Existing_Food Preparation_Natural Gas_Fryer_Baseline Forecast | F4 | Commercial | Lodging | Existing | Food Preparation | Natural Gas | Fryer | Baseline Forecast | Peak Demand (W) | 0 | 0 | 0 | 0 | 0 | 0 | 0 | 0 | 0 | 0 | 0 | 0 | 0 | 0 | 0 | 0 | 0 | 0 | 0 | 0 | 0 | 0 | 0 | 0 | 0 | 0 | 0 | 0 | 0 | 0
F5_Commercial_Lodging_Existing_Food Preparation_Natural Gas_Fryer_Baseline Forecast | F5 | Commercial | Lodging | Existing | Food Preparation | Natural Gas | Fryer | Baseline Forecast | Turnover | 0 | 11753.5709 | 12835.2282 | 13767.8165 | 14567.5202 | 15248.8177 | 18543.8714 | 21284.12 | 23565.9897 | 25466.047 | 29471.5423 | 31035.4225 | 30815.0985 | 30868.5109 | 31068.4404 | 32454.1802 | 33529.1861 | 34001.7039 | 34126.3327 | 34557.4262 | 34572.8556 | 34351.2555 | 0 | 0 | 0 | 0 | 0 | 0 | 0 | 0
F6_Commercial_Lodging_Existing_Food Preparation_Natural Gas_Fryer_Baseline Forecast | F6 | Commercial | Lodging | Existing | Food Preparation | Natural Gas | Fryer | Baseline Forecast | Avg. Replacement Usage | 0.061198 | 0.061198 | 0.058252 | 0.059152 | 0.060053 | 0.061217 | 0.061385 | 0.061782 | 0.062156 | 0.062729 | 0.062819 | 0.063109 | 0.06337 | 0.063876 | 0.063808 | 0.064004 | 0.064197 | 0.064624 | 0.064497 | 0.064623 | 0.064718 | 0.065082 | 0 | 0 | 0 | 0 | 0 | 0 | 0 | 0
F7_Commercial_Lodging_Existing_Food Preparation_Natural Gas_Fryer_Baseline Forecast | F7 | Commercial | Lodging | Existing | Food Preparation | Natural Gas | Fryer | Baseline Forecast | Avg. Replacement Demand (S) | 0 | 0 | 0 | 0 | 0 | 0 | 0 | 0 | 0 | 0 | 0 | 0 | 0 | 0 | 0 | 0 | 0 | 0 | 0 | 0 | 0 | 0 | 0 | 0 | 0 | 0 | 0 | 0 | 0 | 0
F8_Commercial_Lodging_Existing_Food Preparation_Natural Gas_Fryer_Baseline Forecast | F8 | Commercial | Lodging | Existing | Food Preparation | Natural Gas | Fryer | Baseline Forecast | Avg. Replacement Demand (W) | 0 | 0 | 0 | 0 | 0 | 0 | 0 | 0 | 0 | 0 | 0 | 0 | 0 | 0 | 0 | 0 | 0 | 0 | 0 | 0 | 0 | 0 | 0 | 0 | 0 | 0 | 0 | 0 | 0 | 0
F1_Commercial_Lodging_Existing_Food Preparation_Natural Gas_Broiler_Baseline Forecast | F1 | Commercial | Lodging | Existing | Food Preparation | Natural Gas | Broiler | Baseline Forecast | Units | 256177.2201 | 252236.0321 | 248355.4778 | 244534.6243 | 240772.5531 | 237068.36 | 233421.1545 | 229830.0598 | 226294.2127 | 222812.7633 | 219384.8746 | 216009.7227 | 212686.4962 | 209414.3963 | 206192.6363 | 203020.4419 | 199897.0505 | 196821.7113 | 193793.6849 | 190812.2436 | 187876.6706 | 184986.2603 | 0 | 0 | 0 | 0 | 0 | 0 | 0 | 0
F2_Commercial_Lodging_Existing_Food Preparation_Natural Gas_Broiler_Baseline Forecast | F2 | Commercial | Lodging | Existing | Food Preparation | Natural Gas | Broiler | Baseline Forecast | Usage (MMtherm) | 0.016104 | 0.015856 | 0.014861 | 0.014858 | 0.014852 | 0.014907 | 0.014718 | 0.014585 | 0.014448 | 0.014357 | 0.014156 | 0.014003 | 0.013844 | 0.01374 | 0.013514 | 0.013347 | 0.013182 | 0.013065 | 0.012839 | 0.012666 | 0.01249 | 0.012367 | 0 | 0 | 0 | 0 | 0 | 0 | 0 | 0
F3_Commercial_Lodging_Existing_Food Preparation_Natural Gas_Broiler_Baseline Forecast | F3 | Commercial | Lodging | Existing | Food Preparation | Natural Gas | Broiler | Baseline Forecast | Peak Demand (S) | 0 | 0 | 0 | 0 | 0 | 0 | 0 | 0 | 0 | 0 | 0 | 0 | 0 | 0 | 0 | 0 | 0 | 0 | 0 | 0 | 0 | 0 | 0 | 0 | 0 | 0 | 0 | 0 | 0 | 0
F4_Commercial_Lodging_Existing_Food Preparation_Natural Gas_Broiler_Baseline Forecast | F4 | Commercial | Lodging | Existing | Food Preparation | Natural Gas | Broiler | Baseline Forecast | Peak Demand (W) | 0 | 0 | 0 | 0 | 0 | 0 | 0 | 0 | 0 | 0 | 0 | 0 | 0 | 0 | 0 | 0 | 0 | 0 | 0 | 0 | 0 | 0 | 0 | 0 | 0 | 0 | 0 | 0 | 0 | 0
F5_Commercial_Lodging_Existing_Food Preparation_Natural Gas_Broiler_Baseline Forecast | F5 | Commercial | Lodging | Existing | Food Preparation | Natural Gas | Broiler | Baseline Forecast | Turnover | 0 | 9342.0753 | 10475.8998 | 11432.8602 | 12235.5711 | 12903.8166 | 13454.9037 | 13903.9718 | 14264.2631 | 14547.3593 | 12732.0478 | 11143.2623 | 11328.1911 | 11543.3664 | 11767.7267 | 11986.6008 | 12190.11 | 14282.8891 | 14294.9659 | 14277.9297 | 14235.8381 | 13829.6688 | 0 | 0 | 0 | 0 | 0 | 0 | 0 | 0
F6_Commercial_Lodging_Existing_Food Preparation_Natural Gas_Broiler_Baseline Forecast | F6 | Commercial | Lodging | Existing | Food Preparation | Natural Gas | Broiler | Baseline Forecast | Avg. Replacement Usage | 0.062862 | 0.062862 | 0.059836 | 0.060759 | 0.061685 | 0.062881 | 0.063053 | 0.063461 | 0.063846 | 0.064434 | 0.064526 | 0.064825 | 0.065093 | 0.065612 | 0.065543 | 0.065744 | 0.065942 | 0.06638 | 0.06625 | 0.06638 | 0.066477 | 0.066851 | 0 | 0 | 0 | 0 | 0 | 0 | 0 | 0
F7_Commercial_Lodging_Existing_Food Preparation_Natural Gas_Broiler_Baseline Forecast | F7 | Commercial | Lodging | Existing | Food Preparation | Natural Gas | Broiler | Baseline Forecast | Avg. Replacement Demand (S) | 0 | 0 | 0 | 0 | 0 | 0 | 0 | 0 | 0 | 0 | 0 | 0 | 0 | 0 | 0 | 0 | 0 | 0 | 0 | 0 | 0 | 0 | 0 | 0 | 0 | 0 | 0 | 0 | 0 | 0
F8_Commercial_Lodging_Existing_Food Preparation_Natural Gas_Broiler_Baseline Forecast | F8 | Commercial | Lodging | Existing | Food Preparation | Natural Gas | Broiler | Baseline Forecast | Avg. Replacement Demand (W) | 0 | 0 | 0 | 0 | 0 | 0 | 0 | 0 | 0 | 0 | 0 | 0 | 0 | 0 | 0 | 0 | 0 | 0 | 0 | 0 | 0 | 0 | 0 | 0 | 0 | 0 | 0 | 0 | 0 | 0
F1_Commercial_Lodging_Existing_Food Preparation_Natural Gas_Griddle_Baseline Forecast | F1 | Commercial | Lodging | Existing | Food Preparation | Natural Gas | Griddle | Baseline Forecast | Units | 372015.6246 | 366292.3073 | 360657.041 | 355108.4711 | 349645.2639 | 344266.106 | 338969.7043 | 333754.7858 | 328620.0968 | 323564.403 | 318586.4891 | 313685.1585 | 308859.233 | 304107.5525 | 299428.9748 | 294822.3751 | 290286.6463 | 285820.6979 | 281423.4564 | 277093.8648 | 272830.8822 | 268633.484 | 0 | 0 | 0 | 0 | 0 | 0 | 0 | 0
F2_Commercial_Lodging_Existing_Food Preparation_Natural Gas_Griddle_Baseline Forecast | F2 | Commercial | Lodging | Existing | Food Preparation | Natural Gas | Griddle | Baseline Forecast | Usage (MMtherm) | 0.016622 | 0.016366 | 0.015339 | 0.015336 | 0.01533 | 0.015387 | 0.015191 | 0.015054 | 0.014913 | 0.014819 | 0.014611 | 0.014453 | 0.01429 | 0.014182 | 0.013949 | 0.013777 | 0.013606 | 0.013485 | 0.013252 | 0.013073 | 0.012891 | 0.012764 | 0 | 0 | 0 | 0 | 0 | 0 | 0 | 0
F3_Commercial_Lodging_Existing_Food Preparation_Natural Gas_Griddle_Baseline Forecast | F3 | Commercial | Lodging | Existing | Food Preparation | Natural Gas | Griddle | Baseline Forecast | Peak Demand (S) | 0 | 0 | 0 | 0 | 0 | 0 | 0 | 0 | 0 | 0 | 0 | 0 | 0 | 0 | 0 | 0 | 0 | 0 | 0 | 0 | 0 | 0 | 0 | 0 | 0 | 0 | 0 | 0 | 0 | 0
F4_Commercial_Lodging_Existing_Food Preparation_Natural Gas_Griddle_Baseline Forecast | F4 | Commercial | Lodging | Existing | Food Preparation | Natural Gas | Griddle | Baseline Forecast | Peak Demand (W) | 0 | 0 | 0 | 0 | 0 | 0 | 0 | 0 | 0 | 0 | 0 | 0 | 0 | 0 | 0 | 0 | 0 | 0 | 0 | 0 | 0 | 0 | 0 | 0 | 0 | 0 | 0 | 0 | 0 | 0
F5_Commercial_Lodging_Existing_Food Preparation_Natural Gas_Griddle_Baseline Forecast | F5 | Commercial | Lodging | Existing | Food Preparation | Natural Gas | Griddle | Baseline Forecast | Turnover | 0 | 13566.3818 | 15212.8999 | 16602.5794 | 17768.2607 | 18738.6739 | 19538.952 | 20191.0801 | 20714.2881 | 21125.3949 | 18489.2345 | 16182.0309 | 16450.5809 | 16763.0543 | 17088.8661 | 17406.7108 | 17702.2429 | 20741.3365 | 20758.8741 | 20734.1344 | 20673.0099 | 20083.1786 | 0 | 0 | 0 | 0 | 0 | 0 | 0 | 0
F6_Commercial_Lodging_Existing_Food Preparation_Natural Gas_Griddle_Baseline Forecast | F6 | Commercial | Lodging | Existing | Food Preparation | Natural Gas | Griddle | Baseline Forecast | Avg. Replacement Usage | 0.04468 | 0.04468 | 0.042529 | 0.043186 | 0.043844 | 0.044694 | 0.044816 | 0.045106 | 0.04538 | 0.045798 | 0.045863 | 0.046075 | 0.046266 | 0.046635 | 0.046586 | 0.046728 | 0.046869 | 0.047181 | 0.047089 | 0.047181 | 0.04725 | 0.047516 | 0 | 0 | 0 | 0 | 0 | 0 | 0 | 0
F7_Commercial_Lodging_Existing_Food Preparation_Natural Gas_Griddle_Baseline Forecast | F7 | Commercial | Lodging | Existing | Food Preparation | Natural Gas | Griddle | Baseline Forecast | Avg. Replacement Demand (S) | 0 | 0 | 0 | 0 | 0 | 0 | 0 | 0 | 0 | 0 | 0 | 0 | 0 | 0 | 0 | 0 | 0 | 0 | 0 | 0 | 0 | 0 | 0 | 0 | 0 | 0 | 0 | 0 | 0 | 0
F8_Commercial_Lodging_Existing_Food Preparation_Natural Gas_Griddle_Baseline Forecast | F8 | Commercial | Lodging | Existing | Food Preparation | Natural Gas | Griddle | Baseline Forecast | Avg. Replacement Demand (W) | 0 | 0 | 0 | 0 | 0 | 0 | 0 | 0 | 0 | 0 | 0 | 0 | 0 | 0 | 0 | 0 | 0 | 0 | 0 | 0 | 0 | 0 | 0 | 0 | 0 | 0 | 0 | 0 | 0 | 0
F1_Commercial_Lodging_Existing_Food Preparation_Natural Gas_Range_Baseline Forecast | F1 | Commercial | Lodging | Existing | Food Preparation | Natural Gas | Range | Baseline Forecast | Units | 1056832.949 | 1040573.9806 | 1024565.1501 | 1008802.6093 | 993282.5692 | 978001.2989 | 962955.1251 | 948140.4308 | 933553.655 | 919191.2911 | 905049.8866 | 891126.0422 | 877416.4107 | 863917.6967 | 850626.6552 | 837540.0913 | 824654.8591 | 811967.8613 | 799476.0481 | 787176.4166 | 775066.0101 | 763141.9177 | 0 | 0 | 0 | 0 | 0 | 0 | 0 | 0
F2_Commercial_Lodging_Existing_Food Preparation_Natural Gas_Range_Baseline Forecast | F2 | Commercial | Lodging | Existing | Food Preparation | Natural Gas | Range | Baseline Forecast | Usage (MMtherm) | 0.048981 | 0.048227 | 0.045199 | 0.045191 | 0.045174 | 0.045341 | 0.044766 | 0.044362 | 0.043944 | 0.043667 | 0.043057 | 0.04259 | 0.042109 | 0.041791 | 0.041105 | 0.040597 | 0.040093 | 0.039738 | 0.039051 | 0.038525 | 0.037988 | 0.037614 | 0 | 0 | 0 | 0 | 0 | 0 | 0 | 0
F3_Commercial_Lodging_Existing_Food Preparation_Natural Gas_Range_Baseline Forecast | F3 | Commercial | Lodging | Existing | Food Preparation | Natural Gas | Range | Baseline Forecast | Peak Demand (S) | 0 | 0 | 0 | 0 | 0 | 0 | 0 | 0 | 0 | 0 | 0 | 0 | 0 | 0 | 0 | 0 | 0 | 0 | 0 | 0 | 0 | 0 | 0 | 0 | 0 | 0 | 0 | 0 | 0 | 0
F4_Commercial_Lodging_Existing_Food Preparation_Natural Gas_Range_Baseline Forecast | F4 | Commercial | Lodging | Existing | Food Preparation | Natural Gas | Range | Baseline Forecast | Peak Demand (W) | 0 | 0 | 0 | 0 | 0 | 0 | 0 | 0 | 0 | 0 | 0 | 0 | 0 | 0 | 0 | 0 | 0 | 0 | 0 | 0 | 0 | 0 | 0 | 0 | 0 | 0 | 0 | 0 | 0 | 0
F5_Commercial_Lodging_Existing_Food Preparation_Natural Gas_Range_Baseline Forecast | F5 | Commercial | Lodging | Existing | Food Preparation | Natural Gas | Range | Baseline Forecast | Turnover | 0 | 41622.9592 | 53277.3878 | 62142.2407 | 68814.6164 | 73764.77 | 77363.0444 | 79901.0836 | 81608.542 | 82666.2466 | 72355.9656 | 66261.9484 | 63003.7972 | 61598.05 | 61351.8432 | 70566.0795 | 72077.4552 | 73014.2142 | 73502.2559 | 71751.4665 | 69043.1449 | 66131.0346 | 0 | 0 | 0 | 0 | 0 | 0 | 0 | 0
F6_Commercial_Lodging_Existing_Food Preparation_Natural Gas_Range_Baseline Forecast | F6 | Commercial | Lodging | Existing | Food Preparation | Natural Gas | Range | Baseline Forecast | Avg. Replacement Usage | 0.046347 | 0.046347 | 0.044116 | 0.044797 | 0.045479 | 0.046361 | 0.046488 | 0.046789 | 0.047072 | 0.047506 | 0.047574 | 0.047794 | 0.047992 | 0.048374 | 0.048323 | 0.048471 | 0.048618 | 0.048941 | 0.048845 | 0.048941 | 0.049012 | 0.049288 | 0 | 0 | 0 | 0 | 0 | 0 | 0 | 0
F7_Commercial_Lodging_Existing_Food Preparation_Natural Gas_Range_Baseline Forecast | F7 | Commercial | Lodging | Existing | Food Preparation | Natural Gas | Range | Baseline Forecast | Avg. Replacement Demand (S) | 0 | 0 | 0 | 0 | 0 | 0 | 0 | 0 | 0 | 0 | 0 | 0 | 0 | 0 | 0 | 0 | 0 | 0 | 0 | 0 | 0 | 0 | 0 | 0 | 0 | 0 | 0 | 0 | 0 | 0
F8_Commercial_Lodging_Existing_Food Preparation_Natural Gas_Range_Baseline Forecast | F8 | Commercial | Lodging | Existing | Food Preparation | Natural Gas | Range | Baseline Forecast | Avg. Replacement Demand (W) | 0 | 0 | 0 | 0 | 0 | 0 | 0 | 0 | 0 | 0 | 0 | 0 | 0 | 0 | 0 | 0 | 0 | 0 | 0 | 0 | 0 | 0 | 0 | 0 | 0 | 0 | 0 | 0 | 0 | 0
F1_Commercial_Lodging_Existing_Food Preparation_Natural Gas_Steamer_Baseline Forecast | F1 | Commercial | Lodging | Existing | Food Preparation | Natural Gas | Steamer | Baseline Forecast | Units | 183634.3316 | 180809.188 | 178027.5082 | 175288.6235 | 172591.8754 | 169936.6158 | 167322.2063 | 164748.0185 | 162213.4336 | 159717.8424 | 157260.6448 | 154841.2503 | 152459.0772 | 150113.5529 | 147804.1136 | 145530.2042 | 143291.278 | 141086.7968 | 138916.2307 | 136779.0579 | 134674.7647 | 132602.8452 | 0 | 0 | 0 | 0 | 0 | 0 | 0 | 0
F2_Commercial_Lodging_Existing_Food Preparation_Natural Gas_Steamer_Baseline Forecast | F2 | Commercial | Lodging | Existing | Food Preparation | Natural Gas | Steamer | Baseline Forecast | Usage (MMtherm) | 0.014215 | 0.013996 | 0.013117 | 0.013115 | 0.01311 | 0.013158 | 0.012991 | 0.012874 | 0.012753 | 0.012673 | 0.012495 | 0.01236 | 0.01222 | 0.012128 | 0.011929 | 0.011781 | 0.011635 | 0.011532 | 0.011333 | 0.01118 | 0.011024 | 0.010916 | 0 | 0 | 0 | 0 | 0 | 0 | 0 | 0
F3_Commercial_Lodging_Existing_Food Preparation_Natural Gas_Steamer_Baseline Forecast | F3 | Commercial | Lodging | Existing | Food Preparation | Natural Gas | Steamer | Baseline Forecast | Peak Demand (S) | 0 | 0 | 0 | 0 | 0 | 0 | 0 | 0 | 0 | 0 | 0 | 0 | 0 | 0 | 0 | 0 | 0 | 0 | 0 | 0 | 0 | 0 | 0 | 0 | 0 | 0 | 0 | 0 | 0 | 0
F4_Commercial_Lodging_Existing_Food Preparation_Natural Gas_Steamer_Baseline Forecast | F4 | Commercial | Lodging | Existing | Food Preparation | Natural Gas | Steamer | Baseline Forecast | Peak Demand (W) | 0 | 0 | 0 | 0 | 0 | 0 | 0 | 0 | 0 | 0 | 0 | 0 | 0 | 0 | 0 | 0 | 0 | 0 | 0 | 0 | 0 | 0 | 0 | 0 | 0 | 0 | 0 | 0 | 0 | 0
F5_Commercial_Lodging_Existing_Food Preparation_Natural Gas_Steamer_Baseline Forecast | F5 | Commercial | Lodging | Existing | Food Preparation | Natural Gas | Steamer | Baseline Forecast | Turnover | 0 | 6696.6366 | 7509.3908 | 8195.3643 | 8770.7678 | 9249.7831 | 9644.8164 | 9966.7198 | 10224.9857 | 10427.9162 | 9773.818 | 9279.8869 | 8913.8842 | 8649.1606 | 8463.7629 | 8339.6764 | 8262.1829 | 8219.3184 | 8201.414 | 9682.5533 | 9584.4479 | 9436.5927 | 0 | 0 | 0 | 0 | 0 | 0 | 0 | 0
F6_Commercial_Lodging_Existing_Food Preparation_Natural Gas_Steamer_Baseline Forecast | F6 | Commercial | Lodging | Existing | Food Preparation | Natural Gas | Steamer | Baseline Forecast | Avg. Replacement Usage | 0.077407 | 0.077407 | 0.073681 | 0.074818 | 0.075958 | 0.077431 | 0.077643 | 0.078145 | 0.078619 | 0.079343 | 0.079457 | 0.079824 | 0.080154 | 0.080793 | 0.080708 | 0.080956 | 0.0812 | 0.08174 | 0.08158 | 0.081739 | 0.081859 | 0.082319 | 0 | 0 | 0 | 0 | 0 | 0 | 0 | 0
F7_Commercial_Lodging_Existing_Food Preparation_Natural Gas_Steamer_Baseline Forecast | F7 | Commercial | Lodging | Existing | Food Preparation | Natural Gas | Steamer | Baseline Forecast | Avg. Replacement Demand (S) | 0 | 0 | 0 | 0 | 0 | 0 | 0 | 0 | 0 | 0 | 0 | 0 | 0 | 0 | 0 | 0 | 0 | 0 | 0 | 0 | 0 | 0 | 0 | 0 | 0 | 0 | 0 | 0 | 0 | 0
F8_Commercial_Lodging_Existing_Food Preparation_Natural Gas_Steamer_Baseline Forecast | F8 | Commercial | Lodging | Existing | Food Preparation | Natural Gas | Steamer | Baseline Forecast | Avg. Replacement Demand (W) | 0 | 0 | 0 | 0 | 0 | 0 | 0 | 0 | 0 | 0 | 0 | 0 | 0 | 0 | 0 | 0 | 0 | 0 | 0 | 0 | 0 | 0 | 0 | 0 | 0 | 0 | 0 | 0 | 0 | 0
F1_Commercial_Lodging_Existing_Food Preparation_Natural Gas_Food Prep Other_Baseline Forecast | F1 | Commercial | Lodging | Existing | Food Preparation | Natural Gas | Food Prep Other | Baseline Forecast | Units | 183634.3316 | 180809.188 | 178027.5082 | 175288.6235 | 172591.8754 | 169936.6158 | 167322.2063 | 164748.0185 | 162213.4336 | 159717.8424 | 157260.6448 | 154841.2503 | 152459.0772 | 150113.5529 | 147804.1136 | 145530.2042 | 143291.278 | 141086.7968 | 138916.2307 | 136779.0579 | 134674.7647 | 132602.8452 | 0 | 0 | 0 | 0 | 0 | 0 | 0 | 0
F2_Commercial_Lodging_Existing_Food Preparation_Natural Gas_Food Prep Other_Baseline Forecast | F2 | Commercial | Lodging | Existing | Food Preparation | Natural Gas | Food Prep Other | Baseline Forecast | Usage (MMtherm) | 0.01011 | 0.0099544 | 0.0093294 | 0.0093277 | 0.0093241 | 0.0093586 | 0.0092399 | 0.0091566 | 0.0090704 | 0.0090131 | 0.0088872 | 0.0087909 | 0.0086915 | 0.008626 | 0.0084843 | 0.0083794 | 0.0082754 | 0.0082022 | 0.0080603 | 0.0079517 | 0.0078409 | 0.0077637 | 0 | 0 | 0 | 0 | 0 | 0 | 0 | 0
F3_Commercial_Lodging_Existing_Food Preparation_Natural Gas_Food Prep Other_Baseline Forecast | F3 | Commercial | Lodging | Existing | Food Preparation | Natural Gas | Food Prep Other | Baseline Forecast | Peak Demand (S) | 0 | 0 | 0 | 0 | 0 | 0 | 0 | 0 | 0 | 0 | 0 | 0 | 0 | 0 | 0 | 0 | 0 | 0 | 0 | 0 | 0 | 0 | 0 | 0 | 0 | 0 | 0 | 0 | 0 | 0
F4_Commercial_Lodging_Existing_Food Preparation_Natural Gas_Food Prep Other_Baseline Forecast | F4 | Commercial | Lodging | Existing | Food Preparation | Natural Gas | Food Prep Other | Baseline Forecast | Peak Demand (W) | 0 | 0 | 0 | 0 | 0 | 0 | 0 | 0 | 0 | 0 | 0 | 0 | 0 | 0 | 0 | 0 | 0 | 0 | 0 | 0 | 0 | 0 | 0 | 0 | 0 | 0 | 0 | 0 | 0 | 0
F5_Commercial_Lodging_Existing_Food Preparation_Natural Gas_Food Prep Other_Baseline Forecast | F5 | Commercial | Lodging | Existing | Food Preparation | Natural Gas | Food Prep Other | Baseline Forecast | Turnover | 0 | 7232.3675 | 9257.4304 | 10797.7792 | 11957.1651 | 12817.2993 | 13442.5322 | 13883.5396 | 14180.226 | 14364.0118 | 12572.5068 | 11513.6159 | 10947.4825 | 10703.2211 | 10660.4404 | 12261.4978 | 12524.113 | 12686.8834 | 12771.6851 | 12467.4695 | 11996.874 | 11490.8684 | 0 | 0 | 0 | 0 | 0 | 0 | 0 | 0
F6_Commercial_Lodging_Existing_Food Preparation_Natural Gas_Food Prep Other_Baseline Forecast | F6 | Commercial | Lodging | Existing | Food Preparation | Natural Gas | Food Prep Other | Baseline Forecast | Avg. Replacement Usage | 0.055054 | 0.055054 | 0.052404 | 0.053213 | 0.054024 | 0.055071 | 0.055222 | 0.05558 | 0.055916 | 0.056432 | 0.056512 | 0.056774 | 0.057008 | 0.057463 | 0.057402 | 0.057578 | 0.057752 | 0.058136 | 0.058022 | 0.058136 | 0.058221 | 0.058548 | 0 | 0 | 0 | 0 | 0 | 0 | 0 | 0
F7_Commercial_Lodging_Existing_Food Preparation_Natural Gas_Food Prep Other_Baseline Forecast | F7 | Commercial | Lodging | Existing | Food Preparation | Natural Gas | Food Prep Other | Baseline Forecast | Avg. Replacement Demand (S) | 0 | 0 | 0 | 0 | 0 | 0 | 0 | 0 | 0 | 0 | 0 | 0 | 0 | 0 | 0 | 0 | 0 | 0 | 0 | 0 | 0 | 0 | 0 | 0 | 0 | 0 | 0 | 0 | 0 | 0
F8_Commercial_Lodging_Existing_Food Preparation_Natural Gas_Food Prep Other_Baseline Forecast | F8 | Commercial | Lodging | Existing | Food Preparation | Natural Gas | Food Prep Other | Baseline Forecast | Avg. Replacement Demand (W) | 0 | 0 | 0 | 0 | 0 | 0 | 0 | 0 | 0 | 0 | 0 | 0 | 0 | 0 | 0 | 0 | 0 | 0 | 0 | 0 | 0 | 0 | 0 | 0 | 0 | 0 | 0 | 0 | 0 | 0
F1_Commercial_Lodging_Existing_Miscellaneous_Natural Gas_Pool Heater_Baseline Forecast | F1 | Commercial | Lodging | Existing | Miscellaneous | Natural Gas | Pool Heater | Baseline Forecast | Units | 1587268.219 | 1562848.7079 | 1538804.8816 | 1515130.9604 | 1491821.2533 | 1468870.1571 | 1446272.1547 | 1424021.8138 | 1402113.7859 | 1380542.8046 | 1359303.6845 | 1338391.3201 | 1317800.6844 | 1297526.8278 | 1277564.8766 | 1257910.0323 | 1238557.5703 | 1219502.8384 | 1200741.2563 | 1182268.3139 | 1164079.5706 | 1146170.6541 | 0 | 0 | 0 | 0 | 0 | 0 | 0 | 0
F2_Commercial_Lodging_Existing_Miscellaneous_Natural Gas_Pool Heater_Baseline Forecast | F2 | Commercial | Lodging | Existing | Miscellaneous | Natural Gas | Pool Heater | Baseline Forecast | Usage (MMtherm) | 0.041201 | 0.040567 | 0.03802 | 0.038013 | 0.037998 | 0.038139 | 0.037655 | 0.037316 | 0.036964 | 0.036731 | 0.036218 | 0.035826 | 0.03542 | 0.035153 | 0.034576 | 0.034149 | 0.033725 | 0.033427 | 0.032848 | 0.032406 | 0.031954 | 0.031639 | 0 | 0 | 0 | 0 | 0 | 0 | 0 | 0
F3_Commercial_Lodging_Existing_Miscellaneous_Natural Gas_Pool Heater_Baseline Forecast | F3 | Commercial | Lodging | Existing | Miscellaneous | Natural Gas | Pool Heater | Baseline Forecast | Peak Demand (S) | 0 | 0 | 0 | 0 | 0 | 0 | 0 | 0 | 0 | 0 | 0 | 0 | 0 | 0 | 0 | 0 | 0 | 0 | 0 | 0 | 0 | 0 | 0 | 0 | 0 | 0 | 0 | 0 | 0 | 0
F4_Commercial_Lodging_Existing_Miscellaneous_Natural Gas_Pool Heater_Baseline Forecast | F4 | Commercial | Lodging | Existing | Miscellaneous | Natural Gas | Pool Heater | Baseline Forecast | Peak Demand (W) | 0 | 0 | 0 | 0 | 0 | 0 | 0 | 0 | 0 | 0 | 0 | 0 | 0 | 0 | 0 | 0 | 0 | 0 | 0 | 0 | 0 | 0 | 0 | 0 | 0 | 0 | 0 | 0 | 0 | 0
F5_Commercial_Lodging_Existing_Miscellaneous_Natural Gas_Pool Heater_Baseline Forecast | F5 | Commercial | Lodging | Existing | Miscellaneous | Natural Gas | Pool Heater | Baseline Forecast | Turnover | 0 | 187541.8449 | 178501.3663 | 170906.7723 | 164458.375 | 158920 | 159890.5933 | 158981.8965 | 156860.5039 | 153996.0201 | 150714.6373 | 190411.7067 | 178028.6352 | 168175.3243 | 160114.8691 | 153340.4112 | 156793.5178 | 156803.087 | 154711.5765 | 151398.1216 | 147430.8267 | 154582.027 | 0 | 0 | 0 | 0 | 0 | 0 | 0 | 0
F6_Commercial_Lodging_Existing_Miscellaneous_Natural Gas_Pool Heater_Baseline Forecast | F6 | Commercial | Lodging | Existing | Miscellaneous | Natural Gas | Pool Heater | Baseline Forecast | Avg. Replacement Usage | 0.025957 | 0.025957 | 0.024708 | 0.025089 | 0.025471 | 0.025965 | 0.026036 | 0.026205 | 0.026363 | 0.026606 | 0.026644 | 0.026768 | 0.026878 | 0.027093 | 0.027064 | 0.027147 | 0.027229 | 0.02741 | 0.027356 | 0.02741 | 0.02745 | 0.027604 | 0 | 0 | 0 | 0 | 0 | 0 | 0 | 0
F7_Commercial_Lodging_Existing_Miscellaneous_Natural Gas_Pool Heater_Baseline Forecast | F7 | Commercial | Lodging | Existing | Miscellaneous | Natural Gas | Pool Heater | Baseline Forecast | Avg. Replacement Demand (S) | 0 | 0 | 0 | 0 | 0 | 0 | 0 | 0 | 0 | 0 | 0 | 0 | 0 | 0 | 0 | 0 | 0 | 0 | 0 | 0 | 0 | 0 | 0 | 0 | 0 | 0 | 0 | 0 | 0 | 0
F8_Commercial_Lodging_Existing_Miscellaneous_Natural Gas_Pool Heater_Baseline Forecast | F8 | Commercial | Lodging | Existing | Miscellaneous | Natural Gas | Pool Heater | Baseline Forecast | Avg. Replacement Demand (W) | 0 | 0 | 0 | 0 | 0 | 0 | 0 | 0 | 0 | 0 | 0 | 0 | 0 | 0 | 0 | 0 | 0 | 0 | 0 | 0 | 0 | 0 | 0 | 0 | 0 | 0 | 0 | 0 | 0 | 0
F1_Commercial_Lodging_Existing_Miscellaneous_Natural Gas_Miscellaneous_Baseline Forecast | F1 | Commercial | Lodging | Existing | Miscellaneous | Natural Gas | Miscellaneous | Baseline Forecast | Units | 3701701.1636 | 3644751.9149 | 3588678.8085 | 3533468.3653 | 3479107.3135 | 3425582.5856 | 3372881.3151 | 3320990.8333 | 3269898.6667 | 3219592.5333 | 3170060.3405 | 3121290.1814 | 3073270.3325 | 3025989.2504 | 2979435.5697 | 2933598.0994 | 2888465.8209 | 2844027.8852 | 2800273.61 | 2757192.4776 | 2714774.1318 | 2673008.3759 | 0 | 0 | 0 | 0 | 0 | 0 | 0 | 0
F2_Commercial_Lodging_Existing_Miscellaneous_Natural Gas_Miscellaneous_Baseline Forecast | F2 | Commercial | Lodging | Existing | Miscellaneous | Natural Gas | Miscellaneous | Baseline Forecast | Usage (MMtherm) | 0.020686 | 0.020368 | 0.019089 | 0.019086 | 0.019078 | 0.019149 | 0.018906 | 0.018736 | 0.018559 | 0.018442 | 0.018184 | 0.017987 | 0.017784 | 0.01765 | 0.01736 | 0.017145 | 0.016933 | 0.016783 | 0.016492 | 0.01627 | 0.016044 | 0.015886 | 0 | 0 | 0 | 0 | 0 | 0 | 0 | 0
F3_Commercial_Lodging_Existing_Miscellaneous_Natural Gas_Miscellaneous_Baseline Forecast | F3 | Commercial | Lodging | Existing | Miscellaneous | Natural Gas | Miscellaneous | Baseline Forecast | Peak Demand (S) | 0 | 0 | 0 | 0 | 0 | 0 | 0 | 0 | 0 | 0 | 0 | 0 | 0 | 0 | 0 | 0 | 0 | 0 | 0 | 0 | 0 | 0 | 0 | 0 | 0 | 0 | 0 | 0 | 0 | 0
F4_Commercial_Lodging_Existing_Miscellaneous_Natural Gas_Miscellaneous_Baseline Forecast | F4 | Commercial | Lodging | Existing | Miscellaneous | Natural Gas | Miscellaneous | Baseline Forecast | Peak Demand (W) | 0 | 0 | 0 | 0 | 0 | 0 | 0 | 0 | 0 | 0 | 0 | 0 | 0 | 0 | 0 | 0 | 0 | 0 | 0 | 0 | 0 | 0 | 0 | 0 | 0 | 0 | 0 | 0 | 0 | 0
F5_Commercial_Lodging_Existing_Miscellaneous_Natural Gas_Miscellaneous_Baseline Forecast | F5 | Commercial | Lodging | Existing | Miscellaneous | Natural Gas | Miscellaneous | Baseline Forecast | Turnover | 0 | 312407.307 | 366191.7152 | 410005.9503 | 388628.3138 | 377920.8205 | 374858.8798 | 369359.5824 | 363258.2936 | 357691.5335 | 352243.5229 | 424763.0884 | 421876.9481 | 416417.0357 | 405600.2326 | 398658.0288 | 393921.1315 | 387828.4648 | 381568.5365 | 375749.4376 | 370015.8102 | 383756.1993 | 0 | 0 | 0 | 0 | 0 | 0 | 0 | 0
F6_Commercial_Lodging_Existing_Miscellaneous_Natural Gas_Miscellaneous_Baseline Forecast | F6 | Commercial | Lodging | Existing | Miscellaneous | Natural Gas | Miscellaneous | Baseline Forecast | Avg. Replacement Usage | 0.0055883 | 0.0055883 | 0.0053193 | 0.0054014 | 0.0054837 | 0.00559 | 0.0056053 | 0.0056416 | 0.0056758 | 0.0057281 | 0.0057363 | 0.0057628 | 0.0057867 | 0.0058328 | 0.0058266 | 0.0058445 | 0.0058621 | 0.0059011 | 0.0058896 | 0.0059011 | 0.0059098 | 0.005943 | 0 | 0 | 0 | 0 | 0 | 0 | 0 | 0
F7_Commercial_Lodging_Existing_Miscellaneous_Natural Gas_Miscellaneous_Baseline Forecast | F7 | Commercial | Lodging | Existing | Miscellaneous | Natural Gas | Miscellaneous | Baseline Forecast | Avg. Replacement Demand (S) | 0 | 0 | 0 | 0 | 0 | 0 | 0 | 0 | 0 | 0 | 0 | 0 | 0 | 0 | 0 | 0 | 0 | 0 | 0 | 0 | 0 | 0 | 0 | 0 | 0 | 0 | 0 | 0 | 0 | 0
F8_Commercial_Lodging_Existing_Miscellaneous_Natural Gas_Miscellaneous_Baseline Forecast | F8 | Commercial | Lodging | Existing | Miscellaneous | Natural Gas | Miscellaneous | Baseline Forecast | Avg. Replacement Demand (W) | 0 | 0 | 0 | 0 | 0 | 0 | 0 | 0 | 0 | 0 | 0 | 0 | 0 | 0 | 0 | 0 | 0 | 0 | 0 | 0 | 0 | 0 | 0 | 0 | 0 | 0 | 0 | 0 | 0 | 0
F1_Commercial_Lodging_New_Space Heating_Natural Gas_Furnace_Baseline Forecast | F1 | Commercial | Lodging | New | Space Heating | Natural Gas | Furnace | Baseline Forecast | Units | 0 | 90546.6705 | 233137.8921 | 294190.8628 | 354210.4747 | 413666.5125 | 472556.6697 | 531109.1887 | 589081.5583 | 646564.1901 | 703316.7193 | 759451.2602 | 815089.6001 | 869976.1773 | 924221.3693 | 977694.2717 | 1030633.2577 | 1082962.6517 | 1134557.1886 | 1185759.0184 | 1236378.6099 | 1286916.6566 | 0 | 0 | 0 | 0 | 0 | 0 | 0 | 0
F2_Commercial_Lodging_New_Space Heating_Natural Gas_Furnace_Baseline Forecast | F2 | Commercial | Lodging | New | Space Heating | Natural Gas | Furnace | Baseline Forecast | Usage (MMtherm) | 0 | 0.0084095 | 0.02061 | 0.026409 | 0.032281 | 0.038431 | 0.044022 | 0.049797 | 0.055552 | 0.061522 | 0.067006 | 0.072677 | 0.078315 | 0.084246 | 0.089396 | 0.094851 | 0.10028 | 0.10607 | 0.1109 | 0.11612 | 0.12125 | 0.1269 | 0 | 0 | 0 | 0 | 0 | 0 | 0 | 0
F3_Commercial_Lodging_New_Space Heating_Natural Gas_Furnace_Baseline Forecast | F3 | Commercial | Lodging | New | Space Heating | Natural Gas | Furnace | Baseline Forecast | Peak Demand (S) | 0 | 0 | 0 | 0 | 0 | 0 | 0 | 0 | 0 | 0 | 0 | 0 | 0 | 0 | 0 | 0 | 0 | 0 | 0 | 0 | 0 | 0 | 0 | 0 | 0 | 0 | 0 | 0 | 0 | 0
F4_Commercial_Lodging_New_Space Heating_Natural Gas_Furnace_Baseline Forecast | F4 | Commercial | Lodging | New | Space Heating | Natural Gas | Furnace | Baseline Forecast | Peak Demand (W) | 0 | 0 | 0 | 0 | 0 | 0 | 0 | 0 | 0 | 0 | 0 | 0 | 0 | 0 | 0 | 0 | 0 | 0 | 0 | 0 | 0 | 0 | 0 | 0 | 0 | 0 | 0 | 0 | 0 | 0
F5_Commercial_Lodging_New_Space Heating_Natural Gas_Furnace_Baseline Forecast | F5 | Commercial | Lodging | New | Space Heating | Natural Gas | Furnace | Baseline Forecast | Turnover | 0 | 90546.6705 | 142591.2216 | 61052.9707 | 60019.6119 | 59456.0378 | 58890.1571 | 58552.519 | 57972.3696 | 57482.6318 | 56752.5291 | 56134.5409 | 55638.3399 | 54886.5772 | 54245.192 | 53472.9024 | 52938.986 | 52329.3941 | 51594.5368 | 58166.9584 | 68017.4963 | 71294.0336 | 0 | 0 | 0 | 0 | 0 | 0 | 0 | 0
F6_Commercial_Lodging_New_Space Heating_Natural Gas_Furnace_Baseline Forecast | F6 | Commercial | Lodging | New | Space Heating | Natural Gas | Furnace | Baseline Forecast | Avg. Replacement Usage | 0.092875 | 0.092875 | 0.088404 | 0.089769 | 0.091136 | 0.092903 | 0.093158 | 0.093761 | 0.094069 | 0.094939 | 0.095078 | 0.09552 | 0.095915 | 0.096686 | 0.096584 | 0.09688 | 0.097175 | 0.097821 | 0.09763 | 0.09782 | 0.097964 | 0.098515 | 0 | 0 | 0 | 0 | 0 | 0 | 0 | 0
F7_Commercial_Lodging_New_Space Heating_Natural Gas_Furnace_Baseline Forecast | F7 | Commercial | Lodging | New | Space Heating | Natural Gas | Furnace | Baseline Forecast | Avg. Replacement Demand (S) | 0 | 0 | 0 | 0 | 0 | 0 | 0 | 0 | 0 | 0 | 0 | 0 | 0 | 0 | 0 | 0 | 0 | 0 | 0 | 0 | 0 | 0 | 0 | 0 | 0 | 0 | 0 | 0 | 0 | 0
F8_Commercial_Lodging_New_Space Heating_Natural Gas_Furnace_Baseline Forecast | F8 | Commercial | Lodging | New | Space Heating | Natural Gas | Furnace | Baseline Forecast | Avg. Replacement Demand (W) | 0 | 0 | 0 | 0 | 0 | 0 | 0 | 0 | 0 | 0 | 0 | 0 | 0 | 0 | 0 | 0 | 0 | 0 | 0 | 0 | 0 | 0 | 0 | 0 | 0 | 0 | 0 | 0 | 0 | 0
F1_Commercial_Lodging_New_Space Heating_Natural Gas_Boiler_Baseline Forecast | F1 | Commercial | Lodging | New | Space Heating | Natural Gas | Boiler | Baseline Forecast | Units | 0 | 37494.4597 | 96540.0413 | 121821.4585 | 146674.9722 | 171295.1157 | 195680.9336 | 219926.9391 | 243932.7106 | 267735.6865 | 291236.3344 | 314481.0796 | 337520.353 | 360248.329 | 382710.714 | 404853.3016 | 426774.7998 | 448443.8722 | 469808.6477 | 491010.8072 | 511971.8676 | 532899.1612 | 0 | 0 | 0 | 0 | 0 | 0 | 0 | 0
F2_Commercial_Lodging_New_Space Heating_Natural Gas_Boiler_Baseline Forecast | F2 | Commercial | Lodging | New | Space Heating | Natural Gas | Boiler | Baseline Forecast | Usage (MMtherm) | 0 | 0.0059972 | 0.014698 | 0.018833 | 0.023021 | 0.027407 | 0.031394 | 0.035512 | 0.039502 | 0.043643 | 0.04744 | 0.05137 | 0.055275 | 0.059388 | 0.062951 | 0.066729 | 0.07049 | 0.074501 | 0.07784 | 0.081458 | 0.085009 | 0.088932 | 0 | 0 | 0 | 0 | 0 | 0 | 0 | 0
F3_Commercial_Lodging_New_Space Heating_Natural Gas_Boiler_Baseline Forecast | F3 | Commercial | Lodging | New | Space Heating | Natural Gas | Boiler | Baseline Forecast | Peak Demand (S) | 0 | 0 | 0 | 0 | 0 | 0 | 0 | 0 | 0 | 0 | 0 | 0 | 0 | 0 | 0 | 0 | 0 | 0 | 0 | 0 | 0 | 0 | 0 | 0 | 0 | 0 | 0 | 0 | 0 | 0
F4_Commercial_Lodging_New_Space Heating_Natural Gas_Boiler_Baseline Forecast | F4 | Commercial | Lodging | New | Space Heating | Natural Gas | Boiler | Baseline Forecast | Peak Demand (W) | 0 | 0 | 0 | 0 | 0 | 0 | 0 | 0 | 0 | 0 | 0 | 0 | 0 | 0 | 0 | 0 | 0 | 0 | 0 | 0 | 0 | 0 | 0 | 0 | 0 | 0 | 0 | 0 | 0 | 0
F5_Commercial_Lodging_New_Space Heating_Natural Gas_Boiler_Baseline Forecast | F5 | Commercial | Lodging | New | Space Heating | Natural Gas | Boiler | Baseline Forecast | Turnover | 0 | 37494.4597 | 59045.5816 | 25281.4172 | 24853.5138 | 24620.1435 | 24385.818 | 24246.0055 | 24005.7715 | 23802.976 | 23500.6479 | 23244.7452 | 23039.2734 | 22727.9761 | 22462.3849 | 22142.5876 | 21921.4982 | 21669.0724 | 21364.7755 | 21202.1595 | 20961.0604 | 20927.2936 | 0 | 0 | 0 | 0 | 0 | 0 | 0 | 0
F6_Commercial_Lodging_New_Space Heating_Natural Gas_Boiler_Baseline Forecast | F6 | Commercial | Lodging | New | Space Heating | Natural Gas | Boiler | Baseline Forecast | Avg. Replacement Usage | 0.15995 | 0.15995 | 0.15225 | 0.1546 | 0.15695 | 0.16 | 0.16044 | 0.16147 | 0.15722 | 0.15867 | 0.1589 | 0.15963 | 0.16029 | 0.16157 | 0.1614 | 0.1619 | 0.16239 | 0.16347 | 0.16315 | 0.16346 | 0.1637 | 0.16462 | 0 | 0 | 0 | 0 | 0 | 0 | 0 | 0
F7_Commercial_Lodging_New_Space Heating_Natural Gas_Boiler_Baseline Forecast | F7 | Commercial | Lodging | New | Space Heating | Natural Gas | Boiler | Baseline Forecast | Avg. Replacement Demand (S) | 0 | 0 | 0 | 0 | 0 | 0 | 0 | 0 | 0 | 0 | 0 | 0 | 0 | 0 | 0 | 0 | 0 | 0 | 0 | 0 | 0 | 0 | 0 | 0 | 0 | 0 | 0 | 0 | 0 | 0
F8_Commercial_Lodging_New_Space Heating_Natural Gas_Boiler_Baseline Forecast | F8 | Commercial | Lodging | New | Space Heating | Natural Gas | Boiler | Baseline Forecast | Avg. Replacement Demand (W) | 0 | 0 | 0 | 0 | 0 | 0 | 0 | 0 | 0 | 0 | 0 | 0 | 0 | 0 | 0 | 0 | 0 | 0 | 0 | 0 | 0 | 0 | 0 | 0 | 0 | 0 | 0 | 0 | 0 | 0
F1_Commercial_Lodging_New_Space Heating_Natural Gas_Unit Heater_Baseline Forecast | F1 | Commercial | Lodging | New | Space Heating | Natural Gas | Unit Heater | Baseline Forecast | Units | 0 | 12312.0331 | 31700.795 | 40002.4387 | 48163.572 | 56248.0736 | 64255.6299 | 72217.2761 | 80100.0368 | 87916.2056 | 95633.0991 | 103265.9621 | 110831.3544 | 118294.5261 | 125670.4859 | 132941.434 | 140139.7831 | 147255.2433 | 154270.7818 | 161232.922 | 168115.8928 | 174987.7756 | 0 | 0 | 0 | 0 | 0 | 0 | 0 | 0
F2_Commercial_Lodging_New_Space Heating_Natural Gas_Unit Heater_Baseline Forecast | F2 | Commercial | Lodging | New | Space Heating | Natural Gas | Unit Heater | Baseline Forecast | Usage (MMtherm) | 0 | 0.0014999 | 0.0036759 | 0.0047101 | 0.0057575 | 0.0068543 | 0.0078515 | 0.0088814 | 0.0099106 | 0.010978 | 0.011959 | 0.012973 | 0.013981 | 0.015041 | 0.015962 | 0.016937 | 0.017908 | 0.018943 | 0.019806 | 0.020741 | 0.021658 | 0.02267 | 0 | 0 | 0 | 0 | 0 | 0 | 0 | 0
F3_Commercial_Lodging_New_Space Heating_Natural Gas_Unit Heater_Baseline Forecast | F3 | Commercial | Lodging | New | Space Heating | Natural Gas | Unit Heater | Baseline Forecast | Peak Demand (S) | 0 | 0 | 0 | 0 | 0 | 0 | 0 | 0 | 0 | 0 | 0 | 0 | 0 | 0 | 0 | 0 | 0 | 0 | 0 | 0 | 0 | 0 | 0 | 0 | 0 | 0 | 0 | 0 | 0 | 0
F4_Commercial_Lodging_New_Space Heating_Natural Gas_Unit Heater_Baseline Forecast | F4 | Commercial | Lodging | New | Space Heating | Natural Gas | Unit Heater | Baseline Forecast | Peak Demand (W) | 0 | 0 | 0 | 0 | 0 | 0 | 0 | 0 | 0 | 0 | 0 | 0 | 0 | 0 | 0 | 0 | 0 | 0 | 0 | 0 | 0 | 0 | 0 | 0 | 0 | 0 | 0 | 0 | 0 | 0
F5_Commercial_Lodging_New_Space Heating_Natural Gas_Unit Heater_Baseline Forecast | F5 | Commercial | Lodging | New | Space Heating | Natural Gas | Unit Heater | Baseline Forecast | Turnover | 0 | 12312.0331 | 19388.7619 | 8301.6437 | 8161.1333 | 8084.5016 | 8007.5563 | 7961.6462 | 7882.7607 | 7816.1688 | 7716.8935 | 7632.8629 | 10027.7989 | 13310.8494 | 13714.4306 | 13973.9515 | 14177.6521 | 17527.9395 | 18792.9731 | 15054.2186 | 14883.0332 | 14795.2229 | 0 | 0 | 0 | 0 | 0 | 0 | 0 | 0
F6_Commercial_Lodging_New_Space Heating_Natural Gas_Unit Heater_Baseline Forecast | F6 | Commercial | Lodging | New | Space Heating | Natural Gas | Unit Heater | Baseline Forecast | Avg. Replacement Usage | 0.12182 | 0.12182 | 0.11596 | 0.11775 | 0.11954 | 0.12186 | 0.12219 | 0.12298 | 0.12373 | 0.12487 | 0.12505 | 0.12562 | 0.12614 | 0.12715 | 0.12702 | 0.12741 | 0.12779 | 0.12864 | 0.12839 | 0.12864 | 0.12883 | 0.12955 | 0 | 0 | 0 | 0 | 0 | 0 | 0 | 0
F7_Commercial_Lodging_New_Space Heating_Natural Gas_Unit Heater_Baseline Forecast | F7 | Commercial | Lodging | New | Space Heating | Natural Gas | Unit Heater | Baseline Forecast | Avg. Replacement Demand (S) | 0 | 0 | 0 | 0 | 0 | 0 | 0 | 0 | 0 | 0 | 0 | 0 | 0 | 0 | 0 | 0 | 0 | 0 | 0 | 0 | 0 | 0 | 0 | 0 | 0 | 0 | 0 | 0 | 0 | 0
F8_Commercial_Lodging_New_Space Heating_Natural Gas_Unit Heater_Baseline Forecast | F8 | Commercial | Lodging | New | Space Heating | Natural Gas | Unit Heater | Baseline Forecast | Avg. Replacement Demand (W) | 0 | 0 | 0 | 0 | 0 | 0 | 0 | 0 | 0 | 0 | 0 | 0 | 0 | 0 | 0 | 0 | 0 | 0 | 0 | 0 | 0 | 0 | 0 | 0 | 0 | 0 | 0 | 0 | 0 | 0
F1_Commercial_Lodging_New_Water Heating_Natural Gas_Water Heater_Baseline Forecast | F1 | Commercial | Lodging | New | Water Heating | Natural Gas | Water Heater | Baseline Forecast | Units | 0 | 141217.8135 | 363605.0138 | 458824.0537 | 552431.4532 | 645159.895 | 737005.7816 | 828325.0832 | 918739.576 | 1008390.267 | 1096902.2801 | 1184450.4703 | 1271224.7787 | 1356826.6278 | 1441428.1639 | 1524825.2266 | 1607389.586 | 1689003.2177 | 1769470.7561 | 1849325.8233 | 1928272.8237 | 2007092.6458 | 0 | 0 | 0 | 0 | 0 | 0 | 0 | 0
F2_Commercial_Lodging_New_Water Heating_Natural Gas_Water Heater_Baseline Forecast | F2 | Commercial | Lodging | New | Water Heating | Natural Gas | Water Heater | Baseline Forecast | Usage (MMtherm) | 0 | 0.16884 | 0.41381 | 0.53024 | 0.64814 | 0.77161 | 0.88387 | 0.99982 | 1.1157 | 1.2358 | 1.3462 | 1.4604 | 1.5739 | 1.6932 | 1.7969 | 1.9067 | 2.016 | 2.1325 | 2.2297 | 2.3349 | 2.4381 | 2.552 | 0 | 0 | 0 | 0 | 0 | 0 | 0 | 0
F3_Commercial_Lodging_New_Water Heating_Natural Gas_Water Heater_Baseline Forecast | F3 | Commercial | Lodging | New | Water Heating | Natural Gas | Water Heater | Baseline Forecast | Peak Demand (S) | 0 | 0 | 0 | 0 | 0 | 0 | 0 | 0 | 0 | 0 | 0 | 0 | 0 | 0 | 0 | 0 | 0 | 0 | 0 | 0 | 0 | 0 | 0 | 0 | 0 | 0 | 0 | 0 | 0 | 0
F4_Commercial_Lodging_New_Water Heating_Natural Gas_Water Heater_Baseline Forecast | F4 | Commercial | Lodging | New | Water Heating | Natural Gas | Water Heater | Baseline Forecast | Peak Demand (W) | 0 | 0 | 0 | 0 | 0 | 0 | 0 | 0 | 0 | 0 | 0 | 0 | 0 | 0 | 0 | 0 | 0 | 0 | 0 | 0 | 0 | 0 | 0 | 0 | 0 | 0 | 0 | 0 | 0 | 0
F5_Commercial_Lodging_New_Water Heating_Natural Gas_Water Heater_Baseline Forecast | F5 | Commercial | Lodging | New | Water Heating | Natural Gas | Water Heater | Baseline Forecast | Turnover | 0 | 141217.8135 | 222387.2003 | 95219.0399 | 93607.3995 | 92728.4418 | 91845.8866 | 91319.3016 | 90414.4928 | 89650.691 | 116755.5757 | 154620.4805 | 159475.9485 | 162484.6412 | 164653.458 | 202827.1801 | 217650.3814 | 174428.9775 | 172227.4714 | 176383.7154 | 186862.6584 | 196909.4972 | 0 | 0 | 0 | 0 | 0 | 0 | 0 | 0
F6_Commercial_Lodging_New_Water Heating_Natural Gas_Water Heater_Baseline Forecast | F6 | Commercial | Lodging | New | Water Heating | Natural Gas | Water Heater | Baseline Forecast | Avg. Replacement Usage | 1.1956 | 1.1956 | 1.1381 | 1.1556 | 1.1733 | 1.196 | 1.1993 | 1.207 | 1.2144 | 1.2255 | 1.2273 | 1.233 | 1.2381 | 1.2479 | 1.2466 | 1.2504 | 1.2542 | 1.2626 | 1.2601 | 1.2625 | 1.2644 | 1.2715 | 0 | 0 | 0 | 0 | 0 | 0 | 0 | 0
F7_Commercial_Lodging_New_Water Heating_Natural Gas_Water Heater_Baseline Forecast | F7 | Commercial | Lodging | New | Water Heating | Natural Gas | Water Heater | Baseline Forecast | Avg. Replacement Demand (S) | 0 | 0 | 0 | 0 | 0 | 0 | 0 | 0 | 0 | 0 | 0 | 0 | 0 | 0 | 0 | 0 | 0 | 0 | 0 | 0 | 0 | 0 | 0 | 0 | 0 | 0 | 0 | 0 | 0 | 0
F8_Commercial_Lodging_New_Water Heating_Natural Gas_Water Heater_Baseline Forecast | F8 | Commercial | Lodging | New | Water Heating | Natural Gas | Water Heater | Baseline Forecast | Avg. Replacement Demand (W) | 0 | 0 | 0 | 0 | 0 | 0 | 0 | 0 | 0 | 0 | 0 | 0 | 0 | 0 | 0 | 0 | 0 | 0 | 0 | 0 | 0 | 0 | 0 | 0 | 0 | 0 | 0 | 0 | 0 | 0
F1_Commercial_Lodging_New_Food Preparation_Natural Gas_Oven_Baseline Forecast | F1 | Commercial | Lodging | New | Food Preparation | Natural Gas | Oven | Baseline Forecast | Units | 0 | 13232.492 | 34070.7756 | 42993.0578 | 51764.3249 | 60453.2313 | 69059.4399 | 77616.306 | 86088.3891 | 94488.9019 | 102782.7175 | 110986.2203 | 119117.2083 | 127138.3336 | 135065.7269 | 142880.2578 | 150616.7621 | 158264.1807 | 165804.2072 | 173286.8435 | 180684.3915 | 188070.0225 | 0 | 0 | 0 | 0 | 0 | 0 | 0 | 0
F2_Commercial_Lodging_New_Food Preparation_Natural Gas_Oven_Baseline Forecast | F2 | Commercial | Lodging | New | Food Preparation | Natural Gas | Oven | Baseline Forecast | Usage (MMtherm) | 0 | 0.00050063 | 0.001227 | 0.0015722 | 0.0019217 | 0.0022878 | 0.0026207 | 0.0029645 | 0.003308 | 0.0036642 | 0.0039916 | 0.0043301 | 0.0046665 | 0.0050205 | 0.0053279 | 0.0056534 | 0.0059775 | 0.0063228 | 0.006611 | 0.0069229 | 0.007229 | 0.0075668 | 0 | 0 | 0 | 0 | 0 | 0 | 0 | 0
F3_Commercial_Lodging_New_Food Preparation_Natural Gas_Oven_Baseline Forecast | F3 | Commercial | Lodging | New | Food Preparation | Natural Gas | Oven | Baseline Forecast | Peak Demand (S) | 0 | 0 | 0 | 0 | 0 | 0 | 0 | 0 | 0 | 0 | 0 | 0 | 0 | 0 | 0 | 0 | 0 | 0 | 0 | 0 | 0 | 0 | 0 | 0 | 0 | 0 | 0 | 0 | 0 | 0
F4_Commercial_Lodging_New_Food Preparation_Natural Gas_Oven_Baseline Forecast | F4 | Commercial | Lodging | New | Food Preparation | Natural Gas | Oven | Baseline Forecast | Peak Demand (W) | 0 | 0 | 0 | 0 | 0 | 0 | 0 | 0 | 0 | 0 | 0 | 0 | 0 | 0 | 0 | 0 | 0 | 0 | 0 | 0 | 0 | 0 | 0 | 0 | 0 | 0 | 0 | 0 | 0 | 0
F5_Commercial_Lodging_New_Food Preparation_Natural Gas_Oven_Baseline Forecast | F5 | Commercial | Lodging | New | Food Preparation | Natural Gas | Oven | Baseline Forecast | Turnover | 0 | 13232.492 | 20838.2836 | 8922.2822 | 8771.2671 | 8688.9064 | 8606.2086 | 8556.8661 | 8472.0831 | 8400.5128 | 8293.8156 | 8203.5028 | 10777.4864 | 14305.9808 | 14739.7341 | 15018.6569 | 15237.5864 | 18838.3444 | 20197.953 | 16179.6859 | 15995.7025 | 15901.3274 | 0 | 0 | 0 | 0 | 0 | 0 | 0 | 0
F6_Commercial_Lodging_New_Food Preparation_Natural Gas_Oven_Baseline Forecast | F6 | Commercial | Lodging | New | Food Preparation | Natural Gas | Oven | Baseline Forecast | Avg. Replacement Usage | 0.037833 | 0.037833 | 0.036012 | 0.036568 | 0.037125 | 0.037845 | 0.037948 | 0.038194 | 0.038425 | 0.038779 | 0.038835 | 0.039015 | 0.039176 | 0.039488 | 0.039447 | 0.039568 | 0.039687 | 0.039951 | 0.039873 | 0.03995 | 0.040009 | 0.040234 | 0 | 0 | 0 | 0 | 0 | 0 | 0 | 0
F7_Commercial_Lodging_New_Food Preparation_Natural Gas_Oven_Baseline Forecast | F7 | Commercial | Lodging | New | Food Preparation | Natural Gas | Oven | Baseline Forecast | Avg. Replacement Demand (S) | 0 | 0 | 0 | 0 | 0 | 0 | 0 | 0 | 0 | 0 | 0 | 0 | 0 | 0 | 0 | 0 | 0 | 0 | 0 | 0 | 0 | 0 | 0 | 0 | 0 | 0 | 0 | 0 | 0 | 0
F8_Commercial_Lodging_New_Food Preparation_Natural Gas_Oven_Baseline Forecast | F8 | Commercial | Lodging | New | Food Preparation | Natural Gas | Oven | Baseline Forecast | Avg. Replacement Demand (W) | 0 | 0 | 0 | 0 | 0 | 0 | 0 | 0 | 0 | 0 | 0 | 0 | 0 | 0 | 0 | 0 | 0 | 0 | 0 | 0 | 0 | 0 | 0 | 0 | 0 | 0 | 0 | 0 | 0 | 0
F1_Commercial_Lodging_New_Food Preparation_Natural Gas_Conveyor Oven_Baseline Forecast | F1 | Commercial | Lodging | New | Food Preparation | Natural Gas | Conveyor Oven | Baseline Forecast | Units | 0 | 6616.246 | 17035.3878 | 21496.5289 | 25882.1625 | 30226.6157 | 34529.7199 | 38808.153 | 43044.1946 | 47244.451 | 51391.3588 | 55493.1102 | 59558.6041 | 63569.1668 | 67532.8635 | 71440.1289 | 75308.3811 | 79132.0903 | 82902.1036 | 86643.4217 | 90342.1957 | 94035.0112 | 0 | 0 | 0 | 0 | 0 | 0 | 0 | 0
F2_Commercial_Lodging_New_Food Preparation_Natural Gas_Conveyor Oven_Baseline Forecast | F2 | Commercial | Lodging | New | Food Preparation | Natural Gas | Conveyor Oven | Baseline Forecast | Usage (MMtherm) | 0 | 0.0004283 | 0.0010497 | 0.001345 | 0.0016441 | 0.0019573 | 0.0022421 | 0.0025362 | 0.0028301 | 0.0031349 | 0.0034149 | 0.0037045 | 0.0039924 | 0.0042952 | 0.0045582 | 0.0048367 | 0.005114 | 0.0054094 | 0.005656 | 0.0059228 | 0.0061847 | 0.0064737 | 0 | 0 | 0 | 0 | 0 | 0 | 0 | 0
F3_Commercial_Lodging_New_Food Preparation_Natural Gas_Conveyor Oven_Baseline Forecast | F3 | Commercial | Lodging | New | Food Preparation | Natural Gas | Conveyor Oven | Baseline Forecast | Peak Demand (S) | 0 | 0 | 0 | 0 | 0 | 0 | 0 | 0 | 0 | 0 | 0 | 0 | 0 | 0 | 0 | 0 | 0 | 0 | 0 | 0 | 0 | 0 | 0 | 0 | 0 | 0 | 0 | 0 | 0 | 0
F4_Commercial_Lodging_New_Food Preparation_Natural Gas_Conveyor Oven_Baseline Forecast | F4 | Commercial | Lodging | New | Food Preparation | Natural Gas | Conveyor Oven | Baseline Forecast | Peak Demand (W) | 0 | 0 | 0 | 0 | 0 | 0 | 0 | 0 | 0 | 0 | 0 | 0 | 0 | 0 | 0 | 0 | 0 | 0 | 0 | 0 | 0 | 0 | 0 | 0 | 0 | 0 | 0 | 0 | 0 | 0
F5_Commercial_Lodging_New_Food Preparation_Natural Gas_Conveyor Oven_Baseline Forecast | F5 | Commercial | Lodging | New | Food Preparation | Natural Gas | Conveyor Oven | Baseline Forecast | Turnover | 0 | 6616.246 | 10419.1418 | 4461.1411 | 4385.6336 | 4344.4532 | 4303.1043 | 4278.4331 | 4236.0416 | 4200.2564 | 4146.9078 | 4101.7514 | 4065.494 | 4010.5627 | 3963.6966 | 3907.2654 | 3868.2522 | 5146.9585 | 6912.441 | 7147.4885 | 7300.837 | 7443.3566 | 0 | 0 | 0 | 0 | 0 | 0 | 0 | 0
F6_Commercial_Lodging_New_Food Preparation_Natural Gas_Conveyor Oven_Baseline Forecast | F6 | Commercial | Lodging | New | Food Preparation | Natural Gas | Conveyor Oven | Baseline Forecast | Avg. Replacement Usage | 0.064735 | 0.064735 | 0.061619 | 0.06257 | 0.063523 | 0.064755 | 0.064932 | 0.065352 | 0.065748 | 0.066354 | 0.066449 | 0.066757 | 0.067033 | 0.067567 | 0.067496 | 0.067703 | 0.067907 | 0.068359 | 0.068225 | 0.068358 | 0.068458 | 0.068843 | 0 | 0 | 0 | 0 | 0 | 0 | 0 | 0
F7_Commercial_Lodging_New_Food Preparation_Natural Gas_Conveyor Oven_Baseline Forecast | F7 | Commercial | Lodging | New | Food Preparation | Natural Gas | Conveyor Oven | Baseline Forecast | Avg. Replacement Demand (S) | 0 | 0 | 0 | 0 | 0 | 0 | 0 | 0 | 0 | 0 | 0 | 0 | 0 | 0 | 0 | 0 | 0 | 0 | 0 | 0 | 0 | 0 | 0 | 0 | 0 | 0 | 0 | 0 | 0 | 0
F8_Commercial_Lodging_New_Food Preparation_Natural Gas_Conveyor Oven_Baseline Forecast | F8 | Commercial | Lodging | New | Food Preparation | Natural Gas | Conveyor Oven | Baseline Forecast | Avg. Replacement Demand (W) | 0 | 0 | 0 | 0 | 0 | 0 | 0 | 0 | 0 | 0 | 0 | 0 | 0 | 0 | 0 | 0 | 0 | 0 | 0 | 0 | 0 | 0 | 0 | 0 | 0 | 0 | 0 | 0 | 0 | 0
F1_Commercial_Lodging_New_Food Preparation_Natural Gas_Double Rack Oven_Baseline Forecast | F1 | Commercial | Lodging | New | Food Preparation | Natural Gas | Double Rack Oven | Baseline Forecast | Units | 0 | 6616.246 | 17035.3878 | 21496.5289 | 25882.1625 | 30226.6157 | 34529.7199 | 38808.153 | 43044.1946 | 47244.451 | 51391.3588 | 55493.1102 | 59558.6041 | 63569.1668 | 67532.8635 | 71440.1289 | 75308.3811 | 79132.0903 | 82902.1036 | 86643.4217 | 90342.1957 | 94035.0112 | 0 | 0 | 0 | 0 | 0 | 0 | 0 | 0
F2_Commercial_Lodging_New_Food Preparation_Natural Gas_Double Rack Oven_Baseline Forecast | F2 | Commercial | Lodging | New | Food Preparation | Natural Gas | Double Rack Oven | Baseline Forecast | Usage (MMtherm) | 0 | 0.00065067 | 0.0015947 | 0.0020434 | 0.0024977 | 0.0029735 | 0.0034061 | 0.003853 | 0.0042994 | 0.0047624 | 0.0051879 | 0.0056279 | 0.0060651 | 0.0065252 | 0.0069247 | 0.0073478 | 0.007769 | 0.0082178 | 0.0085925 | 0.0089978 | 0.0093957 | 0.0098347 | 0 | 0 | 0 | 0 | 0 | 0 | 0 | 0
F3_Commercial_Lodging_New_Food Preparation_Natural Gas_Double Rack Oven_Baseline Forecast | F3 | Commercial | Lodging | New | Food Preparation | Natural Gas | Double Rack Oven | Baseline Forecast | Peak Demand (S) | 0 | 0 | 0 | 0 | 0 | 0 | 0 | 0 | 0 | 0 | 0 | 0 | 0 | 0 | 0 | 0 | 0 | 0 | 0 | 0 | 0 | 0 | 0 | 0 | 0 | 0 | 0 | 0 | 0 | 0
F4_Commercial_Lodging_New_Food Preparation_Natural Gas_Double Rack Oven_Baseline Forecast | F4 | Commercial | Lodging | New | Food Preparation | Natural Gas | Double Rack Oven | Baseline Forecast | Peak Demand (W) | 0 | 0 | 0 | 0 | 0 | 0 | 0 | 0 | 0 | 0 | 0 | 0 | 0 | 0 | 0 | 0 | 0 | 0 | 0 | 0 | 0 | 0 | 0 | 0 | 0 | 0 | 0 | 0 | 0 | 0
F5_Commercial_Lodging_New_Food Preparation_Natural Gas_Double Rack Oven_Baseline Forecast | F5 | Commercial | Lodging | New | Food Preparation | Natural Gas | Double Rack Oven | Baseline Forecast | Turnover | 0 | 6616.246 | 10419.1418 | 4461.1411 | 4385.6336 | 4344.4532 | 4303.1043 | 4278.4331 | 4236.0416 | 4200.2564 | 4146.9078 | 4101.7514 | 5388.7432 | 7152.9904 | 7369.867 | 7509.3285 | 7618.7932 | 9419.1722 | 10098.9765 | 8089.8429 | 7997.8512 | 7950.6637 | 0 | 0 | 0 | 0 | 0 | 0 | 0 | 0
F6_Commercial_Lodging_New_Food Preparation_Natural Gas_Double Rack Oven_Baseline Forecast | F6 | Commercial | Lodging | New | Food Preparation | Natural Gas | Double Rack Oven | Baseline Forecast | Avg. Replacement Usage | 0.098344 | 0.098344 | 0.09361 | 0.095055 | 0.096503 | 0.098374 | 0.098644 | 0.099282 | 0.099884 | 0.1008 | 0.10095 | 0.10142 | 0.10183 | 0.10265 | 0.10254 | 0.10285 | 0.10316 | 0.10385 | 0.10365 | 0.10385 | 0.104 | 0.10459 | 0 | 0 | 0 | 0 | 0 | 0 | 0 | 0
F7_Commercial_Lodging_New_Food Preparation_Natural Gas_Double Rack Oven_Baseline Forecast | F7 | Commercial | Lodging | New | Food Preparation | Natural Gas | Double Rack Oven | Baseline Forecast | Avg. Replacement Demand (S) | 0 | 0 | 0 | 0 | 0 | 0 | 0 | 0 | 0 | 0 | 0 | 0 | 0 | 0 | 0 | 0 | 0 | 0 | 0 | 0 | 0 | 0 | 0 | 0 | 0 | 0 | 0 | 0 | 0 | 0
F8_Commercial_Lodging_New_Food Preparation_Natural Gas_Double Rack Oven_Baseline Forecast | F8 | Commercial | Lodging | New | Food Preparation | Natural Gas | Double Rack Oven | Baseline Forecast | Avg. Replacement Demand (W) | 0 | 0 | 0 | 0 | 0 | 0 | 0 | 0 | 0 | 0 | 0 | 0 | 0 | 0 | 0 | 0 | 0 | 0 | 0 | 0 | 0 | 0 | 0 | 0 | 0 | 0 | 0 | 0 | 0 | 0
F1_Commercial_Lodging_New_Food Preparation_Natural Gas_Fryer_Baseline Forecast | F1 | Commercial | Lodging | New | Food Preparation | Natural Gas | Fryer | Baseline Forecast | Units | 0 | 17551.4333 | 45191.1056 | 57025.5236 | 68659.6367 | 80184.5075 | 91599.6889 | 102949.4229 | 114186.7016 | 125329.0503 | 136329.877 | 147210.9137 | 157995.7676 | 168634.9009 | 179149.709 | 189514.8177 | 199776.4327 | 209919.8854 | 219920.8944 | 229845.7817 | 239657.8088 | 249454.0293 | 0 | 0 | 0 | 0 | 0 | 0 | 0 | 0
F2_Commercial_Lodging_New_Food Preparation_Natural Gas_Fryer_Baseline Forecast | F2 | Commercial | Lodging | New | Food Preparation | Natural Gas | Fryer | Baseline Forecast | Usage (MMtherm) | 0 | 0.0010741 | 0.0026325 | 0.0033732 | 0.0041232 | 0.0049087 | 0.0056228 | 0.0063604 | 0.0070974 | 0.0078618 | 0.0085641 | 0.0092904 | 0.010012 | 0.010772 | 0.011431 | 0.01213 | 0.012825 | 0.013566 | 0.014184 | 0.014853 | 0.01551 | 0.016235 | 0 | 0 | 0 | 0 | 0 | 0 | 0 | 0
F3_Commercial_Lodging_New_Food Preparation_Natural Gas_Fryer_Baseline Forecast | F3 | Commercial | Lodging | New | Food Preparation | Natural Gas | Fryer | Baseline Forecast | Peak Demand (S) | 0 | 0 | 0 | 0 | 0 | 0 | 0 | 0 | 0 | 0 | 0 | 0 | 0 | 0 | 0 | 0 | 0 | 0 | 0 | 0 | 0 | 0 | 0 | 0 | 0 | 0 | 0 | 0 | 0 | 0
F4_Commercial_Lodging_New_Food Preparation_Natural Gas_Fryer_Baseline Forecast | F4 | Commercial | Lodging | New | Food Preparation | Natural Gas | Fryer | Baseline Forecast | Peak Demand (W) | 0 | 0 | 0 | 0 | 0 | 0 | 0 | 0 | 0 | 0 | 0 | 0 | 0 | 0 | 0 | 0 | 0 | 0 | 0 | 0 | 0 | 0 | 0 | 0 | 0 | 0 | 0 | 0 | 0 | 0
F5_Commercial_Lodging_New_Food Preparation_Natural Gas_Fryer_Baseline Forecast | F5 | Commercial | Lodging | New | Food Preparation | Natural Gas | Fryer | Baseline Forecast | Turnover | 0 | 17551.4333 | 27639.6724 | 11834.4179 | 11634.1132 | 11524.8708 | 15803.0396 | 21550.5459 | 21846.4921 | 22007.787 | 26196.1605 | 28622.2834 | 25727.7644 | 27260.406 | 28456.7856 | 31385.8614 | 34546.6607 | 34859.4074 | 35391.3526 | 37075.762 | 38597.3788 | 39335.0166 | 0 | 0 | 0 | 0 | 0 | 0 | 0 | 0
F6_Commercial_Lodging_New_Food Preparation_Natural Gas_Fryer_Baseline Forecast | F6 | Commercial | Lodging | New | Food Preparation | Natural Gas | Fryer | Baseline Forecast | Avg. Replacement Usage | 0.061198 | 0.061198 | 0.058252 | 0.059152 | 0.060053 | 0.061217 | 0.061385 | 0.061782 | 0.062156 | 0.062729 | 0.062819 | 0.063109 | 0.06337 | 0.063876 | 0.063808 | 0.064004 | 0.064197 | 0.064624 | 0.064497 | 0.064623 | 0.064718 | 0.065082 | 0 | 0 | 0 | 0 | 0 | 0 | 0 | 0
F7_Commercial_Lodging_New_Food Preparation_Natural Gas_Fryer_Baseline Forecast | F7 | Commercial | Lodging | New | Food Preparation | Natural Gas | Fryer | Baseline Forecast | Avg. Replacement Demand (S) | 0 | 0 | 0 | 0 | 0 | 0 | 0 | 0 | 0 | 0 | 0 | 0 | 0 | 0 | 0 | 0 | 0 | 0 | 0 | 0 | 0 | 0 | 0 | 0 | 0 | 0 | 0 | 0 | 0 | 0
F8_Commercial_Lodging_New_Food Preparation_Natural Gas_Fryer_Baseline Forecast | F8 | Commercial | Lodging | New | Food Preparation | Natural Gas | Fryer | Baseline Forecast | Avg. Replacement Demand (W) | 0 | 0 | 0 | 0 | 0 | 0 | 0 | 0 | 0 | 0 | 0 | 0 | 0 | 0 | 0 | 0 | 0 | 0 | 0 | 0 | 0 | 0 | 0 | 0 | 0 | 0 | 0 | 0 | 0 | 0
F1_Commercial_Lodging_New_Food Preparation_Natural Gas_Broiler_Baseline Forecast | F1 | Commercial | Lodging | New | Food Preparation | Natural Gas | Broiler | Baseline Forecast | Units | 0 | 11413.9493 | 29388.4256 | 37084.5176 | 44650.3487 | 52145.1378 | 59568.5943 | 66949.4895 | 74257.2534 | 81503.2829 | 88657.2786 | 95733.3732 | 102746.9187 | 109665.7 | 116503.6308 | 123244.21 | 129917.4857 | 136513.9188 | 143017.7187 | 149472.0156 | 155852.9178 | 162223.5408 | 0 | 0 | 0 | 0 | 0 | 0 | 0 | 0
F2_Commercial_Lodging_New_Food Preparation_Natural Gas_Broiler_Baseline Forecast | F2 | Commercial | Lodging | New | Food Preparation | Natural Gas | Broiler | Baseline Forecast | Usage (MMtherm) | 0 | 0.0007175 | 0.0017585 | 0.0022532 | 0.0027543 | 0.0032789 | 0.003756 | 0.0042487 | 0.004741 | 0.0052516 | 0.0057207 | 0.0062059 | 0.0066881 | 0.0071954 | 0.0076359 | 0.0081025 | 0.008567 | 0.0090618 | 0.009475 | 0.0099219 | 0.010361 | 0.010845 | 0 | 0 | 0 | 0 | 0 | 0 | 0 | 0
F3_Commercial_Lodging_New_Food Preparation_Natural Gas_Broiler_Baseline Forecast | F3 | Commercial | Lodging | New | Food Preparation | Natural Gas | Broiler | Baseline Forecast | Peak Demand (S) | 0 | 0 | 0 | 0 | 0 | 0 | 0 | 0 | 0 | 0 | 0 | 0 | 0 | 0 | 0 | 0 | 0 | 0 | 0 | 0 | 0 | 0 | 0 | 0 | 0 | 0 | 0 | 0 | 0 | 0
F4_Commercial_Lodging_New_Food Preparation_Natural Gas_Broiler_Baseline Forecast | F4 | Commercial | Lodging | New | Food Preparation | Natural Gas | Broiler | Baseline Forecast | Peak Demand (W) | 0 | 0 | 0 | 0 | 0 | 0 | 0 | 0 | 0 | 0 | 0 | 0 | 0 | 0 | 0 | 0 | 0 | 0 | 0 | 0 | 0 | 0 | 0 | 0 | 0 | 0 | 0 | 0 | 0 | 0
F5_Commercial_Lodging_New_Food Preparation_Natural Gas_Broiler_Baseline Forecast | F5 | Commercial | Lodging | New | Food Preparation | Natural Gas | Broiler | Baseline Forecast | Turnover | 0 | 11413.9493 | 17974.4762 | 7696.0921 | 7565.831 | 7494.7891 | 7423.4565 | 7380.8952 | 7307.7639 | 7246.0295 | 7153.9957 | 7076.0946 | 9296.3353 | 12339.9084 | 12714.051 | 12954.6414 | 13143.4834 | 16249.3888 | 17422.1463 | 13956.11 | 13797.4115 | 13716.0064 | 0 | 0 | 0 | 0 | 0 | 0 | 0 | 0
F6_Commercial_Lodging_New_Food Preparation_Natural Gas_Broiler_Baseline Forecast | F6 | Commercial | Lodging | New | Food Preparation | Natural Gas | Broiler | Baseline Forecast | Avg. Replacement Usage | 0.062862 | 0.062862 | 0.059836 | 0.060759 | 0.061685 | 0.062881 | 0.063053 | 0.063461 | 0.063846 | 0.064434 | 0.064526 | 0.064825 | 0.065093 | 0.065612 | 0.065543 | 0.065744 | 0.065942 | 0.06638 | 0.06625 | 0.06638 | 0.066477 | 0.066851 | 0 | 0 | 0 | 0 | 0 | 0 | 0 | 0
F7_Commercial_Lodging_New_Food Preparation_Natural Gas_Broiler_Baseline Forecast | F7 | Commercial | Lodging | New | Food Preparation | Natural Gas | Broiler | Baseline Forecast | Avg. Replacement Demand (S) | 0 | 0 | 0 | 0 | 0 | 0 | 0 | 0 | 0 | 0 | 0 | 0 | 0 | 0 | 0 | 0 | 0 | 0 | 0 | 0 | 0 | 0 | 0 | 0 | 0 | 0 | 0 | 0 | 0 | 0
F8_Commercial_Lodging_New_Food Preparation_Natural Gas_Broiler_Baseline Forecast | F8 | Commercial | Lodging | New | Food Preparation | Natural Gas | Broiler | Baseline Forecast | Avg. Replacement Demand (W) | 0 | 0 | 0 | 0 | 0 | 0 | 0 | 0 | 0 | 0 | 0 | 0 | 0 | 0 | 0 | 0 | 0 | 0 | 0 | 0 | 0 | 0 | 0 | 0 | 0 | 0 | 0 | 0 | 0 | 0
F1_Commercial_Lodging_New_Food Preparation_Natural Gas_Griddle_Baseline Forecast | F1 | Commercial | Lodging | New | Food Preparation | Natural Gas | Griddle | Baseline Forecast | Units | 0 | 16575.1173 | 42677.3055 | 53853.4222 | 64840.3763 | 75724.1647 | 86504.3652 | 97222.759 | 107834.953 | 118357.4975 | 128746.3922 | 139022.1605 | 149207.0962 | 159254.4171 | 169184.3286 | 178972.8678 | 188663.6703 | 198242.8833 | 207687.5763 | 217060.3819 | 226326.6052 | 235577.9013 | 0 | 0 | 0 | 0 | 0 | 0 | 0 | 0
F2_Commercial_Lodging_New_Food Preparation_Natural Gas_Griddle_Baseline Forecast | F2 | Commercial | Lodging | New | Food Preparation | Natural Gas | Griddle | Baseline Forecast | Usage (MMtherm) | 0 | 0.00074058 | 0.001815 | 0.0023257 | 0.0028428 | 0.0033844 | 0.0038768 | 0.0043854 | 0.0048935 | 0.0054205 | 0.0059047 | 0.0064055 | 0.0069032 | 0.0074268 | 0.0078816 | 0.0083631 | 0.0088425 | 0.0093533 | 0.0097798 | 0.010241 | 0.010694 | 0.011194 | 0 | 0 | 0 | 0 | 0 | 0 | 0 | 0
F3_Commercial_Lodging_New_Food Preparation_Natural Gas_Griddle_Baseline Forecast | F3 | Commercial | Lodging | New | Food Preparation | Natural Gas | Griddle | Baseline Forecast | Peak Demand (S) | 0 | 0 | 0 | 0 | 0 | 0 | 0 | 0 | 0 | 0 | 0 | 0 | 0 | 0 | 0 | 0 | 0 | 0 | 0 | 0 | 0 | 0 | 0 | 0 | 0 | 0 | 0 | 0 | 0 | 0
F4_Commercial_Lodging_New_Food Preparation_Natural Gas_Griddle_Baseline Forecast | F4 | Commercial | Lodging | New | Food Preparation | Natural Gas | Griddle | Baseline Forecast | Peak Demand (W) | 0 | 0 | 0 | 0 | 0 | 0 | 0 | 0 | 0 | 0 | 0 | 0 | 0 | 0 | 0 | 0 | 0 | 0 | 0 | 0 | 0 | 0 | 0 | 0 | 0 | 0 | 0 | 0 | 0 | 0
F5_Commercial_Lodging_New_Food Preparation_Natural Gas_Griddle_Baseline Forecast | F5 | Commercial | Lodging | New | Food Preparation | Natural Gas | Griddle | Baseline Forecast | Turnover | 0 | 16575.1173 | 26102.1882 | 11176.1167 | 10986.9541 | 10883.7884 | 10780.2005 | 10718.3938 | 10612.194 | 10522.5445 | 10388.8948 | 10275.7683 | 13499.9591 | 17919.7773 | 18463.0999 | 18812.4808 | 19086.7135 | 23597.0495 | 25300.1053 | 20266.7942 | 20036.3352 | 19918.1203 | 0 | 0 | 0 | 0 | 0 | 0 | 0 | 0
F6_Commercial_Lodging_New_Food Preparation_Natural Gas_Griddle_Baseline Forecast | F6 | Commercial | Lodging | New | Food Preparation | Natural Gas | Griddle | Baseline Forecast | Avg. Replacement Usage | 0.04468 | 0.04468 | 0.042529 | 0.043186 | 0.043844 | 0.044694 | 0.044816 | 0.045106 | 0.04538 | 0.045798 | 0.045863 | 0.046075 | 0.046266 | 0.046635 | 0.046586 | 0.046728 | 0.046869 | 0.047181 | 0.047089 | 0.047181 | 0.04725 | 0.047516 | 0 | 0 | 0 | 0 | 0 | 0 | 0 | 0
F7_Commercial_Lodging_New_Food Preparation_Natural Gas_Griddle_Baseline Forecast | F7 | Commercial | Lodging | New | Food Preparation | Natural Gas | Griddle | Baseline Forecast | Avg. Replacement Demand (S) | 0 | 0 | 0 | 0 | 0 | 0 | 0 | 0 | 0 | 0 | 0 | 0 | 0 | 0 | 0 | 0 | 0 | 0 | 0 | 0 | 0 | 0 | 0 | 0 | 0 | 0 | 0 | 0 | 0 | 0
F8_Commercial_Lodging_New_Food Preparation_Natural Gas_Griddle_Baseline Forecast | F8 | Commercial | Lodging | New | Food Preparation | Natural Gas | Griddle | Baseline Forecast | Avg. Replacement Demand (W) | 0 | 0 | 0 | 0 | 0 | 0 | 0 | 0 | 0 | 0 | 0 | 0 | 0 | 0 | 0 | 0 | 0 | 0 | 0 | 0 | 0 | 0 | 0 | 0 | 0 | 0 | 0 | 0 | 0 | 0
F1_Commercial_Lodging_New_Food Preparation_Natural Gas_Range_Baseline Forecast | F1 | Commercial | Lodging | New | Food Preparation | Natural Gas | Range | Baseline Forecast | Units | 0 | 47087.0818 | 121238.9472 | 152988.3887 | 184200.4516 | 215119.4385 | 245744.1499 | 276193.2789 | 306340.7122 | 336233.4667 | 365746.545 | 394938.2503 | 423871.9157 | 452414.6411 | 480623.8262 | 508431.3968 | 535961.3142 | 563174.225 | 590004.9871 | 616631.5294 | 642955.2896 | 669236.6441 | 0 | 0 | 0 | 0 | 0 | 0 | 0 | 0
F2_Commercial_Lodging_New_Food Preparation_Natural Gas_Range_Baseline Forecast | F2 | Commercial | Lodging | New | Food Preparation | Natural Gas | Range | Baseline Forecast | Usage (MMtherm) | 0 | 0.0021823 | 0.0053485 | 0.0068534 | 0.0083773 | 0.0099731 | 0.011424 | 0.012923 | 0.01442 | 0.015973 | 0.0174 | 0.018876 | 0.020342 | 0.021885 | 0.023225 | 0.024644 | 0.026057 | 0.027562 | 0.028819 | 0.030178 | 0.031513 | 0.032985 | 0 | 0 | 0 | 0 | 0 | 0 | 0 | 0
F3_Commercial_Lodging_New_Food Preparation_Natural Gas_Range_Baseline Forecast | F3 | Commercial | Lodging | New | Food Preparation | Natural Gas | Range | Baseline Forecast | Peak Demand (S) | 0 | 0 | 0 | 0 | 0 | 0 | 0 | 0 | 0 | 0 | 0 | 0 | 0 | 0 | 0 | 0 | 0 | 0 | 0 | 0 | 0 | 0 | 0 | 0 | 0 | 0 | 0 | 0 | 0 | 0
F4_Commercial_Lodging_New_Food Preparation_Natural Gas_Range_Baseline Forecast | F4 | Commercial | Lodging | New | Food Preparation | Natural Gas | Range | Baseline Forecast | Peak Demand (W) | 0 | 0 | 0 | 0 | 0 | 0 | 0 | 0 | 0 | 0 | 0 | 0 | 0 | 0 | 0 | 0 | 0 | 0 | 0 | 0 | 0 | 0 | 0 | 0 | 0 | 0 | 0 | 0 | 0 | 0
F5_Commercial_Lodging_New_Food Preparation_Natural Gas_Range_Baseline Forecast | F5 | Commercial | Lodging | New | Food Preparation | Natural Gas | Range | Baseline Forecast | Turnover | 0 | 47087.0818 | 74151.8653 | 31749.4416 | 31212.0629 | 30918.9869 | 30624.7113 | 30449.129 | 30147.4333 | 29892.7544 | 38930.4947 | 51556.0115 | 53174.9986 | 54178.2046 | 54901.3659 | 67629.8534 | 72572.4401 | 58160.8745 | 57426.8135 | 58812.6542 | 62306.7095 | 65656.6857 | 0 | 0 | 0 | 0 | 0 | 0 | 0 | 0
F6_Commercial_Lodging_New_Food Preparation_Natural Gas_Range_Baseline Forecast | F6 | Commercial | Lodging | New | Food Preparation | Natural Gas | Range | Baseline Forecast | Avg. Replacement Usage | 0.046347 | 0.046347 | 0.044116 | 0.044797 | 0.045479 | 0.046361 | 0.046488 | 0.046789 | 0.047072 | 0.047506 | 0.047574 | 0.047794 | 0.047992 | 0.048374 | 0.048323 | 0.048471 | 0.048618 | 0.048941 | 0.048845 | 0.048941 | 0.049012 | 0.049288 | 0 | 0 | 0 | 0 | 0 | 0 | 0 | 0
F7_Commercial_Lodging_New_Food Preparation_Natural Gas_Range_Baseline Forecast | F7 | Commercial | Lodging | New | Food Preparation | Natural Gas | Range | Baseline Forecast | Avg. Replacement Demand (S) | 0 | 0 | 0 | 0 | 0 | 0 | 0 | 0 | 0 | 0 | 0 | 0 | 0 | 0 | 0 | 0 | 0 | 0 | 0 | 0 | 0 | 0 | 0 | 0 | 0 | 0 | 0 | 0 | 0 | 0
F8_Commercial_Lodging_New_Food Preparation_Natural Gas_Range_Baseline Forecast | F8 | Commercial | Lodging | New | Food Preparation | Natural Gas | Range | Baseline Forecast | Avg. Replacement Demand (W) | 0 | 0 | 0 | 0 | 0 | 0 | 0 | 0 | 0 | 0 | 0 | 0 | 0 | 0 | 0 | 0 | 0 | 0 | 0 | 0 | 0 | 0 | 0 | 0 | 0 | 0 | 0 | 0 | 0 | 0
F1_Commercial_Lodging_New_Food Preparation_Natural Gas_Steamer_Baseline Forecast | F1 | Commercial | Lodging | New | Food Preparation | Natural Gas | Steamer | Baseline Forecast | Units | 0 | 8181.8085 | 21066.3691 | 26583.1232 | 32006.5029 | 37378.9579 | 42700.2799 | 47991.0928 | 53229.4834 | 58423.6212 | 63551.7869 | 68624.111 | 73651.5984 | 78611.1564 | 83512.7587 | 88344.5769 | 93128.1503 | 97856.6409 | 102518.7297 | 107145.3335 | 111719.3261 | 116285.9503 | 0 | 0 | 0 | 0 | 0 | 0 | 0 | 0
F2_Commercial_Lodging_New_Food Preparation_Natural Gas_Steamer_Baseline Forecast | F2 | Commercial | Lodging | New | Food Preparation | Natural Gas | Steamer | Baseline Forecast | Usage (MMtherm) | 0 | 0.00063333 | 0.0015522 | 0.0019889 | 0.0024311 | 0.0028943 | 0.0033154 | 0.0037503 | 0.0041848 | 0.0046355 | 0.0050496 | 0.0054779 | 0.0059035 | 0.0063513 | 0.0067402 | 0.007152 | 0.007562 | 0.0079988 | 0.0083635 | 0.008758 | 0.0091453 | 0.0095726 | 0 | 0 | 0 | 0 | 0 | 0 | 0 | 0
F3_Commercial_Lodging_New_Food Preparation_Natural Gas_Steamer_Baseline Forecast | F3 | Commercial | Lodging | New | Food Preparation | Natural Gas | Steamer | Baseline Forecast | Peak Demand (S) | 0 | 0 | 0 | 0 | 0 | 0 | 0 | 0 | 0 | 0 | 0 | 0 | 0 | 0 | 0 | 0 | 0 | 0 | 0 | 0 | 0 | 0 | 0 | 0 | 0 | 0 | 0 | 0 | 0 | 0
F4_Commercial_Lodging_New_Food Preparation_Natural Gas_Steamer_Baseline Forecast | F4 | Commercial | Lodging | New | Food Preparation | Natural Gas | Steamer | Baseline Forecast | Peak Demand (W) | 0 | 0 | 0 | 0 | 0 | 0 | 0 | 0 | 0 | 0 | 0 | 0 | 0 | 0 | 0 | 0 | 0 | 0 | 0 | 0 | 0 | 0 | 0 | 0 | 0 | 0 | 0 | 0 | 0 | 0
F5_Commercial_Lodging_New_Food Preparation_Natural Gas_Steamer_Baseline Forecast | F5 | Commercial | Lodging | New | Food Preparation | Natural Gas | Steamer | Baseline Forecast | Turnover | 0 | 8181.8085 | 12884.5607 | 5516.7541 | 5423.3796 | 5372.455 | 5321.322 | 5290.813 | 5238.3906 | 5194.1378 | 6037.2555 | 7312.0219 | 7631.3024 | 7876.658 | 8091.5196 | 8258.5582 | 8417.4326 | 8540.6311 | 8627.7846 | 11342.0292 | 12803.901 | 10461.1332 | 0 | 0 | 0 | 0 | 0 | 0 | 0 | 0
F6_Commercial_Lodging_New_Food Preparation_Natural Gas_Steamer_Baseline Forecast | F6 | Commercial | Lodging | New | Food Preparation | Natural Gas | Steamer | Baseline Forecast | Avg. Replacement Usage | 0.077407 | 0.077407 | 0.073681 | 0.074818 | 0.075958 | 0.077431 | 0.077643 | 0.078145 | 0.078619 | 0.079343 | 0.079457 | 0.079824 | 0.080154 | 0.080793 | 0.080708 | 0.080956 | 0.0812 | 0.08174 | 0.08158 | 0.081739 | 0.081859 | 0.082319 | 0 | 0 | 0 | 0 | 0 | 0 | 0 | 0
F7_Commercial_Lodging_New_Food Preparation_Natural Gas_Steamer_Baseline Forecast | F7 | Commercial | Lodging | New | Food Preparation | Natural Gas | Steamer | Baseline Forecast | Avg. Replacement Demand (S) | 0 | 0 | 0 | 0 | 0 | 0 | 0 | 0 | 0 | 0 | 0 | 0 | 0 | 0 | 0 | 0 | 0 | 0 | 0 | 0 | 0 | 0 | 0 | 0 | 0 | 0 | 0 | 0 | 0 | 0
F8_Commercial_Lodging_New_Food Preparation_Natural Gas_Steamer_Baseline Forecast | F8 | Commercial | Lodging | New | Food Preparation | Natural Gas | Steamer | Baseline Forecast | Avg. Replacement Demand (W) | 0 | 0 | 0 | 0 | 0 | 0 | 0 | 0 | 0 | 0 | 0 | 0 | 0 | 0 | 0 | 0 | 0 | 0 | 0 | 0 | 0 | 0 | 0 | 0 | 0 | 0 | 0 | 0 | 0 | 0
F1_Commercial_Lodging_New_Food Preparation_Natural Gas_Food Prep Other_Baseline Forecast | F1 | Commercial | Lodging | New | Food Preparation | Natural Gas | Food Prep Other | Baseline Forecast | Units | 0 | 8181.8085 | 21066.3691 | 26583.1232 | 32006.5029 | 37378.9579 | 42700.2799 | 47991.0928 | 53229.4834 | 58423.6212 | 63551.7869 | 68624.111 | 73651.5984 | 78611.1564 | 83512.7587 | 88344.5769 | 93128.1503 | 97856.6409 | 102518.7297 | 107145.3335 | 111719.3261 | 116285.9503 | 0 | 0 | 0 | 0 | 0 | 0 | 0 | 0
F2_Commercial_Lodging_New_Food Preparation_Natural Gas_Food Prep Other_Baseline Forecast | F2 | Commercial | Lodging | New | Food Preparation | Natural Gas | Food Prep Other | Baseline Forecast | Usage (MMtherm) | 0 | 0.00045045 | 0.001104 | 0.0014146 | 0.0017291 | 0.0020585 | 0.002358 | 0.0026673 | 0.0029764 | 0.0032969 | 0.0035915 | 0.003896 | 0.0041988 | 0.0045172 | 0.0047938 | 0.0050867 | 0.0053783 | 0.005689 | 0.0059484 | 0.006229 | 0.0065044 | 0.0068084 | 0 | 0 | 0 | 0 | 0 | 0 | 0 | 0
F3_Commercial_Lodging_New_Food Preparation_Natural Gas_Food Prep Other_Baseline Forecast | F3 | Commercial | Lodging | New | Food Preparation | Natural Gas | Food Prep Other | Baseline Forecast | Peak Demand (S) | 0 | 0 | 0 | 0 | 0 | 0 | 0 | 0 | 0 | 0 | 0 | 0 | 0 | 0 | 0 | 0 | 0 | 0 | 0 | 0 | 0 | 0 | 0 | 0 | 0 | 0 | 0 | 0 | 0 | 0
F4_Commercial_Lodging_New_Food Preparation_Natural Gas_Food Prep Other_Baseline Forecast | F4 | Commercial | Lodging | New | Food Preparation | Natural Gas | Food Prep Other | Baseline Forecast | Peak Demand (W) | 0 | 0 | 0 | 0 | 0 | 0 | 0 | 0 | 0 | 0 | 0 | 0 | 0 | 0 | 0 | 0 | 0 | 0 | 0 | 0 | 0 | 0 | 0 | 0 | 0 | 0 | 0 | 0 | 0 | 0
F5_Commercial_Lodging_New_Food Preparation_Natural Gas_Food Prep Other_Baseline Forecast | F5 | Commercial | Lodging | New | Food Preparation | Natural Gas | Food Prep Other | Baseline Forecast | Turnover | 0 | 8181.8085 | 12884.5607 | 5516.7541 | 5423.3796 | 5372.455 | 5321.322 | 5290.813 | 5238.3906 | 5194.1378 | 6764.5273 | 8958.3256 | 9239.6394 | 9413.9555 | 9539.6114 | 11751.3018 | 12610.1212 | 10105.9806 | 9978.4309 | 10219.2333 | 10826.3571 | 11408.446 | 0 | 0 | 0 | 0 | 0 | 0 | 0 | 0
F6_Commercial_Lodging_New_Food Preparation_Natural Gas_Food Prep Other_Baseline Forecast | F6 | Commercial | Lodging | New | Food Preparation | Natural Gas | Food Prep Other | Baseline Forecast | Avg. Replacement Usage | 0.055054 | 0.055054 | 0.052404 | 0.053213 | 0.054024 | 0.055071 | 0.055222 | 0.05558 | 0.055916 | 0.056432 | 0.056512 | 0.056774 | 0.057008 | 0.057463 | 0.057402 | 0.057578 | 0.057752 | 0.058136 | 0.058022 | 0.058136 | 0.058221 | 0.058548 | 0 | 0 | 0 | 0 | 0 | 0 | 0 | 0
F7_Commercial_Lodging_New_Food Preparation_Natural Gas_Food Prep Other_Baseline Forecast | F7 | Commercial | Lodging | New | Food Preparation | Natural Gas | Food Prep Other | Baseline Forecast | Avg. Replacement Demand (S) | 0 | 0 | 0 | 0 | 0 | 0 | 0 | 0 | 0 | 0 | 0 | 0 | 0 | 0 | 0 | 0 | 0 | 0 | 0 | 0 | 0 | 0 | 0 | 0 | 0 | 0 | 0 | 0 | 0 | 0
F8_Commercial_Lodging_New_Food Preparation_Natural Gas_Food Prep Other_Baseline Forecast | F8 | Commercial | Lodging | New | Food Preparation | Natural Gas | Food Prep Other | Baseline Forecast | Avg. Replacement Demand (W) | 0 | 0 | 0 | 0 | 0 | 0 | 0 | 0 | 0 | 0 | 0 | 0 | 0 | 0 | 0 | 0 | 0 | 0 | 0 | 0 | 0 | 0 | 0 | 0 | 0 | 0 | 0 | 0 | 0 | 0
F1_Commercial_Lodging_New_Miscellaneous_Natural Gas_Pool Heater_Baseline Forecast | F1 | Commercial | Lodging | New | Miscellaneous | Natural Gas | Pool Heater | Baseline Forecast | Units | 0 | 70720.5699 | 182090.0152 | 229774.8263 | 276652.5429 | 323090.0857 | 369085.653 | 414817.5114 | 460096.25 | 504992.4837 | 549318.4781 | 593161.7989 | 636617.567 | 679486.1783 | 721853.8421 | 763618.3168 | 804965.7815 | 845837.1305 | 886134.5266 | 926125.2029 | 965661.1278 | 1005133.3629 | 0 | 0 | 0 | 0 | 0 | 0 | 0 | 0
F2_Commercial_Lodging_New_Miscellaneous_Natural Gas_Pool Heater_Baseline Forecast | F2 | Commercial | Lodging | New | Miscellaneous | Natural Gas | Pool Heater | Baseline Forecast | Usage (MMtherm) | 0 | 0.0018357 | 0.004499 | 0.0057648 | 0.0070467 | 0.008389 | 0.0096096 | 0.01087 | 0.01213 | 0.013436 | 0.014636 | 0.015878 | 0.017111 | 0.018409 | 0.019536 | 0.02073 | 0.021918 | 0.023184 | 0.024241 | 0.025385 | 0.026507 | 0.027746 | 0 | 0 | 0 | 0 | 0 | 0 | 0 | 0
F3_Commercial_Lodging_New_Miscellaneous_Natural Gas_Pool Heater_Baseline Forecast | F3 | Commercial | Lodging | New | Miscellaneous | Natural Gas | Pool Heater | Baseline Forecast | Peak Demand (S) | 0 | 0 | 0 | 0 | 0 | 0 | 0 | 0 | 0 | 0 | 0 | 0 | 0 | 0 | 0 | 0 | 0 | 0 | 0 | 0 | 0 | 0 | 0 | 0 | 0 | 0 | 0 | 0 | 0 | 0
F4_Commercial_Lodging_New_Miscellaneous_Natural Gas_Pool Heater_Baseline Forecast | F4 | Commercial | Lodging | New | Miscellaneous | Natural Gas | Pool Heater | Baseline Forecast | Peak Demand (W) | 0 | 0 | 0 | 0 | 0 | 0 | 0 | 0 | 0 | 0 | 0 | 0 | 0 | 0 | 0 | 0 | 0 | 0 | 0 | 0 | 0 | 0 | 0 | 0 | 0 | 0 | 0 | 0 | 0 | 0
F5_Commercial_Lodging_New_Miscellaneous_Natural Gas_Pool Heater_Baseline Forecast | F5 | Commercial | Lodging | New | Miscellaneous | Natural Gas | Pool Heater | Baseline Forecast | Turnover | 0 | 70720.5699 | 111369.4452 | 47684.8112 | 46877.7166 | 46437.5428 | 60139.6813 | 79321.0387 | 81687.045 | 83398.4222 | 84415.2537 | 106481.6377 | 120086.4879 | 103816.0515 | 107593.7254 | 110712.9859 | 121394.5345 | 133954.5802 | 136147.4258 | 138638.0724 | 140862.9951 | 150597.3684 | 0 | 0 | 0 | 0 | 0 | 0 | 0 | 0
F6_Commercial_Lodging_New_Miscellaneous_Natural Gas_Pool Heater_Baseline Forecast | F6 | Commercial | Lodging | New | Miscellaneous | Natural Gas | Pool Heater | Baseline Forecast | Avg. Replacement Usage | 0.025957 | 0.025957 | 0.024708 | 0.025089 | 0.025471 | 0.025965 | 0.026036 | 0.026205 | 0.026363 | 0.026606 | 0.026644 | 0.026768 | 0.026878 | 0.027093 | 0.027064 | 0.027147 | 0.027229 | 0.02741 | 0.027356 | 0.02741 | 0.02745 | 0.027604 | 0 | 0 | 0 | 0 | 0 | 0 | 0 | 0
F7_Commercial_Lodging_New_Miscellaneous_Natural Gas_Pool Heater_Baseline Forecast | F7 | Commercial | Lodging | New | Miscellaneous | Natural Gas | Pool Heater | Baseline Forecast | Avg. Replacement Demand (S) | 0 | 0 | 0 | 0 | 0 | 0 | 0 | 0 | 0 | 0 | 0 | 0 | 0 | 0 | 0 | 0 | 0 | 0 | 0 | 0 | 0 | 0 | 0 | 0 | 0 | 0 | 0 | 0 | 0 | 0
F8_Commercial_Lodging_New_Miscellaneous_Natural Gas_Pool Heater_Baseline Forecast | F8 | Commercial | Lodging | New | Miscellaneous | Natural Gas | Pool Heater | Baseline Forecast | Avg. Replacement Demand (W) | 0 | 0 | 0 | 0 | 0 | 0 | 0 | 0 | 0 | 0 | 0 | 0 | 0 | 0 | 0 | 0 | 0 | 0 | 0 | 0 | 0 | 0 | 0 | 0 | 0 | 0 | 0 | 0 | 0 | 0
F1_Commercial_Lodging_New_Miscellaneous_Natural Gas_Miscellaneous_Baseline Forecast | F1 | Commercial | Lodging | New | Miscellaneous | Natural Gas | Miscellaneous | Baseline Forecast | Units | 0 | 164928.9092 | 424655.9044 | 535862.6424 | 645187.1384 | 753485.0959 | 860752.3132 | 967404.5296 | 1073000.0157 | 1177703.4544 | 1281077.026 | 1383324.9448 | 1484669.0435 | 1584643.8218 | 1683450.3301 | 1780850.1286 | 1877277.4093 | 1972594.3308 | 2066572.7249 | 2159835.8112 | 2252038.3622 | 2344092.3812 | 0 | 0 | 0 | 0 | 0 | 0 | 0 | 0
F2_Commercial_Lodging_New_Miscellaneous_Natural Gas_Miscellaneous_Baseline Forecast | F2 | Commercial | Lodging | New | Miscellaneous | Natural Gas | Miscellaneous | Baseline Forecast | Usage (MMtherm) | 0 | 0.00092168 | 0.0022589 | 0.0028944 | 0.003538 | 0.004212 | 0.0048248 | 0.0054577 | 0.0060901 | 0.006746 | 0.0073487 | 0.0079719 | 0.0085913 | 0.0092429 | 0.0098089 | 0.010408 | 0.011005 | 0.011641 | 0.012171 | 0.012745 | 0.013309 | 0.013931 | 0 | 0 | 0 | 0 | 0 | 0 | 0 | 0
F3_Commercial_Lodging_New_Miscellaneous_Natural Gas_Miscellaneous_Baseline Forecast | F3 | Commercial | Lodging | New | Miscellaneous | Natural Gas | Miscellaneous | Baseline Forecast | Peak Demand (S) | 0 | 0 | 0 | 0 | 0 | 0 | 0 | 0 | 0 | 0 | 0 | 0 | 0 | 0 | 0 | 0 | 0 | 0 | 0 | 0 | 0 | 0 | 0 | 0 | 0 | 0 | 0 | 0 | 0 | 0
F4_Commercial_Lodging_New_Miscellaneous_Natural Gas_Miscellaneous_Baseline Forecast | F4 | Commercial | Lodging | New | Miscellaneous | Natural Gas | Miscellaneous | Baseline Forecast | Peak Demand (W) | 0 | 0 | 0 | 0 | 0 | 0 | 0 | 0 | 0 | 0 | 0 | 0 | 0 | 0 | 0 | 0 | 0 | 0 | 0 | 0 | 0 | 0 | 0 | 0 | 0 | 0 | 0 | 0 | 0 | 0
F5_Commercial_Lodging_New_Miscellaneous_Natural Gas_Miscellaneous_Baseline Forecast | F5 | Commercial | Lodging | New | Miscellaneous | Natural Gas | Miscellaneous | Baseline Forecast | Turnover | 0 | 164928.9092 | 259726.9952 | 111206.738 | 132885.7688 | 165597.1905 | 172267.5225 | 181350.445 | 193279.2807 | 204470.623 | 214795.5075 | 273416.9782 | 304890.6247 | 261855.8626 | 282937.6323 | 308312.9865 | 316561.4425 | 327069.3821 | 340143.6243 | 352745.5959 | 364348.557 | 390993.7552 | 0 | 0 | 0 | 0 | 0 | 0 | 0 | 0
F6_Commercial_Lodging_New_Miscellaneous_Natural Gas_Miscellaneous_Baseline Forecast | F6 | Commercial | Lodging | New | Miscellaneous | Natural Gas | Miscellaneous | Baseline Forecast | Avg. Replacement Usage | 0.0055883 | 0.0055883 | 0.0053193 | 0.0054014 | 0.0054837 | 0.00559 | 0.0056053 | 0.0056416 | 0.0056758 | 0.0057281 | 0.0057363 | 0.0057628 | 0.0057867 | 0.0058328 | 0.0058266 | 0.0058445 | 0.0058621 | 0.0059011 | 0.0058896 | 0.0059011 | 0.0059098 | 0.005943 | 0 | 0 | 0 | 0 | 0 | 0 | 0 | 0
F7_Commercial_Lodging_New_Miscellaneous_Natural Gas_Miscellaneous_Baseline Forecast | F7 | Commercial | Lodging | New | Miscellaneous | Natural Gas | Miscellaneous | Baseline Forecast | Avg. Replacement Demand (S) | 0 | 0 | 0 | 0 | 0 | 0 | 0 | 0 | 0 | 0 | 0 | 0 | 0 | 0 | 0 | 0 | 0 | 0 | 0 | 0 | 0 | 0 | 0 | 0 | 0 | 0 | 0 | 0 | 0 | 0
F8_Commercial_Lodging_New_Miscellaneous_Natural Gas_Miscellaneous_Baseline Forecast | F8 | Commercial | Lodging | New | Miscellaneous | Natural Gas | Miscellaneous | Baseline Forecast | Avg. Replacement Demand (W) | 0 | 0 | 0 | 0 | 0 | 0 | 0 | 0 | 0 | 0 | 0 | 0 | 0 | 0 | 0 | 0 | 0 | 0 | 0 | 0 | 0 | 0 | 0 | 0 | 0 | 0 | 0 | 0 | 0 | 0
F1_Commercial_Warehouse_Existing_Space Heating_Natural Gas_Furnace_Baseline Forecast | F1 | Commercial | Warehouse | Existing | Space Heating | Natural Gas | Furnace | Baseline Forecast | Units | 9697779.6592 | 9530576.5616 | 9366256.2761 | 9204769.0989 | 9046066.1834 | 8890099.5251 | 8736821.947 | 8586187.0859 | 8438149.3775 | 8292664.0434 | 8149687.0771 | 8009175.231 | 7871086.0029 | 7735377.6235 | 7602009.0438 | 7470939.9223 | 7342130.6133 | 7215542.1545 | 7091136.2553 | 6968875.2854 | 6848722.2632 | 6730640.8449 | 0 | 0 | 0 | 0 | 0 | 0 | 0 | 0
F2_Commercial_Warehouse_Existing_Space Heating_Natural Gas_Furnace_Baseline Forecast | F2 | Commercial | Warehouse | Existing | Space Heating | Natural Gas | Furnace | Baseline Forecast | Usage (MMtherm) | 1.5847 | 1.549 | 1.4411 | 1.4302 | 1.419 | 1.4137 | 1.3856 | 1.3632 | 1.3408 | 1.3231 | 1.2959 | 1.2737 | 1.2515 | 1.2347 | 1.2075 | 1.186 | 1.1651 | 1.1489 | 1.1235 | 1.1031 | 1.0827 | 1.0673 | 0 | 0 | 0 | 0 | 0 | 0 | 0 | 0
F3_Commercial_Warehouse_Existing_Space Heating_Natural Gas_Furnace_Baseline Forecast | F3 | Commercial | Warehouse | Existing | Space Heating | Natural Gas | Furnace | Baseline Forecast | Peak Demand (S) | 0 | 0 | 0 | 0 | 0 | 0 | 0 | 0 | 0 | 0 | 0 | 0 | 0 | 0 | 0 | 0 | 0 | 0 | 0 | 0 | 0 | 0 | 0 | 0 | 0 | 0 | 0 | 0 | 0 | 0
F4_Commercial_Warehouse_Existing_Space Heating_Natural Gas_Furnace_Baseline Forecast | F4 | Commercial | Warehouse | Existing | Space Heating | Natural Gas | Furnace | Baseline Forecast | Peak Demand (W) | 0 | 0 | 0 | 0 | 0 | 0 | 0 | 0 | 0 | 0 | 0 | 0 | 0 | 0 | 0 | 0 | 0 | 0 | 0 | 0 | 0 | 0 | 0 | 0 | 0 | 0 | 0 | 0 | 0 | 0
F5_Commercial_Warehouse_Existing_Space Heating_Natural Gas_Furnace_Baseline Forecast | F5 | Commercial | Warehouse | Existing | Space Heating | Natural Gas | Furnace | Baseline Forecast | Turnover | 0 | 249165.4003 | 261074.0408 | 271561.1934 | 280742.6409 | 288725.3192 | 295607.9847 | 301481.8305 | 306431.0567 | 310533.3976 | 313860.61 | 316478.9236 | 292726.9557 | 270757.5899 | 250437.0405 | 231641.5628 | 214256.6991 | 198176.5817 | 183303.2886 | 183561.0788 | 184220.0595 | 185181.3956 | 0 | 0 | 0 | 0 | 0 | 0 | 0 | 0
F6_Commercial_Warehouse_Existing_Space Heating_Natural Gas_Furnace_Baseline Forecast | F6 | Commercial | Warehouse | Existing | Space Heating | Natural Gas | Furnace | Baseline Forecast | Avg. Replacement Usage | 0.14298 | 0.14298 | 0.1361 | 0.1382 | 0.1403 | 0.14302 | 0.14342 | 0.14434 | 0.14522 | 0.14656 | 0.14677 | 0.14745 | 0.14805 | 0.14924 | 0.14908 | 0.14954 | 0.14999 | 0.15098 | 0.15069 | 0.15098 | 0.1512 | 0.15205 | 0 | 0 | 0 | 0 | 0 | 0 | 0 | 0
F7_Commercial_Warehouse_Existing_Space Heating_Natural Gas_Furnace_Baseline Forecast | F7 | Commercial | Warehouse | Existing | Space Heating | Natural Gas | Furnace | Baseline Forecast | Avg. Replacement Demand (S) | 0 | 0 | 0 | 0 | 0 | 0 | 0 | 0 | 0 | 0 | 0 | 0 | 0 | 0 | 0 | 0 | 0 | 0 | 0 | 0 | 0 | 0 | 0 | 0 | 0 | 0 | 0 | 0 | 0 | 0
F8_Commercial_Warehouse_Existing_Space Heating_Natural Gas_Furnace_Baseline Forecast | F8 | Commercial | Warehouse | Existing | Space Heating | Natural Gas | Furnace | Baseline Forecast | Avg. Replacement Demand (W) | 0 | 0 | 0 | 0 | 0 | 0 | 0 | 0 | 0 | 0 | 0 | 0 | 0 | 0 | 0 | 0 | 0 | 0 | 0 | 0 | 0 | 0 | 0 | 0 | 0 | 0 | 0 | 0 | 0 | 0
F1_Commercial_Warehouse_Existing_Space Heating_Natural Gas_Boiler_Baseline Forecast | F1 | Commercial | Warehouse | Existing | Space Heating | Natural Gas | Boiler | Baseline Forecast | Units | 1345845.2529 | 1322641.0244 | 1299836.8688 | 1277425.8883 | 1255401.3041 | 1233756.454 | 1212484.791 | 1191579.8808 | 1171035.4001 | 1150845.1346 | 1131002.9771 | 1111502.9258 | 1092339.0822 | 1073505.6498 | 1054996.9317 | 1036807.3294 | 1018931.3409 | 1001363.5592 | 984098.6703 | 967131.4518 | 950456.7716 | 934069.5859 | 0 | 0 | 0 | 0 | 0 | 0 | 0 | 0
F2_Commercial_Warehouse_Existing_Space Heating_Natural Gas_Boiler_Baseline Forecast | F2 | Commercial | Warehouse | Existing | Space Heating | Natural Gas | Boiler | Baseline Forecast | Usage (MMtherm) | 0.2909 | 0.28514 | 0.26606 | 0.26484 | 0.26359 | 0.26343 | 0.25898 | 0.25558 | 0.25213 | 0.24953 | 0.24507 | 0.24147 | 0.23783 | 0.23516 | 0.23046 | 0.22681 | 0.22322 | 0.22051 | 0.21599 | 0.21241 | 0.20882 | 0.20615 | 0 | 0 | 0 | 0 | 0 | 0 | 0 | 0
F3_Commercial_Warehouse_Existing_Space Heating_Natural Gas_Boiler_Baseline Forecast | F3 | Commercial | Warehouse | Existing | Space Heating | Natural Gas | Boiler | Baseline Forecast | Peak Demand (S) | 0 | 0 | 0 | 0 | 0 | 0 | 0 | 0 | 0 | 0 | 0 | 0 | 0 | 0 | 0 | 0 | 0 | 0 | 0 | 0 | 0 | 0 | 0 | 0 | 0 | 0 | 0 | 0 | 0 | 0
F4_Commercial_Warehouse_Existing_Space Heating_Natural Gas_Boiler_Baseline Forecast | F4 | Commercial | Warehouse | Existing | Space Heating | Natural Gas | Boiler | Baseline Forecast | Peak Demand (W) | 0 | 0 | 0 | 0 | 0 | 0 | 0 | 0 | 0 | 0 | 0 | 0 | 0 | 0 | 0 | 0 | 0 | 0 | 0 | 0 | 0 | 0 | 0 | 0 | 0 | 0 | 0 | 0 | 0 | 0
F5_Commercial_Warehouse_Existing_Space Heating_Natural Gas_Boiler_Baseline Forecast | F5 | Commercial | Warehouse | Existing | Space Heating | Natural Gas | Boiler | Baseline Forecast | Turnover | 0 | 40080.031 | 39747.0778 | 39381.6997 | 38988.5235 | 38571.6628 | 38134.7728 | 37681.0997 | 37213.5245 | 36734.6022 | 36246.5972 | 35751.5142 | 35251.1264 | 34747.0005 | 34240.5188 | 33732.8995 | 33225.2142 | 32718.4038 | 32213.293 | 31710.6027 | 31210.9612 | 30714.915 | 0 | 0 | 0 | 0 | 0 | 0 | 0 | 0
F6_Commercial_Warehouse_Existing_Space Heating_Natural Gas_Boiler_Baseline Forecast | F6 | Commercial | Warehouse | Existing | Space Heating | Natural Gas | Boiler | Baseline Forecast | Avg. Replacement Usage | 0.20534 | 0.20534 | 0.19546 | 0.19848 | 0.2015 | 0.20541 | 0.20597 | 0.2073 | 0.20856 | 0.21048 | 0.21078 | 0.21175 | 0.21263 | 0.21433 | 0.2141 | 0.21476 | 0.2154 | 0.21684 | 0.21641 | 0.21683 | 0.21715 | 0.21837 | 0 | 0 | 0 | 0 | 0 | 0 | 0 | 0
F7_Commercial_Warehouse_Existing_Space Heating_Natural Gas_Boiler_Baseline Forecast | F7 | Commercial | Warehouse | Existing | Space Heating | Natural Gas | Boiler | Baseline Forecast | Avg. Replacement Demand (S) | 0 | 0 | 0 | 0 | 0 | 0 | 0 | 0 | 0 | 0 | 0 | 0 | 0 | 0 | 0 | 0 | 0 | 0 | 0 | 0 | 0 | 0 | 0 | 0 | 0 | 0 | 0 | 0 | 0 | 0
F8_Commercial_Warehouse_Existing_Space Heating_Natural Gas_Boiler_Baseline Forecast | F8 | Commercial | Warehouse | Existing | Space Heating | Natural Gas | Boiler | Baseline Forecast | Avg. Replacement Demand (W) | 0 | 0 | 0 | 0 | 0 | 0 | 0 | 0 | 0 | 0 | 0 | 0 | 0 | 0 | 0 | 0 | 0 | 0 | 0 | 0 | 0 | 0 | 0 | 0 | 0 | 0 | 0 | 0 | 0 | 0
F1_Commercial_Warehouse_Existing_Space Heating_Natural Gas_Unit Heater_Baseline Forecast | F1 | Commercial | Warehouse | Existing | Space Heating | Natural Gas | Unit Heater | Baseline Forecast | Units | 12077919.3772 | 11869679.3879 | 11665029.7433 | 11463908.5408 | 11266254.9453 | 11072009.1704 | 10881112.4605 | 10693507.0733 | 10509136.2617 | 10327944.2572 | 10149876.2527 | 9974878.3863 | 9802897.7245 | 9633882.2465 | 9467780.8284 | 9304543.2279 | 9144120.0688 | 8986462.8263 | 8831523.812 | 8679256.1601 | 8529613.8125 | 8382551.5054 | 0 | 0 | 0 | 0 | 0 | 0 | 0 | 0
F2_Commercial_Warehouse_Existing_Space Heating_Natural Gas_Unit Heater_Baseline Forecast | F2 | Commercial | Warehouse | Existing | Space Heating | Natural Gas | Unit Heater | Baseline Forecast | Usage (MMtherm) | 1.754 | 1.7238 | 1.6125 | 1.6091 | 1.6055 | 1.6084 | 1.585 | 1.5678 | 1.5501 | 1.5374 | 1.513 | 1.4938 | 1.4741 | 1.4603 | 1.4336 | 1.4132 | 1.393 | 1.3781 | 1.3517 | 1.331 | 1.3099 | 1.2946 | 0 | 0 | 0 | 0 | 0 | 0 | 0 | 0
F3_Commercial_Warehouse_Existing_Space Heating_Natural Gas_Unit Heater_Baseline Forecast | F3 | Commercial | Warehouse | Existing | Space Heating | Natural Gas | Unit Heater | Baseline Forecast | Peak Demand (S) | 0 | 0 | 0 | 0 | 0 | 0 | 0 | 0 | 0 | 0 | 0 | 0 | 0 | 0 | 0 | 0 | 0 | 0 | 0 | 0 | 0 | 0 | 0 | 0 | 0 | 0 | 0 | 0 | 0 | 0
F4_Commercial_Warehouse_Existing_Space Heating_Natural Gas_Unit Heater_Baseline Forecast | F4 | Commercial | Warehouse | Existing | Space Heating | Natural Gas | Unit Heater | Baseline Forecast | Peak Demand (W) | 0 | 0 | 0 | 0 | 0 | 0 | 0 | 0 | 0 | 0 | 0 | 0 | 0 | 0 | 0 | 0 | 0 | 0 | 0 | 0 | 0 | 0 | 0 | 0 | 0 | 0 | 0 | 0 | 0 | 0
F5_Commercial_Warehouse_Existing_Space Heating_Natural Gas_Unit Heater_Baseline Forecast | F5 | Commercial | Warehouse | Existing | Space Heating | Natural Gas | Unit Heater | Baseline Forecast | Turnover | 0 | 9991.3126 | 28564.505 | 54469.2763 | 86597.2919 | 123966.8516 | 165709.1972 | 211056.2819 | 259329.8494 | 309931.6793 | 353791.2107 | 391650.3171 | 425821.7193 | 457961.5126 | 489228.2291 | 520405.8696 | 551998.8255 | 518208.5816 | 495021.9641 | 481059.9075 | 475096.8328 | 474632.9338 | 0 | 0 | 0 | 0 | 0 | 0 | 0 | 0
F6_Commercial_Warehouse_Existing_Space Heating_Natural Gas_Unit Heater_Baseline Forecast | F6 | Commercial | Warehouse | Existing | Space Heating | Natural Gas | Unit Heater | Baseline Forecast | Avg. Replacement Usage | 0.14522 | 0.14522 | 0.13823 | 0.14037 | 0.1425 | 0.14527 | 0.14567 | 0.14661 | 0.1475 | 0.14886 | 0.14907 | 0.14976 | 0.15038 | 0.15158 | 0.15142 | 0.15188 | 0.15234 | 0.15335 | 0.15305 | 0.15335 | 0.15358 | 0.15444 | 0 | 0 | 0 | 0 | 0 | 0 | 0 | 0
F7_Commercial_Warehouse_Existing_Space Heating_Natural Gas_Unit Heater_Baseline Forecast | F7 | Commercial | Warehouse | Existing | Space Heating | Natural Gas | Unit Heater | Baseline Forecast | Avg. Replacement Demand (S) | 0 | 0 | 0 | 0 | 0 | 0 | 0 | 0 | 0 | 0 | 0 | 0 | 0 | 0 | 0 | 0 | 0 | 0 | 0 | 0 | 0 | 0 | 0 | 0 | 0 | 0 | 0 | 0 | 0 | 0
F8_Commercial_Warehouse_Existing_Space Heating_Natural Gas_Unit Heater_Baseline Forecast | F8 | Commercial | Warehouse | Existing | Space Heating | Natural Gas | Unit Heater | Baseline Forecast | Avg. Replacement Demand (W) | 0 | 0 | 0 | 0 | 0 | 0 | 0 | 0 | 0 | 0 | 0 | 0 | 0 | 0 | 0 | 0 | 0 | 0 | 0 | 0 | 0 | 0 | 0 | 0 | 0 | 0 | 0 | 0 | 0 | 0
F1_Commercial_Warehouse_Existing_Water Heating_Natural Gas_Water Heater_Baseline Forecast | F1 | Commercial | Warehouse | Existing | Water Heating | Natural Gas | Water Heater | Baseline Forecast | Units | 11341613.9909 | 11146068.9221 | 10953895.32 | 10765035.0558 | 10579431.0032 | 10397027.0203 | 10217767.9338 | 10041599.5211 | 9868468.4949 | 9698322.4864 | 9531110.0297 | 9366780.5464 | 9205284.3301 | 9046572.5313 | 8890597.1429 | 8737310.9852 | 8586667.6924 | 8438621.6977 | 8293128.2201 | 8150143.2508 | 8009623.5396 | 7871526.582 | 0 | 0 | 0 | 0 | 0 | 0 | 0 | 0
F2_Commercial_Warehouse_Existing_Water Heating_Natural Gas_Water Heater_Baseline Forecast | F2 | Commercial | Warehouse | Existing | Water Heating | Natural Gas | Water Heater | Baseline Forecast | Usage (MMtherm) | 1.0159 | 0.98612 | 0.91045 | 0.89625 | 0.88181 | 0.87107 | 0.84646 | 0.82584 | 0.80575 | 0.78911 | 0.76746 | 0.7495 | 0.73226 | 0.71873 | 0.69967 | 0.68441 | 0.66988 | 0.65843 | 0.642 | 0.62875 | 0.61576 | 0.6058 | 0 | 0 | 0 | 0 | 0 | 0 | 0 | 0
F3_Commercial_Warehouse_Existing_Water Heating_Natural Gas_Water Heater_Baseline Forecast | F3 | Commercial | Warehouse | Existing | Water Heating | Natural Gas | Water Heater | Baseline Forecast | Peak Demand (S) | 0 | 0 | 0 | 0 | 0 | 0 | 0 | 0 | 0 | 0 | 0 | 0 | 0 | 0 | 0 | 0 | 0 | 0 | 0 | 0 | 0 | 0 | 0 | 0 | 0 | 0 | 0 | 0 | 0 | 0
F4_Commercial_Warehouse_Existing_Water Heating_Natural Gas_Water Heater_Baseline Forecast | F4 | Commercial | Warehouse | Existing | Water Heating | Natural Gas | Water Heater | Baseline Forecast | Peak Demand (W) | 0 | 0 | 0 | 0 | 0 | 0 | 0 | 0 | 0 | 0 | 0 | 0 | 0 | 0 | 0 | 0 | 0 | 0 | 0 | 0 | 0 | 0 | 0 | 0 | 0 | 0 | 0 | 0 | 0 | 0
F5_Commercial_Warehouse_Existing_Water Heating_Natural Gas_Water Heater_Baseline Forecast | F5 | Commercial | Warehouse | Existing | Water Heating | Natural Gas | Water Heater | Baseline Forecast | Turnover | 0 | 337759.6643 | 368147.446 | 394151.7969 | 416259.6512 | 434905.7038 | 450477.984 | 463322.8355 | 473749.3643 | 482033.4137 | 546185.418 | 601508.0321 | 593187.0602 | 584791.0733 | 576344.6511 | 637276.5478 | 621394.0658 | 606307.1391 | 591946.4447 | 588128.7432 | 591462.8902 | 589868.5719 | 0 | 0 | 0 | 0 | 0 | 0 | 0 | 0
F6_Commercial_Warehouse_Existing_Water Heating_Natural Gas_Water Heater_Baseline Forecast | F6 | Commercial | Warehouse | Existing | Water Heating | Natural Gas | Water Heater | Baseline Forecast | Avg. Replacement Usage | 0.069089 | 0.069089 | 0.065763 | 0.066778 | 0.067796 | 0.06911 | 0.069299 | 0.069748 | 0.07017 | 0.070817 | 0.070919 | 0.071246 | 0.071541 | 0.072111 | 0.072035 | 0.072256 | 0.072474 | 0.072956 | 0.072813 | 0.072956 | 0.073063 | 0.073473 | 0 | 0 | 0 | 0 | 0 | 0 | 0 | 0
F7_Commercial_Warehouse_Existing_Water Heating_Natural Gas_Water Heater_Baseline Forecast | F7 | Commercial | Warehouse | Existing | Water Heating | Natural Gas | Water Heater | Baseline Forecast | Avg. Replacement Demand (S) | 0 | 0 | 0 | 0 | 0 | 0 | 0 | 0 | 0 | 0 | 0 | 0 | 0 | 0 | 0 | 0 | 0 | 0 | 0 | 0 | 0 | 0 | 0 | 0 | 0 | 0 | 0 | 0 | 0 | 0
F8_Commercial_Warehouse_Existing_Water Heating_Natural Gas_Water Heater_Baseline Forecast | F8 | Commercial | Warehouse | Existing | Water Heating | Natural Gas | Water Heater | Baseline Forecast | Avg. Replacement Demand (W) | 0 | 0 | 0 | 0 | 0 | 0 | 0 | 0 | 0 | 0 | 0 | 0 | 0 | 0 | 0 | 0 | 0 | 0 | 0 | 0 | 0 | 0 | 0 | 0 | 0 | 0 | 0 | 0 | 0 | 0
F1_Commercial_Warehouse_Existing_Food Preparation_Natural Gas_Oven_Baseline Forecast | F1 | Commercial | Warehouse | Existing | Food Preparation | Natural Gas | Oven | Baseline Forecast | Units | 4505.8857 | 4428.198 | 4351.8498 | 4276.8179 | 4203.0797 | 4130.6128 | 4059.3953 | 3989.4057 | 3920.6229 | 3853.0259 | 3786.5945 | 3721.3083 | 3657.1479 | 3594.0936 | 3532.1264 | 3471.2277 | 3411.379 | 3352.5621 | 3294.7593 | 3237.9531 | 3182.1263 | 3127.2621 | 0 | 0 | 0 | 0 | 0 | 0 | 0 | 0
F2_Commercial_Warehouse_Existing_Food Preparation_Natural Gas_Oven_Baseline Forecast | F2 | Commercial | Warehouse | Existing | Food Preparation | Natural Gas | Oven | Baseline Forecast | Usage (MMtherm) | 0.00043331 | 0.00042584 | 0.00039836 | 0.00039753 | 0.00039663 | 0.00039735 | 0.00039157 | 0.00038731 | 0.00038293 | 0.0003798 | 0.00037379 | 0.00036904 | 0.00036418 | 0.00036075 | 0.00035416 | 0.00034912 | 0.00034413 | 0.00034045 | 0.00033393 | 0.00032881 | 0.00032361 | 0.00031982 | 0 | 0 | 0 | 0 | 0 | 0 | 0 | 0
F3_Commercial_Warehouse_Existing_Food Preparation_Natural Gas_Oven_Baseline Forecast | F3 | Commercial | Warehouse | Existing | Food Preparation | Natural Gas | Oven | Baseline Forecast | Peak Demand (S) | 0 | 0 | 0 | 0 | 0 | 0 | 0 | 0 | 0 | 0 | 0 | 0 | 0 | 0 | 0 | 0 | 0 | 0 | 0 | 0 | 0 | 0 | 0 | 0 | 0 | 0 | 0 | 0 | 0 | 0
F4_Commercial_Warehouse_Existing_Food Preparation_Natural Gas_Oven_Baseline Forecast | F4 | Commercial | Warehouse | Existing | Food Preparation | Natural Gas | Oven | Baseline Forecast | Peak Demand (W) | 0 | 0 | 0 | 0 | 0 | 0 | 0 | 0 | 0 | 0 | 0 | 0 | 0 | 0 | 0 | 0 | 0 | 0 | 0 | 0 | 0 | 0 | 0 | 0 | 0 | 0 | 0 | 0 | 0 | 0
F5_Commercial_Warehouse_Existing_Food Preparation_Natural Gas_Oven_Baseline Forecast | F5 | Commercial | Warehouse | Existing | Food Preparation | Natural Gas | Oven | Baseline Forecast | Turnover | 0 | 177.1279 | 226.2962 | 263.452 | 291.1894 | 311.5473 | 326.1286 | 336.1926 | 342.7294 | 346.5168 | 272.4339 | 214.1894 | 197.6544 | 192.7758 | 195.0775 | 201.4686 | 209.8559 | 254.0128 | 265.6018 | 273.577 | 278.7307 | 269.1762 | 0 | 0 | 0 | 0 | 0 | 0 | 0 | 0
F6_Commercial_Warehouse_Existing_Food Preparation_Natural Gas_Oven_Baseline Forecast | F6 | Commercial | Warehouse | Existing | Food Preparation | Natural Gas | Oven | Baseline Forecast | Avg. Replacement Usage | 0.096166 | 0.096166 | 0.091537 | 0.09295 | 0.094366 | 0.096196 | 0.096459 | 0.097083 | 0.097672 | 0.098572 | 0.098713 | 0.099169 | 0.099579 | 0.10037 | 0.10027 | 0.10057 | 0.10088 | 0.10155 | 0.10135 | 0.10155 | 0.1017 | 0.10227 | 0 | 0 | 0 | 0 | 0 | 0 | 0 | 0
F7_Commercial_Warehouse_Existing_Food Preparation_Natural Gas_Oven_Baseline Forecast | F7 | Commercial | Warehouse | Existing | Food Preparation | Natural Gas | Oven | Baseline Forecast | Avg. Replacement Demand (S) | 0 | 0 | 0 | 0 | 0 | 0 | 0 | 0 | 0 | 0 | 0 | 0 | 0 | 0 | 0 | 0 | 0 | 0 | 0 | 0 | 0 | 0 | 0 | 0 | 0 | 0 | 0 | 0 | 0 | 0
F8_Commercial_Warehouse_Existing_Food Preparation_Natural Gas_Oven_Baseline Forecast | F8 | Commercial | Warehouse | Existing | Food Preparation | Natural Gas | Oven | Baseline Forecast | Avg. Replacement Demand (W) | 0 | 0 | 0 | 0 | 0 | 0 | 0 | 0 | 0 | 0 | 0 | 0 | 0 | 0 | 0 | 0 | 0 | 0 | 0 | 0 | 0 | 0 | 0 | 0 | 0 | 0 | 0 | 0 | 0 | 0
F1_Commercial_Warehouse_Existing_Food Preparation_Natural Gas_Conveyor Oven_Baseline Forecast | F1 | Commercial | Warehouse | Existing | Food Preparation | Natural Gas | Conveyor Oven | Baseline Forecast | Units | 2252.9429 | 2214.099 | 2175.9249 | 2138.409 | 2101.5398 | 2065.3064 | 2029.6977 | 1994.7029 | 1960.3114 | 1926.513 | 1893.2972 | 1860.6542 | 1828.5739 | 1797.0468 | 1766.0632 | 1735.6139 | 1705.6895 | 1676.281 | 1647.3796 | 1618.9765 | 1591.0632 | 1563.631 | 0 | 0 | 0 | 0 | 0 | 0 | 0 | 0
F2_Commercial_Warehouse_Existing_Food Preparation_Natural Gas_Conveyor Oven_Baseline Forecast | F2 | Commercial | Warehouse | Existing | Food Preparation | Natural Gas | Conveyor Oven | Baseline Forecast | Usage (MMtherm) | 0.00037072 | 0.00036432 | 0.00034081 | 0.0003401 | 0.00033933 | 0.00033994 | 0.000335 | 0.00033135 | 0.00032761 | 0.00032493 | 0.00031979 | 0.00031573 | 0.00031157 | 0.00030863 | 0.00030299 | 0.00029868 | 0.00029442 | 0.00029127 | 0.00028568 | 0.00028131 | 0.00027686 | 0.00027362 | 0 | 0 | 0 | 0 | 0 | 0 | 0 | 0
F3_Commercial_Warehouse_Existing_Food Preparation_Natural Gas_Conveyor Oven_Baseline Forecast | F3 | Commercial | Warehouse | Existing | Food Preparation | Natural Gas | Conveyor Oven | Baseline Forecast | Peak Demand (S) | 0 | 0 | 0 | 0 | 0 | 0 | 0 | 0 | 0 | 0 | 0 | 0 | 0 | 0 | 0 | 0 | 0 | 0 | 0 | 0 | 0 | 0 | 0 | 0 | 0 | 0 | 0 | 0 | 0 | 0
F4_Commercial_Warehouse_Existing_Food Preparation_Natural Gas_Conveyor Oven_Baseline Forecast | F4 | Commercial | Warehouse | Existing | Food Preparation | Natural Gas | Conveyor Oven | Baseline Forecast | Peak Demand (W) | 0 | 0 | 0 | 0 | 0 | 0 | 0 | 0 | 0 | 0 | 0 | 0 | 0 | 0 | 0 | 0 | 0 | 0 | 0 | 0 | 0 | 0 | 0 | 0 | 0 | 0 | 0 | 0 | 0 | 0
F5_Commercial_Warehouse_Existing_Food Preparation_Natural Gas_Conveyor Oven_Baseline Forecast | F5 | Commercial | Warehouse | Existing | Food Preparation | Natural Gas | Conveyor Oven | Baseline Forecast | Turnover | 0 | 0 | 0 | 0 | 0 | 8.2612 | 22.7326 | 41.809 | 64.2355 | 89.0326 | 107.864 | 122.0165 | 132.5017 | 140.1147 | 145.4804 | 149.09 | 151.3294 | 118.9762 | 93.5399 | 73.5417 | 57.819 | 46.7086 | 0 | 0 | 0 | 0 | 0 | 0 | 0 | 0
F6_Commercial_Warehouse_Existing_Food Preparation_Natural Gas_Conveyor Oven_Baseline Forecast | F6 | Commercial | Warehouse | Existing | Food Preparation | Natural Gas | Conveyor Oven | Baseline Forecast | Avg. Replacement Usage | 0.16455 | 0.16455 | 0.15663 | 0.15904 | 0.16147 | 0.1646 | 0.16505 | 0.16612 | 0.16712 | 0.16866 | 0.1689 | 0.16969 | 0.17039 | 0.17175 | 0.17156 | 0.17209 | 0.17261 | 0.17376 | 0.17342 | 0.17376 | 0.17401 | 0.17499 | 0 | 0 | 0 | 0 | 0 | 0 | 0 | 0
F7_Commercial_Warehouse_Existing_Food Preparation_Natural Gas_Conveyor Oven_Baseline Forecast | F7 | Commercial | Warehouse | Existing | Food Preparation | Natural Gas | Conveyor Oven | Baseline Forecast | Avg. Replacement Demand (S) | 0 | 0 | 0 | 0 | 0 | 0 | 0 | 0 | 0 | 0 | 0 | 0 | 0 | 0 | 0 | 0 | 0 | 0 | 0 | 0 | 0 | 0 | 0 | 0 | 0 | 0 | 0 | 0 | 0 | 0
F8_Commercial_Warehouse_Existing_Food Preparation_Natural Gas_Conveyor Oven_Baseline Forecast | F8 | Commercial | Warehouse | Existing | Food Preparation | Natural Gas | Conveyor Oven | Baseline Forecast | Avg. Replacement Demand (W) | 0 | 0 | 0 | 0 | 0 | 0 | 0 | 0 | 0 | 0 | 0 | 0 | 0 | 0 | 0 | 0 | 0 | 0 | 0 | 0 | 0 | 0 | 0 | 0 | 0 | 0 | 0 | 0 | 0 | 0
F1_Commercial_Warehouse_Existing_Food Preparation_Natural Gas_Double Rack Oven_Baseline Forecast | F1 | Commercial | Warehouse | Existing | Food Preparation | Natural Gas | Double Rack Oven | Baseline Forecast | Units | 2252.9429 | 2214.099 | 2175.9249 | 2138.409 | 2101.5398 | 2065.3064 | 2029.6977 | 1994.7029 | 1960.3114 | 1926.513 | 1893.2972 | 1860.6542 | 1828.5739 | 1797.0468 | 1766.0632 | 1735.6139 | 1705.6895 | 1676.281 | 1647.3796 | 1618.9765 | 1591.0632 | 1563.631 | 0 | 0 | 0 | 0 | 0 | 0 | 0 | 0
F2_Commercial_Warehouse_Existing_Food Preparation_Natural Gas_Double Rack Oven_Baseline Forecast | F2 | Commercial | Warehouse | Existing | Food Preparation | Natural Gas | Double Rack Oven | Baseline Forecast | Usage (MMtherm) | 0.00056318 | 0.00055347 | 0.00051775 | 0.00051668 | 0.0005155 | 0.00051644 | 0.00050892 | 0.00050339 | 0.0004977 | 0.00049363 | 0.00048581 | 0.00047965 | 0.00047333 | 0.00046887 | 0.0004603 | 0.00045375 | 0.00044727 | 0.00044249 | 0.00043401 | 0.00042736 | 0.00042061 | 0.00041568 | 0 | 0 | 0 | 0 | 0 | 0 | 0 | 0
F3_Commercial_Warehouse_Existing_Food Preparation_Natural Gas_Double Rack Oven_Baseline Forecast | F3 | Commercial | Warehouse | Existing | Food Preparation | Natural Gas | Double Rack Oven | Baseline Forecast | Peak Demand (S) | 0 | 0 | 0 | 0 | 0 | 0 | 0 | 0 | 0 | 0 | 0 | 0 | 0 | 0 | 0 | 0 | 0 | 0 | 0 | 0 | 0 | 0 | 0 | 0 | 0 | 0 | 0 | 0 | 0 | 0
F4_Commercial_Warehouse_Existing_Food Preparation_Natural Gas_Double Rack Oven_Baseline Forecast | F4 | Commercial | Warehouse | Existing | Food Preparation | Natural Gas | Double Rack Oven | Baseline Forecast | Peak Demand (W) | 0 | 0 | 0 | 0 | 0 | 0 | 0 | 0 | 0 | 0 | 0 | 0 | 0 | 0 | 0 | 0 | 0 | 0 | 0 | 0 | 0 | 0 | 0 | 0 | 0 | 0 | 0 | 0 | 0 | 0
F5_Commercial_Warehouse_Existing_Food Preparation_Natural Gas_Double Rack Oven_Baseline Forecast | F5 | Commercial | Warehouse | Existing | Food Preparation | Natural Gas | Double Rack Oven | Baseline Forecast | Turnover | 0 | 49.2022 | 67.1582 | 82.427 | 95.3556 | 106.247 | 115.3657 | 122.9426 | 129.1794 | 134.252 | 117.2776 | 102.4494 | 97.6231 | 95.6628 | 95.6553 | 96.9213 | 98.9613 | 111.1775 | 115.4248 | 118.8195 | 121.4748 | 120.0148 | 0 | 0 | 0 | 0 | 0 | 0 | 0 | 0
F6_Commercial_Warehouse_Existing_Food Preparation_Natural Gas_Double Rack Oven_Baseline Forecast | F6 | Commercial | Warehouse | Existing | Food Preparation | Natural Gas | Double Rack Oven | Baseline Forecast | Avg. Replacement Usage | 0.24998 | 0.24998 | 0.23794 | 0.24162 | 0.2453 | 0.25005 | 0.25074 | 0.25236 | 0.25389 | 0.25623 | 0.2566 | 0.25778 | 0.25885 | 0.26091 | 0.26064 | 0.26144 | 0.26223 | 0.26397 | 0.26345 | 0.26397 | 0.26436 | 0.26584 | 0 | 0 | 0 | 0 | 0 | 0 | 0 | 0
F7_Commercial_Warehouse_Existing_Food Preparation_Natural Gas_Double Rack Oven_Baseline Forecast | F7 | Commercial | Warehouse | Existing | Food Preparation | Natural Gas | Double Rack Oven | Baseline Forecast | Avg. Replacement Demand (S) | 0 | 0 | 0 | 0 | 0 | 0 | 0 | 0 | 0 | 0 | 0 | 0 | 0 | 0 | 0 | 0 | 0 | 0 | 0 | 0 | 0 | 0 | 0 | 0 | 0 | 0 | 0 | 0 | 0 | 0
F8_Commercial_Warehouse_Existing_Food Preparation_Natural Gas_Double Rack Oven_Baseline Forecast | F8 | Commercial | Warehouse | Existing | Food Preparation | Natural Gas | Double Rack Oven | Baseline Forecast | Avg. Replacement Demand (W) | 0 | 0 | 0 | 0 | 0 | 0 | 0 | 0 | 0 | 0 | 0 | 0 | 0 | 0 | 0 | 0 | 0 | 0 | 0 | 0 | 0 | 0 | 0 | 0 | 0 | 0 | 0 | 0 | 0 | 0
F1_Commercial_Warehouse_Existing_Food Preparation_Natural Gas_Fryer_Baseline Forecast | F1 | Commercial | Warehouse | Existing | Food Preparation | Natural Gas | Fryer | Baseline Forecast | Units | 150494.3878 | 147899.6569 | 145349.6629 | 142843.6342 | 140380.8129 | 137960.4541 | 135581.8255 | 133244.2079 | 130946.8939 | 128689.1889 | 126470.4097 | 124289.8854 | 122146.9564 | 120040.9744 | 117971.3024 | 115937.3144 | 113938.3952 | 111973.9401 | 110043.355 | 108146.0557 | 106281.4686 | 104449.0294 | 0 | 0 | 0 | 0 | 0 | 0 | 0 | 0
F2_Commercial_Warehouse_Existing_Food Preparation_Natural Gas_Fryer_Baseline Forecast | F2 | Commercial | Warehouse | Existing | Food Preparation | Natural Gas | Fryer | Baseline Forecast | Usage (MMtherm) | 0.023411 | 0.023007 | 0.021522 | 0.021477 | 0.021428 | 0.021467 | 0.021155 | 0.020925 | 0.020689 | 0.020519 | 0.020194 | 0.019938 | 0.019675 | 0.01949 | 0.019134 | 0.018862 | 0.018592 | 0.018393 | 0.018041 | 0.017764 | 0.017484 | 0.017279 | 0 | 0 | 0 | 0 | 0 | 0 | 0 | 0
F3_Commercial_Warehouse_Existing_Food Preparation_Natural Gas_Fryer_Baseline Forecast | F3 | Commercial | Warehouse | Existing | Food Preparation | Natural Gas | Fryer | Baseline Forecast | Peak Demand (S) | 0 | 0 | 0 | 0 | 0 | 0 | 0 | 0 | 0 | 0 | 0 | 0 | 0 | 0 | 0 | 0 | 0 | 0 | 0 | 0 | 0 | 0 | 0 | 0 | 0 | 0 | 0 | 0 | 0 | 0
F4_Commercial_Warehouse_Existing_Food Preparation_Natural Gas_Fryer_Baseline Forecast | F4 | Commercial | Warehouse | Existing | Food Preparation | Natural Gas | Fryer | Baseline Forecast | Peak Demand (W) | 0 | 0 | 0 | 0 | 0 | 0 | 0 | 0 | 0 | 0 | 0 | 0 | 0 | 0 | 0 | 0 | 0 | 0 | 0 | 0 | 0 | 0 | 0 | 0 | 0 | 0 | 0 | 0 | 0 | 0
F5_Commercial_Warehouse_Existing_Food Preparation_Natural Gas_Fryer_Baseline Forecast | F5 | Commercial | Warehouse | Existing | Food Preparation | Natural Gas | Fryer | Baseline Forecast | Turnover | 0 | 4481.8078 | 4885.03 | 5230.0875 | 5523.4415 | 5770.8601 | 7004.6272 | 8024.5477 | 8868.1043 | 9565.0421 | 11048.6308 | 11612.9753 | 11508.7895 | 11506.9973 | 11559.6857 | 12052.509 | 12428.2527 | 12579.6336 | 12601.9333 | 12737.0598 | 12718.7168 | 12613.3633 | 0 | 0 | 0 | 0 | 0 | 0 | 0 | 0
F6_Commercial_Warehouse_Existing_Food Preparation_Natural Gas_Fryer_Baseline Forecast | F6 | Commercial | Warehouse | Existing | Food Preparation | Natural Gas | Fryer | Baseline Forecast | Avg. Replacement Usage | 0.15556 | 0.15556 | 0.14807 | 0.15035 | 0.15265 | 0.15561 | 0.15603 | 0.15704 | 0.15799 | 0.15945 | 0.15968 | 0.16042 | 0.16108 | 0.16236 | 0.16219 | 0.16269 | 0.16318 | 0.16426 | 0.16394 | 0.16426 | 0.1645 | 0.16543 | 0 | 0 | 0 | 0 | 0 | 0 | 0 | 0
F7_Commercial_Warehouse_Existing_Food Preparation_Natural Gas_Fryer_Baseline Forecast | F7 | Commercial | Warehouse | Existing | Food Preparation | Natural Gas | Fryer | Baseline Forecast | Avg. Replacement Demand (S) | 0 | 0 | 0 | 0 | 0 | 0 | 0 | 0 | 0 | 0 | 0 | 0 | 0 | 0 | 0 | 0 | 0 | 0 | 0 | 0 | 0 | 0 | 0 | 0 | 0 | 0 | 0 | 0 | 0 | 0
F8_Commercial_Warehouse_Existing_Food Preparation_Natural Gas_Fryer_Baseline Forecast | F8 | Commercial | Warehouse | Existing | Food Preparation | Natural Gas | Fryer | Baseline Forecast | Avg. Replacement Demand (W) | 0 | 0 | 0 | 0 | 0 | 0 | 0 | 0 | 0 | 0 | 0 | 0 | 0 | 0 | 0 | 0 | 0 | 0 | 0 | 0 | 0 | 0 | 0 | 0 | 0 | 0 | 0 | 0 | 0 | 0
F1_Commercial_Warehouse_Existing_Food Preparation_Natural Gas_Broiler_Baseline Forecast | F1 | Commercial | Warehouse | Existing | Food Preparation | Natural Gas | Broiler | Baseline Forecast | Units | 0 | 0 | 0 | 0 | 0 | 0 | 0 | 0 | 0 | 0 | 0 | 0 | 0 | 0 | 0 | 0 | 0 | 0 | 0 | 0 | 0 | 0 | 0 | 0 | 0 | 0 | 0 | 0 | 0 | 0
F2_Commercial_Warehouse_Existing_Food Preparation_Natural Gas_Broiler_Baseline Forecast | F2 | Commercial | Warehouse | Existing | Food Preparation | Natural Gas | Broiler | Baseline Forecast | Usage (MMtherm) | 0 | 0 | 0 | 0 | 0 | 0 | 0 | 0 | 0 | 0 | 0 | 0 | 0 | 0 | 0 | 0 | 0 | 0 | 0 | 0 | 0 | 0 | 0 | 0 | 0 | 0 | 0 | 0 | 0 | 0
F3_Commercial_Warehouse_Existing_Food Preparation_Natural Gas_Broiler_Baseline Forecast | F3 | Commercial | Warehouse | Existing | Food Preparation | Natural Gas | Broiler | Baseline Forecast | Peak Demand (S) | 0 | 0 | 0 | 0 | 0 | 0 | 0 | 0 | 0 | 0 | 0 | 0 | 0 | 0 | 0 | 0 | 0 | 0 | 0 | 0 | 0 | 0 | 0 | 0 | 0 | 0 | 0 | 0 | 0 | 0
F4_Commercial_Warehouse_Existing_Food Preparation_Natural Gas_Broiler_Baseline Forecast | F4 | Commercial | Warehouse | Existing | Food Preparation | Natural Gas | Broiler | Baseline Forecast | Peak Demand (W) | 0 | 0 | 0 | 0 | 0 | 0 | 0 | 0 | 0 | 0 | 0 | 0 | 0 | 0 | 0 | 0 | 0 | 0 | 0 | 0 | 0 | 0 | 0 | 0 | 0 | 0 | 0 | 0 | 0 | 0
F5_Commercial_Warehouse_Existing_Food Preparation_Natural Gas_Broiler_Baseline Forecast | F5 | Commercial | Warehouse | Existing | Food Preparation | Natural Gas | Broiler | Baseline Forecast | Turnover | 0 | 0 | 0 | 0 | 0 | 0 | 0 | 0 | 0 | 0 | 0 | 0 | 0 | 0 | 0 | 0 | 0 | 0 | 0 | 0 | 0 | 0 | 0 | 0 | 0 | 0 | 0 | 0 | 0 | 0
F6_Commercial_Warehouse_Existing_Food Preparation_Natural Gas_Broiler_Baseline Forecast | F6 | Commercial | Warehouse | Existing | Food Preparation | Natural Gas | Broiler | Baseline Forecast | Avg. Replacement Usage | 0.15979 | 0.15979 | 0.15209 | 0.15444 | 0.15679 | 0.15983 | 0.16027 | 0.16131 | 0.16229 | 0.16378 | 0.16402 | 0.16478 | 0.16546 | 0.16678 | 0.1666 | 0.16711 | 0.16761 | 0.16873 | 0.1684 | 0.16873 | 0.16898 | 0.16993 | 0 | 0 | 0 | 0 | 0 | 0 | 0 | 0
F7_Commercial_Warehouse_Existing_Food Preparation_Natural Gas_Broiler_Baseline Forecast | F7 | Commercial | Warehouse | Existing | Food Preparation | Natural Gas | Broiler | Baseline Forecast | Avg. Replacement Demand (S) | 0 | 0 | 0 | 0 | 0 | 0 | 0 | 0 | 0 | 0 | 0 | 0 | 0 | 0 | 0 | 0 | 0 | 0 | 0 | 0 | 0 | 0 | 0 | 0 | 0 | 0 | 0 | 0 | 0 | 0
F8_Commercial_Warehouse_Existing_Food Preparation_Natural Gas_Broiler_Baseline Forecast | F8 | Commercial | Warehouse | Existing | Food Preparation | Natural Gas | Broiler | Baseline Forecast | Avg. Replacement Demand (W) | 0 | 0 | 0 | 0 | 0 | 0 | 0 | 0 | 0 | 0 | 0 | 0 | 0 | 0 | 0 | 0 | 0 | 0 | 0 | 0 | 0 | 0 | 0 | 0 | 0 | 0 | 0 | 0 | 0 | 0
F1_Commercial_Warehouse_Existing_Food Preparation_Natural Gas_Griddle_Baseline Forecast | F1 | Commercial | Warehouse | Existing | Food Preparation | Natural Gas | Griddle | Baseline Forecast | Units | 0 | 0 | 0 | 0 | 0 | 0 | 0 | 0 | 0 | 0 | 0 | 0 | 0 | 0 | 0 | 0 | 0 | 0 | 0 | 0 | 0 | 0 | 0 | 0 | 0 | 0 | 0 | 0 | 0 | 0
F2_Commercial_Warehouse_Existing_Food Preparation_Natural Gas_Griddle_Baseline Forecast | F2 | Commercial | Warehouse | Existing | Food Preparation | Natural Gas | Griddle | Baseline Forecast | Usage (MMtherm) | 0 | 0 | 0 | 0 | 0 | 0 | 0 | 0 | 0 | 0 | 0 | 0 | 0 | 0 | 0 | 0 | 0 | 0 | 0 | 0 | 0 | 0 | 0 | 0 | 0 | 0 | 0 | 0 | 0 | 0
F3_Commercial_Warehouse_Existing_Food Preparation_Natural Gas_Griddle_Baseline Forecast | F3 | Commercial | Warehouse | Existing | Food Preparation | Natural Gas | Griddle | Baseline Forecast | Peak Demand (S) | 0 | 0 | 0 | 0 | 0 | 0 | 0 | 0 | 0 | 0 | 0 | 0 | 0 | 0 | 0 | 0 | 0 | 0 | 0 | 0 | 0 | 0 | 0 | 0 | 0 | 0 | 0 | 0 | 0 | 0
F4_Commercial_Warehouse_Existing_Food Preparation_Natural Gas_Griddle_Baseline Forecast | F4 | Commercial | Warehouse | Existing | Food Preparation | Natural Gas | Griddle | Baseline Forecast | Peak Demand (W) | 0 | 0 | 0 | 0 | 0 | 0 | 0 | 0 | 0 | 0 | 0 | 0 | 0 | 0 | 0 | 0 | 0 | 0 | 0 | 0 | 0 | 0 | 0 | 0 | 0 | 0 | 0 | 0 | 0 | 0
F5_Commercial_Warehouse_Existing_Food Preparation_Natural Gas_Griddle_Baseline Forecast | F5 | Commercial | Warehouse | Existing | Food Preparation | Natural Gas | Griddle | Baseline Forecast | Turnover | 0 | 0 | 0 | 0 | 0 | 0 | 0 | 0 | 0 | 0 | 0 | 0 | 0 | 0 | 0 | 0 | 0 | 0 | 0 | 0 | 0 | 0 | 0 | 0 | 0 | 0 | 0 | 0 | 0 | 0
F6_Commercial_Warehouse_Existing_Food Preparation_Natural Gas_Griddle_Baseline Forecast | F6 | Commercial | Warehouse | Existing | Food Preparation | Natural Gas | Griddle | Baseline Forecast | Avg. Replacement Usage | 0.11357 | 0.11357 | 0.1081 | 0.10977 | 0.11144 | 0.11361 | 0.11392 | 0.11465 | 0.11535 | 0.11641 | 0.11658 | 0.11712 | 0.1176 | 0.11854 | 0.11841 | 0.11878 | 0.11914 | 0.11993 | 0.11969 | 0.11993 | 0.1201 | 0.12078 | 0 | 0 | 0 | 0 | 0 | 0 | 0 | 0
F7_Commercial_Warehouse_Existing_Food Preparation_Natural Gas_Griddle_Baseline Forecast | F7 | Commercial | Warehouse | Existing | Food Preparation | Natural Gas | Griddle | Baseline Forecast | Avg. Replacement Demand (S) | 0 | 0 | 0 | 0 | 0 | 0 | 0 | 0 | 0 | 0 | 0 | 0 | 0 | 0 | 0 | 0 | 0 | 0 | 0 | 0 | 0 | 0 | 0 | 0 | 0 | 0 | 0 | 0 | 0 | 0
F8_Commercial_Warehouse_Existing_Food Preparation_Natural Gas_Griddle_Baseline Forecast | F8 | Commercial | Warehouse | Existing | Food Preparation | Natural Gas | Griddle | Baseline Forecast | Avg. Replacement Demand (W) | 0 | 0 | 0 | 0 | 0 | 0 | 0 | 0 | 0 | 0 | 0 | 0 | 0 | 0 | 0 | 0 | 0 | 0 | 0 | 0 | 0 | 0 | 0 | 0 | 0 | 0 | 0 | 0 | 0 | 0
F1_Commercial_Warehouse_Existing_Food Preparation_Natural Gas_Range_Baseline Forecast | F1 | Commercial | Warehouse | Existing | Food Preparation | Natural Gas | Range | Baseline Forecast | Units | 326068.8443 | 320446.9677 | 314922.02 | 309492.33 | 304156.2553 | 298912.1819 | 293758.5236 | 288693.7215 | 283716.2435 | 278824.5842 | 274017.2638 | 269292.8282 | 264649.8484 | 260086.92 | 255602.6627 | 251195.7203 | 246864.7596 | 242608.4706 | 238425.5659 | 234314.7803 | 230274.8703 | 226304.6139 | 0 | 0 | 0 | 0 | 0 | 0 | 0 | 0
F2_Commercial_Warehouse_Existing_Food Preparation_Natural Gas_Range_Baseline Forecast | F2 | Commercial | Warehouse | Existing | Food Preparation | Natural Gas | Range | Baseline Forecast | Usage (MMtherm) | 0.038413 | 0.037751 | 0.035314 | 0.035241 | 0.035161 | 0.035225 | 0.034712 | 0.034334 | 0.033947 | 0.033669 | 0.033136 | 0.032715 | 0.032284 | 0.03198 | 0.031396 | 0.030949 | 0.030507 | 0.030181 | 0.029602 | 0.029149 | 0.028688 | 0.028352 | 0 | 0 | 0 | 0 | 0 | 0 | 0 | 0
F3_Commercial_Warehouse_Existing_Food Preparation_Natural Gas_Range_Baseline Forecast | F3 | Commercial | Warehouse | Existing | Food Preparation | Natural Gas | Range | Baseline Forecast | Peak Demand (S) | 0 | 0 | 0 | 0 | 0 | 0 | 0 | 0 | 0 | 0 | 0 | 0 | 0 | 0 | 0 | 0 | 0 | 0 | 0 | 0 | 0 | 0 | 0 | 0 | 0 | 0 | 0 | 0 | 0 | 0
F4_Commercial_Warehouse_Existing_Food Preparation_Natural Gas_Range_Baseline Forecast | F4 | Commercial | Warehouse | Existing | Food Preparation | Natural Gas | Range | Baseline Forecast | Peak Demand (W) | 0 | 0 | 0 | 0 | 0 | 0 | 0 | 0 | 0 | 0 | 0 | 0 | 0 | 0 | 0 | 0 | 0 | 0 | 0 | 0 | 0 | 0 | 0 | 0 | 0 | 0 | 0 | 0 | 0 | 0
F5_Commercial_Warehouse_Existing_Food Preparation_Natural Gas_Range_Baseline Forecast | F5 | Commercial | Warehouse | Existing | Food Preparation | Natural Gas | Range | Baseline Forecast | Turnover | 0 | 12817.8787 | 16375.945 | 19064.7275 | 21071.9454 | 22545.1524 | 23600.3248 | 24328.6125 | 24801.6478 | 25075.7183 | 21906.8407 | 20023.9547 | 19003.4574 | 18544.4136 | 18435.4609 | 21164.2372 | 21576.7644 | 21815.9704 | 21920.3777 | 21357.8923 | 20512.9641 | 19610.7145 | 0 | 0 | 0 | 0 | 0 | 0 | 0 | 0
F6_Commercial_Warehouse_Existing_Food Preparation_Natural Gas_Range_Baseline Forecast | F6 | Commercial | Warehouse | Existing | Food Preparation | Natural Gas | Range | Baseline Forecast | Avg. Replacement Usage | 0.11781 | 0.11781 | 0.11214 | 0.11387 | 0.1156 | 0.11784 | 0.11817 | 0.11893 | 0.11965 | 0.12075 | 0.12093 | 0.12149 | 0.12199 | 0.12296 | 0.12283 | 0.12321 | 0.12358 | 0.1244 | 0.12416 | 0.1244 | 0.12458 | 0.12528 | 0 | 0 | 0 | 0 | 0 | 0 | 0 | 0
F7_Commercial_Warehouse_Existing_Food Preparation_Natural Gas_Range_Baseline Forecast | F7 | Commercial | Warehouse | Existing | Food Preparation | Natural Gas | Range | Baseline Forecast | Avg. Replacement Demand (S) | 0 | 0 | 0 | 0 | 0 | 0 | 0 | 0 | 0 | 0 | 0 | 0 | 0 | 0 | 0 | 0 | 0 | 0 | 0 | 0 | 0 | 0 | 0 | 0 | 0 | 0 | 0 | 0 | 0 | 0
F8_Commercial_Warehouse_Existing_Food Preparation_Natural Gas_Range_Baseline Forecast | F8 | Commercial | Warehouse | Existing | Food Preparation | Natural Gas | Range | Baseline Forecast | Avg. Replacement Demand (W) | 0 | 0 | 0 | 0 | 0 | 0 | 0 | 0 | 0 | 0 | 0 | 0 | 0 | 0 | 0 | 0 | 0 | 0 | 0 | 0 | 0 | 0 | 0 | 0 | 0 | 0 | 0 | 0 | 0 | 0
F1_Commercial_Warehouse_Existing_Food Preparation_Natural Gas_Steamer_Baseline Forecast | F1 | Commercial | Warehouse | Existing | Food Preparation | Natural Gas | Steamer | Baseline Forecast | Units | 0 | 0 | 0 | 0 | 0 | 0 | 0 | 0 | 0 | 0 | 0 | 0 | 0 | 0 | 0 | 0 | 0 | 0 | 0 | 0 | 0 | 0 | 0 | 0 | 0 | 0 | 0 | 0 | 0 | 0
F2_Commercial_Warehouse_Existing_Food Preparation_Natural Gas_Steamer_Baseline Forecast | F2 | Commercial | Warehouse | Existing | Food Preparation | Natural Gas | Steamer | Baseline Forecast | Usage (MMtherm) | 0 | 0 | 0 | 0 | 0 | 0 | 0 | 0 | 0 | 0 | 0 | 0 | 0 | 0 | 0 | 0 | 0 | 0 | 0 | 0 | 0 | 0 | 0 | 0 | 0 | 0 | 0 | 0 | 0 | 0
F3_Commercial_Warehouse_Existing_Food Preparation_Natural Gas_Steamer_Baseline Forecast | F3 | Commercial | Warehouse | Existing | Food Preparation | Natural Gas | Steamer | Baseline Forecast | Peak Demand (S) | 0 | 0 | 0 | 0 | 0 | 0 | 0 | 0 | 0 | 0 | 0 | 0 | 0 | 0 | 0 | 0 | 0 | 0 | 0 | 0 | 0 | 0 | 0 | 0 | 0 | 0 | 0 | 0 | 0 | 0
F4_Commercial_Warehouse_Existing_Food Preparation_Natural Gas_Steamer_Baseline Forecast | F4 | Commercial | Warehouse | Existing | Food Preparation | Natural Gas | Steamer | Baseline Forecast | Peak Demand (W) | 0 | 0 | 0 | 0 | 0 | 0 | 0 | 0 | 0 | 0 | 0 | 0 | 0 | 0 | 0 | 0 | 0 | 0 | 0 | 0 | 0 | 0 | 0 | 0 | 0 | 0 | 0 | 0 | 0 | 0
F5_Commercial_Warehouse_Existing_Food Preparation_Natural Gas_Steamer_Baseline Forecast | F5 | Commercial | Warehouse | Existing | Food Preparation | Natural Gas | Steamer | Baseline Forecast | Turnover | 0 | 0 | 0 | 0 | 0 | 0 | 0 | 0 | 0 | 0 | 0 | 0 | 0 | 0 | 0 | 0 | 0 | 0 | 0 | 0 | 0 | 0 | 0 | 0 | 0 | 0 | 0 | 0 | 0 | 0
F6_Commercial_Warehouse_Existing_Food Preparation_Natural Gas_Steamer_Baseline Forecast | F6 | Commercial | Warehouse | Existing | Food Preparation | Natural Gas | Steamer | Baseline Forecast | Avg. Replacement Usage | 0.19676 | 0.19676 | 0.18729 | 0.19018 | 0.19307 | 0.19682 | 0.19736 | 0.19863 | 0.19984 | 0.20168 | 0.20197 | 0.2029 | 0.20374 | 0.20536 | 0.20515 | 0.20578 | 0.2064 | 0.20777 | 0.20736 | 0.20777 | 0.20807 | 0.20924 | 0 | 0 | 0 | 0 | 0 | 0 | 0 | 0
F7_Commercial_Warehouse_Existing_Food Preparation_Natural Gas_Steamer_Baseline Forecast | F7 | Commercial | Warehouse | Existing | Food Preparation | Natural Gas | Steamer | Baseline Forecast | Avg. Replacement Demand (S) | 0 | 0 | 0 | 0 | 0 | 0 | 0 | 0 | 0 | 0 | 0 | 0 | 0 | 0 | 0 | 0 | 0 | 0 | 0 | 0 | 0 | 0 | 0 | 0 | 0 | 0 | 0 | 0 | 0 | 0
F8_Commercial_Warehouse_Existing_Food Preparation_Natural Gas_Steamer_Baseline Forecast | F8 | Commercial | Warehouse | Existing | Food Preparation | Natural Gas | Steamer | Baseline Forecast | Avg. Replacement Demand (W) | 0 | 0 | 0 | 0 | 0 | 0 | 0 | 0 | 0 | 0 | 0 | 0 | 0 | 0 | 0 | 0 | 0 | 0 | 0 | 0 | 0 | 0 | 0 | 0 | 0 | 0 | 0 | 0 | 0 | 0
F1_Commercial_Warehouse_Existing_Food Preparation_Natural Gas_Food Prep Other_Baseline Forecast | F1 | Commercial | Warehouse | Existing | Food Preparation | Natural Gas | Food Prep Other | Baseline Forecast | Units | 0 | 0 | 0 | 0 | 0 | 0 | 0 | 0 | 0 | 0 | 0 | 0 | 0 | 0 | 0 | 0 | 0 | 0 | 0 | 0 | 0 | 0 | 0 | 0 | 0 | 0 | 0 | 0 | 0 | 0
F2_Commercial_Warehouse_Existing_Food Preparation_Natural Gas_Food Prep Other_Baseline Forecast | F2 | Commercial | Warehouse | Existing | Food Preparation | Natural Gas | Food Prep Other | Baseline Forecast | Usage (MMtherm) | 0 | 0 | 0 | 0 | 0 | 0 | 0 | 0 | 0 | 0 | 0 | 0 | 0 | 0 | 0 | 0 | 0 | 0 | 0 | 0 | 0 | 0 | 0 | 0 | 0 | 0 | 0 | 0 | 0 | 0
F3_Commercial_Warehouse_Existing_Food Preparation_Natural Gas_Food Prep Other_Baseline Forecast | F3 | Commercial | Warehouse | Existing | Food Preparation | Natural Gas | Food Prep Other | Baseline Forecast | Peak Demand (S) | 0 | 0 | 0 | 0 | 0 | 0 | 0 | 0 | 0 | 0 | 0 | 0 | 0 | 0 | 0 | 0 | 0 | 0 | 0 | 0 | 0 | 0 | 0 | 0 | 0 | 0 | 0 | 0 | 0 | 0
F4_Commercial_Warehouse_Existing_Food Preparation_Natural Gas_Food Prep Other_Baseline Forecast | F4 | Commercial | Warehouse | Existing | Food Preparation | Natural Gas | Food Prep Other | Baseline Forecast | Peak Demand (W) | 0 | 0 | 0 | 0 | 0 | 0 | 0 | 0 | 0 | 0 | 0 | 0 | 0 | 0 | 0 | 0 | 0 | 0 | 0 | 0 | 0 | 0 | 0 | 0 | 0 | 0 | 0 | 0 | 0 | 0
F5_Commercial_Warehouse_Existing_Food Preparation_Natural Gas_Food Prep Other_Baseline Forecast | F5 | Commercial | Warehouse | Existing | Food Preparation | Natural Gas | Food Prep Other | Baseline Forecast | Turnover | 0 | 0 | 0 | 0 | 0 | 0 | 0 | 0 | 0 | 0 | 0 | 0 | 0 | 0 | 0 | 0 | 0 | 0 | 0 | 0 | 0 | 0 | 0 | 0 | 0 | 0 | 0 | 0 | 0 | 0
F6_Commercial_Warehouse_Existing_Food Preparation_Natural Gas_Food Prep Other_Baseline Forecast | F6 | Commercial | Warehouse | Existing | Food Preparation | Natural Gas | Food Prep Other | Baseline Forecast | Avg. Replacement Usage | 0.13994 | 0.13994 | 0.1332 | 0.13526 | 0.13732 | 0.13998 | 0.14037 | 0.14128 | 0.14213 | 0.14344 | 0.14365 | 0.14431 | 0.14491 | 0.14606 | 0.14591 | 0.14636 | 0.1468 | 0.14777 | 0.14748 | 0.14777 | 0.14799 | 0.14882 | 0 | 0 | 0 | 0 | 0 | 0 | 0 | 0
F7_Commercial_Warehouse_Existing_Food Preparation_Natural Gas_Food Prep Other_Baseline Forecast | F7 | Commercial | Warehouse | Existing | Food Preparation | Natural Gas | Food Prep Other | Baseline Forecast | Avg. Replacement Demand (S) | 0 | 0 | 0 | 0 | 0 | 0 | 0 | 0 | 0 | 0 | 0 | 0 | 0 | 0 | 0 | 0 | 0 | 0 | 0 | 0 | 0 | 0 | 0 | 0 | 0 | 0 | 0 | 0 | 0 | 0
F8_Commercial_Warehouse_Existing_Food Preparation_Natural Gas_Food Prep Other_Baseline Forecast | F8 | Commercial | Warehouse | Existing | Food Preparation | Natural Gas | Food Prep Other | Baseline Forecast | Avg. Replacement Demand (W) | 0 | 0 | 0 | 0 | 0 | 0 | 0 | 0 | 0 | 0 | 0 | 0 | 0 | 0 | 0 | 0 | 0 | 0 | 0 | 0 | 0 | 0 | 0 | 0 | 0 | 0 | 0 | 0 | 0 | 0
F1_Commercial_Warehouse_Existing_Miscellaneous_Natural Gas_Pool Heater_Baseline Forecast | F1 | Commercial | Warehouse | Existing | Miscellaneous | Natural Gas | Pool Heater | Baseline Forecast | Units | 0 | 0 | 0 | 0 | 0 | 0 | 0 | 0 | 0 | 0 | 0 | 0 | 0 | 0 | 0 | 0 | 0 | 0 | 0 | 0 | 0 | 0 | 0 | 0 | 0 | 0 | 0 | 0 | 0 | 0
F2_Commercial_Warehouse_Existing_Miscellaneous_Natural Gas_Pool Heater_Baseline Forecast | F2 | Commercial | Warehouse | Existing | Miscellaneous | Natural Gas | Pool Heater | Baseline Forecast | Usage (MMtherm) | 0 | 0 | 0 | 0 | 0 | 0 | 0 | 0 | 0 | 0 | 0 | 0 | 0 | 0 | 0 | 0 | 0 | 0 | 0 | 0 | 0 | 0 | 0 | 0 | 0 | 0 | 0 | 0 | 0 | 0
F3_Commercial_Warehouse_Existing_Miscellaneous_Natural Gas_Pool Heater_Baseline Forecast | F3 | Commercial | Warehouse | Existing | Miscellaneous | Natural Gas | Pool Heater | Baseline Forecast | Peak Demand (S) | 0 | 0 | 0 | 0 | 0 | 0 | 0 | 0 | 0 | 0 | 0 | 0 | 0 | 0 | 0 | 0 | 0 | 0 | 0 | 0 | 0 | 0 | 0 | 0 | 0 | 0 | 0 | 0 | 0 | 0
F4_Commercial_Warehouse_Existing_Miscellaneous_Natural Gas_Pool Heater_Baseline Forecast | F4 | Commercial | Warehouse | Existing | Miscellaneous | Natural Gas | Pool Heater | Baseline Forecast | Peak Demand (W) | 0 | 0 | 0 | 0 | 0 | 0 | 0 | 0 | 0 | 0 | 0 | 0 | 0 | 0 | 0 | 0 | 0 | 0 | 0 | 0 | 0 | 0 | 0 | 0 | 0 | 0 | 0 | 0 | 0 | 0
F5_Commercial_Warehouse_Existing_Miscellaneous_Natural Gas_Pool Heater_Baseline Forecast | F5 | Commercial | Warehouse | Existing | Miscellaneous | Natural Gas | Pool Heater | Baseline Forecast | Turnover | 0 | 0 | 0 | 0 | 0 | 0 | 0 | 0 | 0 | 0 | 0 | 0 | 0 | 0 | 0 | 0 | 0 | 0 | 0 | 0 | 0 | 0 | 0 | 0 | 0 | 0 | 0 | 0 | 0 | 0
F6_Commercial_Warehouse_Existing_Miscellaneous_Natural Gas_Pool Heater_Baseline Forecast | F6 | Commercial | Warehouse | Existing | Miscellaneous | Natural Gas | Pool Heater | Baseline Forecast | Avg. Replacement Usage | 0.01 | 0.01 | 0.0095186 | 0.0096656 | 0.0098128 | 0.010003 | 0.01003 | 0.010095 | 0.010157 | 0.01025 | 0.010265 | 0.010312 | 0.010355 | 0.010437 | 0.010426 | 0.010458 | 0.01049 | 0.01056 | 0.010539 | 0.01056 | 0.010575 | 0.010635 | 0 | 0 | 0 | 0 | 0 | 0 | 0 | 0
F7_Commercial_Warehouse_Existing_Miscellaneous_Natural Gas_Pool Heater_Baseline Forecast | F7 | Commercial | Warehouse | Existing | Miscellaneous | Natural Gas | Pool Heater | Baseline Forecast | Avg. Replacement Demand (S) | 0 | 0 | 0 | 0 | 0 | 0 | 0 | 0 | 0 | 0 | 0 | 0 | 0 | 0 | 0 | 0 | 0 | 0 | 0 | 0 | 0 | 0 | 0 | 0 | 0 | 0 | 0 | 0 | 0 | 0
F8_Commercial_Warehouse_Existing_Miscellaneous_Natural Gas_Pool Heater_Baseline Forecast | F8 | Commercial | Warehouse | Existing | Miscellaneous | Natural Gas | Pool Heater | Baseline Forecast | Avg. Replacement Demand (W) | 0 | 0 | 0 | 0 | 0 | 0 | 0 | 0 | 0 | 0 | 0 | 0 | 0 | 0 | 0 | 0 | 0 | 0 | 0 | 0 | 0 | 0 | 0 | 0 | 0 | 0 | 0 | 0 | 0 | 0
F1_Commercial_Warehouse_Existing_Miscellaneous_Natural Gas_Miscellaneous_Baseline Forecast | F1 | Commercial | Warehouse | Existing | Miscellaneous | Natural Gas | Miscellaneous | Baseline Forecast | Units | 0 | 0 | 0 | 0 | 0 | 0 | 0 | 0 | 0 | 0 | 0 | 0 | 0 | 0 | 0 | 0 | 0 | 0 | 0 | 0 | 0 | 0 | 0 | 0 | 0 | 0 | 0 | 0 | 0 | 0
F2_Commercial_Warehouse_Existing_Miscellaneous_Natural Gas_Miscellaneous_Baseline Forecast | F2 | Commercial | Warehouse | Existing | Miscellaneous | Natural Gas | Miscellaneous | Baseline Forecast | Usage (MMtherm) | 0 | 0 | 0 | 0 | 0 | 0 | 0 | 0 | 0 | 0 | 0 | 0 | 0 | 0 | 0 | 0 | 0 | 0 | 0 | 0 | 0 | 0 | 0 | 0 | 0 | 0 | 0 | 0 | 0 | 0
F3_Commercial_Warehouse_Existing_Miscellaneous_Natural Gas_Miscellaneous_Baseline Forecast | F3 | Commercial | Warehouse | Existing | Miscellaneous | Natural Gas | Miscellaneous | Baseline Forecast | Peak Demand (S) | 0 | 0 | 0 | 0 | 0 | 0 | 0 | 0 | 0 | 0 | 0 | 0 | 0 | 0 | 0 | 0 | 0 | 0 | 0 | 0 | 0 | 0 | 0 | 0 | 0 | 0 | 0 | 0 | 0 | 0
F4_Commercial_Warehouse_Existing_Miscellaneous_Natural Gas_Miscellaneous_Baseline Forecast | F4 | Commercial | Warehouse | Existing | Miscellaneous | Natural Gas | Miscellaneous | Baseline Forecast | Peak Demand (W) | 0 | 0 | 0 | 0 | 0 | 0 | 0 | 0 | 0 | 0 | 0 | 0 | 0 | 0 | 0 | 0 | 0 | 0 | 0 | 0 | 0 | 0 | 0 | 0 | 0 | 0 | 0 | 0 | 0 | 0
F5_Commercial_Warehouse_Existing_Miscellaneous_Natural Gas_Miscellaneous_Baseline Forecast | F5 | Commercial | Warehouse | Existing | Miscellaneous | Natural Gas | Miscellaneous | Baseline Forecast | Turnover | 0 | 0 | 0 | 0 | 0 | 0 | 0 | 0 | 0 | 0 | 0 | 0 | 0 | 0 | 0 | 0 | 0 | 0 | 0 | 0 | 0 | 0 | 0 | 0 | 0 | 0 | 0 | 0 | 0 | 0
F6_Commercial_Warehouse_Existing_Miscellaneous_Natural Gas_Miscellaneous_Baseline Forecast | F6 | Commercial | Warehouse | Existing | Miscellaneous | Natural Gas | Miscellaneous | Baseline Forecast | Avg. Replacement Usage | 0.01 | 0.01 | 0.0095186 | 0.0096656 | 0.0098128 | 0.010003 | 0.01003 | 0.010095 | 0.010157 | 0.01025 | 0.010265 | 0.010312 | 0.010355 | 0.010437 | 0.010426 | 0.010458 | 0.01049 | 0.01056 | 0.010539 | 0.01056 | 0.010575 | 0.010635 | 0 | 0 | 0 | 0 | 0 | 0 | 0 | 0
F7_Commercial_Warehouse_Existing_Miscellaneous_Natural Gas_Miscellaneous_Baseline Forecast | F7 | Commercial | Warehouse | Existing | Miscellaneous | Natural Gas | Miscellaneous | Baseline Forecast | Avg. Replacement Demand (S) | 0 | 0 | 0 | 0 | 0 | 0 | 0 | 0 | 0 | 0 | 0 | 0 | 0 | 0 | 0 | 0 | 0 | 0 | 0 | 0 | 0 | 0 | 0 | 0 | 0 | 0 | 0 | 0 | 0 | 0
F8_Commercial_Warehouse_Existing_Miscellaneous_Natural Gas_Miscellaneous_Baseline Forecast | F8 | Commercial | Warehouse | Existing | Miscellaneous | Natural Gas | Miscellaneous | Baseline Forecast | Avg. Replacement Demand (W) | 0 | 0 | 0 | 0 | 0 | 0 | 0 | 0 | 0 | 0 | 0 | 0 | 0 | 0 | 0 | 0 | 0 | 0 | 0 | 0 | 0 | 0 | 0 | 0 | 0 | 0 | 0 | 0 | 0 | 0
F1_Commercial_Warehouse_New_Space Heating_Natural Gas_Furnace_Baseline Forecast | F1 | Commercial | Warehouse | New | Space Heating | Natural Gas | Furnace | Baseline Forecast | Units | 0 | 450090.0486 | 1147946.2553 | 1456133.4778 | 1758830.5593 | 2058293.0558 | 2354523.4291 | 2648624.0139 | 2939450.4455 | 3227446.7653 | 3511478.2914 | 3792092.0818 | 4069881.0861 | 4343637.3072 | 4613898.733 | 4880051.7188 | 5143244.5469 | 5403126.638 | 5659110.5381 | 5912839.0443 | 6163417.5738 | 6413245.0391 | 0 | 0 | 0 | 0 | 0 | 0 | 0 | 0
F2_Commercial_Warehouse_New_Space Heating_Natural Gas_Furnace_Baseline Forecast | F2 | Commercial | Warehouse | New | Space Heating | Natural Gas | Furnace | Baseline Forecast | Usage (MMtherm) | 0 | 0.064358 | 0.15624 | 0.20125 | 0.24679 | 0.2944 | 0.3377 | 0.38234 | 0.42689 | 0.47303 | 0.5154 | 0.55916 | 0.6026 | 0.64826 | 0.68787 | 0.72979 | 0.77146 | 0.81584 | 0.85282 | 0.89279 | 0.93199 | 0.97522 | 0 | 0 | 0 | 0 | 0 | 0 | 0 | 0
F3_Commercial_Warehouse_New_Space Heating_Natural Gas_Furnace_Baseline Forecast | F3 | Commercial | Warehouse | New | Space Heating | Natural Gas | Furnace | Baseline Forecast | Peak Demand (S) | 0 | 0 | 0 | 0 | 0 | 0 | 0 | 0 | 0 | 0 | 0 | 0 | 0 | 0 | 0 | 0 | 0 | 0 | 0 | 0 | 0 | 0 | 0 | 0 | 0 | 0 | 0 | 0 | 0 | 0
F4_Commercial_Warehouse_New_Space Heating_Natural Gas_Furnace_Baseline Forecast | F4 | Commercial | Warehouse | New | Space Heating | Natural Gas | Furnace | Baseline Forecast | Peak Demand (W) | 0 | 0 | 0 | 0 | 0 | 0 | 0 | 0 | 0 | 0 | 0 | 0 | 0 | 0 | 0 | 0 | 0 | 0 | 0 | 0 | 0 | 0 | 0 | 0 | 0 | 0 | 0 | 0 | 0 | 0
F5_Commercial_Warehouse_New_Space Heating_Natural Gas_Furnace_Baseline Forecast | F5 | Commercial | Warehouse | New | Space Heating | Natural Gas | Furnace | Baseline Forecast | Turnover | 0 | 450090.0486 | 697856.2067 | 308187.2225 | 302697.0814 | 299462.4966 | 296230.3733 | 294100.5848 | 290826.4316 | 287996.3198 | 284031.5261 | 280613.7903 | 277789.0044 | 273756.221 | 270261.4258 | 266152.9858 | 263192.8282 | 259882.0911 | 255983.9001 | 288350.8176 | 336218.8329 | 352586.7624 | 0 | 0 | 0 | 0 | 0 | 0 | 0 | 0
F6_Commercial_Warehouse_New_Space Heating_Natural Gas_Furnace_Baseline Forecast | F6 | Commercial | Warehouse | New | Space Heating | Natural Gas | Furnace | Baseline Forecast | Avg. Replacement Usage | 0.14299 | 0.14299 | 0.13611 | 0.13821 | 0.14031 | 0.14303 | 0.14342 | 0.14435 | 0.14523 | 0.14657 | 0.14678 | 0.14745 | 0.14806 | 0.14924 | 0.14909 | 0.14954 | 0.15 | 0.15099 | 0.1507 | 0.15099 | 0.15121 | 0.15206 | 0 | 0 | 0 | 0 | 0 | 0 | 0 | 0
F7_Commercial_Warehouse_New_Space Heating_Natural Gas_Furnace_Baseline Forecast | F7 | Commercial | Warehouse | New | Space Heating | Natural Gas | Furnace | Baseline Forecast | Avg. Replacement Demand (S) | 0 | 0 | 0 | 0 | 0 | 0 | 0 | 0 | 0 | 0 | 0 | 0 | 0 | 0 | 0 | 0 | 0 | 0 | 0 | 0 | 0 | 0 | 0 | 0 | 0 | 0 | 0 | 0 | 0 | 0
F8_Commercial_Warehouse_New_Space Heating_Natural Gas_Furnace_Baseline Forecast | F8 | Commercial | Warehouse | New | Space Heating | Natural Gas | Furnace | Baseline Forecast | Avg. Replacement Demand (W) | 0 | 0 | 0 | 0 | 0 | 0 | 0 | 0 | 0 | 0 | 0 | 0 | 0 | 0 | 0 | 0 | 0 | 0 | 0 | 0 | 0 | 0 | 0 | 0 | 0 | 0 | 0 | 0 | 0 | 0
F1_Commercial_Warehouse_New_Space Heating_Natural Gas_Boiler_Baseline Forecast | F1 | Commercial | Warehouse | New | Space Heating | Natural Gas | Boiler | Baseline Forecast | Units | 0 | 62462.9118 | 159310.4889 | 202080.3109 | 244088.2183 | 285647.2343 | 326757.7004 | 367572.5971 | 407933.1112 | 447900.8661 | 487318.392 | 526261.609 | 564812.8058 | 602804.3383 | 640310.8676 | 677247.2329 | 713772.7914 | 749838.8902 | 785364.003 | 820576.1152 | 855351.0778 | 890021.8086 | 0 | 0 | 0 | 0 | 0 | 0 | 0 | 0
F2_Commercial_Warehouse_New_Space Heating_Natural Gas_Boiler_Baseline Forecast | F2 | Commercial | Warehouse | New | Space Heating | Natural Gas | Boiler | Baseline Forecast | Usage (MMtherm) | 0 | 0.012825 | 0.031136 | 0.040104 | 0.049179 | 0.058668 | 0.067295 | 0.076191 | 0.085069 | 0.094265 | 0.10271 | 0.11143 | 0.12008 | 0.12918 | 0.13708 | 0.14543 | 0.15373 | 0.16258 | 0.16995 | 0.17791 | 0.18572 | 0.19434 | 0 | 0 | 0 | 0 | 0 | 0 | 0 | 0
F3_Commercial_Warehouse_New_Space Heating_Natural Gas_Boiler_Baseline Forecast | F3 | Commercial | Warehouse | New | Space Heating | Natural Gas | Boiler | Baseline Forecast | Peak Demand (S) | 0 | 0 | 0 | 0 | 0 | 0 | 0 | 0 | 0 | 0 | 0 | 0 | 0 | 0 | 0 | 0 | 0 | 0 | 0 | 0 | 0 | 0 | 0 | 0 | 0 | 0 | 0 | 0 | 0 | 0
F4_Commercial_Warehouse_New_Space Heating_Natural Gas_Boiler_Baseline Forecast | F4 | Commercial | Warehouse | New | Space Heating | Natural Gas | Boiler | Baseline Forecast | Peak Demand (W) | 0 | 0 | 0 | 0 | 0 | 0 | 0 | 0 | 0 | 0 | 0 | 0 | 0 | 0 | 0 | 0 | 0 | 0 | 0 | 0 | 0 | 0 | 0 | 0 | 0 | 0 | 0 | 0 | 0 | 0
F5_Commercial_Warehouse_New_Space Heating_Natural Gas_Boiler_Baseline Forecast | F5 | Commercial | Warehouse | New | Space Heating | Natural Gas | Boiler | Baseline Forecast | Turnover | 0 | 62462.9118 | 96847.5771 | 42769.8221 | 42007.9074 | 41559.0159 | 41110.4661 | 40814.8968 | 40360.5141 | 39967.7548 | 39417.5259 | 38943.217 | 38551.1969 | 37991.5324 | 37506.5293 | 36936.3653 | 36525.5585 | 36066.0987 | 35525.1129 | 35212.1122 | 34774.9625 | 34670.7308 | 0 | 0 | 0 | 0 | 0 | 0 | 0 | 0
F6_Commercial_Warehouse_New_Space Heating_Natural Gas_Boiler_Baseline Forecast | F6 | Commercial | Warehouse | New | Space Heating | Natural Gas | Boiler | Baseline Forecast | Avg. Replacement Usage | 0.20532 | 0.20532 | 0.19544 | 0.19846 | 0.20148 | 0.20539 | 0.20595 | 0.20728 | 0.20854 | 0.21046 | 0.21076 | 0.21173 | 0.21261 | 0.2143 | 0.21408 | 0.21474 | 0.21538 | 0.21682 | 0.21639 | 0.21681 | 0.21713 | 0.21835 | 0 | 0 | 0 | 0 | 0 | 0 | 0 | 0
F7_Commercial_Warehouse_New_Space Heating_Natural Gas_Boiler_Baseline Forecast | F7 | Commercial | Warehouse | New | Space Heating | Natural Gas | Boiler | Baseline Forecast | Avg. Replacement Demand (S) | 0 | 0 | 0 | 0 | 0 | 0 | 0 | 0 | 0 | 0 | 0 | 0 | 0 | 0 | 0 | 0 | 0 | 0 | 0 | 0 | 0 | 0 | 0 | 0 | 0 | 0 | 0 | 0 | 0 | 0
F8_Commercial_Warehouse_New_Space Heating_Natural Gas_Boiler_Baseline Forecast | F8 | Commercial | Warehouse | New | Space Heating | Natural Gas | Boiler | Baseline Forecast | Avg. Replacement Demand (W) | 0 | 0 | 0 | 0 | 0 | 0 | 0 | 0 | 0 | 0 | 0 | 0 | 0 | 0 | 0 | 0 | 0 | 0 | 0 | 0 | 0 | 0 | 0 | 0 | 0 | 0 | 0 | 0 | 0 | 0
F1_Commercial_Warehouse_New_Space Heating_Natural Gas_Unit Heater_Baseline Forecast | F1 | Commercial | Warehouse | New | Space Heating | Natural Gas | Unit Heater | Baseline Forecast | Units | 0 | 560556.2831 | 1429688.3213 | 1813514.3678 | 2190502.8202 | 2563462.819 | 2932397.4299 | 3298679.5354 | 3660883.9076 | 4019563.5698 | 4373305.3533 | 4722790.5814 | 5068757.7322 | 5409702.3281 | 5746294.3962 | 6077769.6841 | 6405558.2987 | 6729223.6174 | 7048034.0066 | 7364035.4573 | 7676113.8282 | 7987256.8 | 0 | 0 | 0 | 0 | 0 | 0 | 0 | 0
F2_Commercial_Warehouse_New_Space Heating_Natural Gas_Unit Heater_Baseline Forecast | F2 | Commercial | Warehouse | New | Space Heating | Natural Gas | Unit Heater | Baseline Forecast | Usage (MMtherm) | 0 | 0.081406 | 0.19763 | 0.25456 | 0.31216 | 0.37239 | 0.42715 | 0.48361 | 0.53997 | 0.59834 | 0.65192 | 0.70728 | 0.76223 | 0.81998 | 0.87008 | 0.9231 | 0.97581 | 1.0319 | 1.0787 | 1.1293 | 1.1789 | 1.2335 | 0 | 0 | 0 | 0 | 0 | 0 | 0 | 0
F3_Commercial_Warehouse_New_Space Heating_Natural Gas_Unit Heater_Baseline Forecast | F3 | Commercial | Warehouse | New | Space Heating | Natural Gas | Unit Heater | Baseline Forecast | Peak Demand (S) | 0 | 0 | 0 | 0 | 0 | 0 | 0 | 0 | 0 | 0 | 0 | 0 | 0 | 0 | 0 | 0 | 0 | 0 | 0 | 0 | 0 | 0 | 0 | 0 | 0 | 0 | 0 | 0 | 0 | 0
F4_Commercial_Warehouse_New_Space Heating_Natural Gas_Unit Heater_Baseline Forecast | F4 | Commercial | Warehouse | New | Space Heating | Natural Gas | Unit Heater | Baseline Forecast | Peak Demand (W) | 0 | 0 | 0 | 0 | 0 | 0 | 0 | 0 | 0 | 0 | 0 | 0 | 0 | 0 | 0 | 0 | 0 | 0 | 0 | 0 | 0 | 0 | 0 | 0 | 0 | 0 | 0 | 0 | 0 | 0
F5_Commercial_Warehouse_New_Space Heating_Natural Gas_Unit Heater_Baseline Forecast | F5 | Commercial | Warehouse | New | Space Heating | Natural Gas | Unit Heater | Baseline Forecast | Turnover | 0 | 560556.2831 | 869132.0382 | 383826.0465 | 376988.4524 | 372959.9988 | 368934.6109 | 366282.1055 | 362204.3722 | 358679.6621 | 353741.7835 | 349485.2281 | 458078.4075 | 604460.0088 | 624169.6077 | 636935.0101 | 646748.3921 | 799566.5291 | 853679.0614 | 689117.209 | 680514.4757 | 675584.1775 | 0 | 0 | 0 | 0 | 0 | 0 | 0 | 0
F6_Commercial_Warehouse_New_Space Heating_Natural Gas_Unit Heater_Baseline Forecast | F6 | Commercial | Warehouse | New | Space Heating | Natural Gas | Unit Heater | Baseline Forecast | Avg. Replacement Usage | 0.14522 | 0.14522 | 0.13823 | 0.14037 | 0.1425 | 0.14527 | 0.14567 | 0.14661 | 0.1475 | 0.14886 | 0.14907 | 0.14976 | 0.15038 | 0.15158 | 0.15142 | 0.15188 | 0.15234 | 0.15335 | 0.15305 | 0.15335 | 0.15358 | 0.15444 | 0 | 0 | 0 | 0 | 0 | 0 | 0 | 0
F7_Commercial_Warehouse_New_Space Heating_Natural Gas_Unit Heater_Baseline Forecast | F7 | Commercial | Warehouse | New | Space Heating | Natural Gas | Unit Heater | Baseline Forecast | Avg. Replacement Demand (S) | 0 | 0 | 0 | 0 | 0 | 0 | 0 | 0 | 0 | 0 | 0 | 0 | 0 | 0 | 0 | 0 | 0 | 0 | 0 | 0 | 0 | 0 | 0 | 0 | 0 | 0 | 0 | 0 | 0 | 0
F8_Commercial_Warehouse_New_Space Heating_Natural Gas_Unit Heater_Baseline Forecast | F8 | Commercial | Warehouse | New | Space Heating | Natural Gas | Unit Heater | Baseline Forecast | Avg. Replacement Demand (W) | 0 | 0 | 0 | 0 | 0 | 0 | 0 | 0 | 0 | 0 | 0 | 0 | 0 | 0 | 0 | 0 | 0 | 0 | 0 | 0 | 0 | 0 | 0 | 0 | 0 | 0 | 0 | 0 | 0 | 0
F1_Commercial_Warehouse_New_Water Heating_Natural Gas_Water Heater_Baseline Forecast | F1 | Commercial | Warehouse | New | Water Heating | Natural Gas | Water Heater | Baseline Forecast | Units | 0 | 579021.4409 | 1476783.3612 | 1873252.9348 | 2262659.6786 | 2647905.2684 | 3028992.871 | 3407340.5925 | 3781476.2571 | 4151971.105 | 4517365.4167 | 4878362.9586 | 5235726.5353 | 5587902.11 | 5935581.7813 | 6277976.1218 | 6616562.3471 | 6950889.4519 | 7280201.7021 | 7606612.4851 | 7928970.9591 | 8250363.2213 | 0 | 0 | 0 | 0 | 0 | 0 | 0 | 0
F2_Commercial_Warehouse_New_Water Heating_Natural Gas_Water Heater_Baseline Forecast | F2 | Commercial | Warehouse | New | Water Heating | Natural Gas | Water Heater | Baseline Forecast | Usage (MMtherm) | 0 | 0.040004 | 0.097118 | 0.12509 | 0.1534 | 0.183 | 0.20991 | 0.23765 | 0.26535 | 0.29403 | 0.32037 | 0.34757 | 0.37457 | 0.40295 | 0.42757 | 0.45362 | 0.47953 | 0.50711 | 0.5301 | 0.55494 | 0.57931 | 0.60618 | 0 | 0 | 0 | 0 | 0 | 0 | 0 | 0
F3_Commercial_Warehouse_New_Water Heating_Natural Gas_Water Heater_Baseline Forecast | F3 | Commercial | Warehouse | New | Water Heating | Natural Gas | Water Heater | Baseline Forecast | Peak Demand (S) | 0 | 0 | 0 | 0 | 0 | 0 | 0 | 0 | 0 | 0 | 0 | 0 | 0 | 0 | 0 | 0 | 0 | 0 | 0 | 0 | 0 | 0 | 0 | 0 | 0 | 0 | 0 | 0 | 0 | 0
F4_Commercial_Warehouse_New_Water Heating_Natural Gas_Water Heater_Baseline Forecast | F4 | Commercial | Warehouse | New | Water Heating | Natural Gas | Water Heater | Baseline Forecast | Peak Demand (W) | 0 | 0 | 0 | 0 | 0 | 0 | 0 | 0 | 0 | 0 | 0 | 0 | 0 | 0 | 0 | 0 | 0 | 0 | 0 | 0 | 0 | 0 | 0 | 0 | 0 | 0 | 0 | 0 | 0 | 0
F5_Commercial_Warehouse_New_Water Heating_Natural Gas_Water Heater_Baseline Forecast | F5 | Commercial | Warehouse | New | Water Heating | Natural Gas | Water Heater | Baseline Forecast | Turnover | 0 | 579021.4409 | 897761.9203 | 396469.5735 | 389406.7438 | 385245.5898 | 381087.6026 | 378347.7215 | 374135.6646 | 370494.8478 | 481198.5999 | 633193.3566 | 654414.143 | 667697.3766 | 677146.2308 | 833972.1052 | 891073.8856 | 719733.585 | 709884.9255 | 726017.8217 | 767592.7848 | 807744.296 | 0 | 0 | 0 | 0 | 0 | 0 | 0 | 0
F6_Commercial_Warehouse_New_Water Heating_Natural Gas_Water Heater_Baseline Forecast | F6 | Commercial | Warehouse | New | Water Heating | Natural Gas | Water Heater | Baseline Forecast | Avg. Replacement Usage | 0.069089 | 0.069089 | 0.065763 | 0.066778 | 0.067796 | 0.06911 | 0.069299 | 0.069748 | 0.07017 | 0.070817 | 0.070919 | 0.071246 | 0.071541 | 0.072111 | 0.072035 | 0.072256 | 0.072474 | 0.072956 | 0.072813 | 0.072956 | 0.073063 | 0.073473 | 0 | 0 | 0 | 0 | 0 | 0 | 0 | 0
F7_Commercial_Warehouse_New_Water Heating_Natural Gas_Water Heater_Baseline Forecast | F7 | Commercial | Warehouse | New | Water Heating | Natural Gas | Water Heater | Baseline Forecast | Avg. Replacement Demand (S) | 0 | 0 | 0 | 0 | 0 | 0 | 0 | 0 | 0 | 0 | 0 | 0 | 0 | 0 | 0 | 0 | 0 | 0 | 0 | 0 | 0 | 0 | 0 | 0 | 0 | 0 | 0 | 0 | 0 | 0
F8_Commercial_Warehouse_New_Water Heating_Natural Gas_Water Heater_Baseline Forecast | F8 | Commercial | Warehouse | New | Water Heating | Natural Gas | Water Heater | Baseline Forecast | Avg. Replacement Demand (W) | 0 | 0 | 0 | 0 | 0 | 0 | 0 | 0 | 0 | 0 | 0 | 0 | 0 | 0 | 0 | 0 | 0 | 0 | 0 | 0 | 0 | 0 | 0 | 0 | 0 | 0 | 0 | 0 | 0 | 0
F1_Commercial_Warehouse_New_Food Preparation_Natural Gas_Oven_Baseline Forecast | F1 | Commercial | Warehouse | New | Food Preparation | Natural Gas | Oven | Baseline Forecast | Units | 0 | 209.1256 | 533.371 | 676.5643 | 817.2066 | 956.3461 | 1093.9838 | 1230.6319 | 1365.7588 | 1499.5707 | 1631.5405 | 1761.9222 | 1890.9915 | 2018.1871 | 2143.7588 | 2267.4216 | 2389.7091 | 2510.4583 | 2629.3962 | 2747.2863 | 2863.7128 | 2979.7902 | 0 | 0 | 0 | 0 | 0 | 0 | 0 | 0
F2_Commercial_Warehouse_New_Food Preparation_Natural Gas_Oven_Baseline Forecast | F2 | Commercial | Warehouse | New | Food Preparation | Natural Gas | Oven | Baseline Forecast | Usage (MMtherm) | 0 | 2.0111e-05 | 4.8823e-05 | 6.2887e-05 | 7.7117e-05 | 9.1996e-05 | 0.00010552 | 0.00011947 | 0.0001334 | 0.00014782 | 0.00016105 | 0.00017473 | 0.0001883 | 0.00020257 | 0.00021495 | 0.00022805 | 0.00024107 | 0.00025494 | 0.00026649 | 0.00027898 | 0.00029123 | 0.00030474 | 0 | 0 | 0 | 0 | 0 | 0 | 0 | 0
F3_Commercial_Warehouse_New_Food Preparation_Natural Gas_Oven_Baseline Forecast | F3 | Commercial | Warehouse | New | Food Preparation | Natural Gas | Oven | Baseline Forecast | Peak Demand (S) | 0 | 0 | 0 | 0 | 0 | 0 | 0 | 0 | 0 | 0 | 0 | 0 | 0 | 0 | 0 | 0 | 0 | 0 | 0 | 0 | 0 | 0 | 0 | 0 | 0 | 0 | 0 | 0 | 0 | 0
F4_Commercial_Warehouse_New_Food Preparation_Natural Gas_Oven_Baseline Forecast | F4 | Commercial | Warehouse | New | Food Preparation | Natural Gas | Oven | Baseline Forecast | Peak Demand (W) | 0 | 0 | 0 | 0 | 0 | 0 | 0 | 0 | 0 | 0 | 0 | 0 | 0 | 0 | 0 | 0 | 0 | 0 | 0 | 0 | 0 | 0 | 0 | 0 | 0 | 0 | 0 | 0 | 0 | 0
F5_Commercial_Warehouse_New_Food Preparation_Natural Gas_Oven_Baseline Forecast | F5 | Commercial | Warehouse | New | Food Preparation | Natural Gas | Oven | Baseline Forecast | Turnover | 0 | 209.1256 | 324.2454 | 143.1932 | 140.6423 | 139.1395 | 137.6377 | 136.6481 | 135.1269 | 133.8119 | 131.9698 | 130.3818 | 170.8944 | 225.5047 | 232.8577 | 237.6201 | 241.2812 | 298.2927 | 318.4804 | 257.0876 | 253.8782 | 252.0389 | 0 | 0 | 0 | 0 | 0 | 0 | 0 | 0
F6_Commercial_Warehouse_New_Food Preparation_Natural Gas_Oven_Baseline Forecast | F6 | Commercial | Warehouse | New | Food Preparation | Natural Gas | Oven | Baseline Forecast | Avg. Replacement Usage | 0.096166 | 0.096166 | 0.091537 | 0.09295 | 0.094366 | 0.096196 | 0.096459 | 0.097083 | 0.097672 | 0.098572 | 0.098713 | 0.099169 | 0.099579 | 0.10037 | 0.10027 | 0.10057 | 0.10088 | 0.10155 | 0.10135 | 0.10155 | 0.1017 | 0.10227 | 0 | 0 | 0 | 0 | 0 | 0 | 0 | 0
F7_Commercial_Warehouse_New_Food Preparation_Natural Gas_Oven_Baseline Forecast | F7 | Commercial | Warehouse | New | Food Preparation | Natural Gas | Oven | Baseline Forecast | Avg. Replacement Demand (S) | 0 | 0 | 0 | 0 | 0 | 0 | 0 | 0 | 0 | 0 | 0 | 0 | 0 | 0 | 0 | 0 | 0 | 0 | 0 | 0 | 0 | 0 | 0 | 0 | 0 | 0 | 0 | 0 | 0 | 0
F8_Commercial_Warehouse_New_Food Preparation_Natural Gas_Oven_Baseline Forecast | F8 | Commercial | Warehouse | New | Food Preparation | Natural Gas | Oven | Baseline Forecast | Avg. Replacement Demand (W) | 0 | 0 | 0 | 0 | 0 | 0 | 0 | 0 | 0 | 0 | 0 | 0 | 0 | 0 | 0 | 0 | 0 | 0 | 0 | 0 | 0 | 0 | 0 | 0 | 0 | 0 | 0 | 0 | 0 | 0
F1_Commercial_Warehouse_New_Food Preparation_Natural Gas_Conveyor Oven_Baseline Forecast | F1 | Commercial | Warehouse | New | Food Preparation | Natural Gas | Conveyor Oven | Baseline Forecast | Units | 0 | 104.5628 | 266.6855 | 338.2821 | 408.6033 | 478.173 | 546.9919 | 615.316 | 682.8794 | 749.7854 | 815.7702 | 880.9611 | 945.4958 | 1009.0935 | 1071.8794 | 1133.7108 | 1194.8545 | 1255.2291 | 1314.6981 | 1373.6431 | 1431.8564 | 1489.8951 | 0 | 0 | 0 | 0 | 0 | 0 | 0 | 0
F2_Commercial_Warehouse_New_Food Preparation_Natural Gas_Conveyor Oven_Baseline Forecast | F2 | Commercial | Warehouse | New | Food Preparation | Natural Gas | Conveyor Oven | Baseline Forecast | Usage (MMtherm) | 0 | 1.7206e-05 | 4.177e-05 | 5.3802e-05 | 6.5976e-05 | 7.8706e-05 | 9.028e-05 | 0.00010221 | 0.00011412 | 0.00012646 | 0.00013779 | 0.00014949 | 0.0001611 | 0.00017331 | 0.0001839 | 0.0001951 | 0.00020624 | 0.00021811 | 0.00022799 | 0.00023868 | 0.00024916 | 0.00026072 | 0 | 0 | 0 | 0 | 0 | 0 | 0 | 0
F3_Commercial_Warehouse_New_Food Preparation_Natural Gas_Conveyor Oven_Baseline Forecast | F3 | Commercial | Warehouse | New | Food Preparation | Natural Gas | Conveyor Oven | Baseline Forecast | Peak Demand (S) | 0 | 0 | 0 | 0 | 0 | 0 | 0 | 0 | 0 | 0 | 0 | 0 | 0 | 0 | 0 | 0 | 0 | 0 | 0 | 0 | 0 | 0 | 0 | 0 | 0 | 0 | 0 | 0 | 0 | 0
F4_Commercial_Warehouse_New_Food Preparation_Natural Gas_Conveyor Oven_Baseline Forecast | F4 | Commercial | Warehouse | New | Food Preparation | Natural Gas | Conveyor Oven | Baseline Forecast | Peak Demand (W) | 0 | 0 | 0 | 0 | 0 | 0 | 0 | 0 | 0 | 0 | 0 | 0 | 0 | 0 | 0 | 0 | 0 | 0 | 0 | 0 | 0 | 0 | 0 | 0 | 0 | 0 | 0 | 0 | 0 | 0
F5_Commercial_Warehouse_New_Food Preparation_Natural Gas_Conveyor Oven_Baseline Forecast | F5 | Commercial | Warehouse | New | Food Preparation | Natural Gas | Conveyor Oven | Baseline Forecast | Turnover | 0 | 104.5628 | 162.1227 | 71.5966 | 70.3212 | 69.5697 | 68.8189 | 68.3241 | 67.5634 | 66.906 | 65.9849 | 65.1909 | 64.5346 | 63.5978 | 62.7859 | 61.8314 | 61.1437 | 81.2872 | 108.6236 | 112.588 | 115.1919 | 117.5356 | 0 | 0 | 0 | 0 | 0 | 0 | 0 | 0
F6_Commercial_Warehouse_New_Food Preparation_Natural Gas_Conveyor Oven_Baseline Forecast | F6 | Commercial | Warehouse | New | Food Preparation | Natural Gas | Conveyor Oven | Baseline Forecast | Avg. Replacement Usage | 0.16455 | 0.16455 | 0.15663 | 0.15904 | 0.16147 | 0.1646 | 0.16505 | 0.16612 | 0.16712 | 0.16866 | 0.1689 | 0.16969 | 0.17039 | 0.17175 | 0.17156 | 0.17209 | 0.17261 | 0.17376 | 0.17342 | 0.17376 | 0.17401 | 0.17499 | 0 | 0 | 0 | 0 | 0 | 0 | 0 | 0
F7_Commercial_Warehouse_New_Food Preparation_Natural Gas_Conveyor Oven_Baseline Forecast | F7 | Commercial | Warehouse | New | Food Preparation | Natural Gas | Conveyor Oven | Baseline Forecast | Avg. Replacement Demand (S) | 0 | 0 | 0 | 0 | 0 | 0 | 0 | 0 | 0 | 0 | 0 | 0 | 0 | 0 | 0 | 0 | 0 | 0 | 0 | 0 | 0 | 0 | 0 | 0 | 0 | 0 | 0 | 0 | 0 | 0
F8_Commercial_Warehouse_New_Food Preparation_Natural Gas_Conveyor Oven_Baseline Forecast | F8 | Commercial | Warehouse | New | Food Preparation | Natural Gas | Conveyor Oven | Baseline Forecast | Avg. Replacement Demand (W) | 0 | 0 | 0 | 0 | 0 | 0 | 0 | 0 | 0 | 0 | 0 | 0 | 0 | 0 | 0 | 0 | 0 | 0 | 0 | 0 | 0 | 0 | 0 | 0 | 0 | 0 | 0 | 0 | 0 | 0
F1_Commercial_Warehouse_New_Food Preparation_Natural Gas_Double Rack Oven_Baseline Forecast | F1 | Commercial | Warehouse | New | Food Preparation | Natural Gas | Double Rack Oven | Baseline Forecast | Units | 0 | 104.5628 | 266.6855 | 338.2821 | 408.6033 | 478.173 | 546.9919 | 615.316 | 682.8794 | 749.7854 | 815.7702 | 880.9611 | 945.4958 | 1009.0935 | 1071.8794 | 1133.7108 | 1194.8545 | 1255.2291 | 1314.6981 | 1373.6431 | 1431.8564 | 1489.8951 | 0 | 0 | 0 | 0 | 0 | 0 | 0 | 0
F2_Commercial_Warehouse_New_Food Preparation_Natural Gas_Double Rack Oven_Baseline Forecast | F2 | Commercial | Warehouse | New | Food Preparation | Natural Gas | Double Rack Oven | Baseline Forecast | Usage (MMtherm) | 0 | 2.6138e-05 | 6.3456e-05 | 8.1735e-05 | 0.00010023 | 0.00011957 | 0.00013715 | 0.00015528 | 0.00017338 | 0.00019212 | 0.00020932 | 0.0002271 | 0.00024474 | 0.00026329 | 0.00027937 | 0.00029639 | 0.00031332 | 0.00033134 | 0.00034636 | 0.0003626 | 0.00037852 | 0.00039608 | 0 | 0 | 0 | 0 | 0 | 0 | 0 | 0
F3_Commercial_Warehouse_New_Food Preparation_Natural Gas_Double Rack Oven_Baseline Forecast | F3 | Commercial | Warehouse | New | Food Preparation | Natural Gas | Double Rack Oven | Baseline Forecast | Peak Demand (S) | 0 | 0 | 0 | 0 | 0 | 0 | 0 | 0 | 0 | 0 | 0 | 0 | 0 | 0 | 0 | 0 | 0 | 0 | 0 | 0 | 0 | 0 | 0 | 0 | 0 | 0 | 0 | 0 | 0 | 0
F4_Commercial_Warehouse_New_Food Preparation_Natural Gas_Double Rack Oven_Baseline Forecast | F4 | Commercial | Warehouse | New | Food Preparation | Natural Gas | Double Rack Oven | Baseline Forecast | Peak Demand (W) | 0 | 0 | 0 | 0 | 0 | 0 | 0 | 0 | 0 | 0 | 0 | 0 | 0 | 0 | 0 | 0 | 0 | 0 | 0 | 0 | 0 | 0 | 0 | 0 | 0 | 0 | 0 | 0 | 0 | 0
F5_Commercial_Warehouse_New_Food Preparation_Natural Gas_Double Rack Oven_Baseline Forecast | F5 | Commercial | Warehouse | New | Food Preparation | Natural Gas | Double Rack Oven | Baseline Forecast | Turnover | 0 | 104.5628 | 162.1227 | 71.5966 | 70.3212 | 69.5697 | 68.8189 | 68.3241 | 67.5634 | 66.906 | 65.9849 | 65.1909 | 85.4472 | 112.7524 | 116.4289 | 118.81 | 120.6406 | 149.1464 | 159.2402 | 128.5438 | 126.9391 | 126.0194 | 0 | 0 | 0 | 0 | 0 | 0 | 0 | 0
F6_Commercial_Warehouse_New_Food Preparation_Natural Gas_Double Rack Oven_Baseline Forecast | F6 | Commercial | Warehouse | New | Food Preparation | Natural Gas | Double Rack Oven | Baseline Forecast | Avg. Replacement Usage | 0.24998 | 0.24998 | 0.23794 | 0.24162 | 0.2453 | 0.25005 | 0.25074 | 0.25236 | 0.25389 | 0.25623 | 0.2566 | 0.25778 | 0.25885 | 0.26091 | 0.26064 | 0.26144 | 0.26223 | 0.26397 | 0.26345 | 0.26397 | 0.26436 | 0.26584 | 0 | 0 | 0 | 0 | 0 | 0 | 0 | 0
F7_Commercial_Warehouse_New_Food Preparation_Natural Gas_Double Rack Oven_Baseline Forecast | F7 | Commercial | Warehouse | New | Food Preparation | Natural Gas | Double Rack Oven | Baseline Forecast | Avg. Replacement Demand (S) | 0 | 0 | 0 | 0 | 0 | 0 | 0 | 0 | 0 | 0 | 0 | 0 | 0 | 0 | 0 | 0 | 0 | 0 | 0 | 0 | 0 | 0 | 0 | 0 | 0 | 0 | 0 | 0 | 0 | 0
F8_Commercial_Warehouse_New_Food Preparation_Natural Gas_Double Rack Oven_Baseline Forecast | F8 | Commercial | Warehouse | New | Food Preparation | Natural Gas | Double Rack Oven | Baseline Forecast | Avg. Replacement Demand (W) | 0 | 0 | 0 | 0 | 0 | 0 | 0 | 0 | 0 | 0 | 0 | 0 | 0 | 0 | 0 | 0 | 0 | 0 | 0 | 0 | 0 | 0 | 0 | 0 | 0 | 0 | 0 | 0 | 0 | 0
F1_Commercial_Warehouse_New_Food Preparation_Natural Gas_Fryer_Baseline Forecast | F1 | Commercial | Warehouse | New | Food Preparation | Natural Gas | Fryer | Baseline Forecast | Units | 0 | 6984.6943 | 17814.3322 | 22596.9164 | 27294.3022 | 31941.4922 | 36538.5247 | 41102.5063 | 45615.6781 | 50084.931 | 54492.6565 | 58847.3441 | 63158.1954 | 67406.4642 | 71600.4992 | 75730.7777 | 79815.1192 | 83848.0832 | 87820.5533 | 91758.0233 | 95646.6106 | 99523.5425 | 0 | 0 | 0 | 0 | 0 | 0 | 0 | 0
F2_Commercial_Warehouse_New_Food Preparation_Natural Gas_Fryer_Baseline Forecast | F2 | Commercial | Warehouse | New | Food Preparation | Natural Gas | Fryer | Baseline Forecast | Usage (MMtherm) | 0 | 0.0010865 | 0.0026378 | 0.0033976 | 0.0041663 | 0.0049703 | 0.0057011 | 0.0064548 | 0.0072069 | 0.007986 | 0.0087012 | 0.00944 | 0.010173 | 0.010944 | 0.011613 | 0.012321 | 0.013024 | 0.013773 | 0.014398 | 0.015072 | 0.015734 | 0.016464 | 0 | 0 | 0 | 0 | 0 | 0 | 0 | 0
F3_Commercial_Warehouse_New_Food Preparation_Natural Gas_Fryer_Baseline Forecast | F3 | Commercial | Warehouse | New | Food Preparation | Natural Gas | Fryer | Baseline Forecast | Peak Demand (S) | 0 | 0 | 0 | 0 | 0 | 0 | 0 | 0 | 0 | 0 | 0 | 0 | 0 | 0 | 0 | 0 | 0 | 0 | 0 | 0 | 0 | 0 | 0 | 0 | 0 | 0 | 0 | 0 | 0 | 0
F4_Commercial_Warehouse_New_Food Preparation_Natural Gas_Fryer_Baseline Forecast | F4 | Commercial | Warehouse | New | Food Preparation | Natural Gas | Fryer | Baseline Forecast | Peak Demand (W) | 0 | 0 | 0 | 0 | 0 | 0 | 0 | 0 | 0 | 0 | 0 | 0 | 0 | 0 | 0 | 0 | 0 | 0 | 0 | 0 | 0 | 0 | 0 | 0 | 0 | 0 | 0 | 0 | 0 | 0
F5_Commercial_Warehouse_New_Food Preparation_Natural Gas_Fryer_Baseline Forecast | F5 | Commercial | Warehouse | New | Food Preparation | Natural Gas | Fryer | Baseline Forecast | Turnover | 0 | 6984.6943 | 10829.6379 | 4782.5842 | 4697.3857 | 4647.19 | 6343.2061 | 8581.0212 | 8721.5976 | 8799.9187 | 10475.023 | 11403.3854 | 10307.6358 | 10906.0386 | 11375.4304 | 12537.5533 | 13771.6879 | 13908.7422 | 14124.3994 | 14792.7846 | 15384.7663 | 15681.9617 | 0 | 0 | 0 | 0 | 0 | 0 | 0 | 0
F6_Commercial_Warehouse_New_Food Preparation_Natural Gas_Fryer_Baseline Forecast | F6 | Commercial | Warehouse | New | Food Preparation | Natural Gas | Fryer | Baseline Forecast | Avg. Replacement Usage | 0.15556 | 0.15556 | 0.14807 | 0.15035 | 0.15265 | 0.15561 | 0.15603 | 0.15704 | 0.15799 | 0.15945 | 0.15968 | 0.16042 | 0.16108 | 0.16236 | 0.16219 | 0.16269 | 0.16318 | 0.16426 | 0.16394 | 0.16426 | 0.1645 | 0.16543 | 0 | 0 | 0 | 0 | 0 | 0 | 0 | 0
F7_Commercial_Warehouse_New_Food Preparation_Natural Gas_Fryer_Baseline Forecast | F7 | Commercial | Warehouse | New | Food Preparation | Natural Gas | Fryer | Baseline Forecast | Avg. Replacement Demand (S) | 0 | 0 | 0 | 0 | 0 | 0 | 0 | 0 | 0 | 0 | 0 | 0 | 0 | 0 | 0 | 0 | 0 | 0 | 0 | 0 | 0 | 0 | 0 | 0 | 0 | 0 | 0 | 0 | 0 | 0
F8_Commercial_Warehouse_New_Food Preparation_Natural Gas_Fryer_Baseline Forecast | F8 | Commercial | Warehouse | New | Food Preparation | Natural Gas | Fryer | Baseline Forecast | Avg. Replacement Demand (W) | 0 | 0 | 0 | 0 | 0 | 0 | 0 | 0 | 0 | 0 | 0 | 0 | 0 | 0 | 0 | 0 | 0 | 0 | 0 | 0 | 0 | 0 | 0 | 0 | 0 | 0 | 0 | 0 | 0 | 0
F1_Commercial_Warehouse_New_Food Preparation_Natural Gas_Broiler_Baseline Forecast | F1 | Commercial | Warehouse | New | Food Preparation | Natural Gas | Broiler | Baseline Forecast | Units | 0 | 0 | 0 | 0 | 0 | 0 | 0 | 0 | 0 | 0 | 0 | 0 | 0 | 0 | 0 | 0 | 0 | 0 | 0 | 0 | 0 | 0 | 0 | 0 | 0 | 0 | 0 | 0 | 0 | 0
F2_Commercial_Warehouse_New_Food Preparation_Natural Gas_Broiler_Baseline Forecast | F2 | Commercial | Warehouse | New | Food Preparation | Natural Gas | Broiler | Baseline Forecast | Usage (MMtherm) | 0 | 0 | 0 | 0 | 0 | 0 | 0 | 0 | 0 | 0 | 0 | 0 | 0 | 0 | 0 | 0 | 0 | 0 | 0 | 0 | 0 | 0 | 0 | 0 | 0 | 0 | 0 | 0 | 0 | 0
F3_Commercial_Warehouse_New_Food Preparation_Natural Gas_Broiler_Baseline Forecast | F3 | Commercial | Warehouse | New | Food Preparation | Natural Gas | Broiler | Baseline Forecast | Peak Demand (S) | 0 | 0 | 0 | 0 | 0 | 0 | 0 | 0 | 0 | 0 | 0 | 0 | 0 | 0 | 0 | 0 | 0 | 0 | 0 | 0 | 0 | 0 | 0 | 0 | 0 | 0 | 0 | 0 | 0 | 0
F4_Commercial_Warehouse_New_Food Preparation_Natural Gas_Broiler_Baseline Forecast | F4 | Commercial | Warehouse | New | Food Preparation | Natural Gas | Broiler | Baseline Forecast | Peak Demand (W) | 0 | 0 | 0 | 0 | 0 | 0 | 0 | 0 | 0 | 0 | 0 | 0 | 0 | 0 | 0 | 0 | 0 | 0 | 0 | 0 | 0 | 0 | 0 | 0 | 0 | 0 | 0 | 0 | 0 | 0
F5_Commercial_Warehouse_New_Food Preparation_Natural Gas_Broiler_Baseline Forecast | F5 | Commercial | Warehouse | New | Food Preparation | Natural Gas | Broiler | Baseline Forecast | Turnover | 0 | 0 | 0 | 0 | 0 | 0 | 0 | 0 | 0 | 0 | 0 | 0 | 0 | 0 | 0 | 0 | 0 | 0 | 0 | 0 | 0 | 0 | 0 | 0 | 0 | 0 | 0 | 0 | 0 | 0
F6_Commercial_Warehouse_New_Food Preparation_Natural Gas_Broiler_Baseline Forecast | F6 | Commercial | Warehouse | New | Food Preparation | Natural Gas | Broiler | Baseline Forecast | Avg. Replacement Usage | 0.15979 | 0.15979 | 0.15209 | 0.15444 | 0.15679 | 0.15983 | 0.16027 | 0.16131 | 0.16229 | 0.16378 | 0.16402 | 0.16478 | 0.16546 | 0.16678 | 0.1666 | 0.16711 | 0.16761 | 0.16873 | 0.1684 | 0.16873 | 0.16898 | 0.16993 | 0 | 0 | 0 | 0 | 0 | 0 | 0 | 0
F7_Commercial_Warehouse_New_Food Preparation_Natural Gas_Broiler_Baseline Forecast | F7 | Commercial | Warehouse | New | Food Preparation | Natural Gas | Broiler | Baseline Forecast | Avg. Replacement Demand (S) | 0 | 0 | 0 | 0 | 0 | 0 | 0 | 0 | 0 | 0 | 0 | 0 | 0 | 0 | 0 | 0 | 0 | 0 | 0 | 0 | 0 | 0 | 0 | 0 | 0 | 0 | 0 | 0 | 0 | 0
F8_Commercial_Warehouse_New_Food Preparation_Natural Gas_Broiler_Baseline Forecast | F8 | Commercial | Warehouse | New | Food Preparation | Natural Gas | Broiler | Baseline Forecast | Avg. Replacement Demand (W) | 0 | 0 | 0 | 0 | 0 | 0 | 0 | 0 | 0 | 0 | 0 | 0 | 0 | 0 | 0 | 0 | 0 | 0 | 0 | 0 | 0 | 0 | 0 | 0 | 0 | 0 | 0 | 0 | 0 | 0
F1_Commercial_Warehouse_New_Food Preparation_Natural Gas_Griddle_Baseline Forecast | F1 | Commercial | Warehouse | New | Food Preparation | Natural Gas | Griddle | Baseline Forecast | Units | 0 | 0 | 0 | 0 | 0 | 0 | 0 | 0 | 0 | 0 | 0 | 0 | 0 | 0 | 0 | 0 | 0 | 0 | 0 | 0 | 0 | 0 | 0 | 0 | 0 | 0 | 0 | 0 | 0 | 0
F2_Commercial_Warehouse_New_Food Preparation_Natural Gas_Griddle_Baseline Forecast | F2 | Commercial | Warehouse | New | Food Preparation | Natural Gas | Griddle | Baseline Forecast | Usage (MMtherm) | 0 | 0 | 0 | 0 | 0 | 0 | 0 | 0 | 0 | 0 | 0 | 0 | 0 | 0 | 0 | 0 | 0 | 0 | 0 | 0 | 0 | 0 | 0 | 0 | 0 | 0 | 0 | 0 | 0 | 0
F3_Commercial_Warehouse_New_Food Preparation_Natural Gas_Griddle_Baseline Forecast | F3 | Commercial | Warehouse | New | Food Preparation | Natural Gas | Griddle | Baseline Forecast | Peak Demand (S) | 0 | 0 | 0 | 0 | 0 | 0 | 0 | 0 | 0 | 0 | 0 | 0 | 0 | 0 | 0 | 0 | 0 | 0 | 0 | 0 | 0 | 0 | 0 | 0 | 0 | 0 | 0 | 0 | 0 | 0
F4_Commercial_Warehouse_New_Food Preparation_Natural Gas_Griddle_Baseline Forecast | F4 | Commercial | Warehouse | New | Food Preparation | Natural Gas | Griddle | Baseline Forecast | Peak Demand (W) | 0 | 0 | 0 | 0 | 0 | 0 | 0 | 0 | 0 | 0 | 0 | 0 | 0 | 0 | 0 | 0 | 0 | 0 | 0 | 0 | 0 | 0 | 0 | 0 | 0 | 0 | 0 | 0 | 0 | 0
F5_Commercial_Warehouse_New_Food Preparation_Natural Gas_Griddle_Baseline Forecast | F5 | Commercial | Warehouse | New | Food Preparation | Natural Gas | Griddle | Baseline Forecast | Turnover | 0 | 0 | 0 | 0 | 0 | 0 | 0 | 0 | 0 | 0 | 0 | 0 | 0 | 0 | 0 | 0 | 0 | 0 | 0 | 0 | 0 | 0 | 0 | 0 | 0 | 0 | 0 | 0 | 0 | 0
F6_Commercial_Warehouse_New_Food Preparation_Natural Gas_Griddle_Baseline Forecast | F6 | Commercial | Warehouse | New | Food Preparation | Natural Gas | Griddle | Baseline Forecast | Avg. Replacement Usage | 0.11357 | 0.11357 | 0.1081 | 0.10977 | 0.11144 | 0.11361 | 0.11392 | 0.11465 | 0.11535 | 0.11641 | 0.11658 | 0.11712 | 0.1176 | 0.11854 | 0.11841 | 0.11878 | 0.11914 | 0.11993 | 0.11969 | 0.11993 | 0.1201 | 0.12078 | 0 | 0 | 0 | 0 | 0 | 0 | 0 | 0
F7_Commercial_Warehouse_New_Food Preparation_Natural Gas_Griddle_Baseline Forecast | F7 | Commercial | Warehouse | New | Food Preparation | Natural Gas | Griddle | Baseline Forecast | Avg. Replacement Demand (S) | 0 | 0 | 0 | 0 | 0 | 0 | 0 | 0 | 0 | 0 | 0 | 0 | 0 | 0 | 0 | 0 | 0 | 0 | 0 | 0 | 0 | 0 | 0 | 0 | 0 | 0 | 0 | 0 | 0 | 0
F8_Commercial_Warehouse_New_Food Preparation_Natural Gas_Griddle_Baseline Forecast | F8 | Commercial | Warehouse | New | Food Preparation | Natural Gas | Griddle | Baseline Forecast | Avg. Replacement Demand (W) | 0 | 0 | 0 | 0 | 0 | 0 | 0 | 0 | 0 | 0 | 0 | 0 | 0 | 0 | 0 | 0 | 0 | 0 | 0 | 0 | 0 | 0 | 0 | 0 | 0 | 0 | 0 | 0 | 0 | 0
F1_Commercial_Warehouse_New_Food Preparation_Natural Gas_Range_Baseline Forecast | F1 | Commercial | Warehouse | New | Food Preparation | Natural Gas | Range | Baseline Forecast | Units | 0 | 15133.3962 | 38597.4442 | 48959.6358 | 59137.2322 | 69206.0721 | 79166.2381 | 89054.7941 | 98833.2632 | 108516.5753 | 118066.579 | 127501.668 | 136841.7791 | 146046.2958 | 155133.3068 | 164082.1796 | 172931.5229 | 181669.5492 | 190276.5064 | 198807.6304 | 207232.8426 | 215632.8017 | 0 | 0 | 0 | 0 | 0 | 0 | 0 | 0
F2_Commercial_Warehouse_New_Food Preparation_Natural Gas_Range_Baseline Forecast | F2 | Commercial | Warehouse | New | Food Preparation | Natural Gas | Range | Baseline Forecast | Usage (MMtherm) | 0 | 0.0017828 | 0.0043282 | 0.0055749 | 0.0068363 | 0.0081554 | 0.0093547 | 0.010591 | 0.011825 | 0.013104 | 0.014277 | 0.01549 | 0.016693 | 0.017958 | 0.019055 | 0.020216 | 0.021371 | 0.0226 | 0.023624 | 0.024732 | 0.025818 | 0.027015 | 0 | 0 | 0 | 0 | 0 | 0 | 0 | 0
F3_Commercial_Warehouse_New_Food Preparation_Natural Gas_Range_Baseline Forecast | F3 | Commercial | Warehouse | New | Food Preparation | Natural Gas | Range | Baseline Forecast | Peak Demand (S) | 0 | 0 | 0 | 0 | 0 | 0 | 0 | 0 | 0 | 0 | 0 | 0 | 0 | 0 | 0 | 0 | 0 | 0 | 0 | 0 | 0 | 0 | 0 | 0 | 0 | 0 | 0 | 0 | 0 | 0
F4_Commercial_Warehouse_New_Food Preparation_Natural Gas_Range_Baseline Forecast | F4 | Commercial | Warehouse | New | Food Preparation | Natural Gas | Range | Baseline Forecast | Peak Demand (W) | 0 | 0 | 0 | 0 | 0 | 0 | 0 | 0 | 0 | 0 | 0 | 0 | 0 | 0 | 0 | 0 | 0 | 0 | 0 | 0 | 0 | 0 | 0 | 0 | 0 | 0 | 0 | 0 | 0 | 0
F5_Commercial_Warehouse_New_Food Preparation_Natural Gas_Range_Baseline Forecast | F5 | Commercial | Warehouse | New | Food Preparation | Natural Gas | Range | Baseline Forecast | Turnover | 0 | 15133.3962 | 23464.0479 | 10362.1917 | 10177.5964 | 10068.8398 | 9960.166 | 9888.5561 | 9778.4691 | 9683.3121 | 12576.6829 | 16549.242 | 17103.8718 | 17451.0445 | 17698.0013 | 21796.8272 | 23289.2484 | 18811.0711 | 18553.665 | 18975.3169 | 20061.9268 | 21111.333 | 0 | 0 | 0 | 0 | 0 | 0 | 0 | 0
F6_Commercial_Warehouse_New_Food Preparation_Natural Gas_Range_Baseline Forecast | F6 | Commercial | Warehouse | New | Food Preparation | Natural Gas | Range | Baseline Forecast | Avg. Replacement Usage | 0.11781 | 0.11781 | 0.11214 | 0.11387 | 0.1156 | 0.11784 | 0.11817 | 0.11893 | 0.11965 | 0.12075 | 0.12093 | 0.12149 | 0.12199 | 0.12296 | 0.12283 | 0.12321 | 0.12358 | 0.1244 | 0.12416 | 0.1244 | 0.12458 | 0.12528 | 0 | 0 | 0 | 0 | 0 | 0 | 0 | 0
F7_Commercial_Warehouse_New_Food Preparation_Natural Gas_Range_Baseline Forecast | F7 | Commercial | Warehouse | New | Food Preparation | Natural Gas | Range | Baseline Forecast | Avg. Replacement Demand (S) | 0 | 0 | 0 | 0 | 0 | 0 | 0 | 0 | 0 | 0 | 0 | 0 | 0 | 0 | 0 | 0 | 0 | 0 | 0 | 0 | 0 | 0 | 0 | 0 | 0 | 0 | 0 | 0 | 0 | 0
F8_Commercial_Warehouse_New_Food Preparation_Natural Gas_Range_Baseline Forecast | F8 | Commercial | Warehouse | New | Food Preparation | Natural Gas | Range | Baseline Forecast | Avg. Replacement Demand (W) | 0 | 0 | 0 | 0 | 0 | 0 | 0 | 0 | 0 | 0 | 0 | 0 | 0 | 0 | 0 | 0 | 0 | 0 | 0 | 0 | 0 | 0 | 0 | 0 | 0 | 0 | 0 | 0 | 0 | 0
F1_Commercial_Warehouse_New_Food Preparation_Natural Gas_Steamer_Baseline Forecast | F1 | Commercial | Warehouse | New | Food Preparation | Natural Gas | Steamer | Baseline Forecast | Units | 0 | 0 | 0 | 0 | 0 | 0 | 0 | 0 | 0 | 0 | 0 | 0 | 0 | 0 | 0 | 0 | 0 | 0 | 0 | 0 | 0 | 0 | 0 | 0 | 0 | 0 | 0 | 0 | 0 | 0
F2_Commercial_Warehouse_New_Food Preparation_Natural Gas_Steamer_Baseline Forecast | F2 | Commercial | Warehouse | New | Food Preparation | Natural Gas | Steamer | Baseline Forecast | Usage (MMtherm) | 0 | 0 | 0 | 0 | 0 | 0 | 0 | 0 | 0 | 0 | 0 | 0 | 0 | 0 | 0 | 0 | 0 | 0 | 0 | 0 | 0 | 0 | 0 | 0 | 0 | 0 | 0 | 0 | 0 | 0
F3_Commercial_Warehouse_New_Food Preparation_Natural Gas_Steamer_Baseline Forecast | F3 | Commercial | Warehouse | New | Food Preparation | Natural Gas | Steamer | Baseline Forecast | Peak Demand (S) | 0 | 0 | 0 | 0 | 0 | 0 | 0 | 0 | 0 | 0 | 0 | 0 | 0 | 0 | 0 | 0 | 0 | 0 | 0 | 0 | 0 | 0 | 0 | 0 | 0 | 0 | 0 | 0 | 0 | 0
F4_Commercial_Warehouse_New_Food Preparation_Natural Gas_Steamer_Baseline Forecast | F4 | Commercial | Warehouse | New | Food Preparation | Natural Gas | Steamer | Baseline Forecast | Peak Demand (W) | 0 | 0 | 0 | 0 | 0 | 0 | 0 | 0 | 0 | 0 | 0 | 0 | 0 | 0 | 0 | 0 | 0 | 0 | 0 | 0 | 0 | 0 | 0 | 0 | 0 | 0 | 0 | 0 | 0 | 0
F5_Commercial_Warehouse_New_Food Preparation_Natural Gas_Steamer_Baseline Forecast | F5 | Commercial | Warehouse | New | Food Preparation | Natural Gas | Steamer | Baseline Forecast | Turnover | 0 | 0 | 0 | 0 | 0 | 0 | 0 | 0 | 0 | 0 | 0 | 0 | 0 | 0 | 0 | 0 | 0 | 0 | 0 | 0 | 0 | 0 | 0 | 0 | 0 | 0 | 0 | 0 | 0 | 0
F6_Commercial_Warehouse_New_Food Preparation_Natural Gas_Steamer_Baseline Forecast | F6 | Commercial | Warehouse | New | Food Preparation | Natural Gas | Steamer | Baseline Forecast | Avg. Replacement Usage | 0.19676 | 0.19676 | 0.18729 | 0.19018 | 0.19307 | 0.19682 | 0.19736 | 0.19863 | 0.19984 | 0.20168 | 0.20197 | 0.2029 | 0.20374 | 0.20536 | 0.20515 | 0.20578 | 0.2064 | 0.20777 | 0.20736 | 0.20777 | 0.20807 | 0.20924 | 0 | 0 | 0 | 0 | 0 | 0 | 0 | 0
F7_Commercial_Warehouse_New_Food Preparation_Natural Gas_Steamer_Baseline Forecast | F7 | Commercial | Warehouse | New | Food Preparation | Natural Gas | Steamer | Baseline Forecast | Avg. Replacement Demand (S) | 0 | 0 | 0 | 0 | 0 | 0 | 0 | 0 | 0 | 0 | 0 | 0 | 0 | 0 | 0 | 0 | 0 | 0 | 0 | 0 | 0 | 0 | 0 | 0 | 0 | 0 | 0 | 0 | 0 | 0
F8_Commercial_Warehouse_New_Food Preparation_Natural Gas_Steamer_Baseline Forecast | F8 | Commercial | Warehouse | New | Food Preparation | Natural Gas | Steamer | Baseline Forecast | Avg. Replacement Demand (W) | 0 | 0 | 0 | 0 | 0 | 0 | 0 | 0 | 0 | 0 | 0 | 0 | 0 | 0 | 0 | 0 | 0 | 0 | 0 | 0 | 0 | 0 | 0 | 0 | 0 | 0 | 0 | 0 | 0 | 0
F1_Commercial_Warehouse_New_Food Preparation_Natural Gas_Food Prep Other_Baseline Forecast | F1 | Commercial | Warehouse | New | Food Preparation | Natural Gas | Food Prep Other | Baseline Forecast | Units | 0 | 0 | 0 | 0 | 0 | 0 | 0 | 0 | 0 | 0 | 0 | 0 | 0 | 0 | 0 | 0 | 0 | 0 | 0 | 0 | 0 | 0 | 0 | 0 | 0 | 0 | 0 | 0 | 0 | 0
F2_Commercial_Warehouse_New_Food Preparation_Natural Gas_Food Prep Other_Baseline Forecast | F2 | Commercial | Warehouse | New | Food Preparation | Natural Gas | Food Prep Other | Baseline Forecast | Usage (MMtherm) | 0 | 0 | 0 | 0 | 0 | 0 | 0 | 0 | 0 | 0 | 0 | 0 | 0 | 0 | 0 | 0 | 0 | 0 | 0 | 0 | 0 | 0 | 0 | 0 | 0 | 0 | 0 | 0 | 0 | 0
F3_Commercial_Warehouse_New_Food Preparation_Natural Gas_Food Prep Other_Baseline Forecast | F3 | Commercial | Warehouse | New | Food Preparation | Natural Gas | Food Prep Other | Baseline Forecast | Peak Demand (S) | 0 | 0 | 0 | 0 | 0 | 0 | 0 | 0 | 0 | 0 | 0 | 0 | 0 | 0 | 0 | 0 | 0 | 0 | 0 | 0 | 0 | 0 | 0 | 0 | 0 | 0 | 0 | 0 | 0 | 0
F4_Commercial_Warehouse_New_Food Preparation_Natural Gas_Food Prep Other_Baseline Forecast | F4 | Commercial | Warehouse | New | Food Preparation | Natural Gas | Food Prep Other | Baseline Forecast | Peak Demand (W) | 0 | 0 | 0 | 0 | 0 | 0 | 0 | 0 | 0 | 0 | 0 | 0 | 0 | 0 | 0 | 0 | 0 | 0 | 0 | 0 | 0 | 0 | 0 | 0 | 0 | 0 | 0 | 0 | 0 | 0
F5_Commercial_Warehouse_New_Food Preparation_Natural Gas_Food Prep Other_Baseline Forecast | F5 | Commercial | Warehouse | New | Food Preparation | Natural Gas | Food Prep Other | Baseline Forecast | Turnover | 0 | 0 | 0 | 0 | 0 | 0 | 0 | 0 | 0 | 0 | 0 | 0 | 0 | 0 | 0 | 0 | 0 | 0 | 0 | 0 | 0 | 0 | 0 | 0 | 0 | 0 | 0 | 0 | 0 | 0
F6_Commercial_Warehouse_New_Food Preparation_Natural Gas_Food Prep Other_Baseline Forecast | F6 | Commercial | Warehouse | New | Food Preparation | Natural Gas | Food Prep Other | Baseline Forecast | Avg. Replacement Usage | 0.13994 | 0.13994 | 0.1332 | 0.13526 | 0.13732 | 0.13998 | 0.14037 | 0.14128 | 0.14213 | 0.14344 | 0.14365 | 0.14431 | 0.14491 | 0.14606 | 0.14591 | 0.14636 | 0.1468 | 0.14777 | 0.14748 | 0.14777 | 0.14799 | 0.14882 | 0 | 0 | 0 | 0 | 0 | 0 | 0 | 0
F7_Commercial_Warehouse_New_Food Preparation_Natural Gas_Food Prep Other_Baseline Forecast | F7 | Commercial | Warehouse | New | Food Preparation | Natural Gas | Food Prep Other | Baseline Forecast | Avg. Replacement Demand (S) | 0 | 0 | 0 | 0 | 0 | 0 | 0 | 0 | 0 | 0 | 0 | 0 | 0 | 0 | 0 | 0 | 0 | 0 | 0 | 0 | 0 | 0 | 0 | 0 | 0 | 0 | 0 | 0 | 0 | 0
F8_Commercial_Warehouse_New_Food Preparation_Natural Gas_Food Prep Other_Baseline Forecast | F8 | Commercial | Warehouse | New | Food Preparation | Natural Gas | Food Prep Other | Baseline Forecast | Avg. Replacement Demand (W) | 0 | 0 | 0 | 0 | 0 | 0 | 0 | 0 | 0 | 0 | 0 | 0 | 0 | 0 | 0 | 0 | 0 | 0 | 0 | 0 | 0 | 0 | 0 | 0 | 0 | 0 | 0 | 0 | 0 | 0
F1_Commercial_Warehouse_New_Miscellaneous_Natural Gas_Pool Heater_Baseline Forecast | F1 | Commercial | Warehouse | New | Miscellaneous | Natural Gas | Pool Heater | Baseline Forecast | Units | 0 | 0 | 0 | 0 | 0 | 0 | 0 | 0 | 0 | 0 | 0 | 0 | 0 | 0 | 0 | 0 | 0 | 0 | 0 | 0 | 0 | 0 | 0 | 0 | 0 | 0 | 0 | 0 | 0 | 0
F2_Commercial_Warehouse_New_Miscellaneous_Natural Gas_Pool Heater_Baseline Forecast | F2 | Commercial | Warehouse | New | Miscellaneous | Natural Gas | Pool Heater | Baseline Forecast | Usage (MMtherm) | 0 | 0 | 0 | 0 | 0 | 0 | 0 | 0 | 0 | 0 | 0 | 0 | 0 | 0 | 0 | 0 | 0 | 0 | 0 | 0 | 0 | 0 | 0 | 0 | 0 | 0 | 0 | 0 | 0 | 0
F3_Commercial_Warehouse_New_Miscellaneous_Natural Gas_Pool Heater_Baseline Forecast | F3 | Commercial | Warehouse | New | Miscellaneous | Natural Gas | Pool Heater | Baseline Forecast | Peak Demand (S) | 0 | 0 | 0 | 0 | 0 | 0 | 0 | 0 | 0 | 0 | 0 | 0 | 0 | 0 | 0 | 0 | 0 | 0 | 0 | 0 | 0 | 0 | 0 | 0 | 0 | 0 | 0 | 0 | 0 | 0
F4_Commercial_Warehouse_New_Miscellaneous_Natural Gas_Pool Heater_Baseline Forecast | F4 | Commercial | Warehouse | New | Miscellaneous | Natural Gas | Pool Heater | Baseline Forecast | Peak Demand (W) | 0 | 0 | 0 | 0 | 0 | 0 | 0 | 0 | 0 | 0 | 0 | 0 | 0 | 0 | 0 | 0 | 0 | 0 | 0 | 0 | 0 | 0 | 0 | 0 | 0 | 0 | 0 | 0 | 0 | 0
F5_Commercial_Warehouse_New_Miscellaneous_Natural Gas_Pool Heater_Baseline Forecast | F5 | Commercial | Warehouse | New | Miscellaneous | Natural Gas | Pool Heater | Baseline Forecast | Turnover | 0 | 0 | 0 | 0 | 0 | 0 | 0 | 0 | 0 | 0 | 0 | 0 | 0 | 0 | 0 | 0 | 0 | 0 | 0 | 0 | 0 | 0 | 0 | 0 | 0 | 0 | 0 | 0 | 0 | 0
F6_Commercial_Warehouse_New_Miscellaneous_Natural Gas_Pool Heater_Baseline Forecast | F6 | Commercial | Warehouse | New | Miscellaneous | Natural Gas | Pool Heater | Baseline Forecast | Avg. Replacement Usage | 0.01 | 0.01 | 0.0095186 | 0.0096656 | 0.0098128 | 0.010003 | 0.01003 | 0.010095 | 0.010157 | 0.01025 | 0.010265 | 0.010312 | 0.010355 | 0.010437 | 0.010426 | 0.010458 | 0.01049 | 0.01056 | 0.010539 | 0.01056 | 0.010575 | 0.010635 | 0 | 0 | 0 | 0 | 0 | 0 | 0 | 0
F7_Commercial_Warehouse_New_Miscellaneous_Natural Gas_Pool Heater_Baseline Forecast | F7 | Commercial | Warehouse | New | Miscellaneous | Natural Gas | Pool Heater | Baseline Forecast | Avg. Replacement Demand (S) | 0 | 0 | 0 | 0 | 0 | 0 | 0 | 0 | 0 | 0 | 0 | 0 | 0 | 0 | 0 | 0 | 0 | 0 | 0 | 0 | 0 | 0 | 0 | 0 | 0 | 0 | 0 | 0 | 0 | 0
F8_Commercial_Warehouse_New_Miscellaneous_Natural Gas_Pool Heater_Baseline Forecast | F8 | Commercial | Warehouse | New | Miscellaneous | Natural Gas | Pool Heater | Baseline Forecast | Avg. Replacement Demand (W) | 0 | 0 | 0 | 0 | 0 | 0 | 0 | 0 | 0 | 0 | 0 | 0 | 0 | 0 | 0 | 0 | 0 | 0 | 0 | 0 | 0 | 0 | 0 | 0 | 0 | 0 | 0 | 0 | 0 | 0
F1_Commercial_Warehouse_New_Miscellaneous_Natural Gas_Miscellaneous_Baseline Forecast | F1 | Commercial | Warehouse | New | Miscellaneous | Natural Gas | Miscellaneous | Baseline Forecast | Units | 0 | 0 | 0 | 0 | 0 | 0 | 0 | 0 | 0 | 0 | 0 | 0 | 0 | 0 | 0 | 0 | 0 | 0 | 0 | 0 | 0 | 0 | 0 | 0 | 0 | 0 | 0 | 0 | 0 | 0
F2_Commercial_Warehouse_New_Miscellaneous_Natural Gas_Miscellaneous_Baseline Forecast | F2 | Commercial | Warehouse | New | Miscellaneous | Natural Gas | Miscellaneous | Baseline Forecast | Usage (MMtherm) | 0 | 0 | 0 | 0 | 0 | 0 | 0 | 0 | 0 | 0 | 0 | 0 | 0 | 0 | 0 | 0 | 0 | 0 | 0 | 0 | 0 | 0 | 0 | 0 | 0 | 0 | 0 | 0 | 0 | 0
F3_Commercial_Warehouse_New_Miscellaneous_Natural Gas_Miscellaneous_Baseline Forecast | F3 | Commercial | Warehouse | New | Miscellaneous | Natural Gas | Miscellaneous | Baseline Forecast | Peak Demand (S) | 0 | 0 | 0 | 0 | 0 | 0 | 0 | 0 | 0 | 0 | 0 | 0 | 0 | 0 | 0 | 0 | 0 | 0 | 0 | 0 | 0 | 0 | 0 | 0 | 0 | 0 | 0 | 0 | 0 | 0
F4_Commercial_Warehouse_New_Miscellaneous_Natural Gas_Miscellaneous_Baseline Forecast | F4 | Commercial | Warehouse | New | Miscellaneous | Natural Gas | Miscellaneous | Baseline Forecast | Peak Demand (W) | 0 | 0 | 0 | 0 | 0 | 0 | 0 | 0 | 0 | 0 | 0 | 0 | 0 | 0 | 0 | 0 | 0 | 0 | 0 | 0 | 0 | 0 | 0 | 0 | 0 | 0 | 0 | 0 | 0 | 0
F5_Commercial_Warehouse_New_Miscellaneous_Natural Gas_Miscellaneous_Baseline Forecast | F5 | Commercial | Warehouse | New | Miscellaneous | Natural Gas | Miscellaneous | Baseline Forecast | Turnover | 0 | 0 | 0 | 0 | 0 | 0 | 0 | 0 | 0 | 0 | 0 | 0 | 0 | 0 | 0 | 0 | 0 | 0 | 0 | 0 | 0 | 0 | 0 | 0 | 0 | 0 | 0 | 0 | 0 | 0
F6_Commercial_Warehouse_New_Miscellaneous_Natural Gas_Miscellaneous_Baseline Forecast | F6 | Commercial | Warehouse | New | Miscellaneous | Natural Gas | Miscellaneous | Baseline Forecast | Avg. Replacement Usage | 0.01 | 0.01 | 0.0095186 | 0.0096656 | 0.0098128 | 0.010003 | 0.01003 | 0.010095 | 0.010157 | 0.01025 | 0.010265 | 0.010312 | 0.010355 | 0.010437 | 0.010426 | 0.010458 | 0.01049 | 0.01056 | 0.010539 | 0.01056 | 0.010575 | 0.010635 | 0 | 0 | 0 | 0 | 0 | 0 | 0 | 0
F7_Commercial_Warehouse_New_Miscellaneous_Natural Gas_Miscellaneous_Baseline Forecast | F7 | Commercial | Warehouse | New | Miscellaneous | Natural Gas | Miscellaneous | Baseline Forecast | Avg. Replacement Demand (S) | 0 | 0 | 0 | 0 | 0 | 0 | 0 | 0 | 0 | 0 | 0 | 0 | 0 | 0 | 0 | 0 | 0 | 0 | 0 | 0 | 0 | 0 | 0 | 0 | 0 | 0 | 0 | 0 | 0 | 0
F8_Commercial_Warehouse_New_Miscellaneous_Natural Gas_Miscellaneous_Baseline Forecast | F8 | Commercial | Warehouse | New | Miscellaneous | Natural Gas | Miscellaneous | Baseline Forecast | Avg. Replacement Demand (W) | 0 | 0 | 0 | 0 | 0 | 0 | 0 | 0 | 0 | 0 | 0 | 0 | 0 | 0 | 0 | 0 | 0 | 0 | 0 | 0 | 0 | 0 | 0 | 0 | 0 | 0 | 0 | 0 | 0 | 0
F1_Commercial_Miscellaneous_Existing_Space Heating_Natural Gas_Furnace_Baseline Forecast | F1 | Commercial | Miscellaneous | Existing | Space Heating | Natural Gas | Furnace | Baseline Forecast | Units | 21563818.3973 | 21192028.4249 | 20826648.6245 | 20467568.4758 | 20114679.3641 | 19767874.5475 | 19427049.1243 | 19092100.0014 | 18762925.8635 | 18439427.1417 | 18121505.9841 | 17809066.2257 | 17502013.3598 | 17200254.5087 | 16903698.3965 | 16612255.3207 | 16325837.1255 | 16044357.1751 | 15767730.3272 | 15495872.9078 | 15228702.6853 | 14966138.8459 | 0 | 0 | 0 | 0 | 0 | 0 | 0 | 0
F2_Commercial_Miscellaneous_Existing_Space Heating_Natural Gas_Furnace_Baseline Forecast | F2 | Commercial | Miscellaneous | Existing | Space Heating | Natural Gas | Furnace | Baseline Forecast | Usage (MMtherm) | 5.3016 | 5.1824 | 4.8214 | 4.7848 | 4.7474 | 4.7298 | 4.6355 | 4.5606 | 4.4857 | 4.4267 | 4.3357 | 4.2613 | 4.1871 | 4.1309 | 4.0399 | 3.9681 | 3.8981 | 3.8439 | 3.7588 | 3.6906 | 3.6224 | 3.5708 | 0 | 0 | 0 | 0 | 0 | 0 | 0 | 0
F3_Commercial_Miscellaneous_Existing_Space Heating_Natural Gas_Furnace_Baseline Forecast | F3 | Commercial | Miscellaneous | Existing | Space Heating | Natural Gas | Furnace | Baseline Forecast | Peak Demand (S) | 0 | 0 | 0 | 0 | 0 | 0 | 0 | 0 | 0 | 0 | 0 | 0 | 0 | 0 | 0 | 0 | 0 | 0 | 0 | 0 | 0 | 0 | 0 | 0 | 0 | 0 | 0 | 0 | 0 | 0
F4_Commercial_Miscellaneous_Existing_Space Heating_Natural Gas_Furnace_Baseline Forecast | F4 | Commercial | Miscellaneous | Existing | Space Heating | Natural Gas | Furnace | Baseline Forecast | Peak Demand (W) | 0 | 0 | 0 | 0 | 0 | 0 | 0 | 0 | 0 | 0 | 0 | 0 | 0 | 0 | 0 | 0 | 0 | 0 | 0 | 0 | 0 | 0 | 0 | 0 | 0 | 0 | 0 | 0 | 0 | 0
F5_Commercial_Miscellaneous_Existing_Space Heating_Natural Gas_Furnace_Baseline Forecast | F5 | Commercial | Miscellaneous | Existing | Space Heating | Natural Gas | Furnace | Baseline Forecast | Turnover | 0 | 554039.9588 | 580519.8098 | 603838.8646 | 624254.5754 | 642004.7236 | 657308.9019 | 670369.8858 | 681374.9012 | 690496.7969 | 697895.1299 | 703717.1678 | 650902.6947 | 602051.9854 | 556867.5565 | 515074.251 | 476417.5628 | 440662.0865 | 407590.0841 | 408163.302 | 409628.6004 | 411766.2111 | 0 | 0 | 0 | 0 | 0 | 0 | 0 | 0
F6_Commercial_Miscellaneous_Existing_Space Heating_Natural Gas_Furnace_Baseline Forecast | F6 | Commercial | Miscellaneous | Existing | Space Heating | Natural Gas | Furnace | Baseline Forecast | Avg. Replacement Usage | 0.21515 | 0.21515 | 0.20479 | 0.20795 | 0.21112 | 0.21521 | 0.2158 | 0.2172 | 0.21851 | 0.22053 | 0.22084 | 0.22186 | 0.22278 | 0.22456 | 0.22432 | 0.22501 | 0.22569 | 0.22719 | 0.22674 | 0.22719 | 0.22752 | 0.2288 | 0 | 0 | 0 | 0 | 0 | 0 | 0 | 0
F7_Commercial_Miscellaneous_Existing_Space Heating_Natural Gas_Furnace_Baseline Forecast | F7 | Commercial | Miscellaneous | Existing | Space Heating | Natural Gas | Furnace | Baseline Forecast | Avg. Replacement Demand (S) | 0 | 0 | 0 | 0 | 0 | 0 | 0 | 0 | 0 | 0 | 0 | 0 | 0 | 0 | 0 | 0 | 0 | 0 | 0 | 0 | 0 | 0 | 0 | 0 | 0 | 0 | 0 | 0 | 0 | 0
F8_Commercial_Miscellaneous_Existing_Space Heating_Natural Gas_Furnace_Baseline Forecast | F8 | Commercial | Miscellaneous | Existing | Space Heating | Natural Gas | Furnace | Baseline Forecast | Avg. Replacement Demand (W) | 0 | 0 | 0 | 0 | 0 | 0 | 0 | 0 | 0 | 0 | 0 | 0 | 0 | 0 | 0 | 0 | 0 | 0 | 0 | 0 | 0 | 0 | 0 | 0 | 0 | 0 | 0 | 0 | 0 | 0
F1_Commercial_Miscellaneous_Existing_Space Heating_Natural Gas_Boiler_Baseline Forecast | F1 | Commercial | Miscellaneous | Existing | Space Heating | Natural Gas | Boiler | Baseline Forecast | Units | 5298385.0661 | 5207033.5995 | 5117257.1581 | 5029028.5864 | 4942321.197 | 4857108.7625 | 4773365.508 | 4691066.1027 | 4610185.6527 | 4530699.6931 | 4452584.1812 | 4375815.4884 | 4300370.3938 | 4226226.0766 | 4153360.1098 | 4081750.4527 | 4011375.4449 | 3942213.7993 | 3874244.5959 | 3807447.2753 | 3741801.6326 | 3677287.8113 | 0 | 0 | 0 | 0 | 0 | 0 | 0 | 0
F2_Commercial_Miscellaneous_Existing_Space Heating_Natural Gas_Boiler_Baseline Forecast | F2 | Commercial | Miscellaneous | Existing | Space Heating | Natural Gas | Boiler | Baseline Forecast | Usage (MMtherm) | 4.5839 | 4.4834 | 4.1742 | 4.1462 | 4.1178 | 4.1068 | 4.0292 | 3.9683 | 3.9071 | 3.8595 | 3.7835 | 3.7215 | 3.6592 | 3.6123 | 3.5346 | 3.4733 | 3.4137 | 3.3678 | 3.2948 | 3.2366 | 3.1785 | 3.135 | 0 | 0 | 0 | 0 | 0 | 0 | 0 | 0
F3_Commercial_Miscellaneous_Existing_Space Heating_Natural Gas_Boiler_Baseline Forecast | F3 | Commercial | Miscellaneous | Existing | Space Heating | Natural Gas | Boiler | Baseline Forecast | Peak Demand (S) | 0 | 0 | 0 | 0 | 0 | 0 | 0 | 0 | 0 | 0 | 0 | 0 | 0 | 0 | 0 | 0 | 0 | 0 | 0 | 0 | 0 | 0 | 0 | 0 | 0 | 0 | 0 | 0 | 0 | 0
F4_Commercial_Miscellaneous_Existing_Space Heating_Natural Gas_Boiler_Baseline Forecast | F4 | Commercial | Miscellaneous | Existing | Space Heating | Natural Gas | Boiler | Baseline Forecast | Peak Demand (W) | 0 | 0 | 0 | 0 | 0 | 0 | 0 | 0 | 0 | 0 | 0 | 0 | 0 | 0 | 0 | 0 | 0 | 0 | 0 | 0 | 0 | 0 | 0 | 0 | 0 | 0 | 0 | 0 | 0 | 0
F5_Commercial_Miscellaneous_Existing_Space Heating_Natural Gas_Boiler_Baseline Forecast | F5 | Commercial | Miscellaneous | Existing | Space Heating | Natural Gas | Boiler | Baseline Forecast | Turnover | 0 | 157788.897 | 156478.1114 | 155039.6742 | 153491.8003 | 151850.6841 | 150130.7156 | 148344.6746 | 146503.903 | 144618.4599 | 142697.2595 | 140748.1942 | 138778.2447 | 136793.5787 | 134799.6386 | 132801.2197 | 130802.5409 | 128807.3067 | 126818.7634 | 124839.749 | 122872.7379 | 120919.8804 | 0 | 0 | 0 | 0 | 0 | 0 | 0 | 0
F6_Commercial_Miscellaneous_Existing_Space Heating_Natural Gas_Boiler_Baseline Forecast | F6 | Commercial | Miscellaneous | Existing | Space Heating | Natural Gas | Boiler | Baseline Forecast | Avg. Replacement Usage | 0.78518 | 0.78572 | 0.74738 | 0.75945 | 0.77046 | 0.78599 | 0.78754 | 0.79325 | 0.79742 | 0.80543 | 0.80591 | 0.81033 | 0.81333 | 0.82056 | 0.81895 | 0.82068 | 0.82434 | 0.82982 | 0.8282 | 0.82981 | 0.83103 | 0.8357 | 0 | 0 | 0 | 0 | 0 | 0 | 0 | 0
F7_Commercial_Miscellaneous_Existing_Space Heating_Natural Gas_Boiler_Baseline Forecast | F7 | Commercial | Miscellaneous | Existing | Space Heating | Natural Gas | Boiler | Baseline Forecast | Avg. Replacement Demand (S) | 0 | 0 | 0 | 0 | 0 | 0 | 0 | 0 | 0 | 0 | 0 | 0 | 0 | 0 | 0 | 0 | 0 | 0 | 0 | 0 | 0 | 0 | 0 | 0 | 0 | 0 | 0 | 0 | 0 | 0
F8_Commercial_Miscellaneous_Existing_Space Heating_Natural Gas_Boiler_Baseline Forecast | F8 | Commercial | Miscellaneous | Existing | Space Heating | Natural Gas | Boiler | Baseline Forecast | Avg. Replacement Demand (W) | 0 | 0 | 0 | 0 | 0 | 0 | 0 | 0 | 0 | 0 | 0 | 0 | 0 | 0 | 0 | 0 | 0 | 0 | 0 | 0 | 0 | 0 | 0 | 0 | 0 | 0 | 0 | 0 | 0 | 0
F1_Commercial_Miscellaneous_Existing_Space Heating_Natural Gas_Unit Heater_Baseline Forecast | F1 | Commercial | Miscellaneous | Existing | Space Heating | Natural Gas | Unit Heater | Baseline Forecast | Units | 4529481.5982 | 4451387.0878 | 4374639.0346 | 4299214.2237 | 4225089.8405 | 4152243.4639 | 4080653.0594 | 4010296.9722 | 3941153.9209 | 3873202.9912 | 3806423.6293 | 3740795.6357 | 3676299.1592 | 3612914.691 | 3550623.0584 | 3489405.4194 | 3429243.257 | 3370118.3733 | 3312012.8841 | 3254909.2137 | 3198790.0893 | 3143638.536 | 0 | 0 | 0 | 0 | 0 | 0 | 0 | 0
F2_Commercial_Miscellaneous_Existing_Space Heating_Natural Gas_Unit Heater_Baseline Forecast | F2 | Commercial | Miscellaneous | Existing | Space Heating | Natural Gas | Unit Heater | Baseline Forecast | Usage (MMtherm) | 2.6329 | 2.5875 | 2.4205 | 2.4154 | 2.41 | 2.4143 | 2.3792 | 2.3533 | 2.3267 | 2.3077 | 2.2712 | 2.2423 | 2.2128 | 2.192 | 2.1519 | 2.1213 | 2.091 | 2.0686 | 2.029 | 1.9979 | 1.9663 | 1.9433 | 0 | 0 | 0 | 0 | 0 | 0 | 0 | 0
F3_Commercial_Miscellaneous_Existing_Space Heating_Natural Gas_Unit Heater_Baseline Forecast | F3 | Commercial | Miscellaneous | Existing | Space Heating | Natural Gas | Unit Heater | Baseline Forecast | Peak Demand (S) | 0 | 0 | 0 | 0 | 0 | 0 | 0 | 0 | 0 | 0 | 0 | 0 | 0 | 0 | 0 | 0 | 0 | 0 | 0 | 0 | 0 | 0 | 0 | 0 | 0 | 0 | 0 | 0 | 0 | 0
F4_Commercial_Miscellaneous_Existing_Space Heating_Natural Gas_Unit Heater_Baseline Forecast | F4 | Commercial | Miscellaneous | Existing | Space Heating | Natural Gas | Unit Heater | Baseline Forecast | Peak Demand (W) | 0 | 0 | 0 | 0 | 0 | 0 | 0 | 0 | 0 | 0 | 0 | 0 | 0 | 0 | 0 | 0 | 0 | 0 | 0 | 0 | 0 | 0 | 0 | 0 | 0 | 0 | 0 | 0 | 0 | 0
F5_Commercial_Miscellaneous_Existing_Space Heating_Natural Gas_Unit Heater_Baseline Forecast | F5 | Commercial | Miscellaneous | Existing | Space Heating | Natural Gas | Unit Heater | Baseline Forecast | Turnover | 0 | 3746.9588 | 10712.3086 | 20427.1594 | 32475.8617 | 46490.2568 | 62144.5413 | 79150.6811 | 97254.3154 | 116231.0986 | 132679.3737 | 146877.3593 | 159692.3759 | 171745.4952 | 183471.1917 | 195163.4828 | 207011.5261 | 194339.4521 | 185643.9679 | 180407.894 | 178171.6117 | 177997.6395 | 0 | 0 | 0 | 0 | 0 | 0 | 0 | 0
F6_Commercial_Miscellaneous_Existing_Space Heating_Natural Gas_Unit Heater_Baseline Forecast | F6 | Commercial | Miscellaneous | Existing | Space Heating | Natural Gas | Unit Heater | Baseline Forecast | Avg. Replacement Usage | 0.58127 | 0.58127 | 0.55329 | 0.56183 | 0.57039 | 0.58145 | 0.58304 | 0.58682 | 0.59037 | 0.59581 | 0.59667 | 0.59943 | 0.6019 | 0.6067 | 0.60606 | 0.60792 | 0.60975 | 0.61381 | 0.61261 | 0.61381 | 0.61471 | 0.61816 | 0 | 0 | 0 | 0 | 0 | 0 | 0 | 0
F7_Commercial_Miscellaneous_Existing_Space Heating_Natural Gas_Unit Heater_Baseline Forecast | F7 | Commercial | Miscellaneous | Existing | Space Heating | Natural Gas | Unit Heater | Baseline Forecast | Avg. Replacement Demand (S) | 0 | 0 | 0 | 0 | 0 | 0 | 0 | 0 | 0 | 0 | 0 | 0 | 0 | 0 | 0 | 0 | 0 | 0 | 0 | 0 | 0 | 0 | 0 | 0 | 0 | 0 | 0 | 0 | 0 | 0
F8_Commercial_Miscellaneous_Existing_Space Heating_Natural Gas_Unit Heater_Baseline Forecast | F8 | Commercial | Miscellaneous | Existing | Space Heating | Natural Gas | Unit Heater | Baseline Forecast | Avg. Replacement Demand (W) | 0 | 0 | 0 | 0 | 0 | 0 | 0 | 0 | 0 | 0 | 0 | 0 | 0 | 0 | 0 | 0 | 0 | 0 | 0 | 0 | 0 | 0 | 0 | 0 | 0 | 0 | 0 | 0 | 0 | 0
F1_Commercial_Miscellaneous_Existing_Water Heating_Natural Gas_Water Heater_Baseline Forecast | F1 | Commercial | Miscellaneous | Existing | Water Heating | Natural Gas | Water Heater | Baseline Forecast | Units | 9424935.6295 | 9262436.7393 | 9102739.5542 | 8945795.7688 | 8791557.9107 | 8639979.326 | 8491014.1652 | 8344617.3693 | 8200744.656 | 8059352.5068 | 7920398.1532 | 7783839.5643 | 7649635.4339 | 7517745.1678 | 7388128.8718 | 7260747.3396 | 7135562.0406 | 7012535.1089 | 6891629.3311 | 6772808.1358 | 6656035.5817 | 6541276.3475 | 0 | 0 | 0 | 0 | 0 | 0 | 0 | 0
F2_Commercial_Miscellaneous_Existing_Water Heating_Natural Gas_Water Heater_Baseline Forecast | F2 | Commercial | Miscellaneous | Existing | Water Heating | Natural Gas | Water Heater | Baseline Forecast | Usage (MMtherm) | 1.5806 | 1.5343 | 1.4166 | 1.3945 | 1.3721 | 1.3554 | 1.3171 | 1.285 | 1.2538 | 1.2279 | 1.1942 | 1.1663 | 1.1395 | 1.1185 | 1.0888 | 1.0651 | 1.0425 | 1.0247 | 0.99909 | 0.97847 | 0.95826 | 0.94277 | 0 | 0 | 0 | 0 | 0 | 0 | 0 | 0
F3_Commercial_Miscellaneous_Existing_Water Heating_Natural Gas_Water Heater_Baseline Forecast | F3 | Commercial | Miscellaneous | Existing | Water Heating | Natural Gas | Water Heater | Baseline Forecast | Peak Demand (S) | 0 | 0 | 0 | 0 | 0 | 0 | 0 | 0 | 0 | 0 | 0 | 0 | 0 | 0 | 0 | 0 | 0 | 0 | 0 | 0 | 0 | 0 | 0 | 0 | 0 | 0 | 0 | 0 | 0 | 0
F4_Commercial_Miscellaneous_Existing_Water Heating_Natural Gas_Water Heater_Baseline Forecast | F4 | Commercial | Miscellaneous | Existing | Water Heating | Natural Gas | Water Heater | Baseline Forecast | Peak Demand (W) | 0 | 0 | 0 | 0 | 0 | 0 | 0 | 0 | 0 | 0 | 0 | 0 | 0 | 0 | 0 | 0 | 0 | 0 | 0 | 0 | 0 | 0 | 0 | 0 | 0 | 0 | 0 | 0 | 0 | 0
F5_Commercial_Miscellaneous_Existing_Water Heating_Natural Gas_Water Heater_Baseline Forecast | F5 | Commercial | Miscellaneous | Existing | Water Heating | Natural Gas | Water Heater | Baseline Forecast | Turnover | 0 | 280679.9012 | 305932.2936 | 327542.0339 | 345913.7668 | 361408.726 | 374349.3656 | 385023.4988 | 393687.9942 | 400572.079 | 453882.7023 | 499856.06 | 492941.2924 | 485964.187 | 478945.1696 | 529579.8681 | 516381.4494 | 503844.1409 | 491910.335 | 488737.8067 | 491508.4989 | 490183.6127 | 0 | 0 | 0 | 0 | 0 | 0 | 0 | 0
F6_Commercial_Miscellaneous_Existing_Water Heating_Natural Gas_Water Heater_Baseline Forecast | F6 | Commercial | Miscellaneous | Existing | Water Heating | Natural Gas | Water Heater | Baseline Forecast | Avg. Replacement Usage | 0.12939 | 0.12939 | 0.12316 | 0.12507 | 0.12697 | 0.12943 | 0.12979 | 0.13063 | 0.13142 | 0.13263 | 0.13282 | 0.13343 | 0.13398 | 0.13505 | 0.13491 | 0.13532 | 0.13573 | 0.13664 | 0.13637 | 0.13663 | 0.13683 | 0.1376 | 0 | 0 | 0 | 0 | 0 | 0 | 0 | 0
F7_Commercial_Miscellaneous_Existing_Water Heating_Natural Gas_Water Heater_Baseline Forecast | F7 | Commercial | Miscellaneous | Existing | Water Heating | Natural Gas | Water Heater | Baseline Forecast | Avg. Replacement Demand (S) | 0 | 0 | 0 | 0 | 0 | 0 | 0 | 0 | 0 | 0 | 0 | 0 | 0 | 0 | 0 | 0 | 0 | 0 | 0 | 0 | 0 | 0 | 0 | 0 | 0 | 0 | 0 | 0 | 0 | 0
F8_Commercial_Miscellaneous_Existing_Water Heating_Natural Gas_Water Heater_Baseline Forecast | F8 | Commercial | Miscellaneous | Existing | Water Heating | Natural Gas | Water Heater | Baseline Forecast | Avg. Replacement Demand (W) | 0 | 0 | 0 | 0 | 0 | 0 | 0 | 0 | 0 | 0 | 0 | 0 | 0 | 0 | 0 | 0 | 0 | 0 | 0 | 0 | 0 | 0 | 0 | 0 | 0 | 0 | 0 | 0 | 0 | 0
F1_Commercial_Miscellaneous_Existing_Food Preparation_Natural Gas_Oven_Baseline Forecast | F1 | Commercial | Miscellaneous | Existing | Food Preparation | Natural Gas | Oven | Baseline Forecast | Units | 860071.4751 | 845242.6565 | 830669.5073 | 816347.6192 | 802272.6603 | 788440.373 | 774846.5735 | 761487.1498 | 748358.061 | 735455.3358 | 722775.0714 | 710313.4323 | 698066.649 | 686031.0171 | 674202.8961 | 662578.7082 | 651154.9374 | 639928.1281 | 628894.8845 | 618051.8693 | 607395.8026 | 596923.4612 | 0 | 0 | 0 | 0 | 0 | 0 | 0 | 0
F2_Commercial_Miscellaneous_Existing_Food Preparation_Natural Gas_Oven_Baseline Forecast | F2 | Commercial | Miscellaneous | Existing | Food Preparation | Natural Gas | Oven | Baseline Forecast | Usage (MMtherm) | 0.0057684 | 0.0056689 | 0.005303 | 0.005292 | 0.00528 | 0.0052896 | 0.0052126 | 0.0051559 | 0.0050977 | 0.005056 | 0.0049759 | 0.0049128 | 0.004848 | 0.0048024 | 0.0047146 | 0.0046476 | 0.0045812 | 0.0045322 | 0.0044453 | 0.0043772 | 0.004308 | 0.0042576 | 0 | 0 | 0 | 0 | 0 | 0 | 0 | 0
F3_Commercial_Miscellaneous_Existing_Food Preparation_Natural Gas_Oven_Baseline Forecast | F3 | Commercial | Miscellaneous | Existing | Food Preparation | Natural Gas | Oven | Baseline Forecast | Peak Demand (S) | 0 | 0 | 0 | 0 | 0 | 0 | 0 | 0 | 0 | 0 | 0 | 0 | 0 | 0 | 0 | 0 | 0 | 0 | 0 | 0 | 0 | 0 | 0 | 0 | 0 | 0 | 0 | 0 | 0 | 0
F4_Commercial_Miscellaneous_Existing_Food Preparation_Natural Gas_Oven_Baseline Forecast | F4 | Commercial | Miscellaneous | Existing | Food Preparation | Natural Gas | Oven | Baseline Forecast | Peak Demand (W) | 0 | 0 | 0 | 0 | 0 | 0 | 0 | 0 | 0 | 0 | 0 | 0 | 0 | 0 | 0 | 0 | 0 | 0 | 0 | 0 | 0 | 0 | 0 | 0 | 0 | 0 | 0 | 0 | 0 | 0
F5_Commercial_Miscellaneous_Existing_Food Preparation_Natural Gas_Oven_Baseline Forecast | F5 | Commercial | Miscellaneous | Existing | Food Preparation | Natural Gas | Oven | Baseline Forecast | Turnover | 0 | 33809.7063 | 43194.8144 | 50287.0133 | 55581.4499 | 59467.3267 | 62250.5538 | 64171.5577 | 65419.2825 | 66142.1978 | 52001.452 | 40883.9002 | 37727.7375 | 36796.53 | 37235.8653 | 38455.7847 | 40056.7451 | 48485.2848 | 50697.363 | 52219.6538 | 53203.368 | 51379.6302 | 0 | 0 | 0 | 0 | 0 | 0 | 0 | 0
F6_Commercial_Miscellaneous_Existing_Food Preparation_Natural Gas_Oven_Baseline Forecast | F6 | Commercial | Miscellaneous | Existing | Food Preparation | Natural Gas | Oven | Baseline Forecast | Avg. Replacement Usage | 0.0067069 | 0.0067069 | 0.006384 | 0.0064826 | 0.0065813 | 0.0067089 | 0.0067273 | 0.0067708 | 0.0068119 | 0.0068747 | 0.0068845 | 0.0069163 | 0.0069449 | 0.0070003 | 0.0069929 | 0.0070144 | 0.0070355 | 0.0070823 | 0.0070684 | 0.0070822 | 0.0070927 | 0.0071325 | 0 | 0 | 0 | 0 | 0 | 0 | 0 | 0
F7_Commercial_Miscellaneous_Existing_Food Preparation_Natural Gas_Oven_Baseline Forecast | F7 | Commercial | Miscellaneous | Existing | Food Preparation | Natural Gas | Oven | Baseline Forecast | Avg. Replacement Demand (S) | 0 | 0 | 0 | 0 | 0 | 0 | 0 | 0 | 0 | 0 | 0 | 0 | 0 | 0 | 0 | 0 | 0 | 0 | 0 | 0 | 0 | 0 | 0 | 0 | 0 | 0 | 0 | 0 | 0 | 0
F8_Commercial_Miscellaneous_Existing_Food Preparation_Natural Gas_Oven_Baseline Forecast | F8 | Commercial | Miscellaneous | Existing | Food Preparation | Natural Gas | Oven | Baseline Forecast | Avg. Replacement Demand (W) | 0 | 0 | 0 | 0 | 0 | 0 | 0 | 0 | 0 | 0 | 0 | 0 | 0 | 0 | 0 | 0 | 0 | 0 | 0 | 0 | 0 | 0 | 0 | 0 | 0 | 0 | 0 | 0 | 0 | 0
F1_Commercial_Miscellaneous_Existing_Food Preparation_Natural Gas_Conveyor Oven_Baseline Forecast | F1 | Commercial | Miscellaneous | Existing | Food Preparation | Natural Gas | Conveyor Oven | Baseline Forecast | Units | 430035.7375 | 422621.3283 | 415334.7536 | 408173.8096 | 401136.3301 | 394220.1865 | 387423.2868 | 380743.5749 | 374179.0305 | 367727.6679 | 361387.5357 | 355156.7161 | 349033.3245 | 343015.5085 | 337101.448 | 331289.3541 | 325577.4687 | 319964.0641 | 314447.4423 | 309025.9346 | 303697.9013 | 298461.7306 | 0 | 0 | 0 | 0 | 0 | 0 | 0 | 0
F2_Commercial_Miscellaneous_Existing_Food Preparation_Natural Gas_Conveyor Oven_Baseline Forecast | F2 | Commercial | Miscellaneous | Existing | Food Preparation | Natural Gas | Conveyor Oven | Baseline Forecast | Usage (MMtherm) | 0.0049351 | 0.00485 | 0.0045369 | 0.0045275 | 0.0045172 | 0.0045254 | 0.0044596 | 0.0044111 | 0.0043613 | 0.0043256 | 0.0042571 | 0.004203 | 0.0041476 | 0.0041086 | 0.0040335 | 0.0039762 | 0.0039194 | 0.0038774 | 0.0038031 | 0.0037448 | 0.0036857 | 0.0036425 | 0 | 0 | 0 | 0 | 0 | 0 | 0 | 0
F3_Commercial_Miscellaneous_Existing_Food Preparation_Natural Gas_Conveyor Oven_Baseline Forecast | F3 | Commercial | Miscellaneous | Existing | Food Preparation | Natural Gas | Conveyor Oven | Baseline Forecast | Peak Demand (S) | 0 | 0 | 0 | 0 | 0 | 0 | 0 | 0 | 0 | 0 | 0 | 0 | 0 | 0 | 0 | 0 | 0 | 0 | 0 | 0 | 0 | 0 | 0 | 0 | 0 | 0 | 0 | 0 | 0 | 0
F4_Commercial_Miscellaneous_Existing_Food Preparation_Natural Gas_Conveyor Oven_Baseline Forecast | F4 | Commercial | Miscellaneous | Existing | Food Preparation | Natural Gas | Conveyor Oven | Baseline Forecast | Peak Demand (W) | 0 | 0 | 0 | 0 | 0 | 0 | 0 | 0 | 0 | 0 | 0 | 0 | 0 | 0 | 0 | 0 | 0 | 0 | 0 | 0 | 0 | 0 | 0 | 0 | 0 | 0 | 0 | 0 | 0 | 0
F5_Commercial_Miscellaneous_Existing_Food Preparation_Natural Gas_Conveyor Oven_Baseline Forecast | F5 | Commercial | Miscellaneous | Existing | Food Preparation | Natural Gas | Conveyor Oven | Baseline Forecast | Turnover | 0 | 0 | 0 | 0 | 0 | 1576.8807 | 4339.1408 | 7980.3853 | 12261.0985 | 16994.3135 | 20588.7972 | 23290.1887 | 25291.5735 | 26744.7196 | 27768.912 | 28457.8972 | 28885.3444 | 22709.857 | 17854.6462 | 14037.446 | 11036.3368 | 8915.6135 | 0 | 0 | 0 | 0 | 0 | 0 | 0 | 0
F6_Commercial_Miscellaneous_Existing_Food Preparation_Natural Gas_Conveyor Oven_Baseline Forecast | F6 | Commercial | Miscellaneous | Existing | Food Preparation | Natural Gas | Conveyor Oven | Baseline Forecast | Avg. Replacement Usage | 0.011476 | 0.011476 | 0.010924 | 0.011092 | 0.011261 | 0.011479 | 0.011511 | 0.011585 | 0.011656 | 0.011763 | 0.01178 | 0.011834 | 0.011883 | 0.011978 | 0.011965 | 0.012002 | 0.012038 | 0.012118 | 0.012095 | 0.012118 | 0.012136 | 0.012204 | 0 | 0 | 0 | 0 | 0 | 0 | 0 | 0
F7_Commercial_Miscellaneous_Existing_Food Preparation_Natural Gas_Conveyor Oven_Baseline Forecast | F7 | Commercial | Miscellaneous | Existing | Food Preparation | Natural Gas | Conveyor Oven | Baseline Forecast | Avg. Replacement Demand (S) | 0 | 0 | 0 | 0 | 0 | 0 | 0 | 0 | 0 | 0 | 0 | 0 | 0 | 0 | 0 | 0 | 0 | 0 | 0 | 0 | 0 | 0 | 0 | 0 | 0 | 0 | 0 | 0 | 0 | 0
F8_Commercial_Miscellaneous_Existing_Food Preparation_Natural Gas_Conveyor Oven_Baseline Forecast | F8 | Commercial | Miscellaneous | Existing | Food Preparation | Natural Gas | Conveyor Oven | Baseline Forecast | Avg. Replacement Demand (W) | 0 | 0 | 0 | 0 | 0 | 0 | 0 | 0 | 0 | 0 | 0 | 0 | 0 | 0 | 0 | 0 | 0 | 0 | 0 | 0 | 0 | 0 | 0 | 0 | 0 | 0 | 0 | 0 | 0 | 0
F1_Commercial_Miscellaneous_Existing_Food Preparation_Natural Gas_Double Rack Oven_Baseline Forecast | F1 | Commercial | Miscellaneous | Existing | Food Preparation | Natural Gas | Double Rack Oven | Baseline Forecast | Units | 430035.7375 | 422621.3283 | 415334.7536 | 408173.8096 | 401136.3301 | 394220.1865 | 387423.2868 | 380743.5749 | 374179.0305 | 367727.6679 | 361387.5357 | 355156.7161 | 349033.3245 | 343015.5085 | 337101.448 | 331289.3541 | 325577.4687 | 319964.0641 | 314447.4423 | 309025.9346 | 303697.9013 | 298461.7306 | 0 | 0 | 0 | 0 | 0 | 0 | 0 | 0
F2_Commercial_Miscellaneous_Existing_Food Preparation_Natural Gas_Double Rack Oven_Baseline Forecast | F2 | Commercial | Miscellaneous | Existing | Food Preparation | Natural Gas | Double Rack Oven | Baseline Forecast | Usage (MMtherm) | 0.0074973 | 0.007368 | 0.0068924 | 0.0068781 | 0.0068625 | 0.006875 | 0.0067749 | 0.0067012 | 0.0066256 | 0.0065714 | 0.0064673 | 0.0063852 | 0.006301 | 0.0062418 | 0.0061277 | 0.0060405 | 0.0059542 | 0.0058905 | 0.0057776 | 0.0056891 | 0.0055992 | 0.0055336 | 0 | 0 | 0 | 0 | 0 | 0 | 0 | 0
F3_Commercial_Miscellaneous_Existing_Food Preparation_Natural Gas_Double Rack Oven_Baseline Forecast | F3 | Commercial | Miscellaneous | Existing | Food Preparation | Natural Gas | Double Rack Oven | Baseline Forecast | Peak Demand (S) | 0 | 0 | 0 | 0 | 0 | 0 | 0 | 0 | 0 | 0 | 0 | 0 | 0 | 0 | 0 | 0 | 0 | 0 | 0 | 0 | 0 | 0 | 0 | 0 | 0 | 0 | 0 | 0 | 0 | 0
F4_Commercial_Miscellaneous_Existing_Food Preparation_Natural Gas_Double Rack Oven_Baseline Forecast | F4 | Commercial | Miscellaneous | Existing | Food Preparation | Natural Gas | Double Rack Oven | Baseline Forecast | Peak Demand (W) | 0 | 0 | 0 | 0 | 0 | 0 | 0 | 0 | 0 | 0 | 0 | 0 | 0 | 0 | 0 | 0 | 0 | 0 | 0 | 0 | 0 | 0 | 0 | 0 | 0 | 0 | 0 | 0 | 0 | 0
F5_Commercial_Miscellaneous_Existing_Food Preparation_Natural Gas_Double Rack Oven_Baseline Forecast | F5 | Commercial | Miscellaneous | Existing | Food Preparation | Natural Gas | Double Rack Oven | Baseline Forecast | Turnover | 0 | 9391.5851 | 12818.9739 | 15733.4486 | 18201.2324 | 20280.1514 | 22020.6975 | 23466.9556 | 24657.414 | 25625.6729 | 22385.6453 | 19555.2764 | 18634.0294 | 18259.8701 | 18258.423 | 18500.0786 | 18889.4721 | 21221.2579 | 22031.9708 | 22679.9408 | 23186.7832 | 22908.1141 | 0 | 0 | 0 | 0 | 0 | 0 | 0 | 0
F6_Commercial_Miscellaneous_Existing_Food Preparation_Natural Gas_Double Rack Oven_Baseline Forecast | F6 | Commercial | Miscellaneous | Existing | Food Preparation | Natural Gas | Double Rack Oven | Baseline Forecast | Avg. Replacement Usage | 0.017434 | 0.017434 | 0.016595 | 0.016851 | 0.017108 | 0.017439 | 0.017487 | 0.0176 | 0.017707 | 0.01787 | 0.017896 | 0.017978 | 0.018053 | 0.018197 | 0.018178 | 0.018233 | 0.018288 | 0.01841 | 0.018374 | 0.01841 | 0.018437 | 0.01854 | 0 | 0 | 0 | 0 | 0 | 0 | 0 | 0
F7_Commercial_Miscellaneous_Existing_Food Preparation_Natural Gas_Double Rack Oven_Baseline Forecast | F7 | Commercial | Miscellaneous | Existing | Food Preparation | Natural Gas | Double Rack Oven | Baseline Forecast | Avg. Replacement Demand (S) | 0 | 0 | 0 | 0 | 0 | 0 | 0 | 0 | 0 | 0 | 0 | 0 | 0 | 0 | 0 | 0 | 0 | 0 | 0 | 0 | 0 | 0 | 0 | 0 | 0 | 0 | 0 | 0 | 0 | 0
F8_Commercial_Miscellaneous_Existing_Food Preparation_Natural Gas_Double Rack Oven_Baseline Forecast | F8 | Commercial | Miscellaneous | Existing | Food Preparation | Natural Gas | Double Rack Oven | Baseline Forecast | Avg. Replacement Demand (W) | 0 | 0 | 0 | 0 | 0 | 0 | 0 | 0 | 0 | 0 | 0 | 0 | 0 | 0 | 0 | 0 | 0 | 0 | 0 | 0 | 0 | 0 | 0 | 0 | 0 | 0 | 0 | 0 | 0 | 0
F1_Commercial_Miscellaneous_Existing_Food Preparation_Natural Gas_Fryer_Baseline Forecast | F1 | Commercial | Miscellaneous | Existing | Food Preparation | Natural Gas | Fryer | Baseline Forecast | Units | 1397573.5133 | 1373477.4182 | 1349796.7731 | 1326524.4149 | 1303653.3043 | 1281176.5232 | 1259087.2728 | 1237378.8715 | 1216044.7531 | 1195078.4642 | 1174473.6631 | 1154224.1172 | 1134323.7014 | 1114766.3962 | 1095546.2859 | 1076657.5568 | 1058094.4955 | 1039851.487 | 1021923.0131 | 1004303.6508 | 986988.0706 | 969971.0349 | 0 | 0 | 0 | 0 | 0 | 0 | 0 | 0
F2_Commercial_Miscellaneous_Existing_Food Preparation_Natural Gas_Fryer_Baseline Forecast | F2 | Commercial | Miscellaneous | Existing | Food Preparation | Natural Gas | Fryer | Baseline Forecast | Usage (MMtherm) | 0.015162 | 0.014901 | 0.013939 | 0.01391 | 0.013879 | 0.013904 | 0.013701 | 0.013552 | 0.013399 | 0.01329 | 0.013079 | 0.012913 | 0.012743 | 0.012623 | 0.012392 | 0.012216 | 0.012042 | 0.011913 | 0.011684 | 0.011505 | 0.011324 | 0.011191 | 0 | 0 | 0 | 0 | 0 | 0 | 0 | 0
F3_Commercial_Miscellaneous_Existing_Food Preparation_Natural Gas_Fryer_Baseline Forecast | F3 | Commercial | Miscellaneous | Existing | Food Preparation | Natural Gas | Fryer | Baseline Forecast | Peak Demand (S) | 0 | 0 | 0 | 0 | 0 | 0 | 0 | 0 | 0 | 0 | 0 | 0 | 0 | 0 | 0 | 0 | 0 | 0 | 0 | 0 | 0 | 0 | 0 | 0 | 0 | 0 | 0 | 0 | 0 | 0
F4_Commercial_Miscellaneous_Existing_Food Preparation_Natural Gas_Fryer_Baseline Forecast | F4 | Commercial | Miscellaneous | Existing | Food Preparation | Natural Gas | Fryer | Baseline Forecast | Peak Demand (W) | 0 | 0 | 0 | 0 | 0 | 0 | 0 | 0 | 0 | 0 | 0 | 0 | 0 | 0 | 0 | 0 | 0 | 0 | 0 | 0 | 0 | 0 | 0 | 0 | 0 | 0 | 0 | 0 | 0 | 0
F5_Commercial_Miscellaneous_Existing_Food Preparation_Natural Gas_Fryer_Baseline Forecast | F5 | Commercial | Miscellaneous | Existing | Food Preparation | Natural Gas | Fryer | Baseline Forecast | Turnover | 0 | 41620.5278 | 45365.0706 | 48569.4639 | 51293.7104 | 53591.3753 | 65048.8138 | 74520.3555 | 82354.0853 | 88826.233 | 102603.6515 | 107844.465 | 106876.9383 | 106860.2946 | 107349.5887 | 111926.2159 | 115415.5786 | 116821.3842 | 117028.4713 | 118283.3308 | 118112.9872 | 117134.6168 | 0 | 0 | 0 | 0 | 0 | 0 | 0 | 0
F6_Commercial_Miscellaneous_Existing_Food Preparation_Natural Gas_Fryer_Baseline Forecast | F6 | Commercial | Miscellaneous | Existing | Food Preparation | Natural Gas | Fryer | Baseline Forecast | Avg. Replacement Usage | 0.010849 | 0.010849 | 0.010327 | 0.010486 | 0.010646 | 0.010852 | 0.010882 | 0.010952 | 0.011019 | 0.01112 | 0.011136 | 0.011188 | 0.011234 | 0.011324 | 0.011312 | 0.011346 | 0.011381 | 0.011456 | 0.011434 | 0.011456 | 0.011473 | 0.011537 | 0 | 0 | 0 | 0 | 0 | 0 | 0 | 0
F7_Commercial_Miscellaneous_Existing_Food Preparation_Natural Gas_Fryer_Baseline Forecast | F7 | Commercial | Miscellaneous | Existing | Food Preparation | Natural Gas | Fryer | Baseline Forecast | Avg. Replacement Demand (S) | 0 | 0 | 0 | 0 | 0 | 0 | 0 | 0 | 0 | 0 | 0 | 0 | 0 | 0 | 0 | 0 | 0 | 0 | 0 | 0 | 0 | 0 | 0 | 0 | 0 | 0 | 0 | 0 | 0 | 0
F8_Commercial_Miscellaneous_Existing_Food Preparation_Natural Gas_Fryer_Baseline Forecast | F8 | Commercial | Miscellaneous | Existing | Food Preparation | Natural Gas | Fryer | Baseline Forecast | Avg. Replacement Demand (W) | 0 | 0 | 0 | 0 | 0 | 0 | 0 | 0 | 0 | 0 | 0 | 0 | 0 | 0 | 0 | 0 | 0 | 0 | 0 | 0 | 0 | 0 | 0 | 0 | 0 | 0 | 0 | 0 | 0 | 0
F1_Commercial_Miscellaneous_Existing_Food Preparation_Natural Gas_Broiler_Baseline Forecast | F1 | Commercial | Miscellaneous | Existing | Food Preparation | Natural Gas | Broiler | Baseline Forecast | Units | 986928.021 | 969912.0206 | 953189.3996 | 936755.0996 | 920604.1496 | 904731.6642 | 889132.8424 | 873802.9659 | 858737.3975 | 843931.5803 | 829381.0358 | 815081.3628 | 801028.2358 | 787217.4042 | 773644.6903 | 760305.9887 | 747197.2648 | 734314.5533 | 721653.9576 | 709211.648 | 696983.8609 | 684966.8978 | 0 | 0 | 0 | 0 | 0 | 0 | 0 | 0
F2_Commercial_Miscellaneous_Existing_Food Preparation_Natural Gas_Broiler_Baseline Forecast | F2 | Commercial | Miscellaneous | Existing | Food Preparation | Natural Gas | Broiler | Baseline Forecast | Usage (MMtherm) | 0.010998 | 0.010809 | 0.010111 | 0.01009 | 0.010067 | 0.010085 | 0.0099385 | 0.0098304 | 0.0097194 | 0.0096399 | 0.0094873 | 0.0093668 | 0.0092434 | 0.0091564 | 0.0089891 | 0.0088612 | 0.0087346 | 0.0086411 | 0.0084755 | 0.0083457 | 0.0082138 | 0.0081176 | 0 | 0 | 0 | 0 | 0 | 0 | 0 | 0
F3_Commercial_Miscellaneous_Existing_Food Preparation_Natural Gas_Broiler_Baseline Forecast | F3 | Commercial | Miscellaneous | Existing | Food Preparation | Natural Gas | Broiler | Baseline Forecast | Peak Demand (S) | 0 | 0 | 0 | 0 | 0 | 0 | 0 | 0 | 0 | 0 | 0 | 0 | 0 | 0 | 0 | 0 | 0 | 0 | 0 | 0 | 0 | 0 | 0 | 0 | 0 | 0 | 0 | 0 | 0 | 0
F4_Commercial_Miscellaneous_Existing_Food Preparation_Natural Gas_Broiler_Baseline Forecast | F4 | Commercial | Miscellaneous | Existing | Food Preparation | Natural Gas | Broiler | Baseline Forecast | Peak Demand (W) | 0 | 0 | 0 | 0 | 0 | 0 | 0 | 0 | 0 | 0 | 0 | 0 | 0 | 0 | 0 | 0 | 0 | 0 | 0 | 0 | 0 | 0 | 0 | 0 | 0 | 0 | 0 | 0 | 0 | 0
F5_Commercial_Miscellaneous_Existing_Food Preparation_Natural Gas_Broiler_Baseline Forecast | F5 | Commercial | Miscellaneous | Existing | Food Preparation | Natural Gas | Broiler | Baseline Forecast | Turnover | 0 | 35922.6674 | 40206.5487 | 43796.6205 | 46783.2292 | 49245.2533 | 51251.5535 | 52862.2402 | 54129.7809 | 55099.9669 | 48133.3044 | 42047.4843 | 42664.6782 | 43393.0956 | 44153.0768 | 44889.4914 | 45565.5388 | 53287.4818 | 53231.9652 | 53068.2614 | 52812.0355 | 51208.4806 | 0 | 0 | 0 | 0 | 0 | 0 | 0 | 0
F6_Commercial_Miscellaneous_Existing_Food Preparation_Natural Gas_Broiler_Baseline Forecast | F6 | Commercial | Miscellaneous | Existing | Food Preparation | Natural Gas | Broiler | Baseline Forecast | Avg. Replacement Usage | 0.011144 | 0.011144 | 0.010607 | 0.010771 | 0.010935 | 0.011147 | 0.011178 | 0.01125 | 0.011318 | 0.011423 | 0.011439 | 0.011492 | 0.011539 | 0.011631 | 0.011619 | 0.011655 | 0.01169 | 0.011768 | 0.011745 | 0.011768 | 0.011785 | 0.011851 | 0 | 0 | 0 | 0 | 0 | 0 | 0 | 0
F7_Commercial_Miscellaneous_Existing_Food Preparation_Natural Gas_Broiler_Baseline Forecast | F7 | Commercial | Miscellaneous | Existing | Food Preparation | Natural Gas | Broiler | Baseline Forecast | Avg. Replacement Demand (S) | 0 | 0 | 0 | 0 | 0 | 0 | 0 | 0 | 0 | 0 | 0 | 0 | 0 | 0 | 0 | 0 | 0 | 0 | 0 | 0 | 0 | 0 | 0 | 0 | 0 | 0 | 0 | 0 | 0 | 0
F8_Commercial_Miscellaneous_Existing_Food Preparation_Natural Gas_Broiler_Baseline Forecast | F8 | Commercial | Miscellaneous | Existing | Food Preparation | Natural Gas | Broiler | Baseline Forecast | Avg. Replacement Demand (W) | 0 | 0 | 0 | 0 | 0 | 0 | 0 | 0 | 0 | 0 | 0 | 0 | 0 | 0 | 0 | 0 | 0 | 0 | 0 | 0 | 0 | 0 | 0 | 0 | 0 | 0 | 0 | 0 | 0 | 0
F1_Commercial_Miscellaneous_Existing_Food Preparation_Natural Gas_Griddle_Baseline Forecast | F1 | Commercial | Miscellaneous | Existing | Food Preparation | Natural Gas | Griddle | Baseline Forecast | Units | 1235784.5796 | 1214477.949 | 1193538.674 | 1172960.421 | 1152736.9654 | 1132862.1902 | 1113330.0835 | 1094134.7372 | 1075270.3452 | 1056731.2013 | 1038511.6978 | 1020606.3237 | 1003009.663 | 985716.3929 | 968721.2827 | 952019.1916 | 935605.0676 | 919473.9458 | 903620.9467 | 888041.2752 | 872730.2187 | 857683.146 | 0 | 0 | 0 | 0 | 0 | 0 | 0 | 0
F2_Commercial_Miscellaneous_Existing_Food Preparation_Natural Gas_Griddle_Baseline Forecast | F2 | Commercial | Miscellaneous | Existing | Food Preparation | Natural Gas | Griddle | Baseline Forecast | Usage (MMtherm) | 0.0097883 | 0.0096195 | 0.0089986 | 0.00898 | 0.0089596 | 0.0089758 | 0.0088452 | 0.008749 | 0.0086502 | 0.0085794 | 0.0084436 | 0.0083364 | 0.0082265 | 0.0081491 | 0.0080002 | 0.0078864 | 0.0077738 | 0.0076905 | 0.0075432 | 0.0074276 | 0.0073102 | 0.0072246 | 0 | 0 | 0 | 0 | 0 | 0 | 0 | 0
F3_Commercial_Miscellaneous_Existing_Food Preparation_Natural Gas_Griddle_Baseline Forecast | F3 | Commercial | Miscellaneous | Existing | Food Preparation | Natural Gas | Griddle | Baseline Forecast | Peak Demand (S) | 0 | 0 | 0 | 0 | 0 | 0 | 0 | 0 | 0 | 0 | 0 | 0 | 0 | 0 | 0 | 0 | 0 | 0 | 0 | 0 | 0 | 0 | 0 | 0 | 0 | 0 | 0 | 0 | 0 | 0
F4_Commercial_Miscellaneous_Existing_Food Preparation_Natural Gas_Griddle_Baseline Forecast | F4 | Commercial | Miscellaneous | Existing | Food Preparation | Natural Gas | Griddle | Baseline Forecast | Peak Demand (W) | 0 | 0 | 0 | 0 | 0 | 0 | 0 | 0 | 0 | 0 | 0 | 0 | 0 | 0 | 0 | 0 | 0 | 0 | 0 | 0 | 0 | 0 | 0 | 0 | 0 | 0 | 0 | 0 | 0 | 0
F5_Commercial_Miscellaneous_Existing_Food Preparation_Natural Gas_Griddle_Baseline Forecast | F5 | Commercial | Miscellaneous | Existing | Food Preparation | Natural Gas | Griddle | Baseline Forecast | Turnover | 0 | 44980.6648 | 50344.7383 | 54840.0563 | 58579.7465 | 61662.5766 | 64174.7707 | 66191.5965 | 67778.7509 | 68993.572 | 60270.2468 | 52649.8707 | 53422.6917 | 54334.7816 | 55286.3941 | 56208.4976 | 57055.0122 | 66724.0639 | 66654.5486 | 66449.5664 | 66128.7325 | 64120.8368 | 0 | 0 | 0 | 0 | 0 | 0 | 0 | 0
F6_Commercial_Miscellaneous_Existing_Food Preparation_Natural Gas_Griddle_Baseline Forecast | F6 | Commercial | Miscellaneous | Existing | Food Preparation | Natural Gas | Griddle | Baseline Forecast | Avg. Replacement Usage | 0.0079207 | 0.0079207 | 0.0075394 | 0.0076558 | 0.0077724 | 0.0079231 | 0.0079448 | 0.0079962 | 0.0080447 | 0.0081188 | 0.0081305 | 0.0081681 | 0.0082018 | 0.0082672 | 0.0082585 | 0.0082838 | 0.0083088 | 0.0083641 | 0.0083477 | 0.008364 | 0.0083763 | 0.0084234 | 0 | 0 | 0 | 0 | 0 | 0 | 0 | 0
F7_Commercial_Miscellaneous_Existing_Food Preparation_Natural Gas_Griddle_Baseline Forecast | F7 | Commercial | Miscellaneous | Existing | Food Preparation | Natural Gas | Griddle | Baseline Forecast | Avg. Replacement Demand (S) | 0 | 0 | 0 | 0 | 0 | 0 | 0 | 0 | 0 | 0 | 0 | 0 | 0 | 0 | 0 | 0 | 0 | 0 | 0 | 0 | 0 | 0 | 0 | 0 | 0 | 0 | 0 | 0 | 0 | 0
F8_Commercial_Miscellaneous_Existing_Food Preparation_Natural Gas_Griddle_Baseline Forecast | F8 | Commercial | Miscellaneous | Existing | Food Preparation | Natural Gas | Griddle | Baseline Forecast | Avg. Replacement Demand (W) | 0 | 0 | 0 | 0 | 0 | 0 | 0 | 0 | 0 | 0 | 0 | 0 | 0 | 0 | 0 | 0 | 0 | 0 | 0 | 0 | 0 | 0 | 0 | 0 | 0 | 0 | 0 | 0 | 0 | 0
F1_Commercial_Miscellaneous_Existing_Food Preparation_Natural Gas_Range_Baseline Forecast | F1 | Commercial | Miscellaneous | Existing | Food Preparation | Natural Gas | Range | Baseline Forecast | Units | 4683723.2396 | 4602969.3906 | 4523607.8494 | 4445614.6106 | 4368966.0828 | 4293639.0814 | 4219610.8214 | 4146858.9107 | 4075361.3432 | 4005096.4925 | 3936043.1047 | 3868180.2925 | 3801487.5289 | 3735944.6405 | 3671531.8018 | 3608229.5294 | 3546018.6754 | 3484880.4224 | 3424796.2772 | 3365748.0655 | 3307717.9265 | 3250688.307 | 0 | 0 | 0 | 0 | 0 | 0 | 0 | 0
F2_Commercial_Miscellaneous_Existing_Food Preparation_Natural Gas_Range_Baseline Forecast | F2 | Commercial | Miscellaneous | Existing | Food Preparation | Natural Gas | Range | Baseline Forecast | Usage (MMtherm) | 0.038482 | 0.037819 | 0.035378 | 0.035304 | 0.035224 | 0.035288 | 0.034774 | 0.034396 | 0.034008 | 0.03373 | 0.033195 | 0.032774 | 0.032342 | 0.032038 | 0.031452 | 0.031005 | 0.030562 | 0.030235 | 0.029656 | 0.029201 | 0.02874 | 0.028403 | 0 | 0 | 0 | 0 | 0 | 0 | 0 | 0
F3_Commercial_Miscellaneous_Existing_Food Preparation_Natural Gas_Range_Baseline Forecast | F3 | Commercial | Miscellaneous | Existing | Food Preparation | Natural Gas | Range | Baseline Forecast | Peak Demand (S) | 0 | 0 | 0 | 0 | 0 | 0 | 0 | 0 | 0 | 0 | 0 | 0 | 0 | 0 | 0 | 0 | 0 | 0 | 0 | 0 | 0 | 0 | 0 | 0 | 0 | 0 | 0 | 0 | 0 | 0
F4_Commercial_Miscellaneous_Existing_Food Preparation_Natural Gas_Range_Baseline Forecast | F4 | Commercial | Miscellaneous | Existing | Food Preparation | Natural Gas | Range | Baseline Forecast | Peak Demand (W) | 0 | 0 | 0 | 0 | 0 | 0 | 0 | 0 | 0 | 0 | 0 | 0 | 0 | 0 | 0 | 0 | 0 | 0 | 0 | 0 | 0 | 0 | 0 | 0 | 0 | 0 | 0 | 0 | 0 | 0
F5_Commercial_Miscellaneous_Existing_Food Preparation_Natural Gas_Range_Baseline Forecast | F5 | Commercial | Miscellaneous | Existing | Food Preparation | Natural Gas | Range | Baseline Forecast | Turnover | 0 | 184118.7756 | 235227.6082 | 273849.86 | 302681.9702 | 323843.4341 | 339000.1577 | 349461.4401 | 356256.2212 | 360193.0279 | 314674.5874 | 287628.4059 | 272969.7627 | 266375.9589 | 264810.9389 | 304007.6701 | 309933.3003 | 313369.3066 | 314869.0356 | 306789.3732 | 294652.6427 | 281692.5342 | 0 | 0 | 0 | 0 | 0 | 0 | 0 | 0
F6_Commercial_Miscellaneous_Existing_Food Preparation_Natural Gas_Range_Baseline Forecast | F6 | Commercial | Miscellaneous | Existing | Food Preparation | Natural Gas | Range | Baseline Forecast | Avg. Replacement Usage | 0.0082161 | 0.0082161 | 0.0078206 | 0.0079414 | 0.0080623 | 0.0082187 | 0.0082412 | 0.0082945 | 0.0083447 | 0.0084217 | 0.0084337 | 0.0084727 | 0.0085077 | 0.0085756 | 0.0085665 | 0.0085928 | 0.0086187 | 0.008676 | 0.0086591 | 0.008676 | 0.0086887 | 0.0087376 | 0 | 0 | 0 | 0 | 0 | 0 | 0 | 0
F7_Commercial_Miscellaneous_Existing_Food Preparation_Natural Gas_Range_Baseline Forecast | F7 | Commercial | Miscellaneous | Existing | Food Preparation | Natural Gas | Range | Baseline Forecast | Avg. Replacement Demand (S) | 0 | 0 | 0 | 0 | 0 | 0 | 0 | 0 | 0 | 0 | 0 | 0 | 0 | 0 | 0 | 0 | 0 | 0 | 0 | 0 | 0 | 0 | 0 | 0 | 0 | 0 | 0 | 0 | 0 | 0
F8_Commercial_Miscellaneous_Existing_Food Preparation_Natural Gas_Range_Baseline Forecast | F8 | Commercial | Miscellaneous | Existing | Food Preparation | Natural Gas | Range | Baseline Forecast | Avg. Replacement Demand (W) | 0 | 0 | 0 | 0 | 0 | 0 | 0 | 0 | 0 | 0 | 0 | 0 | 0 | 0 | 0 | 0 | 0 | 0 | 0 | 0 | 0 | 0 | 0 | 0 | 0 | 0 | 0 | 0 | 0 | 0
F1_Commercial_Miscellaneous_Existing_Food Preparation_Natural Gas_Steamer_Baseline Forecast | F1 | Commercial | Miscellaneous | Existing | Food Preparation | Natural Gas | Steamer | Baseline Forecast | Units | 352213.348 | 346140.7041 | 340172.7609 | 334307.7133 | 328543.7872 | 322879.2392 | 317312.3557 | 311841.453 | 306464.8763 | 301180.9991 | 295988.2232 | 290884.978 | 285869.7198 | 280940.9315 | 276097.1223 | 271336.8271 | 266658.606 | 262061.0438 | 257542.7499 | 253102.3577 | 248738.5239 | 244449.9287 | 0 | 0 | 0 | 0 | 0 | 0 | 0 | 0
F2_Commercial_Miscellaneous_Existing_Food Preparation_Natural Gas_Steamer_Baseline Forecast | F2 | Commercial | Miscellaneous | Existing | Food Preparation | Natural Gas | Steamer | Baseline Forecast | Usage (MMtherm) | 0.0048332 | 0.0047499 | 0.0044433 | 0.0044341 | 0.004424 | 0.004432 | 0.0043675 | 0.00432 | 0.0042713 | 0.0042363 | 0.0041692 | 0.0041163 | 0.004062 | 0.0040238 | 0.0039503 | 0.0038941 | 0.0038385 | 0.0037974 | 0.0037246 | 0.0036675 | 0.0036096 | 0.0035673 | 0 | 0 | 0 | 0 | 0 | 0 | 0 | 0
F3_Commercial_Miscellaneous_Existing_Food Preparation_Natural Gas_Steamer_Baseline Forecast | F3 | Commercial | Miscellaneous | Existing | Food Preparation | Natural Gas | Steamer | Baseline Forecast | Peak Demand (S) | 0 | 0 | 0 | 0 | 0 | 0 | 0 | 0 | 0 | 0 | 0 | 0 | 0 | 0 | 0 | 0 | 0 | 0 | 0 | 0 | 0 | 0 | 0 | 0 | 0 | 0 | 0 | 0 | 0 | 0
F4_Commercial_Miscellaneous_Existing_Food Preparation_Natural Gas_Steamer_Baseline Forecast | F4 | Commercial | Miscellaneous | Existing | Food Preparation | Natural Gas | Steamer | Baseline Forecast | Peak Demand (W) | 0 | 0 | 0 | 0 | 0 | 0 | 0 | 0 | 0 | 0 | 0 | 0 | 0 | 0 | 0 | 0 | 0 | 0 | 0 | 0 | 0 | 0 | 0 | 0 | 0 | 0 | 0 | 0 | 0 | 0
F5_Commercial_Miscellaneous_Existing_Food Preparation_Natural Gas_Steamer_Baseline Forecast | F5 | Commercial | Miscellaneous | Existing | Food Preparation | Natural Gas | Steamer | Baseline Forecast | Turnover | 0 | 12820.0261 | 14348.851 | 15630.0703 | 16695.9266 | 17574.57 | 18290.5753 | 18865.3947 | 19317.7526 | 19663.9911 | 18395.7979 | 17433.2079 | 16714.0561 | 16187.1009 | 15810.2541 | 15549.0837 | 15375.5498 | 15266.9364 | 15204.9526 | 17917.0489 | 17702.0649 | 17396.1156 | 0 | 0 | 0 | 0 | 0 | 0 | 0 | 0
F6_Commercial_Miscellaneous_Existing_Food Preparation_Natural Gas_Steamer_Baseline Forecast | F6 | Commercial | Miscellaneous | Existing | Food Preparation | Natural Gas | Steamer | Baseline Forecast | Avg. Replacement Usage | 0.013722 | 0.013722 | 0.013062 | 0.013263 | 0.013465 | 0.013727 | 0.013764 | 0.013853 | 0.013937 | 0.014066 | 0.014086 | 0.014151 | 0.014209 | 0.014323 | 0.014308 | 0.014351 | 0.014395 | 0.01449 | 0.014462 | 0.01449 | 0.014512 | 0.014593 | 0 | 0 | 0 | 0 | 0 | 0 | 0 | 0
F7_Commercial_Miscellaneous_Existing_Food Preparation_Natural Gas_Steamer_Baseline Forecast | F7 | Commercial | Miscellaneous | Existing | Food Preparation | Natural Gas | Steamer | Baseline Forecast | Avg. Replacement Demand (S) | 0 | 0 | 0 | 0 | 0 | 0 | 0 | 0 | 0 | 0 | 0 | 0 | 0 | 0 | 0 | 0 | 0 | 0 | 0 | 0 | 0 | 0 | 0 | 0 | 0 | 0 | 0 | 0 | 0 | 0
F8_Commercial_Miscellaneous_Existing_Food Preparation_Natural Gas_Steamer_Baseline Forecast | F8 | Commercial | Miscellaneous | Existing | Food Preparation | Natural Gas | Steamer | Baseline Forecast | Avg. Replacement Demand (W) | 0 | 0 | 0 | 0 | 0 | 0 | 0 | 0 | 0 | 0 | 0 | 0 | 0 | 0 | 0 | 0 | 0 | 0 | 0 | 0 | 0 | 0 | 0 | 0 | 0 | 0 | 0 | 0 | 0 | 0
F1_Commercial_Miscellaneous_Existing_Food Preparation_Natural Gas_Food Prep Other_Baseline Forecast | F1 | Commercial | Miscellaneous | Existing | Food Preparation | Natural Gas | Food Prep Other | Baseline Forecast | Units | 352213.348 | 346140.7041 | 340172.7609 | 334307.7133 | 328543.7872 | 322879.2392 | 317312.3557 | 311841.453 | 306464.8763 | 301180.9991 | 295988.2232 | 290884.978 | 285869.7198 | 280940.9315 | 276097.1223 | 271336.8271 | 266658.606 | 262061.0438 | 257542.7499 | 253102.3577 | 248738.5239 | 244449.9287 | 0 | 0 | 0 | 0 | 0 | 0 | 0 | 0
F2_Commercial_Miscellaneous_Existing_Food Preparation_Natural Gas_Food Prep Other_Baseline Forecast | F2 | Commercial | Miscellaneous | Existing | Food Preparation | Natural Gas | Food Prep Other | Baseline Forecast | Usage (MMtherm) | 0.0034375 | 0.0033783 | 0.0031602 | 0.0031537 | 0.0031465 | 0.0031522 | 0.0031063 | 0.0030725 | 0.0030379 | 0.003013 | 0.0029653 | 0.0029276 | 0.0028891 | 0.0028619 | 0.0028096 | 0.0027696 | 0.0027301 | 0.0027008 | 0.0026491 | 0.0026085 | 0.0025673 | 0.0025372 | 0 | 0 | 0 | 0 | 0 | 0 | 0 | 0
F3_Commercial_Miscellaneous_Existing_Food Preparation_Natural Gas_Food Prep Other_Baseline Forecast | F3 | Commercial | Miscellaneous | Existing | Food Preparation | Natural Gas | Food Prep Other | Baseline Forecast | Peak Demand (S) | 0 | 0 | 0 | 0 | 0 | 0 | 0 | 0 | 0 | 0 | 0 | 0 | 0 | 0 | 0 | 0 | 0 | 0 | 0 | 0 | 0 | 0 | 0 | 0 | 0 | 0 | 0 | 0 | 0 | 0
F4_Commercial_Miscellaneous_Existing_Food Preparation_Natural Gas_Food Prep Other_Baseline Forecast | F4 | Commercial | Miscellaneous | Existing | Food Preparation | Natural Gas | Food Prep Other | Baseline Forecast | Peak Demand (W) | 0 | 0 | 0 | 0 | 0 | 0 | 0 | 0 | 0 | 0 | 0 | 0 | 0 | 0 | 0 | 0 | 0 | 0 | 0 | 0 | 0 | 0 | 0 | 0 | 0 | 0 | 0 | 0 | 0 | 0
F5_Commercial_Miscellaneous_Existing_Food Preparation_Natural Gas_Food Prep Other_Baseline Forecast | F5 | Commercial | Miscellaneous | Existing | Food Preparation | Natural Gas | Food Prep Other | Baseline Forecast | Turnover | 0 | 13845.6282 | 17688.9836 | 20593.3551 | 22761.5136 | 24352.8437 | 25492.6208 | 26279.3034 | 26790.2671 | 27086.3127 | 23663.3516 | 21629.494 | 20527.1723 | 20031.322 | 19913.6334 | 22861.2055 | 23306.8095 | 23565.1953 | 23677.974 | 23070.388 | 22157.7127 | 21183.1198 | 0 | 0 | 0 | 0 | 0 | 0 | 0 | 0
F6_Commercial_Miscellaneous_Existing_Food Preparation_Natural Gas_Food Prep Other_Baseline Forecast | F6 | Commercial | Miscellaneous | Existing | Food Preparation | Natural Gas | Food Prep Other | Baseline Forecast | Avg. Replacement Usage | 0.0097598 | 0.0097598 | 0.00929 | 0.0094334 | 0.0095771 | 0.0097628 | 0.0097895 | 0.0098529 | 0.0099126 | 0.010004 | 0.010018 | 0.010065 | 0.010106 | 0.010187 | 0.010176 | 0.010207 | 0.010238 | 0.010306 | 0.010286 | 0.010306 | 0.010321 | 0.010379 | 0 | 0 | 0 | 0 | 0 | 0 | 0 | 0
F7_Commercial_Miscellaneous_Existing_Food Preparation_Natural Gas_Food Prep Other_Baseline Forecast | F7 | Commercial | Miscellaneous | Existing | Food Preparation | Natural Gas | Food Prep Other | Baseline Forecast | Avg. Replacement Demand (S) | 0 | 0 | 0 | 0 | 0 | 0 | 0 | 0 | 0 | 0 | 0 | 0 | 0 | 0 | 0 | 0 | 0 | 0 | 0 | 0 | 0 | 0 | 0 | 0 | 0 | 0 | 0 | 0 | 0 | 0
F8_Commercial_Miscellaneous_Existing_Food Preparation_Natural Gas_Food Prep Other_Baseline Forecast | F8 | Commercial | Miscellaneous | Existing | Food Preparation | Natural Gas | Food Prep Other | Baseline Forecast | Avg. Replacement Demand (W) | 0 | 0 | 0 | 0 | 0 | 0 | 0 | 0 | 0 | 0 | 0 | 0 | 0 | 0 | 0 | 0 | 0 | 0 | 0 | 0 | 0 | 0 | 0 | 0 | 0 | 0 | 0 | 0 | 0 | 0
F1_Commercial_Miscellaneous_Existing_Miscellaneous_Natural Gas_Pool Heater_Baseline Forecast | F1 | Commercial | Miscellaneous | Existing | Miscellaneous | Natural Gas | Pool Heater | Baseline Forecast | Units | 2040510.0951 | 2005328.8866 | 1970754.2506 | 1936775.729 | 1903383.044 | 1870566.095 | 1838314.9554 | 1806619.87 | 1775471.2515 | 1744859.6782 | 1714775.8907 | 1685210.7891 | 1656155.4307 | 1627601.0267 | 1599538.94 | 1571960.6825 | 1544857.9121 | 1518222.4308 | 1492046.182 | 1466321.2478 | 1441039.847 | 1416194.3324 | 0 | 0 | 0 | 0 | 0 | 0 | 0 | 0
F2_Commercial_Miscellaneous_Existing_Miscellaneous_Natural Gas_Pool Heater_Baseline Forecast | F2 | Commercial | Miscellaneous | Existing | Miscellaneous | Natural Gas | Pool Heater | Baseline Forecast | Usage (MMtherm) | 0.00068494 | 0.00067313 | 0.00062968 | 0.00062838 | 0.00062695 | 0.00062809 | 0.00061895 | 0.00061221 | 0.0006053 | 0.00060035 | 0.00059084 | 0.00058334 | 0.00057565 | 0.00057024 | 0.00055982 | 0.00055185 | 0.00054397 | 0.00053815 | 0.00052784 | 0.00051975 | 0.00051154 | 0.00050554 | 0 | 0 | 0 | 0 | 0 | 0 | 0 | 0
F3_Commercial_Miscellaneous_Existing_Miscellaneous_Natural Gas_Pool Heater_Baseline Forecast | F3 | Commercial | Miscellaneous | Existing | Miscellaneous | Natural Gas | Pool Heater | Baseline Forecast | Peak Demand (S) | 0 | 0 | 0 | 0 | 0 | 0 | 0 | 0 | 0 | 0 | 0 | 0 | 0 | 0 | 0 | 0 | 0 | 0 | 0 | 0 | 0 | 0 | 0 | 0 | 0 | 0 | 0 | 0 | 0 | 0
F4_Commercial_Miscellaneous_Existing_Miscellaneous_Natural Gas_Pool Heater_Baseline Forecast | F4 | Commercial | Miscellaneous | Existing | Miscellaneous | Natural Gas | Pool Heater | Baseline Forecast | Peak Demand (W) | 0 | 0 | 0 | 0 | 0 | 0 | 0 | 0 | 0 | 0 | 0 | 0 | 0 | 0 | 0 | 0 | 0 | 0 | 0 | 0 | 0 | 0 | 0 | 0 | 0 | 0 | 0 | 0 | 0 | 0
F5_Commercial_Miscellaneous_Existing_Miscellaneous_Natural Gas_Pool Heater_Baseline Forecast | F5 | Commercial | Miscellaneous | Existing | Miscellaneous | Natural Gas | Pool Heater | Baseline Forecast | Turnover | 0 | 240639.4664 | 228607.4931 | 218468.3022 | 209828.9468 | 202380.287 | 203232.3363 | 201696.2454 | 198629.6105 | 194634.6359 | 190128.0996 | 239753.3947 | 223738.76 | 210956.9718 | 200467.2895 | 191623.4796 | 195569.1946 | 195212.3082 | 192245.2617 | 187773.1814 | 182507.8812 | 190999.6472 | 0 | 0 | 0 | 0 | 0 | 0 | 0 | 0
F6_Commercial_Miscellaneous_Existing_Miscellaneous_Natural Gas_Pool Heater_Baseline Forecast | F6 | Commercial | Miscellaneous | Existing | Miscellaneous | Natural Gas | Pool Heater | Baseline Forecast | Avg. Replacement Usage | 0.00033567 | 0.00033567 | 0.00031951 | 0.00032444 | 0.00032939 | 0.00033577 | 0.00033669 | 0.00033887 | 0.00034092 | 0.00034407 | 0.00034456 | 0.00034615 | 0.00034758 | 0.00035035 | 0.00034999 | 0.00035106 | 0.00035212 | 0.00035446 | 0.00035377 | 0.00035446 | 0.00035498 | 0.00035697 | 0 | 0 | 0 | 0 | 0 | 0 | 0 | 0
F7_Commercial_Miscellaneous_Existing_Miscellaneous_Natural Gas_Pool Heater_Baseline Forecast | F7 | Commercial | Miscellaneous | Existing | Miscellaneous | Natural Gas | Pool Heater | Baseline Forecast | Avg. Replacement Demand (S) | 0 | 0 | 0 | 0 | 0 | 0 | 0 | 0 | 0 | 0 | 0 | 0 | 0 | 0 | 0 | 0 | 0 | 0 | 0 | 0 | 0 | 0 | 0 | 0 | 0 | 0 | 0 | 0 | 0 | 0
F8_Commercial_Miscellaneous_Existing_Miscellaneous_Natural Gas_Pool Heater_Baseline Forecast | F8 | Commercial | Miscellaneous | Existing | Miscellaneous | Natural Gas | Pool Heater | Baseline Forecast | Avg. Replacement Demand (W) | 0 | 0 | 0 | 0 | 0 | 0 | 0 | 0 | 0 | 0 | 0 | 0 | 0 | 0 | 0 | 0 | 0 | 0 | 0 | 0 | 0 | 0 | 0 | 0 | 0 | 0 | 0 | 0 | 0 | 0
F1_Commercial_Miscellaneous_Existing_Miscellaneous_Natural Gas_Miscellaneous_Baseline Forecast | F1 | Commercial | Miscellaneous | Existing | Miscellaneous | Natural Gas | Miscellaneous | Baseline Forecast | Units | 29106512.1061 | 28604675.6904 | 28111491.6268 | 27626810.7367 | 27150486.4136 | 26682374.5789 | 26222333.6379 | 25770224.4373 | 25325910.2228 | 24889256.5983 | 24460131.4845 | 24038405.0796 | 23623949.8196 | 23216640.34 | 22816353.4376 | 22422968.0335 | 22036365.1363 | 21656427.8064 | 21283041.1201 | 20916092.1353 | 20555469.8571 | 20201065.2043 | 0 | 0 | 0 | 0 | 0 | 0 | 0 | 0
F2_Commercial_Miscellaneous_Existing_Miscellaneous_Natural Gas_Miscellaneous_Baseline Forecast | F2 | Commercial | Miscellaneous | Existing | Miscellaneous | Natural Gas | Miscellaneous | Baseline Forecast | Usage (MMtherm) | 0.011846 | 0.011642 | 0.01089 | 0.010868 | 0.010843 | 0.010863 | 0.010705 | 0.010588 | 0.010469 | 0.010383 | 0.010219 | 0.010089 | 0.0099559 | 0.0098622 | 0.0096819 | 0.0095442 | 0.0094079 | 0.0093072 | 0.0091288 | 0.008989 | 0.008847 | 0.0087433 | 0 | 0 | 0 | 0 | 0 | 0 | 0 | 0
F3_Commercial_Miscellaneous_Existing_Miscellaneous_Natural Gas_Miscellaneous_Baseline Forecast | F3 | Commercial | Miscellaneous | Existing | Miscellaneous | Natural Gas | Miscellaneous | Baseline Forecast | Peak Demand (S) | 0 | 0 | 0 | 0 | 0 | 0 | 0 | 0 | 0 | 0 | 0 | 0 | 0 | 0 | 0 | 0 | 0 | 0 | 0 | 0 | 0 | 0 | 0 | 0 | 0 | 0 | 0 | 0 | 0 | 0
F4_Commercial_Miscellaneous_Existing_Miscellaneous_Natural Gas_Miscellaneous_Baseline Forecast | F4 | Commercial | Miscellaneous | Existing | Miscellaneous | Natural Gas | Miscellaneous | Baseline Forecast | Peak Demand (W) | 0 | 0 | 0 | 0 | 0 | 0 | 0 | 0 | 0 | 0 | 0 | 0 | 0 | 0 | 0 | 0 | 0 | 0 | 0 | 0 | 0 | 0 | 0 | 0 | 0 | 0 | 0 | 0 | 0 | 0
F5_Commercial_Miscellaneous_Existing_Miscellaneous_Natural Gas_Miscellaneous_Baseline Forecast | F5 | Commercial | Miscellaneous | Existing | Miscellaneous | Natural Gas | Miscellaneous | Baseline Forecast | Turnover | 0 | 2451829.3449 | 2868519.5538 | 3205676.5811 | 3032803.1887 | 2943681.7364 | 2914325.6742 | 2866156.462 | 2813496.0341 | 2765156.2325 | 2717905.0108 | 3271284.1772 | 3242929.7697 | 3194923.6263 | 3106064.2343 | 3047144.1325 | 3005259.6868 | 2953198.5927 | 2900051.9176 | 2850439.3222 | 2801650.6948 | 2900209.3951 | 0 | 0 | 0 | 0 | 0 | 0 | 0 | 0
F6_Commercial_Miscellaneous_Existing_Miscellaneous_Natural Gas_Miscellaneous_Baseline Forecast | F6 | Commercial | Miscellaneous | Existing | Miscellaneous | Natural Gas | Miscellaneous | Baseline Forecast | Avg. Replacement Usage | 0.00040699 | 0.00040699 | 0.0003874 | 0.00039337 | 0.00039937 | 0.00040711 | 0.00040822 | 0.00041087 | 0.00041336 | 0.00041717 | 0.00041776 | 0.0004197 | 0.00042143 | 0.00042479 | 0.00042434 | 0.00042564 | 0.00042693 | 0.00042977 | 0.00042893 | 0.00042976 | 0.00043039 | 0.00043281 | 0 | 0 | 0 | 0 | 0 | 0 | 0 | 0
F7_Commercial_Miscellaneous_Existing_Miscellaneous_Natural Gas_Miscellaneous_Baseline Forecast | F7 | Commercial | Miscellaneous | Existing | Miscellaneous | Natural Gas | Miscellaneous | Baseline Forecast | Avg. Replacement Demand (S) | 0 | 0 | 0 | 0 | 0 | 0 | 0 | 0 | 0 | 0 | 0 | 0 | 0 | 0 | 0 | 0 | 0 | 0 | 0 | 0 | 0 | 0 | 0 | 0 | 0 | 0 | 0 | 0 | 0 | 0
F8_Commercial_Miscellaneous_Existing_Miscellaneous_Natural Gas_Miscellaneous_Baseline Forecast | F8 | Commercial | Miscellaneous | Existing | Miscellaneous | Natural Gas | Miscellaneous | Baseline Forecast | Avg. Replacement Demand (W) | 0 | 0 | 0 | 0 | 0 | 0 | 0 | 0 | 0 | 0 | 0 | 0 | 0 | 0 | 0 | 0 | 0 | 0 | 0 | 0 | 0 | 0 | 0 | 0 | 0 | 0 | 0 | 0 | 0 | 0
F1_Commercial_Miscellaneous_New_Space Heating_Natural Gas_Furnace_Baseline Forecast | F1 | Commercial | Miscellaneous | New | Space Heating | Natural Gas | Furnace | Baseline Forecast | Units | 0 | 1000812.5996 | 2552553.8267 | 3237833.7085 | 3910905.8057 | 4576785.5349 | 5235478.3695 | 5889435.4425 | 6536112.164 | 7176495.897 | 7808063.5819 | 8432031.6475 | 9049718.567 | 9658438.2577 | 10259386.9811 | 10851200.247 | 11436431.3565 | 12014300.7672 | 12583502.2266 | 13147688.6302 | 13704870.7992 | 14260382.9144 | 0 | 0 | 0 | 0 | 0 | 0 | 0 | 0
F2_Commercial_Miscellaneous_New_Space Heating_Natural Gas_Furnace_Baseline Forecast | F2 | Commercial | Miscellaneous | New | Space Heating | Natural Gas | Furnace | Baseline Forecast | Usage (MMtherm) | 0 | 0.21534 | 0.52279 | 0.67338 | 0.82575 | 0.98509 | 1.1299 | 1.2793 | 1.4284 | 1.5828 | 1.7245 | 1.871 | 2.0163 | 2.1691 | 2.3016 | 2.4419 | 2.5813 | 2.7298 | 2.8535 | 2.9873 | 3.1185 | 3.2631 | 0 | 0 | 0 | 0 | 0 | 0 | 0 | 0
F3_Commercial_Miscellaneous_New_Space Heating_Natural Gas_Furnace_Baseline Forecast | F3 | Commercial | Miscellaneous | New | Space Heating | Natural Gas | Furnace | Baseline Forecast | Peak Demand (S) | 0 | 0 | 0 | 0 | 0 | 0 | 0 | 0 | 0 | 0 | 0 | 0 | 0 | 0 | 0 | 0 | 0 | 0 | 0 | 0 | 0 | 0 | 0 | 0 | 0 | 0 | 0 | 0 | 0 | 0
F4_Commercial_Miscellaneous_New_Space Heating_Natural Gas_Furnace_Baseline Forecast | F4 | Commercial | Miscellaneous | New | Space Heating | Natural Gas | Furnace | Baseline Forecast | Peak Demand (W) | 0 | 0 | 0 | 0 | 0 | 0 | 0 | 0 | 0 | 0 | 0 | 0 | 0 | 0 | 0 | 0 | 0 | 0 | 0 | 0 | 0 | 0 | 0 | 0 | 0 | 0 | 0 | 0 | 0 | 0
F5_Commercial_Miscellaneous_New_Space Heating_Natural Gas_Furnace_Baseline Forecast | F5 | Commercial | Miscellaneous | New | Space Heating | Natural Gas | Furnace | Baseline Forecast | Turnover | 0 | 1000812.5996 | 1551741.2271 | 685279.8817 | 673072.0972 | 665879.7292 | 658692.8346 | 653957.073 | 646676.7215 | 640383.7329 | 631567.6849 | 623968.0656 | 617686.9194 | 608719.6908 | 600948.7233 | 591813.2659 | 585231.1095 | 577869.4107 | 569201.4594 | 641171.9881 | 747610.4953 | 784005.9458 | 0 | 0 | 0 | 0 | 0 | 0 | 0 | 0
F6_Commercial_Miscellaneous_New_Space Heating_Natural Gas_Furnace_Baseline Forecast | F6 | Commercial | Miscellaneous | New | Space Heating | Natural Gas | Furnace | Baseline Forecast | Avg. Replacement Usage | 0.21517 | 0.21517 | 0.20481 | 0.20797 | 0.21114 | 0.21524 | 0.21582 | 0.21722 | 0.21854 | 0.22055 | 0.22087 | 0.22189 | 0.22281 | 0.22458 | 0.22435 | 0.22503 | 0.22571 | 0.22721 | 0.22677 | 0.22721 | 0.22755 | 0.22882 | 0 | 0 | 0 | 0 | 0 | 0 | 0 | 0
F7_Commercial_Miscellaneous_New_Space Heating_Natural Gas_Furnace_Baseline Forecast | F7 | Commercial | Miscellaneous | New | Space Heating | Natural Gas | Furnace | Baseline Forecast | Avg. Replacement Demand (S) | 0 | 0 | 0 | 0 | 0 | 0 | 0 | 0 | 0 | 0 | 0 | 0 | 0 | 0 | 0 | 0 | 0 | 0 | 0 | 0 | 0 | 0 | 0 | 0 | 0 | 0 | 0 | 0 | 0 | 0
F8_Commercial_Miscellaneous_New_Space Heating_Natural Gas_Furnace_Baseline Forecast | F8 | Commercial | Miscellaneous | New | Space Heating | Natural Gas | Furnace | Baseline Forecast | Avg. Replacement Demand (W) | 0 | 0 | 0 | 0 | 0 | 0 | 0 | 0 | 0 | 0 | 0 | 0 | 0 | 0 | 0 | 0 | 0 | 0 | 0 | 0 | 0 | 0 | 0 | 0 | 0 | 0 | 0 | 0 | 0 | 0
F1_Commercial_Miscellaneous_New_Space Heating_Natural Gas_Boiler_Baseline Forecast | F1 | Commercial | Miscellaneous | New | Space Heating | Natural Gas | Boiler | Baseline Forecast | Units | 0 | 245906.8442 | 627180.8094 | 795558.9985 | 960937.6472 | 1124549.0795 | 1286394.6401 | 1447076.5901 | 1605969.7055 | 1763316.5883 | 1918497.3049 | 2071810.7403 | 2223580.8531 | 2373147.6534 | 2520805.0711 | 2666217.8413 | 2810013.3285 | 2951999.9933 | 3091856.8803 | 3230481.532 | 3367385.193 | 3503878.5098 | 0 | 0 | 0 | 0 | 0 | 0 | 0 | 0
F2_Commercial_Miscellaneous_New_Space Heating_Natural Gas_Boiler_Baseline Forecast | F2 | Commercial | Miscellaneous | New | Space Heating | Natural Gas | Boiler | Baseline Forecast | Usage (MMtherm) | 0 | 0.19772 | 0.47987 | 0.618 | 0.75769 | 0.90377 | 1.0365 | 1.1734 | 1.3099 | 1.4513 | 1.581 | 1.715 | 1.848 | 1.9884 | 2.1102 | 2.2391 | 2.3672 | 2.5035 | 2.6172 | 2.74 | 2.8605 | 2.9933 | 0 | 0 | 0 | 0 | 0 | 0 | 0 | 0
F3_Commercial_Miscellaneous_New_Space Heating_Natural Gas_Boiler_Baseline Forecast | F3 | Commercial | Miscellaneous | New | Space Heating | Natural Gas | Boiler | Baseline Forecast | Peak Demand (S) | 0 | 0 | 0 | 0 | 0 | 0 | 0 | 0 | 0 | 0 | 0 | 0 | 0 | 0 | 0 | 0 | 0 | 0 | 0 | 0 | 0 | 0 | 0 | 0 | 0 | 0 | 0 | 0 | 0 | 0
F4_Commercial_Miscellaneous_New_Space Heating_Natural Gas_Boiler_Baseline Forecast | F4 | Commercial | Miscellaneous | New | Space Heating | Natural Gas | Boiler | Baseline Forecast | Peak Demand (W) | 0 | 0 | 0 | 0 | 0 | 0 | 0 | 0 | 0 | 0 | 0 | 0 | 0 | 0 | 0 | 0 | 0 | 0 | 0 | 0 | 0 | 0 | 0 | 0 | 0 | 0 | 0 | 0 | 0 | 0
F5_Commercial_Miscellaneous_New_Space Heating_Natural Gas_Boiler_Baseline Forecast | F5 | Commercial | Miscellaneous | New | Space Heating | Natural Gas | Boiler | Baseline Forecast | Turnover | 0 | 245906.8442 | 381273.9652 | 168378.1891 | 165378.6487 | 163611.4323 | 161845.5606 | 160681.95 | 158893.1154 | 157346.8829 | 155180.7165 | 153313.4355 | 151770.1127 | 149566.8003 | 147657.4177 | 145412.7702 | 143795.4871 | 141986.6649 | 139856.887 | 138624.6517 | 136903.661 | 136493.3168 | 0 | 0 | 0 | 0 | 0 | 0 | 0 | 0
F6_Commercial_Miscellaneous_New_Space Heating_Natural Gas_Boiler_Baseline Forecast | F6 | Commercial | Miscellaneous | New | Space Heating | Natural Gas | Boiler | Baseline Forecast | Avg. Replacement Usage | 0.80406 | 0.80406 | 0.76497 | 0.77637 | 0.78776 | 0.80304 | 0.80476 | 0.80997 | 0.81438 | 0.82189 | 0.82253 | 0.82633 | 0.82975 | 0.84051 | 0.83914 | 0.84171 | 0.84373 | 0.84934 | 0.84768 | 0.84934 | 0.85058 | 0.85536 | 0 | 0 | 0 | 0 | 0 | 0 | 0 | 0
F7_Commercial_Miscellaneous_New_Space Heating_Natural Gas_Boiler_Baseline Forecast | F7 | Commercial | Miscellaneous | New | Space Heating | Natural Gas | Boiler | Baseline Forecast | Avg. Replacement Demand (S) | 0 | 0 | 0 | 0 | 0 | 0 | 0 | 0 | 0 | 0 | 0 | 0 | 0 | 0 | 0 | 0 | 0 | 0 | 0 | 0 | 0 | 0 | 0 | 0 | 0 | 0 | 0 | 0 | 0 | 0
F8_Commercial_Miscellaneous_New_Space Heating_Natural Gas_Boiler_Baseline Forecast | F8 | Commercial | Miscellaneous | New | Space Heating | Natural Gas | Boiler | Baseline Forecast | Avg. Replacement Demand (W) | 0 | 0 | 0 | 0 | 0 | 0 | 0 | 0 | 0 | 0 | 0 | 0 | 0 | 0 | 0 | 0 | 0 | 0 | 0 | 0 | 0 | 0 | 0 | 0 | 0 | 0 | 0 | 0 | 0 | 0
F1_Commercial_Miscellaneous_New_Space Heating_Natural Gas_Unit Heater_Baseline Forecast | F1 | Commercial | Miscellaneous | New | Space Heating | Natural Gas | Unit Heater | Baseline Forecast | Units | 0 | 210220.7582 | 536164.1141 | 680107.2023 | 821486.0445 | 961354.1293 | 1099712.6063 | 1237076.3363 | 1372910.828 | 1507423.4769 | 1640084.3144 | 1771148.8512 | 1900894.0329 | 2028755.6475 | 2154984.9699 | 2279295.3888 | 2402223.2252 | 2523604.7363 | 2643165.5436 | 2761672.9381 | 2878709.0925 | 2995394.4521 | 0 | 0 | 0 | 0 | 0 | 0 | 0 | 0
F2_Commercial_Miscellaneous_New_Space Heating_Natural Gas_Unit Heater_Baseline Forecast | F2 | Commercial | Miscellaneous | New | Space Heating | Natural Gas | Unit Heater | Baseline Forecast | Usage (MMtherm) | 0 | 0.1222 | 0.29666 | 0.38211 | 0.46857 | 0.55898 | 0.64118 | 0.72594 | 0.81053 | 0.89815 | 0.97858 | 1.0617 | 1.1442 | 1.2309 | 1.3061 | 1.3856 | 1.4648 | 1.549 | 1.6192 | 1.6951 | 1.7696 | 1.8516 | 0 | 0 | 0 | 0 | 0 | 0 | 0 | 0
F3_Commercial_Miscellaneous_New_Space Heating_Natural Gas_Unit Heater_Baseline Forecast | F3 | Commercial | Miscellaneous | New | Space Heating | Natural Gas | Unit Heater | Baseline Forecast | Peak Demand (S) | 0 | 0 | 0 | 0 | 0 | 0 | 0 | 0 | 0 | 0 | 0 | 0 | 0 | 0 | 0 | 0 | 0 | 0 | 0 | 0 | 0 | 0 | 0 | 0 | 0 | 0 | 0 | 0 | 0 | 0
F4_Commercial_Miscellaneous_New_Space Heating_Natural Gas_Unit Heater_Baseline Forecast | F4 | Commercial | Miscellaneous | New | Space Heating | Natural Gas | Unit Heater | Baseline Forecast | Peak Demand (W) | 0 | 0 | 0 | 0 | 0 | 0 | 0 | 0 | 0 | 0 | 0 | 0 | 0 | 0 | 0 | 0 | 0 | 0 | 0 | 0 | 0 | 0 | 0 | 0 | 0 | 0 | 0 | 0 | 0 | 0
F5_Commercial_Miscellaneous_New_Space Heating_Natural Gas_Unit Heater_Baseline Forecast | F5 | Commercial | Miscellaneous | New | Space Heating | Natural Gas | Unit Heater | Baseline Forecast | Turnover | 0 | 210220.7582 | 325943.3559 | 143943.0882 | 141378.8422 | 139868.0848 | 138358.4771 | 137363.73 | 135834.4917 | 134512.649 | 132660.8374 | 131064.5369 | 171789.3333 | 226685.6071 | 234077.134 | 238864.4366 | 242544.6676 | 299854.7819 | 320148.1546 | 258433.8924 | 255207.681 | 253358.7122 | 0 | 0 | 0 | 0 | 0 | 0 | 0 | 0
F6_Commercial_Miscellaneous_New_Space Heating_Natural Gas_Unit Heater_Baseline Forecast | F6 | Commercial | Miscellaneous | New | Space Heating | Natural Gas | Unit Heater | Baseline Forecast | Avg. Replacement Usage | 0.58127 | 0.58127 | 0.55329 | 0.56183 | 0.57039 | 0.58145 | 0.58304 | 0.58682 | 0.59037 | 0.59581 | 0.59667 | 0.59943 | 0.6019 | 0.6067 | 0.60606 | 0.60792 | 0.60975 | 0.61381 | 0.61261 | 0.61381 | 0.61471 | 0.61816 | 0 | 0 | 0 | 0 | 0 | 0 | 0 | 0
F7_Commercial_Miscellaneous_New_Space Heating_Natural Gas_Unit Heater_Baseline Forecast | F7 | Commercial | Miscellaneous | New | Space Heating | Natural Gas | Unit Heater | Baseline Forecast | Avg. Replacement Demand (S) | 0 | 0 | 0 | 0 | 0 | 0 | 0 | 0 | 0 | 0 | 0 | 0 | 0 | 0 | 0 | 0 | 0 | 0 | 0 | 0 | 0 | 0 | 0 | 0 | 0 | 0 | 0 | 0 | 0 | 0
F8_Commercial_Miscellaneous_New_Space Heating_Natural Gas_Unit Heater_Baseline Forecast | F8 | Commercial | Miscellaneous | New | Space Heating | Natural Gas | Unit Heater | Baseline Forecast | Avg. Replacement Demand (W) | 0 | 0 | 0 | 0 | 0 | 0 | 0 | 0 | 0 | 0 | 0 | 0 | 0 | 0 | 0 | 0 | 0 | 0 | 0 | 0 | 0 | 0 | 0 | 0 | 0 | 0 | 0 | 0 | 0 | 0
F1_Commercial_Miscellaneous_New_Water Heating_Natural Gas_Water Heater_Baseline Forecast | F1 | Commercial | Miscellaneous | New | Water Heating | Natural Gas | Water Heater | Baseline Forecast | Units | 0 | 481169.5948 | 1227214.057 | 1556682.1743 | 1880281.0463 | 2200421.9794 | 2517107.6052 | 2831516.3766 | 3142424.9085 | 3450307.9043 | 3753952.33 | 4053943.019 | 4350913.8653 | 4643573.4573 | 4932496.9319 | 5217028.2712 | 5498395.0485 | 5776222.4763 | 6049882.5358 | 6321131.4623 | 6589012.9005 | 6856091.4119 | 0 | 0 | 0 | 0 | 0 | 0 | 0 | 0
F2_Commercial_Miscellaneous_New_Water Heating_Natural Gas_Water Heater_Baseline Forecast | F2 | Commercial | Miscellaneous | New | Water Heating | Natural Gas | Water Heater | Baseline Forecast | Usage (MMtherm) | 0 | 0.06226 | 0.15115 | 0.19469 | 0.23874 | 0.28481 | 0.32669 | 0.36987 | 0.41297 | 0.45761 | 0.4986 | 0.54093 | 0.58296 | 0.62713 | 0.66545 | 0.70599 | 0.74631 | 0.78924 | 0.82501 | 0.86368 | 0.90161 | 0.94343 | 0 | 0 | 0 | 0 | 0 | 0 | 0 | 0
F3_Commercial_Miscellaneous_New_Water Heating_Natural Gas_Water Heater_Baseline Forecast | F3 | Commercial | Miscellaneous | New | Water Heating | Natural Gas | Water Heater | Baseline Forecast | Peak Demand (S) | 0 | 0 | 0 | 0 | 0 | 0 | 0 | 0 | 0 | 0 | 0 | 0 | 0 | 0 | 0 | 0 | 0 | 0 | 0 | 0 | 0 | 0 | 0 | 0 | 0 | 0 | 0 | 0 | 0 | 0
F4_Commercial_Miscellaneous_New_Water Heating_Natural Gas_Water Heater_Baseline Forecast | F4 | Commercial | Miscellaneous | New | Water Heating | Natural Gas | Water Heater | Baseline Forecast | Peak Demand (W) | 0 | 0 | 0 | 0 | 0 | 0 | 0 | 0 | 0 | 0 | 0 | 0 | 0 | 0 | 0 | 0 | 0 | 0 | 0 | 0 | 0 | 0 | 0 | 0 | 0 | 0 | 0 | 0 | 0 | 0
F5_Commercial_Miscellaneous_New_Water Heating_Natural Gas_Water Heater_Baseline Forecast | F5 | Commercial | Miscellaneous | New | Water Heating | Natural Gas | Water Heater | Baseline Forecast | Turnover | 0 | 481169.5948 | 746044.4621 | 329468.1174 | 323598.872 | 320140.9331 | 316685.6257 | 314408.7714 | 310908.5319 | 307882.9957 | 399878.3447 | 526186.7166 | 543821.2919 | 554859.7228 | 562711.7659 | 693034.8198 | 740486.6732 | 598102.0615 | 589917.7782 | 603324.2924 | 637873.2862 | 671239.3846 | 0 | 0 | 0 | 0 | 0 | 0 | 0 | 0
F6_Commercial_Miscellaneous_New_Water Heating_Natural Gas_Water Heater_Baseline Forecast | F6 | Commercial | Miscellaneous | New | Water Heating | Natural Gas | Water Heater | Baseline Forecast | Avg. Replacement Usage | 0.12939 | 0.12939 | 0.12316 | 0.12507 | 0.12697 | 0.12943 | 0.12979 | 0.13063 | 0.13142 | 0.13263 | 0.13282 | 0.13343 | 0.13398 | 0.13505 | 0.13491 | 0.13532 | 0.13573 | 0.13664 | 0.13637 | 0.13663 | 0.13683 | 0.1376 | 0 | 0 | 0 | 0 | 0 | 0 | 0 | 0
F7_Commercial_Miscellaneous_New_Water Heating_Natural Gas_Water Heater_Baseline Forecast | F7 | Commercial | Miscellaneous | New | Water Heating | Natural Gas | Water Heater | Baseline Forecast | Avg. Replacement Demand (S) | 0 | 0 | 0 | 0 | 0 | 0 | 0 | 0 | 0 | 0 | 0 | 0 | 0 | 0 | 0 | 0 | 0 | 0 | 0 | 0 | 0 | 0 | 0 | 0 | 0 | 0 | 0 | 0 | 0 | 0
F8_Commercial_Miscellaneous_New_Water Heating_Natural Gas_Water Heater_Baseline Forecast | F8 | Commercial | Miscellaneous | New | Water Heating | Natural Gas | Water Heater | Baseline Forecast | Avg. Replacement Demand (W) | 0 | 0 | 0 | 0 | 0 | 0 | 0 | 0 | 0 | 0 | 0 | 0 | 0 | 0 | 0 | 0 | 0 | 0 | 0 | 0 | 0 | 0 | 0 | 0 | 0 | 0 | 0 | 0 | 0 | 0
F1_Commercial_Miscellaneous_New_Food Preparation_Natural Gas_Oven_Baseline Forecast | F1 | Commercial | Miscellaneous | New | Food Preparation | Natural Gas | Oven | Baseline Forecast | Units | 0 | 39917.3446 | 101808.4411 | 129140.784 | 155986.2202 | 182544.7893 | 208816.7096 | 234899.7443 | 260692.4027 | 286234.0657 | 311424.1012 | 336311.0263 | 360947.4284 | 385226.1731 | 409194.9733 | 432799.4064 | 456141.3107 | 479189.594 | 501892.1567 | 524394.6942 | 546617.8683 | 568774.4324 | 0 | 0 | 0 | 0 | 0 | 0 | 0 | 0
F2_Commercial_Miscellaneous_New_Food Preparation_Natural Gas_Oven_Baseline Forecast | F2 | Commercial | Miscellaneous | New | Food Preparation | Natural Gas | Oven | Baseline Forecast | Usage (MMtherm) | 0 | 0.00026772 | 0.00064995 | 0.00083717 | 0.0010266 | 0.0012247 | 0.0014048 | 0.0015905 | 0.0017758 | 0.0019678 | 0.002144 | 0.002326 | 0.0025068 | 0.0026967 | 0.0028615 | 0.0030358 | 0.0032092 | 0.0033938 | 0.0035476 | 0.0037139 | 0.003877 | 0.0040568 | 0 | 0 | 0 | 0 | 0 | 0 | 0 | 0
F3_Commercial_Miscellaneous_New_Food Preparation_Natural Gas_Oven_Baseline Forecast | F3 | Commercial | Miscellaneous | New | Food Preparation | Natural Gas | Oven | Baseline Forecast | Peak Demand (S) | 0 | 0 | 0 | 0 | 0 | 0 | 0 | 0 | 0 | 0 | 0 | 0 | 0 | 0 | 0 | 0 | 0 | 0 | 0 | 0 | 0 | 0 | 0 | 0 | 0 | 0 | 0 | 0 | 0 | 0
F4_Commercial_Miscellaneous_New_Food Preparation_Natural Gas_Oven_Baseline Forecast | F4 | Commercial | Miscellaneous | New | Food Preparation | Natural Gas | Oven | Baseline Forecast | Peak Demand (W) | 0 | 0 | 0 | 0 | 0 | 0 | 0 | 0 | 0 | 0 | 0 | 0 | 0 | 0 | 0 | 0 | 0 | 0 | 0 | 0 | 0 | 0 | 0 | 0 | 0 | 0 | 0 | 0 | 0 | 0
F5_Commercial_Miscellaneous_New_Food Preparation_Natural Gas_Oven_Baseline Forecast | F5 | Commercial | Miscellaneous | New | Food Preparation | Natural Gas | Oven | Baseline Forecast | Turnover | 0 | 39917.3446 | 61891.0965 | 27332.3429 | 26845.4362 | 26558.5691 | 26271.9203 | 26083.0347 | 25792.6584 | 25541.663 | 25190.0355 | 24886.9252 | 32619.871 | 43043.7392 | 44447.2643 | 45356.2916 | 46055.1049 | 56937.3203 | 60790.6864 | 49072.1983 | 48459.5956 | 48108.5079 | 0 | 0 | 0 | 0 | 0 | 0 | 0 | 0
F6_Commercial_Miscellaneous_New_Food Preparation_Natural Gas_Oven_Baseline Forecast | F6 | Commercial | Miscellaneous | New | Food Preparation | Natural Gas | Oven | Baseline Forecast | Avg. Replacement Usage | 0.0067069 | 0.0067069 | 0.006384 | 0.0064826 | 0.0065813 | 0.0067089 | 0.0067273 | 0.0067708 | 0.0068119 | 0.0068747 | 0.0068845 | 0.0069163 | 0.0069449 | 0.0070003 | 0.0069929 | 0.0070144 | 0.0070355 | 0.0070823 | 0.0070684 | 0.0070822 | 0.0070927 | 0.0071325 | 0 | 0 | 0 | 0 | 0 | 0 | 0 | 0
F7_Commercial_Miscellaneous_New_Food Preparation_Natural Gas_Oven_Baseline Forecast | F7 | Commercial | Miscellaneous | New | Food Preparation | Natural Gas | Oven | Baseline Forecast | Avg. Replacement Demand (S) | 0 | 0 | 0 | 0 | 0 | 0 | 0 | 0 | 0 | 0 | 0 | 0 | 0 | 0 | 0 | 0 | 0 | 0 | 0 | 0 | 0 | 0 | 0 | 0 | 0 | 0 | 0 | 0 | 0 | 0
F8_Commercial_Miscellaneous_New_Food Preparation_Natural Gas_Oven_Baseline Forecast | F8 | Commercial | Miscellaneous | New | Food Preparation | Natural Gas | Oven | Baseline Forecast | Avg. Replacement Demand (W) | 0 | 0 | 0 | 0 | 0 | 0 | 0 | 0 | 0 | 0 | 0 | 0 | 0 | 0 | 0 | 0 | 0 | 0 | 0 | 0 | 0 | 0 | 0 | 0 | 0 | 0 | 0 | 0 | 0 | 0
F1_Commercial_Miscellaneous_New_Food Preparation_Natural Gas_Conveyor Oven_Baseline Forecast | F1 | Commercial | Miscellaneous | New | Food Preparation | Natural Gas | Conveyor Oven | Baseline Forecast | Units | 0 | 19958.6723 | 50904.2205 | 64570.392 | 77993.1101 | 91272.3947 | 104408.3548 | 117449.8722 | 130346.2014 | 143117.0329 | 155712.0506 | 168155.5132 | 180473.7142 | 192613.0866 | 204597.4867 | 216399.7032 | 228070.6553 | 239594.797 | 250946.0783 | 262197.3471 | 273308.9341 | 284387.2162 | 0 | 0 | 0 | 0 | 0 | 0 | 0 | 0
F2_Commercial_Miscellaneous_New_Food Preparation_Natural Gas_Conveyor Oven_Baseline Forecast | F2 | Commercial | Miscellaneous | New | Food Preparation | Natural Gas | Conveyor Oven | Baseline Forecast | Usage (MMtherm) | 0 | 0.00022904 | 0.00055605 | 0.00071622 | 0.00087829 | 0.0010478 | 0.0012018 | 0.0013607 | 0.0015193 | 0.0016835 | 0.0018343 | 0.00199 | 0.0021446 | 0.0023071 | 0.0024481 | 0.0025972 | 0.0027456 | 0.0029035 | 0.0030351 | 0.0031774 | 0.0033169 | 0.0034707 | 0 | 0 | 0 | 0 | 0 | 0 | 0 | 0
F3_Commercial_Miscellaneous_New_Food Preparation_Natural Gas_Conveyor Oven_Baseline Forecast | F3 | Commercial | Miscellaneous | New | Food Preparation | Natural Gas | Conveyor Oven | Baseline Forecast | Peak Demand (S) | 0 | 0 | 0 | 0 | 0 | 0 | 0 | 0 | 0 | 0 | 0 | 0 | 0 | 0 | 0 | 0 | 0 | 0 | 0 | 0 | 0 | 0 | 0 | 0 | 0 | 0 | 0 | 0 | 0 | 0
F4_Commercial_Miscellaneous_New_Food Preparation_Natural Gas_Conveyor Oven_Baseline Forecast | F4 | Commercial | Miscellaneous | New | Food Preparation | Natural Gas | Conveyor Oven | Baseline Forecast | Peak Demand (W) | 0 | 0 | 0 | 0 | 0 | 0 | 0 | 0 | 0 | 0 | 0 | 0 | 0 | 0 | 0 | 0 | 0 | 0 | 0 | 0 | 0 | 0 | 0 | 0 | 0 | 0 | 0 | 0 | 0 | 0
F5_Commercial_Miscellaneous_New_Food Preparation_Natural Gas_Conveyor Oven_Baseline Forecast | F5 | Commercial | Miscellaneous | New | Food Preparation | Natural Gas | Conveyor Oven | Baseline Forecast | Turnover | 0 | 19958.6723 | 30945.5483 | 13666.1715 | 13422.7181 | 13279.2845 | 13135.9601 | 13041.5174 | 12896.3292 | 12770.8315 | 12595.0177 | 12443.4626 | 12318.201 | 12139.3724 | 11984.4001 | 11802.2165 | 11670.9521 | 15515.8761 | 20733.7786 | 21490.5008 | 21987.5163 | 22434.8824 | 0 | 0 | 0 | 0 | 0 | 0 | 0 | 0
F6_Commercial_Miscellaneous_New_Food Preparation_Natural Gas_Conveyor Oven_Baseline Forecast | F6 | Commercial | Miscellaneous | New | Food Preparation | Natural Gas | Conveyor Oven | Baseline Forecast | Avg. Replacement Usage | 0.011476 | 0.011476 | 0.010924 | 0.011092 | 0.011261 | 0.011479 | 0.011511 | 0.011585 | 0.011656 | 0.011763 | 0.01178 | 0.011834 | 0.011883 | 0.011978 | 0.011965 | 0.012002 | 0.012038 | 0.012118 | 0.012095 | 0.012118 | 0.012136 | 0.012204 | 0 | 0 | 0 | 0 | 0 | 0 | 0 | 0
F7_Commercial_Miscellaneous_New_Food Preparation_Natural Gas_Conveyor Oven_Baseline Forecast | F7 | Commercial | Miscellaneous | New | Food Preparation | Natural Gas | Conveyor Oven | Baseline Forecast | Avg. Replacement Demand (S) | 0 | 0 | 0 | 0 | 0 | 0 | 0 | 0 | 0 | 0 | 0 | 0 | 0 | 0 | 0 | 0 | 0 | 0 | 0 | 0 | 0 | 0 | 0 | 0 | 0 | 0 | 0 | 0 | 0 | 0
F8_Commercial_Miscellaneous_New_Food Preparation_Natural Gas_Conveyor Oven_Baseline Forecast | F8 | Commercial | Miscellaneous | New | Food Preparation | Natural Gas | Conveyor Oven | Baseline Forecast | Avg. Replacement Demand (W) | 0 | 0 | 0 | 0 | 0 | 0 | 0 | 0 | 0 | 0 | 0 | 0 | 0 | 0 | 0 | 0 | 0 | 0 | 0 | 0 | 0 | 0 | 0 | 0 | 0 | 0 | 0 | 0 | 0 | 0
F1_Commercial_Miscellaneous_New_Food Preparation_Natural Gas_Double Rack Oven_Baseline Forecast | F1 | Commercial | Miscellaneous | New | Food Preparation | Natural Gas | Double Rack Oven | Baseline Forecast | Units | 0 | 19958.6723 | 50904.2205 | 64570.392 | 77993.1101 | 91272.3947 | 104408.3548 | 117449.8722 | 130346.2014 | 143117.0329 | 155712.0506 | 168155.5132 | 180473.7142 | 192613.0866 | 204597.4867 | 216399.7032 | 228070.6553 | 239594.797 | 250946.0783 | 262197.3471 | 273308.9341 | 284387.2162 | 0 | 0 | 0 | 0 | 0 | 0 | 0 | 0
F2_Commercial_Miscellaneous_New_Food Preparation_Natural Gas_Double Rack Oven_Baseline Forecast | F2 | Commercial | Miscellaneous | New | Food Preparation | Natural Gas | Double Rack Oven | Baseline Forecast | Usage (MMtherm) | 0 | 0.00034796 | 0.00084475 | 0.0010881 | 0.0013343 | 0.0015917 | 0.0018258 | 0.0020672 | 0.002308 | 0.0025575 | 0.0027866 | 0.0030232 | 0.0032581 | 0.0035049 | 0.0037191 | 0.0039457 | 0.004171 | 0.0044109 | 0.0046109 | 0.004827 | 0.0050389 | 0.0052727 | 0 | 0 | 0 | 0 | 0 | 0 | 0 | 0
F3_Commercial_Miscellaneous_New_Food Preparation_Natural Gas_Double Rack Oven_Baseline Forecast | F3 | Commercial | Miscellaneous | New | Food Preparation | Natural Gas | Double Rack Oven | Baseline Forecast | Peak Demand (S) | 0 | 0 | 0 | 0 | 0 | 0 | 0 | 0 | 0 | 0 | 0 | 0 | 0 | 0 | 0 | 0 | 0 | 0 | 0 | 0 | 0 | 0 | 0 | 0 | 0 | 0 | 0 | 0 | 0 | 0
F4_Commercial_Miscellaneous_New_Food Preparation_Natural Gas_Double Rack Oven_Baseline Forecast | F4 | Commercial | Miscellaneous | New | Food Preparation | Natural Gas | Double Rack Oven | Baseline Forecast | Peak Demand (W) | 0 | 0 | 0 | 0 | 0 | 0 | 0 | 0 | 0 | 0 | 0 | 0 | 0 | 0 | 0 | 0 | 0 | 0 | 0 | 0 | 0 | 0 | 0 | 0 | 0 | 0 | 0 | 0 | 0 | 0
F5_Commercial_Miscellaneous_New_Food Preparation_Natural Gas_Double Rack Oven_Baseline Forecast | F5 | Commercial | Miscellaneous | New | Food Preparation | Natural Gas | Double Rack Oven | Baseline Forecast | Turnover | 0 | 19958.6723 | 30945.5483 | 13666.1715 | 13422.7181 | 13279.2845 | 13135.9601 | 13041.5174 | 12896.3292 | 12770.8315 | 12595.0177 | 12443.4626 | 16309.9355 | 21521.8696 | 22223.6322 | 22678.1458 | 23027.5524 | 28468.6601 | 30395.3432 | 24536.0991 | 24229.7978 | 24054.254 | 0 | 0 | 0 | 0 | 0 | 0 | 0 | 0
F6_Commercial_Miscellaneous_New_Food Preparation_Natural Gas_Double Rack Oven_Baseline Forecast | F6 | Commercial | Miscellaneous | New | Food Preparation | Natural Gas | Double Rack Oven | Baseline Forecast | Avg. Replacement Usage | 0.017434 | 0.017434 | 0.016595 | 0.016851 | 0.017108 | 0.017439 | 0.017487 | 0.0176 | 0.017707 | 0.01787 | 0.017896 | 0.017978 | 0.018053 | 0.018197 | 0.018178 | 0.018233 | 0.018288 | 0.01841 | 0.018374 | 0.01841 | 0.018437 | 0.01854 | 0 | 0 | 0 | 0 | 0 | 0 | 0 | 0
F7_Commercial_Miscellaneous_New_Food Preparation_Natural Gas_Double Rack Oven_Baseline Forecast | F7 | Commercial | Miscellaneous | New | Food Preparation | Natural Gas | Double Rack Oven | Baseline Forecast | Avg. Replacement Demand (S) | 0 | 0 | 0 | 0 | 0 | 0 | 0 | 0 | 0 | 0 | 0 | 0 | 0 | 0 | 0 | 0 | 0 | 0 | 0 | 0 | 0 | 0 | 0 | 0 | 0 | 0 | 0 | 0 | 0 | 0
F8_Commercial_Miscellaneous_New_Food Preparation_Natural Gas_Double Rack Oven_Baseline Forecast | F8 | Commercial | Miscellaneous | New | Food Preparation | Natural Gas | Double Rack Oven | Baseline Forecast | Avg. Replacement Demand (W) | 0 | 0 | 0 | 0 | 0 | 0 | 0 | 0 | 0 | 0 | 0 | 0 | 0 | 0 | 0 | 0 | 0 | 0 | 0 | 0 | 0 | 0 | 0 | 0 | 0 | 0 | 0 | 0 | 0 | 0
F1_Commercial_Miscellaneous_New_Food Preparation_Natural Gas_Fryer_Baseline Forecast | F1 | Commercial | Miscellaneous | New | Food Preparation | Natural Gas | Fryer | Baseline Forecast | Units | 0 | 64863.7062 | 165433.6701 | 209847.3725 | 253469.8756 | 296626.2339 | 339316.802 | 381700.4406 | 423612.2319 | 465116.1682 | 506048.7271 | 546488.7469 | 586521.679 | 625973.4357 | 664921.5479 | 703277.5816 | 741207.0189 | 778659.3368 | 815549.8758 | 852115.3838 | 888226.9401 | 924230.2584 | 0 | 0 | 0 | 0 | 0 | 0 | 0 | 0
F2_Commercial_Miscellaneous_New_Food Preparation_Natural Gas_Fryer_Baseline Forecast | F2 | Commercial | Miscellaneous | New | Food Preparation | Natural Gas | Fryer | Baseline Forecast | Usage (MMtherm) | 0 | 0.0007037 | 0.0017084 | 0.0022005 | 0.0026984 | 0.0032191 | 0.0036924 | 0.0041805 | 0.0046677 | 0.0051723 | 0.0056355 | 0.006114 | 0.006589 | 0.0070883 | 0.0075214 | 0.0079796 | 0.0084353 | 0.0089205 | 0.0093249 | 0.009762 | 0.010191 | 0.010663 | 0 | 0 | 0 | 0 | 0 | 0 | 0 | 0
F3_Commercial_Miscellaneous_New_Food Preparation_Natural Gas_Fryer_Baseline Forecast | F3 | Commercial | Miscellaneous | New | Food Preparation | Natural Gas | Fryer | Baseline Forecast | Peak Demand (S) | 0 | 0 | 0 | 0 | 0 | 0 | 0 | 0 | 0 | 0 | 0 | 0 | 0 | 0 | 0 | 0 | 0 | 0 | 0 | 0 | 0 | 0 | 0 | 0 | 0 | 0 | 0 | 0 | 0 | 0
F4_Commercial_Miscellaneous_New_Food Preparation_Natural Gas_Fryer_Baseline Forecast | F4 | Commercial | Miscellaneous | New | Food Preparation | Natural Gas | Fryer | Baseline Forecast | Peak Demand (W) | 0 | 0 | 0 | 0 | 0 | 0 | 0 | 0 | 0 | 0 | 0 | 0 | 0 | 0 | 0 | 0 | 0 | 0 | 0 | 0 | 0 | 0 | 0 | 0 | 0 | 0 | 0 | 0 | 0 | 0
F5_Commercial_Miscellaneous_New_Food Preparation_Natural Gas_Fryer_Baseline Forecast | F5 | Commercial | Miscellaneous | New | Food Preparation | Natural Gas | Fryer | Baseline Forecast | Turnover | 0 | 64863.7062 | 100569.9639 | 44413.7024 | 43622.5031 | 43156.3583 | 58906.4947 | 79688.0744 | 80993.5439 | 81720.8764 | 97276.8152 | 105898.0979 | 95722.3652 | 101279.4622 | 105638.4921 | 116430.6036 | 127891.4555 | 129164.2169 | 131166.9282 | 137373.9201 | 142871.3871 | 145631.3063 | 0 | 0 | 0 | 0 | 0 | 0 | 0 | 0
F6_Commercial_Miscellaneous_New_Food Preparation_Natural Gas_Fryer_Baseline Forecast | F6 | Commercial | Miscellaneous | New | Food Preparation | Natural Gas | Fryer | Baseline Forecast | Avg. Replacement Usage | 0.010849 | 0.010849 | 0.010327 | 0.010486 | 0.010646 | 0.010852 | 0.010882 | 0.010952 | 0.011019 | 0.01112 | 0.011136 | 0.011188 | 0.011234 | 0.011324 | 0.011312 | 0.011346 | 0.011381 | 0.011456 | 0.011434 | 0.011456 | 0.011473 | 0.011537 | 0 | 0 | 0 | 0 | 0 | 0 | 0 | 0
F7_Commercial_Miscellaneous_New_Food Preparation_Natural Gas_Fryer_Baseline Forecast | F7 | Commercial | Miscellaneous | New | Food Preparation | Natural Gas | Fryer | Baseline Forecast | Avg. Replacement Demand (S) | 0 | 0 | 0 | 0 | 0 | 0 | 0 | 0 | 0 | 0 | 0 | 0 | 0 | 0 | 0 | 0 | 0 | 0 | 0 | 0 | 0 | 0 | 0 | 0 | 0 | 0 | 0 | 0 | 0 | 0
F8_Commercial_Miscellaneous_New_Food Preparation_Natural Gas_Fryer_Baseline Forecast | F8 | Commercial | Miscellaneous | New | Food Preparation | Natural Gas | Fryer | Baseline Forecast | Avg. Replacement Demand (W) | 0 | 0 | 0 | 0 | 0 | 0 | 0 | 0 | 0 | 0 | 0 | 0 | 0 | 0 | 0 | 0 | 0 | 0 | 0 | 0 | 0 | 0 | 0 | 0 | 0 | 0 | 0 | 0 | 0 | 0
F1_Commercial_Miscellaneous_New_Food Preparation_Natural Gas_Broiler_Baseline Forecast | F1 | Commercial | Miscellaneous | New | Food Preparation | Natural Gas | Broiler | Baseline Forecast | Units | 0 | 45804.9674 | 116824.7131 | 148188.4495 | 178993.4628 | 209469.2975 | 239616.2039 | 269546.3651 | 299143.3207 | 328452.2603 | 357357.7089 | 385915.3399 | 414185.4968 | 442045.2436 | 469549.3304 | 496635.3077 | 523420.0343 | 549867.8324 | 575918.9175 | 601740.4748 | 627241.4638 | 652666.0181 | 0 | 0 | 0 | 0 | 0 | 0 | 0 | 0
F2_Commercial_Miscellaneous_New_Food Preparation_Natural Gas_Broiler_Baseline Forecast | F2 | Commercial | Miscellaneous | New | Food Preparation | Natural Gas | Broiler | Baseline Forecast | Usage (MMtherm) | 0 | 0.00051044 | 0.0012392 | 0.0015962 | 0.0019573 | 0.002335 | 0.0026784 | 0.0030324 | 0.0033858 | 0.0037518 | 0.0040878 | 0.0044349 | 0.0047794 | 0.0051416 | 0.0054557 | 0.0057882 | 0.0061187 | 0.0064706 | 0.0067639 | 0.007081 | 0.0073919 | 0.0077348 | 0 | 0 | 0 | 0 | 0 | 0 | 0 | 0
F3_Commercial_Miscellaneous_New_Food Preparation_Natural Gas_Broiler_Baseline Forecast | F3 | Commercial | Miscellaneous | New | Food Preparation | Natural Gas | Broiler | Baseline Forecast | Peak Demand (S) | 0 | 0 | 0 | 0 | 0 | 0 | 0 | 0 | 0 | 0 | 0 | 0 | 0 | 0 | 0 | 0 | 0 | 0 | 0 | 0 | 0 | 0 | 0 | 0 | 0 | 0 | 0 | 0 | 0 | 0
F4_Commercial_Miscellaneous_New_Food Preparation_Natural Gas_Broiler_Baseline Forecast | F4 | Commercial | Miscellaneous | New | Food Preparation | Natural Gas | Broiler | Baseline Forecast | Peak Demand (W) | 0 | 0 | 0 | 0 | 0 | 0 | 0 | 0 | 0 | 0 | 0 | 0 | 0 | 0 | 0 | 0 | 0 | 0 | 0 | 0 | 0 | 0 | 0 | 0 | 0 | 0 | 0 | 0 | 0 | 0
F5_Commercial_Miscellaneous_New_Food Preparation_Natural Gas_Broiler_Baseline Forecast | F5 | Commercial | Miscellaneous | New | Food Preparation | Natural Gas | Broiler | Baseline Forecast | Turnover | 0 | 45804.9674 | 71019.7457 | 31363.7365 | 30805.0133 | 30475.8346 | 30146.9064 | 29930.1612 | 29596.9557 | 29308.9396 | 28905.4487 | 28557.631 | 37431.1504 | 49392.4907 | 51003.0293 | 52046.1339 | 52848.0188 | 65335.3105 | 69757.0302 | 56310.1195 | 55607.1608 | 55204.2893 | 0 | 0 | 0 | 0 | 0 | 0 | 0 | 0
F6_Commercial_Miscellaneous_New_Food Preparation_Natural Gas_Broiler_Baseline Forecast | F6 | Commercial | Miscellaneous | New | Food Preparation | Natural Gas | Broiler | Baseline Forecast | Avg. Replacement Usage | 0.011144 | 0.011144 | 0.010607 | 0.010771 | 0.010935 | 0.011147 | 0.011178 | 0.01125 | 0.011318 | 0.011423 | 0.011439 | 0.011492 | 0.011539 | 0.011631 | 0.011619 | 0.011655 | 0.01169 | 0.011768 | 0.011745 | 0.011768 | 0.011785 | 0.011851 | 0 | 0 | 0 | 0 | 0 | 0 | 0 | 0
F7_Commercial_Miscellaneous_New_Food Preparation_Natural Gas_Broiler_Baseline Forecast | F7 | Commercial | Miscellaneous | New | Food Preparation | Natural Gas | Broiler | Baseline Forecast | Avg. Replacement Demand (S) | 0 | 0 | 0 | 0 | 0 | 0 | 0 | 0 | 0 | 0 | 0 | 0 | 0 | 0 | 0 | 0 | 0 | 0 | 0 | 0 | 0 | 0 | 0 | 0 | 0 | 0 | 0 | 0 | 0 | 0
F8_Commercial_Miscellaneous_New_Food Preparation_Natural Gas_Broiler_Baseline Forecast | F8 | Commercial | Miscellaneous | New | Food Preparation | Natural Gas | Broiler | Baseline Forecast | Avg. Replacement Demand (W) | 0 | 0 | 0 | 0 | 0 | 0 | 0 | 0 | 0 | 0 | 0 | 0 | 0 | 0 | 0 | 0 | 0 | 0 | 0 | 0 | 0 | 0 | 0 | 0 | 0 | 0 | 0 | 0 | 0 | 0
F1_Commercial_Miscellaneous_New_Food Preparation_Natural Gas_Griddle_Baseline Forecast | F1 | Commercial | Miscellaneous | New | Food Preparation | Natural Gas | Griddle | Baseline Forecast | Units | 0 | 57354.8133 | 146282.3791 | 185554.5662 | 224127.1466 | 262287.545 | 300036.0751 | 337513.207 | 374573.1148 | 411272.3824 | 447466.4178 | 483224.9323 | 518623.4854 | 553508.1423 | 587947.4588 | 621863.2382 | 655401.8058 | 688518.4873 | 721138.4238 | 753470.9562 | 785402.0882 | 817237.5124 | 0 | 0 | 0 | 0 | 0 | 0 | 0 | 0
F2_Commercial_Miscellaneous_New_Food Preparation_Natural Gas_Griddle_Baseline Forecast | F2 | Commercial | Miscellaneous | New | Food Preparation | Natural Gas | Griddle | Baseline Forecast | Usage (MMtherm) | 0 | 0.00045429 | 0.0011029 | 0.0014206 | 0.001742 | 0.0020781 | 0.0023837 | 0.0026988 | 0.0030133 | 0.0033391 | 0.0036381 | 0.003947 | 0.0042537 | 0.004576 | 0.0048556 | 0.0051514 | 0.0054456 | 0.0057588 | 0.0060199 | 0.006302 | 0.0065788 | 0.0068839 | 0 | 0 | 0 | 0 | 0 | 0 | 0 | 0
F3_Commercial_Miscellaneous_New_Food Preparation_Natural Gas_Griddle_Baseline Forecast | F3 | Commercial | Miscellaneous | New | Food Preparation | Natural Gas | Griddle | Baseline Forecast | Peak Demand (S) | 0 | 0 | 0 | 0 | 0 | 0 | 0 | 0 | 0 | 0 | 0 | 0 | 0 | 0 | 0 | 0 | 0 | 0 | 0 | 0 | 0 | 0 | 0 | 0 | 0 | 0 | 0 | 0 | 0 | 0
F4_Commercial_Miscellaneous_New_Food Preparation_Natural Gas_Griddle_Baseline Forecast | F4 | Commercial | Miscellaneous | New | Food Preparation | Natural Gas | Griddle | Baseline Forecast | Peak Demand (W) | 0 | 0 | 0 | 0 | 0 | 0 | 0 | 0 | 0 | 0 | 0 | 0 | 0 | 0 | 0 | 0 | 0 | 0 | 0 | 0 | 0 | 0 | 0 | 0 | 0 | 0 | 0 | 0 | 0 | 0
F5_Commercial_Miscellaneous_New_Food Preparation_Natural Gas_Griddle_Baseline Forecast | F5 | Commercial | Miscellaneous | New | Food Preparation | Natural Gas | Griddle | Baseline Forecast | Turnover | 0 | 57354.8133 | 88927.5658 | 39272.1871 | 38572.5804 | 38160.3984 | 37748.5301 | 37477.1319 | 37059.9077 | 36699.2676 | 36194.0354 | 35758.5145 | 46869.5157 | 61846.9402 | 63863.5805 | 65169.7067 | 66173.7891 | 81809.785 | 87346.4532 | 70508.8678 | 69628.6562 | 69124.1995 | 0 | 0 | 0 | 0 | 0 | 0 | 0 | 0
F6_Commercial_Miscellaneous_New_Food Preparation_Natural Gas_Griddle_Baseline Forecast | F6 | Commercial | Miscellaneous | New | Food Preparation | Natural Gas | Griddle | Baseline Forecast | Avg. Replacement Usage | 0.0079207 | 0.0079207 | 0.0075394 | 0.0076558 | 0.0077724 | 0.0079231 | 0.0079448 | 0.0079962 | 0.0080447 | 0.0081188 | 0.0081305 | 0.0081681 | 0.0082018 | 0.0082672 | 0.0082585 | 0.0082838 | 0.0083088 | 0.0083641 | 0.0083477 | 0.008364 | 0.0083763 | 0.0084234 | 0 | 0 | 0 | 0 | 0 | 0 | 0 | 0
F7_Commercial_Miscellaneous_New_Food Preparation_Natural Gas_Griddle_Baseline Forecast | F7 | Commercial | Miscellaneous | New | Food Preparation | Natural Gas | Griddle | Baseline Forecast | Avg. Replacement Demand (S) | 0 | 0 | 0 | 0 | 0 | 0 | 0 | 0 | 0 | 0 | 0 | 0 | 0 | 0 | 0 | 0 | 0 | 0 | 0 | 0 | 0 | 0 | 0 | 0 | 0 | 0 | 0 | 0 | 0 | 0
F8_Commercial_Miscellaneous_New_Food Preparation_Natural Gas_Griddle_Baseline Forecast | F8 | Commercial | Miscellaneous | New | Food Preparation | Natural Gas | Griddle | Baseline Forecast | Avg. Replacement Demand (W) | 0 | 0 | 0 | 0 | 0 | 0 | 0 | 0 | 0 | 0 | 0 | 0 | 0 | 0 | 0 | 0 | 0 | 0 | 0 | 0 | 0 | 0 | 0 | 0 | 0 | 0 | 0 | 0 | 0 | 0
F1_Commercial_Miscellaneous_New_Food Preparation_Natural Gas_Range_Baseline Forecast | F1 | Commercial | Miscellaneous | New | Food Preparation | Natural Gas | Range | Baseline Forecast | Units | 0 | 217379.3688 | 554422.0165 | 703266.7734 | 849459.9645 | 994090.9526 | 1137160.9266 | 1279202.2796 | 1419662.3193 | 1558755.5039 | 1695933.8175 | 1831461.472 | 1965624.8436 | 2097840.5073 | 2228368.2946 | 2356911.8343 | 2484025.7108 | 2609540.6052 | 2733172.7957 | 2855715.7016 | 2976737.2677 | 3097396.0933 | 0 | 0 | 0 | 0 | 0 | 0 | 0 | 0
F2_Commercial_Miscellaneous_New_Food Preparation_Natural Gas_Range_Baseline Forecast | F2 | Commercial | Miscellaneous | New | Food Preparation | Natural Gas | Range | Baseline Forecast | Usage (MMtherm) | 0 | 0.001786 | 0.0043359 | 0.0055849 | 0.0068486 | 0.0081701 | 0.0093715 | 0.01061 | 0.011847 | 0.013127 | 0.014303 | 0.015517 | 0.016723 | 0.01799 | 0.019089 | 0.020252 | 0.021409 | 0.02264 | 0.023667 | 0.024776 | 0.025864 | 0.027064 | 0 | 0 | 0 | 0 | 0 | 0 | 0 | 0
F3_Commercial_Miscellaneous_New_Food Preparation_Natural Gas_Range_Baseline Forecast | F3 | Commercial | Miscellaneous | New | Food Preparation | Natural Gas | Range | Baseline Forecast | Peak Demand (S) | 0 | 0 | 0 | 0 | 0 | 0 | 0 | 0 | 0 | 0 | 0 | 0 | 0 | 0 | 0 | 0 | 0 | 0 | 0 | 0 | 0 | 0 | 0 | 0 | 0 | 0 | 0 | 0 | 0 | 0
F4_Commercial_Miscellaneous_New_Food Preparation_Natural Gas_Range_Baseline Forecast | F4 | Commercial | Miscellaneous | New | Food Preparation | Natural Gas | Range | Baseline Forecast | Peak Demand (W) | 0 | 0 | 0 | 0 | 0 | 0 | 0 | 0 | 0 | 0 | 0 | 0 | 0 | 0 | 0 | 0 | 0 | 0 | 0 | 0 | 0 | 0 | 0 | 0 | 0 | 0 | 0 | 0 | 0 | 0
F5_Commercial_Miscellaneous_New_Food Preparation_Natural Gas_Range_Baseline Forecast | F5 | Commercial | Miscellaneous | New | Food Preparation | Natural Gas | Range | Baseline Forecast | Turnover | 0 | 217379.3688 | 337042.6477 | 148844.7569 | 146193.1911 | 144630.9881 | 143069.974 | 142041.353 | 140460.0397 | 139093.1846 | 180654.1874 | 237716.8831 | 245683.7057 | 250670.5693 | 254217.9094 | 313094.3295 | 334531.7894 | 270206.2848 | 266508.8477 | 272565.547 | 288173.8451 | 303247.7431 | 0 | 0 | 0 | 0 | 0 | 0 | 0 | 0
F6_Commercial_Miscellaneous_New_Food Preparation_Natural Gas_Range_Baseline Forecast | F6 | Commercial | Miscellaneous | New | Food Preparation | Natural Gas | Range | Baseline Forecast | Avg. Replacement Usage | 0.0082161 | 0.0082161 | 0.0078206 | 0.0079414 | 0.0080623 | 0.0082187 | 0.0082412 | 0.0082945 | 0.0083447 | 0.0084217 | 0.0084337 | 0.0084727 | 0.0085077 | 0.0085756 | 0.0085665 | 0.0085928 | 0.0086187 | 0.008676 | 0.0086591 | 0.008676 | 0.0086887 | 0.0087376 | 0 | 0 | 0 | 0 | 0 | 0 | 0 | 0
F7_Commercial_Miscellaneous_New_Food Preparation_Natural Gas_Range_Baseline Forecast | F7 | Commercial | Miscellaneous | New | Food Preparation | Natural Gas | Range | Baseline Forecast | Avg. Replacement Demand (S) | 0 | 0 | 0 | 0 | 0 | 0 | 0 | 0 | 0 | 0 | 0 | 0 | 0 | 0 | 0 | 0 | 0 | 0 | 0 | 0 | 0 | 0 | 0 | 0 | 0 | 0 | 0 | 0 | 0 | 0
F8_Commercial_Miscellaneous_New_Food Preparation_Natural Gas_Range_Baseline Forecast | F8 | Commercial | Miscellaneous | New | Food Preparation | Natural Gas | Range | Baseline Forecast | Avg. Replacement Demand (W) | 0 | 0 | 0 | 0 | 0 | 0 | 0 | 0 | 0 | 0 | 0 | 0 | 0 | 0 | 0 | 0 | 0 | 0 | 0 | 0 | 0 | 0 | 0 | 0 | 0 | 0 | 0 | 0 | 0 | 0
F1_Commercial_Miscellaneous_New_Food Preparation_Natural Gas_Steamer_Baseline Forecast | F1 | Commercial | Miscellaneous | New | Food Preparation | Natural Gas | Steamer | Baseline Forecast | Units | 0 | 16346.806 | 41692.2232 | 52885.265 | 63878.9106 | 74755.0794 | 85513.8608 | 96195.2905 | 106757.8063 | 117217.5354 | 127533.2673 | 137724.8705 | 147813.8805 | 157756.4239 | 167572.0399 | 177238.4417 | 186797.3335 | 196235.9829 | 205533.0539 | 214748.2114 | 223848.9649 | 232922.4406 | 0 | 0 | 0 | 0 | 0 | 0 | 0 | 0
F2_Commercial_Miscellaneous_New_Food Preparation_Natural Gas_Steamer_Baseline Forecast | F2 | Commercial | Miscellaneous | New | Food Preparation | Natural Gas | Steamer | Baseline Forecast | Usage (MMtherm) | 0 | 0.00022432 | 0.00054458 | 0.00070144 | 0.00086016 | 0.0010261 | 0.001177 | 0.0013326 | 0.0014879 | 0.0016487 | 0.0017964 | 0.0019489 | 0.0021003 | 0.0022595 | 0.0023976 | 0.0025436 | 0.0026889 | 0.0028436 | 0.0029724 | 0.0031118 | 0.0032484 | 0.0033991 | 0 | 0 | 0 | 0 | 0 | 0 | 0 | 0
F3_Commercial_Miscellaneous_New_Food Preparation_Natural Gas_Steamer_Baseline Forecast | F3 | Commercial | Miscellaneous | New | Food Preparation | Natural Gas | Steamer | Baseline Forecast | Peak Demand (S) | 0 | 0 | 0 | 0 | 0 | 0 | 0 | 0 | 0 | 0 | 0 | 0 | 0 | 0 | 0 | 0 | 0 | 0 | 0 | 0 | 0 | 0 | 0 | 0 | 0 | 0 | 0 | 0 | 0 | 0
F4_Commercial_Miscellaneous_New_Food Preparation_Natural Gas_Steamer_Baseline Forecast | F4 | Commercial | Miscellaneous | New | Food Preparation | Natural Gas | Steamer | Baseline Forecast | Peak Demand (W) | 0 | 0 | 0 | 0 | 0 | 0 | 0 | 0 | 0 | 0 | 0 | 0 | 0 | 0 | 0 | 0 | 0 | 0 | 0 | 0 | 0 | 0 | 0 | 0 | 0 | 0 | 0 | 0 | 0 | 0
F5_Commercial_Miscellaneous_New_Food Preparation_Natural Gas_Steamer_Baseline Forecast | F5 | Commercial | Miscellaneous | New | Food Preparation | Natural Gas | Steamer | Baseline Forecast | Turnover | 0 | 16346.806 | 25345.4172 | 11193.0418 | 10993.6456 | 10876.1688 | 10758.7814 | 10681.4297 | 10562.5158 | 10459.7291 | 12132.0437 | 14622.2601 | 15271.0429 | 15770.3111 | 16204.3172 | 16540.6674 | 16856.1757 | 17098.7367 | 17268.2297 | 22682.5727 | 25467.5725 | 20960.3722 | 0 | 0 | 0 | 0 | 0 | 0 | 0 | 0
F6_Commercial_Miscellaneous_New_Food Preparation_Natural Gas_Steamer_Baseline Forecast | F6 | Commercial | Miscellaneous | New | Food Preparation | Natural Gas | Steamer | Baseline Forecast | Avg. Replacement Usage | 0.013722 | 0.013722 | 0.013062 | 0.013263 | 0.013465 | 0.013727 | 0.013764 | 0.013853 | 0.013937 | 0.014066 | 0.014086 | 0.014151 | 0.014209 | 0.014323 | 0.014308 | 0.014351 | 0.014395 | 0.01449 | 0.014462 | 0.01449 | 0.014512 | 0.014593 | 0 | 0 | 0 | 0 | 0 | 0 | 0 | 0
F7_Commercial_Miscellaneous_New_Food Preparation_Natural Gas_Steamer_Baseline Forecast | F7 | Commercial | Miscellaneous | New | Food Preparation | Natural Gas | Steamer | Baseline Forecast | Avg. Replacement Demand (S) | 0 | 0 | 0 | 0 | 0 | 0 | 0 | 0 | 0 | 0 | 0 | 0 | 0 | 0 | 0 | 0 | 0 | 0 | 0 | 0 | 0 | 0 | 0 | 0 | 0 | 0 | 0 | 0 | 0 | 0
F8_Commercial_Miscellaneous_New_Food Preparation_Natural Gas_Steamer_Baseline Forecast | F8 | Commercial | Miscellaneous | New | Food Preparation | Natural Gas | Steamer | Baseline Forecast | Avg. Replacement Demand (W) | 0 | 0 | 0 | 0 | 0 | 0 | 0 | 0 | 0 | 0 | 0 | 0 | 0 | 0 | 0 | 0 | 0 | 0 | 0 | 0 | 0 | 0 | 0 | 0 | 0 | 0 | 0 | 0 | 0 | 0
F1_Commercial_Miscellaneous_New_Food Preparation_Natural Gas_Food Prep Other_Baseline Forecast | F1 | Commercial | Miscellaneous | New | Food Preparation | Natural Gas | Food Prep Other | Baseline Forecast | Units | 0 | 16346.806 | 41692.2232 | 52885.265 | 63878.9106 | 74755.0794 | 85513.8608 | 96195.2905 | 106757.8063 | 117217.5354 | 127533.2673 | 137724.8705 | 147813.8805 | 157756.4239 | 167572.0399 | 177238.4417 | 186797.3335 | 196235.9829 | 205533.0539 | 214748.2114 | 223848.9649 | 232922.4406 | 0 | 0 | 0 | 0 | 0 | 0 | 0 | 0
F2_Commercial_Miscellaneous_New_Food Preparation_Natural Gas_Food Prep Other_Baseline Forecast | F2 | Commercial | Miscellaneous | New | Food Preparation | Natural Gas | Food Prep Other | Baseline Forecast | Usage (MMtherm) | 0 | 0.00015954 | 0.00038732 | 0.00049889 | 0.00061178 | 0.00072982 | 0.00083714 | 0.0009478 | 0.0010582 | 0.0011726 | 0.0012777 | 0.0013861 | 0.0014938 | 0.001607 | 0.0017052 | 0.0018091 | 0.0019124 | 0.0020224 | 0.0021141 | 0.0022132 | 0.0023104 | 0.0024175 | 0 | 0 | 0 | 0 | 0 | 0 | 0 | 0
F3_Commercial_Miscellaneous_New_Food Preparation_Natural Gas_Food Prep Other_Baseline Forecast | F3 | Commercial | Miscellaneous | New | Food Preparation | Natural Gas | Food Prep Other | Baseline Forecast | Peak Demand (S) | 0 | 0 | 0 | 0 | 0 | 0 | 0 | 0 | 0 | 0 | 0 | 0 | 0 | 0 | 0 | 0 | 0 | 0 | 0 | 0 | 0 | 0 | 0 | 0 | 0 | 0 | 0 | 0 | 0 | 0
F4_Commercial_Miscellaneous_New_Food Preparation_Natural Gas_Food Prep Other_Baseline Forecast | F4 | Commercial | Miscellaneous | New | Food Preparation | Natural Gas | Food Prep Other | Baseline Forecast | Peak Demand (W) | 0 | 0 | 0 | 0 | 0 | 0 | 0 | 0 | 0 | 0 | 0 | 0 | 0 | 0 | 0 | 0 | 0 | 0 | 0 | 0 | 0 | 0 | 0 | 0 | 0 | 0 | 0 | 0 | 0 | 0
F5_Commercial_Miscellaneous_New_Food Preparation_Natural Gas_Food Prep Other_Baseline Forecast | F5 | Commercial | Miscellaneous | New | Food Preparation | Natural Gas | Food Prep Other | Baseline Forecast | Turnover | 0 | 16346.806 | 25345.4172 | 11193.0418 | 10993.6456 | 10876.1688 | 10758.7814 | 10681.4297 | 10562.5158 | 10459.7291 | 13585.0931 | 17876.1756 | 18475.2762 | 18850.2855 | 19117.0435 | 23544.5171 | 25156.602 | 20319.3603 | 20041.3151 | 20496.7755 | 21670.5107 | 22804.0594 | 0 | 0 | 0 | 0 | 0 | 0 | 0 | 0
F6_Commercial_Miscellaneous_New_Food Preparation_Natural Gas_Food Prep Other_Baseline Forecast | F6 | Commercial | Miscellaneous | New | Food Preparation | Natural Gas | Food Prep Other | Baseline Forecast | Avg. Replacement Usage | 0.0097598 | 0.0097598 | 0.00929 | 0.0094334 | 0.0095771 | 0.0097628 | 0.0097895 | 0.0098529 | 0.0099126 | 0.010004 | 0.010018 | 0.010065 | 0.010106 | 0.010187 | 0.010176 | 0.010207 | 0.010238 | 0.010306 | 0.010286 | 0.010306 | 0.010321 | 0.010379 | 0 | 0 | 0 | 0 | 0 | 0 | 0 | 0
F7_Commercial_Miscellaneous_New_Food Preparation_Natural Gas_Food Prep Other_Baseline Forecast | F7 | Commercial | Miscellaneous | New | Food Preparation | Natural Gas | Food Prep Other | Baseline Forecast | Avg. Replacement Demand (S) | 0 | 0 | 0 | 0 | 0 | 0 | 0 | 0 | 0 | 0 | 0 | 0 | 0 | 0 | 0 | 0 | 0 | 0 | 0 | 0 | 0 | 0 | 0 | 0 | 0 | 0 | 0 | 0 | 0 | 0
F8_Commercial_Miscellaneous_New_Food Preparation_Natural Gas_Food Prep Other_Baseline Forecast | F8 | Commercial | Miscellaneous | New | Food Preparation | Natural Gas | Food Prep Other | Baseline Forecast | Avg. Replacement Demand (W) | 0 | 0 | 0 | 0 | 0 | 0 | 0 | 0 | 0 | 0 | 0 | 0 | 0 | 0 | 0 | 0 | 0 | 0 | 0 | 0 | 0 | 0 | 0 | 0 | 0 | 0 | 0 | 0 | 0 | 0
F1_Commercial_Miscellaneous_New_Miscellaneous_Natural Gas_Pool Heater_Baseline Forecast | F1 | Commercial | Miscellaneous | New | Miscellaneous | Natural Gas | Pool Heater | Baseline Forecast | Units | 0 | 94703.46 | 241539.4044 | 306385.0867 | 370075.5882 | 433085.5007 | 495415.342 | 557297.0544 | 618489.8522 | 679087.1661 | 738850.2476 | 797894.2032 | 856343.7956 | 913944.8499 | 970810.5642 | 1026811.8215 | 1082190.232 | 1136872.0302 | 1190733.61 | 1244120.6322 | 1296844.8678 | 1349411.0719 | 0 | 0 | 0 | 0 | 0 | 0 | 0 | 0
F2_Commercial_Miscellaneous_New_Miscellaneous_Natural Gas_Pool Heater_Baseline Forecast | F2 | Commercial | Miscellaneous | New | Miscellaneous | Natural Gas | Pool Heater | Baseline Forecast | Usage (MMtherm) | 0 | 3.1789e-05 | 7.7175e-05 | 9.9405e-05 | 0.0001219 | 0.00014542 | 0.0001668 | 0.00018885 | 0.00021086 | 0.00023365 | 0.00025458 | 0.00027619 | 0.00029765 | 0.00032021 | 0.00033977 | 0.00036047 | 0.00038106 | 0.00040298 | 0.00042124 | 0.00044099 | 0.00046035 | 0.0004817 | 0 | 0 | 0 | 0 | 0 | 0 | 0 | 0
F3_Commercial_Miscellaneous_New_Miscellaneous_Natural Gas_Pool Heater_Baseline Forecast | F3 | Commercial | Miscellaneous | New | Miscellaneous | Natural Gas | Pool Heater | Baseline Forecast | Peak Demand (S) | 0 | 0 | 0 | 0 | 0 | 0 | 0 | 0 | 0 | 0 | 0 | 0 | 0 | 0 | 0 | 0 | 0 | 0 | 0 | 0 | 0 | 0 | 0 | 0 | 0 | 0 | 0 | 0 | 0 | 0
F4_Commercial_Miscellaneous_New_Miscellaneous_Natural Gas_Pool Heater_Baseline Forecast | F4 | Commercial | Miscellaneous | New | Miscellaneous | Natural Gas | Pool Heater | Baseline Forecast | Peak Demand (W) | 0 | 0 | 0 | 0 | 0 | 0 | 0 | 0 | 0 | 0 | 0 | 0 | 0 | 0 | 0 | 0 | 0 | 0 | 0 | 0 | 0 | 0 | 0 | 0 | 0 | 0 | 0 | 0 | 0 | 0
F5_Commercial_Miscellaneous_New_Miscellaneous_Natural Gas_Pool Heater_Baseline Forecast | F5 | Commercial | Miscellaneous | New | Miscellaneous | Natural Gas | Pool Heater | Baseline Forecast | Turnover | 0 | 94703.46 | 146835.9444 | 64845.6823 | 63690.5016 | 63009.9125 | 81270.5333 | 106401.4549 | 109777.7282 | 112203.3585 | 113649.8997 | 143233.4607 | 160747.7054 | 139901.8351 | 144844.187 | 148935.6031 | 163159.4914 | 179644.1243 | 182696.8774 | 186059.9622 | 189028.9102 | 201996.9951 | 0 | 0 | 0 | 0 | 0 | 0 | 0 | 0
F6_Commercial_Miscellaneous_New_Miscellaneous_Natural Gas_Pool Heater_Baseline Forecast | F6 | Commercial | Miscellaneous | New | Miscellaneous | Natural Gas | Pool Heater | Baseline Forecast | Avg. Replacement Usage | 0.00033567 | 0.00033567 | 0.00031951 | 0.00032444 | 0.00032939 | 0.00033577 | 0.00033669 | 0.00033887 | 0.00034092 | 0.00034407 | 0.00034456 | 0.00034615 | 0.00034758 | 0.00035035 | 0.00034999 | 0.00035106 | 0.00035212 | 0.00035446 | 0.00035377 | 0.00035446 | 0.00035498 | 0.00035697 | 0 | 0 | 0 | 0 | 0 | 0 | 0 | 0
F7_Commercial_Miscellaneous_New_Miscellaneous_Natural Gas_Pool Heater_Baseline Forecast | F7 | Commercial | Miscellaneous | New | Miscellaneous | Natural Gas | Pool Heater | Baseline Forecast | Avg. Replacement Demand (S) | 0 | 0 | 0 | 0 | 0 | 0 | 0 | 0 | 0 | 0 | 0 | 0 | 0 | 0 | 0 | 0 | 0 | 0 | 0 | 0 | 0 | 0 | 0 | 0 | 0 | 0 | 0 | 0 | 0 | 0
F8_Commercial_Miscellaneous_New_Miscellaneous_Natural Gas_Pool Heater_Baseline Forecast | F8 | Commercial | Miscellaneous | New | Miscellaneous | Natural Gas | Pool Heater | Baseline Forecast | Avg. Replacement Demand (W) | 0 | 0 | 0 | 0 | 0 | 0 | 0 | 0 | 0 | 0 | 0 | 0 | 0 | 0 | 0 | 0 | 0 | 0 | 0 | 0 | 0 | 0 | 0 | 0 | 0 | 0 | 0 | 0 | 0 | 0
F1_Commercial_Miscellaneous_New_Miscellaneous_Natural Gas_Miscellaneous_Baseline Forecast | F1 | Commercial | Miscellaneous | New | Miscellaneous | Natural Gas | Miscellaneous | Baseline Forecast | Units | 0 | 1350881.5326 | 3445398.0965 | 4370378.3948 | 5278880.8124 | 6177675.0817 | 7066768.5906 | 7949469.841 | 8822344.1843 | 9686724.348 | 10539204.745 | 11381427.2921 | 12215171.6441 | 13036812.1682 | 13847963.5593 | 14646784.0499 | 15436720.0464 | 16216719.3344 | 16985018.7545 | 17746548.9289 | 18498624.8947 | 19248446.6474 | 0 | 0 | 0 | 0 | 0 | 0 | 0 | 0
F2_Commercial_Miscellaneous_New_Miscellaneous_Natural Gas_Miscellaneous_Baseline Forecast | F2 | Commercial | Miscellaneous | New | Miscellaneous | Natural Gas | Miscellaneous | Baseline Forecast | Usage (MMtherm) | 0 | 0.00054979 | 0.0013347 | 0.0017192 | 0.0021082 | 0.002515 | 0.0028848 | 0.0032662 | 0.0036468 | 0.004041 | 0.0044029 | 0.0047767 | 0.0051478 | 0.0055379 | 0.0058763 | 0.0062343 | 0.0065904 | 0.0069694 | 0.0072853 | 0.0076268 | 0.0079617 | 0.008331 | 0 | 0 | 0 | 0 | 0 | 0 | 0 | 0
F3_Commercial_Miscellaneous_New_Miscellaneous_Natural Gas_Miscellaneous_Baseline Forecast | F3 | Commercial | Miscellaneous | New | Miscellaneous | Natural Gas | Miscellaneous | Baseline Forecast | Peak Demand (S) | 0 | 0 | 0 | 0 | 0 | 0 | 0 | 0 | 0 | 0 | 0 | 0 | 0 | 0 | 0 | 0 | 0 | 0 | 0 | 0 | 0 | 0 | 0 | 0 | 0 | 0 | 0 | 0 | 0 | 0
F4_Commercial_Miscellaneous_New_Miscellaneous_Natural Gas_Miscellaneous_Baseline Forecast | F4 | Commercial | Miscellaneous | New | Miscellaneous | Natural Gas | Miscellaneous | Baseline Forecast | Peak Demand (W) | 0 | 0 | 0 | 0 | 0 | 0 | 0 | 0 | 0 | 0 | 0 | 0 | 0 | 0 | 0 | 0 | 0 | 0 | 0 | 0 | 0 | 0 | 0 | 0 | 0 | 0 | 0 | 0 | 0 | 0
F5_Commercial_Miscellaneous_New_Miscellaneous_Natural Gas_Miscellaneous_Baseline Forecast | F5 | Commercial | Miscellaneous | New | Miscellaneous | Natural Gas | Miscellaneous | Baseline Forecast | Turnover | 0 | 1350881.5326 | 2094516.5639 | 924980.2983 | 1101485.4937 | 1363424.9864 | 1419488.452 | 1494680.5579 | 1592203.0335 | 1683731.6769 | 1768307.488 | 2248263.7686 | 2496119.0233 | 2158395.6996 | 2329548.1309 | 2533209.7868 | 2601232.1277 | 2687239.1771 | 2793377.4509 | 2895583.4583 | 2989797.5733 | 3206761.4612 | 0 | 0 | 0 | 0 | 0 | 0 | 0 | 0
F6_Commercial_Miscellaneous_New_Miscellaneous_Natural Gas_Miscellaneous_Baseline Forecast | F6 | Commercial | Miscellaneous | New | Miscellaneous | Natural Gas | Miscellaneous | Baseline Forecast | Avg. Replacement Usage | 0.00040699 | 0.00040699 | 0.0003874 | 0.00039337 | 0.00039937 | 0.00040711 | 0.00040822 | 0.00041087 | 0.00041336 | 0.00041717 | 0.00041776 | 0.0004197 | 0.00042143 | 0.00042479 | 0.00042434 | 0.00042564 | 0.00042693 | 0.00042977 | 0.00042893 | 0.00042976 | 0.00043039 | 0.00043281 | 0 | 0 | 0 | 0 | 0 | 0 | 0 | 0
F7_Commercial_Miscellaneous_New_Miscellaneous_Natural Gas_Miscellaneous_Baseline Forecast | F7 | Commercial | Miscellaneous | New | Miscellaneous | Natural Gas | Miscellaneous | Baseline Forecast | Avg. Replacement Demand (S) | 0 | 0 | 0 | 0 | 0 | 0 | 0 | 0 | 0 | 0 | 0 | 0 | 0 | 0 | 0 | 0 | 0 | 0 | 0 | 0 | 0 | 0 | 0 | 0 | 0 | 0 | 0 | 0 | 0 | 0
F8_Commercial_Miscellaneous_New_Miscellaneous_Natural Gas_Miscellaneous_Baseline Forecast | F8 | Commercial | Miscellaneous | New | Miscellaneous | Natural Gas | Miscellaneous | Baseline Forecast | Avg. Replacement Demand (W) | 0 | 0 | 0 | 0 | 0 | 0 | 0 | 0 | 0 | 0 | 0 | 0 | 0 | 0 | 0 | 0 | 0 | 0 | 0 | 0 | 0 | 0 | 0 | 0 | 0 | 0 | 0 | 0 | 0 | 0

## Equipment Purchases
Key | Sector | Segment | Vintage | End Use | Fuel | Technology | Equipment | Label | Case | 2019 | 2020 | 2021 | 2022 | 2023 | 2024 | 2025 | 2026 | 2027 | 2028 | 2029 | 2030 | 2031 | 2032 | 2033 | 2034 | 2035 | 2036 | 2037 | 2038 | 2039 | 2040
Commercial_Office_Existing_Space Heating_Natural Gas_Furnace_E1_Baseline Forecast | Commercial | Office | Existing | Space Heating | Natural Gas | Furnace | E1 | AFUE 80% (Standard) | Baseline Forecast | 0 | 878256.1959 | 919351.0713 | 955365.6281 | 986721.2762 | 1013806.7776 | 1036980.7371 | 1056573.9043 | 1072891.2998 | 1086214.1801 | 1096801.8534 | 1104893.3566 | 1020992.3638 | 943462.4624 | 871819.8583 | 805617.4947 | 744442.2625 | 687912.4222 | 635675.2222 | 635960.0526 | 637632.3781 | 640346.4476 | 0
Commercial_Office_Existing_Space Heating_Natural Gas_Furnace_E2_Baseline Forecast | Commercial | Office | Existing | Space Heating | Natural Gas | Furnace | E2 | AFUE 90% | Baseline Forecast | 0 | 0 | 0 | 0 | 0 | 0 | 0 | 0 | 0 | 0 | 0 | 0 | 0 | 0 | 0 | 0 | 0 | 0 | 0 | 0 | 0 | 0 | 0
Commercial_Office_Existing_Space Heating_Natural Gas_Furnace_E3_Baseline Forecast | Commercial | Office | Existing | Space Heating | Natural Gas | Furnace | E3 | AFUE 95% | Baseline Forecast | 0 | 0 | 0 | 0 | 0 | 0 | 0 | 0 | 0 | 0 | 0 | 0 | 0 | 0 | 0 | 0 | 0 | 0 | 0 | 0 | 0 | 0 | 0
Commercial_Office_Existing_Space Heating_Natural Gas_Furnace_E4_Baseline Forecast | Commercial | Office | Existing | Space Heating | Natural Gas | Furnace | E4 |  | Baseline Forecast | 0 | 0 | 0 | 0 | 0 | 0 | 0 | 0 | 0 | 0 | 0 | 0 | 0 | 0 | 0 | 0 | 0 | 0 | 0 | 0 | 0 | 0 | 0
Commercial_Office_Existing_Space Heating_Natural Gas_Furnace_E5_Baseline Forecast | Commercial | Office | Existing | Space Heating | Natural Gas | Furnace | E5 |  | Baseline Forecast | 0 | 0 | 0 | 0 | 0 | 0 | 0 | 0 | 0 | 0 | 0 | 0 | 0 | 0 | 0 | 0 | 0 | 0 | 0 | 0 | 0 | 0 | 0
Commercial_Office_Existing_Space Heating_Natural Gas_Furnace_E6_Baseline Forecast | Commercial | Office | Existing | Space Heating | Natural Gas | Furnace | E6 |  | Baseline Forecast | 0 | 0 | 0 | 0 | 0 | 0 | 0 | 0 | 0 | 0 | 0 | 0 | 0 | 0 | 0 | 0 | 0 | 0 | 0 | 0 | 0 | 0 | 0
Commercial_Office_Existing_Space Heating_Natural Gas_Furnace_E7_Baseline Forecast | Commercial | Office | Existing | Space Heating | Natural Gas | Furnace | E7 |  | Baseline Forecast | 0 | 0 | 0 | 0 | 0 | 0 | 0 | 0 | 0 | 0 | 0 | 0 | 0 | 0 | 0 | 0 | 0 | 0 | 0 | 0 | 0 | 0 | 0
Commercial_Office_Existing_Space Heating_Natural Gas_Furnace_E8_Baseline Forecast | Commercial | Office | Existing | Space Heating | Natural Gas | Furnace | E8 |  | Baseline Forecast | 0 | 0 | 0 | 0 | 0 | 0 | 0 | 0 | 0 | 0 | 0 | 0 | 0 | 0 | 0 | 0 | 0 | 0 | 0 | 0 | 0 | 0 | 0
Commercial_Office_Existing_Space Heating_Natural Gas_Furnace_E9_Baseline Forecast | Commercial | Office | Existing | Space Heating | Natural Gas | Furnace | E9 |  | Baseline Forecast | 0 | 0 | 0 | 0 | 0 | 0 | 0 | 0 | 0 | 0 | 0 | 0 | 0 | 0 | 0 | 0 | 0 | 0 | 0 | 0 | 0 | 0 | 0
Commercial_Office_Existing_Space Heating_Natural Gas_Furnace_E10_Baseline Forecast | Commercial | Office | Existing | Space Heating | Natural Gas | Furnace | E10 |  | Baseline Forecast | 0 | 0 | 0 | 0 | 0 | 0 | 0 | 0 | 0 | 0 | 0 | 0 | 0 | 0 | 0 | 0 | 0 | 0 | 0 | 0 | 0 | 0 | 0
Commercial_Office_Existing_Space Heating_Natural Gas_Boiler_E1_Baseline Forecast | Commercial | Office | Existing | Space Heating | Natural Gas | Boiler | E1 | AFUE 80% (Standard) | Baseline Forecast | 0 | 266743.191 | 263735.8482 | 259944.6223 | 256523.9843 | 218417.2718 | 214592.5483 | 215214.3039 | 211201.3823 | 207121.1358 | 202986.9841 | 234893.3796 | 230785.8272 | 226655.5627 | 222511.4954 | 218361.3201 | 214211.6409 | 210742.2416 | 207290.2226 | 203860.1779 | 200456.0904 | 197081.3994 | 0
Commercial_Office_Existing_Space Heating_Natural Gas_Boiler_E2_Baseline Forecast | Commercial | Office | Existing | Space Heating | Natural Gas | Boiler | E2 | AFUE 85% | Baseline Forecast | 0 | 0 | 0 | 0 | 0 | 0 | 0 | 0 | 0 | 0 | 0 | 0 | 0 | 0 | 0 | 0 | 0 | 0 | 0 | 0 | 0 | 0 | 0
Commercial_Office_Existing_Space Heating_Natural Gas_Boiler_E3_Baseline Forecast | Commercial | Office | Existing | Space Heating | Natural Gas | Boiler | E3 | AFUE 98% | Baseline Forecast | 0 | 35119.7932 | 35333.0323 | 36091.4847 | 36276.119 | 70975.0516 | 71248.1188 | 66955.5612 | 67200.4398 | 67434.7884 | 67662.328 | 31803.7458 | 31926.8931 | 32052.3018 | 32181.4146 | 32315.6288 | 32456.3092 | 31930.6427 | 31407.6095 | 30887.9057 | 30372.1349 | 29860.8181 | 0
Commercial_Office_Existing_Space Heating_Natural Gas_Boiler_E4_Baseline Forecast | Commercial | Office | Existing | Space Heating | Natural Gas | Boiler | E4 | Convert to NG Air Source Heat Pump | Baseline Forecast | 0 | 0 | 0 | 0 | 0 | 0 | 0 | 0 | 0 | 0 | 0 | 0 | 0 | 0 | 0 | 0 | 0 | 0 | 0 | 0 | 0 | 0 | 0
Commercial_Office_Existing_Space Heating_Natural Gas_Boiler_E5_Baseline Forecast | Commercial | Office | Existing | Space Heating | Natural Gas | Boiler | E5 |  | Baseline Forecast | 0 | 0 | 0 | 0 | 0 | 0 | 0 | 0 | 0 | 0 | 0 | 0 | 0 | 0 | 0 | 0 | 0 | 0 | 0 | 0 | 0 | 0 | 0
Commercial_Office_Existing_Space Heating_Natural Gas_Boiler_E6_Baseline Forecast | Commercial | Office | Existing | Space Heating | Natural Gas | Boiler | E6 |  | Baseline Forecast | 0 | 0 | 0 | 0 | 0 | 0 | 0 | 0 | 0 | 0 | 0 | 0 | 0 | 0 | 0 | 0 | 0 | 0 | 0 | 0 | 0 | 0 | 0
Commercial_Office_Existing_Space Heating_Natural Gas_Boiler_E7_Baseline Forecast | Commercial | Office | Existing | Space Heating | Natural Gas | Boiler | E7 |  | Baseline Forecast | 0 | 0 | 0 | 0 | 0 | 0 | 0 | 0 | 0 | 0 | 0 | 0 | 0 | 0 | 0 | 0 | 0 | 0 | 0 | 0 | 0 | 0 | 0
Commercial_Office_Existing_Space Heating_Natural Gas_Boiler_E8_Baseline Forecast | Commercial | Office | Existing | Space Heating | Natural Gas | Boiler | E8 |  | Baseline Forecast | 0 | 0 | 0 | 0 | 0 | 0 | 0 | 0 | 0 | 0 | 0 | 0 | 0 | 0 | 0 | 0 | 0 | 0 | 0 | 0 | 0 | 0 | 0
Commercial_Office_Existing_Space Heating_Natural Gas_Boiler_E9_Baseline Forecast | Commercial | Office | Existing | Space Heating | Natural Gas | Boiler | E9 |  | Baseline Forecast | 0 | 0 | 0 | 0 | 0 | 0 | 0 | 0 | 0 | 0 | 0 | 0 | 0 | 0 | 0 | 0 | 0 | 0 | 0 | 0 | 0 | 0 | 0
Commercial_Office_Existing_Space Heating_Natural Gas_Boiler_E10_Baseline Forecast | Commercial | Office | Existing | Space Heating | Natural Gas | Boiler | E10 |  | Baseline Forecast | 0 | 0 | 0 | 0 | 0 | 0 | 0 | 0 | 0 | 0 | 0 | 0 | 0 | 0 | 0 | 0 | 0 | 0 | 0 | 0 | 0 | 0 | 0
Commercial_Office_Existing_Space Heating_Natural Gas_Unit Heater_E1_Baseline Forecast | Commercial | Office | Existing | Space Heating | Natural Gas | Unit Heater | E1 | Standard | Baseline Forecast | 0 | 5744.3208 | 16406.9197 | 31256.199 | 49644.7213 | 71000.0322 | 94816.4729 | 120647.8741 | 148101.0395 | 176829.9306 | 201660.5999 | 223026.6217 | 242253.6007 | 260288.8838 | 277793.6772 | 295214.1994 | 312836.4999 | 293405.3804 | 280009.1028 | 271851.0737 | 268224.3692 | 267706.0434 | 0
Commercial_Office_Existing_Space Heating_Natural Gas_Unit Heater_E2_Baseline Forecast | Commercial | Office | Existing | Space Heating | Natural Gas | Unit Heater | E2 | Condensing | Baseline Forecast | 0 | 0 | 0 | 0 | 0 | 0 | 0 | 0 | 0 | 0 | 0 | 0 | 0 | 0 | 0 | 0 | 0 | 0 | 0 | 0 | 0 | 0 | 0
Commercial_Office_Existing_Space Heating_Natural Gas_Unit Heater_E3_Baseline Forecast | Commercial | Office | Existing | Space Heating | Natural Gas | Unit Heater | E3 | Infrared Radiant | Baseline Forecast | 0 | 0 | 0 | 0 | 0 | 0 | 0 | 0 | 0 | 0 | 0 | 0 | 0 | 0 | 0 | 0 | 0 | 0 | 0 | 0 | 0 | 0 | 0
Commercial_Office_Existing_Space Heating_Natural Gas_Unit Heater_E4_Baseline Forecast | Commercial | Office | Existing | Space Heating | Natural Gas | Unit Heater | E4 |  | Baseline Forecast | 0 | 0 | 0 | 0 | 0 | 0 | 0 | 0 | 0 | 0 | 0 | 0 | 0 | 0 | 0 | 0 | 0 | 0 | 0 | 0 | 0 | 0 | 0
Commercial_Office_Existing_Space Heating_Natural Gas_Unit Heater_E5_Baseline Forecast | Commercial | Office | Existing | Space Heating | Natural Gas | Unit Heater | E5 |  | Baseline Forecast | 0 | 0 | 0 | 0 | 0 | 0 | 0 | 0 | 0 | 0 | 0 | 0 | 0 | 0 | 0 | 0 | 0 | 0 | 0 | 0 | 0 | 0 | 0
Commercial_Office_Existing_Space Heating_Natural Gas_Unit Heater_E6_Baseline Forecast | Commercial | Office | Existing | Space Heating | Natural Gas | Unit Heater | E6 |  | Baseline Forecast | 0 | 0 | 0 | 0 | 0 | 0 | 0 | 0 | 0 | 0 | 0 | 0 | 0 | 0 | 0 | 0 | 0 | 0 | 0 | 0 | 0 | 0 | 0
Commercial_Office_Existing_Space Heating_Natural Gas_Unit Heater_E7_Baseline Forecast | Commercial | Office | Existing | Space Heating | Natural Gas | Unit Heater | E7 |  | Baseline Forecast | 0 | 0 | 0 | 0 | 0 | 0 | 0 | 0 | 0 | 0 | 0 | 0 | 0 | 0 | 0 | 0 | 0 | 0 | 0 | 0 | 0 | 0 | 0
Commercial_Office_Existing_Space Heating_Natural Gas_Unit Heater_E8_Baseline Forecast | Commercial | Office | Existing | Space Heating | Natural Gas | Unit Heater | E8 |  | Baseline Forecast | 0 | 0 | 0 | 0 | 0 | 0 | 0 | 0 | 0 | 0 | 0 | 0 | 0 | 0 | 0 | 0 | 0 | 0 | 0 | 0 | 0 | 0 | 0
Commercial_Office_Existing_Space Heating_Natural Gas_Unit Heater_E9_Baseline Forecast | Commercial | Office | Existing | Space Heating | Natural Gas | Unit Heater | E9 |  | Baseline Forecast | 0 | 0 | 0 | 0 | 0 | 0 | 0 | 0 | 0 | 0 | 0 | 0 | 0 | 0 | 0 | 0 | 0 | 0 | 0 | 0 | 0 | 0 | 0
Commercial_Office_Existing_Space Heating_Natural Gas_Unit Heater_E10_Baseline Forecast | Commercial | Office | Existing | Space Heating | Natural Gas | Unit Heater | E10 |  | Baseline Forecast | 0 | 0 | 0 | 0 | 0 | 0 | 0 | 0 | 0 | 0 | 0 | 0 | 0 | 0 | 0 | 0 | 0 | 0 | 0 | 0 | 0 | 0 | 0
Commercial_Office_Existing_Water Heating_Natural Gas_Water Heater_E1_Baseline Forecast | Commercial | Office | Existing | Water Heating | Natural Gas | Water Heater | E1 | TE 0.80 | Baseline Forecast | 0 | 300401.3944 | 327114.7746 | 349885.6148 | 369156.9937 | 385324.0322 | 398739.0519 | 409716.1799 | 418535.4587 | 425446.514 | 481606.2731 | 529880.1775 | 522050.0228 | 514168.4132 | 506257.1078 | 559243.5855 | 544784.051 | 531048.4841 | 517974.1855 | 514141.0887 | 516561.0037 | 514675.603 | 0
Commercial_Office_Existing_Water Heating_Natural Gas_Water Heater_E2_Baseline Forecast | Commercial | Office | Existing | Water Heating | Natural Gas | Water Heater | E2 | TE 0.90 | Baseline Forecast | 0 | 0 | 0 | 0 | 0 | 0 | 0 | 0 | 0 | 0 | 0 | 0 | 0 | 0 | 0 | 0 | 0 | 0 | 0 | 0 | 0 | 0 | 0
Commercial_Office_Existing_Water Heating_Natural Gas_Water Heater_E3_Baseline Forecast | Commercial | Office | Existing | Water Heating | Natural Gas | Water Heater | E3 | TE 0.94 | Baseline Forecast | 0 | 338750.5086 | 368874.1076 | 394551.8635 | 416283.4185 | 434514.3342 | 449641.9096 | 462020.3731 | 471965.5173 | 479758.8349 | 543087.925 | 597524.4555 | 588694.7066 | 579806.934 | 570885.6748 | 630636.3837 | 614330.9511 | 598841.9076 | 584098.5497 | 579776.1213 | 582504.9617 | 580378.8715 | 0
Commercial_Office_Existing_Water Heating_Natural Gas_Water Heater_E4_Baseline Forecast | Commercial | Office | Existing | Water Heating | Natural Gas | Water Heater | E4 | Instantaneous TE 0.94 | Baseline Forecast | 0 | 0 | 0 | 0 | 0 | 0 | 0 | 0 | 0 | 0 | 0 | 0 | 0 | 0 | 0 | 0 | 0 | 0 | 0 | 0 | 0 | 0 | 0
Commercial_Office_Existing_Water Heating_Natural Gas_Water Heater_E5_Baseline Forecast | Commercial | Office | Existing | Water Heating | Natural Gas | Water Heater | E5 | Gas-Fired Absorption HPWH | Baseline Forecast | 0 | 0 | 0 | 0 | 0 | 0 | 0 | 0 | 0 | 0 | 0 | 0 | 0 | 0 | 0 | 0 | 0 | 0 | 0 | 0 | 0 | 0 | 0
Commercial_Office_Existing_Water Heating_Natural Gas_Water Heater_E6_Baseline Forecast | Commercial | Office | Existing | Water Heating | Natural Gas | Water Heater | E6 |  | Baseline Forecast | 0 | 0 | 0 | 0 | 0 | 0 | 0 | 0 | 0 | 0 | 0 | 0 | 0 | 0 | 0 | 0 | 0 | 0 | 0 | 0 | 0 | 0 | 0
Commercial_Office_Existing_Water Heating_Natural Gas_Water Heater_E7_Baseline Forecast | Commercial | Office | Existing | Water Heating | Natural Gas | Water Heater | E7 |  | Baseline Forecast | 0 | 0 | 0 | 0 | 0 | 0 | 0 | 0 | 0 | 0 | 0 | 0 | 0 | 0 | 0 | 0 | 0 | 0 | 0 | 0 | 0 | 0 | 0
Commercial_Office_Existing_Water Heating_Natural Gas_Water Heater_E8_Baseline Forecast | Commercial | Office | Existing | Water Heating | Natural Gas | Water Heater | E8 |  | Baseline Forecast | 0 | 0 | 0 | 0 | 0 | 0 | 0 | 0 | 0 | 0 | 0 | 0 | 0 | 0 | 0 | 0 | 0 | 0 | 0 | 0 | 0 | 0 | 0
Commercial_Office_Existing_Water Heating_Natural Gas_Water Heater_E9_Baseline Forecast | Commercial | Office | Existing | Water Heating | Natural Gas | Water Heater | E9 |  | Baseline Forecast | 0 | 0 | 0 | 0 | 0 | 0 | 0 | 0 | 0 | 0 | 0 | 0 | 0 | 0 | 0 | 0 | 0 | 0 | 0 | 0 | 0 | 0 | 0
Commercial_Office_Existing_Water Heating_Natural Gas_Water Heater_E10_Baseline Forecast | Commercial | Office | Existing | Water Heating | Natural Gas | Water Heater | E10 |  | Baseline Forecast | 0 | 0 | 0 | 0 | 0 | 0 | 0 | 0 | 0 | 0 | 0 | 0 | 0 | 0 | 0 | 0 | 0 | 0 | 0 | 0 | 0 | 0 | 0
Commercial_Office_Existing_Food Preparation_Natural Gas_Oven_E1_Baseline Forecast | Commercial | Office | Existing | Food Preparation | Natural Gas | Oven | E1 | Standard | Baseline Forecast | 0 | 6435.52 | 8214.0637 | 9553.5879 | 10549.3267 | 11276.063 | 11792.5169 | 12144.7919 | 12369.0823 | 12493.7995 | 9813.3116 | 7707.9102 | 7106.067 | 6924.0407 | 7000.0059 | 7222.4216 | 7515.9006 | 9088.6531 | 9494.2171 | 9769.9419 | 9944.4628 | 9594.3904 | 0
Commercial_Office_Existing_Food Preparation_Natural Gas_Oven_E2_Baseline Forecast | Commercial | Office | Existing | Food Preparation | Natural Gas | Oven | E2 | ENERGY STAR (EF ≥ 44%) Convection Oven utilizing ASTM Std F1496 | Baseline Forecast | 0 | 9260.8702 | 11820.238 | 13747.8461 | 15180.7384 | 16226.5297 | 16969.7194 | 17476.6518 | 17799.4112 | 17978.8823 | 14121.5948 | 11091.8708 | 10225.8037 | 9963.8634 | 10073.1792 | 10393.2409 | 10815.5643 | 13078.7935 | 13662.4099 | 14059.1847 | 14310.3246 | 13806.5618 | 0
Commercial_Office_Existing_Food Preparation_Natural Gas_Oven_E3_Baseline Forecast | Commercial | Office | Existing | Food Preparation | Natural Gas | Oven | E3 |  | Baseline Forecast | 0 | 0 | 0 | 0 | 0 | 0 | 0 | 0 | 0 | 0 | 0 | 0 | 0 | 0 | 0 | 0 | 0 | 0 | 0 | 0 | 0 | 0 | 0
Commercial_Office_Existing_Food Preparation_Natural Gas_Oven_E4_Baseline Forecast | Commercial | Office | Existing | Food Preparation | Natural Gas | Oven | E4 |  | Baseline Forecast | 0 | 0 | 0 | 0 | 0 | 0 | 0 | 0 | 0 | 0 | 0 | 0 | 0 | 0 | 0 | 0 | 0 | 0 | 0 | 0 | 0 | 0 | 0
Commercial_Office_Existing_Food Preparation_Natural Gas_Oven_E5_Baseline Forecast | Commercial | Office | Existing | Food Preparation | Natural Gas | Oven | E5 |  | Baseline Forecast | 0 | 0 | 0 | 0 | 0 | 0 | 0 | 0 | 0 | 0 | 0 | 0 | 0 | 0 | 0 | 0 | 0 | 0 | 0 | 0 | 0 | 0 | 0
Commercial_Office_Existing_Food Preparation_Natural Gas_Oven_E6_Baseline Forecast | Commercial | Office | Existing | Food Preparation | Natural Gas | Oven | E6 |  | Baseline Forecast | 0 | 0 | 0 | 0 | 0 | 0 | 0 | 0 | 0 | 0 | 0 | 0 | 0 | 0 | 0 | 0 | 0 | 0 | 0 | 0 | 0 | 0 | 0
Commercial_Office_Existing_Food Preparation_Natural Gas_Oven_E7_Baseline Forecast | Commercial | Office | Existing | Food Preparation | Natural Gas | Oven | E7 |  | Baseline Forecast | 0 | 0 | 0 | 0 | 0 | 0 | 0 | 0 | 0 | 0 | 0 | 0 | 0 | 0 | 0 | 0 | 0 | 0 | 0 | 0 | 0 | 0 | 0
Commercial_Office_Existing_Food Preparation_Natural Gas_Oven_E8_Baseline Forecast | Commercial | Office | Existing | Food Preparation | Natural Gas | Oven | E8 |  | Baseline Forecast | 0 | 0 | 0 | 0 | 0 | 0 | 0 | 0 | 0 | 0 | 0 | 0 | 0 | 0 | 0 | 0 | 0 | 0 | 0 | 0 | 0 | 0 | 0
Commercial_Office_Existing_Food Preparation_Natural Gas_Oven_E9_Baseline Forecast | Commercial | Office | Existing | Food Preparation | Natural Gas | Oven | E9 |  | Baseline Forecast | 0 | 0 | 0 | 0 | 0 | 0 | 0 | 0 | 0 | 0 | 0 | 0 | 0 | 0 | 0 | 0 | 0 | 0 | 0 | 0 | 0 | 0 | 0
Commercial_Office_Existing_Food Preparation_Natural Gas_Oven_E10_Baseline Forecast | Commercial | Office | Existing | Food Preparation | Natural Gas | Oven | E10 |  | Baseline Forecast | 0 | 0 | 0 | 0 | 0 | 0 | 0 | 0 | 0 | 0 | 0 | 0 | 0 | 0 | 0 | 0 | 0 | 0 | 0 | 0 | 0 | 0 | 0
Commercial_Office_Existing_Food Preparation_Natural Gas_Conveyor Oven_E1_Baseline Forecast | Commercial | Office | Existing | Food Preparation | Natural Gas | Conveyor Oven | E1 | Standard | Baseline Forecast | 0 | 0 | 0 | 0 | 0 | 299.0046 | 821.9909 | 1510.3283 | 2318.2544 | 3210.1072 | 3885.3585 | 4390.9383 | 4763.6998 | 5032.5812 | 5220.3043 | 5344.7078 | 5419.7957 | 4257.0032 | 3343.6825 | 2626.3106 | 2062.8476 | 1664.8597 | 0
Commercial_Office_Existing_Food Preparation_Natural Gas_Conveyor Oven_E2_Baseline Forecast | Commercial | Office | Existing | Food Preparation | Natural Gas | Conveyor Oven | E2 | ENERGY STAR (EF ≥ 44%) Convection Oven utilizing ASTM Std F1496 | Baseline Forecast | 0 | 0 | 0 | 0 | 0 | 430.275 | 1182.865 | 2173.3992 | 3336.0246 | 4619.4226 | 5591.1256 | 6318.6673 | 6855.0802 | 7242.0072 | 7512.1452 | 7691.1649 | 7799.2183 | 6125.9314 | 4811.6407 | 3779.3251 | 2968.488 | 2395.7737 | 0
Commercial_Office_Existing_Food Preparation_Natural Gas_Conveyor Oven_E3_Baseline Forecast | Commercial | Office | Existing | Food Preparation | Natural Gas | Conveyor Oven | E3 |  | Baseline Forecast | 0 | 0 | 0 | 0 | 0 | 0 | 0 | 0 | 0 | 0 | 0 | 0 | 0 | 0 | 0 | 0 | 0 | 0 | 0 | 0 | 0 | 0 | 0
Commercial_Office_Existing_Food Preparation_Natural Gas_Conveyor Oven_E4_Baseline Forecast | Commercial | Office | Existing | Food Preparation | Natural Gas | Conveyor Oven | E4 |  | Baseline Forecast | 0 | 0 | 0 | 0 | 0 | 0 | 0 | 0 | 0 | 0 | 0 | 0 | 0 | 0 | 0 | 0 | 0 | 0 | 0 | 0 | 0 | 0 | 0
Commercial_Office_Existing_Food Preparation_Natural Gas_Conveyor Oven_E5_Baseline Forecast | Commercial | Office | Existing | Food Preparation | Natural Gas | Conveyor Oven | E5 |  | Baseline Forecast | 0 | 0 | 0 | 0 | 0 | 0 | 0 | 0 | 0 | 0 | 0 | 0 | 0 | 0 | 0 | 0 | 0 | 0 | 0 | 0 | 0 | 0 | 0
Commercial_Office_Existing_Food Preparation_Natural Gas_Conveyor Oven_E6_Baseline Forecast | Commercial | Office | Existing | Food Preparation | Natural Gas | Conveyor Oven | E6 |  | Baseline Forecast | 0 | 0 | 0 | 0 | 0 | 0 | 0 | 0 | 0 | 0 | 0 | 0 | 0 | 0 | 0 | 0 | 0 | 0 | 0 | 0 | 0 | 0 | 0
Commercial_Office_Existing_Food Preparation_Natural Gas_Conveyor Oven_E7_Baseline Forecast | Commercial | Office | Existing | Food Preparation | Natural Gas | Conveyor Oven | E7 |  | Baseline Forecast | 0 | 0 | 0 | 0 | 0 | 0 | 0 | 0 | 0 | 0 | 0 | 0 | 0 | 0 | 0 | 0 | 0 | 0 | 0 | 0 | 0 | 0 | 0
Commercial_Office_Existing_Food Preparation_Natural Gas_Conveyor Oven_E8_Baseline Forecast | Commercial | Office | Existing | Food Preparation | Natural Gas | Conveyor Oven | E8 |  | Baseline Forecast | 0 | 0 | 0 | 0 | 0 | 0 | 0 | 0 | 0 | 0 | 0 | 0 | 0 | 0 | 0 | 0 | 0 | 0 | 0 | 0 | 0 | 0 | 0
Commercial_Office_Existing_Food Preparation_Natural Gas_Conveyor Oven_E9_Baseline Forecast | Commercial | Office | Existing | Food Preparation | Natural Gas | Conveyor Oven | E9 |  | Baseline Forecast | 0 | 0 | 0 | 0 | 0 | 0 | 0 | 0 | 0 | 0 | 0 | 0 | 0 | 0 | 0 | 0 | 0 | 0 | 0 | 0 | 0 | 0 | 0
Commercial_Office_Existing_Food Preparation_Natural Gas_Conveyor Oven_E10_Baseline Forecast | Commercial | Office | Existing | Food Preparation | Natural Gas | Conveyor Oven | E10 |  | Baseline Forecast | 0 | 0 | 0 | 0 | 0 | 0 | 0 | 0 | 0 | 0 | 0 | 0 | 0 | 0 | 0 | 0 | 0 | 0 | 0 | 0 | 0 | 0 | 0
Commercial_Office_Existing_Food Preparation_Natural Gas_Double Rack Oven_E1_Baseline Forecast | Commercial | Office | Existing | Food Preparation | Natural Gas | Double Rack Oven | E1 | Standard | Baseline Forecast | 0 | 1787.6444 | 2437.697 | 2989.0597 | 3454.5833 | 3845.4775 | 4171.5203 | 4441.24 | 4662.0747 | 4840.5108 | 4224.4458 | 3686.789 | 3509.743 | 3435.9784 | 3432.4184 | 3474.5193 | 3544.2569 | 3977.9626 | 4125.9801 | 4243.2626 | 4333.9381 | 4277.7534 | 0
Commercial_Office_Existing_Food Preparation_Natural Gas_Double Rack Oven_E2_Baseline Forecast | Commercial | Office | Existing | Food Preparation | Natural Gas | Double Rack Oven | E2 | FTSC Qualified (>50% Cooking Efficiency) | Baseline Forecast | 0 | 2572.464 | 3507.9054 | 4301.3298 | 4971.2296 | 5533.7359 | 6002.9194 | 6391.0527 | 6708.8393 | 6965.6131 | 6079.0805 | 5305.3793 | 5050.6057 | 4944.4568 | 4939.3337 | 4999.9181 | 5100.2721 | 5724.3853 | 5937.3861 | 6106.1584 | 6236.6426 | 6155.7915 | 0
Commercial_Office_Existing_Food Preparation_Natural Gas_Double Rack Oven_E3_Baseline Forecast | Commercial | Office | Existing | Food Preparation | Natural Gas | Double Rack Oven | E3 |  | Baseline Forecast | 0 | 0 | 0 | 0 | 0 | 0 | 0 | 0 | 0 | 0 | 0 | 0 | 0 | 0 | 0 | 0 | 0 | 0 | 0 | 0 | 0 | 0 | 0
Commercial_Office_Existing_Food Preparation_Natural Gas_Double Rack Oven_E4_Baseline Forecast | Commercial | Office | Existing | Food Preparation | Natural Gas | Double Rack Oven | E4 |  | Baseline Forecast | 0 | 0 | 0 | 0 | 0 | 0 | 0 | 0 | 0 | 0 | 0 | 0 | 0 | 0 | 0 | 0 | 0 | 0 | 0 | 0 | 0 | 0 | 0
Commercial_Office_Existing_Food Preparation_Natural Gas_Double Rack Oven_E5_Baseline Forecast | Commercial | Office | Existing | Food Preparation | Natural Gas | Double Rack Oven | E5 |  | Baseline Forecast | 0 | 0 | 0 | 0 | 0 | 0 | 0 | 0 | 0 | 0 | 0 | 0 | 0 | 0 | 0 | 0 | 0 | 0 | 0 | 0 | 0 | 0 | 0
Commercial_Office_Existing_Food Preparation_Natural Gas_Double Rack Oven_E6_Baseline Forecast | Commercial | Office | Existing | Food Preparation | Natural Gas | Double Rack Oven | E6 |  | Baseline Forecast | 0 | 0 | 0 | 0 | 0 | 0 | 0 | 0 | 0 | 0 | 0 | 0 | 0 | 0 | 0 | 0 | 0 | 0 | 0 | 0 | 0 | 0 | 0
Commercial_Office_Existing_Food Preparation_Natural Gas_Double Rack Oven_E7_Baseline Forecast | Commercial | Office | Existing | Food Preparation | Natural Gas | Double Rack Oven | E7 |  | Baseline Forecast | 0 | 0 | 0 | 0 | 0 | 0 | 0 | 0 | 0 | 0 | 0 | 0 | 0 | 0 | 0 | 0 | 0 | 0 | 0 | 0 | 0 | 0 | 0
Commercial_Office_Existing_Food Preparation_Natural Gas_Double Rack Oven_E8_Baseline Forecast | Commercial | Office | Existing | Food Preparation | Natural Gas | Double Rack Oven | E8 |  | Baseline Forecast | 0 | 0 | 0 | 0 | 0 | 0 | 0 | 0 | 0 | 0 | 0 | 0 | 0 | 0 | 0 | 0 | 0 | 0 | 0 | 0 | 0 | 0 | 0
Commercial_Office_Existing_Food Preparation_Natural Gas_Double Rack Oven_E9_Baseline Forecast | Commercial | Office | Existing | Food Preparation | Natural Gas | Double Rack Oven | E9 |  | Baseline Forecast | 0 | 0 | 0 | 0 | 0 | 0 | 0 | 0 | 0 | 0 | 0 | 0 | 0 | 0 | 0 | 0 | 0 | 0 | 0 | 0 | 0 | 0 | 0
Commercial_Office_Existing_Food Preparation_Natural Gas_Double Rack Oven_E10_Baseline Forecast | Commercial | Office | Existing | Food Preparation | Natural Gas | Double Rack Oven | E10 |  | Baseline Forecast | 0 | 0 | 0 | 0 | 0 | 0 | 0 | 0 | 0 | 0 | 0 | 0 | 0 | 0 | 0 | 0 | 0 | 0 | 0 | 0 | 0 | 0 | 0
Commercial_Office_Existing_Food Preparation_Natural Gas_Fryer_E1_Baseline Forecast | Commercial | Office | Existing | Food Preparation | Natural Gas | Fryer | E1 | Standard | Baseline Forecast | 0 | 18256.4934 | 19879.9634 | 21263.8308 | 22435.0231 | 23417.5532 | 28396.8524 | 32500.493 | 35882.6399 | 38665.5944 | 44620.0931 | 46854.3291 | 46389.541 | 46337.9319 | 46505.5594 | 48441.8273 | 49904.2275 | 50463.743 | 50504.8229 | 50997.522 | 50875.3477 | 50405.6485 | 0
Commercial_Office_Existing_Food Preparation_Natural Gas_Fryer_E2_Baseline Forecast | Commercial | Office | Existing | Food Preparation | Natural Gas | Fryer | E2 | ENERGY STAR | Baseline Forecast | 0 | 6414.4436 | 6984.852 | 7471.0757 | 7882.5757 | 8227.789 | 9977.2725 | 11419.0921 | 12607.414 | 13585.2089 | 15677.33 | 16462.3318 | 16299.0279 | 16280.895 | 16339.7911 | 17020.1015 | 17533.9178 | 17730.5043 | 17744.9378 | 17918.0483 | 17875.1222 | 17710.0927 | 0
Commercial_Office_Existing_Food Preparation_Natural Gas_Fryer_E3_Baseline Forecast | Commercial | Office | Existing | Food Preparation | Natural Gas | Fryer | E3 |  | Baseline Forecast | 0 | 0 | 0 | 0 | 0 | 0 | 0 | 0 | 0 | 0 | 0 | 0 | 0 | 0 | 0 | 0 | 0 | 0 | 0 | 0 | 0 | 0 | 0
Commercial_Office_Existing_Food Preparation_Natural Gas_Fryer_E4_Baseline Forecast | Commercial | Office | Existing | Food Preparation | Natural Gas | Fryer | E4 |  | Baseline Forecast | 0 | 0 | 0 | 0 | 0 | 0 | 0 | 0 | 0 | 0 | 0 | 0 | 0 | 0 | 0 | 0 | 0 | 0 | 0 | 0 | 0 | 0 | 0
Commercial_Office_Existing_Food Preparation_Natural Gas_Fryer_E5_Baseline Forecast | Commercial | Office | Existing | Food Preparation | Natural Gas | Fryer | E5 |  | Baseline Forecast | 0 | 0 | 0 | 0 | 0 | 0 | 0 | 0 | 0 | 0 | 0 | 0 | 0 | 0 | 0 | 0 | 0 | 0 | 0 | 0 | 0 | 0 | 0
Commercial_Office_Existing_Food Preparation_Natural Gas_Fryer_E6_Baseline Forecast | Commercial | Office | Existing | Food Preparation | Natural Gas | Fryer | E6 |  | Baseline Forecast | 0 | 0 | 0 | 0 | 0 | 0 | 0 | 0 | 0 | 0 | 0 | 0 | 0 | 0 | 0 | 0 | 0 | 0 | 0 | 0 | 0 | 0 | 0
Commercial_Office_Existing_Food Preparation_Natural Gas_Fryer_E7_Baseline Forecast | Commercial | Office | Existing | Food Preparation | Natural Gas | Fryer | E7 |  | Baseline Forecast | 0 | 0 | 0 | 0 | 0 | 0 | 0 | 0 | 0 | 0 | 0 | 0 | 0 | 0 | 0 | 0 | 0 | 0 | 0 | 0 | 0 | 0 | 0
Commercial_Office_Existing_Food Preparation_Natural Gas_Fryer_E8_Baseline Forecast | Commercial | Office | Existing | Food Preparation | Natural Gas | Fryer | E8 |  | Baseline Forecast | 0 | 0 | 0 | 0 | 0 | 0 | 0 | 0 | 0 | 0 | 0 | 0 | 0 | 0 | 0 | 0 | 0 | 0 | 0 | 0 | 0 | 0 | 0
Commercial_Office_Existing_Food Preparation_Natural Gas_Fryer_E9_Baseline Forecast | Commercial | Office | Existing | Food Preparation | Natural Gas | Fryer | E9 |  | Baseline Forecast | 0 | 0 | 0 | 0 | 0 | 0 | 0 | 0 | 0 | 0 | 0 | 0 | 0 | 0 | 0 | 0 | 0 | 0 | 0 | 0 | 0 | 0 | 0
Commercial_Office_Existing_Food Preparation_Natural Gas_Fryer_E10_Baseline Forecast | Commercial | Office | Existing | Food Preparation | Natural Gas | Fryer | E10 |  | Baseline Forecast | 0 | 0 | 0 | 0 | 0 | 0 | 0 | 0 | 0 | 0 | 0 | 0 | 0 | 0 | 0 | 0 | 0 | 0 | 0 | 0 | 0 | 0 | 0
Commercial_Office_Existing_Food Preparation_Natural Gas_Broiler_E1_Baseline Forecast | Commercial | Office | Existing | Food Preparation | Natural Gas | Broiler | E1 | Standard | Baseline Forecast | 0 | 4577.9574 | 5118.9887 | 5570.7309 | 5944.9196 | 6251.7899 | 6500.2677 | 6698.1363 | 6852.182 | 6968.3213 | 6081.4441 | 5307.4421 | 5380.1939 | 5466.814 | 5557.2361 | 5644.5167 | 5724.0418 | 6687.6832 | 6674.3228 | 6647.43 | 6609.0042 | 6402.1997 | 0
Commercial_Office_Existing_Food Preparation_Natural Gas_Broiler_E2_Baseline Forecast | Commercial | Office | Existing | Food Preparation | Natural Gas | Broiler | E2 | Infrared Burners | Baseline Forecast | 0 | 1608.4715 | 1798.5636 | 1957.2838 | 2088.7555 | 2196.5748 | 2283.8778 | 2353.3992 | 2407.5234 | 2448.3291 | 2136.7236 | 1864.777 | 1890.3384 | 1920.7725 | 1952.5424 | 1983.2086 | 2011.1498 | 2349.7265 | 2345.0323 | 2335.5835 | 2322.0826 | 2249.4215 | 0
Commercial_Office_Existing_Food Preparation_Natural Gas_Broiler_E3_Baseline Forecast | Commercial | Office | Existing | Food Preparation | Natural Gas | Broiler | E3 |  | Baseline Forecast | 0 | 0 | 0 | 0 | 0 | 0 | 0 | 0 | 0 | 0 | 0 | 0 | 0 | 0 | 0 | 0 | 0 | 0 | 0 | 0 | 0 | 0 | 0
Commercial_Office_Existing_Food Preparation_Natural Gas_Broiler_E4_Baseline Forecast | Commercial | Office | Existing | Food Preparation | Natural Gas | Broiler | E4 |  | Baseline Forecast | 0 | 0 | 0 | 0 | 0 | 0 | 0 | 0 | 0 | 0 | 0 | 0 | 0 | 0 | 0 | 0 | 0 | 0 | 0 | 0 | 0 | 0 | 0
Commercial_Office_Existing_Food Preparation_Natural Gas_Broiler_E5_Baseline Forecast | Commercial | Office | Existing | Food Preparation | Natural Gas | Broiler | E5 |  | Baseline Forecast | 0 | 0 | 0 | 0 | 0 | 0 | 0 | 0 | 0 | 0 | 0 | 0 | 0 | 0 | 0 | 0 | 0 | 0 | 0 | 0 | 0 | 0 | 0
Commercial_Office_Existing_Food Preparation_Natural Gas_Broiler_E6_Baseline Forecast | Commercial | Office | Existing | Food Preparation | Natural Gas | Broiler | E6 |  | Baseline Forecast | 0 | 0 | 0 | 0 | 0 | 0 | 0 | 0 | 0 | 0 | 0 | 0 | 0 | 0 | 0 | 0 | 0 | 0 | 0 | 0 | 0 | 0 | 0
Commercial_Office_Existing_Food Preparation_Natural Gas_Broiler_E7_Baseline Forecast | Commercial | Office | Existing | Food Preparation | Natural Gas | Broiler | E7 |  | Baseline Forecast | 0 | 0 | 0 | 0 | 0 | 0 | 0 | 0 | 0 | 0 | 0 | 0 | 0 | 0 | 0 | 0 | 0 | 0 | 0 | 0 | 0 | 0 | 0
Commercial_Office_Existing_Food Preparation_Natural Gas_Broiler_E8_Baseline Forecast | Commercial | Office | Existing | Food Preparation | Natural Gas | Broiler | E8 |  | Baseline Forecast | 0 | 0 | 0 | 0 | 0 | 0 | 0 | 0 | 0 | 0 | 0 | 0 | 0 | 0 | 0 | 0 | 0 | 0 | 0 | 0 | 0 | 0 | 0
Commercial_Office_Existing_Food Preparation_Natural Gas_Broiler_E9_Baseline Forecast | Commercial | Office | Existing | Food Preparation | Natural Gas | Broiler | E9 |  | Baseline Forecast | 0 | 0 | 0 | 0 | 0 | 0 | 0 | 0 | 0 | 0 | 0 | 0 | 0 | 0 | 0 | 0 | 0 | 0 | 0 | 0 | 0 | 0 | 0
Commercial_Office_Existing_Food Preparation_Natural Gas_Broiler_E10_Baseline Forecast | Commercial | Office | Existing | Food Preparation | Natural Gas | Broiler | E10 |  | Baseline Forecast | 0 | 0 | 0 | 0 | 0 | 0 | 0 | 0 | 0 | 0 | 0 | 0 | 0 | 0 | 0 | 0 | 0 | 0 | 0 | 0 | 0 | 0 | 0
Commercial_Office_Existing_Food Preparation_Natural Gas_Griddle_E1_Baseline Forecast | Commercial | Office | Existing | Food Preparation | Natural Gas | Griddle | E1 | Standard | Baseline Forecast | 0 | 11540.2428 | 12904.0897 | 14042.8542 | 14986.1194 | 15759.6867 | 16386.0564 | 16884.8491 | 17273.1719 | 17565.9391 | 15330.2741 | 13379.1483 | 13562.5432 | 13780.8975 | 14008.8359 | 14228.8555 | 14429.3246 | 16858.4988 | 16824.8193 | 16757.0273 | 16660.1625 | 16138.844 | 0
Commercial_Office_Existing_Food Preparation_Natural Gas_Griddle_E2_Baseline Forecast | Commercial | Office | Existing | Food Preparation | Natural Gas | Griddle | E2 | ENERGY STAR | Baseline Forecast | 0 | 4713.6203 | 5270.6845 | 5735.8137 | 6121.091 | 6437.0551 | 6692.8963 | 6896.6285 | 7055.2392 | 7174.8202 | 6261.6613 | 5464.7226 | 5539.6303 | 5628.8173 | 5721.9189 | 5811.7861 | 5893.6678 | 6885.8657 | 6872.1093 | 6844.4196 | 6804.8551 | 6591.9222 | 0
Commercial_Office_Existing_Food Preparation_Natural Gas_Griddle_E3_Baseline Forecast | Commercial | Office | Existing | Food Preparation | Natural Gas | Griddle | E3 |  | Baseline Forecast | 0 | 0 | 0 | 0 | 0 | 0 | 0 | 0 | 0 | 0 | 0 | 0 | 0 | 0 | 0 | 0 | 0 | 0 | 0 | 0 | 0 | 0 | 0
Commercial_Office_Existing_Food Preparation_Natural Gas_Griddle_E4_Baseline Forecast | Commercial | Office | Existing | Food Preparation | Natural Gas | Griddle | E4 |  | Baseline Forecast | 0 | 0 | 0 | 0 | 0 | 0 | 0 | 0 | 0 | 0 | 0 | 0 | 0 | 0 | 0 | 0 | 0 | 0 | 0 | 0 | 0 | 0 | 0
Commercial_Office_Existing_Food Preparation_Natural Gas_Griddle_E5_Baseline Forecast | Commercial | Office | Existing | Food Preparation | Natural Gas | Griddle | E5 |  | Baseline Forecast | 0 | 0 | 0 | 0 | 0 | 0 | 0 | 0 | 0 | 0 | 0 | 0 | 0 | 0 | 0 | 0 | 0 | 0 | 0 | 0 | 0 | 0 | 0
Commercial_Office_Existing_Food Preparation_Natural Gas_Griddle_E6_Baseline Forecast | Commercial | Office | Existing | Food Preparation | Natural Gas | Griddle | E6 |  | Baseline Forecast | 0 | 0 | 0 | 0 | 0 | 0 | 0 | 0 | 0 | 0 | 0 | 0 | 0 | 0 | 0 | 0 | 0 | 0 | 0 | 0 | 0 | 0 | 0
Commercial_Office_Existing_Food Preparation_Natural Gas_Griddle_E7_Baseline Forecast | Commercial | Office | Existing | Food Preparation | Natural Gas | Griddle | E7 |  | Baseline Forecast | 0 | 0 | 0 | 0 | 0 | 0 | 0 | 0 | 0 | 0 | 0 | 0 | 0 | 0 | 0 | 0 | 0 | 0 | 0 | 0 | 0 | 0 | 0
Commercial_Office_Existing_Food Preparation_Natural Gas_Griddle_E8_Baseline Forecast | Commercial | Office | Existing | Food Preparation | Natural Gas | Griddle | E8 |  | Baseline Forecast | 0 | 0 | 0 | 0 | 0 | 0 | 0 | 0 | 0 | 0 | 0 | 0 | 0 | 0 | 0 | 0 | 0 | 0 | 0 | 0 | 0 | 0 | 0
Commercial_Office_Existing_Food Preparation_Natural Gas_Griddle_E9_Baseline Forecast | Commercial | Office | Existing | Food Preparation | Natural Gas | Griddle | E9 |  | Baseline Forecast | 0 | 0 | 0 | 0 | 0 | 0 | 0 | 0 | 0 | 0 | 0 | 0 | 0 | 0 | 0 | 0 | 0 | 0 | 0 | 0 | 0 | 0 | 0
Commercial_Office_Existing_Food Preparation_Natural Gas_Griddle_E10_Baseline Forecast | Commercial | Office | Existing | Food Preparation | Natural Gas | Griddle | E10 |  | Baseline Forecast | 0 | 0 | 0 | 0 | 0 | 0 | 0 | 0 | 0 | 0 | 0 | 0 | 0 | 0 | 0 | 0 | 0 | 0 | 0 | 0 | 0 | 0 | 0
Commercial_Office_Existing_Food Preparation_Natural Gas_Range_E1_Baseline Forecast | Commercial | Office | Existing | Food Preparation | Natural Gas | Range | E1 | Standard | Baseline Forecast | 0 | 38445.3803 | 49070.2854 | 57072.5165 | 63020.9956 | 67362.4714 | 70447.7334 | 72552.2014 | 73892.098 | 74637.1506 | 65142.681 | 59486.7085 | 56401.0145 | 54985.9342 | 54610.5702 | 62633.9122 | 63793.6494 | 64439.1601 | 64685.5949 | 62965.4256 | 60416.6137 | 57703.9555 | 0
Commercial_Office_Existing_Food Preparation_Natural Gas_Range_E2_Baseline Forecast | Commercial | Office | Existing | Food Preparation | Natural Gas | Range | E2 | High Efficiency | Baseline Forecast | 0 | 55323.8399 | 70613.3375 | 82128.7433 | 90688.7498 | 96936.2393 | 101376.0065 | 104404.3874 | 106332.5313 | 107404.6801 | 93741.9068 | 85602.8245 | 81162.4355 | 79126.1004 | 78585.9425 | 90131.7273 | 91800.6174 | 92729.5231 | 93084.1488 | 90608.7832 | 86940.9807 | 83037.3994 | 0
Commercial_Office_Existing_Food Preparation_Natural Gas_Range_E3_Baseline Forecast | Commercial | Office | Existing | Food Preparation | Natural Gas | Range | E3 |  | Baseline Forecast | 0 | 0 | 0 | 0 | 0 | 0 | 0 | 0 | 0 | 0 | 0 | 0 | 0 | 0 | 0 | 0 | 0 | 0 | 0 | 0 | 0 | 0 | 0
Commercial_Office_Existing_Food Preparation_Natural Gas_Range_E4_Baseline Forecast | Commercial | Office | Existing | Food Preparation | Natural Gas | Range | E4 |  | Baseline Forecast | 0 | 0 | 0 | 0 | 0 | 0 | 0 | 0 | 0 | 0 | 0 | 0 | 0 | 0 | 0 | 0 | 0 | 0 | 0 | 0 | 0 | 0 | 0
Commercial_Office_Existing_Food Preparation_Natural Gas_Range_E5_Baseline Forecast | Commercial | Office | Existing | Food Preparation | Natural Gas | Range | E5 |  | Baseline Forecast | 0 | 0 | 0 | 0 | 0 | 0 | 0 | 0 | 0 | 0 | 0 | 0 | 0 | 0 | 0 | 0 | 0 | 0 | 0 | 0 | 0 | 0 | 0
Commercial_Office_Existing_Food Preparation_Natural Gas_Range_E6_Baseline Forecast | Commercial | Office | Existing | Food Preparation | Natural Gas | Range | E6 |  | Baseline Forecast | 0 | 0 | 0 | 0 | 0 | 0 | 0 | 0 | 0 | 0 | 0 | 0 | 0 | 0 | 0 | 0 | 0 | 0 | 0 | 0 | 0 | 0 | 0
Commercial_Office_Existing_Food Preparation_Natural Gas_Range_E7_Baseline Forecast | Commercial | Office | Existing | Food Preparation | Natural Gas | Range | E7 |  | Baseline Forecast | 0 | 0 | 0 | 0 | 0 | 0 | 0 | 0 | 0 | 0 | 0 | 0 | 0 | 0 | 0 | 0 | 0 | 0 | 0 | 0 | 0 | 0 | 0
Commercial_Office_Existing_Food Preparation_Natural Gas_Range_E8_Baseline Forecast | Commercial | Office | Existing | Food Preparation | Natural Gas | Range | E8 |  | Baseline Forecast | 0 | 0 | 0 | 0 | 0 | 0 | 0 | 0 | 0 | 0 | 0 | 0 | 0 | 0 | 0 | 0 | 0 | 0 | 0 | 0 | 0 | 0 | 0
Commercial_Office_Existing_Food Preparation_Natural Gas_Range_E9_Baseline Forecast | Commercial | Office | Existing | Food Preparation | Natural Gas | Range | E9 |  | Baseline Forecast | 0 | 0 | 0 | 0 | 0 | 0 | 0 | 0 | 0 | 0 | 0 | 0 | 0 | 0 | 0 | 0 | 0 | 0 | 0 | 0 | 0 | 0 | 0
Commercial_Office_Existing_Food Preparation_Natural Gas_Range_E10_Baseline Forecast | Commercial | Office | Existing | Food Preparation | Natural Gas | Range | E10 |  | Baseline Forecast | 0 | 0 | 0 | 0 | 0 | 0 | 0 | 0 | 0 | 0 | 0 | 0 | 0 | 0 | 0 | 0 | 0 | 0 | 0 | 0 | 0 | 0 | 0
Commercial_Office_Existing_Food Preparation_Natural Gas_Steamer_E1_Baseline Forecast | Commercial | Office | Existing | Food Preparation | Natural Gas | Steamer | E1 | Standard | Baseline Forecast | 0 | 2952.9618 | 3301.9482 | 3593.3396 | 3834.706 | 4032.6493 | 4192.9272 | 4320.5602 | 4419.9258 | 4494.8402 | 4200.9298 | 3977.2996 | 3809.5797 | 3685.9419 | 3596.6856 | 3533.8868 | 3491.1033 | 3463.1248 | 3445.764 | 4056.4969 | 4003.9883 | 3931.021 | 0
Commercial_Office_Existing_Food Preparation_Natural Gas_Steamer_E2_Baseline Forecast | Commercial | Office | Existing | Food Preparation | Natural Gas | Steamer | E2 | ENERGY STAR | Baseline Forecast | 0 | 2952.9618 | 3301.9482 | 3593.3396 | 3834.706 | 4032.6493 | 4192.9272 | 4320.5602 | 4419.9258 | 4494.8402 | 4200.9298 | 3977.2996 | 3809.5797 | 3685.9419 | 3596.6856 | 3533.8868 | 3491.1033 | 3463.1248 | 3445.764 | 4056.4969 | 4003.9883 | 3931.021 | 0
Commercial_Office_Existing_Food Preparation_Natural Gas_Steamer_E3_Baseline Forecast | Commercial | Office | Existing | Food Preparation | Natural Gas | Steamer | E3 |  | Baseline Forecast | 0 | 0 | 0 | 0 | 0 | 0 | 0 | 0 | 0 | 0 | 0 | 0 | 0 | 0 | 0 | 0 | 0 | 0 | 0 | 0 | 0 | 0 | 0
Commercial_Office_Existing_Food Preparation_Natural Gas_Steamer_E4_Baseline Forecast | Commercial | Office | Existing | Food Preparation | Natural Gas | Steamer | E4 |  | Baseline Forecast | 0 | 0 | 0 | 0 | 0 | 0 | 0 | 0 | 0 | 0 | 0 | 0 | 0 | 0 | 0 | 0 | 0 | 0 | 0 | 0 | 0 | 0 | 0
Commercial_Office_Existing_Food Preparation_Natural Gas_Steamer_E5_Baseline Forecast | Commercial | Office | Existing | Food Preparation | Natural Gas | Steamer | E5 |  | Baseline Forecast | 0 | 0 | 0 | 0 | 0 | 0 | 0 | 0 | 0 | 0 | 0 | 0 | 0 | 0 | 0 | 0 | 0 | 0 | 0 | 0 | 0 | 0 | 0
Commercial_Office_Existing_Food Preparation_Natural Gas_Steamer_E6_Baseline Forecast | Commercial | Office | Existing | Food Preparation | Natural Gas | Steamer | E6 |  | Baseline Forecast | 0 | 0 | 0 | 0 | 0 | 0 | 0 | 0 | 0 | 0 | 0 | 0 | 0 | 0 | 0 | 0 | 0 | 0 | 0 | 0 | 0 | 0 | 0
Commercial_Office_Existing_Food Preparation_Natural Gas_Steamer_E7_Baseline Forecast | Commercial | Office | Existing | Food Preparation | Natural Gas | Steamer | E7 |  | Baseline Forecast | 0 | 0 | 0 | 0 | 0 | 0 | 0 | 0 | 0 | 0 | 0 | 0 | 0 | 0 | 0 | 0 | 0 | 0 | 0 | 0 | 0 | 0 | 0
Commercial_Office_Existing_Food Preparation_Natural Gas_Steamer_E8_Baseline Forecast | Commercial | Office | Existing | Food Preparation | Natural Gas | Steamer | E8 |  | Baseline Forecast | 0 | 0 | 0 | 0 | 0 | 0 | 0 | 0 | 0 | 0 | 0 | 0 | 0 | 0 | 0 | 0 | 0 | 0 | 0 | 0 | 0 | 0 | 0
Commercial_Office_Existing_Food Preparation_Natural Gas_Steamer_E9_Baseline Forecast | Commercial | Office | Existing | Food Preparation | Natural Gas | Steamer | E9 |  | Baseline Forecast | 0 | 0 | 0 | 0 | 0 | 0 | 0 | 0 | 0 | 0 | 0 | 0 | 0 | 0 | 0 | 0 | 0 | 0 | 0 | 0 | 0 | 0 | 0
Commercial_Office_Existing_Food Preparation_Natural Gas_Steamer_E10_Baseline Forecast | Commercial | Office | Existing | Food Preparation | Natural Gas | Steamer | E10 |  | Baseline Forecast | 0 | 0 | 0 | 0 | 0 | 0 | 0 | 0 | 0 | 0 | 0 | 0 | 0 | 0 | 0 | 0 | 0 | 0 | 0 | 0 | 0 | 0 | 0
Commercial_Office_Existing_Food Preparation_Natural Gas_Food Prep Other_E1_Baseline Forecast | Commercial | Office | Existing | Food Preparation | Natural Gas | Food Prep Other | E1 | Standard | Baseline Forecast | 0 | 10361.7599 | 13225.3735 | 15382.1268 | 16985.3548 | 18155.4649 | 18987.0016 | 19554.1957 | 19915.3233 | 20116.1291 | 17557.1893 | 16032.7973 | 15201.1442 | 14819.7532 | 14718.5855 | 16881.0285 | 17193.5997 | 17367.5771 | 17433.9959 | 16970.3776 | 16283.4244 | 15552.3115 | 0
Commercial_Office_Existing_Food Preparation_Natural Gas_Food Prep Other_E2_Baseline Forecast | Commercial | Office | Existing | Food Preparation | Natural Gas | Food Prep Other | E2 | ENERGY STAR | Baseline Forecast | 0 | 3640.6183 | 4646.7529 | 5404.531 | 5967.8274 | 6378.9471 | 6671.1087 | 6870.3931 | 6997.2757 | 7067.8291 | 6168.7422 | 5633.145 | 5340.9426 | 5206.9403 | 5171.3949 | 5931.1722 | 6040.9945 | 6102.1217 | 6125.458 | 5962.5651 | 5721.2032 | 5464.3257 | 0
Commercial_Office_Existing_Food Preparation_Natural Gas_Food Prep Other_E3_Baseline Forecast | Commercial | Office | Existing | Food Preparation | Natural Gas | Food Prep Other | E3 |  | Baseline Forecast | 0 | 0 | 0 | 0 | 0 | 0 | 0 | 0 | 0 | 0 | 0 | 0 | 0 | 0 | 0 | 0 | 0 | 0 | 0 | 0 | 0 | 0 | 0
Commercial_Office_Existing_Food Preparation_Natural Gas_Food Prep Other_E4_Baseline Forecast | Commercial | Office | Existing | Food Preparation | Natural Gas | Food Prep Other | E4 |  | Baseline Forecast | 0 | 0 | 0 | 0 | 0 | 0 | 0 | 0 | 0 | 0 | 0 | 0 | 0 | 0 | 0 | 0 | 0 | 0 | 0 | 0 | 0 | 0 | 0
Commercial_Office_Existing_Food Preparation_Natural Gas_Food Prep Other_E5_Baseline Forecast | Commercial | Office | Existing | Food Preparation | Natural Gas | Food Prep Other | E5 |  | Baseline Forecast | 0 | 0 | 0 | 0 | 0 | 0 | 0 | 0 | 0 | 0 | 0 | 0 | 0 | 0 | 0 | 0 | 0 | 0 | 0 | 0 | 0 | 0 | 0
Commercial_Office_Existing_Food Preparation_Natural Gas_Food Prep Other_E6_Baseline Forecast | Commercial | Office | Existing | Food Preparation | Natural Gas | Food Prep Other | E6 |  | Baseline Forecast | 0 | 0 | 0 | 0 | 0 | 0 | 0 | 0 | 0 | 0 | 0 | 0 | 0 | 0 | 0 | 0 | 0 | 0 | 0 | 0 | 0 | 0 | 0
Commercial_Office_Existing_Food Preparation_Natural Gas_Food Prep Other_E7_Baseline Forecast | Commercial | Office | Existing | Food Preparation | Natural Gas | Food Prep Other | E7 |  | Baseline Forecast | 0 | 0 | 0 | 0 | 0 | 0 | 0 | 0 | 0 | 0 | 0 | 0 | 0 | 0 | 0 | 0 | 0 | 0 | 0 | 0 | 0 | 0 | 0
Commercial_Office_Existing_Food Preparation_Natural Gas_Food Prep Other_E8_Baseline Forecast | Commercial | Office | Existing | Food Preparation | Natural Gas | Food Prep Other | E8 |  | Baseline Forecast | 0 | 0 | 0 | 0 | 0 | 0 | 0 | 0 | 0 | 0 | 0 | 0 | 0 | 0 | 0 | 0 | 0 | 0 | 0 | 0 | 0 | 0 | 0
Commercial_Office_Existing_Food Preparation_Natural Gas_Food Prep Other_E9_Baseline Forecast | Commercial | Office | Existing | Food Preparation | Natural Gas | Food Prep Other | E9 |  | Baseline Forecast | 0 | 0 | 0 | 0 | 0 | 0 | 0 | 0 | 0 | 0 | 0 | 0 | 0 | 0 | 0 | 0 | 0 | 0 | 0 | 0 | 0 | 0 | 0
Commercial_Office_Existing_Food Preparation_Natural Gas_Food Prep Other_E10_Baseline Forecast | Commercial | Office | Existing | Food Preparation | Natural Gas | Food Prep Other | E10 |  | Baseline Forecast | 0 | 0 | 0 | 0 | 0 | 0 | 0 | 0 | 0 | 0 | 0 | 0 | 0 | 0 | 0 | 0 | 0 | 0 | 0 | 0 | 0 | 0 | 0
Commercial_Office_Existing_Miscellaneous_Natural Gas_Pool Heater_E1_Baseline Forecast | Commercial | Office | Existing | Miscellaneous | Natural Gas | Pool Heater | E1 | Standard (EF .82) | Baseline Forecast | 0 | 46083.7648 | 43737.6823 | 41757.8323 | 40068.1344 | 38608.7851 | 38734.2318 | 38404.6807 | 37784.5753 | 36989.1958 | 36098.1776 | 45476.5954 | 42398.3166 | 39937.9232 | 37915.7212 | 36208.3499 | 36918.5526 | 36815.9172 | 36221.6542 | 35345.1972 | 34321.2167 | 35883.7503 | 0
Commercial_Office_Existing_Miscellaneous_Natural Gas_Pool Heater_E2_Baseline Forecast | Commercial | Office | Existing | Miscellaneous | Natural Gas | Pool Heater | E2 | Condensing (EF .90) | Baseline Forecast | 0 | 5120.4183 | 4859.7425 | 4639.7591 | 4452.0149 | 4289.865 | 4303.8035 | 4267.1867 | 4198.2861 | 4109.9106 | 4010.9086 | 5052.955 | 4710.9241 | 4437.547 | 4212.8579 | 4023.15 | 4102.0614 | 4090.6575 | 4024.6282 | 3927.2441 | 3813.4685 | 3987.0834 | 0
Commercial_Office_Existing_Miscellaneous_Natural Gas_Pool Heater_E3_Baseline Forecast | Commercial | Office | Existing | Miscellaneous | Natural Gas | Pool Heater | E3 |  | Baseline Forecast | 0 | 0 | 0 | 0 | 0 | 0 | 0 | 0 | 0 | 0 | 0 | 0 | 0 | 0 | 0 | 0 | 0 | 0 | 0 | 0 | 0 | 0 | 0
Commercial_Office_Existing_Miscellaneous_Natural Gas_Pool Heater_E4_Baseline Forecast | Commercial | Office | Existing | Miscellaneous | Natural Gas | Pool Heater | E4 |  | Baseline Forecast | 0 | 0 | 0 | 0 | 0 | 0 | 0 | 0 | 0 | 0 | 0 | 0 | 0 | 0 | 0 | 0 | 0 | 0 | 0 | 0 | 0 | 0 | 0
Commercial_Office_Existing_Miscellaneous_Natural Gas_Pool Heater_E5_Baseline Forecast | Commercial | Office | Existing | Miscellaneous | Natural Gas | Pool Heater | E5 |  | Baseline Forecast | 0 | 0 | 0 | 0 | 0 | 0 | 0 | 0 | 0 | 0 | 0 | 0 | 0 | 0 | 0 | 0 | 0 | 0 | 0 | 0 | 0 | 0 | 0
Commercial_Office_Existing_Miscellaneous_Natural Gas_Pool Heater_E6_Baseline Forecast | Commercial | Office | Existing | Miscellaneous | Natural Gas | Pool Heater | E6 |  | Baseline Forecast | 0 | 0 | 0 | 0 | 0 | 0 | 0 | 0 | 0 | 0 | 0 | 0 | 0 | 0 | 0 | 0 | 0 | 0 | 0 | 0 | 0 | 0 | 0
Commercial_Office_Existing_Miscellaneous_Natural Gas_Pool Heater_E7_Baseline Forecast | Commercial | Office | Existing | Miscellaneous | Natural Gas | Pool Heater | E7 |  | Baseline Forecast | 0 | 0 | 0 | 0 | 0 | 0 | 0 | 0 | 0 | 0 | 0 | 0 | 0 | 0 | 0 | 0 | 0 | 0 | 0 | 0 | 0 | 0 | 0
Commercial_Office_Existing_Miscellaneous_Natural Gas_Pool Heater_E8_Baseline Forecast | Commercial | Office | Existing | Miscellaneous | Natural Gas | Pool Heater | E8 |  | Baseline Forecast | 0 | 0 | 0 | 0 | 0 | 0 | 0 | 0 | 0 | 0 | 0 | 0 | 0 | 0 | 0 | 0 | 0 | 0 | 0 | 0 | 0 | 0 | 0
Commercial_Office_Existing_Miscellaneous_Natural Gas_Pool Heater_E9_Baseline Forecast | Commercial | Office | Existing | Miscellaneous | Natural Gas | Pool Heater | E9 |  | Baseline Forecast | 0 | 0 | 0 | 0 | 0 | 0 | 0 | 0 | 0 | 0 | 0 | 0 | 0 | 0 | 0 | 0 | 0 | 0 | 0 | 0 | 0 | 0 | 0
Commercial_Office_Existing_Miscellaneous_Natural Gas_Pool Heater_E10_Baseline Forecast | Commercial | Office | Existing | Miscellaneous | Natural Gas | Pool Heater | E10 |  | Baseline Forecast | 0 | 0 | 0 | 0 | 0 | 0 | 0 | 0 | 0 | 0 | 0 | 0 | 0 | 0 | 0 | 0 | 0 | 0 | 0 | 0 | 0 | 0 | 0
Commercial_Office_Existing_Miscellaneous_Natural Gas_Miscellaneous_E1_Baseline Forecast | Commercial | Office | Existing | Miscellaneous | Natural Gas | Miscellaneous | E1 | Standard | Baseline Forecast | 0 | 3786966.7623 | 4426324.7871 | 4941847.913 | 4670873.5205 | 4529277.6161 | 4479818.0799 | 4401557.693 | 4316552.4228 | 4238328.3063 | 4161916.8862 | 5004510.56 | 4956385.6246 | 4878341.896 | 4738123.6958 | 4643796.3629 | 4575582.4309 | 4492015.4268 | 4406954.5072 | 4327417.5621 | 4249278.5218 | 4394553.6845 | 0
Commercial_Office_Existing_Miscellaneous_Natural Gas_Miscellaneous_E2_Baseline Forecast | Commercial | Office | Existing | Miscellaneous | Natural Gas | Miscellaneous | E2 |  | Baseline Forecast | 0 | 0 | 0 | 0 | 0 | 0 | 0 | 0 | 0 | 0 | 0 | 0 | 0 | 0 | 0 | 0 | 0 | 0 | 0 | 0 | 0 | 0 | 0
Commercial_Office_Existing_Miscellaneous_Natural Gas_Miscellaneous_E3_Baseline Forecast | Commercial | Office | Existing | Miscellaneous | Natural Gas | Miscellaneous | E3 |  | Baseline Forecast | 0 | 0 | 0 | 0 | 0 | 0 | 0 | 0 | 0 | 0 | 0 | 0 | 0 | 0 | 0 | 0 | 0 | 0 | 0 | 0 | 0 | 0 | 0
Commercial_Office_Existing_Miscellaneous_Natural Gas_Miscellaneous_E4_Baseline Forecast | Commercial | Office | Existing | Miscellaneous | Natural Gas | Miscellaneous | E4 |  | Baseline Forecast | 0 | 0 | 0 | 0 | 0 | 0 | 0 | 0 | 0 | 0 | 0 | 0 | 0 | 0 | 0 | 0 | 0 | 0 | 0 | 0 | 0 | 0 | 0
Commercial_Office_Existing_Miscellaneous_Natural Gas_Miscellaneous_E5_Baseline Forecast | Commercial | Office | Existing | Miscellaneous | Natural Gas | Miscellaneous | E5 |  | Baseline Forecast | 0 | 0 | 0 | 0 | 0 | 0 | 0 | 0 | 0 | 0 | 0 | 0 | 0 | 0 | 0 | 0 | 0 | 0 | 0 | 0 | 0 | 0 | 0
Commercial_Office_Existing_Miscellaneous_Natural Gas_Miscellaneous_E6_Baseline Forecast | Commercial | Office | Existing | Miscellaneous | Natural Gas | Miscellaneous | E6 |  | Baseline Forecast | 0 | 0 | 0 | 0 | 0 | 0 | 0 | 0 | 0 | 0 | 0 | 0 | 0 | 0 | 0 | 0 | 0 | 0 | 0 | 0 | 0 | 0 | 0
Commercial_Office_Existing_Miscellaneous_Natural Gas_Miscellaneous_E7_Baseline Forecast | Commercial | Office | Existing | Miscellaneous | Natural Gas | Miscellaneous | E7 |  | Baseline Forecast | 0 | 0 | 0 | 0 | 0 | 0 | 0 | 0 | 0 | 0 | 0 | 0 | 0 | 0 | 0 | 0 | 0 | 0 | 0 | 0 | 0 | 0 | 0
Commercial_Office_Existing_Miscellaneous_Natural Gas_Miscellaneous_E8_Baseline Forecast | Commercial | Office | Existing | Miscellaneous | Natural Gas | Miscellaneous | E8 |  | Baseline Forecast | 0 | 0 | 0 | 0 | 0 | 0 | 0 | 0 | 0 | 0 | 0 | 0 | 0 | 0 | 0 | 0 | 0 | 0 | 0 | 0 | 0 | 0 | 0
Commercial_Office_Existing_Miscellaneous_Natural Gas_Miscellaneous_E9_Baseline Forecast | Commercial | Office | Existing | Miscellaneous | Natural Gas | Miscellaneous | E9 |  | Baseline Forecast | 0 | 0 | 0 | 0 | 0 | 0 | 0 | 0 | 0 | 0 | 0 | 0 | 0 | 0 | 0 | 0 | 0 | 0 | 0 | 0 | 0 | 0 | 0
Commercial_Office_Existing_Miscellaneous_Natural Gas_Miscellaneous_E10_Baseline Forecast | Commercial | Office | Existing | Miscellaneous | Natural Gas | Miscellaneous | E10 |  | Baseline Forecast | 0 | 0 | 0 | 0 | 0 | 0 | 0 | 0 | 0 | 0 | 0 | 0 | 0 | 0 | 0 | 0 | 0 | 0 | 0 | 0 | 0 | 0 | 0
Commercial_Office_New_Space Heating_Natural Gas_Furnace_E1_Baseline Forecast | Commercial | Office | New | Space Heating | Natural Gas | Furnace | E1 | AFUE 80% (Standard) | Baseline Forecast | 0 | 1620170.8786 | 2493191.7245 | 1117264.4727 | 1096814.3654 | 1084351.1136 | 1071924.7363 | 1063415.1024 | 1050894.8239 | 1039967.4248 | 1025062.2785 | 1012112.2344 | 1001278.6089 | 986206.7732 | 973056.2859 | 957763.4342 | 946544.0468 | 934109.3535 | 919623.0995 | 1035582.0036 | 1205973.3759 | 1264992.3684 | 0
Commercial_Office_New_Space Heating_Natural Gas_Furnace_E2_Baseline Forecast | Commercial | Office | New | Space Heating | Natural Gas | Furnace | E2 | AFUE 90% | Baseline Forecast | 0 | 0 | 0 | 0 | 0 | 0 | 0 | 0 | 0 | 0 | 0 | 0 | 0 | 0 | 0 | 0 | 0 | 0 | 0 | 0 | 0 | 0 | 0
Commercial_Office_New_Space Heating_Natural Gas_Furnace_E3_Baseline Forecast | Commercial | Office | New | Space Heating | Natural Gas | Furnace | E3 | AFUE 95% | Baseline Forecast | 0 | 0 | 0 | 0 | 0 | 0 | 0 | 0 | 0 | 0 | 0 | 0 | 0 | 0 | 0 | 0 | 0 | 0 | 0 | 0 | 0 | 0 | 0
Commercial_Office_New_Space Heating_Natural Gas_Furnace_E4_Baseline Forecast | Commercial | Office | New | Space Heating | Natural Gas | Furnace | E4 |  | Baseline Forecast | 0 | 0 | 0 | 0 | 0 | 0 | 0 | 0 | 0 | 0 | 0 | 0 | 0 | 0 | 0 | 0 | 0 | 0 | 0 | 0 | 0 | 0 | 0
Commercial_Office_New_Space Heating_Natural Gas_Furnace_E5_Baseline Forecast | Commercial | Office | New | Space Heating | Natural Gas | Furnace | E5 |  | Baseline Forecast | 0 | 0 | 0 | 0 | 0 | 0 | 0 | 0 | 0 | 0 | 0 | 0 | 0 | 0 | 0 | 0 | 0 | 0 | 0 | 0 | 0 | 0 | 0
Commercial_Office_New_Space Heating_Natural Gas_Furnace_E6_Baseline Forecast | Commercial | Office | New | Space Heating | Natural Gas | Furnace | E6 |  | Baseline Forecast | 0 | 0 | 0 | 0 | 0 | 0 | 0 | 0 | 0 | 0 | 0 | 0 | 0 | 0 | 0 | 0 | 0 | 0 | 0 | 0 | 0 | 0 | 0
Commercial_Office_New_Space Heating_Natural Gas_Furnace_E7_Baseline Forecast | Commercial | Office | New | Space Heating | Natural Gas | Furnace | E7 |  | Baseline Forecast | 0 | 0 | 0 | 0 | 0 | 0 | 0 | 0 | 0 | 0 | 0 | 0 | 0 | 0 | 0 | 0 | 0 | 0 | 0 | 0 | 0 | 0 | 0
Commercial_Office_New_Space Heating_Natural Gas_Furnace_E8_Baseline Forecast | Commercial | Office | New | Space Heating | Natural Gas | Furnace | E8 |  | Baseline Forecast | 0 | 0 | 0 | 0 | 0 | 0 | 0 | 0 | 0 | 0 | 0 | 0 | 0 | 0 | 0 | 0 | 0 | 0 | 0 | 0 | 0 | 0 | 0
Commercial_Office_New_Space Heating_Natural Gas_Furnace_E9_Baseline Forecast | Commercial | Office | New | Space Heating | Natural Gas | Furnace | E9 |  | Baseline Forecast | 0 | 0 | 0 | 0 | 0 | 0 | 0 | 0 | 0 | 0 | 0 | 0 | 0 | 0 | 0 | 0 | 0 | 0 | 0 | 0 | 0 | 0 | 0
Commercial_Office_New_Space Heating_Natural Gas_Furnace_E10_Baseline Forecast | Commercial | Office | New | Space Heating | Natural Gas | Furnace | E10 |  | Baseline Forecast | 0 | 0 | 0 | 0 | 0 | 0 | 0 | 0 | 0 | 0 | 0 | 0 | 0 | 0 | 0 | 0 | 0 | 0 | 0 | 0 | 0 | 0 | 0
Commercial_Office_New_Space Heating_Natural Gas_Boiler_E1_Baseline Forecast | Commercial | Office | New | Space Heating | Natural Gas | Boiler | E1 | AFUE 80% (Standard) | Baseline Forecast | 0 | 480432.038 | 739310.4007 | 331304.3425 | 325240.2372 | 321544.4879 | 317859.673 | 315336.2967 | 311623.6371 | 308383.3168 | 303963.4683 | 300123.3697 | 296910.8562 | 292441.579 | 288542.0425 | 284007.2271 | 280680.323 | 276993.0421 | 272697.4085 | 270126.5898 | 266625.7968 | 265640.5845 | 0
Commercial_Office_New_Space Heating_Natural Gas_Boiler_E2_Baseline Forecast | Commercial | Office | New | Space Heating | Natural Gas | Boiler | E2 | AFUE 85% | Baseline Forecast | 0 | 0 | 0 | 0 | 0 | 0 | 0 | 0 | 0 | 0 | 0 | 0 | 0 | 0 | 0 | 0 | 0 | 0 | 0 | 0 | 0 | 0 | 0
Commercial_Office_New_Space Heating_Natural Gas_Boiler_E3_Baseline Forecast | Commercial | Office | New | Space Heating | Natural Gas | Boiler | E3 | AFUE 98% | Baseline Forecast | 0 | 0 | 0 | 0 | 0 | 0 | 0 | 0 | 0 | 0 | 0 | 0 | 0 | 0 | 0 | 0 | 0 | 0 | 0 | 0 | 0 | 0 | 0
Commercial_Office_New_Space Heating_Natural Gas_Boiler_E4_Baseline Forecast | Commercial | Office | New | Space Heating | Natural Gas | Boiler | E4 | Convert to NG Air Source Heat Pump | Baseline Forecast | 0 | 0 | 0 | 0 | 0 | 0 | 0 | 0 | 0 | 0 | 0 | 0 | 0 | 0 | 0 | 0 | 0 | 0 | 0 | 0 | 0 | 0 | 0
Commercial_Office_New_Space Heating_Natural Gas_Boiler_E5_Baseline Forecast | Commercial | Office | New | Space Heating | Natural Gas | Boiler | E5 |  | Baseline Forecast | 0 | 0 | 0 | 0 | 0 | 0 | 0 | 0 | 0 | 0 | 0 | 0 | 0 | 0 | 0 | 0 | 0 | 0 | 0 | 0 | 0 | 0 | 0
Commercial_Office_New_Space Heating_Natural Gas_Boiler_E6_Baseline Forecast | Commercial | Office | New | Space Heating | Natural Gas | Boiler | E6 |  | Baseline Forecast | 0 | 0 | 0 | 0 | 0 | 0 | 0 | 0 | 0 | 0 | 0 | 0 | 0 | 0 | 0 | 0 | 0 | 0 | 0 | 0 | 0 | 0 | 0
Commercial_Office_New_Space Heating_Natural Gas_Boiler_E7_Baseline Forecast | Commercial | Office | New | Space Heating | Natural Gas | Boiler | E7 |  | Baseline Forecast | 0 | 0 | 0 | 0 | 0 | 0 | 0 | 0 | 0 | 0 | 0 | 0 | 0 | 0 | 0 | 0 | 0 | 0 | 0 | 0 | 0 | 0 | 0
Commercial_Office_New_Space Heating_Natural Gas_Boiler_E8_Baseline Forecast | Commercial | Office | New | Space Heating | Natural Gas | Boiler | E8 |  | Baseline Forecast | 0 | 0 | 0 | 0 | 0 | 0 | 0 | 0 | 0 | 0 | 0 | 0 | 0 | 0 | 0 | 0 | 0 | 0 | 0 | 0 | 0 | 0 | 0
Commercial_Office_New_Space Heating_Natural Gas_Boiler_E9_Baseline Forecast | Commercial | Office | New | Space Heating | Natural Gas | Boiler | E9 |  | Baseline Forecast | 0 | 0 | 0 | 0 | 0 | 0 | 0 | 0 | 0 | 0 | 0 | 0 | 0 | 0 | 0 | 0 | 0 | 0 | 0 | 0 | 0 | 0 | 0
Commercial_Office_New_Space Heating_Natural Gas_Boiler_E10_Baseline Forecast | Commercial | Office | New | Space Heating | Natural Gas | Boiler | E10 |  | Baseline Forecast | 0 | 0 | 0 | 0 | 0 | 0 | 0 | 0 | 0 | 0 | 0 | 0 | 0 | 0 | 0 | 0 | 0 | 0 | 0 | 0 | 0 | 0 | 0
Commercial_Office_New_Space Heating_Natural Gas_Unit Heater_E1_Baseline Forecast | Commercial | Office | New | Space Heating | Natural Gas | Unit Heater | E1 | Standard | Baseline Forecast | 0 | 329126.8321 | 506475.1533 | 226964.7735 | 222810.4716 | 220278.6457 | 217754.3106 | 216025.6356 | 213482.2251 | 211262.3974 | 208234.517 | 205603.8026 | 269228.3907 | 354296.6059 | 366227.0627 | 373971.0742 | 379866.087 | 469653.1447 | 500427.2643 | 405368.1626 | 400070.5319 | 396895.8545 | 0
Commercial_Office_New_Space Heating_Natural Gas_Unit Heater_E2_Baseline Forecast | Commercial | Office | New | Space Heating | Natural Gas | Unit Heater | E2 | Condensing | Baseline Forecast | 0 | 0 | 0 | 0 | 0 | 0 | 0 | 0 | 0 | 0 | 0 | 0 | 0 | 0 | 0 | 0 | 0 | 0 | 0 | 0 | 0 | 0 | 0
Commercial_Office_New_Space Heating_Natural Gas_Unit Heater_E3_Baseline Forecast | Commercial | Office | New | Space Heating | Natural Gas | Unit Heater | E3 | Infrared Radiant | Baseline Forecast | 0 | 0 | 0 | 0 | 0 | 0 | 0 | 0 | 0 | 0 | 0 | 0 | 0 | 0 | 0 | 0 | 0 | 0 | 0 | 0 | 0 | 0 | 0
Commercial_Office_New_Space Heating_Natural Gas_Unit Heater_E4_Baseline Forecast | Commercial | Office | New | Space Heating | Natural Gas | Unit Heater | E4 |  | Baseline Forecast | 0 | 0 | 0 | 0 | 0 | 0 | 0 | 0 | 0 | 0 | 0 | 0 | 0 | 0 | 0 | 0 | 0 | 0 | 0 | 0 | 0 | 0 | 0
Commercial_Office_New_Space Heating_Natural Gas_Unit Heater_E5_Baseline Forecast | Commercial | Office | New | Space Heating | Natural Gas | Unit Heater | E5 |  | Baseline Forecast | 0 | 0 | 0 | 0 | 0 | 0 | 0 | 0 | 0 | 0 | 0 | 0 | 0 | 0 | 0 | 0 | 0 | 0 | 0 | 0 | 0 | 0 | 0
Commercial_Office_New_Space Heating_Natural Gas_Unit Heater_E6_Baseline Forecast | Commercial | Office | New | Space Heating | Natural Gas | Unit Heater | E6 |  | Baseline Forecast | 0 | 0 | 0 | 0 | 0 | 0 | 0 | 0 | 0 | 0 | 0 | 0 | 0 | 0 | 0 | 0 | 0 | 0 | 0 | 0 | 0 | 0 | 0
Commercial_Office_New_Space Heating_Natural Gas_Unit Heater_E7_Baseline Forecast | Commercial | Office | New | Space Heating | Natural Gas | Unit Heater | E7 |  | Baseline Forecast | 0 | 0 | 0 | 0 | 0 | 0 | 0 | 0 | 0 | 0 | 0 | 0 | 0 | 0 | 0 | 0 | 0 | 0 | 0 | 0 | 0 | 0 | 0
Commercial_Office_New_Space Heating_Natural Gas_Unit Heater_E8_Baseline Forecast | Commercial | Office | New | Space Heating | Natural Gas | Unit Heater | E8 |  | Baseline Forecast | 0 | 0 | 0 | 0 | 0 | 0 | 0 | 0 | 0 | 0 | 0 | 0 | 0 | 0 | 0 | 0 | 0 | 0 | 0 | 0 | 0 | 0 | 0
Commercial_Office_New_Space Heating_Natural Gas_Unit Heater_E9_Baseline Forecast | Commercial | Office | New | Space Heating | Natural Gas | Unit Heater | E9 |  | Baseline Forecast | 0 | 0 | 0 | 0 | 0 | 0 | 0 | 0 | 0 | 0 | 0 | 0 | 0 | 0 | 0 | 0 | 0 | 0 | 0 | 0 | 0 | 0 | 0
Commercial_Office_New_Space Heating_Natural Gas_Unit Heater_E10_Baseline Forecast | Commercial | Office | New | Space Heating | Natural Gas | Unit Heater | E10 |  | Baseline Forecast | 0 | 0 | 0 | 0 | 0 | 0 | 0 | 0 | 0 | 0 | 0 | 0 | 0 | 0 | 0 | 0 | 0 | 0 | 0 | 0 | 0 | 0 | 0
Commercial_Office_New_Water Heating_Natural Gas_Water Heater_E1_Baseline Forecast | Commercial | Office | New | Water Heating | Natural Gas | Water Heater | E1 | TE 0.80 | Baseline Forecast | 0 | 525916.4186 | 809303.8087 | 362670.2207 | 356032.0029 | 351986.3625 | 347952.6918 | 345190.4176 | 341126.266 | 337579.1719 | 437924.1628 | 574544.6119 | 594360.5236 | 606806.532 | 615599.4108 | 758143.6458 | 808378.4895 | 655260.0448 | 645924.7946 | 660152.8675 | 697281.6932 | 733268.5203 | 0
Commercial_Office_New_Water Heating_Natural Gas_Water Heater_E2_Baseline Forecast | Commercial | Office | New | Water Heating | Natural Gas | Water Heater | E2 | TE 0.90 | Baseline Forecast | 0 | 0 | 0 | 0 | 0 | 0 | 0 | 0 | 0 | 0 | 0 | 0 | 0 | 0 | 0 | 0 | 0 | 0 | 0 | 0 | 0 | 0 | 0
Commercial_Office_New_Water Heating_Natural Gas_Water Heater_E3_Baseline Forecast | Commercial | Office | New | Water Heating | Natural Gas | Water Heater | E3 | TE 0.94 | Baseline Forecast | 0 | 593054.6848 | 912619.1885 | 408968.5468 | 401482.8969 | 396920.7918 | 392372.1844 | 389257.2794 | 384674.3 | 380674.3853 | 493829.3751 | 647890.7326 | 670236.3352 | 684271.1957 | 694186.5696 | 854927.941 | 911575.7434 | 738910.2633 | 728383.279 | 744427.7016 | 786296.3774 | 826877.2676 | 0
Commercial_Office_New_Water Heating_Natural Gas_Water Heater_E4_Baseline Forecast | Commercial | Office | New | Water Heating | Natural Gas | Water Heater | E4 | Instantaneous TE 0.94 | Baseline Forecast | 0 | 0 | 0 | 0 | 0 | 0 | 0 | 0 | 0 | 0 | 0 | 0 | 0 | 0 | 0 | 0 | 0 | 0 | 0 | 0 | 0 | 0 | 0
Commercial_Office_New_Water Heating_Natural Gas_Water Heater_E5_Baseline Forecast | Commercial | Office | New | Water Heating | Natural Gas | Water Heater | E5 | Gas-Fired Absorption HPWH | Baseline Forecast | 0 | 0 | 0 | 0 | 0 | 0 | 0 | 0 | 0 | 0 | 0 | 0 | 0 | 0 | 0 | 0 | 0 | 0 | 0 | 0 | 0 | 0 | 0
Commercial_Office_New_Water Heating_Natural Gas_Water Heater_E6_Baseline Forecast | Commercial | Office | New | Water Heating | Natural Gas | Water Heater | E6 |  | Baseline Forecast | 0 | 0 | 0 | 0 | 0 | 0 | 0 | 0 | 0 | 0 | 0 | 0 | 0 | 0 | 0 | 0 | 0 | 0 | 0 | 0 | 0 | 0 | 0
Commercial_Office_New_Water Heating_Natural Gas_Water Heater_E7_Baseline Forecast | Commercial | Office | New | Water Heating | Natural Gas | Water Heater | E7 |  | Baseline Forecast | 0 | 0 | 0 | 0 | 0 | 0 | 0 | 0 | 0 | 0 | 0 | 0 | 0 | 0 | 0 | 0 | 0 | 0 | 0 | 0 | 0 | 0 | 0
Commercial_Office_New_Water Heating_Natural Gas_Water Heater_E8_Baseline Forecast | Commercial | Office | New | Water Heating | Natural Gas | Water Heater | E8 |  | Baseline Forecast | 0 | 0 | 0 | 0 | 0 | 0 | 0 | 0 | 0 | 0 | 0 | 0 | 0 | 0 | 0 | 0 | 0 | 0 | 0 | 0 | 0 | 0 | 0
Commercial_Office_New_Water Heating_Natural Gas_Water Heater_E9_Baseline Forecast | Commercial | Office | New | Water Heating | Natural Gas | Water Heater | E9 |  | Baseline Forecast | 0 | 0 | 0 | 0 | 0 | 0 | 0 | 0 | 0 | 0 | 0 | 0 | 0 | 0 | 0 | 0 | 0 | 0 | 0 | 0 | 0 | 0 | 0
Commercial_Office_New_Water Heating_Natural Gas_Water Heater_E10_Baseline Forecast | Commercial | Office | New | Water Heating | Natural Gas | Water Heater | E10 |  | Baseline Forecast | 0 | 0 | 0 | 0 | 0 | 0 | 0 | 0 | 0 | 0 | 0 | 0 | 0 | 0 | 0 | 0 | 0 | 0 | 0 | 0 | 0 | 0 | 0
Commercial_Office_New_Food Preparation_Natural Gas_Oven_E1_Baseline Forecast | Commercial | Office | New | Food Preparation | Natural Gas | Oven | E1 | Standard | Baseline Forecast | 0 | 7759.4656 | 11940.6142 | 5350.9018 | 5252.9603 | 5193.2702 | 5133.7567 | 5093.0016 | 5033.0384 | 4980.7039 | 4909.3189 | 4847.2974 | 6347.3052 | 8352.866 | 8634.1374 | 8816.7096 | 8955.6899 | 11072.5018 | 11798.0297 | 9556.9246 | 9432.0281 | 9357.1822 | 0
Commercial_Office_New_Food Preparation_Natural Gas_Oven_E2_Baseline Forecast | Commercial | Office | New | Food Preparation | Natural Gas | Oven | E2 | ENERGY STAR (EF ≥ 44%) Convection Oven utilizing ASTM Std F1496 | Baseline Forecast | 0 | 11166.0603 | 17182.8351 | 7700.0782 | 7559.138 | 7473.2425 | 7387.6011 | 7328.9536 | 7242.665 | 7167.3544 | 7064.6296 | 6975.3792 | 9133.9269 | 12019.9779 | 12424.7343 | 12687.4601 | 12887.4562 | 15933.6001 | 16977.6525 | 13752.6476 | 13572.9185 | 13465.2134 | 0
Commercial_Office_New_Food Preparation_Natural Gas_Oven_E3_Baseline Forecast | Commercial | Office | New | Food Preparation | Natural Gas | Oven | E3 |  | Baseline Forecast | 0 | 0 | 0 | 0 | 0 | 0 | 0 | 0 | 0 | 0 | 0 | 0 | 0 | 0 | 0 | 0 | 0 | 0 | 0 | 0 | 0 | 0 | 0
Commercial_Office_New_Food Preparation_Natural Gas_Oven_E4_Baseline Forecast | Commercial | Office | New | Food Preparation | Natural Gas | Oven | E4 |  | Baseline Forecast | 0 | 0 | 0 | 0 | 0 | 0 | 0 | 0 | 0 | 0 | 0 | 0 | 0 | 0 | 0 | 0 | 0 | 0 | 0 | 0 | 0 | 0 | 0
Commercial_Office_New_Food Preparation_Natural Gas_Oven_E5_Baseline Forecast | Commercial | Office | New | Food Preparation | Natural Gas | Oven | E5 |  | Baseline Forecast | 0 | 0 | 0 | 0 | 0 | 0 | 0 | 0 | 0 | 0 | 0 | 0 | 0 | 0 | 0 | 0 | 0 | 0 | 0 | 0 | 0 | 0 | 0
Commercial_Office_New_Food Preparation_Natural Gas_Oven_E6_Baseline Forecast | Commercial | Office | New | Food Preparation | Natural Gas | Oven | E6 |  | Baseline Forecast | 0 | 0 | 0 | 0 | 0 | 0 | 0 | 0 | 0 | 0 | 0 | 0 | 0 | 0 | 0 | 0 | 0 | 0 | 0 | 0 | 0 | 0 | 0
Commercial_Office_New_Food Preparation_Natural Gas_Oven_E7_Baseline Forecast | Commercial | Office | New | Food Preparation | Natural Gas | Oven | E7 |  | Baseline Forecast | 0 | 0 | 0 | 0 | 0 | 0 | 0 | 0 | 0 | 0 | 0 | 0 | 0 | 0 | 0 | 0 | 0 | 0 | 0 | 0 | 0 | 0 | 0
Commercial_Office_New_Food Preparation_Natural Gas_Oven_E8_Baseline Forecast | Commercial | Office | New | Food Preparation | Natural Gas | Oven | E8 |  | Baseline Forecast | 0 | 0 | 0 | 0 | 0 | 0 | 0 | 0 | 0 | 0 | 0 | 0 | 0 | 0 | 0 | 0 | 0 | 0 | 0 | 0 | 0 | 0 | 0
Commercial_Office_New_Food Preparation_Natural Gas_Oven_E9_Baseline Forecast | Commercial | Office | New | Food Preparation | Natural Gas | Oven | E9 |  | Baseline Forecast | 0 | 0 | 0 | 0 | 0 | 0 | 0 | 0 | 0 | 0 | 0 | 0 | 0 | 0 | 0 | 0 | 0 | 0 | 0 | 0 | 0 | 0 | 0
Commercial_Office_New_Food Preparation_Natural Gas_Oven_E10_Baseline Forecast | Commercial | Office | New | Food Preparation | Natural Gas | Oven | E10 |  | Baseline Forecast | 0 | 0 | 0 | 0 | 0 | 0 | 0 | 0 | 0 | 0 | 0 | 0 | 0 | 0 | 0 | 0 | 0 | 0 | 0 | 0 | 0 | 0 | 0
Commercial_Office_New_Food Preparation_Natural Gas_Conveyor Oven_E1_Baseline Forecast | Commercial | Office | New | Food Preparation | Natural Gas | Conveyor Oven | E1 | Standard | Baseline Forecast | 0 | 3879.7328 | 5970.3071 | 2675.4509 | 2626.4802 | 2596.6351 | 2566.8784 | 2546.5008 | 2516.5192 | 2490.352 | 2454.6594 | 2423.6487 | 2397.706 | 2361.6143 | 2330.1236 | 2293.5027 | 2266.6362 | 3012.8061 | 4016.9888 | 4168.3546 | 4267.9909 | 4356.3914 | 0
Commercial_Office_New_Food Preparation_Natural Gas_Conveyor Oven_E2_Baseline Forecast | Commercial | Office | New | Food Preparation | Natural Gas | Conveyor Oven | E2 | ENERGY STAR (EF ≥ 44%) Convection Oven utilizing ASTM Std F1496 | Baseline Forecast | 0 | 5583.0301 | 8591.4176 | 3850.0391 | 3779.569 | 3736.6213 | 3693.8006 | 3664.4768 | 3621.3325 | 3583.6772 | 3532.3148 | 3487.6896 | 3450.3574 | 3398.4206 | 3353.1047 | 3300.4063 | 3261.7448 | 4335.5015 | 5780.5449 | 5998.3639 | 6141.743 | 6268.9535 | 0
Commercial_Office_New_Food Preparation_Natural Gas_Conveyor Oven_E3_Baseline Forecast | Commercial | Office | New | Food Preparation | Natural Gas | Conveyor Oven | E3 |  | Baseline Forecast | 0 | 0 | 0 | 0 | 0 | 0 | 0 | 0 | 0 | 0 | 0 | 0 | 0 | 0 | 0 | 0 | 0 | 0 | 0 | 0 | 0 | 0 | 0
Commercial_Office_New_Food Preparation_Natural Gas_Conveyor Oven_E4_Baseline Forecast | Commercial | Office | New | Food Preparation | Natural Gas | Conveyor Oven | E4 |  | Baseline Forecast | 0 | 0 | 0 | 0 | 0 | 0 | 0 | 0 | 0 | 0 | 0 | 0 | 0 | 0 | 0 | 0 | 0 | 0 | 0 | 0 | 0 | 0 | 0
Commercial_Office_New_Food Preparation_Natural Gas_Conveyor Oven_E5_Baseline Forecast | Commercial | Office | New | Food Preparation | Natural Gas | Conveyor Oven | E5 |  | Baseline Forecast | 0 | 0 | 0 | 0 | 0 | 0 | 0 | 0 | 0 | 0 | 0 | 0 | 0 | 0 | 0 | 0 | 0 | 0 | 0 | 0 | 0 | 0 | 0
Commercial_Office_New_Food Preparation_Natural Gas_Conveyor Oven_E6_Baseline Forecast | Commercial | Office | New | Food Preparation | Natural Gas | Conveyor Oven | E6 |  | Baseline Forecast | 0 | 0 | 0 | 0 | 0 | 0 | 0 | 0 | 0 | 0 | 0 | 0 | 0 | 0 | 0 | 0 | 0 | 0 | 0 | 0 | 0 | 0 | 0
Commercial_Office_New_Food Preparation_Natural Gas_Conveyor Oven_E7_Baseline Forecast | Commercial | Office | New | Food Preparation | Natural Gas | Conveyor Oven | E7 |  | Baseline Forecast | 0 | 0 | 0 | 0 | 0 | 0 | 0 | 0 | 0 | 0 | 0 | 0 | 0 | 0 | 0 | 0 | 0 | 0 | 0 | 0 | 0 | 0 | 0
Commercial_Office_New_Food Preparation_Natural Gas_Conveyor Oven_E8_Baseline Forecast | Commercial | Office | New | Food Preparation | Natural Gas | Conveyor Oven | E8 |  | Baseline Forecast | 0 | 0 | 0 | 0 | 0 | 0 | 0 | 0 | 0 | 0 | 0 | 0 | 0 | 0 | 0 | 0 | 0 | 0 | 0 | 0 | 0 | 0 | 0
Commercial_Office_New_Food Preparation_Natural Gas_Conveyor Oven_E9_Baseline Forecast | Commercial | Office | New | Food Preparation | Natural Gas | Conveyor Oven | E9 |  | Baseline Forecast | 0 | 0 | 0 | 0 | 0 | 0 | 0 | 0 | 0 | 0 | 0 | 0 | 0 | 0 | 0 | 0 | 0 | 0 | 0 | 0 | 0 | 0 | 0
Commercial_Office_New_Food Preparation_Natural Gas_Conveyor Oven_E10_Baseline Forecast | Commercial | Office | New | Food Preparation | Natural Gas | Conveyor Oven | E10 |  | Baseline Forecast | 0 | 0 | 0 | 0 | 0 | 0 | 0 | 0 | 0 | 0 | 0 | 0 | 0 | 0 | 0 | 0 | 0 | 0 | 0 | 0 | 0 | 0 | 0
Commercial_Office_New_Food Preparation_Natural Gas_Double Rack Oven_E1_Baseline Forecast | Commercial | Office | New | Food Preparation | Natural Gas | Double Rack Oven | E1 | Standard | Baseline Forecast | 0 | 3879.7328 | 5970.3071 | 2675.4509 | 2626.4802 | 2596.6351 | 2566.8784 | 2546.5008 | 2516.5192 | 2490.352 | 2454.6594 | 2423.6487 | 3173.6526 | 4176.433 | 4317.0687 | 4408.3548 | 4477.8449 | 5536.2509 | 5899.0149 | 4778.4623 | 4716.0141 | 4678.5911 | 0
Commercial_Office_New_Food Preparation_Natural Gas_Double Rack Oven_E2_Baseline Forecast | Commercial | Office | New | Food Preparation | Natural Gas | Double Rack Oven | E2 | FTSC Qualified (>50% Cooking Efficiency) | Baseline Forecast | 0 | 5583.0301 | 8591.4176 | 3850.0391 | 3779.569 | 3736.6213 | 3693.8006 | 3664.4768 | 3621.3325 | 3583.6772 | 3532.3148 | 3487.6896 | 4566.9635 | 6009.989 | 6212.3672 | 6343.7301 | 6443.7281 | 7966.8 | 8488.8263 | 6876.3238 | 6786.4593 | 6732.6067 | 0
Commercial_Office_New_Food Preparation_Natural Gas_Double Rack Oven_E3_Baseline Forecast | Commercial | Office | New | Food Preparation | Natural Gas | Double Rack Oven | E3 |  | Baseline Forecast | 0 | 0 | 0 | 0 | 0 | 0 | 0 | 0 | 0 | 0 | 0 | 0 | 0 | 0 | 0 | 0 | 0 | 0 | 0 | 0 | 0 | 0 | 0
Commercial_Office_New_Food Preparation_Natural Gas_Double Rack Oven_E4_Baseline Forecast | Commercial | Office | New | Food Preparation | Natural Gas | Double Rack Oven | E4 |  | Baseline Forecast | 0 | 0 | 0 | 0 | 0 | 0 | 0 | 0 | 0 | 0 | 0 | 0 | 0 | 0 | 0 | 0 | 0 | 0 | 0 | 0 | 0 | 0 | 0
Commercial_Office_New_Food Preparation_Natural Gas_Double Rack Oven_E5_Baseline Forecast | Commercial | Office | New | Food Preparation | Natural Gas | Double Rack Oven | E5 |  | Baseline Forecast | 0 | 0 | 0 | 0 | 0 | 0 | 0 | 0 | 0 | 0 | 0 | 0 | 0 | 0 | 0 | 0 | 0 | 0 | 0 | 0 | 0 | 0 | 0
Commercial_Office_New_Food Preparation_Natural Gas_Double Rack Oven_E6_Baseline Forecast | Commercial | Office | New | Food Preparation | Natural Gas | Double Rack Oven | E6 |  | Baseline Forecast | 0 | 0 | 0 | 0 | 0 | 0 | 0 | 0 | 0 | 0 | 0 | 0 | 0 | 0 | 0 | 0 | 0 | 0 | 0 | 0 | 0 | 0 | 0
Commercial_Office_New_Food Preparation_Natural Gas_Double Rack Oven_E7_Baseline Forecast | Commercial | Office | New | Food Preparation | Natural Gas | Double Rack Oven | E7 |  | Baseline Forecast | 0 | 0 | 0 | 0 | 0 | 0 | 0 | 0 | 0 | 0 | 0 | 0 | 0 | 0 | 0 | 0 | 0 | 0 | 0 | 0 | 0 | 0 | 0
Commercial_Office_New_Food Preparation_Natural Gas_Double Rack Oven_E8_Baseline Forecast | Commercial | Office | New | Food Preparation | Natural Gas | Double Rack Oven | E8 |  | Baseline Forecast | 0 | 0 | 0 | 0 | 0 | 0 | 0 | 0 | 0 | 0 | 0 | 0 | 0 | 0 | 0 | 0 | 0 | 0 | 0 | 0 | 0 | 0 | 0
Commercial_Office_New_Food Preparation_Natural Gas_Double Rack Oven_E9_Baseline Forecast | Commercial | Office | New | Food Preparation | Natural Gas | Double Rack Oven | E9 |  | Baseline Forecast | 0 | 0 | 0 | 0 | 0 | 0 | 0 | 0 | 0 | 0 | 0 | 0 | 0 | 0 | 0 | 0 | 0 | 0 | 0 | 0 | 0 | 0 | 0
Commercial_Office_New_Food Preparation_Natural Gas_Double Rack Oven_E10_Baseline Forecast | Commercial | Office | New | Food Preparation | Natural Gas | Double Rack Oven | E10 |  | Baseline Forecast | 0 | 0 | 0 | 0 | 0 | 0 | 0 | 0 | 0 | 0 | 0 | 0 | 0 | 0 | 0 | 0 | 0 | 0 | 0 | 0 | 0 | 0 | 0
Commercial_Office_New_Food Preparation_Natural Gas_Fryer_E1_Baseline Forecast | Commercial | Office | New | Food Preparation | Natural Gas | Fryer | E1 | Standard | Baseline Forecast | 0 | 29056.2434 | 44713.0525 | 20037.0892 | 19670.3357 | 19446.819 | 26488.0244 | 35697.6601 | 36325.8157 | 36677.6761 | 43660.5445 | 47446.4842 | 42997.0861 | 45461.1849 | 47398.0976 | 52223.0702 | 57307.3511 | 57899.6893 | 58801.8575 | 61575.6475 | 64008.4723 | 65249.0863 | 0
Commercial_Office_New_Food Preparation_Natural Gas_Fryer_E2_Baseline Forecast | Commercial | Office | New | Food Preparation | Natural Gas | Fryer | E2 | ENERGY STAR | Baseline Forecast | 0 | 10208.9504 | 15709.9914 | 7040.0584 | 6911.199 | 6832.6661 | 9306.6032 | 12542.4211 | 12763.1244 | 12886.751 | 15340.1913 | 16670.3863 | 15107.0843 | 15972.8488 | 16653.3856 | 18348.6463 | 20135.0153 | 20343.1341 | 20660.1121 | 21634.687 | 22489.4633 | 22925.3546 | 0
Commercial_Office_New_Food Preparation_Natural Gas_Fryer_E3_Baseline Forecast | Commercial | Office | New | Food Preparation | Natural Gas | Fryer | E3 |  | Baseline Forecast | 0 | 0 | 0 | 0 | 0 | 0 | 0 | 0 | 0 | 0 | 0 | 0 | 0 | 0 | 0 | 0 | 0 | 0 | 0 | 0 | 0 | 0 | 0
Commercial_Office_New_Food Preparation_Natural Gas_Fryer_E4_Baseline Forecast | Commercial | Office | New | Food Preparation | Natural Gas | Fryer | E4 |  | Baseline Forecast | 0 | 0 | 0 | 0 | 0 | 0 | 0 | 0 | 0 | 0 | 0 | 0 | 0 | 0 | 0 | 0 | 0 | 0 | 0 | 0 | 0 | 0 | 0
Commercial_Office_New_Food Preparation_Natural Gas_Fryer_E5_Baseline Forecast | Commercial | Office | New | Food Preparation | Natural Gas | Fryer | E5 |  | Baseline Forecast | 0 | 0 | 0 | 0 | 0 | 0 | 0 | 0 | 0 | 0 | 0 | 0 | 0 | 0 | 0 | 0 | 0 | 0 | 0 | 0 | 0 | 0 | 0
Commercial_Office_New_Food Preparation_Natural Gas_Fryer_E6_Baseline Forecast | Commercial | Office | New | Food Preparation | Natural Gas | Fryer | E6 |  | Baseline Forecast | 0 | 0 | 0 | 0 | 0 | 0 | 0 | 0 | 0 | 0 | 0 | 0 | 0 | 0 | 0 | 0 | 0 | 0 | 0 | 0 | 0 | 0 | 0
Commercial_Office_New_Food Preparation_Natural Gas_Fryer_E7_Baseline Forecast | Commercial | Office | New | Food Preparation | Natural Gas | Fryer | E7 |  | Baseline Forecast | 0 | 0 | 0 | 0 | 0 | 0 | 0 | 0 | 0 | 0 | 0 | 0 | 0 | 0 | 0 | 0 | 0 | 0 | 0 | 0 | 0 | 0 | 0
Commercial_Office_New_Food Preparation_Natural Gas_Fryer_E8_Baseline Forecast | Commercial | Office | New | Food Preparation | Natural Gas | Fryer | E8 |  | Baseline Forecast | 0 | 0 | 0 | 0 | 0 | 0 | 0 | 0 | 0 | 0 | 0 | 0 | 0 | 0 | 0 | 0 | 0 | 0 | 0 | 0 | 0 | 0 | 0
Commercial_Office_New_Food Preparation_Natural Gas_Fryer_E9_Baseline Forecast | Commercial | Office | New | Food Preparation | Natural Gas | Fryer | E9 |  | Baseline Forecast | 0 | 0 | 0 | 0 | 0 | 0 | 0 | 0 | 0 | 0 | 0 | 0 | 0 | 0 | 0 | 0 | 0 | 0 | 0 | 0 | 0 | 0 | 0
Commercial_Office_New_Food Preparation_Natural Gas_Fryer_E10_Baseline Forecast | Commercial | Office | New | Food Preparation | Natural Gas | Fryer | E10 |  | Baseline Forecast | 0 | 0 | 0 | 0 | 0 | 0 | 0 | 0 | 0 | 0 | 0 | 0 | 0 | 0 | 0 | 0 | 0 | 0 | 0 | 0 | 0 | 0 | 0
Commercial_Office_New_Food Preparation_Natural Gas_Broiler_E1_Baseline Forecast | Commercial | Office | New | Food Preparation | Natural Gas | Broiler | E1 | Standard | Baseline Forecast | 0 | 5961.3369 | 9173.573 | 4110.9182 | 4035.6731 | 3989.8152 | 3944.0929 | 3912.7822 | 3866.7144 | 3826.5076 | 3771.6649 | 3724.0158 | 4876.4215 | 6417.2265 | 6633.3179 | 6773.582 | 6880.3559 | 8506.6314 | 9064.0301 | 7342.2643 | 7246.3105 | 7188.8089 | 0
Commercial_Office_New_Food Preparation_Natural Gas_Broiler_E2_Baseline Forecast | Commercial | Office | New | Food Preparation | Natural Gas | Broiler | E2 | Infrared Burners | Baseline Forecast | 0 | 2094.5238 | 3223.1473 | 1444.3767 | 1417.9392 | 1401.8269 | 1385.7624 | 1374.7613 | 1358.5753 | 1344.4486 | 1325.1796 | 1308.438 | 1713.3373 | 2254.7012 | 2330.6252 | 2379.9072 | 2417.4223 | 2988.8164 | 3184.6592 | 2579.7145 | 2546.001 | 2525.7977 | 0
Commercial_Office_New_Food Preparation_Natural Gas_Broiler_E3_Baseline Forecast | Commercial | Office | New | Food Preparation | Natural Gas | Broiler | E3 |  | Baseline Forecast | 0 | 0 | 0 | 0 | 0 | 0 | 0 | 0 | 0 | 0 | 0 | 0 | 0 | 0 | 0 | 0 | 0 | 0 | 0 | 0 | 0 | 0 | 0
Commercial_Office_New_Food Preparation_Natural Gas_Broiler_E4_Baseline Forecast | Commercial | Office | New | Food Preparation | Natural Gas | Broiler | E4 |  | Baseline Forecast | 0 | 0 | 0 | 0 | 0 | 0 | 0 | 0 | 0 | 0 | 0 | 0 | 0 | 0 | 0 | 0 | 0 | 0 | 0 | 0 | 0 | 0 | 0
Commercial_Office_New_Food Preparation_Natural Gas_Broiler_E5_Baseline Forecast | Commercial | Office | New | Food Preparation | Natural Gas | Broiler | E5 |  | Baseline Forecast | 0 | 0 | 0 | 0 | 0 | 0 | 0 | 0 | 0 | 0 | 0 | 0 | 0 | 0 | 0 | 0 | 0 | 0 | 0 | 0 | 0 | 0 | 0
Commercial_Office_New_Food Preparation_Natural Gas_Broiler_E6_Baseline Forecast | Commercial | Office | New | Food Preparation | Natural Gas | Broiler | E6 |  | Baseline Forecast | 0 | 0 | 0 | 0 | 0 | 0 | 0 | 0 | 0 | 0 | 0 | 0 | 0 | 0 | 0 | 0 | 0 | 0 | 0 | 0 | 0 | 0 | 0
Commercial_Office_New_Food Preparation_Natural Gas_Broiler_E7_Baseline Forecast | Commercial | Office | New | Food Preparation | Natural Gas | Broiler | E7 |  | Baseline Forecast | 0 | 0 | 0 | 0 | 0 | 0 | 0 | 0 | 0 | 0 | 0 | 0 | 0 | 0 | 0 | 0 | 0 | 0 | 0 | 0 | 0 | 0 | 0
Commercial_Office_New_Food Preparation_Natural Gas_Broiler_E8_Baseline Forecast | Commercial | Office | New | Food Preparation | Natural Gas | Broiler | E8 |  | Baseline Forecast | 0 | 0 | 0 | 0 | 0 | 0 | 0 | 0 | 0 | 0 | 0 | 0 | 0 | 0 | 0 | 0 | 0 | 0 | 0 | 0 | 0 | 0 | 0
Commercial_Office_New_Food Preparation_Natural Gas_Broiler_E9_Baseline Forecast | Commercial | Office | New | Food Preparation | Natural Gas | Broiler | E9 |  | Baseline Forecast | 0 | 0 | 0 | 0 | 0 | 0 | 0 | 0 | 0 | 0 | 0 | 0 | 0 | 0 | 0 | 0 | 0 | 0 | 0 | 0 | 0 | 0 | 0
Commercial_Office_New_Food Preparation_Natural Gas_Broiler_E10_Baseline Forecast | Commercial | Office | New | Food Preparation | Natural Gas | Broiler | E10 |  | Baseline Forecast | 0 | 0 | 0 | 0 | 0 | 0 | 0 | 0 | 0 | 0 | 0 | 0 | 0 | 0 | 0 | 0 | 0 | 0 | 0 | 0 | 0 | 0 | 0
Commercial_Office_New_Food Preparation_Natural Gas_Griddle_E1_Baseline Forecast | Commercial | Office | New | Food Preparation | Natural Gas | Griddle | E1 | Standard | Baseline Forecast | 0 | 15027.5047 | 23124.9992 | 10362.9174 | 10173.2374 | 10057.6375 | 9942.3796 | 9863.4506 | 9747.3218 | 9645.9673 | 9507.7182 | 9387.6032 | 12292.6194 | 16176.7239 | 16721.4531 | 17075.0346 | 17344.1933 | 21443.754 | 22848.8604 | 18508.585 | 18266.7021 | 18121.7504 | 0
Commercial_Office_New_Food Preparation_Natural Gas_Griddle_E2_Baseline Forecast | Commercial | Office | New | Food Preparation | Natural Gas | Griddle | E2 | ENERGY STAR | Baseline Forecast | 0 | 6137.9949 | 9445.4222 | 4232.7409 | 4155.266 | 4108.0491 | 4060.972 | 4028.7333 | 3981.3004 | 3939.9021 | 3883.4342 | 3834.3731 | 5020.9291 | 6607.3943 | 6829.8893 | 6974.3099 | 7084.248 | 8758.7164 | 9332.6331 | 7559.8446 | 7461.0473 | 7401.8417 | 0
Commercial_Office_New_Food Preparation_Natural Gas_Griddle_E3_Baseline Forecast | Commercial | Office | New | Food Preparation | Natural Gas | Griddle | E3 |  | Baseline Forecast | 0 | 0 | 0 | 0 | 0 | 0 | 0 | 0 | 0 | 0 | 0 | 0 | 0 | 0 | 0 | 0 | 0 | 0 | 0 | 0 | 0 | 0 | 0
Commercial_Office_New_Food Preparation_Natural Gas_Griddle_E4_Baseline Forecast | Commercial | Office | New | Food Preparation | Natural Gas | Griddle | E4 |  | Baseline Forecast | 0 | 0 | 0 | 0 | 0 | 0 | 0 | 0 | 0 | 0 | 0 | 0 | 0 | 0 | 0 | 0 | 0 | 0 | 0 | 0 | 0 | 0 | 0
Commercial_Office_New_Food Preparation_Natural Gas_Griddle_E5_Baseline Forecast | Commercial | Office | New | Food Preparation | Natural Gas | Griddle | E5 |  | Baseline Forecast | 0 | 0 | 0 | 0 | 0 | 0 | 0 | 0 | 0 | 0 | 0 | 0 | 0 | 0 | 0 | 0 | 0 | 0 | 0 | 0 | 0 | 0 | 0
Commercial_Office_New_Food Preparation_Natural Gas_Griddle_E6_Baseline Forecast | Commercial | Office | New | Food Preparation | Natural Gas | Griddle | E6 |  | Baseline Forecast | 0 | 0 | 0 | 0 | 0 | 0 | 0 | 0 | 0 | 0 | 0 | 0 | 0 | 0 | 0 | 0 | 0 | 0 | 0 | 0 | 0 | 0 | 0
Commercial_Office_New_Food Preparation_Natural Gas_Griddle_E7_Baseline Forecast | Commercial | Office | New | Food Preparation | Natural Gas | Griddle | E7 |  | Baseline Forecast | 0 | 0 | 0 | 0 | 0 | 0 | 0 | 0 | 0 | 0 | 0 | 0 | 0 | 0 | 0 | 0 | 0 | 0 | 0 | 0 | 0 | 0 | 0
Commercial_Office_New_Food Preparation_Natural Gas_Griddle_E8_Baseline Forecast | Commercial | Office | New | Food Preparation | Natural Gas | Griddle | E8 |  | Baseline Forecast | 0 | 0 | 0 | 0 | 0 | 0 | 0 | 0 | 0 | 0 | 0 | 0 | 0 | 0 | 0 | 0 | 0 | 0 | 0 | 0 | 0 | 0 | 0
Commercial_Office_New_Food Preparation_Natural Gas_Griddle_E9_Baseline Forecast | Commercial | Office | New | Food Preparation | Natural Gas | Griddle | E9 |  | Baseline Forecast | 0 | 0 | 0 | 0 | 0 | 0 | 0 | 0 | 0 | 0 | 0 | 0 | 0 | 0 | 0 | 0 | 0 | 0 | 0 | 0 | 0 | 0 | 0
Commercial_Office_New_Food Preparation_Natural Gas_Griddle_E10_Baseline Forecast | Commercial | Office | New | Food Preparation | Natural Gas | Griddle | E10 |  | Baseline Forecast | 0 | 0 | 0 | 0 | 0 | 0 | 0 | 0 | 0 | 0 | 0 | 0 | 0 | 0 | 0 | 0 | 0 | 0 | 0 | 0 | 0 | 0 | 0
Commercial_Office_New_Food Preparation_Natural Gas_Range_E1_Baseline Forecast | Commercial | Office | New | Food Preparation | Natural Gas | Range | E1 | Standard | Baseline Forecast | 0 | 46354.5458 | 71332.4573 | 31965.9413 | 31380.8453 | 31024.2605 | 30668.7306 | 30425.2624 | 30067.0459 | 29754.4032 | 38598.8627 | 50640.6599 | 52387.2447 | 53484.2423 | 54259.2512 | 66823.174 | 71250.8991 | 57754.96 | 56932.1463 | 58186.216 | 61458.7699 | 64630.6675 | 0
Commercial_Office_New_Food Preparation_Natural Gas_Range_E2_Baseline Forecast | Commercial | Office | New | Food Preparation | Natural Gas | Range | E2 | High Efficiency | Baseline Forecast | 0 | 66705.322 | 102649.1458 | 45999.7691 | 45157.8018 | 44644.6675 | 44133.0514 | 43782.6946 | 43267.2124 | 42817.3119 | 55544.7049 | 72873.1448 | 75386.5228 | 76965.1292 | 78080.3859 | 96160.1772 | 102531.7817 | 83110.7962 | 81926.747 | 83731.384 | 88440.6689 | 93005.1069 | 0
Commercial_Office_New_Food Preparation_Natural Gas_Range_E3_Baseline Forecast | Commercial | Office | New | Food Preparation | Natural Gas | Range | E3 |  | Baseline Forecast | 0 | 0 | 0 | 0 | 0 | 0 | 0 | 0 | 0 | 0 | 0 | 0 | 0 | 0 | 0 | 0 | 0 | 0 | 0 | 0 | 0 | 0 | 0
Commercial_Office_New_Food Preparation_Natural Gas_Range_E4_Baseline Forecast | Commercial | Office | New | Food Preparation | Natural Gas | Range | E4 |  | Baseline Forecast | 0 | 0 | 0 | 0 | 0 | 0 | 0 | 0 | 0 | 0 | 0 | 0 | 0 | 0 | 0 | 0 | 0 | 0 | 0 | 0 | 0 | 0 | 0
Commercial_Office_New_Food Preparation_Natural Gas_Range_E5_Baseline Forecast | Commercial | Office | New | Food Preparation | Natural Gas | Range | E5 |  | Baseline Forecast | 0 | 0 | 0 | 0 | 0 | 0 | 0 | 0 | 0 | 0 | 0 | 0 | 0 | 0 | 0 | 0 | 0 | 0 | 0 | 0 | 0 | 0 | 0
Commercial_Office_New_Food Preparation_Natural Gas_Range_E6_Baseline Forecast | Commercial | Office | New | Food Preparation | Natural Gas | Range | E6 |  | Baseline Forecast | 0 | 0 | 0 | 0 | 0 | 0 | 0 | 0 | 0 | 0 | 0 | 0 | 0 | 0 | 0 | 0 | 0 | 0 | 0 | 0 | 0 | 0 | 0
Commercial_Office_New_Food Preparation_Natural Gas_Range_E7_Baseline Forecast | Commercial | Office | New | Food Preparation | Natural Gas | Range | E7 |  | Baseline Forecast | 0 | 0 | 0 | 0 | 0 | 0 | 0 | 0 | 0 | 0 | 0 | 0 | 0 | 0 | 0 | 0 | 0 | 0 | 0 | 0 | 0 | 0 | 0
Commercial_Office_New_Food Preparation_Natural Gas_Range_E8_Baseline Forecast | Commercial | Office | New | Food Preparation | Natural Gas | Range | E8 |  | Baseline Forecast | 0 | 0 | 0 | 0 | 0 | 0 | 0 | 0 | 0 | 0 | 0 | 0 | 0 | 0 | 0 | 0 | 0 | 0 | 0 | 0 | 0 | 0 | 0
Commercial_Office_New_Food Preparation_Natural Gas_Range_E9_Baseline Forecast | Commercial | Office | New | Food Preparation | Natural Gas | Range | E9 |  | Baseline Forecast | 0 | 0 | 0 | 0 | 0 | 0 | 0 | 0 | 0 | 0 | 0 | 0 | 0 | 0 | 0 | 0 | 0 | 0 | 0 | 0 | 0 | 0 | 0
Commercial_Office_New_Food Preparation_Natural Gas_Range_E10_Baseline Forecast | Commercial | Office | New | Food Preparation | Natural Gas | Range | E10 |  | Baseline Forecast | 0 | 0 | 0 | 0 | 0 | 0 | 0 | 0 | 0 | 0 | 0 | 0 | 0 | 0 | 0 | 0 | 0 | 0 | 0 | 0 | 0 | 0 | 0
Commercial_Office_New_Food Preparation_Natural Gas_Steamer_E1_Baseline Forecast | Commercial | Office | New | Food Preparation | Natural Gas | Steamer | E1 | Standard | Baseline Forecast | 0 | 3845.2958 | 5917.3139 | 2651.7032 | 2603.1672 | 2573.587 | 2544.0944 | 2523.8977 | 2494.1822 | 2468.2473 | 2860.1266 | 3439.3977 | 3593.0677 | 3711.3545 | 3813.7971 | 3893.0277 | 3966.8459 | 4023.3173 | 4062.4841 | 5334.9701 | 5974.6286 | 4933.6072 | 0
Commercial_Office_New_Food Preparation_Natural Gas_Steamer_E2_Baseline Forecast | Commercial | Office | New | Food Preparation | Natural Gas | Steamer | E2 | ENERGY STAR | Baseline Forecast | 0 | 3845.2958 | 5917.3139 | 2651.7032 | 2603.1672 | 2573.587 | 2544.0944 | 2523.8977 | 2494.1822 | 2468.2473 | 2860.1266 | 3439.3977 | 3593.0677 | 3711.3545 | 3813.7971 | 3893.0277 | 3966.8459 | 4023.3173 | 4062.4841 | 5334.9701 | 5974.6286 | 4933.6072 | 0
Commercial_Office_New_Food Preparation_Natural Gas_Steamer_E3_Baseline Forecast | Commercial | Office | New | Food Preparation | Natural Gas | Steamer | E3 |  | Baseline Forecast | 0 | 0 | 0 | 0 | 0 | 0 | 0 | 0 | 0 | 0 | 0 | 0 | 0 | 0 | 0 | 0 | 0 | 0 | 0 | 0 | 0 | 0 | 0
Commercial_Office_New_Food Preparation_Natural Gas_Steamer_E4_Baseline Forecast | Commercial | Office | New | Food Preparation | Natural Gas | Steamer | E4 |  | Baseline Forecast | 0 | 0 | 0 | 0 | 0 | 0 | 0 | 0 | 0 | 0 | 0 | 0 | 0 | 0 | 0 | 0 | 0 | 0 | 0 | 0 | 0 | 0 | 0
Commercial_Office_New_Food Preparation_Natural Gas_Steamer_E5_Baseline Forecast | Commercial | Office | New | Food Preparation | Natural Gas | Steamer | E5 |  | Baseline Forecast | 0 | 0 | 0 | 0 | 0 | 0 | 0 | 0 | 0 | 0 | 0 | 0 | 0 | 0 | 0 | 0 | 0 | 0 | 0 | 0 | 0 | 0 | 0
Commercial_Office_New_Food Preparation_Natural Gas_Steamer_E6_Baseline Forecast | Commercial | Office | New | Food Preparation | Natural Gas | Steamer | E6 |  | Baseline Forecast | 0 | 0 | 0 | 0 | 0 | 0 | 0 | 0 | 0 | 0 | 0 | 0 | 0 | 0 | 0 | 0 | 0 | 0 | 0 | 0 | 0 | 0 | 0
Commercial_Office_New_Food Preparation_Natural Gas_Steamer_E7_Baseline Forecast | Commercial | Office | New | Food Preparation | Natural Gas | Steamer | E7 |  | Baseline Forecast | 0 | 0 | 0 | 0 | 0 | 0 | 0 | 0 | 0 | 0 | 0 | 0 | 0 | 0 | 0 | 0 | 0 | 0 | 0 | 0 | 0 | 0 | 0
Commercial_Office_New_Food Preparation_Natural Gas_Steamer_E8_Baseline Forecast | Commercial | Office | New | Food Preparation | Natural Gas | Steamer | E8 |  | Baseline Forecast | 0 | 0 | 0 | 0 | 0 | 0 | 0 | 0 | 0 | 0 | 0 | 0 | 0 | 0 | 0 | 0 | 0 | 0 | 0 | 0 | 0 | 0 | 0
Commercial_Office_New_Food Preparation_Natural Gas_Steamer_E9_Baseline Forecast | Commercial | Office | New | Food Preparation | Natural Gas | Steamer | E9 |  | Baseline Forecast | 0 | 0 | 0 | 0 | 0 | 0 | 0 | 0 | 0 | 0 | 0 | 0 | 0 | 0 | 0 | 0 | 0 | 0 | 0 | 0 | 0 | 0 | 0
Commercial_Office_New_Food Preparation_Natural Gas_Steamer_E10_Baseline Forecast | Commercial | Office | New | Food Preparation | Natural Gas | Steamer | E10 |  | Baseline Forecast | 0 | 0 | 0 | 0 | 0 | 0 | 0 | 0 | 0 | 0 | 0 | 0 | 0 | 0 | 0 | 0 | 0 | 0 | 0 | 0 | 0 | 0 | 0
Commercial_Office_New_Food Preparation_Natural Gas_Food Prep Other_E1_Baseline Forecast | Commercial | Office | New | Food Preparation | Natural Gas | Food Prep Other | E1 | Standard | Baseline Forecast | 0 | 12493.4301 | 19225.4515 | 8615.4281 | 8457.7336 | 8361.6272 | 8265.8052 | 8200.1858 | 8103.6397 | 8019.3766 | 10403.1263 | 13648.6193 | 14119.357 | 14415.0187 | 14623.8983 | 18010.1141 | 19203.47 | 15566.0582 | 15344.2943 | 15682.2899 | 16564.3053 | 17419.1919 | 0
Commercial_Office_New_Food Preparation_Natural Gas_Food Prep Other_E2_Baseline Forecast | Commercial | Office | New | Food Preparation | Natural Gas | Food Prep Other | E2 | ENERGY STAR | Baseline Forecast | 0 | 4389.5836 | 6754.8884 | 3027.0423 | 2971.6361 | 2937.869 | 2904.2018 | 2881.1464 | 2847.2248 | 2817.6188 | 3655.1525 | 4795.4608 | 4960.8552 | 5064.7363 | 5138.1264 | 6327.8779 | 6747.1652 | 5469.1556 | 5391.2385 | 5509.9937 | 5819.8911 | 6120.2566 | 0
Commercial_Office_New_Food Preparation_Natural Gas_Food Prep Other_E3_Baseline Forecast | Commercial | Office | New | Food Preparation | Natural Gas | Food Prep Other | E3 |  | Baseline Forecast | 0 | 0 | 0 | 0 | 0 | 0 | 0 | 0 | 0 | 0 | 0 | 0 | 0 | 0 | 0 | 0 | 0 | 0 | 0 | 0 | 0 | 0 | 0
Commercial_Office_New_Food Preparation_Natural Gas_Food Prep Other_E4_Baseline Forecast | Commercial | Office | New | Food Preparation | Natural Gas | Food Prep Other | E4 |  | Baseline Forecast | 0 | 0 | 0 | 0 | 0 | 0 | 0 | 0 | 0 | 0 | 0 | 0 | 0 | 0 | 0 | 0 | 0 | 0 | 0 | 0 | 0 | 0 | 0
Commercial_Office_New_Food Preparation_Natural Gas_Food Prep Other_E5_Baseline Forecast | Commercial | Office | New | Food Preparation | Natural Gas | Food Prep Other | E5 |  | Baseline Forecast | 0 | 0 | 0 | 0 | 0 | 0 | 0 | 0 | 0 | 0 | 0 | 0 | 0 | 0 | 0 | 0 | 0 | 0 | 0 | 0 | 0 | 0 | 0
Commercial_Office_New_Food Preparation_Natural Gas_Food Prep Other_E6_Baseline Forecast | Commercial | Office | New | Food Preparation | Natural Gas | Food Prep Other | E6 |  | Baseline Forecast | 0 | 0 | 0 | 0 | 0 | 0 | 0 | 0 | 0 | 0 | 0 | 0 | 0 | 0 | 0 | 0 | 0 | 0 | 0 | 0 | 0 | 0 | 0
Commercial_Office_New_Food Preparation_Natural Gas_Food Prep Other_E7_Baseline Forecast | Commercial | Office | New | Food Preparation | Natural Gas | Food Prep Other | E7 |  | Baseline Forecast | 0 | 0 | 0 | 0 | 0 | 0 | 0 | 0 | 0 | 0 | 0 | 0 | 0 | 0 | 0 | 0 | 0 | 0 | 0 | 0 | 0 | 0 | 0
Commercial_Office_New_Food Preparation_Natural Gas_Food Prep Other_E8_Baseline Forecast | Commercial | Office | New | Food Preparation | Natural Gas | Food Prep Other | E8 |  | Baseline Forecast | 0 | 0 | 0 | 0 | 0 | 0 | 0 | 0 | 0 | 0 | 0 | 0 | 0 | 0 | 0 | 0 | 0 | 0 | 0 | 0 | 0 | 0 | 0
Commercial_Office_New_Food Preparation_Natural Gas_Food Prep Other_E9_Baseline Forecast | Commercial | Office | New | Food Preparation | Natural Gas | Food Prep Other | E9 |  | Baseline Forecast | 0 | 0 | 0 | 0 | 0 | 0 | 0 | 0 | 0 | 0 | 0 | 0 | 0 | 0 | 0 | 0 | 0 | 0 | 0 | 0 | 0 | 0 | 0
Commercial_Office_New_Food Preparation_Natural Gas_Food Prep Other_E10_Baseline Forecast | Commercial | Office | New | Food Preparation | Natural Gas | Food Prep Other | E10 |  | Baseline Forecast | 0 | 0 | 0 | 0 | 0 | 0 | 0 | 0 | 0 | 0 | 0 | 0 | 0 | 0 | 0 | 0 | 0 | 0 | 0 | 0 | 0 | 0 | 0
Commercial_Office_New_Miscellaneous_Natural Gas_Pool Heater_E1_Baseline Forecast | Commercial | Office | New | Miscellaneous | Natural Gas | Pool Heater | E1 | Standard (EF .82) | Baseline Forecast | 0 | 18521.445 | 28501.6315 | 12772.3271 | 12538.5459 | 12396.0687 | 15958.302 | 20820.4902 | 21499.075 | 21984.7702 | 22274.3743 | 28062.0617 | 31420.1956 | 27429.611 | 28383.8457 | 29174.5313 | 31947.387 | 35138.529 | 35744.736 | 36403.3575 | 36981.3137 | 39509.5269 | 0
Commercial_Office_New_Miscellaneous_Natural Gas_Pool Heater_E2_Baseline Forecast | Commercial | Office | New | Miscellaneous | Natural Gas | Pool Heater | E2 | Condensing (EF .90) | Baseline Forecast | 0 | 2057.9383 | 3166.8479 | 1419.1475 | 1393.1718 | 1377.341 | 1773.1447 | 2313.3878 | 2388.7861 | 2442.7522 | 2474.9305 | 3118.0069 | 3491.1328 | 3047.7346 | 3153.7606 | 3241.6146 | 3549.7097 | 3904.281 | 3971.6373 | 4044.8175 | 4109.0349 | 4389.9474 | 0
Commercial_Office_New_Miscellaneous_Natural Gas_Pool Heater_E3_Baseline Forecast | Commercial | Office | New | Miscellaneous | Natural Gas | Pool Heater | E3 |  | Baseline Forecast | 0 | 0 | 0 | 0 | 0 | 0 | 0 | 0 | 0 | 0 | 0 | 0 | 0 | 0 | 0 | 0 | 0 | 0 | 0 | 0 | 0 | 0 | 0
Commercial_Office_New_Miscellaneous_Natural Gas_Pool Heater_E4_Baseline Forecast | Commercial | Office | New | Miscellaneous | Natural Gas | Pool Heater | E4 |  | Baseline Forecast | 0 | 0 | 0 | 0 | 0 | 0 | 0 | 0 | 0 | 0 | 0 | 0 | 0 | 0 | 0 | 0 | 0 | 0 | 0 | 0 | 0 | 0 | 0
Commercial_Office_New_Miscellaneous_Natural Gas_Pool Heater_E5_Baseline Forecast | Commercial | Office | New | Miscellaneous | Natural Gas | Pool Heater | E5 |  | Baseline Forecast | 0 | 0 | 0 | 0 | 0 | 0 | 0 | 0 | 0 | 0 | 0 | 0 | 0 | 0 | 0 | 0 | 0 | 0 | 0 | 0 | 0 | 0 | 0
Commercial_Office_New_Miscellaneous_Natural Gas_Pool Heater_E6_Baseline Forecast | Commercial | Office | New | Miscellaneous | Natural Gas | Pool Heater | E6 |  | Baseline Forecast | 0 | 0 | 0 | 0 | 0 | 0 | 0 | 0 | 0 | 0 | 0 | 0 | 0 | 0 | 0 | 0 | 0 | 0 | 0 | 0 | 0 | 0 | 0
Commercial_Office_New_Miscellaneous_Natural Gas_Pool Heater_E7_Baseline Forecast | Commercial | Office | New | Miscellaneous | Natural Gas | Pool Heater | E7 |  | Baseline Forecast | 0 | 0 | 0 | 0 | 0 | 0 | 0 | 0 | 0 | 0 | 0 | 0 | 0 | 0 | 0 | 0 | 0 | 0 | 0 | 0 | 0 | 0 | 0
Commercial_Office_New_Miscellaneous_Natural Gas_Pool Heater_E8_Baseline Forecast | Commercial | Office | New | Miscellaneous | Natural Gas | Pool Heater | E8 |  | Baseline Forecast | 0 | 0 | 0 | 0 | 0 | 0 | 0 | 0 | 0 | 0 | 0 | 0 | 0 | 0 | 0 | 0 | 0 | 0 | 0 | 0 | 0 | 0 | 0
Commercial_Office_New_Miscellaneous_Natural Gas_Pool Heater_E9_Baseline Forecast | Commercial | Office | New | Miscellaneous | Natural Gas | Pool Heater | E9 |  | Baseline Forecast | 0 | 0 | 0 | 0 | 0 | 0 | 0 | 0 | 0 | 0 | 0 | 0 | 0 | 0 | 0 | 0 | 0 | 0 | 0 | 0 | 0 | 0 | 0
Commercial_Office_New_Miscellaneous_Natural Gas_Pool Heater_E10_Baseline Forecast | Commercial | Office | New | Miscellaneous | Natural Gas | Pool Heater | E10 |  | Baseline Forecast | 0 | 0 | 0 | 0 | 0 | 0 | 0 | 0 | 0 | 0 | 0 | 0 | 0 | 0 | 0 | 0 | 0 | 0 | 0 | 0 | 0 | 0 | 0
Commercial_Office_New_Miscellaneous_Natural Gas_Miscellaneous_E1_Baseline Forecast | Commercial | Office | New | Miscellaneous | Natural Gas | Miscellaneous | E1 | Standard | Baseline Forecast | 0 | 2130818.4229 | 3278999.1035 | 1469405.3282 | 1746912.3616 | 2155463.2792 | 2244843.2465 | 2363915.031 | 2517467.4367 | 2661594.9284 | 2794858.5018 | 3551620.5561 | 3934915.2337 | 3413112.9718 | 3681749.6813 | 3999658.3224 | 4107099.6004 | 4242513.4404 | 4409009.6996 | 4569251.7169 | 4717028.0618 | 5058078.4491 | 0
Commercial_Office_New_Miscellaneous_Natural Gas_Miscellaneous_E2_Baseline Forecast | Commercial | Office | New | Miscellaneous | Natural Gas | Miscellaneous | E2 |  | Baseline Forecast | 0 | 0 | 0 | 0 | 0 | 0 | 0 | 0 | 0 | 0 | 0 | 0 | 0 | 0 | 0 | 0 | 0 | 0 | 0 | 0 | 0 | 0 | 0
Commercial_Office_New_Miscellaneous_Natural Gas_Miscellaneous_E3_Baseline Forecast | Commercial | Office | New | Miscellaneous | Natural Gas | Miscellaneous | E3 |  | Baseline Forecast | 0 | 0 | 0 | 0 | 0 | 0 | 0 | 0 | 0 | 0 | 0 | 0 | 0 | 0 | 0 | 0 | 0 | 0 | 0 | 0 | 0 | 0 | 0
Commercial_Office_New_Miscellaneous_Natural Gas_Miscellaneous_E4_Baseline Forecast | Commercial | Office | New | Miscellaneous | Natural Gas | Miscellaneous | E4 |  | Baseline Forecast | 0 | 0 | 0 | 0 | 0 | 0 | 0 | 0 | 0 | 0 | 0 | 0 | 0 | 0 | 0 | 0 | 0 | 0 | 0 | 0 | 0 | 0 | 0
Commercial_Office_New_Miscellaneous_Natural Gas_Miscellaneous_E5_Baseline Forecast | Commercial | Office | New | Miscellaneous | Natural Gas | Miscellaneous | E5 |  | Baseline Forecast | 0 | 0 | 0 | 0 | 0 | 0 | 0 | 0 | 0 | 0 | 0 | 0 | 0 | 0 | 0 | 0 | 0 | 0 | 0 | 0 | 0 | 0 | 0
Commercial_Office_New_Miscellaneous_Natural Gas_Miscellaneous_E6_Baseline Forecast | Commercial | Office | New | Miscellaneous | Natural Gas | Miscellaneous | E6 |  | Baseline Forecast | 0 | 0 | 0 | 0 | 0 | 0 | 0 | 0 | 0 | 0 | 0 | 0 | 0 | 0 | 0 | 0 | 0 | 0 | 0 | 0 | 0 | 0 | 0
Commercial_Office_New_Miscellaneous_Natural Gas_Miscellaneous_E7_Baseline Forecast | Commercial | Office | New | Miscellaneous | Natural Gas | Miscellaneous | E7 |  | Baseline Forecast | 0 | 0 | 0 | 0 | 0 | 0 | 0 | 0 | 0 | 0 | 0 | 0 | 0 | 0 | 0 | 0 | 0 | 0 | 0 | 0 | 0 | 0 | 0
Commercial_Office_New_Miscellaneous_Natural Gas_Miscellaneous_E8_Baseline Forecast | Commercial | Office | New | Miscellaneous | Natural Gas | Miscellaneous | E8 |  | Baseline Forecast | 0 | 0 | 0 | 0 | 0 | 0 | 0 | 0 | 0 | 0 | 0 | 0 | 0 | 0 | 0 | 0 | 0 | 0 | 0 | 0 | 0 | 0 | 0
Commercial_Office_New_Miscellaneous_Natural Gas_Miscellaneous_E9_Baseline Forecast | Commercial | Office | New | Miscellaneous | Natural Gas | Miscellaneous | E9 |  | Baseline Forecast | 0 | 0 | 0 | 0 | 0 | 0 | 0 | 0 | 0 | 0 | 0 | 0 | 0 | 0 | 0 | 0 | 0 | 0 | 0 | 0 | 0 | 0 | 0
Commercial_Office_New_Miscellaneous_Natural Gas_Miscellaneous_E10_Baseline Forecast | Commercial | Office | New | Miscellaneous | Natural Gas | Miscellaneous | E10 |  | Baseline Forecast | 0 | 0 | 0 | 0 | 0 | 0 | 0 | 0 | 0 | 0 | 0 | 0 | 0 | 0 | 0 | 0 | 0 | 0 | 0 | 0 | 0 | 0 | 0
Commercial_Retail_Existing_Space Heating_Natural Gas_Furnace_E1_Baseline Forecast | Commercial | Retail | Existing | Space Heating | Natural Gas | Furnace | E1 | AFUE 80% (Standard) | Baseline Forecast | 0 | 859879.1079 | 901996.0519 | 939290.5167 | 972146.8947 | 1000920.6884 | 1025940.6548 | 1047510.7924 | 1065912.1798 | 1081404.6793 | 1094228.5129 | 1104605.7232 | 1022860.7076 | 947165.1335 | 877071.319 | 812164.7129 | 752061.4419 | 696406.0411 | 644869.3511 | 646507.1984 | 649562.5308 | 653691.2672 | 0
Commercial_Retail_Existing_Space Heating_Natural Gas_Furnace_E2_Baseline Forecast | Commercial | Retail | Existing | Space Heating | Natural Gas | Furnace | E2 | AFUE 90% | Baseline Forecast | 0 | 0 | 0 | 0 | 0 | 0 | 0 | 0 | 0 | 0 | 0 | 0 | 0 | 0 | 0 | 0 | 0 | 0 | 0 | 0 | 0 | 0 | 0
Commercial_Retail_Existing_Space Heating_Natural Gas_Furnace_E3_Baseline Forecast | Commercial | Retail | Existing | Space Heating | Natural Gas | Furnace | E3 | AFUE 95% | Baseline Forecast | 0 | 0 | 0 | 0 | 0 | 0 | 0 | 0 | 0 | 0 | 0 | 0 | 0 | 0 | 0 | 0 | 0 | 0 | 0 | 0 | 0 | 0 | 0
Commercial_Retail_Existing_Space Heating_Natural Gas_Furnace_E4_Baseline Forecast | Commercial | Retail | Existing | Space Heating | Natural Gas | Furnace | E4 |  | Baseline Forecast | 0 | 0 | 0 | 0 | 0 | 0 | 0 | 0 | 0 | 0 | 0 | 0 | 0 | 0 | 0 | 0 | 0 | 0 | 0 | 0 | 0 | 0 | 0
Commercial_Retail_Existing_Space Heating_Natural Gas_Furnace_E5_Baseline Forecast | Commercial | Retail | Existing | Space Heating | Natural Gas | Furnace | E5 |  | Baseline Forecast | 0 | 0 | 0 | 0 | 0 | 0 | 0 | 0 | 0 | 0 | 0 | 0 | 0 | 0 | 0 | 0 | 0 | 0 | 0 | 0 | 0 | 0 | 0
Commercial_Retail_Existing_Space Heating_Natural Gas_Furnace_E6_Baseline Forecast | Commercial | Retail | Existing | Space Heating | Natural Gas | Furnace | E6 |  | Baseline Forecast | 0 | 0 | 0 | 0 | 0 | 0 | 0 | 0 | 0 | 0 | 0 | 0 | 0 | 0 | 0 | 0 | 0 | 0 | 0 | 0 | 0 | 0 | 0
Commercial_Retail_Existing_Space Heating_Natural Gas_Furnace_E7_Baseline Forecast | Commercial | Retail | Existing | Space Heating | Natural Gas | Furnace | E7 |  | Baseline Forecast | 0 | 0 | 0 | 0 | 0 | 0 | 0 | 0 | 0 | 0 | 0 | 0 | 0 | 0 | 0 | 0 | 0 | 0 | 0 | 0 | 0 | 0 | 0
Commercial_Retail_Existing_Space Heating_Natural Gas_Furnace_E8_Baseline Forecast | Commercial | Retail | Existing | Space Heating | Natural Gas | Furnace | E8 |  | Baseline Forecast | 0 | 0 | 0 | 0 | 0 | 0 | 0 | 0 | 0 | 0 | 0 | 0 | 0 | 0 | 0 | 0 | 0 | 0 | 0 | 0 | 0 | 0 | 0
Commercial_Retail_Existing_Space Heating_Natural Gas_Furnace_E9_Baseline Forecast | Commercial | Retail | Existing | Space Heating | Natural Gas | Furnace | E9 |  | Baseline Forecast | 0 | 0 | 0 | 0 | 0 | 0 | 0 | 0 | 0 | 0 | 0 | 0 | 0 | 0 | 0 | 0 | 0 | 0 | 0 | 0 | 0 | 0 | 0
Commercial_Retail_Existing_Space Heating_Natural Gas_Furnace_E10_Baseline Forecast | Commercial | Retail | Existing | Space Heating | Natural Gas | Furnace | E10 |  | Baseline Forecast | 0 | 0 | 0 | 0 | 0 | 0 | 0 | 0 | 0 | 0 | 0 | 0 | 0 | 0 | 0 | 0 | 0 | 0 | 0 | 0 | 0 | 0 | 0
Commercial_Retail_Existing_Space Heating_Natural Gas_Boiler_E1_Baseline Forecast | Commercial | Retail | Existing | Space Heating | Natural Gas | Boiler | E1 | AFUE 80% (Standard) | Baseline Forecast | 0 | 54753.3171 | 54087.2297 | 53926.9688 | 53169.2471 | 52943.5768 | 52116.4267 | 51844.9709 | 50965.8102 | 50664.301 | 49746.6887 | 49427.7861 | 48638.1936 | 48312.0604 | 47350.8023 | 46381.7475 | 46212.4822 | 45559.075 | 44906.4988 | 44255.765 | 43607.7606 | 42963.2613 | 0
Commercial_Retail_Existing_Space Heating_Natural Gas_Boiler_E2_Baseline Forecast | Commercial | Retail | Existing | Space Heating | Natural Gas | Boiler | E2 | AFUE 85% | Baseline Forecast | 0 | 0 | 0 | 0 | 0 | 0 | 0 | 0 | 0 | 0 | 0 | 0 | 0 | 0 | 0 | 0 | 0 | 0 | 0 | 0 | 0 | 0 | 0
Commercial_Retail_Existing_Space Heating_Natural Gas_Boiler_E3_Baseline Forecast | Commercial | Retail | Existing | Space Heating | Natural Gas | Boiler | E3 | AFUE 98% | Baseline Forecast | 0 | 17241.9068 | 17390.7265 | 16974.0801 | 17103.3942 | 16656.4062 | 16773.1028 | 16302.055 | 16411.7724 | 15921.4414 | 16028.8525 | 15522.7758 | 15475.7889 | 14956.5592 | 15066.1644 | 15179.481 | 14490.8706 | 14285.9814 | 14081.3527 | 13877.3018 | 13674.1067 | 13472.0108 | 0
Commercial_Retail_Existing_Space Heating_Natural Gas_Boiler_E4_Baseline Forecast | Commercial | Retail | Existing | Space Heating | Natural Gas | Boiler | E4 | Convert to NG Air Source Heat Pump | Baseline Forecast | 0 | 0 | 0 | 0 | 0 | 0 | 0 | 0 | 0 | 0 | 0 | 0 | 0 | 0 | 0 | 0 | 0 | 0 | 0 | 0 | 0 | 0 | 0
Commercial_Retail_Existing_Space Heating_Natural Gas_Boiler_E5_Baseline Forecast | Commercial | Retail | Existing | Space Heating | Natural Gas | Boiler | E5 |  | Baseline Forecast | 0 | 0 | 0 | 0 | 0 | 0 | 0 | 0 | 0 | 0 | 0 | 0 | 0 | 0 | 0 | 0 | 0 | 0 | 0 | 0 | 0 | 0 | 0
Commercial_Retail_Existing_Space Heating_Natural Gas_Boiler_E6_Baseline Forecast | Commercial | Retail | Existing | Space Heating | Natural Gas | Boiler | E6 |  | Baseline Forecast | 0 | 0 | 0 | 0 | 0 | 0 | 0 | 0 | 0 | 0 | 0 | 0 | 0 | 0 | 0 | 0 | 0 | 0 | 0 | 0 | 0 | 0 | 0
Commercial_Retail_Existing_Space Heating_Natural Gas_Boiler_E7_Baseline Forecast | Commercial | Retail | Existing | Space Heating | Natural Gas | Boiler | E7 |  | Baseline Forecast | 0 | 0 | 0 | 0 | 0 | 0 | 0 | 0 | 0 | 0 | 0 | 0 | 0 | 0 | 0 | 0 | 0 | 0 | 0 | 0 | 0 | 0 | 0
Commercial_Retail_Existing_Space Heating_Natural Gas_Boiler_E8_Baseline Forecast | Commercial | Retail | Existing | Space Heating | Natural Gas | Boiler | E8 |  | Baseline Forecast | 0 | 0 | 0 | 0 | 0 | 0 | 0 | 0 | 0 | 0 | 0 | 0 | 0 | 0 | 0 | 0 | 0 | 0 | 0 | 0 | 0 | 0 | 0
Commercial_Retail_Existing_Space Heating_Natural Gas_Boiler_E9_Baseline Forecast | Commercial | Retail | Existing | Space Heating | Natural Gas | Boiler | E9 |  | Baseline Forecast | 0 | 0 | 0 | 0 | 0 | 0 | 0 | 0 | 0 | 0 | 0 | 0 | 0 | 0 | 0 | 0 | 0 | 0 | 0 | 0 | 0 | 0 | 0
Commercial_Retail_Existing_Space Heating_Natural Gas_Boiler_E10_Baseline Forecast | Commercial | Retail | Existing | Space Heating | Natural Gas | Boiler | E10 |  | Baseline Forecast | 0 | 0 | 0 | 0 | 0 | 0 | 0 | 0 | 0 | 0 | 0 | 0 | 0 | 0 | 0 | 0 | 0 | 0 | 0 | 0 | 0 | 0 | 0
Commercial_Retail_Existing_Space Heating_Natural Gas_Unit Heater_E1_Baseline Forecast | Commercial | Retail | Existing | Space Heating | Natural Gas | Unit Heater | E1 | Standard | Baseline Forecast | 0 | 11527.3136 | 32993.1321 | 62985.3767 | 100249.8473 | 143673.3653 | 192268.6998 | 245161.0895 | 301576.1904 | 360829.3 | 412357.7386 | 457000.7109 | 497436.313 | 535586.894 | 572800.9794 | 609994.2105 | 647758.2663 | 608794.4636 | 582212.9297 | 566432.0566 | 560043.91 | 560130.3395 | 0
Commercial_Retail_Existing_Space Heating_Natural Gas_Unit Heater_E2_Baseline Forecast | Commercial | Retail | Existing | Space Heating | Natural Gas | Unit Heater | E2 | Condensing | Baseline Forecast | 0 | 0 | 0 | 0 | 0 | 0 | 0 | 0 | 0 | 0 | 0 | 0 | 0 | 0 | 0 | 0 | 0 | 0 | 0 | 0 | 0 | 0 | 0
Commercial_Retail_Existing_Space Heating_Natural Gas_Unit Heater_E3_Baseline Forecast | Commercial | Retail | Existing | Space Heating | Natural Gas | Unit Heater | E3 | Infrared Radiant | Baseline Forecast | 0 | 0 | 0 | 0 | 0 | 0 | 0 | 0 | 0 | 0 | 0 | 0 | 0 | 0 | 0 | 0 | 0 | 0 | 0 | 0 | 0 | 0 | 0
Commercial_Retail_Existing_Space Heating_Natural Gas_Unit Heater_E4_Baseline Forecast | Commercial | Retail | Existing | Space Heating | Natural Gas | Unit Heater | E4 |  | Baseline Forecast | 0 | 0 | 0 | 0 | 0 | 0 | 0 | 0 | 0 | 0 | 0 | 0 | 0 | 0 | 0 | 0 | 0 | 0 | 0 | 0 | 0 | 0 | 0
Commercial_Retail_Existing_Space Heating_Natural Gas_Unit Heater_E5_Baseline Forecast | Commercial | Retail | Existing | Space Heating | Natural Gas | Unit Heater | E5 |  | Baseline Forecast | 0 | 0 | 0 | 0 | 0 | 0 | 0 | 0 | 0 | 0 | 0 | 0 | 0 | 0 | 0 | 0 | 0 | 0 | 0 | 0 | 0 | 0 | 0
Commercial_Retail_Existing_Space Heating_Natural Gas_Unit Heater_E6_Baseline Forecast | Commercial | Retail | Existing | Space Heating | Natural Gas | Unit Heater | E6 |  | Baseline Forecast | 0 | 0 | 0 | 0 | 0 | 0 | 0 | 0 | 0 | 0 | 0 | 0 | 0 | 0 | 0 | 0 | 0 | 0 | 0 | 0 | 0 | 0 | 0
Commercial_Retail_Existing_Space Heating_Natural Gas_Unit Heater_E7_Baseline Forecast | Commercial | Retail | Existing | Space Heating | Natural Gas | Unit Heater | E7 |  | Baseline Forecast | 0 | 0 | 0 | 0 | 0 | 0 | 0 | 0 | 0 | 0 | 0 | 0 | 0 | 0 | 0 | 0 | 0 | 0 | 0 | 0 | 0 | 0 | 0
Commercial_Retail_Existing_Space Heating_Natural Gas_Unit Heater_E8_Baseline Forecast | Commercial | Retail | Existing | Space Heating | Natural Gas | Unit Heater | E8 |  | Baseline Forecast | 0 | 0 | 0 | 0 | 0 | 0 | 0 | 0 | 0 | 0 | 0 | 0 | 0 | 0 | 0 | 0 | 0 | 0 | 0 | 0 | 0 | 0 | 0
Commercial_Retail_Existing_Space Heating_Natural Gas_Unit Heater_E9_Baseline Forecast | Commercial | Retail | Existing | Space Heating | Natural Gas | Unit Heater | E9 |  | Baseline Forecast | 0 | 0 | 0 | 0 | 0 | 0 | 0 | 0 | 0 | 0 | 0 | 0 | 0 | 0 | 0 | 0 | 0 | 0 | 0 | 0 | 0 | 0 | 0
Commercial_Retail_Existing_Space Heating_Natural Gas_Unit Heater_E10_Baseline Forecast | Commercial | Retail | Existing | Space Heating | Natural Gas | Unit Heater | E10 |  | Baseline Forecast | 0 | 0 | 0 | 0 | 0 | 0 | 0 | 0 | 0 | 0 | 0 | 0 | 0 | 0 | 0 | 0 | 0 | 0 | 0 | 0 | 0 | 0 | 0
Commercial_Retail_Existing_Water Heating_Natural Gas_Water Heater_E1_Baseline Forecast | Commercial | Retail | Existing | Water Heating | Natural Gas | Water Heater | E1 | TE 0.80 | Baseline Forecast | 0 | 170299.7551 | 185831.4923 | 199183.0218 | 210593.2298 | 220275.6422 | 228421.1044 | 235200.1774 | 240765.2824 | 245252.6169 | 278206.8961 | 306733.0013 | 302832.1816 | 298883.7989 | 294900.2836 | 326446.5951 | 318671.0356 | 311285.9044 | 304256.9262 | 302636.8063 | 304696.9626 | 304219.5817 | 0
Commercial_Retail_Existing_Water Heating_Natural Gas_Water Heater_E2_Baseline Forecast | Commercial | Retail | Existing | Water Heating | Natural Gas | Water Heater | E2 | TE 0.90 | Baseline Forecast | 0 | 0 | 0 | 0 | 0 | 0 | 0 | 0 | 0 | 0 | 0 | 0 | 0 | 0 | 0 | 0 | 0 | 0 | 0 | 0 | 0 | 0 | 0
Commercial_Retail_Existing_Water Heating_Natural Gas_Water Heater_E3_Baseline Forecast | Commercial | Retail | Existing | Water Heating | Natural Gas | Water Heater | E3 | TE 0.94 | Baseline Forecast | 0 | 192040.1494 | 209554.6615 | 224610.6416 | 237477.4719 | 248395.937 | 257581.2454 | 265225.732 | 271501.2759 | 276561.4616 | 313722.6701 | 345890.4057 | 341491.6091 | 337039.1774 | 332547.1284 | 368120.6285 | 359352.4444 | 351024.5305 | 343098.236 | 341271.2922 | 343594.4472 | 343056.124 | 0
Commercial_Retail_Existing_Water Heating_Natural Gas_Water Heater_E4_Baseline Forecast | Commercial | Retail | Existing | Water Heating | Natural Gas | Water Heater | E4 | Instantaneous TE 0.94 | Baseline Forecast | 0 | 0 | 0 | 0 | 0 | 0 | 0 | 0 | 0 | 0 | 0 | 0 | 0 | 0 | 0 | 0 | 0 | 0 | 0 | 0 | 0 | 0 | 0
Commercial_Retail_Existing_Water Heating_Natural Gas_Water Heater_E5_Baseline Forecast | Commercial | Retail | Existing | Water Heating | Natural Gas | Water Heater | E5 | Gas-Fired Absorption HPWH | Baseline Forecast | 0 | 0 | 0 | 0 | 0 | 0 | 0 | 0 | 0 | 0 | 0 | 0 | 0 | 0 | 0 | 0 | 0 | 0 | 0 | 0 | 0 | 0 | 0
Commercial_Retail_Existing_Water Heating_Natural Gas_Water Heater_E6_Baseline Forecast | Commercial | Retail | Existing | Water Heating | Natural Gas | Water Heater | E6 |  | Baseline Forecast | 0 | 0 | 0 | 0 | 0 | 0 | 0 | 0 | 0 | 0 | 0 | 0 | 0 | 0 | 0 | 0 | 0 | 0 | 0 | 0 | 0 | 0 | 0
Commercial_Retail_Existing_Water Heating_Natural Gas_Water Heater_E7_Baseline Forecast | Commercial | Retail | Existing | Water Heating | Natural Gas | Water Heater | E7 |  | Baseline Forecast | 0 | 0 | 0 | 0 | 0 | 0 | 0 | 0 | 0 | 0 | 0 | 0 | 0 | 0 | 0 | 0 | 0 | 0 | 0 | 0 | 0 | 0 | 0
Commercial_Retail_Existing_Water Heating_Natural Gas_Water Heater_E8_Baseline Forecast | Commercial | Retail | Existing | Water Heating | Natural Gas | Water Heater | E8 |  | Baseline Forecast | 0 | 0 | 0 | 0 | 0 | 0 | 0 | 0 | 0 | 0 | 0 | 0 | 0 | 0 | 0 | 0 | 0 | 0 | 0 | 0 | 0 | 0 | 0
Commercial_Retail_Existing_Water Heating_Natural Gas_Water Heater_E9_Baseline Forecast | Commercial | Retail | Existing | Water Heating | Natural Gas | Water Heater | E9 |  | Baseline Forecast | 0 | 0 | 0 | 0 | 0 | 0 | 0 | 0 | 0 | 0 | 0 | 0 | 0 | 0 | 0 | 0 | 0 | 0 | 0 | 0 | 0 | 0 | 0
Commercial_Retail_Existing_Water Heating_Natural Gas_Water Heater_E10_Baseline Forecast | Commercial | Retail | Existing | Water Heating | Natural Gas | Water Heater | E10 |  | Baseline Forecast | 0 | 0 | 0 | 0 | 0 | 0 | 0 | 0 | 0 | 0 | 0 | 0 | 0 | 0 | 0 | 0 | 0 | 0 | 0 | 0 | 0 | 0 | 0
Commercial_Retail_Existing_Food Preparation_Natural Gas_Oven_E1_Baseline Forecast | Commercial | Retail | Existing | Food Preparation | Natural Gas | Oven | E1 | Standard | Baseline Forecast | 0 | 24376.5149 | 31178.3488 | 36338.6363 | 40209.9875 | 43069.8903 | 45136.7051 | 46582.2539 | 47541.7295 | 48121.4943 | 37876.2729 | 29812.2923 | 27541.976 | 26892.5808 | 27244.4692 | 28168.8983 | 29374.814 | 35595.9593 | 37262.1066 | 38424.4187 | 39192.5686 | 37891.9416 | 0
Commercial_Retail_Existing_Food Preparation_Natural Gas_Oven_E2_Baseline Forecast | Commercial | Retail | Existing | Food Preparation | Natural Gas | Oven | E2 | ENERGY STAR (EF ≥ 44%) Convection Oven utilizing ASTM Std F1496 | Baseline Forecast | 0 | 35078.3994 | 44866.4044 | 52292.184 | 57863.1528 | 61978.6226 | 64952.8195 | 67032.9996 | 68413.7083 | 69248.004 | 54504.8806 | 42900.6157 | 39633.5752 | 38699.0797 | 39205.4557 | 40535.7317 | 42271.0737 | 51223.4537 | 53621.0803 | 55293.6757 | 56399.0621 | 54527.4281 | 0
Commercial_Retail_Existing_Food Preparation_Natural Gas_Oven_E3_Baseline Forecast | Commercial | Retail | Existing | Food Preparation | Natural Gas | Oven | E3 |  | Baseline Forecast | 0 | 0 | 0 | 0 | 0 | 0 | 0 | 0 | 0 | 0 | 0 | 0 | 0 | 0 | 0 | 0 | 0 | 0 | 0 | 0 | 0 | 0 | 0
Commercial_Retail_Existing_Food Preparation_Natural Gas_Oven_E4_Baseline Forecast | Commercial | Retail | Existing | Food Preparation | Natural Gas | Oven | E4 |  | Baseline Forecast | 0 | 0 | 0 | 0 | 0 | 0 | 0 | 0 | 0 | 0 | 0 | 0 | 0 | 0 | 0 | 0 | 0 | 0 | 0 | 0 | 0 | 0 | 0
Commercial_Retail_Existing_Food Preparation_Natural Gas_Oven_E5_Baseline Forecast | Commercial | Retail | Existing | Food Preparation | Natural Gas | Oven | E5 |  | Baseline Forecast | 0 | 0 | 0 | 0 | 0 | 0 | 0 | 0 | 0 | 0 | 0 | 0 | 0 | 0 | 0 | 0 | 0 | 0 | 0 | 0 | 0 | 0 | 0
Commercial_Retail_Existing_Food Preparation_Natural Gas_Oven_E6_Baseline Forecast | Commercial | Retail | Existing | Food Preparation | Natural Gas | Oven | E6 |  | Baseline Forecast | 0 | 0 | 0 | 0 | 0 | 0 | 0 | 0 | 0 | 0 | 0 | 0 | 0 | 0 | 0 | 0 | 0 | 0 | 0 | 0 | 0 | 0 | 0
Commercial_Retail_Existing_Food Preparation_Natural Gas_Oven_E7_Baseline Forecast | Commercial | Retail | Existing | Food Preparation | Natural Gas | Oven | E7 |  | Baseline Forecast | 0 | 0 | 0 | 0 | 0 | 0 | 0 | 0 | 0 | 0 | 0 | 0 | 0 | 0 | 0 | 0 | 0 | 0 | 0 | 0 | 0 | 0 | 0
Commercial_Retail_Existing_Food Preparation_Natural Gas_Oven_E8_Baseline Forecast | Commercial | Retail | Existing | Food Preparation | Natural Gas | Oven | E8 |  | Baseline Forecast | 0 | 0 | 0 | 0 | 0 | 0 | 0 | 0 | 0 | 0 | 0 | 0 | 0 | 0 | 0 | 0 | 0 | 0 | 0 | 0 | 0 | 0 | 0
Commercial_Retail_Existing_Food Preparation_Natural Gas_Oven_E9_Baseline Forecast | Commercial | Retail | Existing | Food Preparation | Natural Gas | Oven | E9 |  | Baseline Forecast | 0 | 0 | 0 | 0 | 0 | 0 | 0 | 0 | 0 | 0 | 0 | 0 | 0 | 0 | 0 | 0 | 0 | 0 | 0 | 0 | 0 | 0 | 0
Commercial_Retail_Existing_Food Preparation_Natural Gas_Oven_E10_Baseline Forecast | Commercial | Retail | Existing | Food Preparation | Natural Gas | Oven | E10 |  | Baseline Forecast | 0 | 0 | 0 | 0 | 0 | 0 | 0 | 0 | 0 | 0 | 0 | 0 | 0 | 0 | 0 | 0 | 0 | 0 | 0 | 0 | 0 | 0 | 0
Commercial_Retail_Existing_Food Preparation_Natural Gas_Conveyor Oven_E1_Baseline Forecast | Commercial | Retail | Existing | Food Preparation | Natural Gas | Conveyor Oven | E1 | Standard | Baseline Forecast | 0 | 0 | 0 | 0 | 0 | 1142.0739 | 3146.2293 | 5792.9767 | 8910.4283 | 12364.1456 | 14996.2525 | 16983.0644 | 18463.3364 | 19546.2598 | 20317.7571 | 20845.4363 | 21182.4904 | 16672.6698 | 13123.0046 | 10329.0746 | 8129.9813 | 6575.172 | 0
Commercial_Retail_Existing_Food Preparation_Natural Gas_Conveyor Oven_E2_Baseline Forecast | Commercial | Retail | Existing | Food Preparation | Natural Gas | Conveyor Oven | E2 | ENERGY STAR (EF ≥ 44%) Convection Oven utilizing ASTM Std F1496 | Baseline Forecast | 0 | 0 | 0 | 0 | 0 | 1643.4722 | 4527.5008 | 8336.2347 | 12822.3237 | 17792.3071 | 21579.9731 | 24439.0439 | 26569.1914 | 28127.5446 | 29237.7481 | 29997.0913 | 30482.1203 | 23992.3785 | 18884.3238 | 14863.7903 | 11699.2414 | 9461.8329 | 0
Commercial_Retail_Existing_Food Preparation_Natural Gas_Conveyor Oven_E3_Baseline Forecast | Commercial | Retail | Existing | Food Preparation | Natural Gas | Conveyor Oven | E3 |  | Baseline Forecast | 0 | 0 | 0 | 0 | 0 | 0 | 0 | 0 | 0 | 0 | 0 | 0 | 0 | 0 | 0 | 0 | 0 | 0 | 0 | 0 | 0 | 0 | 0
Commercial_Retail_Existing_Food Preparation_Natural Gas_Conveyor Oven_E4_Baseline Forecast | Commercial | Retail | Existing | Food Preparation | Natural Gas | Conveyor Oven | E4 |  | Baseline Forecast | 0 | 0 | 0 | 0 | 0 | 0 | 0 | 0 | 0 | 0 | 0 | 0 | 0 | 0 | 0 | 0 | 0 | 0 | 0 | 0 | 0 | 0 | 0
Commercial_Retail_Existing_Food Preparation_Natural Gas_Conveyor Oven_E5_Baseline Forecast | Commercial | Retail | Existing | Food Preparation | Natural Gas | Conveyor Oven | E5 |  | Baseline Forecast | 0 | 0 | 0 | 0 | 0 | 0 | 0 | 0 | 0 | 0 | 0 | 0 | 0 | 0 | 0 | 0 | 0 | 0 | 0 | 0 | 0 | 0 | 0
Commercial_Retail_Existing_Food Preparation_Natural Gas_Conveyor Oven_E6_Baseline Forecast | Commercial | Retail | Existing | Food Preparation | Natural Gas | Conveyor Oven | E6 |  | Baseline Forecast | 0 | 0 | 0 | 0 | 0 | 0 | 0 | 0 | 0 | 0 | 0 | 0 | 0 | 0 | 0 | 0 | 0 | 0 | 0 | 0 | 0 | 0 | 0
Commercial_Retail_Existing_Food Preparation_Natural Gas_Conveyor Oven_E7_Baseline Forecast | Commercial | Retail | Existing | Food Preparation | Natural Gas | Conveyor Oven | E7 |  | Baseline Forecast | 0 | 0 | 0 | 0 | 0 | 0 | 0 | 0 | 0 | 0 | 0 | 0 | 0 | 0 | 0 | 0 | 0 | 0 | 0 | 0 | 0 | 0 | 0
Commercial_Retail_Existing_Food Preparation_Natural Gas_Conveyor Oven_E8_Baseline Forecast | Commercial | Retail | Existing | Food Preparation | Natural Gas | Conveyor Oven | E8 |  | Baseline Forecast | 0 | 0 | 0 | 0 | 0 | 0 | 0 | 0 | 0 | 0 | 0 | 0 | 0 | 0 | 0 | 0 | 0 | 0 | 0 | 0 | 0 | 0 | 0
Commercial_Retail_Existing_Food Preparation_Natural Gas_Conveyor Oven_E9_Baseline Forecast | Commercial | Retail | Existing | Food Preparation | Natural Gas | Conveyor Oven | E9 |  | Baseline Forecast | 0 | 0 | 0 | 0 | 0 | 0 | 0 | 0 | 0 | 0 | 0 | 0 | 0 | 0 | 0 | 0 | 0 | 0 | 0 | 0 | 0 | 0 | 0
Commercial_Retail_Existing_Food Preparation_Natural Gas_Conveyor Oven_E10_Baseline Forecast | Commercial | Retail | Existing | Food Preparation | Natural Gas | Conveyor Oven | E10 |  | Baseline Forecast | 0 | 0 | 0 | 0 | 0 | 0 | 0 | 0 | 0 | 0 | 0 | 0 | 0 | 0 | 0 | 0 | 0 | 0 | 0 | 0 | 0 | 0 | 0
Commercial_Retail_Existing_Food Preparation_Natural Gas_Double Rack Oven_E1_Baseline Forecast | Commercial | Retail | Existing | Food Preparation | Natural Gas | Double Rack Oven | E1 | Standard | Baseline Forecast | 0 | 6771.2541 | 9252.8338 | 11369.3781 | 13167.5465 | 14688.1312 | 15966.7934 | 17034.707 | 17919.122 | 18643.857 | 16305.0219 | 14259.589 | 13603.2008 | 13345.1451 | 13359.1912 | 13551.3249 | 13852.217 | 15579.7998 | 16193.3007 | 16688.4205 | 17080.6779 | 16894.4953 | 0
Commercial_Retail_Existing_Food Preparation_Natural Gas_Double Rack Oven_E2_Baseline Forecast | Commercial | Retail | Existing | Food Preparation | Natural Gas | Double Rack Oven | E2 | FTSC Qualified (>50% Cooking Efficiency) | Baseline Forecast | 0 | 9743.9998 | 13315.0535 | 16360.8124 | 18948.4206 | 21136.579 | 22976.6051 | 24513.3588 | 25786.0537 | 26828.9649 | 23463.3241 | 20519.8964 | 19575.3378 | 19203.9893 | 19224.2019 | 19500.687 | 19933.6782 | 22419.712 | 23302.5547 | 24015.0442 | 24579.5121 | 24311.5908 | 0
Commercial_Retail_Existing_Food Preparation_Natural Gas_Double Rack Oven_E3_Baseline Forecast | Commercial | Retail | Existing | Food Preparation | Natural Gas | Double Rack Oven | E3 |  | Baseline Forecast | 0 | 0 | 0 | 0 | 0 | 0 | 0 | 0 | 0 | 0 | 0 | 0 | 0 | 0 | 0 | 0 | 0 | 0 | 0 | 0 | 0 | 0 | 0
Commercial_Retail_Existing_Food Preparation_Natural Gas_Double Rack Oven_E4_Baseline Forecast | Commercial | Retail | Existing | Food Preparation | Natural Gas | Double Rack Oven | E4 |  | Baseline Forecast | 0 | 0 | 0 | 0 | 0 | 0 | 0 | 0 | 0 | 0 | 0 | 0 | 0 | 0 | 0 | 0 | 0 | 0 | 0 | 0 | 0 | 0 | 0
Commercial_Retail_Existing_Food Preparation_Natural Gas_Double Rack Oven_E5_Baseline Forecast | Commercial | Retail | Existing | Food Preparation | Natural Gas | Double Rack Oven | E5 |  | Baseline Forecast | 0 | 0 | 0 | 0 | 0 | 0 | 0 | 0 | 0 | 0 | 0 | 0 | 0 | 0 | 0 | 0 | 0 | 0 | 0 | 0 | 0 | 0 | 0
Commercial_Retail_Existing_Food Preparation_Natural Gas_Double Rack Oven_E6_Baseline Forecast | Commercial | Retail | Existing | Food Preparation | Natural Gas | Double Rack Oven | E6 |  | Baseline Forecast | 0 | 0 | 0 | 0 | 0 | 0 | 0 | 0 | 0 | 0 | 0 | 0 | 0 | 0 | 0 | 0 | 0 | 0 | 0 | 0 | 0 | 0 | 0
Commercial_Retail_Existing_Food Preparation_Natural Gas_Double Rack Oven_E7_Baseline Forecast | Commercial | Retail | Existing | Food Preparation | Natural Gas | Double Rack Oven | E7 |  | Baseline Forecast | 0 | 0 | 0 | 0 | 0 | 0 | 0 | 0 | 0 | 0 | 0 | 0 | 0 | 0 | 0 | 0 | 0 | 0 | 0 | 0 | 0 | 0 | 0
Commercial_Retail_Existing_Food Preparation_Natural Gas_Double Rack Oven_E8_Baseline Forecast | Commercial | Retail | Existing | Food Preparation | Natural Gas | Double Rack Oven | E8 |  | Baseline Forecast | 0 | 0 | 0 | 0 | 0 | 0 | 0 | 0 | 0 | 0 | 0 | 0 | 0 | 0 | 0 | 0 | 0 | 0 | 0 | 0 | 0 | 0 | 0
Commercial_Retail_Existing_Food Preparation_Natural Gas_Double Rack Oven_E9_Baseline Forecast | Commercial | Retail | Existing | Food Preparation | Natural Gas | Double Rack Oven | E9 |  | Baseline Forecast | 0 | 0 | 0 | 0 | 0 | 0 | 0 | 0 | 0 | 0 | 0 | 0 | 0 | 0 | 0 | 0 | 0 | 0 | 0 | 0 | 0 | 0 | 0
Commercial_Retail_Existing_Food Preparation_Natural Gas_Double Rack Oven_E10_Baseline Forecast | Commercial | Retail | Existing | Food Preparation | Natural Gas | Double Rack Oven | E10 |  | Baseline Forecast | 0 | 0 | 0 | 0 | 0 | 0 | 0 | 0 | 0 | 0 | 0 | 0 | 0 | 0 | 0 | 0 | 0 | 0 | 0 | 0 | 0 | 0 | 0
Commercial_Retail_Existing_Food Preparation_Natural Gas_Fryer_E1_Baseline Forecast | Commercial | Retail | Existing | Food Preparation | Natural Gas | Fryer | E1 | Standard | Baseline Forecast | 0 | 58524.7374 | 63862.3308 | 68450.68 | 72371.8802 | 75699.311 | 91987.2612 | 105500.4978 | 116722.8873 | 126038.5512 | 145752.5822 | 153370.7652 | 152166.8364 | 152315.3448 | 153185.9588 | 159897.5019 | 165069.0206 | 167268.735 | 167754.91 | 169745.6044 | 169693.0003 | 168477.853 | 0
Commercial_Retail_Existing_Food Preparation_Natural Gas_Fryer_E2_Baseline Forecast | Commercial | Retail | Existing | Food Preparation | Natural Gas | Fryer | E2 | ENERGY STAR | Baseline Forecast | 0 | 20562.7456 | 22438.1162 | 24050.2389 | 25427.9579 | 26597.0552 | 32319.8485 | 37067.7425 | 41010.7442 | 44283.8153 | 51210.3667 | 53887.0256 | 53464.0236 | 53516.2022 | 53822.0936 | 56180.2034 | 57997.2235 | 58770.0961 | 58940.9143 | 59640.3475 | 59621.865 | 59194.9213 | 0
Commercial_Retail_Existing_Food Preparation_Natural Gas_Fryer_E3_Baseline Forecast | Commercial | Retail | Existing | Food Preparation | Natural Gas | Fryer | E3 |  | Baseline Forecast | 0 | 0 | 0 | 0 | 0 | 0 | 0 | 0 | 0 | 0 | 0 | 0 | 0 | 0 | 0 | 0 | 0 | 0 | 0 | 0 | 0 | 0 | 0
Commercial_Retail_Existing_Food Preparation_Natural Gas_Fryer_E4_Baseline Forecast | Commercial | Retail | Existing | Food Preparation | Natural Gas | Fryer | E4 |  | Baseline Forecast | 0 | 0 | 0 | 0 | 0 | 0 | 0 | 0 | 0 | 0 | 0 | 0 | 0 | 0 | 0 | 0 | 0 | 0 | 0 | 0 | 0 | 0 | 0
Commercial_Retail_Existing_Food Preparation_Natural Gas_Fryer_E5_Baseline Forecast | Commercial | Retail | Existing | Food Preparation | Natural Gas | Fryer | E5 |  | Baseline Forecast | 0 | 0 | 0 | 0 | 0 | 0 | 0 | 0 | 0 | 0 | 0 | 0 | 0 | 0 | 0 | 0 | 0 | 0 | 0 | 0 | 0 | 0 | 0
Commercial_Retail_Existing_Food Preparation_Natural Gas_Fryer_E6_Baseline Forecast | Commercial | Retail | Existing | Food Preparation | Natural Gas | Fryer | E6 |  | Baseline Forecast | 0 | 0 | 0 | 0 | 0 | 0 | 0 | 0 | 0 | 0 | 0 | 0 | 0 | 0 | 0 | 0 | 0 | 0 | 0 | 0 | 0 | 0 | 0
Commercial_Retail_Existing_Food Preparation_Natural Gas_Fryer_E7_Baseline Forecast | Commercial | Retail | Existing | Food Preparation | Natural Gas | Fryer | E7 |  | Baseline Forecast | 0 | 0 | 0 | 0 | 0 | 0 | 0 | 0 | 0 | 0 | 0 | 0 | 0 | 0 | 0 | 0 | 0 | 0 | 0 | 0 | 0 | 0 | 0
Commercial_Retail_Existing_Food Preparation_Natural Gas_Fryer_E8_Baseline Forecast | Commercial | Retail | Existing | Food Preparation | Natural Gas | Fryer | E8 |  | Baseline Forecast | 0 | 0 | 0 | 0 | 0 | 0 | 0 | 0 | 0 | 0 | 0 | 0 | 0 | 0 | 0 | 0 | 0 | 0 | 0 | 0 | 0 | 0 | 0
Commercial_Retail_Existing_Food Preparation_Natural Gas_Fryer_E9_Baseline Forecast | Commercial | Retail | Existing | Food Preparation | Natural Gas | Fryer | E9 |  | Baseline Forecast | 0 | 0 | 0 | 0 | 0 | 0 | 0 | 0 | 0 | 0 | 0 | 0 | 0 | 0 | 0 | 0 | 0 | 0 | 0 | 0 | 0 | 0 | 0
Commercial_Retail_Existing_Food Preparation_Natural Gas_Fryer_E10_Baseline Forecast | Commercial | Retail | Existing | Food Preparation | Natural Gas | Fryer | E10 |  | Baseline Forecast | 0 | 0 | 0 | 0 | 0 | 0 | 0 | 0 | 0 | 0 | 0 | 0 | 0 | 0 | 0 | 0 | 0 | 0 | 0 | 0 | 0 | 0 | 0
Commercial_Retail_Existing_Food Preparation_Natural Gas_Broiler_E1_Baseline Forecast | Commercial | Retail | Existing | Food Preparation | Natural Gas | Broiler | E1 | Standard | Baseline Forecast | 0 | 13231.3298 | 14825.9658 | 16168.0663 | 17290.158 | 18220.6735 | 18984.4651 | 19603.2546 | 20096.0253 | 20479.3666 | 17910.2704 | 15663.4623 | 15911.3675 | 16201.3405 | 16503.7476 | 16797.9997 | 17070.2813 | 19985.7591 | 19987.5348 | 19948.6209 | 19874.7743 | 19293.1203 | 0
Commercial_Retail_Existing_Food Preparation_Natural Gas_Broiler_E2_Baseline Forecast | Commercial | Retail | Existing | Food Preparation | Natural Gas | Broiler | E2 | Infrared Burners | Baseline Forecast | 0 | 4648.8456 | 5209.1231 | 5680.6719 | 6074.9204 | 6401.8582 | 6670.2175 | 6887.63 | 7060.7656 | 7195.4531 | 6292.7977 | 5503.3787 | 5590.4805 | 5692.3629 | 5798.614 | 5901.9999 | 5997.6664 | 7022.0235 | 7022.6474 | 7008.9749 | 6983.0288 | 6778.6639 | 0
Commercial_Retail_Existing_Food Preparation_Natural Gas_Broiler_E3_Baseline Forecast | Commercial | Retail | Existing | Food Preparation | Natural Gas | Broiler | E3 |  | Baseline Forecast | 0 | 0 | 0 | 0 | 0 | 0 | 0 | 0 | 0 | 0 | 0 | 0 | 0 | 0 | 0 | 0 | 0 | 0 | 0 | 0 | 0 | 0 | 0
Commercial_Retail_Existing_Food Preparation_Natural Gas_Broiler_E4_Baseline Forecast | Commercial | Retail | Existing | Food Preparation | Natural Gas | Broiler | E4 |  | Baseline Forecast | 0 | 0 | 0 | 0 | 0 | 0 | 0 | 0 | 0 | 0 | 0 | 0 | 0 | 0 | 0 | 0 | 0 | 0 | 0 | 0 | 0 | 0 | 0
Commercial_Retail_Existing_Food Preparation_Natural Gas_Broiler_E5_Baseline Forecast | Commercial | Retail | Existing | Food Preparation | Natural Gas | Broiler | E5 |  | Baseline Forecast | 0 | 0 | 0 | 0 | 0 | 0 | 0 | 0 | 0 | 0 | 0 | 0 | 0 | 0 | 0 | 0 | 0 | 0 | 0 | 0 | 0 | 0 | 0
Commercial_Retail_Existing_Food Preparation_Natural Gas_Broiler_E6_Baseline Forecast | Commercial | Retail | Existing | Food Preparation | Natural Gas | Broiler | E6 |  | Baseline Forecast | 0 | 0 | 0 | 0 | 0 | 0 | 0 | 0 | 0 | 0 | 0 | 0 | 0 | 0 | 0 | 0 | 0 | 0 | 0 | 0 | 0 | 0 | 0
Commercial_Retail_Existing_Food Preparation_Natural Gas_Broiler_E7_Baseline Forecast | Commercial | Retail | Existing | Food Preparation | Natural Gas | Broiler | E7 |  | Baseline Forecast | 0 | 0 | 0 | 0 | 0 | 0 | 0 | 0 | 0 | 0 | 0 | 0 | 0 | 0 | 0 | 0 | 0 | 0 | 0 | 0 | 0 | 0 | 0
Commercial_Retail_Existing_Food Preparation_Natural Gas_Broiler_E8_Baseline Forecast | Commercial | Retail | Existing | Food Preparation | Natural Gas | Broiler | E8 |  | Baseline Forecast | 0 | 0 | 0 | 0 | 0 | 0 | 0 | 0 | 0 | 0 | 0 | 0 | 0 | 0 | 0 | 0 | 0 | 0 | 0 | 0 | 0 | 0 | 0
Commercial_Retail_Existing_Food Preparation_Natural Gas_Broiler_E9_Baseline Forecast | Commercial | Retail | Existing | Food Preparation | Natural Gas | Broiler | E9 |  | Baseline Forecast | 0 | 0 | 0 | 0 | 0 | 0 | 0 | 0 | 0 | 0 | 0 | 0 | 0 | 0 | 0 | 0 | 0 | 0 | 0 | 0 | 0 | 0 | 0
Commercial_Retail_Existing_Food Preparation_Natural Gas_Broiler_E10_Baseline Forecast | Commercial | Retail | Existing | Food Preparation | Natural Gas | Broiler | E10 |  | Baseline Forecast | 0 | 0 | 0 | 0 | 0 | 0 | 0 | 0 | 0 | 0 | 0 | 0 | 0 | 0 | 0 | 0 | 0 | 0 | 0 | 0 | 0 | 0 | 0
Commercial_Retail_Existing_Food Preparation_Natural Gas_Griddle_E1_Baseline Forecast | Commercial | Retail | Existing | Food Preparation | Natural Gas | Griddle | E1 | Standard | Baseline Forecast | 0 | 44379.6914 | 49728.3191 | 54229.9079 | 57993.557 | 61114.6333 | 63676.4952 | 65751.9996 | 67404.8201 | 68690.5994 | 60073.4991 | 52537.3971 | 53368.9051 | 54341.5141 | 55355.8289 | 56342.7906 | 57256.0604 | 67034.9721 | 67040.9282 | 66910.4055 | 66662.7141 | 64711.767 | 0
Commercial_Retail_Existing_Food Preparation_Natural Gas_Griddle_E2_Baseline Forecast | Commercial | Retail | Existing | Food Preparation | Natural Gas | Griddle | E2 | ENERGY STAR | Baseline Forecast | 0 | 18126.9162 | 20311.567 | 22150.2441 | 23687.5092 | 24962.315 | 26008.7093 | 26856.4506 | 27531.5462 | 28056.7237 | 24537.063 | 21458.9368 | 21798.5669 | 22195.8297 | 22610.1273 | 23013.2525 | 23386.2782 | 27380.4816 | 27382.9143 | 27329.6022 | 27228.4325 | 26431.5668 | 0
Commercial_Retail_Existing_Food Preparation_Natural Gas_Griddle_E3_Baseline Forecast | Commercial | Retail | Existing | Food Preparation | Natural Gas | Griddle | E3 |  | Baseline Forecast | 0 | 0 | 0 | 0 | 0 | 0 | 0 | 0 | 0 | 0 | 0 | 0 | 0 | 0 | 0 | 0 | 0 | 0 | 0 | 0 | 0 | 0 | 0
Commercial_Retail_Existing_Food Preparation_Natural Gas_Griddle_E4_Baseline Forecast | Commercial | Retail | Existing | Food Preparation | Natural Gas | Griddle | E4 |  | Baseline Forecast | 0 | 0 | 0 | 0 | 0 | 0 | 0 | 0 | 0 | 0 | 0 | 0 | 0 | 0 | 0 | 0 | 0 | 0 | 0 | 0 | 0 | 0 | 0
Commercial_Retail_Existing_Food Preparation_Natural Gas_Griddle_E5_Baseline Forecast | Commercial | Retail | Existing | Food Preparation | Natural Gas | Griddle | E5 |  | Baseline Forecast | 0 | 0 | 0 | 0 | 0 | 0 | 0 | 0 | 0 | 0 | 0 | 0 | 0 | 0 | 0 | 0 | 0 | 0 | 0 | 0 | 0 | 0 | 0
Commercial_Retail_Existing_Food Preparation_Natural Gas_Griddle_E6_Baseline Forecast | Commercial | Retail | Existing | Food Preparation | Natural Gas | Griddle | E6 |  | Baseline Forecast | 0 | 0 | 0 | 0 | 0 | 0 | 0 | 0 | 0 | 0 | 0 | 0 | 0 | 0 | 0 | 0 | 0 | 0 | 0 | 0 | 0 | 0 | 0
Commercial_Retail_Existing_Food Preparation_Natural Gas_Griddle_E7_Baseline Forecast | Commercial | Retail | Existing | Food Preparation | Natural Gas | Griddle | E7 |  | Baseline Forecast | 0 | 0 | 0 | 0 | 0 | 0 | 0 | 0 | 0 | 0 | 0 | 0 | 0 | 0 | 0 | 0 | 0 | 0 | 0 | 0 | 0 | 0 | 0
Commercial_Retail_Existing_Food Preparation_Natural Gas_Griddle_E8_Baseline Forecast | Commercial | Retail | Existing | Food Preparation | Natural Gas | Griddle | E8 |  | Baseline Forecast | 0 | 0 | 0 | 0 | 0 | 0 | 0 | 0 | 0 | 0 | 0 | 0 | 0 | 0 | 0 | 0 | 0 | 0 | 0 | 0 | 0 | 0 | 0
Commercial_Retail_Existing_Food Preparation_Natural Gas_Griddle_E9_Baseline Forecast | Commercial | Retail | Existing | Food Preparation | Natural Gas | Griddle | E9 |  | Baseline Forecast | 0 | 0 | 0 | 0 | 0 | 0 | 0 | 0 | 0 | 0 | 0 | 0 | 0 | 0 | 0 | 0 | 0 | 0 | 0 | 0 | 0 | 0 | 0
Commercial_Retail_Existing_Food Preparation_Natural Gas_Griddle_E10_Baseline Forecast | Commercial | Retail | Existing | Food Preparation | Natural Gas | Griddle | E10 |  | Baseline Forecast | 0 | 0 | 0 | 0 | 0 | 0 | 0 | 0 | 0 | 0 | 0 | 0 | 0 | 0 | 0 | 0 | 0 | 0 | 0 | 0 | 0 | 0 | 0
Commercial_Retail_Existing_Food Preparation_Natural Gas_Range_E1_Baseline Forecast | Commercial | Retail | Existing | Food Preparation | Natural Gas | Range | E1 | Standard | Baseline Forecast | 0 | 38010.3116 | 48616.4147 | 56662.8536 | 62699.4533 | 67158.9012 | 70381.6865 | 72635.7315 | 74131.8422 | 75035.8698 | 65627.6078 | 60054.8325 | 57058.7182 | 55743.4416 | 55478.6593 | 63762.5769 | 65078.9959 | 65874.9567 | 66265.1406 | 64637.8296 | 62150.9938 | 59484.5742 | 0
Commercial_Retail_Existing_Food Preparation_Natural Gas_Range_E2_Baseline Forecast | Commercial | Retail | Existing | Food Preparation | Natural Gas | Range | E2 | High Efficiency | Baseline Forecast | 0 | 54697.7655 | 69960.2065 | 81539.2283 | 90226.0426 | 96643.2968 | 101280.9635 | 104524.5892 | 106677.529 | 107978.4468 | 94439.7283 | 86420.3688 | 82108.8872 | 80216.1721 | 79835.1438 | 91755.9034 | 93650.2624 | 94795.6694 | 95357.1535 | 93015.4133 | 89436.7959 | 85599.753 | 0
Commercial_Retail_Existing_Food Preparation_Natural Gas_Range_E3_Baseline Forecast | Commercial | Retail | Existing | Food Preparation | Natural Gas | Range | E3 |  | Baseline Forecast | 0 | 0 | 0 | 0 | 0 | 0 | 0 | 0 | 0 | 0 | 0 | 0 | 0 | 0 | 0 | 0 | 0 | 0 | 0 | 0 | 0 | 0 | 0
Commercial_Retail_Existing_Food Preparation_Natural Gas_Range_E4_Baseline Forecast | Commercial | Retail | Existing | Food Preparation | Natural Gas | Range | E4 |  | Baseline Forecast | 0 | 0 | 0 | 0 | 0 | 0 | 0 | 0 | 0 | 0 | 0 | 0 | 0 | 0 | 0 | 0 | 0 | 0 | 0 | 0 | 0 | 0 | 0
Commercial_Retail_Existing_Food Preparation_Natural Gas_Range_E5_Baseline Forecast | Commercial | Retail | Existing | Food Preparation | Natural Gas | Range | E5 |  | Baseline Forecast | 0 | 0 | 0 | 0 | 0 | 0 | 0 | 0 | 0 | 0 | 0 | 0 | 0 | 0 | 0 | 0 | 0 | 0 | 0 | 0 | 0 | 0 | 0
Commercial_Retail_Existing_Food Preparation_Natural Gas_Range_E6_Baseline Forecast | Commercial | Retail | Existing | Food Preparation | Natural Gas | Range | E6 |  | Baseline Forecast | 0 | 0 | 0 | 0 | 0 | 0 | 0 | 0 | 0 | 0 | 0 | 0 | 0 | 0 | 0 | 0 | 0 | 0 | 0 | 0 | 0 | 0 | 0
Commercial_Retail_Existing_Food Preparation_Natural Gas_Range_E7_Baseline Forecast | Commercial | Retail | Existing | Food Preparation | Natural Gas | Range | E7 |  | Baseline Forecast | 0 | 0 | 0 | 0 | 0 | 0 | 0 | 0 | 0 | 0 | 0 | 0 | 0 | 0 | 0 | 0 | 0 | 0 | 0 | 0 | 0 | 0 | 0
Commercial_Retail_Existing_Food Preparation_Natural Gas_Range_E8_Baseline Forecast | Commercial | Retail | Existing | Food Preparation | Natural Gas | Range | E8 |  | Baseline Forecast | 0 | 0 | 0 | 0 | 0 | 0 | 0 | 0 | 0 | 0 | 0 | 0 | 0 | 0 | 0 | 0 | 0 | 0 | 0 | 0 | 0 | 0 | 0
Commercial_Retail_Existing_Food Preparation_Natural Gas_Range_E9_Baseline Forecast | Commercial | Retail | Existing | Food Preparation | Natural Gas | Range | E9 |  | Baseline Forecast | 0 | 0 | 0 | 0 | 0 | 0 | 0 | 0 | 0 | 0 | 0 | 0 | 0 | 0 | 0 | 0 | 0 | 0 | 0 | 0 | 0 | 0 | 0
Commercial_Retail_Existing_Food Preparation_Natural Gas_Range_E10_Baseline Forecast | Commercial | Retail | Existing | Food Preparation | Natural Gas | Range | E10 |  | Baseline Forecast | 0 | 0 | 0 | 0 | 0 | 0 | 0 | 0 | 0 | 0 | 0 | 0 | 0 | 0 | 0 | 0 | 0 | 0 | 0 | 0 | 0 | 0 | 0
Commercial_Retail_Existing_Food Preparation_Natural Gas_Steamer_E1_Baseline Forecast | Commercial | Retail | Existing | Food Preparation | Natural Gas | Steamer | E1 | Standard | Baseline Forecast | 0 | 8175.0585 | 9160.3143 | 9989.5393 | 10682.8306 | 11257.7553 | 11729.6687 | 12111.9915 | 12416.4529 | 12653.3027 | 11850.6492 | 11243.2562 | 10791.6521 | 10463.2461 | 10231.2217 | 10073.6007 | 9972.45 | 9913.212 | 9884.1392 | 11660.3489 | 11533.4776 | 11346.9702 | 0
Commercial_Retail_Existing_Food Preparation_Natural Gas_Steamer_E2_Baseline Forecast | Commercial | Retail | Existing | Food Preparation | Natural Gas | Steamer | E2 | ENERGY STAR | Baseline Forecast | 0 | 8175.0585 | 9160.3143 | 9989.5393 | 10682.8306 | 11257.7553 | 11729.6687 | 12111.9915 | 12416.4529 | 12653.3027 | 11850.6492 | 11243.2562 | 10791.6521 | 10463.2461 | 10231.2217 | 10073.6007 | 9972.45 | 9913.212 | 9884.1392 | 11660.3489 | 11533.4776 | 11346.9702 | 0
Commercial_Retail_Existing_Food Preparation_Natural Gas_Steamer_E3_Baseline Forecast | Commercial | Retail | Existing | Food Preparation | Natural Gas | Steamer | E3 |  | Baseline Forecast | 0 | 0 | 0 | 0 | 0 | 0 | 0 | 0 | 0 | 0 | 0 | 0 | 0 | 0 | 0 | 0 | 0 | 0 | 0 | 0 | 0 | 0 | 0
Commercial_Retail_Existing_Food Preparation_Natural Gas_Steamer_E4_Baseline Forecast | Commercial | Retail | Existing | Food Preparation | Natural Gas | Steamer | E4 |  | Baseline Forecast | 0 | 0 | 0 | 0 | 0 | 0 | 0 | 0 | 0 | 0 | 0 | 0 | 0 | 0 | 0 | 0 | 0 | 0 | 0 | 0 | 0 | 0 | 0
Commercial_Retail_Existing_Food Preparation_Natural Gas_Steamer_E5_Baseline Forecast | Commercial | Retail | Existing | Food Preparation | Natural Gas | Steamer | E5 |  | Baseline Forecast | 0 | 0 | 0 | 0 | 0 | 0 | 0 | 0 | 0 | 0 | 0 | 0 | 0 | 0 | 0 | 0 | 0 | 0 | 0 | 0 | 0 | 0 | 0
Commercial_Retail_Existing_Food Preparation_Natural Gas_Steamer_E6_Baseline Forecast | Commercial | Retail | Existing | Food Preparation | Natural Gas | Steamer | E6 |  | Baseline Forecast | 0 | 0 | 0 | 0 | 0 | 0 | 0 | 0 | 0 | 0 | 0 | 0 | 0 | 0 | 0 | 0 | 0 | 0 | 0 | 0 | 0 | 0 | 0
Commercial_Retail_Existing_Food Preparation_Natural Gas_Steamer_E7_Baseline Forecast | Commercial | Retail | Existing | Food Preparation | Natural Gas | Steamer | E7 |  | Baseline Forecast | 0 | 0 | 0 | 0 | 0 | 0 | 0 | 0 | 0 | 0 | 0 | 0 | 0 | 0 | 0 | 0 | 0 | 0 | 0 | 0 | 0 | 0 | 0
Commercial_Retail_Existing_Food Preparation_Natural Gas_Steamer_E8_Baseline Forecast | Commercial | Retail | Existing | Food Preparation | Natural Gas | Steamer | E8 |  | Baseline Forecast | 0 | 0 | 0 | 0 | 0 | 0 | 0 | 0 | 0 | 0 | 0 | 0 | 0 | 0 | 0 | 0 | 0 | 0 | 0 | 0 | 0 | 0 | 0
Commercial_Retail_Existing_Food Preparation_Natural Gas_Steamer_E9_Baseline Forecast | Commercial | Retail | Existing | Food Preparation | Natural Gas | Steamer | E9 |  | Baseline Forecast | 0 | 0 | 0 | 0 | 0 | 0 | 0 | 0 | 0 | 0 | 0 | 0 | 0 | 0 | 0 | 0 | 0 | 0 | 0 | 0 | 0 | 0 | 0
Commercial_Retail_Existing_Food Preparation_Natural Gas_Steamer_E10_Baseline Forecast | Commercial | Retail | Existing | Food Preparation | Natural Gas | Steamer | E10 |  | Baseline Forecast | 0 | 0 | 0 | 0 | 0 | 0 | 0 | 0 | 0 | 0 | 0 | 0 | 0 | 0 | 0 | 0 | 0 | 0 | 0 | 0 | 0 | 0 | 0
Commercial_Retail_Existing_Food Preparation_Natural Gas_Food Prep Other_E1_Baseline Forecast | Commercial | Retail | Existing | Food Preparation | Natural Gas | Food Prep Other | E1 | Standard | Baseline Forecast | 0 | 13067.0136 | 16713.1319 | 19479.3004 | 21554.5354 | 23087.5843 | 24195.4989 | 24970.3843 | 25484.7105 | 25795.4931 | 22561.1632 | 20645.3796 | 19615.3889 | 19163.2291 | 19072.2034 | 21920.0113 | 22372.5638 | 22646.1957 | 22780.3313 | 22220.9017 | 21365.9885 | 20449.3388 | 0
Commercial_Retail_Existing_Food Preparation_Natural Gas_Food Prep Other_E2_Baseline Forecast | Commercial | Retail | Existing | Food Preparation | Natural Gas | Food Prep Other | E2 | ENERGY STAR | Baseline Forecast | 0 | 4591.1129 | 5872.1815 | 6844.0785 | 7573.2151 | 8111.8539 | 8501.1212 | 8773.3783 | 8954.0875 | 9063.2813 | 7926.8952 | 7253.782 | 6891.8934 | 6733.0264 | 6701.0444 | 7701.6256 | 7860.6305 | 7956.7715 | 8003.9002 | 7807.3438 | 7506.9689 | 7184.9028 | 0
Commercial_Retail_Existing_Food Preparation_Natural Gas_Food Prep Other_E3_Baseline Forecast | Commercial | Retail | Existing | Food Preparation | Natural Gas | Food Prep Other | E3 |  | Baseline Forecast | 0 | 0 | 0 | 0 | 0 | 0 | 0 | 0 | 0 | 0 | 0 | 0 | 0 | 0 | 0 | 0 | 0 | 0 | 0 | 0 | 0 | 0 | 0
Commercial_Retail_Existing_Food Preparation_Natural Gas_Food Prep Other_E4_Baseline Forecast | Commercial | Retail | Existing | Food Preparation | Natural Gas | Food Prep Other | E4 |  | Baseline Forecast | 0 | 0 | 0 | 0 | 0 | 0 | 0 | 0 | 0 | 0 | 0 | 0 | 0 | 0 | 0 | 0 | 0 | 0 | 0 | 0 | 0 | 0 | 0
Commercial_Retail_Existing_Food Preparation_Natural Gas_Food Prep Other_E5_Baseline Forecast | Commercial | Retail | Existing | Food Preparation | Natural Gas | Food Prep Other | E5 |  | Baseline Forecast | 0 | 0 | 0 | 0 | 0 | 0 | 0 | 0 | 0 | 0 | 0 | 0 | 0 | 0 | 0 | 0 | 0 | 0 | 0 | 0 | 0 | 0 | 0
Commercial_Retail_Existing_Food Preparation_Natural Gas_Food Prep Other_E6_Baseline Forecast | Commercial | Retail | Existing | Food Preparation | Natural Gas | Food Prep Other | E6 |  | Baseline Forecast | 0 | 0 | 0 | 0 | 0 | 0 | 0 | 0 | 0 | 0 | 0 | 0 | 0 | 0 | 0 | 0 | 0 | 0 | 0 | 0 | 0 | 0 | 0
Commercial_Retail_Existing_Food Preparation_Natural Gas_Food Prep Other_E7_Baseline Forecast | Commercial | Retail | Existing | Food Preparation | Natural Gas | Food Prep Other | E7 |  | Baseline Forecast | 0 | 0 | 0 | 0 | 0 | 0 | 0 | 0 | 0 | 0 | 0 | 0 | 0 | 0 | 0 | 0 | 0 | 0 | 0 | 0 | 0 | 0 | 0
Commercial_Retail_Existing_Food Preparation_Natural Gas_Food Prep Other_E8_Baseline Forecast | Commercial | Retail | Existing | Food Preparation | Natural Gas | Food Prep Other | E8 |  | Baseline Forecast | 0 | 0 | 0 | 0 | 0 | 0 | 0 | 0 | 0 | 0 | 0 | 0 | 0 | 0 | 0 | 0 | 0 | 0 | 0 | 0 | 0 | 0 | 0
Commercial_Retail_Existing_Food Preparation_Natural Gas_Food Prep Other_E9_Baseline Forecast | Commercial | Retail | Existing | Food Preparation | Natural Gas | Food Prep Other | E9 |  | Baseline Forecast | 0 | 0 | 0 | 0 | 0 | 0 | 0 | 0 | 0 | 0 | 0 | 0 | 0 | 0 | 0 | 0 | 0 | 0 | 0 | 0 | 0 | 0 | 0
Commercial_Retail_Existing_Food Preparation_Natural Gas_Food Prep Other_E10_Baseline Forecast | Commercial | Retail | Existing | Food Preparation | Natural Gas | Food Prep Other | E10 |  | Baseline Forecast | 0 | 0 | 0 | 0 | 0 | 0 | 0 | 0 | 0 | 0 | 0 | 0 | 0 | 0 | 0 | 0 | 0 | 0 | 0 | 0 | 0 | 0 | 0
Commercial_Retail_Existing_Miscellaneous_Natural Gas_Pool Heater_E1_Baseline Forecast | Commercial | Retail | Existing | Miscellaneous | Natural Gas | Pool Heater | E1 | Standard (EF .82) | Baseline Forecast | 0 | 10999.4734 | 10461.3272 | 10008.6624 | 9623.7491 | 9292.6243 | 9342.3098 | 9282.1921 | 9151.41 | 8977.5004 | 8779.563 | 11083.6458 | 10355.0067 | 9774.4949 | 9298.9785 | 8898.8058 | 9092.3205 | 9086.0008 | 8958.0298 | 8759.5482 | 8523.5605 | 8930.2429 | 0
Commercial_Retail_Existing_Miscellaneous_Natural Gas_Pool Heater_E2_Baseline Forecast | Commercial | Retail | Existing | Miscellaneous | Natural Gas | Pool Heater | E2 | Condensing (EF .90) | Baseline Forecast | 0 | 1222.1637 | 1162.3697 | 1112.0736 | 1069.3055 | 1032.5138 | 1038.0344 | 1031.3547 | 1016.8233 | 997.5 | 975.507 | 1231.5162 | 1150.5563 | 1086.055 | 1033.2198 | 988.7562 | 1010.2578 | 1009.5556 | 995.3366 | 973.2831 | 947.0623 | 992.2492 | 0
Commercial_Retail_Existing_Miscellaneous_Natural Gas_Pool Heater_E3_Baseline Forecast | Commercial | Retail | Existing | Miscellaneous | Natural Gas | Pool Heater | E3 |  | Baseline Forecast | 0 | 0 | 0 | 0 | 0 | 0 | 0 | 0 | 0 | 0 | 0 | 0 | 0 | 0 | 0 | 0 | 0 | 0 | 0 | 0 | 0 | 0 | 0
Commercial_Retail_Existing_Miscellaneous_Natural Gas_Pool Heater_E4_Baseline Forecast | Commercial | Retail | Existing | Miscellaneous | Natural Gas | Pool Heater | E4 |  | Baseline Forecast | 0 | 0 | 0 | 0 | 0 | 0 | 0 | 0 | 0 | 0 | 0 | 0 | 0 | 0 | 0 | 0 | 0 | 0 | 0 | 0 | 0 | 0 | 0
Commercial_Retail_Existing_Miscellaneous_Natural Gas_Pool Heater_E5_Baseline Forecast | Commercial | Retail | Existing | Miscellaneous | Natural Gas | Pool Heater | E5 |  | Baseline Forecast | 0 | 0 | 0 | 0 | 0 | 0 | 0 | 0 | 0 | 0 | 0 | 0 | 0 | 0 | 0 | 0 | 0 | 0 | 0 | 0 | 0 | 0 | 0
Commercial_Retail_Existing_Miscellaneous_Natural Gas_Pool Heater_E6_Baseline Forecast | Commercial | Retail | Existing | Miscellaneous | Natural Gas | Pool Heater | E6 |  | Baseline Forecast | 0 | 0 | 0 | 0 | 0 | 0 | 0 | 0 | 0 | 0 | 0 | 0 | 0 | 0 | 0 | 0 | 0 | 0 | 0 | 0 | 0 | 0 | 0
Commercial_Retail_Existing_Miscellaneous_Natural Gas_Pool Heater_E7_Baseline Forecast | Commercial | Retail | Existing | Miscellaneous | Natural Gas | Pool Heater | E7 |  | Baseline Forecast | 0 | 0 | 0 | 0 | 0 | 0 | 0 | 0 | 0 | 0 | 0 | 0 | 0 | 0 | 0 | 0 | 0 | 0 | 0 | 0 | 0 | 0 | 0
Commercial_Retail_Existing_Miscellaneous_Natural Gas_Pool Heater_E8_Baseline Forecast | Commercial | Retail | Existing | Miscellaneous | Natural Gas | Pool Heater | E8 |  | Baseline Forecast | 0 | 0 | 0 | 0 | 0 | 0 | 0 | 0 | 0 | 0 | 0 | 0 | 0 | 0 | 0 | 0 | 0 | 0 | 0 | 0 | 0 | 0 | 0
Commercial_Retail_Existing_Miscellaneous_Natural Gas_Pool Heater_E9_Baseline Forecast | Commercial | Retail | Existing | Miscellaneous | Natural Gas | Pool Heater | E9 |  | Baseline Forecast | 0 | 0 | 0 | 0 | 0 | 0 | 0 | 0 | 0 | 0 | 0 | 0 | 0 | 0 | 0 | 0 | 0 | 0 | 0 | 0 | 0 | 0 | 0
Commercial_Retail_Existing_Miscellaneous_Natural Gas_Pool Heater_E10_Baseline Forecast | Commercial | Retail | Existing | Miscellaneous | Natural Gas | Pool Heater | E10 |  | Baseline Forecast | 0 | 0 | 0 | 0 | 0 | 0 | 0 | 0 | 0 | 0 | 0 | 0 | 0 | 0 | 0 | 0 | 0 | 0 | 0 | 0 | 0 | 0 | 0
Commercial_Retail_Existing_Miscellaneous_Natural Gas_Miscellaneous_E1_Baseline Forecast | Commercial | Retail | Existing | Miscellaneous | Natural Gas | Miscellaneous | E1 | Standard | Baseline Forecast | 0 | 3396340.5574 | 3978048.656 | 4450648.1691 | 4215402.715 | 4096160.6354 | 4059901.4531 | 3997316.9735 | 3928314.8053 | 3865190.7723 | 3803442.1723 | 4583023.6642 | 4548441.9211 | 4486181.8546 | 4366345.6221 | 4288367.12 | 4234208.5949 | 4165567.5346 | 4095232.6904 | 4029729.4983 | 3965238.9589 | 4109377.2832 | 0
Commercial_Retail_Existing_Miscellaneous_Natural Gas_Miscellaneous_E2_Baseline Forecast | Commercial | Retail | Existing | Miscellaneous | Natural Gas | Miscellaneous | E2 |  | Baseline Forecast | 0 | 0 | 0 | 0 | 0 | 0 | 0 | 0 | 0 | 0 | 0 | 0 | 0 | 0 | 0 | 0 | 0 | 0 | 0 | 0 | 0 | 0 | 0
Commercial_Retail_Existing_Miscellaneous_Natural Gas_Miscellaneous_E3_Baseline Forecast | Commercial | Retail | Existing | Miscellaneous | Natural Gas | Miscellaneous | E3 |  | Baseline Forecast | 0 | 0 | 0 | 0 | 0 | 0 | 0 | 0 | 0 | 0 | 0 | 0 | 0 | 0 | 0 | 0 | 0 | 0 | 0 | 0 | 0 | 0 | 0
Commercial_Retail_Existing_Miscellaneous_Natural Gas_Miscellaneous_E4_Baseline Forecast | Commercial | Retail | Existing | Miscellaneous | Natural Gas | Miscellaneous | E4 |  | Baseline Forecast | 0 | 0 | 0 | 0 | 0 | 0 | 0 | 0 | 0 | 0 | 0 | 0 | 0 | 0 | 0 | 0 | 0 | 0 | 0 | 0 | 0 | 0 | 0
Commercial_Retail_Existing_Miscellaneous_Natural Gas_Miscellaneous_E5_Baseline Forecast | Commercial | Retail | Existing | Miscellaneous | Natural Gas | Miscellaneous | E5 |  | Baseline Forecast | 0 | 0 | 0 | 0 | 0 | 0 | 0 | 0 | 0 | 0 | 0 | 0 | 0 | 0 | 0 | 0 | 0 | 0 | 0 | 0 | 0 | 0 | 0
Commercial_Retail_Existing_Miscellaneous_Natural Gas_Miscellaneous_E6_Baseline Forecast | Commercial | Retail | Existing | Miscellaneous | Natural Gas | Miscellaneous | E6 |  | Baseline Forecast | 0 | 0 | 0 | 0 | 0 | 0 | 0 | 0 | 0 | 0 | 0 | 0 | 0 | 0 | 0 | 0 | 0 | 0 | 0 | 0 | 0 | 0 | 0
Commercial_Retail_Existing_Miscellaneous_Natural Gas_Miscellaneous_E7_Baseline Forecast | Commercial | Retail | Existing | Miscellaneous | Natural Gas | Miscellaneous | E7 |  | Baseline Forecast | 0 | 0 | 0 | 0 | 0 | 0 | 0 | 0 | 0 | 0 | 0 | 0 | 0 | 0 | 0 | 0 | 0 | 0 | 0 | 0 | 0 | 0 | 0
Commercial_Retail_Existing_Miscellaneous_Natural Gas_Miscellaneous_E8_Baseline Forecast | Commercial | Retail | Existing | Miscellaneous | Natural Gas | Miscellaneous | E8 |  | Baseline Forecast | 0 | 0 | 0 | 0 | 0 | 0 | 0 | 0 | 0 | 0 | 0 | 0 | 0 | 0 | 0 | 0 | 0 | 0 | 0 | 0 | 0 | 0 | 0
Commercial_Retail_Existing_Miscellaneous_Natural Gas_Miscellaneous_E9_Baseline Forecast | Commercial | Retail | Existing | Miscellaneous | Natural Gas | Miscellaneous | E9 |  | Baseline Forecast | 0 | 0 | 0 | 0 | 0 | 0 | 0 | 0 | 0 | 0 | 0 | 0 | 0 | 0 | 0 | 0 | 0 | 0 | 0 | 0 | 0 | 0 | 0
Commercial_Retail_Existing_Miscellaneous_Natural Gas_Miscellaneous_E10_Baseline Forecast | Commercial | Retail | Existing | Miscellaneous | Natural Gas | Miscellaneous | E10 |  | Baseline Forecast | 0 | 0 | 0 | 0 | 0 | 0 | 0 | 0 | 0 | 0 | 0 | 0 | 0 | 0 | 0 | 0 | 0 | 0 | 0 | 0 | 0 | 0 | 0
Commercial_Retail_New_Space Heating_Natural Gas_Furnace_E1_Baseline Forecast | Commercial | Retail | New | Space Heating | Natural Gas | Furnace | E1 | AFUE 80% (Standard) | Baseline Forecast | 0 | 1514336.1947 | 2369660.6487 | 1027628.606 | 1009882.7881 | 999882.4791 | 989861.6192 | 983612.2701 | 973390.3892 | 964672.0503 | 952015.789 | 941219.3875 | 932441.6249 | 919474.9639 | 908338.6128 | 895063.2849 | 885723.118 | 875151.8574 | 862533.4786 | 972043.8615 | 1135283.0267 | 1190205.3404 | 0
Commercial_Retail_New_Space Heating_Natural Gas_Furnace_E2_Baseline Forecast | Commercial | Retail | New | Space Heating | Natural Gas | Furnace | E2 | AFUE 90% | Baseline Forecast | 0 | 0 | 0 | 0 | 0 | 0 | 0 | 0 | 0 | 0 | 0 | 0 | 0 | 0 | 0 | 0 | 0 | 0 | 0 | 0 | 0 | 0 | 0
Commercial_Retail_New_Space Heating_Natural Gas_Furnace_E3_Baseline Forecast | Commercial | Retail | New | Space Heating | Natural Gas | Furnace | E3 | AFUE 95% | Baseline Forecast | 0 | 0 | 0 | 0 | 0 | 0 | 0 | 0 | 0 | 0 | 0 | 0 | 0 | 0 | 0 | 0 | 0 | 0 | 0 | 0 | 0 | 0 | 0
Commercial_Retail_New_Space Heating_Natural Gas_Furnace_E4_Baseline Forecast | Commercial | Retail | New | Space Heating | Natural Gas | Furnace | E4 |  | Baseline Forecast | 0 | 0 | 0 | 0 | 0 | 0 | 0 | 0 | 0 | 0 | 0 | 0 | 0 | 0 | 0 | 0 | 0 | 0 | 0 | 0 | 0 | 0 | 0
Commercial_Retail_New_Space Heating_Natural Gas_Furnace_E5_Baseline Forecast | Commercial | Retail | New | Space Heating | Natural Gas | Furnace | E5 |  | Baseline Forecast | 0 | 0 | 0 | 0 | 0 | 0 | 0 | 0 | 0 | 0 | 0 | 0 | 0 | 0 | 0 | 0 | 0 | 0 | 0 | 0 | 0 | 0 | 0
Commercial_Retail_New_Space Heating_Natural Gas_Furnace_E6_Baseline Forecast | Commercial | Retail | New | Space Heating | Natural Gas | Furnace | E6 |  | Baseline Forecast | 0 | 0 | 0 | 0 | 0 | 0 | 0 | 0 | 0 | 0 | 0 | 0 | 0 | 0 | 0 | 0 | 0 | 0 | 0 | 0 | 0 | 0 | 0
Commercial_Retail_New_Space Heating_Natural Gas_Furnace_E7_Baseline Forecast | Commercial | Retail | New | Space Heating | Natural Gas | Furnace | E7 |  | Baseline Forecast | 0 | 0 | 0 | 0 | 0 | 0 | 0 | 0 | 0 | 0 | 0 | 0 | 0 | 0 | 0 | 0 | 0 | 0 | 0 | 0 | 0 | 0 | 0
Commercial_Retail_New_Space Heating_Natural Gas_Furnace_E8_Baseline Forecast | Commercial | Retail | New | Space Heating | Natural Gas | Furnace | E8 |  | Baseline Forecast | 0 | 0 | 0 | 0 | 0 | 0 | 0 | 0 | 0 | 0 | 0 | 0 | 0 | 0 | 0 | 0 | 0 | 0 | 0 | 0 | 0 | 0 | 0
Commercial_Retail_New_Space Heating_Natural Gas_Furnace_E9_Baseline Forecast | Commercial | Retail | New | Space Heating | Natural Gas | Furnace | E9 |  | Baseline Forecast | 0 | 0 | 0 | 0 | 0 | 0 | 0 | 0 | 0 | 0 | 0 | 0 | 0 | 0 | 0 | 0 | 0 | 0 | 0 | 0 | 0 | 0 | 0
Commercial_Retail_New_Space Heating_Natural Gas_Furnace_E10_Baseline Forecast | Commercial | Retail | New | Space Heating | Natural Gas | Furnace | E10 |  | Baseline Forecast | 0 | 0 | 0 | 0 | 0 | 0 | 0 | 0 | 0 | 0 | 0 | 0 | 0 | 0 | 0 | 0 | 0 | 0 | 0 | 0 | 0 | 0 | 0
Commercial_Retail_New_Space Heating_Natural Gas_Boiler_E1_Baseline Forecast | Commercial | Retail | New | Space Heating | Natural Gas | Boiler | E1 | AFUE 80% (Standard) | Baseline Forecast | 0 | 96464.8366 | 150469.4609 | 65034.1886 | 63685.6962 | 63055.052 | 62190.8399 | 61798.207 | 60915.5888 | 60369.9878 | 59330.1494 | 58657.3117 | 58110.2766 | 59134.9595 | 58205.9747 | 57355.297 | 56536.6734 | 55861.8983 | 55056.4534 | 54611.1029 | 53967.5671 | 53850.5593 | 0
Commercial_Retail_New_Space Heating_Natural Gas_Boiler_E2_Baseline Forecast | Commercial | Retail | New | Space Heating | Natural Gas | Boiler | E2 | AFUE 85% | Baseline Forecast | 0 | 0 | 0 | 0 | 0 | 0 | 0 | 0 | 0 | 0 | 0 | 0 | 0 | 0 | 0 | 0 | 0 | 0 | 0 | 0 | 0 | 0 | 0
Commercial_Retail_New_Space Heating_Natural Gas_Boiler_E3_Baseline Forecast | Commercial | Retail | New | Space Heating | Natural Gas | Boiler | E3 | AFUE 98% | Baseline Forecast | 0 | 12923.5188 | 20703.4148 | 9196.7539 | 9263.374 | 9171.6439 | 9311.9974 | 9253.2075 | 9397.4462 | 9313.2764 | 9438.8874 | 9331.845 | 9244.8167 | 7283.4847 | 7408.0331 | 7299.7651 | 7443.7 | 7354.8581 | 7248.8121 | 7190.1766 | 7105.4477 | 7090.0423 | 0
Commercial_Retail_New_Space Heating_Natural Gas_Boiler_E4_Baseline Forecast | Commercial | Retail | New | Space Heating | Natural Gas | Boiler | E4 | Convert to NG Air Source Heat Pump | Baseline Forecast | 0 | 0 | 0 | 0 | 0 | 0 | 0 | 0 | 0 | 0 | 0 | 0 | 0 | 0 | 0 | 0 | 0 | 0 | 0 | 0 | 0 | 0 | 0
Commercial_Retail_New_Space Heating_Natural Gas_Boiler_E5_Baseline Forecast | Commercial | Retail | New | Space Heating | Natural Gas | Boiler | E5 |  | Baseline Forecast | 0 | 0 | 0 | 0 | 0 | 0 | 0 | 0 | 0 | 0 | 0 | 0 | 0 | 0 | 0 | 0 | 0 | 0 | 0 | 0 | 0 | 0 | 0
Commercial_Retail_New_Space Heating_Natural Gas_Boiler_E6_Baseline Forecast | Commercial | Retail | New | Space Heating | Natural Gas | Boiler | E6 |  | Baseline Forecast | 0 | 0 | 0 | 0 | 0 | 0 | 0 | 0 | 0 | 0 | 0 | 0 | 0 | 0 | 0 | 0 | 0 | 0 | 0 | 0 | 0 | 0 | 0
Commercial_Retail_New_Space Heating_Natural Gas_Boiler_E7_Baseline Forecast | Commercial | Retail | New | Space Heating | Natural Gas | Boiler | E7 |  | Baseline Forecast | 0 | 0 | 0 | 0 | 0 | 0 | 0 | 0 | 0 | 0 | 0 | 0 | 0 | 0 | 0 | 0 | 0 | 0 | 0 | 0 | 0 | 0 | 0
Commercial_Retail_New_Space Heating_Natural Gas_Boiler_E8_Baseline Forecast | Commercial | Retail | New | Space Heating | Natural Gas | Boiler | E8 |  | Baseline Forecast | 0 | 0 | 0 | 0 | 0 | 0 | 0 | 0 | 0 | 0 | 0 | 0 | 0 | 0 | 0 | 0 | 0 | 0 | 0 | 0 | 0 | 0 | 0
Commercial_Retail_New_Space Heating_Natural Gas_Boiler_E9_Baseline Forecast | Commercial | Retail | New | Space Heating | Natural Gas | Boiler | E9 |  | Baseline Forecast | 0 | 0 | 0 | 0 | 0 | 0 | 0 | 0 | 0 | 0 | 0 | 0 | 0 | 0 | 0 | 0 | 0 | 0 | 0 | 0 | 0 | 0 | 0
Commercial_Retail_New_Space Heating_Natural Gas_Boiler_E10_Baseline Forecast | Commercial | Retail | New | Space Heating | Natural Gas | Boiler | E10 |  | Baseline Forecast | 0 | 0 | 0 | 0 | 0 | 0 | 0 | 0 | 0 | 0 | 0 | 0 | 0 | 0 | 0 | 0 | 0 | 0 | 0 | 0 | 0 | 0 | 0
Commercial_Retail_New_Space Heating_Natural Gas_Unit Heater_E1_Baseline Forecast | Commercial | Retail | New | Space Heating | Natural Gas | Unit Heater | E1 | Standard | Baseline Forecast | 0 | 630518.7611 | 986647.1538 | 427870.058 | 420481.2951 | 416317.5021 | 412145.1524 | 409543.1332 | 405287.0851 | 401657.0614 | 396387.4191 | 391892.1598 | 514341.1464 | 681050.9443 | 702345.6666 | 716085.7332 | 726778.0165 | 898493.711 | 961683.419 | 772845.0914 | 763717.8186 | 758802.4396 | 0
Commercial_Retail_New_Space Heating_Natural Gas_Unit Heater_E2_Baseline Forecast | Commercial | Retail | New | Space Heating | Natural Gas | Unit Heater | E2 | Condensing | Baseline Forecast | 0 | 0 | 0 | 0 | 0 | 0 | 0 | 0 | 0 | 0 | 0 | 0 | 0 | 0 | 0 | 0 | 0 | 0 | 0 | 0 | 0 | 0 | 0
Commercial_Retail_New_Space Heating_Natural Gas_Unit Heater_E3_Baseline Forecast | Commercial | Retail | New | Space Heating | Natural Gas | Unit Heater | E3 | Infrared Radiant | Baseline Forecast | 0 | 0 | 0 | 0 | 0 | 0 | 0 | 0 | 0 | 0 | 0 | 0 | 0 | 0 | 0 | 0 | 0 | 0 | 0 | 0 | 0 | 0 | 0
Commercial_Retail_New_Space Heating_Natural Gas_Unit Heater_E4_Baseline Forecast | Commercial | Retail | New | Space Heating | Natural Gas | Unit Heater | E4 |  | Baseline Forecast | 0 | 0 | 0 | 0 | 0 | 0 | 0 | 0 | 0 | 0 | 0 | 0 | 0 | 0 | 0 | 0 | 0 | 0 | 0 | 0 | 0 | 0 | 0
Commercial_Retail_New_Space Heating_Natural Gas_Unit Heater_E5_Baseline Forecast | Commercial | Retail | New | Space Heating | Natural Gas | Unit Heater | E5 |  | Baseline Forecast | 0 | 0 | 0 | 0 | 0 | 0 | 0 | 0 | 0 | 0 | 0 | 0 | 0 | 0 | 0 | 0 | 0 | 0 | 0 | 0 | 0 | 0 | 0
Commercial_Retail_New_Space Heating_Natural Gas_Unit Heater_E6_Baseline Forecast | Commercial | Retail | New | Space Heating | Natural Gas | Unit Heater | E6 |  | Baseline Forecast | 0 | 0 | 0 | 0 | 0 | 0 | 0 | 0 | 0 | 0 | 0 | 0 | 0 | 0 | 0 | 0 | 0 | 0 | 0 | 0 | 0 | 0 | 0
Commercial_Retail_New_Space Heating_Natural Gas_Unit Heater_E7_Baseline Forecast | Commercial | Retail | New | Space Heating | Natural Gas | Unit Heater | E7 |  | Baseline Forecast | 0 | 0 | 0 | 0 | 0 | 0 | 0 | 0 | 0 | 0 | 0 | 0 | 0 | 0 | 0 | 0 | 0 | 0 | 0 | 0 | 0 | 0 | 0
Commercial_Retail_New_Space Heating_Natural Gas_Unit Heater_E8_Baseline Forecast | Commercial | Retail | New | Space Heating | Natural Gas | Unit Heater | E8 |  | Baseline Forecast | 0 | 0 | 0 | 0 | 0 | 0 | 0 | 0 | 0 | 0 | 0 | 0 | 0 | 0 | 0 | 0 | 0 | 0 | 0 | 0 | 0 | 0 | 0
Commercial_Retail_New_Space Heating_Natural Gas_Unit Heater_E9_Baseline Forecast | Commercial | Retail | New | Space Heating | Natural Gas | Unit Heater | E9 |  | Baseline Forecast | 0 | 0 | 0 | 0 | 0 | 0 | 0 | 0 | 0 | 0 | 0 | 0 | 0 | 0 | 0 | 0 | 0 | 0 | 0 | 0 | 0 | 0 | 0
Commercial_Retail_New_Space Heating_Natural Gas_Unit Heater_E10_Baseline Forecast | Commercial | Retail | New | Space Heating | Natural Gas | Unit Heater | E10 |  | Baseline Forecast | 0 | 0 | 0 | 0 | 0 | 0 | 0 | 0 | 0 | 0 | 0 | 0 | 0 | 0 | 0 | 0 | 0 | 0 | 0 | 0 | 0 | 0 | 0
Commercial_Retail_New_Water Heating_Natural Gas_Water Heater_E1_Baseline Forecast | Commercial | Retail | New | Water Heating | Natural Gas | Water Heater | E1 | TE 0.80 | Baseline Forecast | 0 | 284625.7018 | 445387.4427 | 193147.0133 | 189811.614 | 187932.0149 | 186048.5532 | 184873.9624 | 182952.7179 | 181314.0703 | 235860.4145 | 311523.647 | 321579.713 | 327840.202 | 332329.2602 | 409336.0803 | 438477.0233 | 352556.9942 | 347960.055 | 356159.3837 | 377004.6419 | 397049.2926 | 0
Commercial_Retail_New_Water Heating_Natural Gas_Water Heater_E2_Baseline Forecast | Commercial | Retail | New | Water Heating | Natural Gas | Water Heater | E2 | TE 0.90 | Baseline Forecast | 0 | 0 | 0 | 0 | 0 | 0 | 0 | 0 | 0 | 0 | 0 | 0 | 0 | 0 | 0 | 0 | 0 | 0 | 0 | 0 | 0 | 0 | 0
Commercial_Retail_New_Water Heating_Natural Gas_Water Heater_E3_Baseline Forecast | Commercial | Retail | New | Water Heating | Natural Gas | Water Heater | E3 | TE 0.94 | Baseline Forecast | 0 | 320960.8978 | 502245.4141 | 217804.0789 | 214042.8839 | 211923.336 | 209799.4323 | 208474.8937 | 206308.384 | 204460.5474 | 265970.2546 | 351292.6232 | 362632.4423 | 369692.1426 | 374754.2721 | 461591.7501 | 494452.8135 | 397564.27 | 392380.4875 | 401626.539 | 425132.894 | 447736.4364 | 0
Commercial_Retail_New_Water Heating_Natural Gas_Water Heater_E4_Baseline Forecast | Commercial | Retail | New | Water Heating | Natural Gas | Water Heater | E4 | Instantaneous TE 0.94 | Baseline Forecast | 0 | 0 | 0 | 0 | 0 | 0 | 0 | 0 | 0 | 0 | 0 | 0 | 0 | 0 | 0 | 0 | 0 | 0 | 0 | 0 | 0 | 0 | 0
Commercial_Retail_New_Water Heating_Natural Gas_Water Heater_E5_Baseline Forecast | Commercial | Retail | New | Water Heating | Natural Gas | Water Heater | E5 | Gas-Fired Absorption HPWH | Baseline Forecast | 0 | 0 | 0 | 0 | 0 | 0 | 0 | 0 | 0 | 0 | 0 | 0 | 0 | 0 | 0 | 0 | 0 | 0 | 0 | 0 | 0 | 0 | 0
Commercial_Retail_New_Water Heating_Natural Gas_Water Heater_E6_Baseline Forecast | Commercial | Retail | New | Water Heating | Natural Gas | Water Heater | E6 |  | Baseline Forecast | 0 | 0 | 0 | 0 | 0 | 0 | 0 | 0 | 0 | 0 | 0 | 0 | 0 | 0 | 0 | 0 | 0 | 0 | 0 | 0 | 0 | 0 | 0
Commercial_Retail_New_Water Heating_Natural Gas_Water Heater_E7_Baseline Forecast | Commercial | Retail | New | Water Heating | Natural Gas | Water Heater | E7 |  | Baseline Forecast | 0 | 0 | 0 | 0 | 0 | 0 | 0 | 0 | 0 | 0 | 0 | 0 | 0 | 0 | 0 | 0 | 0 | 0 | 0 | 0 | 0 | 0 | 0
Commercial_Retail_New_Water Heating_Natural Gas_Water Heater_E8_Baseline Forecast | Commercial | Retail | New | Water Heating | Natural Gas | Water Heater | E8 |  | Baseline Forecast | 0 | 0 | 0 | 0 | 0 | 0 | 0 | 0 | 0 | 0 | 0 | 0 | 0 | 0 | 0 | 0 | 0 | 0 | 0 | 0 | 0 | 0 | 0
Commercial_Retail_New_Water Heating_Natural Gas_Water Heater_E9_Baseline Forecast | Commercial | Retail | New | Water Heating | Natural Gas | Water Heater | E9 |  | Baseline Forecast | 0 | 0 | 0 | 0 | 0 | 0 | 0 | 0 | 0 | 0 | 0 | 0 | 0 | 0 | 0 | 0 | 0 | 0 | 0 | 0 | 0 | 0 | 0
Commercial_Retail_New_Water Heating_Natural Gas_Water Heater_E10_Baseline Forecast | Commercial | Retail | New | Water Heating | Natural Gas | Water Heater | E10 |  | Baseline Forecast | 0 | 0 | 0 | 0 | 0 | 0 | 0 | 0 | 0 | 0 | 0 | 0 | 0 | 0 | 0 | 0 | 0 | 0 | 0 | 0 | 0 | 0 | 0
Commercial_Retail_New_Food Preparation_Natural Gas_Oven_E1_Baseline Forecast | Commercial | Retail | New | Food Preparation | Natural Gas | Oven | E1 | Standard | Baseline Forecast | 0 | 28058.5413 | 43906.5125 | 19040.5273 | 18711.722 | 18526.4302 | 18340.7576 | 18224.9659 | 18035.5686 | 17874.03 | 17639.5271 | 17439.4848 | 22888.5533 | 30307.26 | 31254.8905 | 31866.3334 | 32342.1478 | 39983.6205 | 42795.6082 | 34392.166 | 33985.9957 | 33767.2578 | 0
Commercial_Retail_New_Food Preparation_Natural Gas_Oven_E2_Baseline Forecast | Commercial | Retail | New | Food Preparation | Natural Gas | Oven | E2 | ENERGY STAR (EF ≥ 44%) Convection Oven utilizing ASTM Std F1496 | Baseline Forecast | 0 | 40376.9252 | 63182.5424 | 27399.7832 | 26926.6243 | 26659.9849 | 26392.7975 | 26226.1704 | 25953.6232 | 25721.1651 | 25383.7097 | 25095.8439 | 32937.1865 | 43612.8863 | 44976.5498 | 45856.4311 | 46541.1395 | 57537.4051 | 61583.9241 | 49491.1657 | 48906.6768 | 48591.9076 | 0
Commercial_Retail_New_Food Preparation_Natural Gas_Oven_E3_Baseline Forecast | Commercial | Retail | New | Food Preparation | Natural Gas | Oven | E3 |  | Baseline Forecast | 0 | 0 | 0 | 0 | 0 | 0 | 0 | 0 | 0 | 0 | 0 | 0 | 0 | 0 | 0 | 0 | 0 | 0 | 0 | 0 | 0 | 0 | 0
Commercial_Retail_New_Food Preparation_Natural Gas_Oven_E4_Baseline Forecast | Commercial | Retail | New | Food Preparation | Natural Gas | Oven | E4 |  | Baseline Forecast | 0 | 0 | 0 | 0 | 0 | 0 | 0 | 0 | 0 | 0 | 0 | 0 | 0 | 0 | 0 | 0 | 0 | 0 | 0 | 0 | 0 | 0 | 0
Commercial_Retail_New_Food Preparation_Natural Gas_Oven_E5_Baseline Forecast | Commercial | Retail | New | Food Preparation | Natural Gas | Oven | E5 |  | Baseline Forecast | 0 | 0 | 0 | 0 | 0 | 0 | 0 | 0 | 0 | 0 | 0 | 0 | 0 | 0 | 0 | 0 | 0 | 0 | 0 | 0 | 0 | 0 | 0
Commercial_Retail_New_Food Preparation_Natural Gas_Oven_E6_Baseline Forecast | Commercial | Retail | New | Food Preparation | Natural Gas | Oven | E6 |  | Baseline Forecast | 0 | 0 | 0 | 0 | 0 | 0 | 0 | 0 | 0 | 0 | 0 | 0 | 0 | 0 | 0 | 0 | 0 | 0 | 0 | 0 | 0 | 0 | 0
Commercial_Retail_New_Food Preparation_Natural Gas_Oven_E7_Baseline Forecast | Commercial | Retail | New | Food Preparation | Natural Gas | Oven | E7 |  | Baseline Forecast | 0 | 0 | 0 | 0 | 0 | 0 | 0 | 0 | 0 | 0 | 0 | 0 | 0 | 0 | 0 | 0 | 0 | 0 | 0 | 0 | 0 | 0 | 0
Commercial_Retail_New_Food Preparation_Natural Gas_Oven_E8_Baseline Forecast | Commercial | Retail | New | Food Preparation | Natural Gas | Oven | E8 |  | Baseline Forecast | 0 | 0 | 0 | 0 | 0 | 0 | 0 | 0 | 0 | 0 | 0 | 0 | 0 | 0 | 0 | 0 | 0 | 0 | 0 | 0 | 0 | 0 | 0
Commercial_Retail_New_Food Preparation_Natural Gas_Oven_E9_Baseline Forecast | Commercial | Retail | New | Food Preparation | Natural Gas | Oven | E9 |  | Baseline Forecast | 0 | 0 | 0 | 0 | 0 | 0 | 0 | 0 | 0 | 0 | 0 | 0 | 0 | 0 | 0 | 0 | 0 | 0 | 0 | 0 | 0 | 0 | 0
Commercial_Retail_New_Food Preparation_Natural Gas_Oven_E10_Baseline Forecast | Commercial | Retail | New | Food Preparation | Natural Gas | Oven | E10 |  | Baseline Forecast | 0 | 0 | 0 | 0 | 0 | 0 | 0 | 0 | 0 | 0 | 0 | 0 | 0 | 0 | 0 | 0 | 0 | 0 | 0 | 0 | 0 | 0 | 0
Commercial_Retail_New_Food Preparation_Natural Gas_Conveyor Oven_E1_Baseline Forecast | Commercial | Retail | New | Food Preparation | Natural Gas | Conveyor Oven | E1 | Standard | Baseline Forecast | 0 | 14029.2706 | 21953.2563 | 9520.2636 | 9355.861 | 9263.2151 | 9170.3788 | 9112.4829 | 9017.7843 | 8937.015 | 8819.7635 | 8719.7424 | 8638.4225 | 8518.2954 | 8415.1249 | 8292.1382 | 8205.6081 | 10913.5268 | 14626.1068 | 15138.4554 | 15473.7622 | 15781.2172 | 0
Commercial_Retail_New_Food Preparation_Natural Gas_Conveyor Oven_E2_Baseline Forecast | Commercial | Retail | New | Food Preparation | Natural Gas | Conveyor Oven | E2 | ENERGY STAR (EF ≥ 44%) Convection Oven utilizing ASTM Std F1496 | Baseline Forecast | 0 | 20188.4626 | 31591.2712 | 13699.8916 | 13463.3122 | 13329.9925 | 13196.3988 | 13113.0852 | 12976.8116 | 12860.5825 | 12691.8548 | 12547.922 | 12430.9007 | 12258.0349 | 12109.57 | 11932.5892 | 11808.0702 | 15704.8313 | 21047.3244 | 21784.6065 | 22267.1211 | 22709.5565 | 0
Commercial_Retail_New_Food Preparation_Natural Gas_Conveyor Oven_E3_Baseline Forecast | Commercial | Retail | New | Food Preparation | Natural Gas | Conveyor Oven | E3 |  | Baseline Forecast | 0 | 0 | 0 | 0 | 0 | 0 | 0 | 0 | 0 | 0 | 0 | 0 | 0 | 0 | 0 | 0 | 0 | 0 | 0 | 0 | 0 | 0 | 0
Commercial_Retail_New_Food Preparation_Natural Gas_Conveyor Oven_E4_Baseline Forecast | Commercial | Retail | New | Food Preparation | Natural Gas | Conveyor Oven | E4 |  | Baseline Forecast | 0 | 0 | 0 | 0 | 0 | 0 | 0 | 0 | 0 | 0 | 0 | 0 | 0 | 0 | 0 | 0 | 0 | 0 | 0 | 0 | 0 | 0 | 0
Commercial_Retail_New_Food Preparation_Natural Gas_Conveyor Oven_E5_Baseline Forecast | Commercial | Retail | New | Food Preparation | Natural Gas | Conveyor Oven | E5 |  | Baseline Forecast | 0 | 0 | 0 | 0 | 0 | 0 | 0 | 0 | 0 | 0 | 0 | 0 | 0 | 0 | 0 | 0 | 0 | 0 | 0 | 0 | 0 | 0 | 0
Commercial_Retail_New_Food Preparation_Natural Gas_Conveyor Oven_E6_Baseline Forecast | Commercial | Retail | New | Food Preparation | Natural Gas | Conveyor Oven | E6 |  | Baseline Forecast | 0 | 0 | 0 | 0 | 0 | 0 | 0 | 0 | 0 | 0 | 0 | 0 | 0 | 0 | 0 | 0 | 0 | 0 | 0 | 0 | 0 | 0 | 0
Commercial_Retail_New_Food Preparation_Natural Gas_Conveyor Oven_E7_Baseline Forecast | Commercial | Retail | New | Food Preparation | Natural Gas | Conveyor Oven | E7 |  | Baseline Forecast | 0 | 0 | 0 | 0 | 0 | 0 | 0 | 0 | 0 | 0 | 0 | 0 | 0 | 0 | 0 | 0 | 0 | 0 | 0 | 0 | 0 | 0 | 0
Commercial_Retail_New_Food Preparation_Natural Gas_Conveyor Oven_E8_Baseline Forecast | Commercial | Retail | New | Food Preparation | Natural Gas | Conveyor Oven | E8 |  | Baseline Forecast | 0 | 0 | 0 | 0 | 0 | 0 | 0 | 0 | 0 | 0 | 0 | 0 | 0 | 0 | 0 | 0 | 0 | 0 | 0 | 0 | 0 | 0 | 0
Commercial_Retail_New_Food Preparation_Natural Gas_Conveyor Oven_E9_Baseline Forecast | Commercial | Retail | New | Food Preparation | Natural Gas | Conveyor Oven | E9 |  | Baseline Forecast | 0 | 0 | 0 | 0 | 0 | 0 | 0 | 0 | 0 | 0 | 0 | 0 | 0 | 0 | 0 | 0 | 0 | 0 | 0 | 0 | 0 | 0 | 0
Commercial_Retail_New_Food Preparation_Natural Gas_Conveyor Oven_E10_Baseline Forecast | Commercial | Retail | New | Food Preparation | Natural Gas | Conveyor Oven | E10 |  | Baseline Forecast | 0 | 0 | 0 | 0 | 0 | 0 | 0 | 0 | 0 | 0 | 0 | 0 | 0 | 0 | 0 | 0 | 0 | 0 | 0 | 0 | 0 | 0 | 0
Commercial_Retail_New_Food Preparation_Natural Gas_Double Rack Oven_E1_Baseline Forecast | Commercial | Retail | New | Food Preparation | Natural Gas | Double Rack Oven | E1 | Standard | Baseline Forecast | 0 | 14029.2706 | 21953.2563 | 9520.2636 | 9355.861 | 9263.2151 | 9170.3788 | 9112.4829 | 9017.7843 | 8937.015 | 8819.7635 | 8719.7424 | 11444.2767 | 15153.63 | 15627.4453 | 15933.1667 | 16171.0739 | 19991.8102 | 21397.8041 | 17196.083 | 16992.9979 | 16883.6289 | 0
Commercial_Retail_New_Food Preparation_Natural Gas_Double Rack Oven_E2_Baseline Forecast | Commercial | Retail | New | Food Preparation | Natural Gas | Double Rack Oven | E2 | FTSC Qualified (>50% Cooking Efficiency) | Baseline Forecast | 0 | 20188.4626 | 31591.2712 | 13699.8916 | 13463.3122 | 13329.9925 | 13196.3988 | 13113.0852 | 12976.8116 | 12860.5825 | 12691.8548 | 12547.922 | 16468.5932 | 21806.4432 | 22488.2749 | 22928.2155 | 23270.5698 | 28768.7026 | 30791.962 | 24745.5828 | 24453.3384 | 24295.9538 | 0
Commercial_Retail_New_Food Preparation_Natural Gas_Double Rack Oven_E3_Baseline Forecast | Commercial | Retail | New | Food Preparation | Natural Gas | Double Rack Oven | E3 |  | Baseline Forecast | 0 | 0 | 0 | 0 | 0 | 0 | 0 | 0 | 0 | 0 | 0 | 0 | 0 | 0 | 0 | 0 | 0 | 0 | 0 | 0 | 0 | 0 | 0
Commercial_Retail_New_Food Preparation_Natural Gas_Double Rack Oven_E4_Baseline Forecast | Commercial | Retail | New | Food Preparation | Natural Gas | Double Rack Oven | E4 |  | Baseline Forecast | 0 | 0 | 0 | 0 | 0 | 0 | 0 | 0 | 0 | 0 | 0 | 0 | 0 | 0 | 0 | 0 | 0 | 0 | 0 | 0 | 0 | 0 | 0
Commercial_Retail_New_Food Preparation_Natural Gas_Double Rack Oven_E5_Baseline Forecast | Commercial | Retail | New | Food Preparation | Natural Gas | Double Rack Oven | E5 |  | Baseline Forecast | 0 | 0 | 0 | 0 | 0 | 0 | 0 | 0 | 0 | 0 | 0 | 0 | 0 | 0 | 0 | 0 | 0 | 0 | 0 | 0 | 0 | 0 | 0
Commercial_Retail_New_Food Preparation_Natural Gas_Double Rack Oven_E6_Baseline Forecast | Commercial | Retail | New | Food Preparation | Natural Gas | Double Rack Oven | E6 |  | Baseline Forecast | 0 | 0 | 0 | 0 | 0 | 0 | 0 | 0 | 0 | 0 | 0 | 0 | 0 | 0 | 0 | 0 | 0 | 0 | 0 | 0 | 0 | 0 | 0
Commercial_Retail_New_Food Preparation_Natural Gas_Double Rack Oven_E7_Baseline Forecast | Commercial | Retail | New | Food Preparation | Natural Gas | Double Rack Oven | E7 |  | Baseline Forecast | 0 | 0 | 0 | 0 | 0 | 0 | 0 | 0 | 0 | 0 | 0 | 0 | 0 | 0 | 0 | 0 | 0 | 0 | 0 | 0 | 0 | 0 | 0
Commercial_Retail_New_Food Preparation_Natural Gas_Double Rack Oven_E8_Baseline Forecast | Commercial | Retail | New | Food Preparation | Natural Gas | Double Rack Oven | E8 |  | Baseline Forecast | 0 | 0 | 0 | 0 | 0 | 0 | 0 | 0 | 0 | 0 | 0 | 0 | 0 | 0 | 0 | 0 | 0 | 0 | 0 | 0 | 0 | 0 | 0
Commercial_Retail_New_Food Preparation_Natural Gas_Double Rack Oven_E9_Baseline Forecast | Commercial | Retail | New | Food Preparation | Natural Gas | Double Rack Oven | E9 |  | Baseline Forecast | 0 | 0 | 0 | 0 | 0 | 0 | 0 | 0 | 0 | 0 | 0 | 0 | 0 | 0 | 0 | 0 | 0 | 0 | 0 | 0 | 0 | 0 | 0
Commercial_Retail_New_Food Preparation_Natural Gas_Double Rack Oven_E10_Baseline Forecast | Commercial | Retail | New | Food Preparation | Natural Gas | Double Rack Oven | E10 |  | Baseline Forecast | 0 | 0 | 0 | 0 | 0 | 0 | 0 | 0 | 0 | 0 | 0 | 0 | 0 | 0 | 0 | 0 | 0 | 0 | 0 | 0 | 0 | 0 | 0
Commercial_Retail_New_Food Preparation_Natural Gas_Fryer_E1_Baseline Forecast | Commercial | Retail | New | Food Preparation | Natural Gas | Fryer | E1 | Standard | Baseline Forecast | 0 | 88921.5204 | 139146.0023 | 60342.1475 | 59300.1166 | 58712.9004 | 80354.8576 | 109216.8027 | 110837.2913 | 111730.381 | 132995.6691 | 145095.5532 | 130726.9668 | 138434.0661 | 144462.7181 | 159286.5348 | 175178.8961 | 176832.0923 | 179550.7572 | 188077.3596 | 195718.5345 | 199477.7788 | 0
Commercial_Retail_New_Food Preparation_Natural Gas_Fryer_E2_Baseline Forecast | Commercial | Retail | New | Food Preparation | Natural Gas | Fryer | E2 | ENERGY STAR | Baseline Forecast | 0 | 31242.6963 | 48889.136 | 21201.2951 | 20835.1761 | 20628.8569 | 28232.7878 | 38373.4712 | 38942.8321 | 39256.6204 | 46728.2081 | 50979.5187 | 45931.0964 | 48638.9962 | 50757.1712 | 55965.5393 | 61549.3419 | 62130.1946 | 63085.4012 | 66081.2344 | 68765.9716 | 70086.7871 | 0
Commercial_Retail_New_Food Preparation_Natural Gas_Fryer_E3_Baseline Forecast | Commercial | Retail | New | Food Preparation | Natural Gas | Fryer | E3 |  | Baseline Forecast | 0 | 0 | 0 | 0 | 0 | 0 | 0 | 0 | 0 | 0 | 0 | 0 | 0 | 0 | 0 | 0 | 0 | 0 | 0 | 0 | 0 | 0 | 0
Commercial_Retail_New_Food Preparation_Natural Gas_Fryer_E4_Baseline Forecast | Commercial | Retail | New | Food Preparation | Natural Gas | Fryer | E4 |  | Baseline Forecast | 0 | 0 | 0 | 0 | 0 | 0 | 0 | 0 | 0 | 0 | 0 | 0 | 0 | 0 | 0 | 0 | 0 | 0 | 0 | 0 | 0 | 0 | 0
Commercial_Retail_New_Food Preparation_Natural Gas_Fryer_E5_Baseline Forecast | Commercial | Retail | New | Food Preparation | Natural Gas | Fryer | E5 |  | Baseline Forecast | 0 | 0 | 0 | 0 | 0 | 0 | 0 | 0 | 0 | 0 | 0 | 0 | 0 | 0 | 0 | 0 | 0 | 0 | 0 | 0 | 0 | 0 | 0
Commercial_Retail_New_Food Preparation_Natural Gas_Fryer_E6_Baseline Forecast | Commercial | Retail | New | Food Preparation | Natural Gas | Fryer | E6 |  | Baseline Forecast | 0 | 0 | 0 | 0 | 0 | 0 | 0 | 0 | 0 | 0 | 0 | 0 | 0 | 0 | 0 | 0 | 0 | 0 | 0 | 0 | 0 | 0 | 0
Commercial_Retail_New_Food Preparation_Natural Gas_Fryer_E7_Baseline Forecast | Commercial | Retail | New | Food Preparation | Natural Gas | Fryer | E7 |  | Baseline Forecast | 0 | 0 | 0 | 0 | 0 | 0 | 0 | 0 | 0 | 0 | 0 | 0 | 0 | 0 | 0 | 0 | 0 | 0 | 0 | 0 | 0 | 0 | 0
Commercial_Retail_New_Food Preparation_Natural Gas_Fryer_E8_Baseline Forecast | Commercial | Retail | New | Food Preparation | Natural Gas | Fryer | E8 |  | Baseline Forecast | 0 | 0 | 0 | 0 | 0 | 0 | 0 | 0 | 0 | 0 | 0 | 0 | 0 | 0 | 0 | 0 | 0 | 0 | 0 | 0 | 0 | 0 | 0
Commercial_Retail_New_Food Preparation_Natural Gas_Fryer_E9_Baseline Forecast | Commercial | Retail | New | Food Preparation | Natural Gas | Fryer | E9 |  | Baseline Forecast | 0 | 0 | 0 | 0 | 0 | 0 | 0 | 0 | 0 | 0 | 0 | 0 | 0 | 0 | 0 | 0 | 0 | 0 | 0 | 0 | 0 | 0 | 0
Commercial_Retail_New_Food Preparation_Natural Gas_Fryer_E10_Baseline Forecast | Commercial | Retail | New | Food Preparation | Natural Gas | Fryer | E10 |  | Baseline Forecast | 0 | 0 | 0 | 0 | 0 | 0 | 0 | 0 | 0 | 0 | 0 | 0 | 0 | 0 | 0 | 0 | 0 | 0 | 0 | 0 | 0 | 0 | 0
Commercial_Retail_New_Food Preparation_Natural Gas_Broiler_E1_Baseline Forecast | Commercial | Retail | New | Food Preparation | Natural Gas | Broiler | E1 | Standard | Baseline Forecast | 0 | 16448.2888 | 25738.5796 | 11161.8095 | 10969.0595 | 10860.439 | 10751.5952 | 10683.7166 | 10572.6894 | 10477.9933 | 10340.5246 | 10223.2571 | 13417.5734 | 17766.5175 | 18322.0311 | 18680.4671 | 18959.3958 | 23438.9283 | 25087.3528 | 20161.1436 | 19923.0412 | 19794.8141 | 0
Commercial_Retail_New_Food Preparation_Natural Gas_Broiler_E2_Baseline Forecast | Commercial | Retail | New | Food Preparation | Natural Gas | Broiler | E2 | Infrared Burners | Baseline Forecast | 0 | 5779.1285 | 9043.2847 | 3921.7168 | 3853.9939 | 3815.8299 | 3777.5875 | 3753.7383 | 3714.7287 | 3681.4571 | 3633.1573 | 3591.9552 | 4714.2825 | 6242.2899 | 6437.4704 | 6563.4074 | 6661.4093 | 8235.2991 | 8814.4753 | 7083.645 | 6999.9874 | 6954.9347 | 0
Commercial_Retail_New_Food Preparation_Natural Gas_Broiler_E3_Baseline Forecast | Commercial | Retail | New | Food Preparation | Natural Gas | Broiler | E3 |  | Baseline Forecast | 0 | 0 | 0 | 0 | 0 | 0 | 0 | 0 | 0 | 0 | 0 | 0 | 0 | 0 | 0 | 0 | 0 | 0 | 0 | 0 | 0 | 0 | 0
Commercial_Retail_New_Food Preparation_Natural Gas_Broiler_E4_Baseline Forecast | Commercial | Retail | New | Food Preparation | Natural Gas | Broiler | E4 |  | Baseline Forecast | 0 | 0 | 0 | 0 | 0 | 0 | 0 | 0 | 0 | 0 | 0 | 0 | 0 | 0 | 0 | 0 | 0 | 0 | 0 | 0 | 0 | 0 | 0
Commercial_Retail_New_Food Preparation_Natural Gas_Broiler_E5_Baseline Forecast | Commercial | Retail | New | Food Preparation | Natural Gas | Broiler | E5 |  | Baseline Forecast | 0 | 0 | 0 | 0 | 0 | 0 | 0 | 0 | 0 | 0 | 0 | 0 | 0 | 0 | 0 | 0 | 0 | 0 | 0 | 0 | 0 | 0 | 0
Commercial_Retail_New_Food Preparation_Natural Gas_Broiler_E6_Baseline Forecast | Commercial | Retail | New | Food Preparation | Natural Gas | Broiler | E6 |  | Baseline Forecast | 0 | 0 | 0 | 0 | 0 | 0 | 0 | 0 | 0 | 0 | 0 | 0 | 0 | 0 | 0 | 0 | 0 | 0 | 0 | 0 | 0 | 0 | 0
Commercial_Retail_New_Food Preparation_Natural Gas_Broiler_E7_Baseline Forecast | Commercial | Retail | New | Food Preparation | Natural Gas | Broiler | E7 |  | Baseline Forecast | 0 | 0 | 0 | 0 | 0 | 0 | 0 | 0 | 0 | 0 | 0 | 0 | 0 | 0 | 0 | 0 | 0 | 0 | 0 | 0 | 0 | 0 | 0
Commercial_Retail_New_Food Preparation_Natural Gas_Broiler_E8_Baseline Forecast | Commercial | Retail | New | Food Preparation | Natural Gas | Broiler | E8 |  | Baseline Forecast | 0 | 0 | 0 | 0 | 0 | 0 | 0 | 0 | 0 | 0 | 0 | 0 | 0 | 0 | 0 | 0 | 0 | 0 | 0 | 0 | 0 | 0 | 0
Commercial_Retail_New_Food Preparation_Natural Gas_Broiler_E9_Baseline Forecast | Commercial | Retail | New | Food Preparation | Natural Gas | Broiler | E9 |  | Baseline Forecast | 0 | 0 | 0 | 0 | 0 | 0 | 0 | 0 | 0 | 0 | 0 | 0 | 0 | 0 | 0 | 0 | 0 | 0 | 0 | 0 | 0 | 0 | 0
Commercial_Retail_New_Food Preparation_Natural Gas_Broiler_E10_Baseline Forecast | Commercial | Retail | New | Food Preparation | Natural Gas | Broiler | E10 |  | Baseline Forecast | 0 | 0 | 0 | 0 | 0 | 0 | 0 | 0 | 0 | 0 | 0 | 0 | 0 | 0 | 0 | 0 | 0 | 0 | 0 | 0 | 0 | 0 | 0
Commercial_Retail_New_Food Preparation_Natural Gas_Griddle_E1_Baseline Forecast | Commercial | Retail | New | Food Preparation | Natural Gas | Griddle | E1 | Standard | Baseline Forecast | 0 | 55169.8126 | 86330.7199 | 37438.2372 | 36791.7272 | 36427.3991 | 36062.3224 | 35834.6481 | 35462.2478 | 35144.624 | 34683.5352 | 34290.2041 | 45004.378 | 59591.3322 | 61454.6008 | 62656.8441 | 63592.409 | 78617.3746 | 84146.416 | 67623.2358 | 66824.6078 | 66394.5166 | 0
Commercial_Retail_New_Food Preparation_Natural Gas_Griddle_E2_Baseline Forecast | Commercial | Retail | New | Food Preparation | Natural Gas | Griddle | E2 | ENERGY STAR | Baseline Forecast | 0 | 22534.1488 | 35261.8433 | 15291.6743 | 15027.6069 | 14878.7968 | 14729.681 | 14636.6872 | 14484.5801 | 14354.8464 | 14166.5144 | 14005.858 | 18382.0699 | 24340.1216 | 25101.175 | 25592.2321 | 25974.3643 | 32111.322 | 34369.6629 | 27620.7583 | 27294.5581 | 27118.8871 | 0
Commercial_Retail_New_Food Preparation_Natural Gas_Griddle_E3_Baseline Forecast | Commercial | Retail | New | Food Preparation | Natural Gas | Griddle | E3 |  | Baseline Forecast | 0 | 0 | 0 | 0 | 0 | 0 | 0 | 0 | 0 | 0 | 0 | 0 | 0 | 0 | 0 | 0 | 0 | 0 | 0 | 0 | 0 | 0 | 0
Commercial_Retail_New_Food Preparation_Natural Gas_Griddle_E4_Baseline Forecast | Commercial | Retail | New | Food Preparation | Natural Gas | Griddle | E4 |  | Baseline Forecast | 0 | 0 | 0 | 0 | 0 | 0 | 0 | 0 | 0 | 0 | 0 | 0 | 0 | 0 | 0 | 0 | 0 | 0 | 0 | 0 | 0 | 0 | 0
Commercial_Retail_New_Food Preparation_Natural Gas_Griddle_E5_Baseline Forecast | Commercial | Retail | New | Food Preparation | Natural Gas | Griddle | E5 |  | Baseline Forecast | 0 | 0 | 0 | 0 | 0 | 0 | 0 | 0 | 0 | 0 | 0 | 0 | 0 | 0 | 0 | 0 | 0 | 0 | 0 | 0 | 0 | 0 | 0
Commercial_Retail_New_Food Preparation_Natural Gas_Griddle_E6_Baseline Forecast | Commercial | Retail | New | Food Preparation | Natural Gas | Griddle | E6 |  | Baseline Forecast | 0 | 0 | 0 | 0 | 0 | 0 | 0 | 0 | 0 | 0 | 0 | 0 | 0 | 0 | 0 | 0 | 0 | 0 | 0 | 0 | 0 | 0 | 0
Commercial_Retail_New_Food Preparation_Natural Gas_Griddle_E7_Baseline Forecast | Commercial | Retail | New | Food Preparation | Natural Gas | Griddle | E7 |  | Baseline Forecast | 0 | 0 | 0 | 0 | 0 | 0 | 0 | 0 | 0 | 0 | 0 | 0 | 0 | 0 | 0 | 0 | 0 | 0 | 0 | 0 | 0 | 0 | 0
Commercial_Retail_New_Food Preparation_Natural Gas_Griddle_E8_Baseline Forecast | Commercial | Retail | New | Food Preparation | Natural Gas | Griddle | E8 |  | Baseline Forecast | 0 | 0 | 0 | 0 | 0 | 0 | 0 | 0 | 0 | 0 | 0 | 0 | 0 | 0 | 0 | 0 | 0 | 0 | 0 | 0 | 0 | 0 | 0
Commercial_Retail_New_Food Preparation_Natural Gas_Griddle_E9_Baseline Forecast | Commercial | Retail | New | Food Preparation | Natural Gas | Griddle | E9 |  | Baseline Forecast | 0 | 0 | 0 | 0 | 0 | 0 | 0 | 0 | 0 | 0 | 0 | 0 | 0 | 0 | 0 | 0 | 0 | 0 | 0 | 0 | 0 | 0 | 0
Commercial_Retail_New_Food Preparation_Natural Gas_Griddle_E10_Baseline Forecast | Commercial | Retail | New | Food Preparation | Natural Gas | Griddle | E10 |  | Baseline Forecast | 0 | 0 | 0 | 0 | 0 | 0 | 0 | 0 | 0 | 0 | 0 | 0 | 0 | 0 | 0 | 0 | 0 | 0 | 0 | 0 | 0 | 0 | 0
Commercial_Retail_New_Food Preparation_Natural Gas_Range_E1_Baseline Forecast | Commercial | Retail | New | Food Preparation | Natural Gas | Range | E1 | Standard | Baseline Forecast | 0 | 43751.6972 | 68463.4466 | 29689.9036 | 29177.1973 | 28888.2717 | 28598.7524 | 28418.1983 | 28122.8711 | 27870.9837 | 36255.6627 | 47886.3581 | 49432.1424 | 50394.4836 | 51084.5263 | 62921.7535 | 67401.2004 | 54193.865 | 53487.2391 | 54747.6121 | 57951.8744 | 61033.0702 | 0
Commercial_Retail_New_Food Preparation_Natural Gas_Range_E2_Baseline Forecast | Commercial | Retail | New | Food Preparation | Natural Gas | Range | E2 | High Efficiency | Baseline Forecast | 0 | 62959.7594 | 98520.5695 | 42724.4954 | 41986.6986 | 41570.9276 | 41154.3022 | 40894.4804 | 40469.4974 | 40107.0254 | 52172.7829 | 68909.6372 | 71134.0586 | 72518.891 | 73511.8794 | 90545.9379 | 96991.9712 | 77986.2935 | 76969.4416 | 78783.1491 | 83394.1608 | 87828.0766 | 0
Commercial_Retail_New_Food Preparation_Natural Gas_Range_E3_Baseline Forecast | Commercial | Retail | New | Food Preparation | Natural Gas | Range | E3 |  | Baseline Forecast | 0 | 0 | 0 | 0 | 0 | 0 | 0 | 0 | 0 | 0 | 0 | 0 | 0 | 0 | 0 | 0 | 0 | 0 | 0 | 0 | 0 | 0 | 0
Commercial_Retail_New_Food Preparation_Natural Gas_Range_E4_Baseline Forecast | Commercial | Retail | New | Food Preparation | Natural Gas | Range | E4 |  | Baseline Forecast | 0 | 0 | 0 | 0 | 0 | 0 | 0 | 0 | 0 | 0 | 0 | 0 | 0 | 0 | 0 | 0 | 0 | 0 | 0 | 0 | 0 | 0 | 0
Commercial_Retail_New_Food Preparation_Natural Gas_Range_E5_Baseline Forecast | Commercial | Retail | New | Food Preparation | Natural Gas | Range | E5 |  | Baseline Forecast | 0 | 0 | 0 | 0 | 0 | 0 | 0 | 0 | 0 | 0 | 0 | 0 | 0 | 0 | 0 | 0 | 0 | 0 | 0 | 0 | 0 | 0 | 0
Commercial_Retail_New_Food Preparation_Natural Gas_Range_E6_Baseline Forecast | Commercial | Retail | New | Food Preparation | Natural Gas | Range | E6 |  | Baseline Forecast | 0 | 0 | 0 | 0 | 0 | 0 | 0 | 0 | 0 | 0 | 0 | 0 | 0 | 0 | 0 | 0 | 0 | 0 | 0 | 0 | 0 | 0 | 0
Commercial_Retail_New_Food Preparation_Natural Gas_Range_E7_Baseline Forecast | Commercial | Retail | New | Food Preparation | Natural Gas | Range | E7 |  | Baseline Forecast | 0 | 0 | 0 | 0 | 0 | 0 | 0 | 0 | 0 | 0 | 0 | 0 | 0 | 0 | 0 | 0 | 0 | 0 | 0 | 0 | 0 | 0 | 0
Commercial_Retail_New_Food Preparation_Natural Gas_Range_E8_Baseline Forecast | Commercial | Retail | New | Food Preparation | Natural Gas | Range | E8 |  | Baseline Forecast | 0 | 0 | 0 | 0 | 0 | 0 | 0 | 0 | 0 | 0 | 0 | 0 | 0 | 0 | 0 | 0 | 0 | 0 | 0 | 0 | 0 | 0 | 0
Commercial_Retail_New_Food Preparation_Natural Gas_Range_E9_Baseline Forecast | Commercial | Retail | New | Food Preparation | Natural Gas | Range | E9 |  | Baseline Forecast | 0 | 0 | 0 | 0 | 0 | 0 | 0 | 0 | 0 | 0 | 0 | 0 | 0 | 0 | 0 | 0 | 0 | 0 | 0 | 0 | 0 | 0 | 0
Commercial_Retail_New_Food Preparation_Natural Gas_Range_E10_Baseline Forecast | Commercial | Retail | New | Food Preparation | Natural Gas | Range | E10 |  | Baseline Forecast | 0 | 0 | 0 | 0 | 0 | 0 | 0 | 0 | 0 | 0 | 0 | 0 | 0 | 0 | 0 | 0 | 0 | 0 | 0 | 0 | 0 | 0 | 0
Commercial_Retail_New_Food Preparation_Natural Gas_Steamer_E1_Baseline Forecast | Commercial | Retail | New | Food Preparation | Natural Gas | Steamer | E1 | Standard | Baseline Forecast | 0 | 10162.6765 | 15902.7399 | 6896.3927 | 6777.3009 | 6710.1891 | 6642.9393 | 6601.0001 | 6532.4012 | 6473.8927 | 7518.1431 | 9087.1946 | 9486.6984 | 9793.9236 | 10062.1702 | 10270.4808 | 10467.4957 | 10619.7715 | 10727.006 | 14096.3605 | 15877.7157 | 13012.2711 | 0
Commercial_Retail_New_Food Preparation_Natural Gas_Steamer_E2_Baseline Forecast | Commercial | Retail | New | Food Preparation | Natural Gas | Steamer | E2 | ENERGY STAR | Baseline Forecast | 0 | 10162.6765 | 15902.7399 | 6896.3927 | 6777.3009 | 6710.1891 | 6642.9393 | 6601.0001 | 6532.4012 | 6473.8927 | 7518.1431 | 9087.1946 | 9486.6984 | 9793.9236 | 10062.1702 | 10270.4808 | 10467.4957 | 10619.7715 | 10727.006 | 14096.3605 | 15877.7157 | 13012.2711 | 0
Commercial_Retail_New_Food Preparation_Natural Gas_Steamer_E3_Baseline Forecast | Commercial | Retail | New | Food Preparation | Natural Gas | Steamer | E3 |  | Baseline Forecast | 0 | 0 | 0 | 0 | 0 | 0 | 0 | 0 | 0 | 0 | 0 | 0 | 0 | 0 | 0 | 0 | 0 | 0 | 0 | 0 | 0 | 0 | 0
Commercial_Retail_New_Food Preparation_Natural Gas_Steamer_E4_Baseline Forecast | Commercial | Retail | New | Food Preparation | Natural Gas | Steamer | E4 |  | Baseline Forecast | 0 | 0 | 0 | 0 | 0 | 0 | 0 | 0 | 0 | 0 | 0 | 0 | 0 | 0 | 0 | 0 | 0 | 0 | 0 | 0 | 0 | 0 | 0
Commercial_Retail_New_Food Preparation_Natural Gas_Steamer_E5_Baseline Forecast | Commercial | Retail | New | Food Preparation | Natural Gas | Steamer | E5 |  | Baseline Forecast | 0 | 0 | 0 | 0 | 0 | 0 | 0 | 0 | 0 | 0 | 0 | 0 | 0 | 0 | 0 | 0 | 0 | 0 | 0 | 0 | 0 | 0 | 0
Commercial_Retail_New_Food Preparation_Natural Gas_Steamer_E6_Baseline Forecast | Commercial | Retail | New | Food Preparation | Natural Gas | Steamer | E6 |  | Baseline Forecast | 0 | 0 | 0 | 0 | 0 | 0 | 0 | 0 | 0 | 0 | 0 | 0 | 0 | 0 | 0 | 0 | 0 | 0 | 0 | 0 | 0 | 0 | 0
Commercial_Retail_New_Food Preparation_Natural Gas_Steamer_E7_Baseline Forecast | Commercial | Retail | New | Food Preparation | Natural Gas | Steamer | E7 |  | Baseline Forecast | 0 | 0 | 0 | 0 | 0 | 0 | 0 | 0 | 0 | 0 | 0 | 0 | 0 | 0 | 0 | 0 | 0 | 0 | 0 | 0 | 0 | 0 | 0
Commercial_Retail_New_Food Preparation_Natural Gas_Steamer_E8_Baseline Forecast | Commercial | Retail | New | Food Preparation | Natural Gas | Steamer | E8 |  | Baseline Forecast | 0 | 0 | 0 | 0 | 0 | 0 | 0 | 0 | 0 | 0 | 0 | 0 | 0 | 0 | 0 | 0 | 0 | 0 | 0 | 0 | 0 | 0 | 0
Commercial_Retail_New_Food Preparation_Natural Gas_Steamer_E9_Baseline Forecast | Commercial | Retail | New | Food Preparation | Natural Gas | Steamer | E9 |  | Baseline Forecast | 0 | 0 | 0 | 0 | 0 | 0 | 0 | 0 | 0 | 0 | 0 | 0 | 0 | 0 | 0 | 0 | 0 | 0 | 0 | 0 | 0 | 0 | 0
Commercial_Retail_New_Food Preparation_Natural Gas_Steamer_E10_Baseline Forecast | Commercial | Retail | New | Food Preparation | Natural Gas | Steamer | E10 |  | Baseline Forecast | 0 | 0 | 0 | 0 | 0 | 0 | 0 | 0 | 0 | 0 | 0 | 0 | 0 | 0 | 0 | 0 | 0 | 0 | 0 | 0 | 0 | 0 | 0
Commercial_Retail_New_Food Preparation_Natural Gas_Food Prep Other_E1_Baseline Forecast | Commercial | Retail | New | Food Preparation | Natural Gas | Food Prep Other | E1 | Standard | Baseline Forecast | 0 | 15040.7612 | 23536.055 | 10206.6612 | 10030.4054 | 9931.0798 | 9831.5502 | 9769.4801 | 9667.9538 | 9581.3611 | 12463.8083 | 16462.1563 | 16993.5591 | 17324.3884 | 17561.6082 | 21630.9568 | 23170.8808 | 18630.5226 | 18387.6019 | 18820.8873 | 19922.4342 | 20981.6737 | 0
Commercial_Retail_New_Food Preparation_Natural Gas_Food Prep Other_E2_Baseline Forecast | Commercial | Retail | New | Food Preparation | Natural Gas | Food Prep Other | E2 | ENERGY STAR | Baseline Forecast | 0 | 5284.5918 | 8269.4247 | 3586.1242 | 3524.1965 | 3489.2983 | 3454.3284 | 3432.52 | 3396.8486 | 3366.4242 | 4379.1759 | 5784.0009 | 5970.7099 | 6086.9473 | 6170.2948 | 7600.0659 | 8141.1203 | 6545.8593 | 6460.5088 | 6612.7442 | 6999.7742 | 7371.9394 | 0
Commercial_Retail_New_Food Preparation_Natural Gas_Food Prep Other_E3_Baseline Forecast | Commercial | Retail | New | Food Preparation | Natural Gas | Food Prep Other | E3 |  | Baseline Forecast | 0 | 0 | 0 | 0 | 0 | 0 | 0 | 0 | 0 | 0 | 0 | 0 | 0 | 0 | 0 | 0 | 0 | 0 | 0 | 0 | 0 | 0 | 0
Commercial_Retail_New_Food Preparation_Natural Gas_Food Prep Other_E4_Baseline Forecast | Commercial | Retail | New | Food Preparation | Natural Gas | Food Prep Other | E4 |  | Baseline Forecast | 0 | 0 | 0 | 0 | 0 | 0 | 0 | 0 | 0 | 0 | 0 | 0 | 0 | 0 | 0 | 0 | 0 | 0 | 0 | 0 | 0 | 0 | 0
Commercial_Retail_New_Food Preparation_Natural Gas_Food Prep Other_E5_Baseline Forecast | Commercial | Retail | New | Food Preparation | Natural Gas | Food Prep Other | E5 |  | Baseline Forecast | 0 | 0 | 0 | 0 | 0 | 0 | 0 | 0 | 0 | 0 | 0 | 0 | 0 | 0 | 0 | 0 | 0 | 0 | 0 | 0 | 0 | 0 | 0
Commercial_Retail_New_Food Preparation_Natural Gas_Food Prep Other_E6_Baseline Forecast | Commercial | Retail | New | Food Preparation | Natural Gas | Food Prep Other | E6 |  | Baseline Forecast | 0 | 0 | 0 | 0 | 0 | 0 | 0 | 0 | 0 | 0 | 0 | 0 | 0 | 0 | 0 | 0 | 0 | 0 | 0 | 0 | 0 | 0 | 0
Commercial_Retail_New_Food Preparation_Natural Gas_Food Prep Other_E7_Baseline Forecast | Commercial | Retail | New | Food Preparation | Natural Gas | Food Prep Other | E7 |  | Baseline Forecast | 0 | 0 | 0 | 0 | 0 | 0 | 0 | 0 | 0 | 0 | 0 | 0 | 0 | 0 | 0 | 0 | 0 | 0 | 0 | 0 | 0 | 0 | 0
Commercial_Retail_New_Food Preparation_Natural Gas_Food Prep Other_E8_Baseline Forecast | Commercial | Retail | New | Food Preparation | Natural Gas | Food Prep Other | E8 |  | Baseline Forecast | 0 | 0 | 0 | 0 | 0 | 0 | 0 | 0 | 0 | 0 | 0 | 0 | 0 | 0 | 0 | 0 | 0 | 0 | 0 | 0 | 0 | 0 | 0
Commercial_Retail_New_Food Preparation_Natural Gas_Food Prep Other_E9_Baseline Forecast | Commercial | Retail | New | Food Preparation | Natural Gas | Food Prep Other | E9 |  | Baseline Forecast | 0 | 0 | 0 | 0 | 0 | 0 | 0 | 0 | 0 | 0 | 0 | 0 | 0 | 0 | 0 | 0 | 0 | 0 | 0 | 0 | 0 | 0 | 0
Commercial_Retail_New_Food Preparation_Natural Gas_Food Prep Other_E10_Baseline Forecast | Commercial | Retail | New | Food Preparation | Natural Gas | Food Prep Other | E10 |  | Baseline Forecast | 0 | 0 | 0 | 0 | 0 | 0 | 0 | 0 | 0 | 0 | 0 | 0 | 0 | 0 | 0 | 0 | 0 | 0 | 0 | 0 | 0 | 0 | 0
Commercial_Retail_New_Miscellaneous_Natural Gas_Pool Heater_E1_Baseline Forecast | Commercial | Retail | New | Miscellaneous | Natural Gas | Pool Heater | E1 | Standard (EF .82) | Baseline Forecast | 0 | 4220.3077 | 6604.0138 | 2863.901 | 2814.4451 | 2786.5752 | 3602.7096 | 4737.2837 | 4882.3661 | 4987.0336 | 5049.3596 | 6366.9045 | 7166.0092 | 6212.4205 | 6435.8401 | 6620.5313 | 7256.6114 | 8000.1365 | 8133.2522 | 8282.5228 | 8415.2363 | 8995.0403 | 0
Commercial_Retail_New_Miscellaneous_Natural Gas_Pool Heater_E2_Baseline Forecast | Commercial | Retail | New | Miscellaneous | Natural Gas | Pool Heater | E2 | Condensing (EF .90) | Baseline Forecast | 0 | 468.9231 | 733.7793 | 318.2112 | 312.7161 | 309.6195 | 400.3011 | 526.3649 | 542.4851 | 554.1148 | 561.04 | 707.4338 | 796.2232 | 690.2689 | 715.0933 | 735.6146 | 806.2902 | 888.9041 | 903.6947 | 920.2803 | 935.0263 | 999.4489 | 0
Commercial_Retail_New_Miscellaneous_Natural Gas_Pool Heater_E3_Baseline Forecast | Commercial | Retail | New | Miscellaneous | Natural Gas | Pool Heater | E3 |  | Baseline Forecast | 0 | 0 | 0 | 0 | 0 | 0 | 0 | 0 | 0 | 0 | 0 | 0 | 0 | 0 | 0 | 0 | 0 | 0 | 0 | 0 | 0 | 0 | 0
Commercial_Retail_New_Miscellaneous_Natural Gas_Pool Heater_E4_Baseline Forecast | Commercial | Retail | New | Miscellaneous | Natural Gas | Pool Heater | E4 |  | Baseline Forecast | 0 | 0 | 0 | 0 | 0 | 0 | 0 | 0 | 0 | 0 | 0 | 0 | 0 | 0 | 0 | 0 | 0 | 0 | 0 | 0 | 0 | 0 | 0
Commercial_Retail_New_Miscellaneous_Natural Gas_Pool Heater_E5_Baseline Forecast | Commercial | Retail | New | Miscellaneous | Natural Gas | Pool Heater | E5 |  | Baseline Forecast | 0 | 0 | 0 | 0 | 0 | 0 | 0 | 0 | 0 | 0 | 0 | 0 | 0 | 0 | 0 | 0 | 0 | 0 | 0 | 0 | 0 | 0 | 0
Commercial_Retail_New_Miscellaneous_Natural Gas_Pool Heater_E6_Baseline Forecast | Commercial | Retail | New | Miscellaneous | Natural Gas | Pool Heater | E6 |  | Baseline Forecast | 0 | 0 | 0 | 0 | 0 | 0 | 0 | 0 | 0 | 0 | 0 | 0 | 0 | 0 | 0 | 0 | 0 | 0 | 0 | 0 | 0 | 0 | 0
Commercial_Retail_New_Miscellaneous_Natural Gas_Pool Heater_E7_Baseline Forecast | Commercial | Retail | New | Miscellaneous | Natural Gas | Pool Heater | E7 |  | Baseline Forecast | 0 | 0 | 0 | 0 | 0 | 0 | 0 | 0 | 0 | 0 | 0 | 0 | 0 | 0 | 0 | 0 | 0 | 0 | 0 | 0 | 0 | 0 | 0
Commercial_Retail_New_Miscellaneous_Natural Gas_Pool Heater_E8_Baseline Forecast | Commercial | Retail | New | Miscellaneous | Natural Gas | Pool Heater | E8 |  | Baseline Forecast | 0 | 0 | 0 | 0 | 0 | 0 | 0 | 0 | 0 | 0 | 0 | 0 | 0 | 0 | 0 | 0 | 0 | 0 | 0 | 0 | 0 | 0 | 0
Commercial_Retail_New_Miscellaneous_Natural Gas_Pool Heater_E9_Baseline Forecast | Commercial | Retail | New | Miscellaneous | Natural Gas | Pool Heater | E9 |  | Baseline Forecast | 0 | 0 | 0 | 0 | 0 | 0 | 0 | 0 | 0 | 0 | 0 | 0 | 0 | 0 | 0 | 0 | 0 | 0 | 0 | 0 | 0 | 0 | 0
Commercial_Retail_New_Miscellaneous_Natural Gas_Pool Heater_E10_Baseline Forecast | Commercial | Retail | New | Miscellaneous | Natural Gas | Pool Heater | E10 |  | Baseline Forecast | 0 | 0 | 0 | 0 | 0 | 0 | 0 | 0 | 0 | 0 | 0 | 0 | 0 | 0 | 0 | 0 | 0 | 0 | 0 | 0 | 0 | 0 | 0
Commercial_Retail_New_Miscellaneous_Natural Gas_Miscellaneous_E1_Baseline Forecast | Commercial | Retail | New | Miscellaneous | Natural Gas | Miscellaneous | E1 | Standard | Baseline Forecast | 0 | 1824363.9712 | 2854797.717 | 1238013.4683 | 1477258.0002 | 1835806.6704 | 1910419.0716 | 2011369.3642 | 2143258.0645 | 2267016.5688 | 2381272.1683 | 3029650.7045 | 3372340.08 | 2904552.9898 | 3136958.8025 | 3415386.0262 | 3506940.405 | 3623199.5359 | 3767354.0849 | 3906250.1683 | 4034202.4033 | 4328292.1906 | 0
Commercial_Retail_New_Miscellaneous_Natural Gas_Miscellaneous_E2_Baseline Forecast | Commercial | Retail | New | Miscellaneous | Natural Gas | Miscellaneous | E2 |  | Baseline Forecast | 0 | 0 | 0 | 0 | 0 | 0 | 0 | 0 | 0 | 0 | 0 | 0 | 0 | 0 | 0 | 0 | 0 | 0 | 0 | 0 | 0 | 0 | 0
Commercial_Retail_New_Miscellaneous_Natural Gas_Miscellaneous_E3_Baseline Forecast | Commercial | Retail | New | Miscellaneous | Natural Gas | Miscellaneous | E3 |  | Baseline Forecast | 0 | 0 | 0 | 0 | 0 | 0 | 0 | 0 | 0 | 0 | 0 | 0 | 0 | 0 | 0 | 0 | 0 | 0 | 0 | 0 | 0 | 0 | 0
Commercial_Retail_New_Miscellaneous_Natural Gas_Miscellaneous_E4_Baseline Forecast | Commercial | Retail | New | Miscellaneous | Natural Gas | Miscellaneous | E4 |  | Baseline Forecast | 0 | 0 | 0 | 0 | 0 | 0 | 0 | 0 | 0 | 0 | 0 | 0 | 0 | 0 | 0 | 0 | 0 | 0 | 0 | 0 | 0 | 0 | 0
Commercial_Retail_New_Miscellaneous_Natural Gas_Miscellaneous_E5_Baseline Forecast | Commercial | Retail | New | Miscellaneous | Natural Gas | Miscellaneous | E5 |  | Baseline Forecast | 0 | 0 | 0 | 0 | 0 | 0 | 0 | 0 | 0 | 0 | 0 | 0 | 0 | 0 | 0 | 0 | 0 | 0 | 0 | 0 | 0 | 0 | 0
Commercial_Retail_New_Miscellaneous_Natural Gas_Miscellaneous_E6_Baseline Forecast | Commercial | Retail | New | Miscellaneous | Natural Gas | Miscellaneous | E6 |  | Baseline Forecast | 0 | 0 | 0 | 0 | 0 | 0 | 0 | 0 | 0 | 0 | 0 | 0 | 0 | 0 | 0 | 0 | 0 | 0 | 0 | 0 | 0 | 0 | 0
Commercial_Retail_New_Miscellaneous_Natural Gas_Miscellaneous_E7_Baseline Forecast | Commercial | Retail | New | Miscellaneous | Natural Gas | Miscellaneous | E7 |  | Baseline Forecast | 0 | 0 | 0 | 0 | 0 | 0 | 0 | 0 | 0 | 0 | 0 | 0 | 0 | 0 | 0 | 0 | 0 | 0 | 0 | 0 | 0 | 0 | 0
Commercial_Retail_New_Miscellaneous_Natural Gas_Miscellaneous_E8_Baseline Forecast | Commercial | Retail | New | Miscellaneous | Natural Gas | Miscellaneous | E8 |  | Baseline Forecast | 0 | 0 | 0 | 0 | 0 | 0 | 0 | 0 | 0 | 0 | 0 | 0 | 0 | 0 | 0 | 0 | 0 | 0 | 0 | 0 | 0 | 0 | 0
Commercial_Retail_New_Miscellaneous_Natural Gas_Miscellaneous_E9_Baseline Forecast | Commercial | Retail | New | Miscellaneous | Natural Gas | Miscellaneous | E9 |  | Baseline Forecast | 0 | 0 | 0 | 0 | 0 | 0 | 0 | 0 | 0 | 0 | 0 | 0 | 0 | 0 | 0 | 0 | 0 | 0 | 0 | 0 | 0 | 0 | 0
Commercial_Retail_New_Miscellaneous_Natural Gas_Miscellaneous_E10_Baseline Forecast | Commercial | Retail | New | Miscellaneous | Natural Gas | Miscellaneous | E10 |  | Baseline Forecast | 0 | 0 | 0 | 0 | 0 | 0 | 0 | 0 | 0 | 0 | 0 | 0 | 0 | 0 | 0 | 0 | 0 | 0 | 0 | 0 | 0 | 0 | 0
Commercial_Restaurant_Existing_Space Heating_Natural Gas_Furnace_E1_Baseline Forecast | Commercial | Restaurant | Existing | Space Heating | Natural Gas | Furnace | E1 | AFUE 80% (Standard) | Baseline Forecast | 0 | 107420.8202 | 112682.3002 | 117341.3295 | 121445.9287 | 125040.509 | 128166.1406 | 130860.8006 | 133159.603 | 135095.0111 | 136697.0349 | 137993.4129 | 127781.3767 | 118325.0699 | 109568.5657 | 101460.076 | 93951.6453 | 86998.867 | 80560.6207 | 80765.2296 | 81146.9185 | 81662.7029 | 0
Commercial_Restaurant_Existing_Space Heating_Natural Gas_Furnace_E2_Baseline Forecast | Commercial | Restaurant | Existing | Space Heating | Natural Gas | Furnace | E2 | AFUE 90% | Baseline Forecast | 0 | 0 | 0 | 0 | 0 | 0 | 0 | 0 | 0 | 0 | 0 | 0 | 0 | 0 | 0 | 0 | 0 | 0 | 0 | 0 | 0 | 0 | 0
Commercial_Restaurant_Existing_Space Heating_Natural Gas_Furnace_E3_Baseline Forecast | Commercial | Restaurant | Existing | Space Heating | Natural Gas | Furnace | E3 | AFUE 95% | Baseline Forecast | 0 | 0 | 0 | 0 | 0 | 0 | 0 | 0 | 0 | 0 | 0 | 0 | 0 | 0 | 0 | 0 | 0 | 0 | 0 | 0 | 0 | 0 | 0
Commercial_Restaurant_Existing_Space Heating_Natural Gas_Furnace_E4_Baseline Forecast | Commercial | Restaurant | Existing | Space Heating | Natural Gas | Furnace | E4 |  | Baseline Forecast | 0 | 0 | 0 | 0 | 0 | 0 | 0 | 0 | 0 | 0 | 0 | 0 | 0 | 0 | 0 | 0 | 0 | 0 | 0 | 0 | 0 | 0 | 0
Commercial_Restaurant_Existing_Space Heating_Natural Gas_Furnace_E5_Baseline Forecast | Commercial | Restaurant | Existing | Space Heating | Natural Gas | Furnace | E5 |  | Baseline Forecast | 0 | 0 | 0 | 0 | 0 | 0 | 0 | 0 | 0 | 0 | 0 | 0 | 0 | 0 | 0 | 0 | 0 | 0 | 0 | 0 | 0 | 0 | 0
Commercial_Restaurant_Existing_Space Heating_Natural Gas_Furnace_E6_Baseline Forecast | Commercial | Restaurant | Existing | Space Heating | Natural Gas | Furnace | E6 |  | Baseline Forecast | 0 | 0 | 0 | 0 | 0 | 0 | 0 | 0 | 0 | 0 | 0 | 0 | 0 | 0 | 0 | 0 | 0 | 0 | 0 | 0 | 0 | 0 | 0
Commercial_Restaurant_Existing_Space Heating_Natural Gas_Furnace_E7_Baseline Forecast | Commercial | Restaurant | Existing | Space Heating | Natural Gas | Furnace | E7 |  | Baseline Forecast | 0 | 0 | 0 | 0 | 0 | 0 | 0 | 0 | 0 | 0 | 0 | 0 | 0 | 0 | 0 | 0 | 0 | 0 | 0 | 0 | 0 | 0 | 0
Commercial_Restaurant_Existing_Space Heating_Natural Gas_Furnace_E8_Baseline Forecast | Commercial | Restaurant | Existing | Space Heating | Natural Gas | Furnace | E8 |  | Baseline Forecast | 0 | 0 | 0 | 0 | 0 | 0 | 0 | 0 | 0 | 0 | 0 | 0 | 0 | 0 | 0 | 0 | 0 | 0 | 0 | 0 | 0 | 0 | 0
Commercial_Restaurant_Existing_Space Heating_Natural Gas_Furnace_E9_Baseline Forecast | Commercial | Restaurant | Existing | Space Heating | Natural Gas | Furnace | E9 |  | Baseline Forecast | 0 | 0 | 0 | 0 | 0 | 0 | 0 | 0 | 0 | 0 | 0 | 0 | 0 | 0 | 0 | 0 | 0 | 0 | 0 | 0 | 0 | 0 | 0
Commercial_Restaurant_Existing_Space Heating_Natural Gas_Furnace_E10_Baseline Forecast | Commercial | Restaurant | Existing | Space Heating | Natural Gas | Furnace | E10 |  | Baseline Forecast | 0 | 0 | 0 | 0 | 0 | 0 | 0 | 0 | 0 | 0 | 0 | 0 | 0 | 0 | 0 | 0 | 0 | 0 | 0 | 0 | 0 | 0 | 0
Commercial_Restaurant_Existing_Space Heating_Natural Gas_Boiler_E1_Baseline Forecast | Commercial | Restaurant | Existing | Space Heating | Natural Gas | Boiler | E1 | AFUE 80% (Standard) | Baseline Forecast | 0 | 4016.0805 | 3987.226 | 3870.1203 | 3424.088 | 3391.3122 | 3235.4207 | 3200.5487 | 3164.4116 | 3127.2225 | 2955.6884 | 2918.6172 | 3191.2889 | 3149.2107 | 3106.8195 | 2929.0385 | 2888.2214 | 2847.3843 | 2806.5991 | 2765.9291 | 2725.4296 | 2685.1492 | 0
Commercial_Restaurant_Existing_Space Heating_Natural Gas_Boiler_E2_Baseline Forecast | Commercial | Restaurant | Existing | Space Heating | Natural Gas | Boiler | E2 | AFUE 85% | Baseline Forecast | 0 | 0 | 0 | 0 | 0 | 0 | 0 | 0 | 0 | 0 | 0 | 0 | 0 | 0 | 0 | 0 | 0 | 0 | 0 | 0 | 0 | 0 | 0
Commercial_Restaurant_Existing_Space Heating_Natural Gas_Boiler_E3_Baseline Forecast | Commercial | Restaurant | Existing | Space Heating | Natural Gas | Boiler | E3 | AFUE 98% | Baseline Forecast | 0 | 1277.8438 | 1268.6628 | 1343.3476 | 1743.1721 | 1726.4862 | 1830.137 | 1810.4114 | 1789.9702 | 1768.934 | 1880.8926 | 1857.3018 | 1523.1151 | 1503.0324 | 1482.8002 | 1597.6574 | 1575.3935 | 1553.1187 | 1530.8722 | 1508.6886 | 1486.598 | 1464.6269 | 0
Commercial_Restaurant_Existing_Space Heating_Natural Gas_Boiler_E4_Baseline Forecast | Commercial | Restaurant | Existing | Space Heating | Natural Gas | Boiler | E4 | Convert to NG Air Source Heat Pump | Baseline Forecast | 0 | 0 | 0 | 0 | 0 | 0 | 0 | 0 | 0 | 0 | 0 | 0 | 0 | 0 | 0 | 0 | 0 | 0 | 0 | 0 | 0 | 0 | 0
Commercial_Restaurant_Existing_Space Heating_Natural Gas_Boiler_E5_Baseline Forecast | Commercial | Restaurant | Existing | Space Heating | Natural Gas | Boiler | E5 |  | Baseline Forecast | 0 | 0 | 0 | 0 | 0 | 0 | 0 | 0 | 0 | 0 | 0 | 0 | 0 | 0 | 0 | 0 | 0 | 0 | 0 | 0 | 0 | 0 | 0
Commercial_Restaurant_Existing_Space Heating_Natural Gas_Boiler_E6_Baseline Forecast | Commercial | Restaurant | Existing | Space Heating | Natural Gas | Boiler | E6 |  | Baseline Forecast | 0 | 0 | 0 | 0 | 0 | 0 | 0 | 0 | 0 | 0 | 0 | 0 | 0 | 0 | 0 | 0 | 0 | 0 | 0 | 0 | 0 | 0 | 0
Commercial_Restaurant_Existing_Space Heating_Natural Gas_Boiler_E7_Baseline Forecast | Commercial | Restaurant | Existing | Space Heating | Natural Gas | Boiler | E7 |  | Baseline Forecast | 0 | 0 | 0 | 0 | 0 | 0 | 0 | 0 | 0 | 0 | 0 | 0 | 0 | 0 | 0 | 0 | 0 | 0 | 0 | 0 | 0 | 0 | 0
Commercial_Restaurant_Existing_Space Heating_Natural Gas_Boiler_E8_Baseline Forecast | Commercial | Restaurant | Existing | Space Heating | Natural Gas | Boiler | E8 |  | Baseline Forecast | 0 | 0 | 0 | 0 | 0 | 0 | 0 | 0 | 0 | 0 | 0 | 0 | 0 | 0 | 0 | 0 | 0 | 0 | 0 | 0 | 0 | 0 | 0
Commercial_Restaurant_Existing_Space Heating_Natural Gas_Boiler_E9_Baseline Forecast | Commercial | Restaurant | Existing | Space Heating | Natural Gas | Boiler | E9 |  | Baseline Forecast | 0 | 0 | 0 | 0 | 0 | 0 | 0 | 0 | 0 | 0 | 0 | 0 | 0 | 0 | 0 | 0 | 0 | 0 | 0 | 0 | 0 | 0 | 0
Commercial_Restaurant_Existing_Space Heating_Natural Gas_Boiler_E10_Baseline Forecast | Commercial | Restaurant | Existing | Space Heating | Natural Gas | Boiler | E10 |  | Baseline Forecast | 0 | 0 | 0 | 0 | 0 | 0 | 0 | 0 | 0 | 0 | 0 | 0 | 0 | 0 | 0 | 0 | 0 | 0 | 0 | 0 | 0 | 0 | 0
Commercial_Restaurant_Existing_Space Heating_Natural Gas_Unit Heater_E1_Baseline Forecast | Commercial | Restaurant | Existing | Space Heating | Natural Gas | Unit Heater | E1 | Standard | Baseline Forecast | 0 | 554.9252 | 1588.2904 | 3032.1179 | 4826.0307 | 6916.4401 | 9255.821 | 11802.0623 | 14517.8869 | 17370.3334 | 19850.914 | 22000.028 | 23946.5991 | 25783.1693 | 27574.6565 | 29365.1397 | 31183.1025 | 29307.3839 | 28027.748 | 27268.0563 | 26960.5308 | 26964.6915 | 0
Commercial_Restaurant_Existing_Space Heating_Natural Gas_Unit Heater_E2_Baseline Forecast | Commercial | Restaurant | Existing | Space Heating | Natural Gas | Unit Heater | E2 | Condensing | Baseline Forecast | 0 | 0 | 0 | 0 | 0 | 0 | 0 | 0 | 0 | 0 | 0 | 0 | 0 | 0 | 0 | 0 | 0 | 0 | 0 | 0 | 0 | 0 | 0
Commercial_Restaurant_Existing_Space Heating_Natural Gas_Unit Heater_E3_Baseline Forecast | Commercial | Restaurant | Existing | Space Heating | Natural Gas | Unit Heater | E3 | Infrared Radiant | Baseline Forecast | 0 | 0 | 0 | 0 | 0 | 0 | 0 | 0 | 0 | 0 | 0 | 0 | 0 | 0 | 0 | 0 | 0 | 0 | 0 | 0 | 0 | 0 | 0
Commercial_Restaurant_Existing_Space Heating_Natural Gas_Unit Heater_E4_Baseline Forecast | Commercial | Restaurant | Existing | Space Heating | Natural Gas | Unit Heater | E4 |  | Baseline Forecast | 0 | 0 | 0 | 0 | 0 | 0 | 0 | 0 | 0 | 0 | 0 | 0 | 0 | 0 | 0 | 0 | 0 | 0 | 0 | 0 | 0 | 0 | 0
Commercial_Restaurant_Existing_Space Heating_Natural Gas_Unit Heater_E5_Baseline Forecast | Commercial | Restaurant | Existing | Space Heating | Natural Gas | Unit Heater | E5 |  | Baseline Forecast | 0 | 0 | 0 | 0 | 0 | 0 | 0 | 0 | 0 | 0 | 0 | 0 | 0 | 0 | 0 | 0 | 0 | 0 | 0 | 0 | 0 | 0 | 0
Commercial_Restaurant_Existing_Space Heating_Natural Gas_Unit Heater_E6_Baseline Forecast | Commercial | Restaurant | Existing | Space Heating | Natural Gas | Unit Heater | E6 |  | Baseline Forecast | 0 | 0 | 0 | 0 | 0 | 0 | 0 | 0 | 0 | 0 | 0 | 0 | 0 | 0 | 0 | 0 | 0 | 0 | 0 | 0 | 0 | 0 | 0
Commercial_Restaurant_Existing_Space Heating_Natural Gas_Unit Heater_E7_Baseline Forecast | Commercial | Restaurant | Existing | Space Heating | Natural Gas | Unit Heater | E7 |  | Baseline Forecast | 0 | 0 | 0 | 0 | 0 | 0 | 0 | 0 | 0 | 0 | 0 | 0 | 0 | 0 | 0 | 0 | 0 | 0 | 0 | 0 | 0 | 0 | 0
Commercial_Restaurant_Existing_Space Heating_Natural Gas_Unit Heater_E8_Baseline Forecast | Commercial | Restaurant | Existing | Space Heating | Natural Gas | Unit Heater | E8 |  | Baseline Forecast | 0 | 0 | 0 | 0 | 0 | 0 | 0 | 0 | 0 | 0 | 0 | 0 | 0 | 0 | 0 | 0 | 0 | 0 | 0 | 0 | 0 | 0 | 0
Commercial_Restaurant_Existing_Space Heating_Natural Gas_Unit Heater_E9_Baseline Forecast | Commercial | Restaurant | Existing | Space Heating | Natural Gas | Unit Heater | E9 |  | Baseline Forecast | 0 | 0 | 0 | 0 | 0 | 0 | 0 | 0 | 0 | 0 | 0 | 0 | 0 | 0 | 0 | 0 | 0 | 0 | 0 | 0 | 0 | 0 | 0
Commercial_Restaurant_Existing_Space Heating_Natural Gas_Unit Heater_E10_Baseline Forecast | Commercial | Restaurant | Existing | Space Heating | Natural Gas | Unit Heater | E10 |  | Baseline Forecast | 0 | 0 | 0 | 0 | 0 | 0 | 0 | 0 | 0 | 0 | 0 | 0 | 0 | 0 | 0 | 0 | 0 | 0 | 0 | 0 | 0 | 0 | 0
Commercial_Restaurant_Existing_Water Heating_Natural Gas_Water Heater_E1_Baseline Forecast | Commercial | Restaurant | Existing | Water Heating | Natural Gas | Water Heater | E1 | TE 0.80 | Baseline Forecast | 0 | 53192.0682 | 58043.3097 | 62213.5768 | 65777.4842 | 68801.7254 | 71345.9098 | 73463.3111 | 75201.537 | 76603.128 | 86896.1919 | 95806.1433 | 94587.7465 | 93354.4938 | 92110.2676 | 101963.5616 | 99534.914 | 97228.2142 | 95032.7566 | 94526.7223 | 95170.1993 | 95021.0923 | 0
Commercial_Restaurant_Existing_Water Heating_Natural Gas_Water Heater_E2_Baseline Forecast | Commercial | Restaurant | Existing | Water Heating | Natural Gas | Water Heater | E2 | TE 0.90 | Baseline Forecast | 0 | 0 | 0 | 0 | 0 | 0 | 0 | 0 | 0 | 0 | 0 | 0 | 0 | 0 | 0 | 0 | 0 | 0 | 0 | 0 | 0 | 0 | 0
Commercial_Restaurant_Existing_Water Heating_Natural Gas_Water Heater_E3_Baseline Forecast | Commercial | Restaurant | Existing | Water Heating | Natural Gas | Water Heater | E3 | TE 0.94 | Baseline Forecast | 0 | 59982.545 | 65453.0939 | 70155.7355 | 74174.6098 | 77584.9244 | 80453.8983 | 82841.6061 | 84801.7332 | 86382.2507 | 97989.3228 | 108036.7148 | 106662.778 | 105272.0887 | 103869.0251 | 114980.1864 | 112241.4987 | 109640.3267 | 107164.5979 | 106593.9634 | 107319.5864 | 107151.4445 | 0
Commercial_Restaurant_Existing_Water Heating_Natural Gas_Water Heater_E4_Baseline Forecast | Commercial | Restaurant | Existing | Water Heating | Natural Gas | Water Heater | E4 | Instantaneous TE 0.94 | Baseline Forecast | 0 | 0 | 0 | 0 | 0 | 0 | 0 | 0 | 0 | 0 | 0 | 0 | 0 | 0 | 0 | 0 | 0 | 0 | 0 | 0 | 0 | 0 | 0
Commercial_Restaurant_Existing_Water Heating_Natural Gas_Water Heater_E5_Baseline Forecast | Commercial | Restaurant | Existing | Water Heating | Natural Gas | Water Heater | E5 | Gas-Fired Absorption HPWH | Baseline Forecast | 0 | 0 | 0 | 0 | 0 | 0 | 0 | 0 | 0 | 0 | 0 | 0 | 0 | 0 | 0 | 0 | 0 | 0 | 0 | 0 | 0 | 0 | 0
Commercial_Restaurant_Existing_Water Heating_Natural Gas_Water Heater_E6_Baseline Forecast | Commercial | Restaurant | Existing | Water Heating | Natural Gas | Water Heater | E6 |  | Baseline Forecast | 0 | 0 | 0 | 0 | 0 | 0 | 0 | 0 | 0 | 0 | 0 | 0 | 0 | 0 | 0 | 0 | 0 | 0 | 0 | 0 | 0 | 0 | 0
Commercial_Restaurant_Existing_Water Heating_Natural Gas_Water Heater_E7_Baseline Forecast | Commercial | Restaurant | Existing | Water Heating | Natural Gas | Water Heater | E7 |  | Baseline Forecast | 0 | 0 | 0 | 0 | 0 | 0 | 0 | 0 | 0 | 0 | 0 | 0 | 0 | 0 | 0 | 0 | 0 | 0 | 0 | 0 | 0 | 0 | 0
Commercial_Restaurant_Existing_Water Heating_Natural Gas_Water Heater_E8_Baseline Forecast | Commercial | Restaurant | Existing | Water Heating | Natural Gas | Water Heater | E8 |  | Baseline Forecast | 0 | 0 | 0 | 0 | 0 | 0 | 0 | 0 | 0 | 0 | 0 | 0 | 0 | 0 | 0 | 0 | 0 | 0 | 0 | 0 | 0 | 0 | 0
Commercial_Restaurant_Existing_Water Heating_Natural Gas_Water Heater_E9_Baseline Forecast | Commercial | Restaurant | Existing | Water Heating | Natural Gas | Water Heater | E9 |  | Baseline Forecast | 0 | 0 | 0 | 0 | 0 | 0 | 0 | 0 | 0 | 0 | 0 | 0 | 0 | 0 | 0 | 0 | 0 | 0 | 0 | 0 | 0 | 0 | 0
Commercial_Restaurant_Existing_Water Heating_Natural Gas_Water Heater_E10_Baseline Forecast | Commercial | Restaurant | Existing | Water Heating | Natural Gas | Water Heater | E10 |  | Baseline Forecast | 0 | 0 | 0 | 0 | 0 | 0 | 0 | 0 | 0 | 0 | 0 | 0 | 0 | 0 | 0 | 0 | 0 | 0 | 0 | 0 | 0 | 0 | 0
Commercial_Restaurant_Existing_Food Preparation_Natural Gas_Oven_E1_Baseline Forecast | Commercial | Restaurant | Existing | Food Preparation | Natural Gas | Oven | E1 | Standard | Baseline Forecast | 0 | 12556.5429 | 16060.2234 | 18718.3299 | 20712.4946 | 22185.654 | 23250.2873 | 23994.9014 | 24489.1351 | 24787.7768 | 19510.3791 | 15356.5565 | 14187.0979 | 13852.5891 | 14033.8497 | 14510.0307 | 15131.2078 | 18335.7709 | 19194.017 | 19792.7335 | 20188.4138 | 19518.4502 | 0
Commercial_Restaurant_Existing_Food Preparation_Natural Gas_Oven_E2_Baseline Forecast | Commercial | Restaurant | Existing | Food Preparation | Natural Gas | Oven | E2 | ENERGY STAR (EF ≥ 44%) Convection Oven utilizing ASTM Std F1496 | Baseline Forecast | 0 | 18069.1715 | 23111.0532 | 26936.1332 | 29805.785 | 31925.6973 | 33457.7305 | 34529.2483 | 35240.4627 | 35670.2153 | 28075.9114 | 22098.4593 | 20415.5799 | 19934.2137 | 20195.0521 | 20880.2881 | 21774.1771 | 26385.6215 | 27620.6586 | 28482.2262 | 29051.6199 | 28087.5258 | 0
Commercial_Restaurant_Existing_Food Preparation_Natural Gas_Oven_E3_Baseline Forecast | Commercial | Restaurant | Existing | Food Preparation | Natural Gas | Oven | E3 |  | Baseline Forecast | 0 | 0 | 0 | 0 | 0 | 0 | 0 | 0 | 0 | 0 | 0 | 0 | 0 | 0 | 0 | 0 | 0 | 0 | 0 | 0 | 0 | 0 | 0
Commercial_Restaurant_Existing_Food Preparation_Natural Gas_Oven_E4_Baseline Forecast | Commercial | Restaurant | Existing | Food Preparation | Natural Gas | Oven | E4 |  | Baseline Forecast | 0 | 0 | 0 | 0 | 0 | 0 | 0 | 0 | 0 | 0 | 0 | 0 | 0 | 0 | 0 | 0 | 0 | 0 | 0 | 0 | 0 | 0 | 0
Commercial_Restaurant_Existing_Food Preparation_Natural Gas_Oven_E5_Baseline Forecast | Commercial | Restaurant | Existing | Food Preparation | Natural Gas | Oven | E5 |  | Baseline Forecast | 0 | 0 | 0 | 0 | 0 | 0 | 0 | 0 | 0 | 0 | 0 | 0 | 0 | 0 | 0 | 0 | 0 | 0 | 0 | 0 | 0 | 0 | 0
Commercial_Restaurant_Existing_Food Preparation_Natural Gas_Oven_E6_Baseline Forecast | Commercial | Restaurant | Existing | Food Preparation | Natural Gas | Oven | E6 |  | Baseline Forecast | 0 | 0 | 0 | 0 | 0 | 0 | 0 | 0 | 0 | 0 | 0 | 0 | 0 | 0 | 0 | 0 | 0 | 0 | 0 | 0 | 0 | 0 | 0
Commercial_Restaurant_Existing_Food Preparation_Natural Gas_Oven_E7_Baseline Forecast | Commercial | Restaurant | Existing | Food Preparation | Natural Gas | Oven | E7 |  | Baseline Forecast | 0 | 0 | 0 | 0 | 0 | 0 | 0 | 0 | 0 | 0 | 0 | 0 | 0 | 0 | 0 | 0 | 0 | 0 | 0 | 0 | 0 | 0 | 0
Commercial_Restaurant_Existing_Food Preparation_Natural Gas_Oven_E8_Baseline Forecast | Commercial | Restaurant | Existing | Food Preparation | Natural Gas | Oven | E8 |  | Baseline Forecast | 0 | 0 | 0 | 0 | 0 | 0 | 0 | 0 | 0 | 0 | 0 | 0 | 0 | 0 | 0 | 0 | 0 | 0 | 0 | 0 | 0 | 0 | 0
Commercial_Restaurant_Existing_Food Preparation_Natural Gas_Oven_E9_Baseline Forecast | Commercial | Restaurant | Existing | Food Preparation | Natural Gas | Oven | E9 |  | Baseline Forecast | 0 | 0 | 0 | 0 | 0 | 0 | 0 | 0 | 0 | 0 | 0 | 0 | 0 | 0 | 0 | 0 | 0 | 0 | 0 | 0 | 0 | 0 | 0
Commercial_Restaurant_Existing_Food Preparation_Natural Gas_Oven_E10_Baseline Forecast | Commercial | Restaurant | Existing | Food Preparation | Natural Gas | Oven | E10 |  | Baseline Forecast | 0 | 0 | 0 | 0 | 0 | 0 | 0 | 0 | 0 | 0 | 0 | 0 | 0 | 0 | 0 | 0 | 0 | 0 | 0 | 0 | 0 | 0 | 0
Commercial_Restaurant_Existing_Food Preparation_Natural Gas_Conveyor Oven_E1_Baseline Forecast | Commercial | Restaurant | Existing | Food Preparation | Natural Gas | Conveyor Oven | E1 | Standard | Baseline Forecast | 0 | 0 | 0 | 0 | 0 | 588.2916 | 1620.6486 | 2984.0098 | 4589.8348 | 6368.8729 | 7724.6927 | 8748.1159 | 9510.6161 | 10068.4389 | 10465.8435 | 10737.6554 | 10911.2747 | 8588.2291 | 6759.7674 | 5320.5911 | 4187.8201 | 3386.9251 | 0
Commercial_Restaurant_Existing_Food Preparation_Natural Gas_Conveyor Oven_E2_Baseline Forecast | Commercial | Restaurant | Existing | Food Preparation | Natural Gas | Conveyor Oven | E2 | ENERGY STAR (EF ≥ 44%) Convection Oven utilizing ASTM Std F1496 | Baseline Forecast | 0 | 0 | 0 | 0 | 0 | 846.566 | 2332.1528 | 4294.0629 | 6604.8842 | 9164.9634 | 11116.0213 | 12588.7522 | 13686.0086 | 14488.7291 | 15060.604 | 15451.748 | 15701.5904 | 12358.6711 | 9727.4702 | 7656.4604 | 6026.3753 | 4873.8678 | 0
Commercial_Restaurant_Existing_Food Preparation_Natural Gas_Conveyor Oven_E3_Baseline Forecast | Commercial | Restaurant | Existing | Food Preparation | Natural Gas | Conveyor Oven | E3 |  | Baseline Forecast | 0 | 0 | 0 | 0 | 0 | 0 | 0 | 0 | 0 | 0 | 0 | 0 | 0 | 0 | 0 | 0 | 0 | 0 | 0 | 0 | 0 | 0 | 0
Commercial_Restaurant_Existing_Food Preparation_Natural Gas_Conveyor Oven_E4_Baseline Forecast | Commercial | Restaurant | Existing | Food Preparation | Natural Gas | Conveyor Oven | E4 |  | Baseline Forecast | 0 | 0 | 0 | 0 | 0 | 0 | 0 | 0 | 0 | 0 | 0 | 0 | 0 | 0 | 0 | 0 | 0 | 0 | 0 | 0 | 0 | 0 | 0
Commercial_Restaurant_Existing_Food Preparation_Natural Gas_Conveyor Oven_E5_Baseline Forecast | Commercial | Restaurant | Existing | Food Preparation | Natural Gas | Conveyor Oven | E5 |  | Baseline Forecast | 0 | 0 | 0 | 0 | 0 | 0 | 0 | 0 | 0 | 0 | 0 | 0 | 0 | 0 | 0 | 0 | 0 | 0 | 0 | 0 | 0 | 0 | 0
Commercial_Restaurant_Existing_Food Preparation_Natural Gas_Conveyor Oven_E6_Baseline Forecast | Commercial | Restaurant | Existing | Food Preparation | Natural Gas | Conveyor Oven | E6 |  | Baseline Forecast | 0 | 0 | 0 | 0 | 0 | 0 | 0 | 0 | 0 | 0 | 0 | 0 | 0 | 0 | 0 | 0 | 0 | 0 | 0 | 0 | 0 | 0 | 0
Commercial_Restaurant_Existing_Food Preparation_Natural Gas_Conveyor Oven_E7_Baseline Forecast | Commercial | Restaurant | Existing | Food Preparation | Natural Gas | Conveyor Oven | E7 |  | Baseline Forecast | 0 | 0 | 0 | 0 | 0 | 0 | 0 | 0 | 0 | 0 | 0 | 0 | 0 | 0 | 0 | 0 | 0 | 0 | 0 | 0 | 0 | 0 | 0
Commercial_Restaurant_Existing_Food Preparation_Natural Gas_Conveyor Oven_E8_Baseline Forecast | Commercial | Restaurant | Existing | Food Preparation | Natural Gas | Conveyor Oven | E8 |  | Baseline Forecast | 0 | 0 | 0 | 0 | 0 | 0 | 0 | 0 | 0 | 0 | 0 | 0 | 0 | 0 | 0 | 0 | 0 | 0 | 0 | 0 | 0 | 0 | 0
Commercial_Restaurant_Existing_Food Preparation_Natural Gas_Conveyor Oven_E9_Baseline Forecast | Commercial | Restaurant | Existing | Food Preparation | Natural Gas | Conveyor Oven | E9 |  | Baseline Forecast | 0 | 0 | 0 | 0 | 0 | 0 | 0 | 0 | 0 | 0 | 0 | 0 | 0 | 0 | 0 | 0 | 0 | 0 | 0 | 0 | 0 | 0 | 0
Commercial_Restaurant_Existing_Food Preparation_Natural Gas_Conveyor Oven_E10_Baseline Forecast | Commercial | Restaurant | Existing | Food Preparation | Natural Gas | Conveyor Oven | E10 |  | Baseline Forecast | 0 | 0 | 0 | 0 | 0 | 0 | 0 | 0 | 0 | 0 | 0 | 0 | 0 | 0 | 0 | 0 | 0 | 0 | 0 | 0 | 0 | 0 | 0
Commercial_Restaurant_Existing_Food Preparation_Natural Gas_Double Rack Oven_E1_Baseline Forecast | Commercial | Restaurant | Existing | Food Preparation | Natural Gas | Double Rack Oven | E1 | Standard | Baseline Forecast | 0 | 3487.9286 | 4766.2107 | 5856.46 | 6782.7113 | 7565.977 | 8224.6263 | 8774.7174 | 9230.2869 | 9603.6038 | 8398.8506 | 7345.2314 | 7007.1204 | 6874.1938 | 6881.429 | 6980.3987 | 7135.3907 | 8025.2828 | 8341.3021 | 8596.3424 | 8798.3974 | 8702.4932 | 0
Commercial_Restaurant_Existing_Food Preparation_Natural Gas_Double Rack Oven_E2_Baseline Forecast | Commercial | Restaurant | Existing | Food Preparation | Natural Gas | Double Rack Oven | E2 | FTSC Qualified (>50% Cooking Efficiency) | Baseline Forecast | 0 | 5019.2143 | 6858.6934 | 8427.5888 | 9760.487 | 10887.6254 | 11835.4379 | 12627.0324 | 13282.6079 | 13819.8201 | 12086.1509 | 10569.9671 | 10083.4172 | 9892.1325 | 9902.5442 | 10044.964 | 10268.0013 | 11548.5777 | 12003.3372 | 12370.3464 | 12661.1084 | 12523.1 | 0
Commercial_Restaurant_Existing_Food Preparation_Natural Gas_Double Rack Oven_E3_Baseline Forecast | Commercial | Restaurant | Existing | Food Preparation | Natural Gas | Double Rack Oven | E3 |  | Baseline Forecast | 0 | 0 | 0 | 0 | 0 | 0 | 0 | 0 | 0 | 0 | 0 | 0 | 0 | 0 | 0 | 0 | 0 | 0 | 0 | 0 | 0 | 0 | 0
Commercial_Restaurant_Existing_Food Preparation_Natural Gas_Double Rack Oven_E4_Baseline Forecast | Commercial | Restaurant | Existing | Food Preparation | Natural Gas | Double Rack Oven | E4 |  | Baseline Forecast | 0 | 0 | 0 | 0 | 0 | 0 | 0 | 0 | 0 | 0 | 0 | 0 | 0 | 0 | 0 | 0 | 0 | 0 | 0 | 0 | 0 | 0 | 0
Commercial_Restaurant_Existing_Food Preparation_Natural Gas_Double Rack Oven_E5_Baseline Forecast | Commercial | Restaurant | Existing | Food Preparation | Natural Gas | Double Rack Oven | E5 |  | Baseline Forecast | 0 | 0 | 0 | 0 | 0 | 0 | 0 | 0 | 0 | 0 | 0 | 0 | 0 | 0 | 0 | 0 | 0 | 0 | 0 | 0 | 0 | 0 | 0
Commercial_Restaurant_Existing_Food Preparation_Natural Gas_Double Rack Oven_E6_Baseline Forecast | Commercial | Restaurant | Existing | Food Preparation | Natural Gas | Double Rack Oven | E6 |  | Baseline Forecast | 0 | 0 | 0 | 0 | 0 | 0 | 0 | 0 | 0 | 0 | 0 | 0 | 0 | 0 | 0 | 0 | 0 | 0 | 0 | 0 | 0 | 0 | 0
Commercial_Restaurant_Existing_Food Preparation_Natural Gas_Double Rack Oven_E7_Baseline Forecast | Commercial | Restaurant | Existing | Food Preparation | Natural Gas | Double Rack Oven | E7 |  | Baseline Forecast | 0 | 0 | 0 | 0 | 0 | 0 | 0 | 0 | 0 | 0 | 0 | 0 | 0 | 0 | 0 | 0 | 0 | 0 | 0 | 0 | 0 | 0 | 0
Commercial_Restaurant_Existing_Food Preparation_Natural Gas_Double Rack Oven_E8_Baseline Forecast | Commercial | Restaurant | Existing | Food Preparation | Natural Gas | Double Rack Oven | E8 |  | Baseline Forecast | 0 | 0 | 0 | 0 | 0 | 0 | 0 | 0 | 0 | 0 | 0 | 0 | 0 | 0 | 0 | 0 | 0 | 0 | 0 | 0 | 0 | 0 | 0
Commercial_Restaurant_Existing_Food Preparation_Natural Gas_Double Rack Oven_E9_Baseline Forecast | Commercial | Restaurant | Existing | Food Preparation | Natural Gas | Double Rack Oven | E9 |  | Baseline Forecast | 0 | 0 | 0 | 0 | 0 | 0 | 0 | 0 | 0 | 0 | 0 | 0 | 0 | 0 | 0 | 0 | 0 | 0 | 0 | 0 | 0 | 0 | 0
Commercial_Restaurant_Existing_Food Preparation_Natural Gas_Double Rack Oven_E10_Baseline Forecast | Commercial | Restaurant | Existing | Food Preparation | Natural Gas | Double Rack Oven | E10 |  | Baseline Forecast | 0 | 0 | 0 | 0 | 0 | 0 | 0 | 0 | 0 | 0 | 0 | 0 | 0 | 0 | 0 | 0 | 0 | 0 | 0 | 0 | 0 | 0 | 0
Commercial_Restaurant_Existing_Food Preparation_Natural Gas_Fryer_E1_Baseline Forecast | Commercial | Restaurant | Existing | Food Preparation | Natural Gas | Fryer | E1 | Standard | Baseline Forecast | 0 | 68823.6987 | 75100.5814 | 80496.371 | 85107.6091 | 89020.5885 | 108174.8305 | 124066.0751 | 137263.3381 | 148218.3372 | 171401.5687 | 180360.3706 | 178944.579 | 179119.2213 | 180143.0426 | 188035.6576 | 194117.2406 | 196704.0523 | 197275.7825 | 199616.7919 | 199554.9307 | 198125.9464 | 0
Commercial_Restaurant_Existing_Food Preparation_Natural Gas_Fryer_E2_Baseline Forecast | Commercial | Restaurant | Existing | Food Preparation | Natural Gas | Fryer | E2 | ENERGY STAR | Baseline Forecast | 0 | 24181.2995 | 26386.6908 | 28282.5087 | 29902.6735 | 31277.5041 | 38007.3729 | 43590.7832 | 48227.6593 | 52076.7131 | 60222.1728 | 63369.8599 | 62872.4196 | 62933.7805 | 63293.5015 | 66066.5824 | 68203.3548 | 69112.2346 | 69313.1128 | 70135.6296 | 70113.8946 | 69611.819 | 0
Commercial_Restaurant_Existing_Food Preparation_Natural Gas_Fryer_E3_Baseline Forecast | Commercial | Restaurant | Existing | Food Preparation | Natural Gas | Fryer | E3 |  | Baseline Forecast | 0 | 0 | 0 | 0 | 0 | 0 | 0 | 0 | 0 | 0 | 0 | 0 | 0 | 0 | 0 | 0 | 0 | 0 | 0 | 0 | 0 | 0 | 0
Commercial_Restaurant_Existing_Food Preparation_Natural Gas_Fryer_E4_Baseline Forecast | Commercial | Restaurant | Existing | Food Preparation | Natural Gas | Fryer | E4 |  | Baseline Forecast | 0 | 0 | 0 | 0 | 0 | 0 | 0 | 0 | 0 | 0 | 0 | 0 | 0 | 0 | 0 | 0 | 0 | 0 | 0 | 0 | 0 | 0 | 0
Commercial_Restaurant_Existing_Food Preparation_Natural Gas_Fryer_E5_Baseline Forecast | Commercial | Restaurant | Existing | Food Preparation | Natural Gas | Fryer | E5 |  | Baseline Forecast | 0 | 0 | 0 | 0 | 0 | 0 | 0 | 0 | 0 | 0 | 0 | 0 | 0 | 0 | 0 | 0 | 0 | 0 | 0 | 0 | 0 | 0 | 0
Commercial_Restaurant_Existing_Food Preparation_Natural Gas_Fryer_E6_Baseline Forecast | Commercial | Restaurant | Existing | Food Preparation | Natural Gas | Fryer | E6 |  | Baseline Forecast | 0 | 0 | 0 | 0 | 0 | 0 | 0 | 0 | 0 | 0 | 0 | 0 | 0 | 0 | 0 | 0 | 0 | 0 | 0 | 0 | 0 | 0 | 0
Commercial_Restaurant_Existing_Food Preparation_Natural Gas_Fryer_E7_Baseline Forecast | Commercial | Restaurant | Existing | Food Preparation | Natural Gas | Fryer | E7 |  | Baseline Forecast | 0 | 0 | 0 | 0 | 0 | 0 | 0 | 0 | 0 | 0 | 0 | 0 | 0 | 0 | 0 | 0 | 0 | 0 | 0 | 0 | 0 | 0 | 0
Commercial_Restaurant_Existing_Food Preparation_Natural Gas_Fryer_E8_Baseline Forecast | Commercial | Restaurant | Existing | Food Preparation | Natural Gas | Fryer | E8 |  | Baseline Forecast | 0 | 0 | 0 | 0 | 0 | 0 | 0 | 0 | 0 | 0 | 0 | 0 | 0 | 0 | 0 | 0 | 0 | 0 | 0 | 0 | 0 | 0 | 0
Commercial_Restaurant_Existing_Food Preparation_Natural Gas_Fryer_E9_Baseline Forecast | Commercial | Restaurant | Existing | Food Preparation | Natural Gas | Fryer | E9 |  | Baseline Forecast | 0 | 0 | 0 | 0 | 0 | 0 | 0 | 0 | 0 | 0 | 0 | 0 | 0 | 0 | 0 | 0 | 0 | 0 | 0 | 0 | 0 | 0 | 0
Commercial_Restaurant_Existing_Food Preparation_Natural Gas_Fryer_E10_Baseline Forecast | Commercial | Restaurant | Existing | Food Preparation | Natural Gas | Fryer | E10 |  | Baseline Forecast | 0 | 0 | 0 | 0 | 0 | 0 | 0 | 0 | 0 | 0 | 0 | 0 | 0 | 0 | 0 | 0 | 0 | 0 | 0 | 0 | 0 | 0 | 0
Commercial_Restaurant_Existing_Food Preparation_Natural Gas_Broiler_E1_Baseline Forecast | Commercial | Restaurant | Existing | Food Preparation | Natural Gas | Broiler | E1 | Standard | Baseline Forecast | 0 | 33302.4438 | 37316.0448 | 40694.0293 | 43518.265 | 45860.3153 | 47782.732 | 49340.187 | 50580.4606 | 51545.3072 | 45079.05 | 39423.972 | 40047.9342 | 40777.7784 | 41538.9184 | 42279.5328 | 42964.8488 | 50302.9273 | 50307.3967 | 50209.4527 | 50023.5856 | 48559.5982 | 0
Commercial_Restaurant_Existing_Food Preparation_Natural Gas_Broiler_E2_Baseline Forecast | Commercial | Restaurant | Existing | Food Preparation | Natural Gas | Broiler | E2 | Infrared Burners | Baseline Forecast | 0 | 11700.8586 | 13111.0428 | 14297.9022 | 15290.2012 | 16113.0837 | 16788.5275 | 17335.7414 | 17771.5132 | 18110.5133 | 15838.5851 | 13851.6658 | 14070.8958 | 14327.3275 | 14594.7551 | 14854.971 | 15095.7577 | 17674.0015 | 17675.5718 | 17641.1591 | 17575.8544 | 17061.4804 | 0
Commercial_Restaurant_Existing_Food Preparation_Natural Gas_Broiler_E3_Baseline Forecast | Commercial | Restaurant | Existing | Food Preparation | Natural Gas | Broiler | E3 |  | Baseline Forecast | 0 | 0 | 0 | 0 | 0 | 0 | 0 | 0 | 0 | 0 | 0 | 0 | 0 | 0 | 0 | 0 | 0 | 0 | 0 | 0 | 0 | 0 | 0
Commercial_Restaurant_Existing_Food Preparation_Natural Gas_Broiler_E4_Baseline Forecast | Commercial | Restaurant | Existing | Food Preparation | Natural Gas | Broiler | E4 |  | Baseline Forecast | 0 | 0 | 0 | 0 | 0 | 0 | 0 | 0 | 0 | 0 | 0 | 0 | 0 | 0 | 0 | 0 | 0 | 0 | 0 | 0 | 0 | 0 | 0
Commercial_Restaurant_Existing_Food Preparation_Natural Gas_Broiler_E5_Baseline Forecast | Commercial | Restaurant | Existing | Food Preparation | Natural Gas | Broiler | E5 |  | Baseline Forecast | 0 | 0 | 0 | 0 | 0 | 0 | 0 | 0 | 0 | 0 | 0 | 0 | 0 | 0 | 0 | 0 | 0 | 0 | 0 | 0 | 0 | 0 | 0
Commercial_Restaurant_Existing_Food Preparation_Natural Gas_Broiler_E6_Baseline Forecast | Commercial | Restaurant | Existing | Food Preparation | Natural Gas | Broiler | E6 |  | Baseline Forecast | 0 | 0 | 0 | 0 | 0 | 0 | 0 | 0 | 0 | 0 | 0 | 0 | 0 | 0 | 0 | 0 | 0 | 0 | 0 | 0 | 0 | 0 | 0
Commercial_Restaurant_Existing_Food Preparation_Natural Gas_Broiler_E7_Baseline Forecast | Commercial | Restaurant | Existing | Food Preparation | Natural Gas | Broiler | E7 |  | Baseline Forecast | 0 | 0 | 0 | 0 | 0 | 0 | 0 | 0 | 0 | 0 | 0 | 0 | 0 | 0 | 0 | 0 | 0 | 0 | 0 | 0 | 0 | 0 | 0
Commercial_Restaurant_Existing_Food Preparation_Natural Gas_Broiler_E8_Baseline Forecast | Commercial | Restaurant | Existing | Food Preparation | Natural Gas | Broiler | E8 |  | Baseline Forecast | 0 | 0 | 0 | 0 | 0 | 0 | 0 | 0 | 0 | 0 | 0 | 0 | 0 | 0 | 0 | 0 | 0 | 0 | 0 | 0 | 0 | 0 | 0
Commercial_Restaurant_Existing_Food Preparation_Natural Gas_Broiler_E9_Baseline Forecast | Commercial | Restaurant | Existing | Food Preparation | Natural Gas | Broiler | E9 |  | Baseline Forecast | 0 | 0 | 0 | 0 | 0 | 0 | 0 | 0 | 0 | 0 | 0 | 0 | 0 | 0 | 0 | 0 | 0 | 0 | 0 | 0 | 0 | 0 | 0
Commercial_Restaurant_Existing_Food Preparation_Natural Gas_Broiler_E10_Baseline Forecast | Commercial | Restaurant | Existing | Food Preparation | Natural Gas | Broiler | E10 |  | Baseline Forecast | 0 | 0 | 0 | 0 | 0 | 0 | 0 | 0 | 0 | 0 | 0 | 0 | 0 | 0 | 0 | 0 | 0 | 0 | 0 | 0 | 0 | 0 | 0
Commercial_Restaurant_Existing_Food Preparation_Natural Gas_Griddle_E1_Baseline Forecast | Commercial | Restaurant | Existing | Food Preparation | Natural Gas | Griddle | E1 | Standard | Baseline Forecast | 0 | 46526.4867 | 52133.8455 | 56853.1914 | 60798.9008 | 64070.9541 | 66756.7419 | 68932.6455 | 70665.4184 | 72013.3952 | 62979.4567 | 55078.808 | 55950.5389 | 56970.1964 | 58033.5769 | 59068.2813 | 60025.729 | 70277.6796 | 70283.9238 | 70147.0873 | 69887.4143 | 67842.0933 | 0
Commercial_Restaurant_Existing_Food Preparation_Natural Gas_Griddle_E2_Baseline Forecast | Commercial | Restaurant | Existing | Food Preparation | Natural Gas | Griddle | E2 | ENERGY STAR | Baseline Forecast | 0 | 19003.7763 | 21294.1059 | 23221.7261 | 24833.3539 | 26169.8263 | 27266.8382 | 28155.5876 | 28863.3399 | 29413.922 | 25724.0035 | 22496.9779 | 22853.037 | 23269.5168 | 23703.8553 | 24126.4811 | 24517.5513 | 28704.9677 | 28707.5182 | 28651.6272 | 28545.5636 | 27710.1508 | 0
Commercial_Restaurant_Existing_Food Preparation_Natural Gas_Griddle_E3_Baseline Forecast | Commercial | Restaurant | Existing | Food Preparation | Natural Gas | Griddle | E3 |  | Baseline Forecast | 0 | 0 | 0 | 0 | 0 | 0 | 0 | 0 | 0 | 0 | 0 | 0 | 0 | 0 | 0 | 0 | 0 | 0 | 0 | 0 | 0 | 0 | 0
Commercial_Restaurant_Existing_Food Preparation_Natural Gas_Griddle_E4_Baseline Forecast | Commercial | Restaurant | Existing | Food Preparation | Natural Gas | Griddle | E4 |  | Baseline Forecast | 0 | 0 | 0 | 0 | 0 | 0 | 0 | 0 | 0 | 0 | 0 | 0 | 0 | 0 | 0 | 0 | 0 | 0 | 0 | 0 | 0 | 0 | 0
Commercial_Restaurant_Existing_Food Preparation_Natural Gas_Griddle_E5_Baseline Forecast | Commercial | Restaurant | Existing | Food Preparation | Natural Gas | Griddle | E5 |  | Baseline Forecast | 0 | 0 | 0 | 0 | 0 | 0 | 0 | 0 | 0 | 0 | 0 | 0 | 0 | 0 | 0 | 0 | 0 | 0 | 0 | 0 | 0 | 0 | 0
Commercial_Restaurant_Existing_Food Preparation_Natural Gas_Griddle_E6_Baseline Forecast | Commercial | Restaurant | Existing | Food Preparation | Natural Gas | Griddle | E6 |  | Baseline Forecast | 0 | 0 | 0 | 0 | 0 | 0 | 0 | 0 | 0 | 0 | 0 | 0 | 0 | 0 | 0 | 0 | 0 | 0 | 0 | 0 | 0 | 0 | 0
Commercial_Restaurant_Existing_Food Preparation_Natural Gas_Griddle_E7_Baseline Forecast | Commercial | Restaurant | Existing | Food Preparation | Natural Gas | Griddle | E7 |  | Baseline Forecast | 0 | 0 | 0 | 0 | 0 | 0 | 0 | 0 | 0 | 0 | 0 | 0 | 0 | 0 | 0 | 0 | 0 | 0 | 0 | 0 | 0 | 0 | 0
Commercial_Restaurant_Existing_Food Preparation_Natural Gas_Griddle_E8_Baseline Forecast | Commercial | Restaurant | Existing | Food Preparation | Natural Gas | Griddle | E8 |  | Baseline Forecast | 0 | 0 | 0 | 0 | 0 | 0 | 0 | 0 | 0 | 0 | 0 | 0 | 0 | 0 | 0 | 0 | 0 | 0 | 0 | 0 | 0 | 0 | 0
Commercial_Restaurant_Existing_Food Preparation_Natural Gas_Griddle_E9_Baseline Forecast | Commercial | Restaurant | Existing | Food Preparation | Natural Gas | Griddle | E9 |  | Baseline Forecast | 0 | 0 | 0 | 0 | 0 | 0 | 0 | 0 | 0 | 0 | 0 | 0 | 0 | 0 | 0 | 0 | 0 | 0 | 0 | 0 | 0 | 0 | 0
Commercial_Restaurant_Existing_Food Preparation_Natural Gas_Griddle_E10_Baseline Forecast | Commercial | Restaurant | Existing | Food Preparation | Natural Gas | Griddle | E10 |  | Baseline Forecast | 0 | 0 | 0 | 0 | 0 | 0 | 0 | 0 | 0 | 0 | 0 | 0 | 0 | 0 | 0 | 0 | 0 | 0 | 0 | 0 | 0 | 0 | 0
Commercial_Restaurant_Existing_Food Preparation_Natural Gas_Range_E1_Baseline Forecast | Commercial | Restaurant | Existing | Food Preparation | Natural Gas | Range | E1 | Standard | Baseline Forecast | 0 | 44440.7032 | 56841.0929 | 66248.7874 | 73306.6285 | 78520.5031 | 82288.5029 | 84923.8758 | 86673.0909 | 87730.0573 | 76730.1533 | 70214.6042 | 66711.6225 | 65173.8341 | 64864.2572 | 74549.606 | 76088.7301 | 77019.3475 | 77475.5406 | 75572.9294 | 72665.3833 | 69547.8724 | 0
Commercial_Restaurant_Existing_Food Preparation_Natural Gas_Range_E2_Baseline Forecast | Commercial | Restaurant | Existing | Food Preparation | Natural Gas | Range | E2 | High Efficiency | Baseline Forecast | 0 | 63951.2558 | 81795.7191 | 95333.621 | 105490.0264 | 112992.9191 | 118415.1627 | 122207.5286 | 124724.6918 | 126245.6922 | 110416.5621 | 101040.528 | 95999.6519 | 93786.7369 | 93341.2482 | 107278.7013 | 109493.5384 | 110832.7195 | 111489.1926 | 108751.2887 | 104567.259 | 100081.0847 | 0
Commercial_Restaurant_Existing_Food Preparation_Natural Gas_Range_E3_Baseline Forecast | Commercial | Restaurant | Existing | Food Preparation | Natural Gas | Range | E3 |  | Baseline Forecast | 0 | 0 | 0 | 0 | 0 | 0 | 0 | 0 | 0 | 0 | 0 | 0 | 0 | 0 | 0 | 0 | 0 | 0 | 0 | 0 | 0 | 0 | 0
Commercial_Restaurant_Existing_Food Preparation_Natural Gas_Range_E4_Baseline Forecast | Commercial | Restaurant | Existing | Food Preparation | Natural Gas | Range | E4 |  | Baseline Forecast | 0 | 0 | 0 | 0 | 0 | 0 | 0 | 0 | 0 | 0 | 0 | 0 | 0 | 0 | 0 | 0 | 0 | 0 | 0 | 0 | 0 | 0 | 0
Commercial_Restaurant_Existing_Food Preparation_Natural Gas_Range_E5_Baseline Forecast | Commercial | Restaurant | Existing | Food Preparation | Natural Gas | Range | E5 |  | Baseline Forecast | 0 | 0 | 0 | 0 | 0 | 0 | 0 | 0 | 0 | 0 | 0 | 0 | 0 | 0 | 0 | 0 | 0 | 0 | 0 | 0 | 0 | 0 | 0
Commercial_Restaurant_Existing_Food Preparation_Natural Gas_Range_E6_Baseline Forecast | Commercial | Restaurant | Existing | Food Preparation | Natural Gas | Range | E6 |  | Baseline Forecast | 0 | 0 | 0 | 0 | 0 | 0 | 0 | 0 | 0 | 0 | 0 | 0 | 0 | 0 | 0 | 0 | 0 | 0 | 0 | 0 | 0 | 0 | 0
Commercial_Restaurant_Existing_Food Preparation_Natural Gas_Range_E7_Baseline Forecast | Commercial | Restaurant | Existing | Food Preparation | Natural Gas | Range | E7 |  | Baseline Forecast | 0 | 0 | 0 | 0 | 0 | 0 | 0 | 0 | 0 | 0 | 0 | 0 | 0 | 0 | 0 | 0 | 0 | 0 | 0 | 0 | 0 | 0 | 0
Commercial_Restaurant_Existing_Food Preparation_Natural Gas_Range_E8_Baseline Forecast | Commercial | Restaurant | Existing | Food Preparation | Natural Gas | Range | E8 |  | Baseline Forecast | 0 | 0 | 0 | 0 | 0 | 0 | 0 | 0 | 0 | 0 | 0 | 0 | 0 | 0 | 0 | 0 | 0 | 0 | 0 | 0 | 0 | 0 | 0
Commercial_Restaurant_Existing_Food Preparation_Natural Gas_Range_E9_Baseline Forecast | Commercial | Restaurant | Existing | Food Preparation | Natural Gas | Range | E9 |  | Baseline Forecast | 0 | 0 | 0 | 0 | 0 | 0 | 0 | 0 | 0 | 0 | 0 | 0 | 0 | 0 | 0 | 0 | 0 | 0 | 0 | 0 | 0 | 0 | 0
Commercial_Restaurant_Existing_Food Preparation_Natural Gas_Range_E10_Baseline Forecast | Commercial | Restaurant | Existing | Food Preparation | Natural Gas | Range | E10 |  | Baseline Forecast | 0 | 0 | 0 | 0 | 0 | 0 | 0 | 0 | 0 | 0 | 0 | 0 | 0 | 0 | 0 | 0 | 0 | 0 | 0 | 0 | 0 | 0 | 0
Commercial_Restaurant_Existing_Food Preparation_Natural Gas_Steamer_E1_Baseline Forecast | Commercial | Restaurant | Existing | Food Preparation | Natural Gas | Steamer | E1 | Standard | Baseline Forecast | 0 | 6522.4359 | 7308.518 | 7970.1117 | 8523.2512 | 8981.9525 | 9358.4666 | 9663.5013 | 9906.4145 | 10095.3841 | 9454.9904 | 8970.3844 | 8610.074 | 8348.0567 | 8162.937 | 8037.1798 | 7956.4771 | 7909.2143 | 7886.0187 | 9303.1601 | 9201.9364 | 9053.1322 | 0
Commercial_Restaurant_Existing_Food Preparation_Natural Gas_Steamer_E2_Baseline Forecast | Commercial | Restaurant | Existing | Food Preparation | Natural Gas | Steamer | E2 | ENERGY STAR | Baseline Forecast | 0 | 6522.4359 | 7308.518 | 7970.1117 | 8523.2512 | 8981.9525 | 9358.4666 | 9663.5013 | 9906.4145 | 10095.3841 | 9454.9904 | 8970.3844 | 8610.074 | 8348.0567 | 8162.937 | 8037.1798 | 7956.4771 | 7909.2143 | 7886.0187 | 9303.1601 | 9201.9364 | 9053.1322 | 0
Commercial_Restaurant_Existing_Food Preparation_Natural Gas_Steamer_E3_Baseline Forecast | Commercial | Restaurant | Existing | Food Preparation | Natural Gas | Steamer | E3 |  | Baseline Forecast | 0 | 0 | 0 | 0 | 0 | 0 | 0 | 0 | 0 | 0 | 0 | 0 | 0 | 0 | 0 | 0 | 0 | 0 | 0 | 0 | 0 | 0 | 0
Commercial_Restaurant_Existing_Food Preparation_Natural Gas_Steamer_E4_Baseline Forecast | Commercial | Restaurant | Existing | Food Preparation | Natural Gas | Steamer | E4 |  | Baseline Forecast | 0 | 0 | 0 | 0 | 0 | 0 | 0 | 0 | 0 | 0 | 0 | 0 | 0 | 0 | 0 | 0 | 0 | 0 | 0 | 0 | 0 | 0 | 0
Commercial_Restaurant_Existing_Food Preparation_Natural Gas_Steamer_E5_Baseline Forecast | Commercial | Restaurant | Existing | Food Preparation | Natural Gas | Steamer | E5 |  | Baseline Forecast | 0 | 0 | 0 | 0 | 0 | 0 | 0 | 0 | 0 | 0 | 0 | 0 | 0 | 0 | 0 | 0 | 0 | 0 | 0 | 0 | 0 | 0 | 0
Commercial_Restaurant_Existing_Food Preparation_Natural Gas_Steamer_E6_Baseline Forecast | Commercial | Restaurant | Existing | Food Preparation | Natural Gas | Steamer | E6 |  | Baseline Forecast | 0 | 0 | 0 | 0 | 0 | 0 | 0 | 0 | 0 | 0 | 0 | 0 | 0 | 0 | 0 | 0 | 0 | 0 | 0 | 0 | 0 | 0 | 0
Commercial_Restaurant_Existing_Food Preparation_Natural Gas_Steamer_E7_Baseline Forecast | Commercial | Restaurant | Existing | Food Preparation | Natural Gas | Steamer | E7 |  | Baseline Forecast | 0 | 0 | 0 | 0 | 0 | 0 | 0 | 0 | 0 | 0 | 0 | 0 | 0 | 0 | 0 | 0 | 0 | 0 | 0 | 0 | 0 | 0 | 0
Commercial_Restaurant_Existing_Food Preparation_Natural Gas_Steamer_E8_Baseline Forecast | Commercial | Restaurant | Existing | Food Preparation | Natural Gas | Steamer | E8 |  | Baseline Forecast | 0 | 0 | 0 | 0 | 0 | 0 | 0 | 0 | 0 | 0 | 0 | 0 | 0 | 0 | 0 | 0 | 0 | 0 | 0 | 0 | 0 | 0 | 0
Commercial_Restaurant_Existing_Food Preparation_Natural Gas_Steamer_E9_Baseline Forecast | Commercial | Restaurant | Existing | Food Preparation | Natural Gas | Steamer | E9 |  | Baseline Forecast | 0 | 0 | 0 | 0 | 0 | 0 | 0 | 0 | 0 | 0 | 0 | 0 | 0 | 0 | 0 | 0 | 0 | 0 | 0 | 0 | 0 | 0 | 0
Commercial_Restaurant_Existing_Food Preparation_Natural Gas_Steamer_E10_Baseline Forecast | Commercial | Restaurant | Existing | Food Preparation | Natural Gas | Steamer | E10 |  | Baseline Forecast | 0 | 0 | 0 | 0 | 0 | 0 | 0 | 0 | 0 | 0 | 0 | 0 | 0 | 0 | 0 | 0 | 0 | 0 | 0 | 0 | 0 | 0 | 0
Commercial_Restaurant_Existing_Food Preparation_Natural Gas_Food Prep Other_E1_Baseline Forecast | Commercial | Restaurant | Existing | Food Preparation | Natural Gas | Food Prep Other | E1 | Standard | Baseline Forecast | 0 | 10425.4616 | 13334.5016 | 15541.4775 | 17197.195 | 18420.3316 | 19304.2765 | 19922.5156 | 20332.8686 | 20580.8251 | 18000.3287 | 16471.8289 | 15650.0552 | 15289.3013 | 15216.6769 | 17488.7883 | 17849.8555 | 18068.1715 | 18175.1911 | 17728.8525 | 17046.7636 | 16315.4185 | 0
Commercial_Restaurant_Existing_Food Preparation_Natural Gas_Food Prep Other_E2_Baseline Forecast | Commercial | Restaurant | Existing | Food Preparation | Natural Gas | Food Prep Other | E2 | ENERGY STAR | Baseline Forecast | 0 | 3663 | 4685.0952 | 5460.5191 | 6042.2577 | 6472.0084 | 6782.5837 | 6999.8028 | 7143.9809 | 7231.1007 | 6324.4398 | 5787.3993 | 5498.668 | 5371.9167 | 5346.4 | 6144.7094 | 6271.5709 | 6348.2765 | 6385.8779 | 6229.0563 | 5989.4034 | 5732.4443 | 0
Commercial_Restaurant_Existing_Food Preparation_Natural Gas_Food Prep Other_E3_Baseline Forecast | Commercial | Restaurant | Existing | Food Preparation | Natural Gas | Food Prep Other | E3 |  | Baseline Forecast | 0 | 0 | 0 | 0 | 0 | 0 | 0 | 0 | 0 | 0 | 0 | 0 | 0 | 0 | 0 | 0 | 0 | 0 | 0 | 0 | 0 | 0 | 0
Commercial_Restaurant_Existing_Food Preparation_Natural Gas_Food Prep Other_E4_Baseline Forecast | Commercial | Restaurant | Existing | Food Preparation | Natural Gas | Food Prep Other | E4 |  | Baseline Forecast | 0 | 0 | 0 | 0 | 0 | 0 | 0 | 0 | 0 | 0 | 0 | 0 | 0 | 0 | 0 | 0 | 0 | 0 | 0 | 0 | 0 | 0 | 0
Commercial_Restaurant_Existing_Food Preparation_Natural Gas_Food Prep Other_E5_Baseline Forecast | Commercial | Restaurant | Existing | Food Preparation | Natural Gas | Food Prep Other | E5 |  | Baseline Forecast | 0 | 0 | 0 | 0 | 0 | 0 | 0 | 0 | 0 | 0 | 0 | 0 | 0 | 0 | 0 | 0 | 0 | 0 | 0 | 0 | 0 | 0 | 0
Commercial_Restaurant_Existing_Food Preparation_Natural Gas_Food Prep Other_E6_Baseline Forecast | Commercial | Restaurant | Existing | Food Preparation | Natural Gas | Food Prep Other | E6 |  | Baseline Forecast | 0 | 0 | 0 | 0 | 0 | 0 | 0 | 0 | 0 | 0 | 0 | 0 | 0 | 0 | 0 | 0 | 0 | 0 | 0 | 0 | 0 | 0 | 0
Commercial_Restaurant_Existing_Food Preparation_Natural Gas_Food Prep Other_E7_Baseline Forecast | Commercial | Restaurant | Existing | Food Preparation | Natural Gas | Food Prep Other | E7 |  | Baseline Forecast | 0 | 0 | 0 | 0 | 0 | 0 | 0 | 0 | 0 | 0 | 0 | 0 | 0 | 0 | 0 | 0 | 0 | 0 | 0 | 0 | 0 | 0 | 0
Commercial_Restaurant_Existing_Food Preparation_Natural Gas_Food Prep Other_E8_Baseline Forecast | Commercial | Restaurant | Existing | Food Preparation | Natural Gas | Food Prep Other | E8 |  | Baseline Forecast | 0 | 0 | 0 | 0 | 0 | 0 | 0 | 0 | 0 | 0 | 0 | 0 | 0 | 0 | 0 | 0 | 0 | 0 | 0 | 0 | 0 | 0 | 0
Commercial_Restaurant_Existing_Food Preparation_Natural Gas_Food Prep Other_E9_Baseline Forecast | Commercial | Restaurant | Existing | Food Preparation | Natural Gas | Food Prep Other | E9 |  | Baseline Forecast | 0 | 0 | 0 | 0 | 0 | 0 | 0 | 0 | 0 | 0 | 0 | 0 | 0 | 0 | 0 | 0 | 0 | 0 | 0 | 0 | 0 | 0 | 0
Commercial_Restaurant_Existing_Food Preparation_Natural Gas_Food Prep Other_E10_Baseline Forecast | Commercial | Restaurant | Existing | Food Preparation | Natural Gas | Food Prep Other | E10 |  | Baseline Forecast | 0 | 0 | 0 | 0 | 0 | 0 | 0 | 0 | 0 | 0 | 0 | 0 | 0 | 0 | 0 | 0 | 0 | 0 | 0 | 0 | 0 | 0 | 0
Commercial_Restaurant_Existing_Miscellaneous_Natural Gas_Pool Heater_E1_Baseline Forecast | Commercial | Restaurant | Existing | Miscellaneous | Natural Gas | Pool Heater | E1 | Standard (EF .82) | Baseline Forecast | 0 | 3480.8302 | 3310.5315 | 3167.2838 | 3045.4764 | 2940.6906 | 2956.4137 | 2937.3892 | 2896.0027 | 2840.9682 | 2778.3301 | 3507.4669 | 3276.886 | 3093.1805 | 2942.7013 | 2816.065 | 2877.3036 | 2875.3037 | 2834.8067 | 2771.9963 | 2697.317 | 2826.0134 | 0
Commercial_Restaurant_Existing_Miscellaneous_Natural Gas_Pool Heater_E2_Baseline Forecast | Commercial | Restaurant | Existing | Miscellaneous | Natural Gas | Pool Heater | E2 | Condensing (EF .90) | Baseline Forecast | 0 | 386.7589 | 367.8368 | 351.9204 | 338.3863 | 326.7434 | 328.4904 | 326.3766 | 321.7781 | 315.6631 | 308.7033 | 389.7185 | 364.0984 | 343.6867 | 326.9668 | 312.8961 | 319.7004 | 319.4782 | 314.9785 | 307.9996 | 299.7019 | 314.0015 | 0
Commercial_Restaurant_Existing_Miscellaneous_Natural Gas_Pool Heater_E3_Baseline Forecast | Commercial | Restaurant | Existing | Miscellaneous | Natural Gas | Pool Heater | E3 |  | Baseline Forecast | 0 | 0 | 0 | 0 | 0 | 0 | 0 | 0 | 0 | 0 | 0 | 0 | 0 | 0 | 0 | 0 | 0 | 0 | 0 | 0 | 0 | 0 | 0
Commercial_Restaurant_Existing_Miscellaneous_Natural Gas_Pool Heater_E4_Baseline Forecast | Commercial | Restaurant | Existing | Miscellaneous | Natural Gas | Pool Heater | E4 |  | Baseline Forecast | 0 | 0 | 0 | 0 | 0 | 0 | 0 | 0 | 0 | 0 | 0 | 0 | 0 | 0 | 0 | 0 | 0 | 0 | 0 | 0 | 0 | 0 | 0
Commercial_Restaurant_Existing_Miscellaneous_Natural Gas_Pool Heater_E5_Baseline Forecast | Commercial | Restaurant | Existing | Miscellaneous | Natural Gas | Pool Heater | E5 |  | Baseline Forecast | 0 | 0 | 0 | 0 | 0 | 0 | 0 | 0 | 0 | 0 | 0 | 0 | 0 | 0 | 0 | 0 | 0 | 0 | 0 | 0 | 0 | 0 | 0
Commercial_Restaurant_Existing_Miscellaneous_Natural Gas_Pool Heater_E6_Baseline Forecast | Commercial | Restaurant | Existing | Miscellaneous | Natural Gas | Pool Heater | E6 |  | Baseline Forecast | 0 | 0 | 0 | 0 | 0 | 0 | 0 | 0 | 0 | 0 | 0 | 0 | 0 | 0 | 0 | 0 | 0 | 0 | 0 | 0 | 0 | 0 | 0
Commercial_Restaurant_Existing_Miscellaneous_Natural Gas_Pool Heater_E7_Baseline Forecast | Commercial | Restaurant | Existing | Miscellaneous | Natural Gas | Pool Heater | E7 |  | Baseline Forecast | 0 | 0 | 0 | 0 | 0 | 0 | 0 | 0 | 0 | 0 | 0 | 0 | 0 | 0 | 0 | 0 | 0 | 0 | 0 | 0 | 0 | 0 | 0
Commercial_Restaurant_Existing_Miscellaneous_Natural Gas_Pool Heater_E8_Baseline Forecast | Commercial | Restaurant | Existing | Miscellaneous | Natural Gas | Pool Heater | E8 |  | Baseline Forecast | 0 | 0 | 0 | 0 | 0 | 0 | 0 | 0 | 0 | 0 | 0 | 0 | 0 | 0 | 0 | 0 | 0 | 0 | 0 | 0 | 0 | 0 | 0
Commercial_Restaurant_Existing_Miscellaneous_Natural Gas_Pool Heater_E9_Baseline Forecast | Commercial | Restaurant | Existing | Miscellaneous | Natural Gas | Pool Heater | E9 |  | Baseline Forecast | 0 | 0 | 0 | 0 | 0 | 0 | 0 | 0 | 0 | 0 | 0 | 0 | 0 | 0 | 0 | 0 | 0 | 0 | 0 | 0 | 0 | 0 | 0
Commercial_Restaurant_Existing_Miscellaneous_Natural Gas_Pool Heater_E10_Baseline Forecast | Commercial | Restaurant | Existing | Miscellaneous | Natural Gas | Pool Heater | E10 |  | Baseline Forecast | 0 | 0 | 0 | 0 | 0 | 0 | 0 | 0 | 0 | 0 | 0 | 0 | 0 | 0 | 0 | 0 | 0 | 0 | 0 | 0 | 0 | 0 | 0
Commercial_Restaurant_Existing_Miscellaneous_Natural Gas_Miscellaneous_E1_Baseline Forecast | Commercial | Restaurant | Existing | Miscellaneous | Natural Gas | Miscellaneous | E1 | Standard | Baseline Forecast | 0 | 450596.3623 | 527772.2369 | 590472.5515 | 559262.2697 | 543442.2875 | 538631.7406 | 530328.5865 | 521173.9904 | 512799.2532 | 504606.9963 | 608034.9589 | 603446.9598 | 595186.846 | 579288.0368 | 568942.5403 | 561757.2672 | 552650.5797 | 543319.176 | 534628.793 | 526072.7599 | 545195.7552 | 0
Commercial_Restaurant_Existing_Miscellaneous_Natural Gas_Miscellaneous_E2_Baseline Forecast | Commercial | Restaurant | Existing | Miscellaneous | Natural Gas | Miscellaneous | E2 |  | Baseline Forecast | 0 | 0 | 0 | 0 | 0 | 0 | 0 | 0 | 0 | 0 | 0 | 0 | 0 | 0 | 0 | 0 | 0 | 0 | 0 | 0 | 0 | 0 | 0
Commercial_Restaurant_Existing_Miscellaneous_Natural Gas_Miscellaneous_E3_Baseline Forecast | Commercial | Restaurant | Existing | Miscellaneous | Natural Gas | Miscellaneous | E3 |  | Baseline Forecast | 0 | 0 | 0 | 0 | 0 | 0 | 0 | 0 | 0 | 0 | 0 | 0 | 0 | 0 | 0 | 0 | 0 | 0 | 0 | 0 | 0 | 0 | 0
Commercial_Restaurant_Existing_Miscellaneous_Natural Gas_Miscellaneous_E4_Baseline Forecast | Commercial | Restaurant | Existing | Miscellaneous | Natural Gas | Miscellaneous | E4 |  | Baseline Forecast | 0 | 0 | 0 | 0 | 0 | 0 | 0 | 0 | 0 | 0 | 0 | 0 | 0 | 0 | 0 | 0 | 0 | 0 | 0 | 0 | 0 | 0 | 0
Commercial_Restaurant_Existing_Miscellaneous_Natural Gas_Miscellaneous_E5_Baseline Forecast | Commercial | Restaurant | Existing | Miscellaneous | Natural Gas | Miscellaneous | E5 |  | Baseline Forecast | 0 | 0 | 0 | 0 | 0 | 0 | 0 | 0 | 0 | 0 | 0 | 0 | 0 | 0 | 0 | 0 | 0 | 0 | 0 | 0 | 0 | 0 | 0
Commercial_Restaurant_Existing_Miscellaneous_Natural Gas_Miscellaneous_E6_Baseline Forecast | Commercial | Restaurant | Existing | Miscellaneous | Natural Gas | Miscellaneous | E6 |  | Baseline Forecast | 0 | 0 | 0 | 0 | 0 | 0 | 0 | 0 | 0 | 0 | 0 | 0 | 0 | 0 | 0 | 0 | 0 | 0 | 0 | 0 | 0 | 0 | 0
Commercial_Restaurant_Existing_Miscellaneous_Natural Gas_Miscellaneous_E7_Baseline Forecast | Commercial | Restaurant | Existing | Miscellaneous | Natural Gas | Miscellaneous | E7 |  | Baseline Forecast | 0 | 0 | 0 | 0 | 0 | 0 | 0 | 0 | 0 | 0 | 0 | 0 | 0 | 0 | 0 | 0 | 0 | 0 | 0 | 0 | 0 | 0 | 0
Commercial_Restaurant_Existing_Miscellaneous_Natural Gas_Miscellaneous_E8_Baseline Forecast | Commercial | Restaurant | Existing | Miscellaneous | Natural Gas | Miscellaneous | E8 |  | Baseline Forecast | 0 | 0 | 0 | 0 | 0 | 0 | 0 | 0 | 0 | 0 | 0 | 0 | 0 | 0 | 0 | 0 | 0 | 0 | 0 | 0 | 0 | 0 | 0
Commercial_Restaurant_Existing_Miscellaneous_Natural Gas_Miscellaneous_E9_Baseline Forecast | Commercial | Restaurant | Existing | Miscellaneous | Natural Gas | Miscellaneous | E9 |  | Baseline Forecast | 0 | 0 | 0 | 0 | 0 | 0 | 0 | 0 | 0 | 0 | 0 | 0 | 0 | 0 | 0 | 0 | 0 | 0 | 0 | 0 | 0 | 0 | 0
Commercial_Restaurant_Existing_Miscellaneous_Natural Gas_Miscellaneous_E10_Baseline Forecast | Commercial | Restaurant | Existing | Miscellaneous | Natural Gas | Miscellaneous | E10 |  | Baseline Forecast | 0 | 0 | 0 | 0 | 0 | 0 | 0 | 0 | 0 | 0 | 0 | 0 | 0 | 0 | 0 | 0 | 0 | 0 | 0 | 0 | 0 | 0 | 0
Commercial_Restaurant_New_Space Heating_Natural Gas_Furnace_E1_Baseline Forecast | Commercial | Restaurant | New | Space Heating | Natural Gas | Furnace | E1 | AFUE 80% (Standard) | Baseline Forecast | 0 | 189179.1935 | 296031.0214 | 128377.0087 | 126160.1037 | 124910.8102 | 123658.9494 | 122878.2463 | 121601.2728 | 120512.1301 | 118931.0404 | 117582.2946 | 116485.7283 | 114865.8618 | 113474.6477 | 111816.2208 | 110649.3959 | 109328.776 | 107752.4188 | 121433.0572 | 141825.7902 | 148686.9872 | 0
Commercial_Restaurant_New_Space Heating_Natural Gas_Furnace_E2_Baseline Forecast | Commercial | Restaurant | New | Space Heating | Natural Gas | Furnace | E2 | AFUE 90% | Baseline Forecast | 0 | 0 | 0 | 0 | 0 | 0 | 0 | 0 | 0 | 0 | 0 | 0 | 0 | 0 | 0 | 0 | 0 | 0 | 0 | 0 | 0 | 0 | 0
Commercial_Restaurant_New_Space Heating_Natural Gas_Furnace_E3_Baseline Forecast | Commercial | Restaurant | New | Space Heating | Natural Gas | Furnace | E3 | AFUE 95% | Baseline Forecast | 0 | 0 | 0 | 0 | 0 | 0 | 0 | 0 | 0 | 0 | 0 | 0 | 0 | 0 | 0 | 0 | 0 | 0 | 0 | 0 | 0 | 0 | 0
Commercial_Restaurant_New_Space Heating_Natural Gas_Furnace_E4_Baseline Forecast | Commercial | Restaurant | New | Space Heating | Natural Gas | Furnace | E4 |  | Baseline Forecast | 0 | 0 | 0 | 0 | 0 | 0 | 0 | 0 | 0 | 0 | 0 | 0 | 0 | 0 | 0 | 0 | 0 | 0 | 0 | 0 | 0 | 0 | 0
Commercial_Restaurant_New_Space Heating_Natural Gas_Furnace_E5_Baseline Forecast | Commercial | Restaurant | New | Space Heating | Natural Gas | Furnace | E5 |  | Baseline Forecast | 0 | 0 | 0 | 0 | 0 | 0 | 0 | 0 | 0 | 0 | 0 | 0 | 0 | 0 | 0 | 0 | 0 | 0 | 0 | 0 | 0 | 0 | 0
Commercial_Restaurant_New_Space Heating_Natural Gas_Furnace_E6_Baseline Forecast | Commercial | Restaurant | New | Space Heating | Natural Gas | Furnace | E6 |  | Baseline Forecast | 0 | 0 | 0 | 0 | 0 | 0 | 0 | 0 | 0 | 0 | 0 | 0 | 0 | 0 | 0 | 0 | 0 | 0 | 0 | 0 | 0 | 0 | 0
Commercial_Restaurant_New_Space Heating_Natural Gas_Furnace_E7_Baseline Forecast | Commercial | Restaurant | New | Space Heating | Natural Gas | Furnace | E7 |  | Baseline Forecast | 0 | 0 | 0 | 0 | 0 | 0 | 0 | 0 | 0 | 0 | 0 | 0 | 0 | 0 | 0 | 0 | 0 | 0 | 0 | 0 | 0 | 0 | 0
Commercial_Restaurant_New_Space Heating_Natural Gas_Furnace_E8_Baseline Forecast | Commercial | Restaurant | New | Space Heating | Natural Gas | Furnace | E8 |  | Baseline Forecast | 0 | 0 | 0 | 0 | 0 | 0 | 0 | 0 | 0 | 0 | 0 | 0 | 0 | 0 | 0 | 0 | 0 | 0 | 0 | 0 | 0 | 0 | 0
Commercial_Restaurant_New_Space Heating_Natural Gas_Furnace_E9_Baseline Forecast | Commercial | Restaurant | New | Space Heating | Natural Gas | Furnace | E9 |  | Baseline Forecast | 0 | 0 | 0 | 0 | 0 | 0 | 0 | 0 | 0 | 0 | 0 | 0 | 0 | 0 | 0 | 0 | 0 | 0 | 0 | 0 | 0 | 0 | 0
Commercial_Restaurant_New_Space Heating_Natural Gas_Furnace_E10_Baseline Forecast | Commercial | Restaurant | New | Space Heating | Natural Gas | Furnace | E10 |  | Baseline Forecast | 0 | 0 | 0 | 0 | 0 | 0 | 0 | 0 | 0 | 0 | 0 | 0 | 0 | 0 | 0 | 0 | 0 | 0 | 0 | 0 | 0 | 0 | 0
Commercial_Restaurant_New_Space Heating_Natural Gas_Boiler_E1_Baseline Forecast | Commercial | Restaurant | New | Space Heating | Natural Gas | Boiler | E1 | AFUE 80% (Standard) | Baseline Forecast | 0 | 6411.4865 | 10032.81 | 4350.835 | 4275.7017 | 3245.5774 | 3213.0501 | 3192.765 | 3159.5852 | 3131.2858 | 3090.2041 | 3055.1594 | 3026.6672 | 3429.0895 | 3387.5576 | 3338.0486 | 3303.2154 | 3263.7909 | 3216.732 | 3190.7119 | 3153.1126 | 3146.2763 | 0
Commercial_Restaurant_New_Space Heating_Natural Gas_Boiler_E2_Baseline Forecast | Commercial | Restaurant | New | Space Heating | Natural Gas | Boiler | E2 | AFUE 85% | Baseline Forecast | 0 | 0 | 0 | 0 | 0 | 0 | 0 | 0 | 0 | 0 | 0 | 0 | 0 | 0 | 0 | 0 | 0 | 0 | 0 | 0 | 0 | 0 | 0
Commercial_Restaurant_New_Space Heating_Natural Gas_Boiler_E3_Baseline Forecast | Commercial | Restaurant | New | Space Heating | Natural Gas | Boiler | E3 | AFUE 98% | Baseline Forecast | 0 | 1632.0148 | 2553.8062 | 1107.4853 | 1088.3604 | 2065.3674 | 2044.6682 | 2031.7595 | 2010.6451 | 1992.6364 | 1966.4935 | 1944.1924 | 1926.0609 | 1454.7653 | 1437.1457 | 1416.1418 | 1401.3641 | 1384.6386 | 1364.6742 | 1353.6353 | 1337.6841 | 1334.7839 | 0
Commercial_Restaurant_New_Space Heating_Natural Gas_Boiler_E4_Baseline Forecast | Commercial | Restaurant | New | Space Heating | Natural Gas | Boiler | E4 | Convert to NG Air Source Heat Pump | Baseline Forecast | 0 | 0 | 0 | 0 | 0 | 0 | 0 | 0 | 0 | 0 | 0 | 0 | 0 | 0 | 0 | 0 | 0 | 0 | 0 | 0 | 0 | 0 | 0
Commercial_Restaurant_New_Space Heating_Natural Gas_Boiler_E5_Baseline Forecast | Commercial | Restaurant | New | Space Heating | Natural Gas | Boiler | E5 |  | Baseline Forecast | 0 | 0 | 0 | 0 | 0 | 0 | 0 | 0 | 0 | 0 | 0 | 0 | 0 | 0 | 0 | 0 | 0 | 0 | 0 | 0 | 0 | 0 | 0
Commercial_Restaurant_New_Space Heating_Natural Gas_Boiler_E6_Baseline Forecast | Commercial | Restaurant | New | Space Heating | Natural Gas | Boiler | E6 |  | Baseline Forecast | 0 | 0 | 0 | 0 | 0 | 0 | 0 | 0 | 0 | 0 | 0 | 0 | 0 | 0 | 0 | 0 | 0 | 0 | 0 | 0 | 0 | 0 | 0
Commercial_Restaurant_New_Space Heating_Natural Gas_Boiler_E7_Baseline Forecast | Commercial | Restaurant | New | Space Heating | Natural Gas | Boiler | E7 |  | Baseline Forecast | 0 | 0 | 0 | 0 | 0 | 0 | 0 | 0 | 0 | 0 | 0 | 0 | 0 | 0 | 0 | 0 | 0 | 0 | 0 | 0 | 0 | 0 | 0
Commercial_Restaurant_New_Space Heating_Natural Gas_Boiler_E8_Baseline Forecast | Commercial | Restaurant | New | Space Heating | Natural Gas | Boiler | E8 |  | Baseline Forecast | 0 | 0 | 0 | 0 | 0 | 0 | 0 | 0 | 0 | 0 | 0 | 0 | 0 | 0 | 0 | 0 | 0 | 0 | 0 | 0 | 0 | 0 | 0
Commercial_Restaurant_New_Space Heating_Natural Gas_Boiler_E9_Baseline Forecast | Commercial | Restaurant | New | Space Heating | Natural Gas | Boiler | E9 |  | Baseline Forecast | 0 | 0 | 0 | 0 | 0 | 0 | 0 | 0 | 0 | 0 | 0 | 0 | 0 | 0 | 0 | 0 | 0 | 0 | 0 | 0 | 0 | 0 | 0
Commercial_Restaurant_New_Space Heating_Natural Gas_Boiler_E10_Baseline Forecast | Commercial | Restaurant | New | Space Heating | Natural Gas | Boiler | E10 |  | Baseline Forecast | 0 | 0 | 0 | 0 | 0 | 0 | 0 | 0 | 0 | 0 | 0 | 0 | 0 | 0 | 0 | 0 | 0 | 0 | 0 | 0 | 0 | 0 | 0
Commercial_Restaurant_New_Space Heating_Natural Gas_Unit Heater_E1_Baseline Forecast | Commercial | Restaurant | New | Space Heating | Natural Gas | Unit Heater | E1 | Standard | Baseline Forecast | 0 | 30353.1922 | 47497.2238 | 20597.6775 | 20241.9823 | 20041.5371 | 19840.6801 | 19715.4188 | 19510.5325 | 19335.7831 | 19082.1023 | 18865.7004 | 24760.3983 | 32785.813 | 33810.9416 | 34472.3888 | 34987.1157 | 43253.5144 | 46295.4689 | 37204.7861 | 36765.3989 | 36528.7724 | 0
Commercial_Restaurant_New_Space Heating_Natural Gas_Unit Heater_E2_Baseline Forecast | Commercial | Restaurant | New | Space Heating | Natural Gas | Unit Heater | E2 | Condensing | Baseline Forecast | 0 | 0 | 0 | 0 | 0 | 0 | 0 | 0 | 0 | 0 | 0 | 0 | 0 | 0 | 0 | 0 | 0 | 0 | 0 | 0 | 0 | 0 | 0
Commercial_Restaurant_New_Space Heating_Natural Gas_Unit Heater_E3_Baseline Forecast | Commercial | Restaurant | New | Space Heating | Natural Gas | Unit Heater | E3 | Infrared Radiant | Baseline Forecast | 0 | 0 | 0 | 0 | 0 | 0 | 0 | 0 | 0 | 0 | 0 | 0 | 0 | 0 | 0 | 0 | 0 | 0 | 0 | 0 | 0 | 0 | 0
Commercial_Restaurant_New_Space Heating_Natural Gas_Unit Heater_E4_Baseline Forecast | Commercial | Restaurant | New | Space Heating | Natural Gas | Unit Heater | E4 |  | Baseline Forecast | 0 | 0 | 0 | 0 | 0 | 0 | 0 | 0 | 0 | 0 | 0 | 0 | 0 | 0 | 0 | 0 | 0 | 0 | 0 | 0 | 0 | 0 | 0
Commercial_Restaurant_New_Space Heating_Natural Gas_Unit Heater_E5_Baseline Forecast | Commercial | Restaurant | New | Space Heating | Natural Gas | Unit Heater | E5 |  | Baseline Forecast | 0 | 0 | 0 | 0 | 0 | 0 | 0 | 0 | 0 | 0 | 0 | 0 | 0 | 0 | 0 | 0 | 0 | 0 | 0 | 0 | 0 | 0 | 0
Commercial_Restaurant_New_Space Heating_Natural Gas_Unit Heater_E6_Baseline Forecast | Commercial | Restaurant | New | Space Heating | Natural Gas | Unit Heater | E6 |  | Baseline Forecast | 0 | 0 | 0 | 0 | 0 | 0 | 0 | 0 | 0 | 0 | 0 | 0 | 0 | 0 | 0 | 0 | 0 | 0 | 0 | 0 | 0 | 0 | 0
Commercial_Restaurant_New_Space Heating_Natural Gas_Unit Heater_E7_Baseline Forecast | Commercial | Restaurant | New | Space Heating | Natural Gas | Unit Heater | E7 |  | Baseline Forecast | 0 | 0 | 0 | 0 | 0 | 0 | 0 | 0 | 0 | 0 | 0 | 0 | 0 | 0 | 0 | 0 | 0 | 0 | 0 | 0 | 0 | 0 | 0
Commercial_Restaurant_New_Space Heating_Natural Gas_Unit Heater_E8_Baseline Forecast | Commercial | Restaurant | New | Space Heating | Natural Gas | Unit Heater | E8 |  | Baseline Forecast | 0 | 0 | 0 | 0 | 0 | 0 | 0 | 0 | 0 | 0 | 0 | 0 | 0 | 0 | 0 | 0 | 0 | 0 | 0 | 0 | 0 | 0 | 0
Commercial_Restaurant_New_Space Heating_Natural Gas_Unit Heater_E9_Baseline Forecast | Commercial | Restaurant | New | Space Heating | Natural Gas | Unit Heater | E9 |  | Baseline Forecast | 0 | 0 | 0 | 0 | 0 | 0 | 0 | 0 | 0 | 0 | 0 | 0 | 0 | 0 | 0 | 0 | 0 | 0 | 0 | 0 | 0 | 0 | 0
Commercial_Restaurant_New_Space Heating_Natural Gas_Unit Heater_E10_Baseline Forecast | Commercial | Restaurant | New | Space Heating | Natural Gas | Unit Heater | E10 |  | Baseline Forecast | 0 | 0 | 0 | 0 | 0 | 0 | 0 | 0 | 0 | 0 | 0 | 0 | 0 | 0 | 0 | 0 | 0 | 0 | 0 | 0 | 0 | 0 | 0
Commercial_Restaurant_New_Water Heating_Natural Gas_Water Heater_E1_Baseline Forecast | Commercial | Restaurant | New | Water Heating | Natural Gas | Water Heater | E1 | TE 0.80 | Baseline Forecast | 0 | 88901.0659 | 139113.9948 | 60328.2671 | 59286.4759 | 58699.3948 | 58111.1073 | 57744.2311 | 57144.1424 | 56632.321 | 73669.532 | 97302.4716 | 100443.4212 | 102398.846 | 103800.9754 | 127853.5762 | 136955.5683 | 110118.9822 | 108683.1568 | 111244.1661 | 117755.0527 | 124015.8746 | 0
Commercial_Restaurant_New_Water Heating_Natural Gas_Water Heater_E2_Baseline Forecast | Commercial | Restaurant | New | Water Heating | Natural Gas | Water Heater | E2 | TE 0.90 | Baseline Forecast | 0 | 0 | 0 | 0 | 0 | 0 | 0 | 0 | 0 | 0 | 0 | 0 | 0 | 0 | 0 | 0 | 0 | 0 | 0 | 0 | 0 | 0 | 0
Commercial_Restaurant_New_Water Heating_Natural Gas_Water Heater_E3_Baseline Forecast | Commercial | Restaurant | New | Water Heating | Natural Gas | Water Heater | E3 | TE 0.94 | Baseline Forecast | 0 | 100250.1382 | 156873.2282 | 68029.748 | 66854.9622 | 66192.9346 | 65529.5465 | 65115.8351 | 64439.1393 | 63861.979 | 83074.1531 | 109724.0637 | 113265.9856 | 115471.0391 | 117052.1637 | 144175.3093 | 154439.2579 | 124176.7246 | 122557.6024 | 125445.549 | 132787.6126 | 139847.6883 | 0
Commercial_Restaurant_New_Water Heating_Natural Gas_Water Heater_E4_Baseline Forecast | Commercial | Restaurant | New | Water Heating | Natural Gas | Water Heater | E4 | Instantaneous TE 0.94 | Baseline Forecast | 0 | 0 | 0 | 0 | 0 | 0 | 0 | 0 | 0 | 0 | 0 | 0 | 0 | 0 | 0 | 0 | 0 | 0 | 0 | 0 | 0 | 0 | 0
Commercial_Restaurant_New_Water Heating_Natural Gas_Water Heater_E5_Baseline Forecast | Commercial | Restaurant | New | Water Heating | Natural Gas | Water Heater | E5 | Gas-Fired Absorption HPWH | Baseline Forecast | 0 | 0 | 0 | 0 | 0 | 0 | 0 | 0 | 0 | 0 | 0 | 0 | 0 | 0 | 0 | 0 | 0 | 0 | 0 | 0 | 0 | 0 | 0
Commercial_Restaurant_New_Water Heating_Natural Gas_Water Heater_E6_Baseline Forecast | Commercial | Restaurant | New | Water Heating | Natural Gas | Water Heater | E6 |  | Baseline Forecast | 0 | 0 | 0 | 0 | 0 | 0 | 0 | 0 | 0 | 0 | 0 | 0 | 0 | 0 | 0 | 0 | 0 | 0 | 0 | 0 | 0 | 0 | 0
Commercial_Restaurant_New_Water Heating_Natural Gas_Water Heater_E7_Baseline Forecast | Commercial | Restaurant | New | Water Heating | Natural Gas | Water Heater | E7 |  | Baseline Forecast | 0 | 0 | 0 | 0 | 0 | 0 | 0 | 0 | 0 | 0 | 0 | 0 | 0 | 0 | 0 | 0 | 0 | 0 | 0 | 0 | 0 | 0 | 0
Commercial_Restaurant_New_Water Heating_Natural Gas_Water Heater_E8_Baseline Forecast | Commercial | Restaurant | New | Water Heating | Natural Gas | Water Heater | E8 |  | Baseline Forecast | 0 | 0 | 0 | 0 | 0 | 0 | 0 | 0 | 0 | 0 | 0 | 0 | 0 | 0 | 0 | 0 | 0 | 0 | 0 | 0 | 0 | 0 | 0
Commercial_Restaurant_New_Water Heating_Natural Gas_Water Heater_E9_Baseline Forecast | Commercial | Restaurant | New | Water Heating | Natural Gas | Water Heater | E9 |  | Baseline Forecast | 0 | 0 | 0 | 0 | 0 | 0 | 0 | 0 | 0 | 0 | 0 | 0 | 0 | 0 | 0 | 0 | 0 | 0 | 0 | 0 | 0 | 0 | 0
Commercial_Restaurant_New_Water Heating_Natural Gas_Water Heater_E10_Baseline Forecast | Commercial | Restaurant | New | Water Heating | Natural Gas | Water Heater | E10 |  | Baseline Forecast | 0 | 0 | 0 | 0 | 0 | 0 | 0 | 0 | 0 | 0 | 0 | 0 | 0 | 0 | 0 | 0 | 0 | 0 | 0 | 0 | 0 | 0 | 0
Commercial_Restaurant_New_Food Preparation_Natural Gas_Oven_E1_Baseline Forecast | Commercial | Restaurant | New | Food Preparation | Natural Gas | Oven | E1 | Standard | Baseline Forecast | 0 | 14453.1849 | 22616.605 | 9807.9319 | 9638.5616 | 9543.1163 | 9447.4748 | 9387.8295 | 9290.2695 | 9207.0596 | 9086.2652 | 8983.2218 | 11790.0817 | 15611.5184 | 16099.6507 | 16414.6099 | 16659.7058 | 20595.8911 | 22044.3691 | 17715.687 | 17506.4654 | 17393.7917 | 0
Commercial_Restaurant_New_Food Preparation_Natural Gas_Oven_E2_Baseline Forecast | Commercial | Restaurant | New | Food Preparation | Natural Gas | Oven | E2 | ENERGY STAR (EF ≥ 44%) Convection Oven utilizing ASTM Std F1496 | Baseline Forecast | 0 | 20798.4856 | 32545.8462 | 14113.8532 | 13870.1252 | 13732.7771 | 13595.1467 | 13509.3157 | 13368.9244 | 13249.1833 | 13075.3572 | 12927.0752 | 16966.2151 | 22465.3558 | 23167.79 | 23621.0241 | 23973.723 | 29637.9897 | 31722.3848 | 25493.3057 | 25192.2307 | 25030.0905 | 0
Commercial_Restaurant_New_Food Preparation_Natural Gas_Oven_E3_Baseline Forecast | Commercial | Restaurant | New | Food Preparation | Natural Gas | Oven | E3 |  | Baseline Forecast | 0 | 0 | 0 | 0 | 0 | 0 | 0 | 0 | 0 | 0 | 0 | 0 | 0 | 0 | 0 | 0 | 0 | 0 | 0 | 0 | 0 | 0 | 0
Commercial_Restaurant_New_Food Preparation_Natural Gas_Oven_E4_Baseline Forecast | Commercial | Restaurant | New | Food Preparation | Natural Gas | Oven | E4 |  | Baseline Forecast | 0 | 0 | 0 | 0 | 0 | 0 | 0 | 0 | 0 | 0 | 0 | 0 | 0 | 0 | 0 | 0 | 0 | 0 | 0 | 0 | 0 | 0 | 0
Commercial_Restaurant_New_Food Preparation_Natural Gas_Oven_E5_Baseline Forecast | Commercial | Restaurant | New | Food Preparation | Natural Gas | Oven | E5 |  | Baseline Forecast | 0 | 0 | 0 | 0 | 0 | 0 | 0 | 0 | 0 | 0 | 0 | 0 | 0 | 0 | 0 | 0 | 0 | 0 | 0 | 0 | 0 | 0 | 0
Commercial_Restaurant_New_Food Preparation_Natural Gas_Oven_E6_Baseline Forecast | Commercial | Restaurant | New | Food Preparation | Natural Gas | Oven | E6 |  | Baseline Forecast | 0 | 0 | 0 | 0 | 0 | 0 | 0 | 0 | 0 | 0 | 0 | 0 | 0 | 0 | 0 | 0 | 0 | 0 | 0 | 0 | 0 | 0 | 0
Commercial_Restaurant_New_Food Preparation_Natural Gas_Oven_E7_Baseline Forecast | Commercial | Restaurant | New | Food Preparation | Natural Gas | Oven | E7 |  | Baseline Forecast | 0 | 0 | 0 | 0 | 0 | 0 | 0 | 0 | 0 | 0 | 0 | 0 | 0 | 0 | 0 | 0 | 0 | 0 | 0 | 0 | 0 | 0 | 0
Commercial_Restaurant_New_Food Preparation_Natural Gas_Oven_E8_Baseline Forecast | Commercial | Restaurant | New | Food Preparation | Natural Gas | Oven | E8 |  | Baseline Forecast | 0 | 0 | 0 | 0 | 0 | 0 | 0 | 0 | 0 | 0 | 0 | 0 | 0 | 0 | 0 | 0 | 0 | 0 | 0 | 0 | 0 | 0 | 0
Commercial_Restaurant_New_Food Preparation_Natural Gas_Oven_E9_Baseline Forecast | Commercial | Restaurant | New | Food Preparation | Natural Gas | Oven | E9 |  | Baseline Forecast | 0 | 0 | 0 | 0 | 0 | 0 | 0 | 0 | 0 | 0 | 0 | 0 | 0 | 0 | 0 | 0 | 0 | 0 | 0 | 0 | 0 | 0 | 0
Commercial_Restaurant_New_Food Preparation_Natural Gas_Oven_E10_Baseline Forecast | Commercial | Restaurant | New | Food Preparation | Natural Gas | Oven | E10 |  | Baseline Forecast | 0 | 0 | 0 | 0 | 0 | 0 | 0 | 0 | 0 | 0 | 0 | 0 | 0 | 0 | 0 | 0 | 0 | 0 | 0 | 0 | 0 | 0 | 0
Commercial_Restaurant_New_Food Preparation_Natural Gas_Conveyor Oven_E1_Baseline Forecast | Commercial | Restaurant | New | Food Preparation | Natural Gas | Conveyor Oven | E1 | Standard | Baseline Forecast | 0 | 7226.5925 | 11308.3025 | 4903.966 | 4819.2808 | 4771.5581 | 4723.7374 | 4693.9148 | 4645.1347 | 4603.5298 | 4543.1326 | 4491.6109 | 4449.7224 | 4387.8439 | 4334.6999 | 4271.3485 | 4226.7761 | 5621.6473 | 7534.0277 | 7797.9426 | 7970.6619 | 8129.0345 | 0
Commercial_Restaurant_New_Food Preparation_Natural Gas_Conveyor Oven_E2_Baseline Forecast | Commercial | Restaurant | New | Food Preparation | Natural Gas | Conveyor Oven | E2 | ENERGY STAR (EF ≥ 44%) Convection Oven utilizing ASTM Std F1496 | Baseline Forecast | 0 | 10399.2428 | 16272.9231 | 7056.9266 | 6935.0626 | 6866.3885 | 6797.5733 | 6754.6578 | 6684.4622 | 6624.5916 | 6537.6786 | 6463.5376 | 6403.259 | 6314.2144 | 6237.7389 | 6146.5746 | 6082.4339 | 8089.6875 | 10841.6496 | 11221.4297 | 11469.9769 | 11697.879 | 0
Commercial_Restaurant_New_Food Preparation_Natural Gas_Conveyor Oven_E3_Baseline Forecast | Commercial | Restaurant | New | Food Preparation | Natural Gas | Conveyor Oven | E3 |  | Baseline Forecast | 0 | 0 | 0 | 0 | 0 | 0 | 0 | 0 | 0 | 0 | 0 | 0 | 0 | 0 | 0 | 0 | 0 | 0 | 0 | 0 | 0 | 0 | 0
Commercial_Restaurant_New_Food Preparation_Natural Gas_Conveyor Oven_E4_Baseline Forecast | Commercial | Restaurant | New | Food Preparation | Natural Gas | Conveyor Oven | E4 |  | Baseline Forecast | 0 | 0 | 0 | 0 | 0 | 0 | 0 | 0 | 0 | 0 | 0 | 0 | 0 | 0 | 0 | 0 | 0 | 0 | 0 | 0 | 0 | 0 | 0
Commercial_Restaurant_New_Food Preparation_Natural Gas_Conveyor Oven_E5_Baseline Forecast | Commercial | Restaurant | New | Food Preparation | Natural Gas | Conveyor Oven | E5 |  | Baseline Forecast | 0 | 0 | 0 | 0 | 0 | 0 | 0 | 0 | 0 | 0 | 0 | 0 | 0 | 0 | 0 | 0 | 0 | 0 | 0 | 0 | 0 | 0 | 0
Commercial_Restaurant_New_Food Preparation_Natural Gas_Conveyor Oven_E6_Baseline Forecast | Commercial | Restaurant | New | Food Preparation | Natural Gas | Conveyor Oven | E6 |  | Baseline Forecast | 0 | 0 | 0 | 0 | 0 | 0 | 0 | 0 | 0 | 0 | 0 | 0 | 0 | 0 | 0 | 0 | 0 | 0 | 0 | 0 | 0 | 0 | 0
Commercial_Restaurant_New_Food Preparation_Natural Gas_Conveyor Oven_E7_Baseline Forecast | Commercial | Restaurant | New | Food Preparation | Natural Gas | Conveyor Oven | E7 |  | Baseline Forecast | 0 | 0 | 0 | 0 | 0 | 0 | 0 | 0 | 0 | 0 | 0 | 0 | 0 | 0 | 0 | 0 | 0 | 0 | 0 | 0 | 0 | 0 | 0
Commercial_Restaurant_New_Food Preparation_Natural Gas_Conveyor Oven_E8_Baseline Forecast | Commercial | Restaurant | New | Food Preparation | Natural Gas | Conveyor Oven | E8 |  | Baseline Forecast | 0 | 0 | 0 | 0 | 0 | 0 | 0 | 0 | 0 | 0 | 0 | 0 | 0 | 0 | 0 | 0 | 0 | 0 | 0 | 0 | 0 | 0 | 0
Commercial_Restaurant_New_Food Preparation_Natural Gas_Conveyor Oven_E9_Baseline Forecast | Commercial | Restaurant | New | Food Preparation | Natural Gas | Conveyor Oven | E9 |  | Baseline Forecast | 0 | 0 | 0 | 0 | 0 | 0 | 0 | 0 | 0 | 0 | 0 | 0 | 0 | 0 | 0 | 0 | 0 | 0 | 0 | 0 | 0 | 0 | 0
Commercial_Restaurant_New_Food Preparation_Natural Gas_Conveyor Oven_E10_Baseline Forecast | Commercial | Restaurant | New | Food Preparation | Natural Gas | Conveyor Oven | E10 |  | Baseline Forecast | 0 | 0 | 0 | 0 | 0 | 0 | 0 | 0 | 0 | 0 | 0 | 0 | 0 | 0 | 0 | 0 | 0 | 0 | 0 | 0 | 0 | 0 | 0
Commercial_Restaurant_New_Food Preparation_Natural Gas_Double Rack Oven_E1_Baseline Forecast | Commercial | Restaurant | New | Food Preparation | Natural Gas | Double Rack Oven | E1 | Standard | Baseline Forecast | 0 | 7226.5925 | 11308.3025 | 4903.966 | 4819.2808 | 4771.5581 | 4723.7374 | 4693.9148 | 4645.1347 | 4603.5298 | 4543.1326 | 4491.6109 | 5895.0409 | 7805.7592 | 8049.8253 | 8207.305 | 8329.8529 | 10297.9456 | 11022.1846 | 8857.8435 | 8753.2327 | 8696.8958 | 0
Commercial_Restaurant_New_Food Preparation_Natural Gas_Double Rack Oven_E2_Baseline Forecast | Commercial | Restaurant | New | Food Preparation | Natural Gas | Double Rack Oven | E2 | FTSC Qualified (>50% Cooking Efficiency) | Baseline Forecast | 0 | 10399.2428 | 16272.9231 | 7056.9266 | 6935.0626 | 6866.3885 | 6797.5733 | 6754.6578 | 6684.4622 | 6624.5916 | 6537.6786 | 6463.5376 | 8483.1076 | 11232.6779 | 11583.895 | 11810.512 | 11986.8615 | 14818.9948 | 15861.1924 | 12746.6529 | 12596.1153 | 12515.0452 | 0
Commercial_Restaurant_New_Food Preparation_Natural Gas_Double Rack Oven_E3_Baseline Forecast | Commercial | Restaurant | New | Food Preparation | Natural Gas | Double Rack Oven | E3 |  | Baseline Forecast | 0 | 0 | 0 | 0 | 0 | 0 | 0 | 0 | 0 | 0 | 0 | 0 | 0 | 0 | 0 | 0 | 0 | 0 | 0 | 0 | 0 | 0 | 0
Commercial_Restaurant_New_Food Preparation_Natural Gas_Double Rack Oven_E4_Baseline Forecast | Commercial | Restaurant | New | Food Preparation | Natural Gas | Double Rack Oven | E4 |  | Baseline Forecast | 0 | 0 | 0 | 0 | 0 | 0 | 0 | 0 | 0 | 0 | 0 | 0 | 0 | 0 | 0 | 0 | 0 | 0 | 0 | 0 | 0 | 0 | 0
Commercial_Restaurant_New_Food Preparation_Natural Gas_Double Rack Oven_E5_Baseline Forecast | Commercial | Restaurant | New | Food Preparation | Natural Gas | Double Rack Oven | E5 |  | Baseline Forecast | 0 | 0 | 0 | 0 | 0 | 0 | 0 | 0 | 0 | 0 | 0 | 0 | 0 | 0 | 0 | 0 | 0 | 0 | 0 | 0 | 0 | 0 | 0
Commercial_Restaurant_New_Food Preparation_Natural Gas_Double Rack Oven_E6_Baseline Forecast | Commercial | Restaurant | New | Food Preparation | Natural Gas | Double Rack Oven | E6 |  | Baseline Forecast | 0 | 0 | 0 | 0 | 0 | 0 | 0 | 0 | 0 | 0 | 0 | 0 | 0 | 0 | 0 | 0 | 0 | 0 | 0 | 0 | 0 | 0 | 0
Commercial_Restaurant_New_Food Preparation_Natural Gas_Double Rack Oven_E7_Baseline Forecast | Commercial | Restaurant | New | Food Preparation | Natural Gas | Double Rack Oven | E7 |  | Baseline Forecast | 0 | 0 | 0 | 0 | 0 | 0 | 0 | 0 | 0 | 0 | 0 | 0 | 0 | 0 | 0 | 0 | 0 | 0 | 0 | 0 | 0 | 0 | 0
Commercial_Restaurant_New_Food Preparation_Natural Gas_Double Rack Oven_E8_Baseline Forecast | Commercial | Restaurant | New | Food Preparation | Natural Gas | Double Rack Oven | E8 |  | Baseline Forecast | 0 | 0 | 0 | 0 | 0 | 0 | 0 | 0 | 0 | 0 | 0 | 0 | 0 | 0 | 0 | 0 | 0 | 0 | 0 | 0 | 0 | 0 | 0
Commercial_Restaurant_New_Food Preparation_Natural Gas_Double Rack Oven_E9_Baseline Forecast | Commercial | Restaurant | New | Food Preparation | Natural Gas | Double Rack Oven | E9 |  | Baseline Forecast | 0 | 0 | 0 | 0 | 0 | 0 | 0 | 0 | 0 | 0 | 0 | 0 | 0 | 0 | 0 | 0 | 0 | 0 | 0 | 0 | 0 | 0 | 0
Commercial_Restaurant_New_Food Preparation_Natural Gas_Double Rack Oven_E10_Baseline Forecast | Commercial | Restaurant | New | Food Preparation | Natural Gas | Double Rack Oven | E10 |  | Baseline Forecast | 0 | 0 | 0 | 0 | 0 | 0 | 0 | 0 | 0 | 0 | 0 | 0 | 0 | 0 | 0 | 0 | 0 | 0 | 0 | 0 | 0 | 0 | 0
Commercial_Restaurant_New_Food Preparation_Natural Gas_Fryer_E1_Baseline Forecast | Commercial | Restaurant | New | Food Preparation | Natural Gas | Fryer | E1 | Standard | Baseline Forecast | 0 | 104569.5922 | 163632.3879 | 70960.9297 | 69735.5261 | 69044.9739 | 94495.4006 | 128436.3612 | 130342.0173 | 131392.2696 | 156399.7424 | 170628.9181 | 153731.8024 | 162795.1678 | 169884.7192 | 187317.1749 | 206006.2136 | 207950.333 | 211147.4183 | 221174.4997 | 230160.3396 | 234581.1215 | 0
Commercial_Restaurant_New_Food Preparation_Natural Gas_Fryer_E2_Baseline Forecast | Commercial | Restaurant | New | Food Preparation | Natural Gas | Fryer | E2 | ENERGY STAR | Baseline Forecast | 0 | 36740.6675 | 57492.4606 | 24932.2185 | 24501.6713 | 24259.0449 | 33201.0867 | 45126.2891 | 45795.8439 | 46164.8515 | 54951.2608 | 59950.701 | 54013.8765 | 57198.3022 | 59689.2256 | 65814.1425 | 72380.5615 | 73063.6305 | 74186.9307 | 77709.9594 | 80867.1464 | 82420.394 | 0
Commercial_Restaurant_New_Food Preparation_Natural Gas_Fryer_E3_Baseline Forecast | Commercial | Restaurant | New | Food Preparation | Natural Gas | Fryer | E3 |  | Baseline Forecast | 0 | 0 | 0 | 0 | 0 | 0 | 0 | 0 | 0 | 0 | 0 | 0 | 0 | 0 | 0 | 0 | 0 | 0 | 0 | 0 | 0 | 0 | 0
Commercial_Restaurant_New_Food Preparation_Natural Gas_Fryer_E4_Baseline Forecast | Commercial | Restaurant | New | Food Preparation | Natural Gas | Fryer | E4 |  | Baseline Forecast | 0 | 0 | 0 | 0 | 0 | 0 | 0 | 0 | 0 | 0 | 0 | 0 | 0 | 0 | 0 | 0 | 0 | 0 | 0 | 0 | 0 | 0 | 0
Commercial_Restaurant_New_Food Preparation_Natural Gas_Fryer_E5_Baseline Forecast | Commercial | Restaurant | New | Food Preparation | Natural Gas | Fryer | E5 |  | Baseline Forecast | 0 | 0 | 0 | 0 | 0 | 0 | 0 | 0 | 0 | 0 | 0 | 0 | 0 | 0 | 0 | 0 | 0 | 0 | 0 | 0 | 0 | 0 | 0
Commercial_Restaurant_New_Food Preparation_Natural Gas_Fryer_E6_Baseline Forecast | Commercial | Restaurant | New | Food Preparation | Natural Gas | Fryer | E6 |  | Baseline Forecast | 0 | 0 | 0 | 0 | 0 | 0 | 0 | 0 | 0 | 0 | 0 | 0 | 0 | 0 | 0 | 0 | 0 | 0 | 0 | 0 | 0 | 0 | 0
Commercial_Restaurant_New_Food Preparation_Natural Gas_Fryer_E7_Baseline Forecast | Commercial | Restaurant | New | Food Preparation | Natural Gas | Fryer | E7 |  | Baseline Forecast | 0 | 0 | 0 | 0 | 0 | 0 | 0 | 0 | 0 | 0 | 0 | 0 | 0 | 0 | 0 | 0 | 0 | 0 | 0 | 0 | 0 | 0 | 0
Commercial_Restaurant_New_Food Preparation_Natural Gas_Fryer_E8_Baseline Forecast | Commercial | Restaurant | New | Food Preparation | Natural Gas | Fryer | E8 |  | Baseline Forecast | 0 | 0 | 0 | 0 | 0 | 0 | 0 | 0 | 0 | 0 | 0 | 0 | 0 | 0 | 0 | 0 | 0 | 0 | 0 | 0 | 0 | 0 | 0
Commercial_Restaurant_New_Food Preparation_Natural Gas_Fryer_E9_Baseline Forecast | Commercial | Restaurant | New | Food Preparation | Natural Gas | Fryer | E9 |  | Baseline Forecast | 0 | 0 | 0 | 0 | 0 | 0 | 0 | 0 | 0 | 0 | 0 | 0 | 0 | 0 | 0 | 0 | 0 | 0 | 0 | 0 | 0 | 0 | 0
Commercial_Restaurant_New_Food Preparation_Natural Gas_Fryer_E10_Baseline Forecast | Commercial | Restaurant | New | Food Preparation | Natural Gas | Fryer | E10 |  | Baseline Forecast | 0 | 0 | 0 | 0 | 0 | 0 | 0 | 0 | 0 | 0 | 0 | 0 | 0 | 0 | 0 | 0 | 0 | 0 | 0 | 0 | 0 | 0 | 0
Commercial_Restaurant_New_Food Preparation_Natural Gas_Broiler_E1_Baseline Forecast | Commercial | Restaurant | New | Food Preparation | Natural Gas | Broiler | E1 | Standard | Baseline Forecast | 0 | 41399.3321 | 64782.4231 | 28093.5885 | 27608.4485 | 27335.0574 | 27061.1044 | 26890.258 | 26610.8095 | 26372.4652 | 26026.4649 | 25731.3099 | 33771.2075 | 44717.2328 | 46115.4263 | 47017.5876 | 47719.6339 | 58994.3421 | 63143.3253 | 50744.3593 | 50145.0703 | 49822.3306 | 0
Commercial_Restaurant_New_Food Preparation_Natural Gas_Broiler_E2_Baseline Forecast | Commercial | Restaurant | New | Food Preparation | Natural Gas | Broiler | E2 | Infrared Burners | Baseline Forecast | 0 | 14545.7113 | 22761.3919 | 9870.7203 | 9700.2657 | 9604.2094 | 9507.9556 | 9447.9285 | 9349.7439 | 9266.0013 | 9144.4336 | 9040.7305 | 11865.5594 | 15711.4602 | 16202.7174 | 16519.6929 | 16766.3579 | 20727.7418 | 22185.4927 | 17829.0992 | 17618.5382 | 17505.1432 | 0
Commercial_Restaurant_New_Food Preparation_Natural Gas_Broiler_E3_Baseline Forecast | Commercial | Restaurant | New | Food Preparation | Natural Gas | Broiler | E3 |  | Baseline Forecast | 0 | 0 | 0 | 0 | 0 | 0 | 0 | 0 | 0 | 0 | 0 | 0 | 0 | 0 | 0 | 0 | 0 | 0 | 0 | 0 | 0 | 0 | 0
Commercial_Restaurant_New_Food Preparation_Natural Gas_Broiler_E4_Baseline Forecast | Commercial | Restaurant | New | Food Preparation | Natural Gas | Broiler | E4 |  | Baseline Forecast | 0 | 0 | 0 | 0 | 0 | 0 | 0 | 0 | 0 | 0 | 0 | 0 | 0 | 0 | 0 | 0 | 0 | 0 | 0 | 0 | 0 | 0 | 0
Commercial_Restaurant_New_Food Preparation_Natural Gas_Broiler_E5_Baseline Forecast | Commercial | Restaurant | New | Food Preparation | Natural Gas | Broiler | E5 |  | Baseline Forecast | 0 | 0 | 0 | 0 | 0 | 0 | 0 | 0 | 0 | 0 | 0 | 0 | 0 | 0 | 0 | 0 | 0 | 0 | 0 | 0 | 0 | 0 | 0
Commercial_Restaurant_New_Food Preparation_Natural Gas_Broiler_E6_Baseline Forecast | Commercial | Restaurant | New | Food Preparation | Natural Gas | Broiler | E6 |  | Baseline Forecast | 0 | 0 | 0 | 0 | 0 | 0 | 0 | 0 | 0 | 0 | 0 | 0 | 0 | 0 | 0 | 0 | 0 | 0 | 0 | 0 | 0 | 0 | 0
Commercial_Restaurant_New_Food Preparation_Natural Gas_Broiler_E7_Baseline Forecast | Commercial | Restaurant | New | Food Preparation | Natural Gas | Broiler | E7 |  | Baseline Forecast | 0 | 0 | 0 | 0 | 0 | 0 | 0 | 0 | 0 | 0 | 0 | 0 | 0 | 0 | 0 | 0 | 0 | 0 | 0 | 0 | 0 | 0 | 0
Commercial_Restaurant_New_Food Preparation_Natural Gas_Broiler_E8_Baseline Forecast | Commercial | Restaurant | New | Food Preparation | Natural Gas | Broiler | E8 |  | Baseline Forecast | 0 | 0 | 0 | 0 | 0 | 0 | 0 | 0 | 0 | 0 | 0 | 0 | 0 | 0 | 0 | 0 | 0 | 0 | 0 | 0 | 0 | 0 | 0
Commercial_Restaurant_New_Food Preparation_Natural Gas_Broiler_E9_Baseline Forecast | Commercial | Restaurant | New | Food Preparation | Natural Gas | Broiler | E9 |  | Baseline Forecast | 0 | 0 | 0 | 0 | 0 | 0 | 0 | 0 | 0 | 0 | 0 | 0 | 0 | 0 | 0 | 0 | 0 | 0 | 0 | 0 | 0 | 0 | 0
Commercial_Restaurant_New_Food Preparation_Natural Gas_Broiler_E10_Baseline Forecast | Commercial | Restaurant | New | Food Preparation | Natural Gas | Broiler | E10 |  | Baseline Forecast | 0 | 0 | 0 | 0 | 0 | 0 | 0 | 0 | 0 | 0 | 0 | 0 | 0 | 0 | 0 | 0 | 0 | 0 | 0 | 0 | 0 | 0 | 0
Commercial_Restaurant_New_Food Preparation_Natural Gas_Griddle_E1_Baseline Forecast | Commercial | Restaurant | New | Food Preparation | Natural Gas | Griddle | E1 | Standard | Baseline Forecast | 0 | 57838.5624 | 90506.8278 | 39249.2509 | 38571.467 | 38189.5152 | 37806.7784 | 37568.0908 | 37177.6762 | 36844.6879 | 36361.2947 | 35948.9369 | 47181.3914 | 62473.9658 | 64427.367 | 65687.7668 | 66668.5882 | 82420.362 | 88216.8618 | 70894.3996 | 70057.1393 | 69606.2432 | 0
Commercial_Restaurant_New_Food Preparation_Natural Gas_Griddle_E2_Baseline Forecast | Commercial | Restaurant | New | Food Preparation | Natural Gas | Griddle | E2 | ENERGY STAR | Baseline Forecast | 0 | 23624.2015 | 36967.5776 | 16031.3842 | 15754.5429 | 15598.5344 | 15442.2053 | 15344.7131 | 15185.248 | 15049.2387 | 14851.7964 | 14683.3686 | 19271.2726 | 25517.5353 | 26315.4034 | 26830.2146 | 27230.8318 | 33664.6549 | 36032.2393 | 28956.8675 | 28614.8879 | 28430.7191 | 0
Commercial_Restaurant_New_Food Preparation_Natural Gas_Griddle_E3_Baseline Forecast | Commercial | Restaurant | New | Food Preparation | Natural Gas | Griddle | E3 |  | Baseline Forecast | 0 | 0 | 0 | 0 | 0 | 0 | 0 | 0 | 0 | 0 | 0 | 0 | 0 | 0 | 0 | 0 | 0 | 0 | 0 | 0 | 0 | 0 | 0
Commercial_Restaurant_New_Food Preparation_Natural Gas_Griddle_E4_Baseline Forecast | Commercial | Restaurant | New | Food Preparation | Natural Gas | Griddle | E4 |  | Baseline Forecast | 0 | 0 | 0 | 0 | 0 | 0 | 0 | 0 | 0 | 0 | 0 | 0 | 0 | 0 | 0 | 0 | 0 | 0 | 0 | 0 | 0 | 0 | 0
Commercial_Restaurant_New_Food Preparation_Natural Gas_Griddle_E5_Baseline Forecast | Commercial | Restaurant | New | Food Preparation | Natural Gas | Griddle | E5 |  | Baseline Forecast | 0 | 0 | 0 | 0 | 0 | 0 | 0 | 0 | 0 | 0 | 0 | 0 | 0 | 0 | 0 | 0 | 0 | 0 | 0 | 0 | 0 | 0 | 0
Commercial_Restaurant_New_Food Preparation_Natural Gas_Griddle_E6_Baseline Forecast | Commercial | Restaurant | New | Food Preparation | Natural Gas | Griddle | E6 |  | Baseline Forecast | 0 | 0 | 0 | 0 | 0 | 0 | 0 | 0 | 0 | 0 | 0 | 0 | 0 | 0 | 0 | 0 | 0 | 0 | 0 | 0 | 0 | 0 | 0
Commercial_Restaurant_New_Food Preparation_Natural Gas_Griddle_E7_Baseline Forecast | Commercial | Restaurant | New | Food Preparation | Natural Gas | Griddle | E7 |  | Baseline Forecast | 0 | 0 | 0 | 0 | 0 | 0 | 0 | 0 | 0 | 0 | 0 | 0 | 0 | 0 | 0 | 0 | 0 | 0 | 0 | 0 | 0 | 0 | 0
Commercial_Restaurant_New_Food Preparation_Natural Gas_Griddle_E8_Baseline Forecast | Commercial | Restaurant | New | Food Preparation | Natural Gas | Griddle | E8 |  | Baseline Forecast | 0 | 0 | 0 | 0 | 0 | 0 | 0 | 0 | 0 | 0 | 0 | 0 | 0 | 0 | 0 | 0 | 0 | 0 | 0 | 0 | 0 | 0 | 0
Commercial_Restaurant_New_Food Preparation_Natural Gas_Griddle_E9_Baseline Forecast | Commercial | Restaurant | New | Food Preparation | Natural Gas | Griddle | E9 |  | Baseline Forecast | 0 | 0 | 0 | 0 | 0 | 0 | 0 | 0 | 0 | 0 | 0 | 0 | 0 | 0 | 0 | 0 | 0 | 0 | 0 | 0 | 0 | 0 | 0
Commercial_Restaurant_New_Food Preparation_Natural Gas_Griddle_E10_Baseline Forecast | Commercial | Restaurant | New | Food Preparation | Natural Gas | Griddle | E10 |  | Baseline Forecast | 0 | 0 | 0 | 0 | 0 | 0 | 0 | 0 | 0 | 0 | 0 | 0 | 0 | 0 | 0 | 0 | 0 | 0 | 0 | 0 | 0 | 0 | 0
Commercial_Restaurant_New_Food Preparation_Natural Gas_Range_E1_Baseline Forecast | Commercial | Restaurant | New | Food Preparation | Natural Gas | Range | E1 | Standard | Baseline Forecast | 0 | 51153.3872 | 80045.7449 | 34712.6907 | 34113.2474 | 33775.4429 | 33436.9441 | 33225.8448 | 32880.5556 | 32586.0553 | 42389.2116 | 55987.529 | 57794.8213 | 58919.9664 | 59726.7472 | 73566.5363 | 78803.7932 | 63362.1079 | 62535.9387 | 64009.5351 | 67755.8784 | 71358.3351 | 0
Commercial_Restaurant_New_Food Preparation_Natural Gas_Range_E2_Baseline Forecast | Commercial | Restaurant | New | Food Preparation | Natural Gas | Range | E2 | High Efficiency | Baseline Forecast | 0 | 73610.9718 | 115187.7792 | 49952.4086 | 49089.7951 | 48603.6861 | 48116.5781 | 47812.801 | 47315.9215 | 46892.1283 | 60999.1094 | 80567.4198 | 83168.1575 | 84787.2688 | 85948.2459 | 105864.04 | 113400.5805 | 91179.6187 | 89990.741 | 92111.2823 | 97502.3615 | 102686.3847 | 0
Commercial_Restaurant_New_Food Preparation_Natural Gas_Range_E3_Baseline Forecast | Commercial | Restaurant | New | Food Preparation | Natural Gas | Range | E3 |  | Baseline Forecast | 0 | 0 | 0 | 0 | 0 | 0 | 0 | 0 | 0 | 0 | 0 | 0 | 0 | 0 | 0 | 0 | 0 | 0 | 0 | 0 | 0 | 0 | 0
Commercial_Restaurant_New_Food Preparation_Natural Gas_Range_E4_Baseline Forecast | Commercial | Restaurant | New | Food Preparation | Natural Gas | Range | E4 |  | Baseline Forecast | 0 | 0 | 0 | 0 | 0 | 0 | 0 | 0 | 0 | 0 | 0 | 0 | 0 | 0 | 0 | 0 | 0 | 0 | 0 | 0 | 0 | 0 | 0
Commercial_Restaurant_New_Food Preparation_Natural Gas_Range_E5_Baseline Forecast | Commercial | Restaurant | New | Food Preparation | Natural Gas | Range | E5 |  | Baseline Forecast | 0 | 0 | 0 | 0 | 0 | 0 | 0 | 0 | 0 | 0 | 0 | 0 | 0 | 0 | 0 | 0 | 0 | 0 | 0 | 0 | 0 | 0 | 0
Commercial_Restaurant_New_Food Preparation_Natural Gas_Range_E6_Baseline Forecast | Commercial | Restaurant | New | Food Preparation | Natural Gas | Range | E6 |  | Baseline Forecast | 0 | 0 | 0 | 0 | 0 | 0 | 0 | 0 | 0 | 0 | 0 | 0 | 0 | 0 | 0 | 0 | 0 | 0 | 0 | 0 | 0 | 0 | 0
Commercial_Restaurant_New_Food Preparation_Natural Gas_Range_E7_Baseline Forecast | Commercial | Restaurant | New | Food Preparation | Natural Gas | Range | E7 |  | Baseline Forecast | 0 | 0 | 0 | 0 | 0 | 0 | 0 | 0 | 0 | 0 | 0 | 0 | 0 | 0 | 0 | 0 | 0 | 0 | 0 | 0 | 0 | 0 | 0
Commercial_Restaurant_New_Food Preparation_Natural Gas_Range_E8_Baseline Forecast | Commercial | Restaurant | New | Food Preparation | Natural Gas | Range | E8 |  | Baseline Forecast | 0 | 0 | 0 | 0 | 0 | 0 | 0 | 0 | 0 | 0 | 0 | 0 | 0 | 0 | 0 | 0 | 0 | 0 | 0 | 0 | 0 | 0 | 0
Commercial_Restaurant_New_Food Preparation_Natural Gas_Range_E9_Baseline Forecast | Commercial | Restaurant | New | Food Preparation | Natural Gas | Range | E9 |  | Baseline Forecast | 0 | 0 | 0 | 0 | 0 | 0 | 0 | 0 | 0 | 0 | 0 | 0 | 0 | 0 | 0 | 0 | 0 | 0 | 0 | 0 | 0 | 0 | 0
Commercial_Restaurant_New_Food Preparation_Natural Gas_Range_E10_Baseline Forecast | Commercial | Restaurant | New | Food Preparation | Natural Gas | Range | E10 |  | Baseline Forecast | 0 | 0 | 0 | 0 | 0 | 0 | 0 | 0 | 0 | 0 | 0 | 0 | 0 | 0 | 0 | 0 | 0 | 0 | 0 | 0 | 0 | 0 | 0
Commercial_Restaurant_New_Food Preparation_Natural Gas_Steamer_E1_Baseline Forecast | Commercial | Restaurant | New | Food Preparation | Natural Gas | Steamer | E1 | Standard | Baseline Forecast | 0 | 8108.2485 | 12687.9338 | 5502.2578 | 5407.2409 | 5353.696 | 5300.0411 | 5266.58 | 5211.8487 | 5165.1679 | 5998.3187 | 7250.1798 | 7568.9222 | 7814.0406 | 8028.06 | 8194.2597 | 8351.4472 | 8472.9398 | 8558.4964 | 11246.7217 | 12667.9683 | 10381.7855 | 0
Commercial_Restaurant_New_Food Preparation_Natural Gas_Steamer_E2_Baseline Forecast | Commercial | Restaurant | New | Food Preparation | Natural Gas | Steamer | E2 | ENERGY STAR | Baseline Forecast | 0 | 8108.2485 | 12687.9338 | 5502.2578 | 5407.2409 | 5353.696 | 5300.0411 | 5266.58 | 5211.8487 | 5165.1679 | 5998.3187 | 7250.1798 | 7568.9222 | 7814.0406 | 8028.06 | 8194.2597 | 8351.4472 | 8472.9398 | 8558.4964 | 11246.7217 | 12667.9683 | 10381.7855 | 0
Commercial_Restaurant_New_Food Preparation_Natural Gas_Steamer_E3_Baseline Forecast | Commercial | Restaurant | New | Food Preparation | Natural Gas | Steamer | E3 |  | Baseline Forecast | 0 | 0 | 0 | 0 | 0 | 0 | 0 | 0 | 0 | 0 | 0 | 0 | 0 | 0 | 0 | 0 | 0 | 0 | 0 | 0 | 0 | 0 | 0
Commercial_Restaurant_New_Food Preparation_Natural Gas_Steamer_E4_Baseline Forecast | Commercial | Restaurant | New | Food Preparation | Natural Gas | Steamer | E4 |  | Baseline Forecast | 0 | 0 | 0 | 0 | 0 | 0 | 0 | 0 | 0 | 0 | 0 | 0 | 0 | 0 | 0 | 0 | 0 | 0 | 0 | 0 | 0 | 0 | 0
Commercial_Restaurant_New_Food Preparation_Natural Gas_Steamer_E5_Baseline Forecast | Commercial | Restaurant | New | Food Preparation | Natural Gas | Steamer | E5 |  | Baseline Forecast | 0 | 0 | 0 | 0 | 0 | 0 | 0 | 0 | 0 | 0 | 0 | 0 | 0 | 0 | 0 | 0 | 0 | 0 | 0 | 0 | 0 | 0 | 0
Commercial_Restaurant_New_Food Preparation_Natural Gas_Steamer_E6_Baseline Forecast | Commercial | Restaurant | New | Food Preparation | Natural Gas | Steamer | E6 |  | Baseline Forecast | 0 | 0 | 0 | 0 | 0 | 0 | 0 | 0 | 0 | 0 | 0 | 0 | 0 | 0 | 0 | 0 | 0 | 0 | 0 | 0 | 0 | 0 | 0
Commercial_Restaurant_New_Food Preparation_Natural Gas_Steamer_E7_Baseline Forecast | Commercial | Restaurant | New | Food Preparation | Natural Gas | Steamer | E7 |  | Baseline Forecast | 0 | 0 | 0 | 0 | 0 | 0 | 0 | 0 | 0 | 0 | 0 | 0 | 0 | 0 | 0 | 0 | 0 | 0 | 0 | 0 | 0 | 0 | 0
Commercial_Restaurant_New_Food Preparation_Natural Gas_Steamer_E8_Baseline Forecast | Commercial | Restaurant | New | Food Preparation | Natural Gas | Steamer | E8 |  | Baseline Forecast | 0 | 0 | 0 | 0 | 0 | 0 | 0 | 0 | 0 | 0 | 0 | 0 | 0 | 0 | 0 | 0 | 0 | 0 | 0 | 0 | 0 | 0 | 0
Commercial_Restaurant_New_Food Preparation_Natural Gas_Steamer_E9_Baseline Forecast | Commercial | Restaurant | New | Food Preparation | Natural Gas | Steamer | E9 |  | Baseline Forecast | 0 | 0 | 0 | 0 | 0 | 0 | 0 | 0 | 0 | 0 | 0 | 0 | 0 | 0 | 0 | 0 | 0 | 0 | 0 | 0 | 0 | 0 | 0
Commercial_Restaurant_New_Food Preparation_Natural Gas_Steamer_E10_Baseline Forecast | Commercial | Restaurant | New | Food Preparation | Natural Gas | Steamer | E10 |  | Baseline Forecast | 0 | 0 | 0 | 0 | 0 | 0 | 0 | 0 | 0 | 0 | 0 | 0 | 0 | 0 | 0 | 0 | 0 | 0 | 0 | 0 | 0 | 0 | 0
Commercial_Restaurant_New_Food Preparation_Natural Gas_Food Prep Other_E1_Baseline Forecast | Commercial | Restaurant | New | Food Preparation | Natural Gas | Food Prep Other | E1 | Standard | Baseline Forecast | 0 | 12000.2078 | 18778.1421 | 8143.3415 | 8002.7165 | 7923.4701 | 7844.0608 | 7794.5384 | 7713.5361 | 7644.4485 | 9944.1968 | 13134.2618 | 13558.2393 | 13822.1901 | 14011.4549 | 17258.1674 | 18486.7893 | 14864.2837 | 14670.4705 | 15016.1654 | 15895.0299 | 16740.1397 | 0
Commercial_Restaurant_New_Food Preparation_Natural Gas_Food Prep Other_E2_Baseline Forecast | Commercial | Restaurant | New | Food Preparation | Natural Gas | Food Prep Other | E2 | ENERGY STAR | Baseline Forecast | 0 | 4216.2892 | 6597.7256 | 2861.174 | 2811.7653 | 2783.9219 | 2756.0213 | 2738.6216 | 2710.1613 | 2685.8873 | 3493.907 | 4614.7406 | 4763.7057 | 4856.4452 | 4922.9436 | 6063.6805 | 6495.3584 | 5222.5862 | 5154.4896 | 5275.95 | 5584.7402 | 5881.6707 | 0
Commercial_Restaurant_New_Food Preparation_Natural Gas_Food Prep Other_E3_Baseline Forecast | Commercial | Restaurant | New | Food Preparation | Natural Gas | Food Prep Other | E3 |  | Baseline Forecast | 0 | 0 | 0 | 0 | 0 | 0 | 0 | 0 | 0 | 0 | 0 | 0 | 0 | 0 | 0 | 0 | 0 | 0 | 0 | 0 | 0 | 0 | 0
Commercial_Restaurant_New_Food Preparation_Natural Gas_Food Prep Other_E4_Baseline Forecast | Commercial | Restaurant | New | Food Preparation | Natural Gas | Food Prep Other | E4 |  | Baseline Forecast | 0 | 0 | 0 | 0 | 0 | 0 | 0 | 0 | 0 | 0 | 0 | 0 | 0 | 0 | 0 | 0 | 0 | 0 | 0 | 0 | 0 | 0 | 0
Commercial_Restaurant_New_Food Preparation_Natural Gas_Food Prep Other_E5_Baseline Forecast | Commercial | Restaurant | New | Food Preparation | Natural Gas | Food Prep Other | E5 |  | Baseline Forecast | 0 | 0 | 0 | 0 | 0 | 0 | 0 | 0 | 0 | 0 | 0 | 0 | 0 | 0 | 0 | 0 | 0 | 0 | 0 | 0 | 0 | 0 | 0
Commercial_Restaurant_New_Food Preparation_Natural Gas_Food Prep Other_E6_Baseline Forecast | Commercial | Restaurant | New | Food Preparation | Natural Gas | Food Prep Other | E6 |  | Baseline Forecast | 0 | 0 | 0 | 0 | 0 | 0 | 0 | 0 | 0 | 0 | 0 | 0 | 0 | 0 | 0 | 0 | 0 | 0 | 0 | 0 | 0 | 0 | 0
Commercial_Restaurant_New_Food Preparation_Natural Gas_Food Prep Other_E7_Baseline Forecast | Commercial | Restaurant | New | Food Preparation | Natural Gas | Food Prep Other | E7 |  | Baseline Forecast | 0 | 0 | 0 | 0 | 0 | 0 | 0 | 0 | 0 | 0 | 0 | 0 | 0 | 0 | 0 | 0 | 0 | 0 | 0 | 0 | 0 | 0 | 0
Commercial_Restaurant_New_Food Preparation_Natural Gas_Food Prep Other_E8_Baseline Forecast | Commercial | Restaurant | New | Food Preparation | Natural Gas | Food Prep Other | E8 |  | Baseline Forecast | 0 | 0 | 0 | 0 | 0 | 0 | 0 | 0 | 0 | 0 | 0 | 0 | 0 | 0 | 0 | 0 | 0 | 0 | 0 | 0 | 0 | 0 | 0
Commercial_Restaurant_New_Food Preparation_Natural Gas_Food Prep Other_E9_Baseline Forecast | Commercial | Restaurant | New | Food Preparation | Natural Gas | Food Prep Other | E9 |  | Baseline Forecast | 0 | 0 | 0 | 0 | 0 | 0 | 0 | 0 | 0 | 0 | 0 | 0 | 0 | 0 | 0 | 0 | 0 | 0 | 0 | 0 | 0 | 0 | 0
Commercial_Restaurant_New_Food Preparation_Natural Gas_Food Prep Other_E10_Baseline Forecast | Commercial | Restaurant | New | Food Preparation | Natural Gas | Food Prep Other | E10 |  | Baseline Forecast | 0 | 0 | 0 | 0 | 0 | 0 | 0 | 0 | 0 | 0 | 0 | 0 | 0 | 0 | 0 | 0 | 0 | 0 | 0 | 0 | 0 | 0 | 0
Commercial_Restaurant_New_Miscellaneous_Natural Gas_Pool Heater_E1_Baseline Forecast | Commercial | Restaurant | New | Miscellaneous | Natural Gas | Pool Heater | E1 | Standard (EF .82) | Baseline Forecast | 0 | 1335.5343 | 2089.8683 | 906.2937 | 890.6431 | 881.8236 | 1140.0928 | 1499.1336 | 1545.0456 | 1578.168 | 1597.8914 | 2014.8341 | 2267.7141 | 1965.9469 | 2036.649 | 2095.0953 | 2296.3856 | 2531.6773 | 2573.8023 | 2621.0396 | 2663.0374 | 2846.5188 | 0
Commercial_Restaurant_New_Miscellaneous_Natural Gas_Pool Heater_E2_Baseline Forecast | Commercial | Restaurant | New | Miscellaneous | Natural Gas | Pool Heater | E2 | Condensing (EF .90) | Baseline Forecast | 0 | 148.3927 | 232.2076 | 100.6993 | 98.9603 | 97.9804 | 126.677 | 166.5704 | 171.6717 | 175.352 | 177.5435 | 223.8705 | 251.9682 | 218.4385 | 226.2943 | 232.7884 | 255.154 | 281.2975 | 285.978 | 291.2266 | 295.893 | 316.2799 | 0
Commercial_Restaurant_New_Miscellaneous_Natural Gas_Pool Heater_E3_Baseline Forecast | Commercial | Restaurant | New | Miscellaneous | Natural Gas | Pool Heater | E3 |  | Baseline Forecast | 0 | 0 | 0 | 0 | 0 | 0 | 0 | 0 | 0 | 0 | 0 | 0 | 0 | 0 | 0 | 0 | 0 | 0 | 0 | 0 | 0 | 0 | 0
Commercial_Restaurant_New_Miscellaneous_Natural Gas_Pool Heater_E4_Baseline Forecast | Commercial | Restaurant | New | Miscellaneous | Natural Gas | Pool Heater | E4 |  | Baseline Forecast | 0 | 0 | 0 | 0 | 0 | 0 | 0 | 0 | 0 | 0 | 0 | 0 | 0 | 0 | 0 | 0 | 0 | 0 | 0 | 0 | 0 | 0 | 0
Commercial_Restaurant_New_Miscellaneous_Natural Gas_Pool Heater_E5_Baseline Forecast | Commercial | Restaurant | New | Miscellaneous | Natural Gas | Pool Heater | E5 |  | Baseline Forecast | 0 | 0 | 0 | 0 | 0 | 0 | 0 | 0 | 0 | 0 | 0 | 0 | 0 | 0 | 0 | 0 | 0 | 0 | 0 | 0 | 0 | 0 | 0
Commercial_Restaurant_New_Miscellaneous_Natural Gas_Pool Heater_E6_Baseline Forecast | Commercial | Restaurant | New | Miscellaneous | Natural Gas | Pool Heater | E6 |  | Baseline Forecast | 0 | 0 | 0 | 0 | 0 | 0 | 0 | 0 | 0 | 0 | 0 | 0 | 0 | 0 | 0 | 0 | 0 | 0 | 0 | 0 | 0 | 0 | 0
Commercial_Restaurant_New_Miscellaneous_Natural Gas_Pool Heater_E7_Baseline Forecast | Commercial | Restaurant | New | Miscellaneous | Natural Gas | Pool Heater | E7 |  | Baseline Forecast | 0 | 0 | 0 | 0 | 0 | 0 | 0 | 0 | 0 | 0 | 0 | 0 | 0 | 0 | 0 | 0 | 0 | 0 | 0 | 0 | 0 | 0 | 0
Commercial_Restaurant_New_Miscellaneous_Natural Gas_Pool Heater_E8_Baseline Forecast | Commercial | Restaurant | New | Miscellaneous | Natural Gas | Pool Heater | E8 |  | Baseline Forecast | 0 | 0 | 0 | 0 | 0 | 0 | 0 | 0 | 0 | 0 | 0 | 0 | 0 | 0 | 0 | 0 | 0 | 0 | 0 | 0 | 0 | 0 | 0
Commercial_Restaurant_New_Miscellaneous_Natural Gas_Pool Heater_E9_Baseline Forecast | Commercial | Restaurant | New | Miscellaneous | Natural Gas | Pool Heater | E9 |  | Baseline Forecast | 0 | 0 | 0 | 0 | 0 | 0 | 0 | 0 | 0 | 0 | 0 | 0 | 0 | 0 | 0 | 0 | 0 | 0 | 0 | 0 | 0 | 0 | 0
Commercial_Restaurant_New_Miscellaneous_Natural Gas_Pool Heater_E10_Baseline Forecast | Commercial | Restaurant | New | Miscellaneous | Natural Gas | Pool Heater | E10 |  | Baseline Forecast | 0 | 0 | 0 | 0 | 0 | 0 | 0 | 0 | 0 | 0 | 0 | 0 | 0 | 0 | 0 | 0 | 0 | 0 | 0 | 0 | 0 | 0 | 0
Commercial_Restaurant_New_Miscellaneous_Natural Gas_Miscellaneous_E1_Baseline Forecast | Commercial | Restaurant | New | Miscellaneous | Natural Gas | Miscellaneous | E1 | Standard | Baseline Forecast | 0 | 242040.4418 | 378749.2581 | 164248.6541 | 195989.498 | 243558.5577 | 253457.4697 | 266850.6598 | 284348.4836 | 300767.665 | 315926.0853 | 401947.2027 | 447412.1917 | 385350.3467 | 416183.89 | 453123.1463 | 465269.7698 | 480694.0008 | 499819.1487 | 518246.65 | 535222.2184 | 574239.4448 | 0
Commercial_Restaurant_New_Miscellaneous_Natural Gas_Miscellaneous_E2_Baseline Forecast | Commercial | Restaurant | New | Miscellaneous | Natural Gas | Miscellaneous | E2 |  | Baseline Forecast | 0 | 0 | 0 | 0 | 0 | 0 | 0 | 0 | 0 | 0 | 0 | 0 | 0 | 0 | 0 | 0 | 0 | 0 | 0 | 0 | 0 | 0 | 0
Commercial_Restaurant_New_Miscellaneous_Natural Gas_Miscellaneous_E3_Baseline Forecast | Commercial | Restaurant | New | Miscellaneous | Natural Gas | Miscellaneous | E3 |  | Baseline Forecast | 0 | 0 | 0 | 0 | 0 | 0 | 0 | 0 | 0 | 0 | 0 | 0 | 0 | 0 | 0 | 0 | 0 | 0 | 0 | 0 | 0 | 0 | 0
Commercial_Restaurant_New_Miscellaneous_Natural Gas_Miscellaneous_E4_Baseline Forecast | Commercial | Restaurant | New | Miscellaneous | Natural Gas | Miscellaneous | E4 |  | Baseline Forecast | 0 | 0 | 0 | 0 | 0 | 0 | 0 | 0 | 0 | 0 | 0 | 0 | 0 | 0 | 0 | 0 | 0 | 0 | 0 | 0 | 0 | 0 | 0
Commercial_Restaurant_New_Miscellaneous_Natural Gas_Miscellaneous_E5_Baseline Forecast | Commercial | Restaurant | New | Miscellaneous | Natural Gas | Miscellaneous | E5 |  | Baseline Forecast | 0 | 0 | 0 | 0 | 0 | 0 | 0 | 0 | 0 | 0 | 0 | 0 | 0 | 0 | 0 | 0 | 0 | 0 | 0 | 0 | 0 | 0 | 0
Commercial_Restaurant_New_Miscellaneous_Natural Gas_Miscellaneous_E6_Baseline Forecast | Commercial | Restaurant | New | Miscellaneous | Natural Gas | Miscellaneous | E6 |  | Baseline Forecast | 0 | 0 | 0 | 0 | 0 | 0 | 0 | 0 | 0 | 0 | 0 | 0 | 0 | 0 | 0 | 0 | 0 | 0 | 0 | 0 | 0 | 0 | 0
Commercial_Restaurant_New_Miscellaneous_Natural Gas_Miscellaneous_E7_Baseline Forecast | Commercial | Restaurant | New | Miscellaneous | Natural Gas | Miscellaneous | E7 |  | Baseline Forecast | 0 | 0 | 0 | 0 | 0 | 0 | 0 | 0 | 0 | 0 | 0 | 0 | 0 | 0 | 0 | 0 | 0 | 0 | 0 | 0 | 0 | 0 | 0
Commercial_Restaurant_New_Miscellaneous_Natural Gas_Miscellaneous_E8_Baseline Forecast | Commercial | Restaurant | New | Miscellaneous | Natural Gas | Miscellaneous | E8 |  | Baseline Forecast | 0 | 0 | 0 | 0 | 0 | 0 | 0 | 0 | 0 | 0 | 0 | 0 | 0 | 0 | 0 | 0 | 0 | 0 | 0 | 0 | 0 | 0 | 0
Commercial_Restaurant_New_Miscellaneous_Natural Gas_Miscellaneous_E9_Baseline Forecast | Commercial | Restaurant | New | Miscellaneous | Natural Gas | Miscellaneous | E9 |  | Baseline Forecast | 0 | 0 | 0 | 0 | 0 | 0 | 0 | 0 | 0 | 0 | 0 | 0 | 0 | 0 | 0 | 0 | 0 | 0 | 0 | 0 | 0 | 0 | 0
Commercial_Restaurant_New_Miscellaneous_Natural Gas_Miscellaneous_E10_Baseline Forecast | Commercial | Restaurant | New | Miscellaneous | Natural Gas | Miscellaneous | E10 |  | Baseline Forecast | 0 | 0 | 0 | 0 | 0 | 0 | 0 | 0 | 0 | 0 | 0 | 0 | 0 | 0 | 0 | 0 | 0 | 0 | 0 | 0 | 0 | 0 | 0
Commercial_Grocery_Existing_Space Heating_Natural Gas_Furnace_E1_Baseline Forecast | Commercial | Grocery | Existing | Space Heating | Natural Gas | Furnace | E1 | AFUE 80% (Standard) | Baseline Forecast | 0 | 62956.8745 | 65902.7175 | 68484.3833 | 70732.08 | 72673.6758 | 74334.8768 | 75739.3924 | 61518.6239 | 62282.5459 | 62889.6336 | 63353.5931 | 58542.7855 | 54097.2906 | 49989.368 | 46193.3839 | 42685.651 | 39444.2807 | 36449.0466 | 36465.3785 | 36561.2681 | 36716.8904 | 0
Commercial_Grocery_Existing_Space Heating_Natural Gas_Furnace_E2_Baseline Forecast | Commercial | Grocery | Existing | Space Heating | Natural Gas | Furnace | E2 | AFUE 90% | Baseline Forecast | 0 | 0 | 0 | 0 | 0 | 0 | 0 | 0 | 15390.4639 | 15581.5786 | 15733.4572 | 15849.5286 | 14645.9815 | 13533.8267 | 12506.1244 | 11556.4615 | 10678.912 | 9868 | 9118.6652 | 9122.751 | 9146.7403 | 9185.6732 | 0
Commercial_Grocery_Existing_Space Heating_Natural Gas_Furnace_E3_Baseline Forecast | Commercial | Grocery | Existing | Space Heating | Natural Gas | Furnace | E3 | AFUE 95% | Baseline Forecast | 0 | 0 | 0 | 0 | 0 | 0 | 0 | 0 | 0 | 0 | 0 | 0 | 0 | 0 | 0 | 0 | 0 | 0 | 0 | 0 | 0 | 0 | 0
Commercial_Grocery_Existing_Space Heating_Natural Gas_Furnace_E4_Baseline Forecast | Commercial | Grocery | Existing | Space Heating | Natural Gas | Furnace | E4 |  | Baseline Forecast | 0 | 0 | 0 | 0 | 0 | 0 | 0 | 0 | 0 | 0 | 0 | 0 | 0 | 0 | 0 | 0 | 0 | 0 | 0 | 0 | 0 | 0 | 0
Commercial_Grocery_Existing_Space Heating_Natural Gas_Furnace_E5_Baseline Forecast | Commercial | Grocery | Existing | Space Heating | Natural Gas | Furnace | E5 |  | Baseline Forecast | 0 | 0 | 0 | 0 | 0 | 0 | 0 | 0 | 0 | 0 | 0 | 0 | 0 | 0 | 0 | 0 | 0 | 0 | 0 | 0 | 0 | 0 | 0
Commercial_Grocery_Existing_Space Heating_Natural Gas_Furnace_E6_Baseline Forecast | Commercial | Grocery | Existing | Space Heating | Natural Gas | Furnace | E6 |  | Baseline Forecast | 0 | 0 | 0 | 0 | 0 | 0 | 0 | 0 | 0 | 0 | 0 | 0 | 0 | 0 | 0 | 0 | 0 | 0 | 0 | 0 | 0 | 0 | 0
Commercial_Grocery_Existing_Space Heating_Natural Gas_Furnace_E7_Baseline Forecast | Commercial | Grocery | Existing | Space Heating | Natural Gas | Furnace | E7 |  | Baseline Forecast | 0 | 0 | 0 | 0 | 0 | 0 | 0 | 0 | 0 | 0 | 0 | 0 | 0 | 0 | 0 | 0 | 0 | 0 | 0 | 0 | 0 | 0 | 0
Commercial_Grocery_Existing_Space Heating_Natural Gas_Furnace_E8_Baseline Forecast | Commercial | Grocery | Existing | Space Heating | Natural Gas | Furnace | E8 |  | Baseline Forecast | 0 | 0 | 0 | 0 | 0 | 0 | 0 | 0 | 0 | 0 | 0 | 0 | 0 | 0 | 0 | 0 | 0 | 0 | 0 | 0 | 0 | 0 | 0
Commercial_Grocery_Existing_Space Heating_Natural Gas_Furnace_E9_Baseline Forecast | Commercial | Grocery | Existing | Space Heating | Natural Gas | Furnace | E9 |  | Baseline Forecast | 0 | 0 | 0 | 0 | 0 | 0 | 0 | 0 | 0 | 0 | 0 | 0 | 0 | 0 | 0 | 0 | 0 | 0 | 0 | 0 | 0 | 0 | 0
Commercial_Grocery_Existing_Space Heating_Natural Gas_Furnace_E10_Baseline Forecast | Commercial | Grocery | Existing | Space Heating | Natural Gas | Furnace | E10 |  | Baseline Forecast | 0 | 0 | 0 | 0 | 0 | 0 | 0 | 0 | 0 | 0 | 0 | 0 | 0 | 0 | 0 | 0 | 0 | 0 | 0 | 0 | 0 | 0 | 0
Commercial_Grocery_Existing_Space Heating_Natural Gas_Boiler_E1_Baseline Forecast | Commercial | Grocery | Existing | Space Heating | Natural Gas | Boiler | E1 | AFUE 80% (Standard) | Baseline Forecast | 0 | 3294.5576 | 3264.0625 | 3230.9625 | 3195.6445 | 3158.4517 | 3119.6887 | 3079.6252 | 3038.5005 | 2996.5261 | 2953.889 | 2910.7545 | 2867.2683 | 2823.559 | 2779.7395 | 2735.9089 | 2692.1544 | 2648.5519 | 2605.1679 | 2562.06 | 2519.2783 | 2476.8661 | 0
Commercial_Grocery_Existing_Space Heating_Natural Gas_Boiler_E2_Baseline Forecast | Commercial | Grocery | Existing | Space Heating | Natural Gas | Boiler | E2 | AFUE 85% | Baseline Forecast | 0 | 0 | 0 | 0 | 0 | 0 | 0 | 0 | 0 | 0 | 0 | 0 | 0 | 0 | 0 | 0 | 0 | 0 | 0 | 0 | 0 | 0 | 0
Commercial_Grocery_Existing_Space Heating_Natural Gas_Boiler_E3_Baseline Forecast | Commercial | Grocery | Existing | Space Heating | Natural Gas | Boiler | E3 | AFUE 98% | Baseline Forecast | 0 | 4193.0733 | 4154.2613 | 4112.1341 | 4067.1839 | 4019.8477 | 3970.5129 | 3919.523 | 3867.1825 | 3813.7604 | 3759.495 | 3704.5966 | 3649.2506 | 3593.6206 | 3537.8502 | 3482.0659 | 3426.3783 | 3370.8843 | 3315.6682 | 3260.8036 | 3206.3542 | 3152.3751 | 0
Commercial_Grocery_Existing_Space Heating_Natural Gas_Boiler_E4_Baseline Forecast | Commercial | Grocery | Existing | Space Heating | Natural Gas | Boiler | E4 | Convert to NG Air Source Heat Pump | Baseline Forecast | 0 | 0 | 0 | 0 | 0 | 0 | 0 | 0 | 0 | 0 | 0 | 0 | 0 | 0 | 0 | 0 | 0 | 0 | 0 | 0 | 0 | 0 | 0
Commercial_Grocery_Existing_Space Heating_Natural Gas_Boiler_E5_Baseline Forecast | Commercial | Grocery | Existing | Space Heating | Natural Gas | Boiler | E5 |  | Baseline Forecast | 0 | 0 | 0 | 0 | 0 | 0 | 0 | 0 | 0 | 0 | 0 | 0 | 0 | 0 | 0 | 0 | 0 | 0 | 0 | 0 | 0 | 0 | 0
Commercial_Grocery_Existing_Space Heating_Natural Gas_Boiler_E6_Baseline Forecast | Commercial | Grocery | Existing | Space Heating | Natural Gas | Boiler | E6 |  | Baseline Forecast | 0 | 0 | 0 | 0 | 0 | 0 | 0 | 0 | 0 | 0 | 0 | 0 | 0 | 0 | 0 | 0 | 0 | 0 | 0 | 0 | 0 | 0 | 0
Commercial_Grocery_Existing_Space Heating_Natural Gas_Boiler_E7_Baseline Forecast | Commercial | Grocery | Existing | Space Heating | Natural Gas | Boiler | E7 |  | Baseline Forecast | 0 | 0 | 0 | 0 | 0 | 0 | 0 | 0 | 0 | 0 | 0 | 0 | 0 | 0 | 0 | 0 | 0 | 0 | 0 | 0 | 0 | 0 | 0
Commercial_Grocery_Existing_Space Heating_Natural Gas_Boiler_E8_Baseline Forecast | Commercial | Grocery | Existing | Space Heating | Natural Gas | Boiler | E8 |  | Baseline Forecast | 0 | 0 | 0 | 0 | 0 | 0 | 0 | 0 | 0 | 0 | 0 | 0 | 0 | 0 | 0 | 0 | 0 | 0 | 0 | 0 | 0 | 0 | 0
Commercial_Grocery_Existing_Space Heating_Natural Gas_Boiler_E9_Baseline Forecast | Commercial | Grocery | Existing | Space Heating | Natural Gas | Boiler | E9 |  | Baseline Forecast | 0 | 0 | 0 | 0 | 0 | 0 | 0 | 0 | 0 | 0 | 0 | 0 | 0 | 0 | 0 | 0 | 0 | 0 | 0 | 0 | 0 | 0 | 0
Commercial_Grocery_Existing_Space Heating_Natural Gas_Boiler_E10_Baseline Forecast | Commercial | Grocery | Existing | Space Heating | Natural Gas | Boiler | E10 |  | Baseline Forecast | 0 | 0 | 0 | 0 | 0 | 0 | 0 | 0 | 0 | 0 | 0 | 0 | 0 | 0 | 0 | 0 | 0 | 0 | 0 | 0 | 0 | 0 | 0
Commercial_Grocery_Existing_Space Heating_Natural Gas_Unit Heater_E1_Baseline Forecast | Commercial | Grocery | Existing | Space Heating | Natural Gas | Unit Heater | E1 | Standard | Baseline Forecast | 0 | 1062.3062 | 3034.1572 | 5780.2575 | 9180.8756 | 13130.1464 | 17534.5579 | 22311.5991 | 27388.5557 | 32701.4342 | 37293.4086 | 41244.6602 | 44800.3354 | 48135.6283 | 51372.817 | 54594.4213 | 57853.3408 | 54259.9136 | 51782.5191 | 50273.8421 | 49603.15 | 49507.2952 | 0
Commercial_Grocery_Existing_Space Heating_Natural Gas_Unit Heater_E2_Baseline Forecast | Commercial | Grocery | Existing | Space Heating | Natural Gas | Unit Heater | E2 | Condensing | Baseline Forecast | 0 | 0 | 0 | 0 | 0 | 0 | 0 | 0 | 0 | 0 | 0 | 0 | 0 | 0 | 0 | 0 | 0 | 0 | 0 | 0 | 0 | 0 | 0
Commercial_Grocery_Existing_Space Heating_Natural Gas_Unit Heater_E3_Baseline Forecast | Commercial | Grocery | Existing | Space Heating | Natural Gas | Unit Heater | E3 | Infrared Radiant | Baseline Forecast | 0 | 0 | 0 | 0 | 0 | 0 | 0 | 0 | 0 | 0 | 0 | 0 | 0 | 0 | 0 | 0 | 0 | 0 | 0 | 0 | 0 | 0 | 0
Commercial_Grocery_Existing_Space Heating_Natural Gas_Unit Heater_E4_Baseline Forecast | Commercial | Grocery | Existing | Space Heating | Natural Gas | Unit Heater | E4 |  | Baseline Forecast | 0 | 0 | 0 | 0 | 0 | 0 | 0 | 0 | 0 | 0 | 0 | 0 | 0 | 0 | 0 | 0 | 0 | 0 | 0 | 0 | 0 | 0 | 0
Commercial_Grocery_Existing_Space Heating_Natural Gas_Unit Heater_E5_Baseline Forecast | Commercial | Grocery | Existing | Space Heating | Natural Gas | Unit Heater | E5 |  | Baseline Forecast | 0 | 0 | 0 | 0 | 0 | 0 | 0 | 0 | 0 | 0 | 0 | 0 | 0 | 0 | 0 | 0 | 0 | 0 | 0 | 0 | 0 | 0 | 0
Commercial_Grocery_Existing_Space Heating_Natural Gas_Unit Heater_E6_Baseline Forecast | Commercial | Grocery | Existing | Space Heating | Natural Gas | Unit Heater | E6 |  | Baseline Forecast | 0 | 0 | 0 | 0 | 0 | 0 | 0 | 0 | 0 | 0 | 0 | 0 | 0 | 0 | 0 | 0 | 0 | 0 | 0 | 0 | 0 | 0 | 0
Commercial_Grocery_Existing_Space Heating_Natural Gas_Unit Heater_E7_Baseline Forecast | Commercial | Grocery | Existing | Space Heating | Natural Gas | Unit Heater | E7 |  | Baseline Forecast | 0 | 0 | 0 | 0 | 0 | 0 | 0 | 0 | 0 | 0 | 0 | 0 | 0 | 0 | 0 | 0 | 0 | 0 | 0 | 0 | 0 | 0 | 0
Commercial_Grocery_Existing_Space Heating_Natural Gas_Unit Heater_E8_Baseline Forecast | Commercial | Grocery | Existing | Space Heating | Natural Gas | Unit Heater | E8 |  | Baseline Forecast | 0 | 0 | 0 | 0 | 0 | 0 | 0 | 0 | 0 | 0 | 0 | 0 | 0 | 0 | 0 | 0 | 0 | 0 | 0 | 0 | 0 | 0 | 0
Commercial_Grocery_Existing_Space Heating_Natural Gas_Unit Heater_E9_Baseline Forecast | Commercial | Grocery | Existing | Space Heating | Natural Gas | Unit Heater | E9 |  | Baseline Forecast | 0 | 0 | 0 | 0 | 0 | 0 | 0 | 0 | 0 | 0 | 0 | 0 | 0 | 0 | 0 | 0 | 0 | 0 | 0 | 0 | 0 | 0 | 0
Commercial_Grocery_Existing_Space Heating_Natural Gas_Unit Heater_E10_Baseline Forecast | Commercial | Grocery | Existing | Space Heating | Natural Gas | Unit Heater | E10 |  | Baseline Forecast | 0 | 0 | 0 | 0 | 0 | 0 | 0 | 0 | 0 | 0 | 0 | 0 | 0 | 0 | 0 | 0 | 0 | 0 | 0 | 0 | 0 | 0 | 0
Commercial_Grocery_Existing_Water Heating_Natural Gas_Water Heater_E1_Baseline Forecast | Commercial | Grocery | Existing | Water Heating | Natural Gas | Water Heater | E1 | TE 0.80 | Baseline Forecast | 0 | 29001.3551 | 31580.3186 | 33778.6613 | 35639.159 | 37199.9574 | 38495.0704 | 39554.8245 | 40406.2554 | 41073.4626 | 46495.2387 | 51155.6986 | 50399.7597 | 49638.8532 | 48875.0799 | 53990.5011 | 52594.5485 | 51268.4892 | 50006.2702 | 49636.2153 | 49869.8387 | 49687.8184 | 0
Commercial_Grocery_Existing_Water Heating_Natural Gas_Water Heater_E2_Baseline Forecast | Commercial | Grocery | Existing | Water Heating | Natural Gas | Water Heater | E2 | TE 0.90 | Baseline Forecast | 0 | 0 | 0 | 0 | 0 | 0 | 0 | 0 | 0 | 0 | 0 | 0 | 0 | 0 | 0 | 0 | 0 | 0 | 0 | 0 | 0 | 0 | 0
Commercial_Grocery_Existing_Water Heating_Natural Gas_Water Heater_E3_Baseline Forecast | Commercial | Grocery | Existing | Water Heating | Natural Gas | Water Heater | E3 | TE 0.94 | Baseline Forecast | 0 | 32703.6557 | 35611.8486 | 38090.8308 | 40188.8389 | 41948.8882 | 43409.3347 | 44604.3765 | 45564.5007 | 46316.8833 | 52430.8011 | 57686.2133 | 56833.7716 | 55975.7281 | 55114.4518 | 60882.9055 | 59308.7462 | 57813.4028 | 56390.0493 | 55972.7534 | 56236.2011 | 56030.9441 | 0
Commercial_Grocery_Existing_Water Heating_Natural Gas_Water Heater_E4_Baseline Forecast | Commercial | Grocery | Existing | Water Heating | Natural Gas | Water Heater | E4 | Instantaneous TE 0.94 | Baseline Forecast | 0 | 0 | 0 | 0 | 0 | 0 | 0 | 0 | 0 | 0 | 0 | 0 | 0 | 0 | 0 | 0 | 0 | 0 | 0 | 0 | 0 | 0 | 0
Commercial_Grocery_Existing_Water Heating_Natural Gas_Water Heater_E5_Baseline Forecast | Commercial | Grocery | Existing | Water Heating | Natural Gas | Water Heater | E5 | Gas-Fired Absorption HPWH | Baseline Forecast | 0 | 0 | 0 | 0 | 0 | 0 | 0 | 0 | 0 | 0 | 0 | 0 | 0 | 0 | 0 | 0 | 0 | 0 | 0 | 0 | 0 | 0 | 0
Commercial_Grocery_Existing_Water Heating_Natural Gas_Water Heater_E6_Baseline Forecast | Commercial | Grocery | Existing | Water Heating | Natural Gas | Water Heater | E6 |  | Baseline Forecast | 0 | 0 | 0 | 0 | 0 | 0 | 0 | 0 | 0 | 0 | 0 | 0 | 0 | 0 | 0 | 0 | 0 | 0 | 0 | 0 | 0 | 0 | 0
Commercial_Grocery_Existing_Water Heating_Natural Gas_Water Heater_E7_Baseline Forecast | Commercial | Grocery | Existing | Water Heating | Natural Gas | Water Heater | E7 |  | Baseline Forecast | 0 | 0 | 0 | 0 | 0 | 0 | 0 | 0 | 0 | 0 | 0 | 0 | 0 | 0 | 0 | 0 | 0 | 0 | 0 | 0 | 0 | 0 | 0
Commercial_Grocery_Existing_Water Heating_Natural Gas_Water Heater_E8_Baseline Forecast | Commercial | Grocery | Existing | Water Heating | Natural Gas | Water Heater | E8 |  | Baseline Forecast | 0 | 0 | 0 | 0 | 0 | 0 | 0 | 0 | 0 | 0 | 0 | 0 | 0 | 0 | 0 | 0 | 0 | 0 | 0 | 0 | 0 | 0 | 0
Commercial_Grocery_Existing_Water Heating_Natural Gas_Water Heater_E9_Baseline Forecast | Commercial | Grocery | Existing | Water Heating | Natural Gas | Water Heater | E9 |  | Baseline Forecast | 0 | 0 | 0 | 0 | 0 | 0 | 0 | 0 | 0 | 0 | 0 | 0 | 0 | 0 | 0 | 0 | 0 | 0 | 0 | 0 | 0 | 0 | 0
Commercial_Grocery_Existing_Water Heating_Natural Gas_Water Heater_E10_Baseline Forecast | Commercial | Grocery | Existing | Water Heating | Natural Gas | Water Heater | E10 |  | Baseline Forecast | 0 | 0 | 0 | 0 | 0 | 0 | 0 | 0 | 0 | 0 | 0 | 0 | 0 | 0 | 0 | 0 | 0 | 0 | 0 | 0 | 0 | 0 | 0
Commercial_Grocery_Existing_Food Preparation_Natural Gas_Oven_E1_Baseline Forecast | Commercial | Grocery | Existing | Food Preparation | Natural Gas | Oven | E1 | Standard | Baseline Forecast | 0 | 11477.4853 | 14649.4449 | 17038.4313 | 18814.2905 | 20110.3948 | 21031.469 | 21659.737 | 22059.7498 | 22282.1778 | 17501.6378 | 13746.741 | 12673.3783 | 12348.7419 | 12484.2227 | 12880.8921 | 13404.2997 | 16209.2392 | 16932.5458 | 17424.2898 | 17735.5406 | 17111.2008 | 0
Commercial_Grocery_Existing_Food Preparation_Natural Gas_Oven_E2_Baseline Forecast | Commercial | Grocery | Existing | Food Preparation | Natural Gas | Oven | E2 | ENERGY STAR (EF ≥ 44%) Convection Oven utilizing ASTM Std F1496 | Baseline Forecast | 0 | 16516.3813 | 21080.9085 | 24518.7182 | 27074.2229 | 28939.3486 | 30264.7969 | 31168.8898 | 31744.518 | 32064.5973 | 25185.2837 | 19781.8956 | 18237.3005 | 17770.1407 | 17965.1009 | 18535.9178 | 19289.1142 | 23325.4905 | 24366.3464 | 25073.9779 | 25521.8755 | 24623.4353 | 0
Commercial_Grocery_Existing_Food Preparation_Natural Gas_Oven_E3_Baseline Forecast | Commercial | Grocery | Existing | Food Preparation | Natural Gas | Oven | E3 |  | Baseline Forecast | 0 | 0 | 0 | 0 | 0 | 0 | 0 | 0 | 0 | 0 | 0 | 0 | 0 | 0 | 0 | 0 | 0 | 0 | 0 | 0 | 0 | 0 | 0
Commercial_Grocery_Existing_Food Preparation_Natural Gas_Oven_E4_Baseline Forecast | Commercial | Grocery | Existing | Food Preparation | Natural Gas | Oven | E4 |  | Baseline Forecast | 0 | 0 | 0 | 0 | 0 | 0 | 0 | 0 | 0 | 0 | 0 | 0 | 0 | 0 | 0 | 0 | 0 | 0 | 0 | 0 | 0 | 0 | 0
Commercial_Grocery_Existing_Food Preparation_Natural Gas_Oven_E5_Baseline Forecast | Commercial | Grocery | Existing | Food Preparation | Natural Gas | Oven | E5 |  | Baseline Forecast | 0 | 0 | 0 | 0 | 0 | 0 | 0 | 0 | 0 | 0 | 0 | 0 | 0 | 0 | 0 | 0 | 0 | 0 | 0 | 0 | 0 | 0 | 0
Commercial_Grocery_Existing_Food Preparation_Natural Gas_Oven_E6_Baseline Forecast | Commercial | Grocery | Existing | Food Preparation | Natural Gas | Oven | E6 |  | Baseline Forecast | 0 | 0 | 0 | 0 | 0 | 0 | 0 | 0 | 0 | 0 | 0 | 0 | 0 | 0 | 0 | 0 | 0 | 0 | 0 | 0 | 0 | 0 | 0
Commercial_Grocery_Existing_Food Preparation_Natural Gas_Oven_E7_Baseline Forecast | Commercial | Grocery | Existing | Food Preparation | Natural Gas | Oven | E7 |  | Baseline Forecast | 0 | 0 | 0 | 0 | 0 | 0 | 0 | 0 | 0 | 0 | 0 | 0 | 0 | 0 | 0 | 0 | 0 | 0 | 0 | 0 | 0 | 0 | 0
Commercial_Grocery_Existing_Food Preparation_Natural Gas_Oven_E8_Baseline Forecast | Commercial | Grocery | Existing | Food Preparation | Natural Gas | Oven | E8 |  | Baseline Forecast | 0 | 0 | 0 | 0 | 0 | 0 | 0 | 0 | 0 | 0 | 0 | 0 | 0 | 0 | 0 | 0 | 0 | 0 | 0 | 0 | 0 | 0 | 0
Commercial_Grocery_Existing_Food Preparation_Natural Gas_Oven_E9_Baseline Forecast | Commercial | Grocery | Existing | Food Preparation | Natural Gas | Oven | E9 |  | Baseline Forecast | 0 | 0 | 0 | 0 | 0 | 0 | 0 | 0 | 0 | 0 | 0 | 0 | 0 | 0 | 0 | 0 | 0 | 0 | 0 | 0 | 0 | 0 | 0
Commercial_Grocery_Existing_Food Preparation_Natural Gas_Oven_E10_Baseline Forecast | Commercial | Grocery | Existing | Food Preparation | Natural Gas | Oven | E10 |  | Baseline Forecast | 0 | 0 | 0 | 0 | 0 | 0 | 0 | 0 | 0 | 0 | 0 | 0 | 0 | 0 | 0 | 0 | 0 | 0 | 0 | 0 | 0 | 0 | 0
Commercial_Grocery_Existing_Food Preparation_Natural Gas_Conveyor Oven_E1_Baseline Forecast | Commercial | Grocery | Existing | Food Preparation | Natural Gas | Conveyor Oven | E1 | Standard | Baseline Forecast | 0 | 0 | 0 | 0 | 0 | 533.2625 | 1465.987 | 2693.6084 | 4134.5113 | 5725.0942 | 6929.3771 | 7831.0579 | 8495.8627 | 8975.4017 | 9310.198 | 9532.0666 | 9665.9829 | 7592.1902 | 5963.3203 | 4683.917 | 3679.0039 | 2969.2088 | 0
Commercial_Grocery_Existing_Food Preparation_Natural Gas_Conveyor Oven_E2_Baseline Forecast | Commercial | Grocery | Existing | Food Preparation | Natural Gas | Conveyor Oven | E2 | ENERGY STAR (EF ≥ 44%) Convection Oven utilizing ASTM Std F1496 | Baseline Forecast | 0 | 0 | 0 | 0 | 0 | 767.3777 | 2109.5911 | 3876.1682 | 5949.6626 | 8238.5503 | 9971.5427 | 11269.0834 | 12225.7537 | 12915.822 | 13397.6021 | 13716.8764 | 13909.5851 | 10925.3469 | 8581.3634 | 6740.2709 | 5294.1764 | 4272.764 | 0
Commercial_Grocery_Existing_Food Preparation_Natural Gas_Conveyor Oven_E3_Baseline Forecast | Commercial | Grocery | Existing | Food Preparation | Natural Gas | Conveyor Oven | E3 |  | Baseline Forecast | 0 | 0 | 0 | 0 | 0 | 0 | 0 | 0 | 0 | 0 | 0 | 0 | 0 | 0 | 0 | 0 | 0 | 0 | 0 | 0 | 0 | 0 | 0
Commercial_Grocery_Existing_Food Preparation_Natural Gas_Conveyor Oven_E4_Baseline Forecast | Commercial | Grocery | Existing | Food Preparation | Natural Gas | Conveyor Oven | E4 |  | Baseline Forecast | 0 | 0 | 0 | 0 | 0 | 0 | 0 | 0 | 0 | 0 | 0 | 0 | 0 | 0 | 0 | 0 | 0 | 0 | 0 | 0 | 0 | 0 | 0
Commercial_Grocery_Existing_Food Preparation_Natural Gas_Conveyor Oven_E5_Baseline Forecast | Commercial | Grocery | Existing | Food Preparation | Natural Gas | Conveyor Oven | E5 |  | Baseline Forecast | 0 | 0 | 0 | 0 | 0 | 0 | 0 | 0 | 0 | 0 | 0 | 0 | 0 | 0 | 0 | 0 | 0 | 0 | 0 | 0 | 0 | 0 | 0
Commercial_Grocery_Existing_Food Preparation_Natural Gas_Conveyor Oven_E6_Baseline Forecast | Commercial | Grocery | Existing | Food Preparation | Natural Gas | Conveyor Oven | E6 |  | Baseline Forecast | 0 | 0 | 0 | 0 | 0 | 0 | 0 | 0 | 0 | 0 | 0 | 0 | 0 | 0 | 0 | 0 | 0 | 0 | 0 | 0 | 0 | 0 | 0
Commercial_Grocery_Existing_Food Preparation_Natural Gas_Conveyor Oven_E7_Baseline Forecast | Commercial | Grocery | Existing | Food Preparation | Natural Gas | Conveyor Oven | E7 |  | Baseline Forecast | 0 | 0 | 0 | 0 | 0 | 0 | 0 | 0 | 0 | 0 | 0 | 0 | 0 | 0 | 0 | 0 | 0 | 0 | 0 | 0 | 0 | 0 | 0
Commercial_Grocery_Existing_Food Preparation_Natural Gas_Conveyor Oven_E8_Baseline Forecast | Commercial | Grocery | Existing | Food Preparation | Natural Gas | Conveyor Oven | E8 |  | Baseline Forecast | 0 | 0 | 0 | 0 | 0 | 0 | 0 | 0 | 0 | 0 | 0 | 0 | 0 | 0 | 0 | 0 | 0 | 0 | 0 | 0 | 0 | 0 | 0
Commercial_Grocery_Existing_Food Preparation_Natural Gas_Conveyor Oven_E9_Baseline Forecast | Commercial | Grocery | Existing | Food Preparation | Natural Gas | Conveyor Oven | E9 |  | Baseline Forecast | 0 | 0 | 0 | 0 | 0 | 0 | 0 | 0 | 0 | 0 | 0 | 0 | 0 | 0 | 0 | 0 | 0 | 0 | 0 | 0 | 0 | 0 | 0
Commercial_Grocery_Existing_Food Preparation_Natural Gas_Conveyor Oven_E10_Baseline Forecast | Commercial | Grocery | Existing | Food Preparation | Natural Gas | Conveyor Oven | E10 |  | Baseline Forecast | 0 | 0 | 0 | 0 | 0 | 0 | 0 | 0 | 0 | 0 | 0 | 0 | 0 | 0 | 0 | 0 | 0 | 0 | 0 | 0 | 0 | 0 | 0
Commercial_Grocery_Existing_Food Preparation_Natural Gas_Double Rack Oven_E1_Baseline Forecast | Commercial | Grocery | Existing | Food Preparation | Natural Gas | Double Rack Oven | E1 | Standard | Baseline Forecast | 0 | 3188.1904 | 4347.5323 | 5330.8651 | 6161.1072 | 6858.251 | 7439.7349 | 7920.769 | 8314.6186 | 8632.8519 | 7534.1253 | 6575.2367 | 6259.4823 | 6127.9262 | 6121.577 | 6196.6624 | 6321.0364 | 7094.5328 | 7358.5159 | 7567.6844 | 7729.4004 | 7629.1974 | 0
Commercial_Grocery_Existing_Food Preparation_Natural Gas_Double Rack Oven_E2_Baseline Forecast | Commercial | Grocery | Existing | Food Preparation | Natural Gas | Double Rack Oven | E2 | FTSC Qualified (>50% Cooking Efficiency) | Baseline Forecast | 0 | 4587.8837 | 6256.205 | 7671.2449 | 8865.9836 | 9869.1904 | 10705.96 | 11398.1798 | 11964.939 | 12422.8845 | 10841.7901 | 9461.9259 | 9007.5477 | 8818.2353 | 8809.0987 | 8917.1483 | 9096.1256 | 10209.2058 | 10589.0839 | 10890.0825 | 11122.7957 | 10978.6011 | 0
Commercial_Grocery_Existing_Food Preparation_Natural Gas_Double Rack Oven_E3_Baseline Forecast | Commercial | Grocery | Existing | Food Preparation | Natural Gas | Double Rack Oven | E3 |  | Baseline Forecast | 0 | 0 | 0 | 0 | 0 | 0 | 0 | 0 | 0 | 0 | 0 | 0 | 0 | 0 | 0 | 0 | 0 | 0 | 0 | 0 | 0 | 0 | 0
Commercial_Grocery_Existing_Food Preparation_Natural Gas_Double Rack Oven_E4_Baseline Forecast | Commercial | Grocery | Existing | Food Preparation | Natural Gas | Double Rack Oven | E4 |  | Baseline Forecast | 0 | 0 | 0 | 0 | 0 | 0 | 0 | 0 | 0 | 0 | 0 | 0 | 0 | 0 | 0 | 0 | 0 | 0 | 0 | 0 | 0 | 0 | 0
Commercial_Grocery_Existing_Food Preparation_Natural Gas_Double Rack Oven_E5_Baseline Forecast | Commercial | Grocery | Existing | Food Preparation | Natural Gas | Double Rack Oven | E5 |  | Baseline Forecast | 0 | 0 | 0 | 0 | 0 | 0 | 0 | 0 | 0 | 0 | 0 | 0 | 0 | 0 | 0 | 0 | 0 | 0 | 0 | 0 | 0 | 0 | 0
Commercial_Grocery_Existing_Food Preparation_Natural Gas_Double Rack Oven_E6_Baseline Forecast | Commercial | Grocery | Existing | Food Preparation | Natural Gas | Double Rack Oven | E6 |  | Baseline Forecast | 0 | 0 | 0 | 0 | 0 | 0 | 0 | 0 | 0 | 0 | 0 | 0 | 0 | 0 | 0 | 0 | 0 | 0 | 0 | 0 | 0 | 0 | 0
Commercial_Grocery_Existing_Food Preparation_Natural Gas_Double Rack Oven_E7_Baseline Forecast | Commercial | Grocery | Existing | Food Preparation | Natural Gas | Double Rack Oven | E7 |  | Baseline Forecast | 0 | 0 | 0 | 0 | 0 | 0 | 0 | 0 | 0 | 0 | 0 | 0 | 0 | 0 | 0 | 0 | 0 | 0 | 0 | 0 | 0 | 0 | 0
Commercial_Grocery_Existing_Food Preparation_Natural Gas_Double Rack Oven_E8_Baseline Forecast | Commercial | Grocery | Existing | Food Preparation | Natural Gas | Double Rack Oven | E8 |  | Baseline Forecast | 0 | 0 | 0 | 0 | 0 | 0 | 0 | 0 | 0 | 0 | 0 | 0 | 0 | 0 | 0 | 0 | 0 | 0 | 0 | 0 | 0 | 0 | 0
Commercial_Grocery_Existing_Food Preparation_Natural Gas_Double Rack Oven_E9_Baseline Forecast | Commercial | Grocery | Existing | Food Preparation | Natural Gas | Double Rack Oven | E9 |  | Baseline Forecast | 0 | 0 | 0 | 0 | 0 | 0 | 0 | 0 | 0 | 0 | 0 | 0 | 0 | 0 | 0 | 0 | 0 | 0 | 0 | 0 | 0 | 0 | 0
Commercial_Grocery_Existing_Food Preparation_Natural Gas_Double Rack Oven_E10_Baseline Forecast | Commercial | Grocery | Existing | Food Preparation | Natural Gas | Double Rack Oven | E10 |  | Baseline Forecast | 0 | 0 | 0 | 0 | 0 | 0 | 0 | 0 | 0 | 0 | 0 | 0 | 0 | 0 | 0 | 0 | 0 | 0 | 0 | 0 | 0 | 0 | 0
Commercial_Grocery_Existing_Food Preparation_Natural Gas_Fryer_E1_Baseline Forecast | Commercial | Grocery | Existing | Food Preparation | Natural Gas | Fryer | E1 | Standard | Baseline Forecast | 0 | 33408.1522 | 36378.9928 | 38911.3768 | 41054.5798 | 42852.5437 | 51964.3254 | 59473.7111 | 65662.8119 | 70755.4312 | 81651.7622 | 85740.2635 | 84889.7326 | 84795.2914 | 85102.0385 | 88645.2782 | 91321.3721 | 92345.2477 | 92420.4212 | 93322.0273 | 93098.4566 | 92238.9386 | 0
Commercial_Grocery_Existing_Food Preparation_Natural Gas_Fryer_E2_Baseline Forecast | Commercial | Grocery | Existing | Food Preparation | Natural Gas | Fryer | E2 | ENERGY STAR | Baseline Forecast | 0 | 11737.9994 | 12781.8083 | 13671.5648 | 14424.5821 | 15056.2992 | 18257.736 | 20896.1688 | 23070.7177 | 24860.0164 | 28688.457 | 30124.9574 | 29826.1223 | 29792.9402 | 29900.7162 | 31145.6383 | 32085.8875 | 32445.6276 | 32472.0399 | 32788.8204 | 32710.2685 | 32408.2757 | 0
Commercial_Grocery_Existing_Food Preparation_Natural Gas_Fryer_E3_Baseline Forecast | Commercial | Grocery | Existing | Food Preparation | Natural Gas | Fryer | E3 |  | Baseline Forecast | 0 | 0 | 0 | 0 | 0 | 0 | 0 | 0 | 0 | 0 | 0 | 0 | 0 | 0 | 0 | 0 | 0 | 0 | 0 | 0 | 0 | 0 | 0
Commercial_Grocery_Existing_Food Preparation_Natural Gas_Fryer_E4_Baseline Forecast | Commercial | Grocery | Existing | Food Preparation | Natural Gas | Fryer | E4 |  | Baseline Forecast | 0 | 0 | 0 | 0 | 0 | 0 | 0 | 0 | 0 | 0 | 0 | 0 | 0 | 0 | 0 | 0 | 0 | 0 | 0 | 0 | 0 | 0 | 0
Commercial_Grocery_Existing_Food Preparation_Natural Gas_Fryer_E5_Baseline Forecast | Commercial | Grocery | Existing | Food Preparation | Natural Gas | Fryer | E5 |  | Baseline Forecast | 0 | 0 | 0 | 0 | 0 | 0 | 0 | 0 | 0 | 0 | 0 | 0 | 0 | 0 | 0 | 0 | 0 | 0 | 0 | 0 | 0 | 0 | 0
Commercial_Grocery_Existing_Food Preparation_Natural Gas_Fryer_E6_Baseline Forecast | Commercial | Grocery | Existing | Food Preparation | Natural Gas | Fryer | E6 |  | Baseline Forecast | 0 | 0 | 0 | 0 | 0 | 0 | 0 | 0 | 0 | 0 | 0 | 0 | 0 | 0 | 0 | 0 | 0 | 0 | 0 | 0 | 0 | 0 | 0
Commercial_Grocery_Existing_Food Preparation_Natural Gas_Fryer_E7_Baseline Forecast | Commercial | Grocery | Existing | Food Preparation | Natural Gas | Fryer | E7 |  | Baseline Forecast | 0 | 0 | 0 | 0 | 0 | 0 | 0 | 0 | 0 | 0 | 0 | 0 | 0 | 0 | 0 | 0 | 0 | 0 | 0 | 0 | 0 | 0 | 0
Commercial_Grocery_Existing_Food Preparation_Natural Gas_Fryer_E8_Baseline Forecast | Commercial | Grocery | Existing | Food Preparation | Natural Gas | Fryer | E8 |  | Baseline Forecast | 0 | 0 | 0 | 0 | 0 | 0 | 0 | 0 | 0 | 0 | 0 | 0 | 0 | 0 | 0 | 0 | 0 | 0 | 0 | 0 | 0 | 0 | 0
Commercial_Grocery_Existing_Food Preparation_Natural Gas_Fryer_E9_Baseline Forecast | Commercial | Grocery | Existing | Food Preparation | Natural Gas | Fryer | E9 |  | Baseline Forecast | 0 | 0 | 0 | 0 | 0 | 0 | 0 | 0 | 0 | 0 | 0 | 0 | 0 | 0 | 0 | 0 | 0 | 0 | 0 | 0 | 0 | 0 | 0
Commercial_Grocery_Existing_Food Preparation_Natural Gas_Fryer_E10_Baseline Forecast | Commercial | Grocery | Existing | Food Preparation | Natural Gas | Fryer | E10 |  | Baseline Forecast | 0 | 0 | 0 | 0 | 0 | 0 | 0 | 0 | 0 | 0 | 0 | 0 | 0 | 0 | 0 | 0 | 0 | 0 | 0 | 0 | 0 | 0 | 0
Commercial_Grocery_Existing_Food Preparation_Natural Gas_Broiler_E1_Baseline Forecast | Commercial | Grocery | Existing | Food Preparation | Natural Gas | Broiler | E1 | Standard | Baseline Forecast | 0 | 2270.6801 | 2539.0332 | 2763.0987 | 2948.6973 | 3100.9059 | 3224.1516 | 3322.295 | 3398.7021 | 3456.3076 | 3016.4139 | 2632.5067 | 2668.5918 | 2711.5556 | 2756.4052 | 2799.6967 | 2839.1413 | 3317.1103 | 3310.4834 | 3297.1445 | 3278.0852 | 3175.5096 | 0
Commercial_Grocery_Existing_Food Preparation_Natural Gas_Broiler_E2_Baseline Forecast | Commercial | Grocery | Existing | Food Preparation | Natural Gas | Broiler | E2 | Infrared Burners | Baseline Forecast | 0 | 797.8065 | 892.0928 | 970.8185 | 1036.0288 | 1089.5075 | 1132.81 | 1167.2928 | 1194.1386 | 1214.3783 | 1059.8211 | 924.9348 | 937.6133 | 952.7087 | 968.4667 | 983.6772 | 997.5361 | 1165.4712 | 1163.1428 | 1158.4562 | 1151.7597 | 1115.7196 | 0
Commercial_Grocery_Existing_Food Preparation_Natural Gas_Broiler_E3_Baseline Forecast | Commercial | Grocery | Existing | Food Preparation | Natural Gas | Broiler | E3 |  | Baseline Forecast | 0 | 0 | 0 | 0 | 0 | 0 | 0 | 0 | 0 | 0 | 0 | 0 | 0 | 0 | 0 | 0 | 0 | 0 | 0 | 0 | 0 | 0 | 0
Commercial_Grocery_Existing_Food Preparation_Natural Gas_Broiler_E4_Baseline Forecast | Commercial | Grocery | Existing | Food Preparation | Natural Gas | Broiler | E4 |  | Baseline Forecast | 0 | 0 | 0 | 0 | 0 | 0 | 0 | 0 | 0 | 0 | 0 | 0 | 0 | 0 | 0 | 0 | 0 | 0 | 0 | 0 | 0 | 0 | 0
Commercial_Grocery_Existing_Food Preparation_Natural Gas_Broiler_E5_Baseline Forecast | Commercial | Grocery | Existing | Food Preparation | Natural Gas | Broiler | E5 |  | Baseline Forecast | 0 | 0 | 0 | 0 | 0 | 0 | 0 | 0 | 0 | 0 | 0 | 0 | 0 | 0 | 0 | 0 | 0 | 0 | 0 | 0 | 0 | 0 | 0
Commercial_Grocery_Existing_Food Preparation_Natural Gas_Broiler_E6_Baseline Forecast | Commercial | Grocery | Existing | Food Preparation | Natural Gas | Broiler | E6 |  | Baseline Forecast | 0 | 0 | 0 | 0 | 0 | 0 | 0 | 0 | 0 | 0 | 0 | 0 | 0 | 0 | 0 | 0 | 0 | 0 | 0 | 0 | 0 | 0 | 0
Commercial_Grocery_Existing_Food Preparation_Natural Gas_Broiler_E7_Baseline Forecast | Commercial | Grocery | Existing | Food Preparation | Natural Gas | Broiler | E7 |  | Baseline Forecast | 0 | 0 | 0 | 0 | 0 | 0 | 0 | 0 | 0 | 0 | 0 | 0 | 0 | 0 | 0 | 0 | 0 | 0 | 0 | 0 | 0 | 0 | 0
Commercial_Grocery_Existing_Food Preparation_Natural Gas_Broiler_E8_Baseline Forecast | Commercial | Grocery | Existing | Food Preparation | Natural Gas | Broiler | E8 |  | Baseline Forecast | 0 | 0 | 0 | 0 | 0 | 0 | 0 | 0 | 0 | 0 | 0 | 0 | 0 | 0 | 0 | 0 | 0 | 0 | 0 | 0 | 0 | 0 | 0
Commercial_Grocery_Existing_Food Preparation_Natural Gas_Broiler_E9_Baseline Forecast | Commercial | Grocery | Existing | Food Preparation | Natural Gas | Broiler | E9 |  | Baseline Forecast | 0 | 0 | 0 | 0 | 0 | 0 | 0 | 0 | 0 | 0 | 0 | 0 | 0 | 0 | 0 | 0 | 0 | 0 | 0 | 0 | 0 | 0 | 0
Commercial_Grocery_Existing_Food Preparation_Natural Gas_Broiler_E10_Baseline Forecast | Commercial | Grocery | Existing | Food Preparation | Natural Gas | Broiler | E10 |  | Baseline Forecast | 0 | 0 | 0 | 0 | 0 | 0 | 0 | 0 | 0 | 0 | 0 | 0 | 0 | 0 | 0 | 0 | 0 | 0 | 0 | 0 | 0 | 0 | 0
Commercial_Grocery_Existing_Food Preparation_Natural Gas_Griddle_E1_Baseline Forecast | Commercial | Grocery | Existing | Food Preparation | Natural Gas | Griddle | E1 | Standard | Baseline Forecast | 0 | 4855.9835 | 5429.8725 | 5909.0497 | 6305.9635 | 6631.4704 | 6895.0386 | 7104.9241 | 7268.3253 | 7391.5179 | 6450.7793 | 5629.771 | 5706.9411 | 5798.8218 | 5894.7353 | 5987.3167 | 6071.6714 | 7093.8362 | 7079.6644 | 7051.1384 | 7010.3789 | 6791.0149 | 0
Commercial_Grocery_Existing_Food Preparation_Natural Gas_Griddle_E2_Baseline Forecast | Commercial | Grocery | Existing | Food Preparation | Natural Gas | Griddle | E2 | ENERGY STAR | Baseline Forecast | 0 | 1983.4299 | 2217.8353 | 2413.5555 | 2575.6752 | 2708.6288 | 2816.2834 | 2902.0112 | 2968.7526 | 3019.0707 | 2634.8253 | 2299.4839 | 2331.0041 | 2368.5328 | 2407.7088 | 2445.5237 | 2479.9785 | 2897.4824 | 2891.6939 | 2880.0424 | 2863.3942 | 2773.7948 | 0
Commercial_Grocery_Existing_Food Preparation_Natural Gas_Griddle_E3_Baseline Forecast | Commercial | Grocery | Existing | Food Preparation | Natural Gas | Griddle | E3 |  | Baseline Forecast | 0 | 0 | 0 | 0 | 0 | 0 | 0 | 0 | 0 | 0 | 0 | 0 | 0 | 0 | 0 | 0 | 0 | 0 | 0 | 0 | 0 | 0 | 0
Commercial_Grocery_Existing_Food Preparation_Natural Gas_Griddle_E4_Baseline Forecast | Commercial | Grocery | Existing | Food Preparation | Natural Gas | Griddle | E4 |  | Baseline Forecast | 0 | 0 | 0 | 0 | 0 | 0 | 0 | 0 | 0 | 0 | 0 | 0 | 0 | 0 | 0 | 0 | 0 | 0 | 0 | 0 | 0 | 0 | 0
Commercial_Grocery_Existing_Food Preparation_Natural Gas_Griddle_E5_Baseline Forecast | Commercial | Grocery | Existing | Food Preparation | Natural Gas | Griddle | E5 |  | Baseline Forecast | 0 | 0 | 0 | 0 | 0 | 0 | 0 | 0 | 0 | 0 | 0 | 0 | 0 | 0 | 0 | 0 | 0 | 0 | 0 | 0 | 0 | 0 | 0
Commercial_Grocery_Existing_Food Preparation_Natural Gas_Griddle_E6_Baseline Forecast | Commercial | Grocery | Existing | Food Preparation | Natural Gas | Griddle | E6 |  | Baseline Forecast | 0 | 0 | 0 | 0 | 0 | 0 | 0 | 0 | 0 | 0 | 0 | 0 | 0 | 0 | 0 | 0 | 0 | 0 | 0 | 0 | 0 | 0 | 0
Commercial_Grocery_Existing_Food Preparation_Natural Gas_Griddle_E7_Baseline Forecast | Commercial | Grocery | Existing | Food Preparation | Natural Gas | Griddle | E7 |  | Baseline Forecast | 0 | 0 | 0 | 0 | 0 | 0 | 0 | 0 | 0 | 0 | 0 | 0 | 0 | 0 | 0 | 0 | 0 | 0 | 0 | 0 | 0 | 0 | 0
Commercial_Grocery_Existing_Food Preparation_Natural Gas_Griddle_E8_Baseline Forecast | Commercial | Grocery | Existing | Food Preparation | Natural Gas | Griddle | E8 |  | Baseline Forecast | 0 | 0 | 0 | 0 | 0 | 0 | 0 | 0 | 0 | 0 | 0 | 0 | 0 | 0 | 0 | 0 | 0 | 0 | 0 | 0 | 0 | 0 | 0
Commercial_Grocery_Existing_Food Preparation_Natural Gas_Griddle_E9_Baseline Forecast | Commercial | Grocery | Existing | Food Preparation | Natural Gas | Griddle | E9 |  | Baseline Forecast | 0 | 0 | 0 | 0 | 0 | 0 | 0 | 0 | 0 | 0 | 0 | 0 | 0 | 0 | 0 | 0 | 0 | 0 | 0 | 0 | 0 | 0 | 0
Commercial_Grocery_Existing_Food Preparation_Natural Gas_Griddle_E10_Baseline Forecast | Commercial | Grocery | Existing | Food Preparation | Natural Gas | Griddle | E10 |  | Baseline Forecast | 0 | 0 | 0 | 0 | 0 | 0 | 0 | 0 | 0 | 0 | 0 | 0 | 0 | 0 | 0 | 0 | 0 | 0 | 0 | 0 | 0 | 0 | 0
Commercial_Grocery_Existing_Food Preparation_Natural Gas_Range_E1_Baseline Forecast | Commercial | Grocery | Existing | Food Preparation | Natural Gas | Range | E1 | Standard | Baseline Forecast | 0 | 12668.2563 | 16169.3017 | 18806.1417 | 20766.2435 | 22196.8166 | 23213.4508 | 23906.9006 | 24348.4141 | 24593.9187 | 21465.3666 | 19601.6496 | 18584.873 | 18118.5855 | 17994.8981 | 20638.6944 | 21020.843 | 21233.5473 | 21314.7507 | 20747.9324 | 19908.0655 | 19014.2091 | 0
Commercial_Grocery_Existing_Food Preparation_Natural Gas_Range_E2_Baseline Forecast | Commercial | Grocery | Existing | Food Preparation | Natural Gas | Range | E2 | High Efficiency | Baseline Forecast | 0 | 18229.9299 | 23268.0196 | 27062.4966 | 29883.1309 | 31941.7605 | 33404.7219 | 34402.6131 | 35037.9618 | 35391.2488 | 30889.1861 | 28207.2518 | 26744.0855 | 26073.0864 | 25895.0973 | 29699.5846 | 30249.5058 | 30555.5924 | 30672.4462 | 29856.7808 | 28648.1919 | 27361.9107 | 0
Commercial_Grocery_Existing_Food Preparation_Natural Gas_Range_E3_Baseline Forecast | Commercial | Grocery | Existing | Food Preparation | Natural Gas | Range | E3 |  | Baseline Forecast | 0 | 0 | 0 | 0 | 0 | 0 | 0 | 0 | 0 | 0 | 0 | 0 | 0 | 0 | 0 | 0 | 0 | 0 | 0 | 0 | 0 | 0 | 0
Commercial_Grocery_Existing_Food Preparation_Natural Gas_Range_E4_Baseline Forecast | Commercial | Grocery | Existing | Food Preparation | Natural Gas | Range | E4 |  | Baseline Forecast | 0 | 0 | 0 | 0 | 0 | 0 | 0 | 0 | 0 | 0 | 0 | 0 | 0 | 0 | 0 | 0 | 0 | 0 | 0 | 0 | 0 | 0 | 0
Commercial_Grocery_Existing_Food Preparation_Natural Gas_Range_E5_Baseline Forecast | Commercial | Grocery | Existing | Food Preparation | Natural Gas | Range | E5 |  | Baseline Forecast | 0 | 0 | 0 | 0 | 0 | 0 | 0 | 0 | 0 | 0 | 0 | 0 | 0 | 0 | 0 | 0 | 0 | 0 | 0 | 0 | 0 | 0 | 0
Commercial_Grocery_Existing_Food Preparation_Natural Gas_Range_E6_Baseline Forecast | Commercial | Grocery | Existing | Food Preparation | Natural Gas | Range | E6 |  | Baseline Forecast | 0 | 0 | 0 | 0 | 0 | 0 | 0 | 0 | 0 | 0 | 0 | 0 | 0 | 0 | 0 | 0 | 0 | 0 | 0 | 0 | 0 | 0 | 0
Commercial_Grocery_Existing_Food Preparation_Natural Gas_Range_E7_Baseline Forecast | Commercial | Grocery | Existing | Food Preparation | Natural Gas | Range | E7 |  | Baseline Forecast | 0 | 0 | 0 | 0 | 0 | 0 | 0 | 0 | 0 | 0 | 0 | 0 | 0 | 0 | 0 | 0 | 0 | 0 | 0 | 0 | 0 | 0 | 0
Commercial_Grocery_Existing_Food Preparation_Natural Gas_Range_E8_Baseline Forecast | Commercial | Grocery | Existing | Food Preparation | Natural Gas | Range | E8 |  | Baseline Forecast | 0 | 0 | 0 | 0 | 0 | 0 | 0 | 0 | 0 | 0 | 0 | 0 | 0 | 0 | 0 | 0 | 0 | 0 | 0 | 0 | 0 | 0 | 0
Commercial_Grocery_Existing_Food Preparation_Natural Gas_Range_E9_Baseline Forecast | Commercial | Grocery | Existing | Food Preparation | Natural Gas | Range | E9 |  | Baseline Forecast | 0 | 0 | 0 | 0 | 0 | 0 | 0 | 0 | 0 | 0 | 0 | 0 | 0 | 0 | 0 | 0 | 0 | 0 | 0 | 0 | 0 | 0 | 0
Commercial_Grocery_Existing_Food Preparation_Natural Gas_Range_E10_Baseline Forecast | Commercial | Grocery | Existing | Food Preparation | Natural Gas | Range | E10 |  | Baseline Forecast | 0 | 0 | 0 | 0 | 0 | 0 | 0 | 0 | 0 | 0 | 0 | 0 | 0 | 0 | 0 | 0 | 0 | 0 | 0 | 0 | 0 | 0 | 0
Commercial_Grocery_Existing_Food Preparation_Natural Gas_Steamer_E1_Baseline Forecast | Commercial | Grocery | Existing | Food Preparation | Natural Gas | Steamer | E1 | Standard | Baseline Forecast | 0 | 1049.1099 | 1173.0956 | 1276.6193 | 1362.3705 | 1432.6945 | 1489.6371 | 1534.9817 | 1570.2837 | 1596.8988 | 1492.4802 | 1413.0302 | 1353.4438 | 1309.5185 | 1277.8081 | 1255.4973 | 1240.2974 | 1230.3574 | 1224.1896 | 1441.1669 | 1422.512 | 1396.5887 | 0
Commercial_Grocery_Existing_Food Preparation_Natural Gas_Steamer_E2_Baseline Forecast | Commercial | Grocery | Existing | Food Preparation | Natural Gas | Steamer | E2 | ENERGY STAR | Baseline Forecast | 0 | 1049.1099 | 1173.0956 | 1276.6193 | 1362.3705 | 1432.6945 | 1489.6371 | 1534.9817 | 1570.2837 | 1596.8988 | 1492.4802 | 1413.0302 | 1353.4438 | 1309.5185 | 1277.8081 | 1255.4973 | 1240.2974 | 1230.3574 | 1224.1896 | 1441.1669 | 1422.512 | 1396.5887 | 0
Commercial_Grocery_Existing_Food Preparation_Natural Gas_Steamer_E3_Baseline Forecast | Commercial | Grocery | Existing | Food Preparation | Natural Gas | Steamer | E3 |  | Baseline Forecast | 0 | 0 | 0 | 0 | 0 | 0 | 0 | 0 | 0 | 0 | 0 | 0 | 0 | 0 | 0 | 0 | 0 | 0 | 0 | 0 | 0 | 0 | 0
Commercial_Grocery_Existing_Food Preparation_Natural Gas_Steamer_E4_Baseline Forecast | Commercial | Grocery | Existing | Food Preparation | Natural Gas | Steamer | E4 |  | Baseline Forecast | 0 | 0 | 0 | 0 | 0 | 0 | 0 | 0 | 0 | 0 | 0 | 0 | 0 | 0 | 0 | 0 | 0 | 0 | 0 | 0 | 0 | 0 | 0
Commercial_Grocery_Existing_Food Preparation_Natural Gas_Steamer_E5_Baseline Forecast | Commercial | Grocery | Existing | Food Preparation | Natural Gas | Steamer | E5 |  | Baseline Forecast | 0 | 0 | 0 | 0 | 0 | 0 | 0 | 0 | 0 | 0 | 0 | 0 | 0 | 0 | 0 | 0 | 0 | 0 | 0 | 0 | 0 | 0 | 0
Commercial_Grocery_Existing_Food Preparation_Natural Gas_Steamer_E6_Baseline Forecast | Commercial | Grocery | Existing | Food Preparation | Natural Gas | Steamer | E6 |  | Baseline Forecast | 0 | 0 | 0 | 0 | 0 | 0 | 0 | 0 | 0 | 0 | 0 | 0 | 0 | 0 | 0 | 0 | 0 | 0 | 0 | 0 | 0 | 0 | 0
Commercial_Grocery_Existing_Food Preparation_Natural Gas_Steamer_E7_Baseline Forecast | Commercial | Grocery | Existing | Food Preparation | Natural Gas | Steamer | E7 |  | Baseline Forecast | 0 | 0 | 0 | 0 | 0 | 0 | 0 | 0 | 0 | 0 | 0 | 0 | 0 | 0 | 0 | 0 | 0 | 0 | 0 | 0 | 0 | 0 | 0
Commercial_Grocery_Existing_Food Preparation_Natural Gas_Steamer_E8_Baseline Forecast | Commercial | Grocery | Existing | Food Preparation | Natural Gas | Steamer | E8 |  | Baseline Forecast | 0 | 0 | 0 | 0 | 0 | 0 | 0 | 0 | 0 | 0 | 0 | 0 | 0 | 0 | 0 | 0 | 0 | 0 | 0 | 0 | 0 | 0 | 0
Commercial_Grocery_Existing_Food Preparation_Natural Gas_Steamer_E9_Baseline Forecast | Commercial | Grocery | Existing | Food Preparation | Natural Gas | Steamer | E9 |  | Baseline Forecast | 0 | 0 | 0 | 0 | 0 | 0 | 0 | 0 | 0 | 0 | 0 | 0 | 0 | 0 | 0 | 0 | 0 | 0 | 0 | 0 | 0 | 0 | 0
Commercial_Grocery_Existing_Food Preparation_Natural Gas_Steamer_E10_Baseline Forecast | Commercial | Grocery | Existing | Food Preparation | Natural Gas | Steamer | E10 |  | Baseline Forecast | 0 | 0 | 0 | 0 | 0 | 0 | 0 | 0 | 0 | 0 | 0 | 0 | 0 | 0 | 0 | 0 | 0 | 0 | 0 | 0 | 0 | 0 | 0
Commercial_Grocery_Existing_Food Preparation_Natural Gas_Food Prep Other_E1_Baseline Forecast | Commercial | Grocery | Existing | Food Preparation | Natural Gas | Food Prep Other | E1 | Standard | Baseline Forecast | 0 | 1676.8972 | 2140.3306 | 2489.3692 | 2748.8279 | 2938.1928 | 3072.7647 | 3164.5567 | 3222.9998 | 3255.4973 | 2841.3708 | 2594.6705 | 2460.0798 | 2398.3573 | 2381.9848 | 2731.9442 | 2782.5292 | 2810.6849 | 2821.4338 | 2746.404 | 2635.2308 | 2516.911 | 0
Commercial_Grocery_Existing_Food Preparation_Natural Gas_Food Prep Other_E2_Baseline Forecast | Commercial | Grocery | Existing | Food Preparation | Natural Gas | Food Prep Other | E2 | ENERGY STAR | Baseline Forecast | 0 | 589.1801 | 752.0081 | 874.6432 | 965.8044 | 1032.338 | 1079.62 | 1111.8713 | 1132.4053 | 1143.8234 | 998.3195 | 911.641 | 864.3524 | 842.6661 | 836.9136 | 959.8723 | 977.6454 | 987.5379 | 991.3146 | 964.9528 | 925.8919 | 884.3201 | 0
Commercial_Grocery_Existing_Food Preparation_Natural Gas_Food Prep Other_E3_Baseline Forecast | Commercial | Grocery | Existing | Food Preparation | Natural Gas | Food Prep Other | E3 |  | Baseline Forecast | 0 | 0 | 0 | 0 | 0 | 0 | 0 | 0 | 0 | 0 | 0 | 0 | 0 | 0 | 0 | 0 | 0 | 0 | 0 | 0 | 0 | 0 | 0
Commercial_Grocery_Existing_Food Preparation_Natural Gas_Food Prep Other_E4_Baseline Forecast | Commercial | Grocery | Existing | Food Preparation | Natural Gas | Food Prep Other | E4 |  | Baseline Forecast | 0 | 0 | 0 | 0 | 0 | 0 | 0 | 0 | 0 | 0 | 0 | 0 | 0 | 0 | 0 | 0 | 0 | 0 | 0 | 0 | 0 | 0 | 0
Commercial_Grocery_Existing_Food Preparation_Natural Gas_Food Prep Other_E5_Baseline Forecast | Commercial | Grocery | Existing | Food Preparation | Natural Gas | Food Prep Other | E5 |  | Baseline Forecast | 0 | 0 | 0 | 0 | 0 | 0 | 0 | 0 | 0 | 0 | 0 | 0 | 0 | 0 | 0 | 0 | 0 | 0 | 0 | 0 | 0 | 0 | 0
Commercial_Grocery_Existing_Food Preparation_Natural Gas_Food Prep Other_E6_Baseline Forecast | Commercial | Grocery | Existing | Food Preparation | Natural Gas | Food Prep Other | E6 |  | Baseline Forecast | 0 | 0 | 0 | 0 | 0 | 0 | 0 | 0 | 0 | 0 | 0 | 0 | 0 | 0 | 0 | 0 | 0 | 0 | 0 | 0 | 0 | 0 | 0
Commercial_Grocery_Existing_Food Preparation_Natural Gas_Food Prep Other_E7_Baseline Forecast | Commercial | Grocery | Existing | Food Preparation | Natural Gas | Food Prep Other | E7 |  | Baseline Forecast | 0 | 0 | 0 | 0 | 0 | 0 | 0 | 0 | 0 | 0 | 0 | 0 | 0 | 0 | 0 | 0 | 0 | 0 | 0 | 0 | 0 | 0 | 0
Commercial_Grocery_Existing_Food Preparation_Natural Gas_Food Prep Other_E8_Baseline Forecast | Commercial | Grocery | Existing | Food Preparation | Natural Gas | Food Prep Other | E8 |  | Baseline Forecast | 0 | 0 | 0 | 0 | 0 | 0 | 0 | 0 | 0 | 0 | 0 | 0 | 0 | 0 | 0 | 0 | 0 | 0 | 0 | 0 | 0 | 0 | 0
Commercial_Grocery_Existing_Food Preparation_Natural Gas_Food Prep Other_E9_Baseline Forecast | Commercial | Grocery | Existing | Food Preparation | Natural Gas | Food Prep Other | E9 |  | Baseline Forecast | 0 | 0 | 0 | 0 | 0 | 0 | 0 | 0 | 0 | 0 | 0 | 0 | 0 | 0 | 0 | 0 | 0 | 0 | 0 | 0 | 0 | 0 | 0
Commercial_Grocery_Existing_Food Preparation_Natural Gas_Food Prep Other_E10_Baseline Forecast | Commercial | Grocery | Existing | Food Preparation | Natural Gas | Food Prep Other | E10 |  | Baseline Forecast | 0 | 0 | 0 | 0 | 0 | 0 | 0 | 0 | 0 | 0 | 0 | 0 | 0 | 0 | 0 | 0 | 0 | 0 | 0 | 0 | 0 | 0 | 0
Commercial_Grocery_Existing_Miscellaneous_Natural Gas_Pool Heater_E1_Baseline Forecast | Commercial | Grocery | Existing | Miscellaneous | Natural Gas | Pool Heater | E1 | Standard (EF .82) | Baseline Forecast | 0 | 589.1348 | 559.1425 | 533.8321 | 512.231 | 493.5747 | 495.1784 | 490.9654 | 483.038 | 472.8699 | 461.4791 | 581.3728 | 542.0201 | 510.5664 | 484.7146 | 462.8875 | 471.9668 | 470.6547 | 463.0576 | 451.853 | 438.7624 | 458.7379 | 0
Commercial_Grocery_Existing_Miscellaneous_Natural Gas_Pool Heater_E2_Baseline Forecast | Commercial | Grocery | Existing | Miscellaneous | Natural Gas | Pool Heater | E2 | Condensing (EF .90) | Baseline Forecast | 0 | 65.4594 | 62.1269 | 59.3147 | 56.9146 | 54.8416 | 55.0198 | 54.5517 | 53.6709 | 52.5411 | 51.2755 | 64.597 | 60.2245 | 56.7296 | 53.8572 | 51.4319 | 52.4408 | 52.295 | 51.4508 | 50.2059 | 48.7514 | 50.9709 | 0
Commercial_Grocery_Existing_Miscellaneous_Natural Gas_Pool Heater_E3_Baseline Forecast | Commercial | Grocery | Existing | Miscellaneous | Natural Gas | Pool Heater | E3 |  | Baseline Forecast | 0 | 0 | 0 | 0 | 0 | 0 | 0 | 0 | 0 | 0 | 0 | 0 | 0 | 0 | 0 | 0 | 0 | 0 | 0 | 0 | 0 | 0 | 0
Commercial_Grocery_Existing_Miscellaneous_Natural Gas_Pool Heater_E4_Baseline Forecast | Commercial | Grocery | Existing | Miscellaneous | Natural Gas | Pool Heater | E4 |  | Baseline Forecast | 0 | 0 | 0 | 0 | 0 | 0 | 0 | 0 | 0 | 0 | 0 | 0 | 0 | 0 | 0 | 0 | 0 | 0 | 0 | 0 | 0 | 0 | 0
Commercial_Grocery_Existing_Miscellaneous_Natural Gas_Pool Heater_E5_Baseline Forecast | Commercial | Grocery | Existing | Miscellaneous | Natural Gas | Pool Heater | E5 |  | Baseline Forecast | 0 | 0 | 0 | 0 | 0 | 0 | 0 | 0 | 0 | 0 | 0 | 0 | 0 | 0 | 0 | 0 | 0 | 0 | 0 | 0 | 0 | 0 | 0
Commercial_Grocery_Existing_Miscellaneous_Natural Gas_Pool Heater_E6_Baseline Forecast | Commercial | Grocery | Existing | Miscellaneous | Natural Gas | Pool Heater | E6 |  | Baseline Forecast | 0 | 0 | 0 | 0 | 0 | 0 | 0 | 0 | 0 | 0 | 0 | 0 | 0 | 0 | 0 | 0 | 0 | 0 | 0 | 0 | 0 | 0 | 0
Commercial_Grocery_Existing_Miscellaneous_Natural Gas_Pool Heater_E7_Baseline Forecast | Commercial | Grocery | Existing | Miscellaneous | Natural Gas | Pool Heater | E7 |  | Baseline Forecast | 0 | 0 | 0 | 0 | 0 | 0 | 0 | 0 | 0 | 0 | 0 | 0 | 0 | 0 | 0 | 0 | 0 | 0 | 0 | 0 | 0 | 0 | 0
Commercial_Grocery_Existing_Miscellaneous_Natural Gas_Pool Heater_E8_Baseline Forecast | Commercial | Grocery | Existing | Miscellaneous | Natural Gas | Pool Heater | E8 |  | Baseline Forecast | 0 | 0 | 0 | 0 | 0 | 0 | 0 | 0 | 0 | 0 | 0 | 0 | 0 | 0 | 0 | 0 | 0 | 0 | 0 | 0 | 0 | 0 | 0
Commercial_Grocery_Existing_Miscellaneous_Natural Gas_Pool Heater_E9_Baseline Forecast | Commercial | Grocery | Existing | Miscellaneous | Natural Gas | Pool Heater | E9 |  | Baseline Forecast | 0 | 0 | 0 | 0 | 0 | 0 | 0 | 0 | 0 | 0 | 0 | 0 | 0 | 0 | 0 | 0 | 0 | 0 | 0 | 0 | 0 | 0 | 0
Commercial_Grocery_Existing_Miscellaneous_Natural Gas_Pool Heater_E10_Baseline Forecast | Commercial | Grocery | Existing | Miscellaneous | Natural Gas | Pool Heater | E10 |  | Baseline Forecast | 0 | 0 | 0 | 0 | 0 | 0 | 0 | 0 | 0 | 0 | 0 | 0 | 0 | 0 | 0 | 0 | 0 | 0 | 0 | 0 | 0 | 0 | 0
Commercial_Grocery_Existing_Miscellaneous_Natural Gas_Miscellaneous_E1_Baseline Forecast | Commercial | Grocery | Existing | Miscellaneous | Natural Gas | Miscellaneous | E1 | Standard | Baseline Forecast | 0 | 246987.0783 | 288686.1954 | 322308.7643 | 304635.7353 | 295400.809 | 292175.0436 | 287070.8783 | 281526.8098 | 276425.01 | 271441.4349 | 326395.6404 | 323256.9181 | 318166.8833 | 309021.8113 | 302869.7551 | 298420.8226 | 292970.5581 | 287422.8601 | 282235.4373 | 277139.1863 | 286614.0748 | 0
Commercial_Grocery_Existing_Miscellaneous_Natural Gas_Miscellaneous_E2_Baseline Forecast | Commercial | Grocery | Existing | Miscellaneous | Natural Gas | Miscellaneous | E2 |  | Baseline Forecast | 0 | 0 | 0 | 0 | 0 | 0 | 0 | 0 | 0 | 0 | 0 | 0 | 0 | 0 | 0 | 0 | 0 | 0 | 0 | 0 | 0 | 0 | 0
Commercial_Grocery_Existing_Miscellaneous_Natural Gas_Miscellaneous_E3_Baseline Forecast | Commercial | Grocery | Existing | Miscellaneous | Natural Gas | Miscellaneous | E3 |  | Baseline Forecast | 0 | 0 | 0 | 0 | 0 | 0 | 0 | 0 | 0 | 0 | 0 | 0 | 0 | 0 | 0 | 0 | 0 | 0 | 0 | 0 | 0 | 0 | 0
Commercial_Grocery_Existing_Miscellaneous_Natural Gas_Miscellaneous_E4_Baseline Forecast | Commercial | Grocery | Existing | Miscellaneous | Natural Gas | Miscellaneous | E4 |  | Baseline Forecast | 0 | 0 | 0 | 0 | 0 | 0 | 0 | 0 | 0 | 0 | 0 | 0 | 0 | 0 | 0 | 0 | 0 | 0 | 0 | 0 | 0 | 0 | 0
Commercial_Grocery_Existing_Miscellaneous_Natural Gas_Miscellaneous_E5_Baseline Forecast | Commercial | Grocery | Existing | Miscellaneous | Natural Gas | Miscellaneous | E5 |  | Baseline Forecast | 0 | 0 | 0 | 0 | 0 | 0 | 0 | 0 | 0 | 0 | 0 | 0 | 0 | 0 | 0 | 0 | 0 | 0 | 0 | 0 | 0 | 0 | 0
Commercial_Grocery_Existing_Miscellaneous_Natural Gas_Miscellaneous_E6_Baseline Forecast | Commercial | Grocery | Existing | Miscellaneous | Natural Gas | Miscellaneous | E6 |  | Baseline Forecast | 0 | 0 | 0 | 0 | 0 | 0 | 0 | 0 | 0 | 0 | 0 | 0 | 0 | 0 | 0 | 0 | 0 | 0 | 0 | 0 | 0 | 0 | 0
Commercial_Grocery_Existing_Miscellaneous_Natural Gas_Miscellaneous_E7_Baseline Forecast | Commercial | Grocery | Existing | Miscellaneous | Natural Gas | Miscellaneous | E7 |  | Baseline Forecast | 0 | 0 | 0 | 0 | 0 | 0 | 0 | 0 | 0 | 0 | 0 | 0 | 0 | 0 | 0 | 0 | 0 | 0 | 0 | 0 | 0 | 0 | 0
Commercial_Grocery_Existing_Miscellaneous_Natural Gas_Miscellaneous_E8_Baseline Forecast | Commercial | Grocery | Existing | Miscellaneous | Natural Gas | Miscellaneous | E8 |  | Baseline Forecast | 0 | 0 | 0 | 0 | 0 | 0 | 0 | 0 | 0 | 0 | 0 | 0 | 0 | 0 | 0 | 0 | 0 | 0 | 0 | 0 | 0 | 0 | 0
Commercial_Grocery_Existing_Miscellaneous_Natural Gas_Miscellaneous_E9_Baseline Forecast | Commercial | Grocery | Existing | Miscellaneous | Natural Gas | Miscellaneous | E9 |  | Baseline Forecast | 0 | 0 | 0 | 0 | 0 | 0 | 0 | 0 | 0 | 0 | 0 | 0 | 0 | 0 | 0 | 0 | 0 | 0 | 0 | 0 | 0 | 0 | 0
Commercial_Grocery_Existing_Miscellaneous_Natural Gas_Miscellaneous_E10_Baseline Forecast | Commercial | Grocery | Existing | Miscellaneous | Natural Gas | Miscellaneous | E10 |  | Baseline Forecast | 0 | 0 | 0 | 0 | 0 | 0 | 0 | 0 | 0 | 0 | 0 | 0 | 0 | 0 | 0 | 0 | 0 | 0 | 0 | 0 | 0 | 0 | 0
Commercial_Grocery_New_Space Heating_Natural Gas_Furnace_E1_Baseline Forecast | Commercial | Grocery | New | Space Heating | Natural Gas | Furnace | E1 | AFUE 80% (Standard) | Baseline Forecast | 0 | 116140.2506 | 178721.8345 | 80089.9322 | 78623.9877 | 77730.5726 | 76839.8007 | 76229.7965 | 60548.2271 | 59918.6354 | 59059.8623 | 58313.7342 | 57689.5453 | 56821.1683 | 56063.4914 | 55182.3804 | 54535.9655 | 53819.5298 | 52984.8915 | 59665.9655 | 69483.2139 | 72883.6449 | 0
Commercial_Grocery_New_Space Heating_Natural Gas_Furnace_E2_Baseline Forecast | Commercial | Grocery | New | Space Heating | Natural Gas | Furnace | E2 | AFUE 90% | Baseline Forecast | 0 | 0 | 0 | 0 | 0 | 0 | 0 | 0 | 14784.0664 | 14630.339 | 14420.6523 | 14238.4701 | 14086.0618 | 13874.0301 | 13689.0281 | 13473.8871 | 13316.0519 | 13141.1198 | 12937.3261 | 14568.6445 | 16965.723 | 17796.0066 | 0
Commercial_Grocery_New_Space Heating_Natural Gas_Furnace_E3_Baseline Forecast | Commercial | Grocery | New | Space Heating | Natural Gas | Furnace | E3 | AFUE 95% | Baseline Forecast | 0 | 0 | 0 | 0 | 0 | 0 | 0 | 0 | 0 | 0 | 0 | 0 | 0 | 0 | 0 | 0 | 0 | 0 | 0 | 0 | 0 | 0 | 0
Commercial_Grocery_New_Space Heating_Natural Gas_Furnace_E4_Baseline Forecast | Commercial | Grocery | New | Space Heating | Natural Gas | Furnace | E4 |  | Baseline Forecast | 0 | 0 | 0 | 0 | 0 | 0 | 0 | 0 | 0 | 0 | 0 | 0 | 0 | 0 | 0 | 0 | 0 | 0 | 0 | 0 | 0 | 0 | 0
Commercial_Grocery_New_Space Heating_Natural Gas_Furnace_E5_Baseline Forecast | Commercial | Grocery | New | Space Heating | Natural Gas | Furnace | E5 |  | Baseline Forecast | 0 | 0 | 0 | 0 | 0 | 0 | 0 | 0 | 0 | 0 | 0 | 0 | 0 | 0 | 0 | 0 | 0 | 0 | 0 | 0 | 0 | 0 | 0
Commercial_Grocery_New_Space Heating_Natural Gas_Furnace_E6_Baseline Forecast | Commercial | Grocery | New | Space Heating | Natural Gas | Furnace | E6 |  | Baseline Forecast | 0 | 0 | 0 | 0 | 0 | 0 | 0 | 0 | 0 | 0 | 0 | 0 | 0 | 0 | 0 | 0 | 0 | 0 | 0 | 0 | 0 | 0 | 0
Commercial_Grocery_New_Space Heating_Natural Gas_Furnace_E7_Baseline Forecast | Commercial | Grocery | New | Space Heating | Natural Gas | Furnace | E7 |  | Baseline Forecast | 0 | 0 | 0 | 0 | 0 | 0 | 0 | 0 | 0 | 0 | 0 | 0 | 0 | 0 | 0 | 0 | 0 | 0 | 0 | 0 | 0 | 0 | 0
Commercial_Grocery_New_Space Heating_Natural Gas_Furnace_E8_Baseline Forecast | Commercial | Grocery | New | Space Heating | Natural Gas | Furnace | E8 |  | Baseline Forecast | 0 | 0 | 0 | 0 | 0 | 0 | 0 | 0 | 0 | 0 | 0 | 0 | 0 | 0 | 0 | 0 | 0 | 0 | 0 | 0 | 0 | 0 | 0
Commercial_Grocery_New_Space Heating_Natural Gas_Furnace_E9_Baseline Forecast | Commercial | Grocery | New | Space Heating | Natural Gas | Furnace | E9 |  | Baseline Forecast | 0 | 0 | 0 | 0 | 0 | 0 | 0 | 0 | 0 | 0 | 0 | 0 | 0 | 0 | 0 | 0 | 0 | 0 | 0 | 0 | 0 | 0 | 0
Commercial_Grocery_New_Space Heating_Natural Gas_Furnace_E10_Baseline Forecast | Commercial | Grocery | New | Space Heating | Natural Gas | Furnace | E10 |  | Baseline Forecast | 0 | 0 | 0 | 0 | 0 | 0 | 0 | 0 | 0 | 0 | 0 | 0 | 0 | 0 | 0 | 0 | 0 | 0 | 0 | 0 | 0 | 0 | 0
Commercial_Grocery_New_Space Heating_Natural Gas_Boiler_E1_Baseline Forecast | Commercial | Grocery | New | Space Heating | Natural Gas | Boiler | E1 | AFUE 80% (Standard) | Baseline Forecast | 0 | 5243.475 | 8068.8948 | 3615.883 | 3549.6988 | 3509.3631 | 3469.1467 | 3441.6064 | 3401.0861 | 3365.721 | 3317.4824 | 3275.5713 | 3240.5096 | 3191.7316 | 3149.1717 | 3099.6784 | 6962.2006 | 6870.7385 | 6764.1865 | 6700.418 | 6613.5818 | 6589.1439 | 0
Commercial_Grocery_New_Space Heating_Natural Gas_Boiler_E2_Baseline Forecast | Commercial | Grocery | New | Space Heating | Natural Gas | Boiler | E2 | AFUE 85% | Baseline Forecast | 0 | 0 | 0 | 0 | 0 | 0 | 0 | 0 | 0 | 0 | 0 | 0 | 0 | 0 | 0 | 0 | 0 | 0 | 0 | 0 | 0 | 0 | 0
Commercial_Grocery_New_Space Heating_Natural Gas_Boiler_E3_Baseline Forecast | Commercial | Grocery | New | Space Heating | Natural Gas | Boiler | E3 | AFUE 98% | Baseline Forecast | 0 | 6673.5136 | 10269.5025 | 4602.0329 | 4517.7985 | 4466.4622 | 4415.2777 | 4380.2263 | 4328.6551 | 4283.6449 | 4222.2504 | 4168.9089 | 4124.285 | 4062.2038 | 4008.0367 | 3945.0452 | 0 | 0 | 0 | 0 | 0 | 0 | 0
Commercial_Grocery_New_Space Heating_Natural Gas_Boiler_E4_Baseline Forecast | Commercial | Grocery | New | Space Heating | Natural Gas | Boiler | E4 | Convert to NG Air Source Heat Pump | Baseline Forecast | 0 | 0 | 0 | 0 | 0 | 0 | 0 | 0 | 0 | 0 | 0 | 0 | 0 | 0 | 0 | 0 | 0 | 0 | 0 | 0 | 0 | 0 | 0
Commercial_Grocery_New_Space Heating_Natural Gas_Boiler_E5_Baseline Forecast | Commercial | Grocery | New | Space Heating | Natural Gas | Boiler | E5 |  | Baseline Forecast | 0 | 0 | 0 | 0 | 0 | 0 | 0 | 0 | 0 | 0 | 0 | 0 | 0 | 0 | 0 | 0 | 0 | 0 | 0 | 0 | 0 | 0 | 0
Commercial_Grocery_New_Space Heating_Natural Gas_Boiler_E6_Baseline Forecast | Commercial | Grocery | New | Space Heating | Natural Gas | Boiler | E6 |  | Baseline Forecast | 0 | 0 | 0 | 0 | 0 | 0 | 0 | 0 | 0 | 0 | 0 | 0 | 0 | 0 | 0 | 0 | 0 | 0 | 0 | 0 | 0 | 0 | 0
Commercial_Grocery_New_Space Heating_Natural Gas_Boiler_E7_Baseline Forecast | Commercial | Grocery | New | Space Heating | Natural Gas | Boiler | E7 |  | Baseline Forecast | 0 | 0 | 0 | 0 | 0 | 0 | 0 | 0 | 0 | 0 | 0 | 0 | 0 | 0 | 0 | 0 | 0 | 0 | 0 | 0 | 0 | 0 | 0
Commercial_Grocery_New_Space Heating_Natural Gas_Boiler_E8_Baseline Forecast | Commercial | Grocery | New | Space Heating | Natural Gas | Boiler | E8 |  | Baseline Forecast | 0 | 0 | 0 | 0 | 0 | 0 | 0 | 0 | 0 | 0 | 0 | 0 | 0 | 0 | 0 | 0 | 0 | 0 | 0 | 0 | 0 | 0 | 0
Commercial_Grocery_New_Space Heating_Natural Gas_Boiler_E9_Baseline Forecast | Commercial | Grocery | New | Space Heating | Natural Gas | Boiler | E9 |  | Baseline Forecast | 0 | 0 | 0 | 0 | 0 | 0 | 0 | 0 | 0 | 0 | 0 | 0 | 0 | 0 | 0 | 0 | 0 | 0 | 0 | 0 | 0 | 0 | 0
Commercial_Grocery_New_Space Heating_Natural Gas_Boiler_E10_Baseline Forecast | Commercial | Grocery | New | Space Heating | Natural Gas | Boiler | E10 |  | Baseline Forecast | 0 | 0 | 0 | 0 | 0 | 0 | 0 | 0 | 0 | 0 | 0 | 0 | 0 | 0 | 0 | 0 | 0 | 0 | 0 | 0 | 0 | 0 | 0
Commercial_Grocery_New_Space Heating_Natural Gas_Unit Heater_E1_Baseline Forecast | Commercial | Grocery | New | Space Heating | Natural Gas | Unit Heater | E1 | Standard | Baseline Forecast | 0 | 60865.9372 | 93663.2383 | 41972.9488 | 41204.6872 | 40736.4727 | 40269.6435 | 39949.957 | 39479.6001 | 39069.0839 | 38509.1333 | 38022.6312 | 49788.8253 | 65520.6227 | 67726.9406 | 69159.0527 | 70249.2266 | 86853.6869 | 92544.7927 | 74965.3651 | 73985.666 | 73398.568 | 0
Commercial_Grocery_New_Space Heating_Natural Gas_Unit Heater_E2_Baseline Forecast | Commercial | Grocery | New | Space Heating | Natural Gas | Unit Heater | E2 | Condensing | Baseline Forecast | 0 | 0 | 0 | 0 | 0 | 0 | 0 | 0 | 0 | 0 | 0 | 0 | 0 | 0 | 0 | 0 | 0 | 0 | 0 | 0 | 0 | 0 | 0
Commercial_Grocery_New_Space Heating_Natural Gas_Unit Heater_E3_Baseline Forecast | Commercial | Grocery | New | Space Heating | Natural Gas | Unit Heater | E3 | Infrared Radiant | Baseline Forecast | 0 | 0 | 0 | 0 | 0 | 0 | 0 | 0 | 0 | 0 | 0 | 0 | 0 | 0 | 0 | 0 | 0 | 0 | 0 | 0 | 0 | 0 | 0
Commercial_Grocery_New_Space Heating_Natural Gas_Unit Heater_E4_Baseline Forecast | Commercial | Grocery | New | Space Heating | Natural Gas | Unit Heater | E4 |  | Baseline Forecast | 0 | 0 | 0 | 0 | 0 | 0 | 0 | 0 | 0 | 0 | 0 | 0 | 0 | 0 | 0 | 0 | 0 | 0 | 0 | 0 | 0 | 0 | 0
Commercial_Grocery_New_Space Heating_Natural Gas_Unit Heater_E5_Baseline Forecast | Commercial | Grocery | New | Space Heating | Natural Gas | Unit Heater | E5 |  | Baseline Forecast | 0 | 0 | 0 | 0 | 0 | 0 | 0 | 0 | 0 | 0 | 0 | 0 | 0 | 0 | 0 | 0 | 0 | 0 | 0 | 0 | 0 | 0 | 0
Commercial_Grocery_New_Space Heating_Natural Gas_Unit Heater_E6_Baseline Forecast | Commercial | Grocery | New | Space Heating | Natural Gas | Unit Heater | E6 |  | Baseline Forecast | 0 | 0 | 0 | 0 | 0 | 0 | 0 | 0 | 0 | 0 | 0 | 0 | 0 | 0 | 0 | 0 | 0 | 0 | 0 | 0 | 0 | 0 | 0
Commercial_Grocery_New_Space Heating_Natural Gas_Unit Heater_E7_Baseline Forecast | Commercial | Grocery | New | Space Heating | Natural Gas | Unit Heater | E7 |  | Baseline Forecast | 0 | 0 | 0 | 0 | 0 | 0 | 0 | 0 | 0 | 0 | 0 | 0 | 0 | 0 | 0 | 0 | 0 | 0 | 0 | 0 | 0 | 0 | 0
Commercial_Grocery_New_Space Heating_Natural Gas_Unit Heater_E8_Baseline Forecast | Commercial | Grocery | New | Space Heating | Natural Gas | Unit Heater | E8 |  | Baseline Forecast | 0 | 0 | 0 | 0 | 0 | 0 | 0 | 0 | 0 | 0 | 0 | 0 | 0 | 0 | 0 | 0 | 0 | 0 | 0 | 0 | 0 | 0 | 0
Commercial_Grocery_New_Space Heating_Natural Gas_Unit Heater_E9_Baseline Forecast | Commercial | Grocery | New | Space Heating | Natural Gas | Unit Heater | E9 |  | Baseline Forecast | 0 | 0 | 0 | 0 | 0 | 0 | 0 | 0 | 0 | 0 | 0 | 0 | 0 | 0 | 0 | 0 | 0 | 0 | 0 | 0 | 0 | 0 | 0
Commercial_Grocery_New_Space Heating_Natural Gas_Unit Heater_E10_Baseline Forecast | Commercial | Grocery | New | Space Heating | Natural Gas | Unit Heater | E10 |  | Baseline Forecast | 0 | 0 | 0 | 0 | 0 | 0 | 0 | 0 | 0 | 0 | 0 | 0 | 0 | 0 | 0 | 0 | 0 | 0 | 0 | 0 | 0 | 0 | 0
Commercial_Grocery_New_Water Heating_Natural Gas_Water Heater_E1_Baseline Forecast | Commercial | Grocery | New | Water Heating | Natural Gas | Water Heater | E1 | TE 0.80 | Baseline Forecast | 0 | 50773.0293 | 78131.8182 | 35012.9129 | 34372.046 | 33981.4717 | 33592.053 | 33325.3775 | 32933.0161 | 32590.5725 | 42278.0799 | 55467.693 | 57380.7609 | 58582.3236 | 59431.2058 | 73192.7131 | 78042.486 | 63260.1233 | 62358.8794 | 63732.4862 | 67316.9778 | 70791.2185 | 0
Commercial_Grocery_New_Water Heating_Natural Gas_Water Heater_E2_Baseline Forecast | Commercial | Grocery | New | Water Heating | Natural Gas | Water Heater | E2 | TE 0.90 | Baseline Forecast | 0 | 0 | 0 | 0 | 0 | 0 | 0 | 0 | 0 | 0 | 0 | 0 | 0 | 0 | 0 | 0 | 0 | 0 | 0 | 0 | 0 | 0 | 0
Commercial_Grocery_New_Water Heating_Natural Gas_Water Heater_E3_Baseline Forecast | Commercial | Grocery | New | Water Heating | Natural Gas | Water Heater | E3 | TE 0.94 | Baseline Forecast | 0 | 57254.6926 | 88106.0929 | 39482.6464 | 38759.9667 | 38319.5319 | 37880.4002 | 37579.681 | 37137.231 | 36751.0712 | 47675.2816 | 62548.675 | 64705.9645 | 66060.9181 | 67018.1683 | 82536.4637 | 88005.3566 | 71335.8837 | 70319.5874 | 71868.5483 | 75910.6345 | 79828.3953 | 0
Commercial_Grocery_New_Water Heating_Natural Gas_Water Heater_E4_Baseline Forecast | Commercial | Grocery | New | Water Heating | Natural Gas | Water Heater | E4 | Instantaneous TE 0.94 | Baseline Forecast | 0 | 0 | 0 | 0 | 0 | 0 | 0 | 0 | 0 | 0 | 0 | 0 | 0 | 0 | 0 | 0 | 0 | 0 | 0 | 0 | 0 | 0 | 0
Commercial_Grocery_New_Water Heating_Natural Gas_Water Heater_E5_Baseline Forecast | Commercial | Grocery | New | Water Heating | Natural Gas | Water Heater | E5 | Gas-Fired Absorption HPWH | Baseline Forecast | 0 | 0 | 0 | 0 | 0 | 0 | 0 | 0 | 0 | 0 | 0 | 0 | 0 | 0 | 0 | 0 | 0 | 0 | 0 | 0 | 0 | 0 | 0
Commercial_Grocery_New_Water Heating_Natural Gas_Water Heater_E6_Baseline Forecast | Commercial | Grocery | New | Water Heating | Natural Gas | Water Heater | E6 |  | Baseline Forecast | 0 | 0 | 0 | 0 | 0 | 0 | 0 | 0 | 0 | 0 | 0 | 0 | 0 | 0 | 0 | 0 | 0 | 0 | 0 | 0 | 0 | 0 | 0
Commercial_Grocery_New_Water Heating_Natural Gas_Water Heater_E7_Baseline Forecast | Commercial | Grocery | New | Water Heating | Natural Gas | Water Heater | E7 |  | Baseline Forecast | 0 | 0 | 0 | 0 | 0 | 0 | 0 | 0 | 0 | 0 | 0 | 0 | 0 | 0 | 0 | 0 | 0 | 0 | 0 | 0 | 0 | 0 | 0
Commercial_Grocery_New_Water Heating_Natural Gas_Water Heater_E8_Baseline Forecast | Commercial | Grocery | New | Water Heating | Natural Gas | Water Heater | E8 |  | Baseline Forecast | 0 | 0 | 0 | 0 | 0 | 0 | 0 | 0 | 0 | 0 | 0 | 0 | 0 | 0 | 0 | 0 | 0 | 0 | 0 | 0 | 0 | 0 | 0
Commercial_Grocery_New_Water Heating_Natural Gas_Water Heater_E9_Baseline Forecast | Commercial | Grocery | New | Water Heating | Natural Gas | Water Heater | E9 |  | Baseline Forecast | 0 | 0 | 0 | 0 | 0 | 0 | 0 | 0 | 0 | 0 | 0 | 0 | 0 | 0 | 0 | 0 | 0 | 0 | 0 | 0 | 0 | 0 | 0
Commercial_Grocery_New_Water Heating_Natural Gas_Water Heater_E10_Baseline Forecast | Commercial | Grocery | New | Water Heating | Natural Gas | Water Heater | E10 |  | Baseline Forecast | 0 | 0 | 0 | 0 | 0 | 0 | 0 | 0 | 0 | 0 | 0 | 0 | 0 | 0 | 0 | 0 | 0 | 0 | 0 | 0 | 0 | 0 | 0
Commercial_Grocery_New_Food Preparation_Natural Gas_Oven_E1_Baseline Forecast | Commercial | Grocery | New | Food Preparation | Natural Gas | Oven | E1 | Standard | Baseline Forecast | 0 | 13838.6879 | 21295.5945 | 9543.1133 | 9368.4388 | 9261.9839 | 9155.844 | 9083.159 | 8976.2171 | 8882.8807 | 8755.5684 | 8644.9556 | 11320.1578 | 14896.9931 | 15398.6291 | 15724.239 | 15972.1047 | 19747.3516 | 21041.3009 | 17044.3821 | 16821.6343 | 16688.1497 | 0
Commercial_Grocery_New_Food Preparation_Natural Gas_Oven_E2_Baseline Forecast | Commercial | Grocery | New | Food Preparation | Natural Gas | Oven | E2 | ENERGY STAR (EF ≥ 44%) Convection Oven utilizing ASTM Std F1496 | Baseline Forecast | 0 | 19914.2094 | 30644.8799 | 13732.7729 | 13481.4119 | 13328.2208 | 13175.4829 | 13070.8873 | 12916.9953 | 12782.682 | 12599.4765 | 12440.302 | 16289.9831 | 21437.1364 | 22159.0029 | 22627.5635 | 22984.2482 | 28416.9206 | 30278.9452 | 24527.2815 | 24206.7421 | 24014.6545 | 0
Commercial_Grocery_New_Food Preparation_Natural Gas_Oven_E3_Baseline Forecast | Commercial | Grocery | New | Food Preparation | Natural Gas | Oven | E3 |  | Baseline Forecast | 0 | 0 | 0 | 0 | 0 | 0 | 0 | 0 | 0 | 0 | 0 | 0 | 0 | 0 | 0 | 0 | 0 | 0 | 0 | 0 | 0 | 0 | 0
Commercial_Grocery_New_Food Preparation_Natural Gas_Oven_E4_Baseline Forecast | Commercial | Grocery | New | Food Preparation | Natural Gas | Oven | E4 |  | Baseline Forecast | 0 | 0 | 0 | 0 | 0 | 0 | 0 | 0 | 0 | 0 | 0 | 0 | 0 | 0 | 0 | 0 | 0 | 0 | 0 | 0 | 0 | 0 | 0
Commercial_Grocery_New_Food Preparation_Natural Gas_Oven_E5_Baseline Forecast | Commercial | Grocery | New | Food Preparation | Natural Gas | Oven | E5 |  | Baseline Forecast | 0 | 0 | 0 | 0 | 0 | 0 | 0 | 0 | 0 | 0 | 0 | 0 | 0 | 0 | 0 | 0 | 0 | 0 | 0 | 0 | 0 | 0 | 0
Commercial_Grocery_New_Food Preparation_Natural Gas_Oven_E6_Baseline Forecast | Commercial | Grocery | New | Food Preparation | Natural Gas | Oven | E6 |  | Baseline Forecast | 0 | 0 | 0 | 0 | 0 | 0 | 0 | 0 | 0 | 0 | 0 | 0 | 0 | 0 | 0 | 0 | 0 | 0 | 0 | 0 | 0 | 0 | 0
Commercial_Grocery_New_Food Preparation_Natural Gas_Oven_E7_Baseline Forecast | Commercial | Grocery | New | Food Preparation | Natural Gas | Oven | E7 |  | Baseline Forecast | 0 | 0 | 0 | 0 | 0 | 0 | 0 | 0 | 0 | 0 | 0 | 0 | 0 | 0 | 0 | 0 | 0 | 0 | 0 | 0 | 0 | 0 | 0
Commercial_Grocery_New_Food Preparation_Natural Gas_Oven_E8_Baseline Forecast | Commercial | Grocery | New | Food Preparation | Natural Gas | Oven | E8 |  | Baseline Forecast | 0 | 0 | 0 | 0 | 0 | 0 | 0 | 0 | 0 | 0 | 0 | 0 | 0 | 0 | 0 | 0 | 0 | 0 | 0 | 0 | 0 | 0 | 0
Commercial_Grocery_New_Food Preparation_Natural Gas_Oven_E9_Baseline Forecast | Commercial | Grocery | New | Food Preparation | Natural Gas | Oven | E9 |  | Baseline Forecast | 0 | 0 | 0 | 0 | 0 | 0 | 0 | 0 | 0 | 0 | 0 | 0 | 0 | 0 | 0 | 0 | 0 | 0 | 0 | 0 | 0 | 0 | 0
Commercial_Grocery_New_Food Preparation_Natural Gas_Oven_E10_Baseline Forecast | Commercial | Grocery | New | Food Preparation | Natural Gas | Oven | E10 |  | Baseline Forecast | 0 | 0 | 0 | 0 | 0 | 0 | 0 | 0 | 0 | 0 | 0 | 0 | 0 | 0 | 0 | 0 | 0 | 0 | 0 | 0 | 0 | 0 | 0
Commercial_Grocery_New_Food Preparation_Natural Gas_Conveyor Oven_E1_Baseline Forecast | Commercial | Grocery | New | Food Preparation | Natural Gas | Conveyor Oven | E1 | Standard | Baseline Forecast | 0 | 6919.3439 | 10647.7973 | 4771.5567 | 4684.2194 | 4630.992 | 4577.922 | 4541.5795 | 4488.1085 | 4441.4403 | 4377.7842 | 4322.4778 | 4276.2101 | 4211.8421 | 4155.6796 | 4090.3677 | 4042.4525 | 5373.2158 | 7164.1344 | 7434.089 | 7611.7863 | 7769.445 | 0
Commercial_Grocery_New_Food Preparation_Natural Gas_Conveyor Oven_E2_Baseline Forecast | Commercial | Grocery | New | Food Preparation | Natural Gas | Conveyor Oven | E2 | ENERGY STAR (EF ≥ 44%) Convection Oven utilizing ASTM Std F1496 | Baseline Forecast | 0 | 9957.1047 | 15322.44 | 6866.3864 | 6740.7059 | 6664.1104 | 6587.7414 | 6535.4437 | 6458.4976 | 6391.341 | 6299.7382 | 6220.151 | 6153.5706 | 6060.9435 | 5980.1243 | 5886.1389 | 5817.1877 | 7732.1886 | 10309.3641 | 10697.8354 | 10953.5461 | 11180.4208 | 0
Commercial_Grocery_New_Food Preparation_Natural Gas_Conveyor Oven_E3_Baseline Forecast | Commercial | Grocery | New | Food Preparation | Natural Gas | Conveyor Oven | E3 |  | Baseline Forecast | 0 | 0 | 0 | 0 | 0 | 0 | 0 | 0 | 0 | 0 | 0 | 0 | 0 | 0 | 0 | 0 | 0 | 0 | 0 | 0 | 0 | 0 | 0
Commercial_Grocery_New_Food Preparation_Natural Gas_Conveyor Oven_E4_Baseline Forecast | Commercial | Grocery | New | Food Preparation | Natural Gas | Conveyor Oven | E4 |  | Baseline Forecast | 0 | 0 | 0 | 0 | 0 | 0 | 0 | 0 | 0 | 0 | 0 | 0 | 0 | 0 | 0 | 0 | 0 | 0 | 0 | 0 | 0 | 0 | 0
Commercial_Grocery_New_Food Preparation_Natural Gas_Conveyor Oven_E5_Baseline Forecast | Commercial | Grocery | New | Food Preparation | Natural Gas | Conveyor Oven | E5 |  | Baseline Forecast | 0 | 0 | 0 | 0 | 0 | 0 | 0 | 0 | 0 | 0 | 0 | 0 | 0 | 0 | 0 | 0 | 0 | 0 | 0 | 0 | 0 | 0 | 0
Commercial_Grocery_New_Food Preparation_Natural Gas_Conveyor Oven_E6_Baseline Forecast | Commercial | Grocery | New | Food Preparation | Natural Gas | Conveyor Oven | E6 |  | Baseline Forecast | 0 | 0 | 0 | 0 | 0 | 0 | 0 | 0 | 0 | 0 | 0 | 0 | 0 | 0 | 0 | 0 | 0 | 0 | 0 | 0 | 0 | 0 | 0
Commercial_Grocery_New_Food Preparation_Natural Gas_Conveyor Oven_E7_Baseline Forecast | Commercial | Grocery | New | Food Preparation | Natural Gas | Conveyor Oven | E7 |  | Baseline Forecast | 0 | 0 | 0 | 0 | 0 | 0 | 0 | 0 | 0 | 0 | 0 | 0 | 0 | 0 | 0 | 0 | 0 | 0 | 0 | 0 | 0 | 0 | 0
Commercial_Grocery_New_Food Preparation_Natural Gas_Conveyor Oven_E8_Baseline Forecast | Commercial | Grocery | New | Food Preparation | Natural Gas | Conveyor Oven | E8 |  | Baseline Forecast | 0 | 0 | 0 | 0 | 0 | 0 | 0 | 0 | 0 | 0 | 0 | 0 | 0 | 0 | 0 | 0 | 0 | 0 | 0 | 0 | 0 | 0 | 0
Commercial_Grocery_New_Food Preparation_Natural Gas_Conveyor Oven_E9_Baseline Forecast | Commercial | Grocery | New | Food Preparation | Natural Gas | Conveyor Oven | E9 |  | Baseline Forecast | 0 | 0 | 0 | 0 | 0 | 0 | 0 | 0 | 0 | 0 | 0 | 0 | 0 | 0 | 0 | 0 | 0 | 0 | 0 | 0 | 0 | 0 | 0
Commercial_Grocery_New_Food Preparation_Natural Gas_Conveyor Oven_E10_Baseline Forecast | Commercial | Grocery | New | Food Preparation | Natural Gas | Conveyor Oven | E10 |  | Baseline Forecast | 0 | 0 | 0 | 0 | 0 | 0 | 0 | 0 | 0 | 0 | 0 | 0 | 0 | 0 | 0 | 0 | 0 | 0 | 0 | 0 | 0 | 0 | 0
Commercial_Grocery_New_Food Preparation_Natural Gas_Double Rack Oven_E1_Baseline Forecast | Commercial | Grocery | New | Food Preparation | Natural Gas | Double Rack Oven | E1 | Standard | Baseline Forecast | 0 | 6919.3439 | 10647.7973 | 4771.5567 | 4684.2194 | 4630.992 | 4577.922 | 4541.5795 | 4488.1085 | 4441.4403 | 4377.7842 | 4322.4778 | 5660.0789 | 7448.4966 | 7699.3146 | 7862.1195 | 7986.0523 | 9873.6758 | 10520.6505 | 8522.191 | 8410.8172 | 8344.0749 | 0
Commercial_Grocery_New_Food Preparation_Natural Gas_Double Rack Oven_E2_Baseline Forecast | Commercial | Grocery | New | Food Preparation | Natural Gas | Double Rack Oven | E2 | FTSC Qualified (>50% Cooking Efficiency) | Baseline Forecast | 0 | 9957.1047 | 15322.44 | 6866.3864 | 6740.7059 | 6664.1104 | 6587.7414 | 6535.4437 | 6458.4976 | 6391.341 | 6299.7382 | 6220.151 | 8144.9916 | 10718.5682 | 11079.5014 | 11313.7817 | 11492.1241 | 14208.4603 | 15139.4726 | 12263.6408 | 12103.3711 | 12007.3272 | 0
Commercial_Grocery_New_Food Preparation_Natural Gas_Double Rack Oven_E3_Baseline Forecast | Commercial | Grocery | New | Food Preparation | Natural Gas | Double Rack Oven | E3 |  | Baseline Forecast | 0 | 0 | 0 | 0 | 0 | 0 | 0 | 0 | 0 | 0 | 0 | 0 | 0 | 0 | 0 | 0 | 0 | 0 | 0 | 0 | 0 | 0 | 0
Commercial_Grocery_New_Food Preparation_Natural Gas_Double Rack Oven_E4_Baseline Forecast | Commercial | Grocery | New | Food Preparation | Natural Gas | Double Rack Oven | E4 |  | Baseline Forecast | 0 | 0 | 0 | 0 | 0 | 0 | 0 | 0 | 0 | 0 | 0 | 0 | 0 | 0 | 0 | 0 | 0 | 0 | 0 | 0 | 0 | 0 | 0
Commercial_Grocery_New_Food Preparation_Natural Gas_Double Rack Oven_E5_Baseline Forecast | Commercial | Grocery | New | Food Preparation | Natural Gas | Double Rack Oven | E5 |  | Baseline Forecast | 0 | 0 | 0 | 0 | 0 | 0 | 0 | 0 | 0 | 0 | 0 | 0 | 0 | 0 | 0 | 0 | 0 | 0 | 0 | 0 | 0 | 0 | 0
Commercial_Grocery_New_Food Preparation_Natural Gas_Double Rack Oven_E6_Baseline Forecast | Commercial | Grocery | New | Food Preparation | Natural Gas | Double Rack Oven | E6 |  | Baseline Forecast | 0 | 0 | 0 | 0 | 0 | 0 | 0 | 0 | 0 | 0 | 0 | 0 | 0 | 0 | 0 | 0 | 0 | 0 | 0 | 0 | 0 | 0 | 0
Commercial_Grocery_New_Food Preparation_Natural Gas_Double Rack Oven_E7_Baseline Forecast | Commercial | Grocery | New | Food Preparation | Natural Gas | Double Rack Oven | E7 |  | Baseline Forecast | 0 | 0 | 0 | 0 | 0 | 0 | 0 | 0 | 0 | 0 | 0 | 0 | 0 | 0 | 0 | 0 | 0 | 0 | 0 | 0 | 0 | 0 | 0
Commercial_Grocery_New_Food Preparation_Natural Gas_Double Rack Oven_E8_Baseline Forecast | Commercial | Grocery | New | Food Preparation | Natural Gas | Double Rack Oven | E8 |  | Baseline Forecast | 0 | 0 | 0 | 0 | 0 | 0 | 0 | 0 | 0 | 0 | 0 | 0 | 0 | 0 | 0 | 0 | 0 | 0 | 0 | 0 | 0 | 0 | 0
Commercial_Grocery_New_Food Preparation_Natural Gas_Double Rack Oven_E9_Baseline Forecast | Commercial | Grocery | New | Food Preparation | Natural Gas | Double Rack Oven | E9 |  | Baseline Forecast | 0 | 0 | 0 | 0 | 0 | 0 | 0 | 0 | 0 | 0 | 0 | 0 | 0 | 0 | 0 | 0 | 0 | 0 | 0 | 0 | 0 | 0 | 0
Commercial_Grocery_New_Food Preparation_Natural Gas_Double Rack Oven_E10_Baseline Forecast | Commercial | Grocery | New | Food Preparation | Natural Gas | Double Rack Oven | E10 |  | Baseline Forecast | 0 | 0 | 0 | 0 | 0 | 0 | 0 | 0 | 0 | 0 | 0 | 0 | 0 | 0 | 0 | 0 | 0 | 0 | 0 | 0 | 0 | 0 | 0
Commercial_Grocery_New_Food Preparation_Natural Gas_Fryer_E1_Baseline Forecast | Commercial | Grocery | New | Food Preparation | Natural Gas | Fryer | E1 | Standard | Baseline Forecast | 0 | 53170.9665 | 81821.8717 | 36666.5224 | 35995.3883 | 35586.3678 | 48471.299 | 65324.3113 | 66473.7939 | 67117.6745 | 79895.8531 | 86823.8675 | 78681.769 | 83190.9036 | 86735.3233 | 95564.6977 | 104868.5892 | 105952.5281 | 107603.435 | 112679.2839 | 117131.1892 | 119401.4291 | 0
Commercial_Grocery_New_Food Preparation_Natural Gas_Fryer_E2_Baseline Forecast | Commercial | Grocery | New | Food Preparation | Natural Gas | Fryer | E2 | ENERGY STAR | Baseline Forecast | 0 | 18681.6909 | 28748.2252 | 12882.8322 | 12647.0283 | 12503.3184 | 17030.4564 | 22951.7851 | 23355.6573 | 23581.8857 | 28071.516 | 30505.6832 | 27644.9459 | 29229.2364 | 30474.573 | 33576.7857 | 36845.7205 | 37226.5639 | 37806.6123 | 39590.0187 | 41154.2016 | 41951.8535 | 0
Commercial_Grocery_New_Food Preparation_Natural Gas_Fryer_E3_Baseline Forecast | Commercial | Grocery | New | Food Preparation | Natural Gas | Fryer | E3 |  | Baseline Forecast | 0 | 0 | 0 | 0 | 0 | 0 | 0 | 0 | 0 | 0 | 0 | 0 | 0 | 0 | 0 | 0 | 0 | 0 | 0 | 0 | 0 | 0 | 0
Commercial_Grocery_New_Food Preparation_Natural Gas_Fryer_E4_Baseline Forecast | Commercial | Grocery | New | Food Preparation | Natural Gas | Fryer | E4 |  | Baseline Forecast | 0 | 0 | 0 | 0 | 0 | 0 | 0 | 0 | 0 | 0 | 0 | 0 | 0 | 0 | 0 | 0 | 0 | 0 | 0 | 0 | 0 | 0 | 0
Commercial_Grocery_New_Food Preparation_Natural Gas_Fryer_E5_Baseline Forecast | Commercial | Grocery | New | Food Preparation | Natural Gas | Fryer | E5 |  | Baseline Forecast | 0 | 0 | 0 | 0 | 0 | 0 | 0 | 0 | 0 | 0 | 0 | 0 | 0 | 0 | 0 | 0 | 0 | 0 | 0 | 0 | 0 | 0 | 0
Commercial_Grocery_New_Food Preparation_Natural Gas_Fryer_E6_Baseline Forecast | Commercial | Grocery | New | Food Preparation | Natural Gas | Fryer | E6 |  | Baseline Forecast | 0 | 0 | 0 | 0 | 0 | 0 | 0 | 0 | 0 | 0 | 0 | 0 | 0 | 0 | 0 | 0 | 0 | 0 | 0 | 0 | 0 | 0 | 0
Commercial_Grocery_New_Food Preparation_Natural Gas_Fryer_E7_Baseline Forecast | Commercial | Grocery | New | Food Preparation | Natural Gas | Fryer | E7 |  | Baseline Forecast | 0 | 0 | 0 | 0 | 0 | 0 | 0 | 0 | 0 | 0 | 0 | 0 | 0 | 0 | 0 | 0 | 0 | 0 | 0 | 0 | 0 | 0 | 0
Commercial_Grocery_New_Food Preparation_Natural Gas_Fryer_E8_Baseline Forecast | Commercial | Grocery | New | Food Preparation | Natural Gas | Fryer | E8 |  | Baseline Forecast | 0 | 0 | 0 | 0 | 0 | 0 | 0 | 0 | 0 | 0 | 0 | 0 | 0 | 0 | 0 | 0 | 0 | 0 | 0 | 0 | 0 | 0 | 0
Commercial_Grocery_New_Food Preparation_Natural Gas_Fryer_E9_Baseline Forecast | Commercial | Grocery | New | Food Preparation | Natural Gas | Fryer | E9 |  | Baseline Forecast | 0 | 0 | 0 | 0 | 0 | 0 | 0 | 0 | 0 | 0 | 0 | 0 | 0 | 0 | 0 | 0 | 0 | 0 | 0 | 0 | 0 | 0 | 0
Commercial_Grocery_New_Food Preparation_Natural Gas_Fryer_E10_Baseline Forecast | Commercial | Grocery | New | Food Preparation | Natural Gas | Fryer | E10 |  | Baseline Forecast | 0 | 0 | 0 | 0 | 0 | 0 | 0 | 0 | 0 | 0 | 0 | 0 | 0 | 0 | 0 | 0 | 0 | 0 | 0 | 0 | 0 | 0 | 0
Commercial_Grocery_New_Food Preparation_Natural Gas_Broiler_E1_Baseline Forecast | Commercial | Grocery | New | Food Preparation | Natural Gas | Broiler | E1 | Standard | Baseline Forecast | 0 | 2956.8404 | 4550.1188 | 2039.0273 | 2001.7055 | 1978.9599 | 1956.2815 | 1940.7513 | 1917.9016 | 1897.9589 | 1870.7567 | 1847.1226 | 2418.7192 | 3182.9629 | 3290.1449 | 3359.7163 | 3412.6764 | 4219.3138 | 4495.7852 | 3641.7844 | 3594.191 | 3565.67 | 0
Commercial_Grocery_New_Food Preparation_Natural Gas_Broiler_E2_Baseline Forecast | Commercial | Grocery | New | Food Preparation | Natural Gas | Broiler | E2 | Infrared Burners | Baseline Forecast | 0 | 1038.8899 | 1598.6904 | 716.415 | 703.3019 | 695.3102 | 687.3422 | 681.8856 | 673.8573 | 666.8504 | 657.2929 | 648.989 | 849.8202 | 1118.3383 | 1155.9969 | 1180.4408 | 1199.0485 | 1482.4616 | 1579.6002 | 1279.5459 | 1262.8239 | 1252.803 | 0
Commercial_Grocery_New_Food Preparation_Natural Gas_Broiler_E3_Baseline Forecast | Commercial | Grocery | New | Food Preparation | Natural Gas | Broiler | E3 |  | Baseline Forecast | 0 | 0 | 0 | 0 | 0 | 0 | 0 | 0 | 0 | 0 | 0 | 0 | 0 | 0 | 0 | 0 | 0 | 0 | 0 | 0 | 0 | 0 | 0
Commercial_Grocery_New_Food Preparation_Natural Gas_Broiler_E4_Baseline Forecast | Commercial | Grocery | New | Food Preparation | Natural Gas | Broiler | E4 |  | Baseline Forecast | 0 | 0 | 0 | 0 | 0 | 0 | 0 | 0 | 0 | 0 | 0 | 0 | 0 | 0 | 0 | 0 | 0 | 0 | 0 | 0 | 0 | 0 | 0
Commercial_Grocery_New_Food Preparation_Natural Gas_Broiler_E5_Baseline Forecast | Commercial | Grocery | New | Food Preparation | Natural Gas | Broiler | E5 |  | Baseline Forecast | 0 | 0 | 0 | 0 | 0 | 0 | 0 | 0 | 0 | 0 | 0 | 0 | 0 | 0 | 0 | 0 | 0 | 0 | 0 | 0 | 0 | 0 | 0
Commercial_Grocery_New_Food Preparation_Natural Gas_Broiler_E6_Baseline Forecast | Commercial | Grocery | New | Food Preparation | Natural Gas | Broiler | E6 |  | Baseline Forecast | 0 | 0 | 0 | 0 | 0 | 0 | 0 | 0 | 0 | 0 | 0 | 0 | 0 | 0 | 0 | 0 | 0 | 0 | 0 | 0 | 0 | 0 | 0
Commercial_Grocery_New_Food Preparation_Natural Gas_Broiler_E7_Baseline Forecast | Commercial | Grocery | New | Food Preparation | Natural Gas | Broiler | E7 |  | Baseline Forecast | 0 | 0 | 0 | 0 | 0 | 0 | 0 | 0 | 0 | 0 | 0 | 0 | 0 | 0 | 0 | 0 | 0 | 0 | 0 | 0 | 0 | 0 | 0
Commercial_Grocery_New_Food Preparation_Natural Gas_Broiler_E8_Baseline Forecast | Commercial | Grocery | New | Food Preparation | Natural Gas | Broiler | E8 |  | Baseline Forecast | 0 | 0 | 0 | 0 | 0 | 0 | 0 | 0 | 0 | 0 | 0 | 0 | 0 | 0 | 0 | 0 | 0 | 0 | 0 | 0 | 0 | 0 | 0
Commercial_Grocery_New_Food Preparation_Natural Gas_Broiler_E9_Baseline Forecast | Commercial | Grocery | New | Food Preparation | Natural Gas | Broiler | E9 |  | Baseline Forecast | 0 | 0 | 0 | 0 | 0 | 0 | 0 | 0 | 0 | 0 | 0 | 0 | 0 | 0 | 0 | 0 | 0 | 0 | 0 | 0 | 0 | 0 | 0
Commercial_Grocery_New_Food Preparation_Natural Gas_Broiler_E10_Baseline Forecast | Commercial | Grocery | New | Food Preparation | Natural Gas | Broiler | E10 |  | Baseline Forecast | 0 | 0 | 0 | 0 | 0 | 0 | 0 | 0 | 0 | 0 | 0 | 0 | 0 | 0 | 0 | 0 | 0 | 0 | 0 | 0 | 0 | 0 | 0
Commercial_Grocery_New_Food Preparation_Natural Gas_Griddle_E1_Baseline Forecast | Commercial | Grocery | New | Food Preparation | Natural Gas | Griddle | E1 | Standard | Baseline Forecast | 0 | 6323.3778 | 9730.6978 | 4360.5804 | 4280.7655 | 4232.1226 | 4183.6236 | 4150.4113 | 4101.5458 | 4058.8971 | 4000.7237 | 3950.1809 | 5172.5738 | 6806.9543 | 7036.1692 | 7184.9517 | 7298.2101 | 9023.2518 | 9614.5022 | 7788.171 | 7686.3898 | 7625.396 | 0
Commercial_Grocery_New_Food Preparation_Natural Gas_Griddle_E2_Baseline Forecast | Commercial | Grocery | New | Food Preparation | Natural Gas | Griddle | E2 | ENERGY STAR | Baseline Forecast | 0 | 2582.7881 | 3974.5104 | 1781.0821 | 1748.4817 | 1728.6135 | 1708.804 | 1695.2384 | 1675.2793 | 1657.8594 | 1634.0984 | 1613.4542 | 2112.7414 | 2780.3053 | 2873.9283 | 2934.6986 | 2980.9591 | 3685.5535 | 3927.0502 | 3181.0839 | 3139.5113 | 3114.5984 | 0
Commercial_Grocery_New_Food Preparation_Natural Gas_Griddle_E3_Baseline Forecast | Commercial | Grocery | New | Food Preparation | Natural Gas | Griddle | E3 |  | Baseline Forecast | 0 | 0 | 0 | 0 | 0 | 0 | 0 | 0 | 0 | 0 | 0 | 0 | 0 | 0 | 0 | 0 | 0 | 0 | 0 | 0 | 0 | 0 | 0
Commercial_Grocery_New_Food Preparation_Natural Gas_Griddle_E4_Baseline Forecast | Commercial | Grocery | New | Food Preparation | Natural Gas | Griddle | E4 |  | Baseline Forecast | 0 | 0 | 0 | 0 | 0 | 0 | 0 | 0 | 0 | 0 | 0 | 0 | 0 | 0 | 0 | 0 | 0 | 0 | 0 | 0 | 0 | 0 | 0
Commercial_Grocery_New_Food Preparation_Natural Gas_Griddle_E5_Baseline Forecast | Commercial | Grocery | New | Food Preparation | Natural Gas | Griddle | E5 |  | Baseline Forecast | 0 | 0 | 0 | 0 | 0 | 0 | 0 | 0 | 0 | 0 | 0 | 0 | 0 | 0 | 0 | 0 | 0 | 0 | 0 | 0 | 0 | 0 | 0
Commercial_Grocery_New_Food Preparation_Natural Gas_Griddle_E6_Baseline Forecast | Commercial | Grocery | New | Food Preparation | Natural Gas | Griddle | E6 |  | Baseline Forecast | 0 | 0 | 0 | 0 | 0 | 0 | 0 | 0 | 0 | 0 | 0 | 0 | 0 | 0 | 0 | 0 | 0 | 0 | 0 | 0 | 0 | 0 | 0
Commercial_Grocery_New_Food Preparation_Natural Gas_Griddle_E7_Baseline Forecast | Commercial | Grocery | New | Food Preparation | Natural Gas | Griddle | E7 |  | Baseline Forecast | 0 | 0 | 0 | 0 | 0 | 0 | 0 | 0 | 0 | 0 | 0 | 0 | 0 | 0 | 0 | 0 | 0 | 0 | 0 | 0 | 0 | 0 | 0
Commercial_Grocery_New_Food Preparation_Natural Gas_Griddle_E8_Baseline Forecast | Commercial | Grocery | New | Food Preparation | Natural Gas | Griddle | E8 |  | Baseline Forecast | 0 | 0 | 0 | 0 | 0 | 0 | 0 | 0 | 0 | 0 | 0 | 0 | 0 | 0 | 0 | 0 | 0 | 0 | 0 | 0 | 0 | 0 | 0
Commercial_Grocery_New_Food Preparation_Natural Gas_Griddle_E9_Baseline Forecast | Commercial | Grocery | New | Food Preparation | Natural Gas | Griddle | E9 |  | Baseline Forecast | 0 | 0 | 0 | 0 | 0 | 0 | 0 | 0 | 0 | 0 | 0 | 0 | 0 | 0 | 0 | 0 | 0 | 0 | 0 | 0 | 0 | 0 | 0
Commercial_Grocery_New_Food Preparation_Natural Gas_Griddle_E10_Baseline Forecast | Commercial | Grocery | New | Food Preparation | Natural Gas | Griddle | E10 |  | Baseline Forecast | 0 | 0 | 0 | 0 | 0 | 0 | 0 | 0 | 0 | 0 | 0 | 0 | 0 | 0 | 0 | 0 | 0 | 0 | 0 | 0 | 0 | 0 | 0
Commercial_Grocery_New_Food Preparation_Natural Gas_Range_E1_Baseline Forecast | Commercial | Grocery | New | Food Preparation | Natural Gas | Range | E1 | Standard | Baseline Forecast | 0 | 15274.43 | 23504.9789 | 10533.1963 | 10340.3995 | 10222.9002 | 10105.7484 | 10025.5224 | 9907.4854 | 9804.4656 | 12718.8308 | 16686.7607 | 17262.2833 | 17623.7584 | 17879.1339 | 22019.111 | 23478.1045 | 19031.0158 | 18759.8879 | 19173.1203 | 20251.4696 | 21296.6515 | 0
Commercial_Grocery_New_Food Preparation_Natural Gas_Range_E2_Baseline Forecast | Commercial | Grocery | New | Food Preparation | Natural Gas | Range | E2 | High Efficiency | Baseline Forecast | 0 | 21980.2773 | 33824.238 | 15157.5264 | 14880.0871 | 14711.0027 | 14542.4185 | 14426.9713 | 14257.1132 | 14108.8651 | 18302.7078 | 24012.6557 | 24840.8467 | 25361.0181 | 25728.5098 | 31686.0378 | 33785.565 | 27386.0959 | 26995.9362 | 27590.5877 | 29142.3588 | 30646.4009 | 0
Commercial_Grocery_New_Food Preparation_Natural Gas_Range_E3_Baseline Forecast | Commercial | Grocery | New | Food Preparation | Natural Gas | Range | E3 |  | Baseline Forecast | 0 | 0 | 0 | 0 | 0 | 0 | 0 | 0 | 0 | 0 | 0 | 0 | 0 | 0 | 0 | 0 | 0 | 0 | 0 | 0 | 0 | 0 | 0
Commercial_Grocery_New_Food Preparation_Natural Gas_Range_E4_Baseline Forecast | Commercial | Grocery | New | Food Preparation | Natural Gas | Range | E4 |  | Baseline Forecast | 0 | 0 | 0 | 0 | 0 | 0 | 0 | 0 | 0 | 0 | 0 | 0 | 0 | 0 | 0 | 0 | 0 | 0 | 0 | 0 | 0 | 0 | 0
Commercial_Grocery_New_Food Preparation_Natural Gas_Range_E5_Baseline Forecast | Commercial | Grocery | New | Food Preparation | Natural Gas | Range | E5 |  | Baseline Forecast | 0 | 0 | 0 | 0 | 0 | 0 | 0 | 0 | 0 | 0 | 0 | 0 | 0 | 0 | 0 | 0 | 0 | 0 | 0 | 0 | 0 | 0 | 0
Commercial_Grocery_New_Food Preparation_Natural Gas_Range_E6_Baseline Forecast | Commercial | Grocery | New | Food Preparation | Natural Gas | Range | E6 |  | Baseline Forecast | 0 | 0 | 0 | 0 | 0 | 0 | 0 | 0 | 0 | 0 | 0 | 0 | 0 | 0 | 0 | 0 | 0 | 0 | 0 | 0 | 0 | 0 | 0
Commercial_Grocery_New_Food Preparation_Natural Gas_Range_E7_Baseline Forecast | Commercial | Grocery | New | Food Preparation | Natural Gas | Range | E7 |  | Baseline Forecast | 0 | 0 | 0 | 0 | 0 | 0 | 0 | 0 | 0 | 0 | 0 | 0 | 0 | 0 | 0 | 0 | 0 | 0 | 0 | 0 | 0 | 0 | 0
Commercial_Grocery_New_Food Preparation_Natural Gas_Range_E8_Baseline Forecast | Commercial | Grocery | New | Food Preparation | Natural Gas | Range | E8 |  | Baseline Forecast | 0 | 0 | 0 | 0 | 0 | 0 | 0 | 0 | 0 | 0 | 0 | 0 | 0 | 0 | 0 | 0 | 0 | 0 | 0 | 0 | 0 | 0 | 0
Commercial_Grocery_New_Food Preparation_Natural Gas_Range_E9_Baseline Forecast | Commercial | Grocery | New | Food Preparation | Natural Gas | Range | E9 |  | Baseline Forecast | 0 | 0 | 0 | 0 | 0 | 0 | 0 | 0 | 0 | 0 | 0 | 0 | 0 | 0 | 0 | 0 | 0 | 0 | 0 | 0 | 0 | 0 | 0
Commercial_Grocery_New_Food Preparation_Natural Gas_Range_E10_Baseline Forecast | Commercial | Grocery | New | Food Preparation | Natural Gas | Range | E10 |  | Baseline Forecast | 0 | 0 | 0 | 0 | 0 | 0 | 0 | 0 | 0 | 0 | 0 | 0 | 0 | 0 | 0 | 0 | 0 | 0 | 0 | 0 | 0 | 0 | 0
Commercial_Grocery_New_Food Preparation_Natural Gas_Steamer_E1_Baseline Forecast | Commercial | Grocery | New | Food Preparation | Natural Gas | Steamer | E1 | Standard | Baseline Forecast | 0 | 1366.1327 | 2102.2664 | 942.0806 | 924.837 | 914.328 | 903.85 | 896.6747 | 886.1175 | 876.9035 | 1016.128 | 1221.9278 | 1276.5227 | 1318.5469 | 1354.9421 | 1383.0906 | 1409.3163 | 1429.3791 | 1443.294 | 1895.375 | 2122.6289 | 1752.7812 | 0
Commercial_Grocery_New_Food Preparation_Natural Gas_Steamer_E2_Baseline Forecast | Commercial | Grocery | New | Food Preparation | Natural Gas | Steamer | E2 | ENERGY STAR | Baseline Forecast | 0 | 1366.1327 | 2102.2664 | 942.0806 | 924.837 | 914.328 | 903.85 | 896.6747 | 886.1175 | 876.9035 | 1016.128 | 1221.9278 | 1276.5227 | 1318.5469 | 1354.9421 | 1383.0906 | 1409.3163 | 1429.3791 | 1443.294 | 1895.375 | 2122.6289 | 1752.7812 | 0
Commercial_Grocery_New_Food Preparation_Natural Gas_Steamer_E3_Baseline Forecast | Commercial | Grocery | New | Food Preparation | Natural Gas | Steamer | E3 |  | Baseline Forecast | 0 | 0 | 0 | 0 | 0 | 0 | 0 | 0 | 0 | 0 | 0 | 0 | 0 | 0 | 0 | 0 | 0 | 0 | 0 | 0 | 0 | 0 | 0
Commercial_Grocery_New_Food Preparation_Natural Gas_Steamer_E4_Baseline Forecast | Commercial | Grocery | New | Food Preparation | Natural Gas | Steamer | E4 |  | Baseline Forecast | 0 | 0 | 0 | 0 | 0 | 0 | 0 | 0 | 0 | 0 | 0 | 0 | 0 | 0 | 0 | 0 | 0 | 0 | 0 | 0 | 0 | 0 | 0
Commercial_Grocery_New_Food Preparation_Natural Gas_Steamer_E5_Baseline Forecast | Commercial | Grocery | New | Food Preparation | Natural Gas | Steamer | E5 |  | Baseline Forecast | 0 | 0 | 0 | 0 | 0 | 0 | 0 | 0 | 0 | 0 | 0 | 0 | 0 | 0 | 0 | 0 | 0 | 0 | 0 | 0 | 0 | 0 | 0
Commercial_Grocery_New_Food Preparation_Natural Gas_Steamer_E6_Baseline Forecast | Commercial | Grocery | New | Food Preparation | Natural Gas | Steamer | E6 |  | Baseline Forecast | 0 | 0 | 0 | 0 | 0 | 0 | 0 | 0 | 0 | 0 | 0 | 0 | 0 | 0 | 0 | 0 | 0 | 0 | 0 | 0 | 0 | 0 | 0
Commercial_Grocery_New_Food Preparation_Natural Gas_Steamer_E7_Baseline Forecast | Commercial | Grocery | New | Food Preparation | Natural Gas | Steamer | E7 |  | Baseline Forecast | 0 | 0 | 0 | 0 | 0 | 0 | 0 | 0 | 0 | 0 | 0 | 0 | 0 | 0 | 0 | 0 | 0 | 0 | 0 | 0 | 0 | 0 | 0
Commercial_Grocery_New_Food Preparation_Natural Gas_Steamer_E8_Baseline Forecast | Commercial | Grocery | New | Food Preparation | Natural Gas | Steamer | E8 |  | Baseline Forecast | 0 | 0 | 0 | 0 | 0 | 0 | 0 | 0 | 0 | 0 | 0 | 0 | 0 | 0 | 0 | 0 | 0 | 0 | 0 | 0 | 0 | 0 | 0
Commercial_Grocery_New_Food Preparation_Natural Gas_Steamer_E9_Baseline Forecast | Commercial | Grocery | New | Food Preparation | Natural Gas | Steamer | E9 |  | Baseline Forecast | 0 | 0 | 0 | 0 | 0 | 0 | 0 | 0 | 0 | 0 | 0 | 0 | 0 | 0 | 0 | 0 | 0 | 0 | 0 | 0 | 0 | 0 | 0
Commercial_Grocery_New_Food Preparation_Natural Gas_Steamer_E10_Baseline Forecast | Commercial | Grocery | New | Food Preparation | Natural Gas | Steamer | E10 |  | Baseline Forecast | 0 | 0 | 0 | 0 | 0 | 0 | 0 | 0 | 0 | 0 | 0 | 0 | 0 | 0 | 0 | 0 | 0 | 0 | 0 | 0 | 0 | 0 | 0
Commercial_Grocery_New_Food Preparation_Natural Gas_Food Prep Other_E1_Baseline Forecast | Commercial | Grocery | New | Food Preparation | Natural Gas | Food Prep Other | E1 | Standard | Baseline Forecast | 0 | 2021.8764 | 3111.3543 | 1394.2793 | 1368.7588 | 1353.2054 | 1337.698 | 1327.0785 | 1311.4539 | 1297.8172 | 1683.5918 | 2208.8267 | 2285.0086 | 2332.8571 | 2366.6611 | 2914.6699 | 3107.7969 | 2519.1357 | 2483.2465 | 2537.9461 | 2680.6872 | 2819.038 | 0
Commercial_Grocery_New_Food Preparation_Natural Gas_Food Prep Other_E2_Baseline Forecast | Commercial | Grocery | New | Food Preparation | Natural Gas | Food Prep Other | E2 | ENERGY STAR | Baseline Forecast | 0 | 710.389 | 1093.1785 | 489.8819 | 480.9153 | 475.4505 | 470.002 | 466.2708 | 460.7811 | 455.9898 | 591.5322 | 776.0742 | 802.8409 | 819.6525 | 831.5296 | 1024.0732 | 1091.9286 | 885.1017 | 872.492 | 891.7108 | 941.8631 | 990.4728 | 0
Commercial_Grocery_New_Food Preparation_Natural Gas_Food Prep Other_E3_Baseline Forecast | Commercial | Grocery | New | Food Preparation | Natural Gas | Food Prep Other | E3 |  | Baseline Forecast | 0 | 0 | 0 | 0 | 0 | 0 | 0 | 0 | 0 | 0 | 0 | 0 | 0 | 0 | 0 | 0 | 0 | 0 | 0 | 0 | 0 | 0 | 0
Commercial_Grocery_New_Food Preparation_Natural Gas_Food Prep Other_E4_Baseline Forecast | Commercial | Grocery | New | Food Preparation | Natural Gas | Food Prep Other | E4 |  | Baseline Forecast | 0 | 0 | 0 | 0 | 0 | 0 | 0 | 0 | 0 | 0 | 0 | 0 | 0 | 0 | 0 | 0 | 0 | 0 | 0 | 0 | 0 | 0 | 0
Commercial_Grocery_New_Food Preparation_Natural Gas_Food Prep Other_E5_Baseline Forecast | Commercial | Grocery | New | Food Preparation | Natural Gas | Food Prep Other | E5 |  | Baseline Forecast | 0 | 0 | 0 | 0 | 0 | 0 | 0 | 0 | 0 | 0 | 0 | 0 | 0 | 0 | 0 | 0 | 0 | 0 | 0 | 0 | 0 | 0 | 0
Commercial_Grocery_New_Food Preparation_Natural Gas_Food Prep Other_E6_Baseline Forecast | Commercial | Grocery | New | Food Preparation | Natural Gas | Food Prep Other | E6 |  | Baseline Forecast | 0 | 0 | 0 | 0 | 0 | 0 | 0 | 0 | 0 | 0 | 0 | 0 | 0 | 0 | 0 | 0 | 0 | 0 | 0 | 0 | 0 | 0 | 0
Commercial_Grocery_New_Food Preparation_Natural Gas_Food Prep Other_E7_Baseline Forecast | Commercial | Grocery | New | Food Preparation | Natural Gas | Food Prep Other | E7 |  | Baseline Forecast | 0 | 0 | 0 | 0 | 0 | 0 | 0 | 0 | 0 | 0 | 0 | 0 | 0 | 0 | 0 | 0 | 0 | 0 | 0 | 0 | 0 | 0 | 0
Commercial_Grocery_New_Food Preparation_Natural Gas_Food Prep Other_E8_Baseline Forecast | Commercial | Grocery | New | Food Preparation | Natural Gas | Food Prep Other | E8 |  | Baseline Forecast | 0 | 0 | 0 | 0 | 0 | 0 | 0 | 0 | 0 | 0 | 0 | 0 | 0 | 0 | 0 | 0 | 0 | 0 | 0 | 0 | 0 | 0 | 0
Commercial_Grocery_New_Food Preparation_Natural Gas_Food Prep Other_E9_Baseline Forecast | Commercial | Grocery | New | Food Preparation | Natural Gas | Food Prep Other | E9 |  | Baseline Forecast | 0 | 0 | 0 | 0 | 0 | 0 | 0 | 0 | 0 | 0 | 0 | 0 | 0 | 0 | 0 | 0 | 0 | 0 | 0 | 0 | 0 | 0 | 0
Commercial_Grocery_New_Food Preparation_Natural Gas_Food Prep Other_E10_Baseline Forecast | Commercial | Grocery | New | Food Preparation | Natural Gas | Food Prep Other | E10 |  | Baseline Forecast | 0 | 0 | 0 | 0 | 0 | 0 | 0 | 0 | 0 | 0 | 0 | 0 | 0 | 0 | 0 | 0 | 0 | 0 | 0 | 0 | 0 | 0 | 0
Commercial_Grocery_New_Miscellaneous_Natural Gas_Pool Heater_E1_Baseline Forecast | Commercial | Grocery | New | Miscellaneous | Natural Gas | Pool Heater | E1 | Standard (EF .82) | Baseline Forecast | 0 | 236.7781 | 364.3648 | 163.2814 | 160.2928 | 158.4713 | 204.0109 | 266.1691 | 274.8442 | 281.0533 | 284.7556 | 358.7454 | 401.6758 | 350.6601 | 362.8591 | 372.9672 | 408.4154 | 449.2109 | 456.9607 | 465.3805 | 472.7691 | 505.0898 | 0
Commercial_Grocery_New_Miscellaneous_Natural Gas_Pool Heater_E2_Baseline Forecast | Commercial | Grocery | New | Miscellaneous | Natural Gas | Pool Heater | E2 | Condensing (EF .90) | Baseline Forecast | 0 | 26.3087 | 40.485 | 18.1424 | 17.8103 | 17.6079 | 22.6679 | 29.5743 | 30.5382 | 31.2281 | 31.6395 | 39.8606 | 44.6306 | 38.9622 | 40.3177 | 41.4408 | 45.3795 | 49.9123 | 50.7734 | 51.7089 | 52.5299 | 56.1211 | 0
Commercial_Grocery_New_Miscellaneous_Natural Gas_Pool Heater_E3_Baseline Forecast | Commercial | Grocery | New | Miscellaneous | Natural Gas | Pool Heater | E3 |  | Baseline Forecast | 0 | 0 | 0 | 0 | 0 | 0 | 0 | 0 | 0 | 0 | 0 | 0 | 0 | 0 | 0 | 0 | 0 | 0 | 0 | 0 | 0 | 0 | 0
Commercial_Grocery_New_Miscellaneous_Natural Gas_Pool Heater_E4_Baseline Forecast | Commercial | Grocery | New | Miscellaneous | Natural Gas | Pool Heater | E4 |  | Baseline Forecast | 0 | 0 | 0 | 0 | 0 | 0 | 0 | 0 | 0 | 0 | 0 | 0 | 0 | 0 | 0 | 0 | 0 | 0 | 0 | 0 | 0 | 0 | 0
Commercial_Grocery_New_Miscellaneous_Natural Gas_Pool Heater_E5_Baseline Forecast | Commercial | Grocery | New | Miscellaneous | Natural Gas | Pool Heater | E5 |  | Baseline Forecast | 0 | 0 | 0 | 0 | 0 | 0 | 0 | 0 | 0 | 0 | 0 | 0 | 0 | 0 | 0 | 0 | 0 | 0 | 0 | 0 | 0 | 0 | 0
Commercial_Grocery_New_Miscellaneous_Natural Gas_Pool Heater_E6_Baseline Forecast | Commercial | Grocery | New | Miscellaneous | Natural Gas | Pool Heater | E6 |  | Baseline Forecast | 0 | 0 | 0 | 0 | 0 | 0 | 0 | 0 | 0 | 0 | 0 | 0 | 0 | 0 | 0 | 0 | 0 | 0 | 0 | 0 | 0 | 0 | 0
Commercial_Grocery_New_Miscellaneous_Natural Gas_Pool Heater_E7_Baseline Forecast | Commercial | Grocery | New | Miscellaneous | Natural Gas | Pool Heater | E7 |  | Baseline Forecast | 0 | 0 | 0 | 0 | 0 | 0 | 0 | 0 | 0 | 0 | 0 | 0 | 0 | 0 | 0 | 0 | 0 | 0 | 0 | 0 | 0 | 0 | 0
Commercial_Grocery_New_Miscellaneous_Natural Gas_Pool Heater_E8_Baseline Forecast | Commercial | Grocery | New | Miscellaneous | Natural Gas | Pool Heater | E8 |  | Baseline Forecast | 0 | 0 | 0 | 0 | 0 | 0 | 0 | 0 | 0 | 0 | 0 | 0 | 0 | 0 | 0 | 0 | 0 | 0 | 0 | 0 | 0 | 0 | 0
Commercial_Grocery_New_Miscellaneous_Natural Gas_Pool Heater_E9_Baseline Forecast | Commercial | Grocery | New | Miscellaneous | Natural Gas | Pool Heater | E9 |  | Baseline Forecast | 0 | 0 | 0 | 0 | 0 | 0 | 0 | 0 | 0 | 0 | 0 | 0 | 0 | 0 | 0 | 0 | 0 | 0 | 0 | 0 | 0 | 0 | 0
Commercial_Grocery_New_Miscellaneous_Natural Gas_Pool Heater_E10_Baseline Forecast | Commercial | Grocery | New | Miscellaneous | Natural Gas | Pool Heater | E10 |  | Baseline Forecast | 0 | 0 | 0 | 0 | 0 | 0 | 0 | 0 | 0 | 0 | 0 | 0 | 0 | 0 | 0 | 0 | 0 | 0 | 0 | 0 | 0 | 0 | 0
Commercial_Grocery_New_Miscellaneous_Natural Gas_Miscellaneous_E1_Baseline Forecast | Commercial | Grocery | New | Miscellaneous | Natural Gas | Miscellaneous | E1 | Standard | Baseline Forecast | 0 | 138972.5999 | 213857.2792 | 95835.0447 | 113934.1345 | 140579.9446 | 146409.3322 | 154175.2288 | 164189.9615 | 173589.9986 | 182281.4878 | 231637.73 | 256636.3208 | 222604.2249 | 240124.7896 | 260858.884 | 267866.2355 | 276697.9657 | 287556.9004 | 298007.9315 | 307645.9479 | 329889.3538 | 0
Commercial_Grocery_New_Miscellaneous_Natural Gas_Miscellaneous_E2_Baseline Forecast | Commercial | Grocery | New | Miscellaneous | Natural Gas | Miscellaneous | E2 |  | Baseline Forecast | 0 | 0 | 0 | 0 | 0 | 0 | 0 | 0 | 0 | 0 | 0 | 0 | 0 | 0 | 0 | 0 | 0 | 0 | 0 | 0 | 0 | 0 | 0
Commercial_Grocery_New_Miscellaneous_Natural Gas_Miscellaneous_E3_Baseline Forecast | Commercial | Grocery | New | Miscellaneous | Natural Gas | Miscellaneous | E3 |  | Baseline Forecast | 0 | 0 | 0 | 0 | 0 | 0 | 0 | 0 | 0 | 0 | 0 | 0 | 0 | 0 | 0 | 0 | 0 | 0 | 0 | 0 | 0 | 0 | 0
Commercial_Grocery_New_Miscellaneous_Natural Gas_Miscellaneous_E4_Baseline Forecast | Commercial | Grocery | New | Miscellaneous | Natural Gas | Miscellaneous | E4 |  | Baseline Forecast | 0 | 0 | 0 | 0 | 0 | 0 | 0 | 0 | 0 | 0 | 0 | 0 | 0 | 0 | 0 | 0 | 0 | 0 | 0 | 0 | 0 | 0 | 0
Commercial_Grocery_New_Miscellaneous_Natural Gas_Miscellaneous_E5_Baseline Forecast | Commercial | Grocery | New | Miscellaneous | Natural Gas | Miscellaneous | E5 |  | Baseline Forecast | 0 | 0 | 0 | 0 | 0 | 0 | 0 | 0 | 0 | 0 | 0 | 0 | 0 | 0 | 0 | 0 | 0 | 0 | 0 | 0 | 0 | 0 | 0
Commercial_Grocery_New_Miscellaneous_Natural Gas_Miscellaneous_E6_Baseline Forecast | Commercial | Grocery | New | Miscellaneous | Natural Gas | Miscellaneous | E6 |  | Baseline Forecast | 0 | 0 | 0 | 0 | 0 | 0 | 0 | 0 | 0 | 0 | 0 | 0 | 0 | 0 | 0 | 0 | 0 | 0 | 0 | 0 | 0 | 0 | 0
Commercial_Grocery_New_Miscellaneous_Natural Gas_Miscellaneous_E7_Baseline Forecast | Commercial | Grocery | New | Miscellaneous | Natural Gas | Miscellaneous | E7 |  | Baseline Forecast | 0 | 0 | 0 | 0 | 0 | 0 | 0 | 0 | 0 | 0 | 0 | 0 | 0 | 0 | 0 | 0 | 0 | 0 | 0 | 0 | 0 | 0 | 0
Commercial_Grocery_New_Miscellaneous_Natural Gas_Miscellaneous_E8_Baseline Forecast | Commercial | Grocery | New | Miscellaneous | Natural Gas | Miscellaneous | E8 |  | Baseline Forecast | 0 | 0 | 0 | 0 | 0 | 0 | 0 | 0 | 0 | 0 | 0 | 0 | 0 | 0 | 0 | 0 | 0 | 0 | 0 | 0 | 0 | 0 | 0
Commercial_Grocery_New_Miscellaneous_Natural Gas_Miscellaneous_E9_Baseline Forecast | Commercial | Grocery | New | Miscellaneous | Natural Gas | Miscellaneous | E9 |  | Baseline Forecast | 0 | 0 | 0 | 0 | 0 | 0 | 0 | 0 | 0 | 0 | 0 | 0 | 0 | 0 | 0 | 0 | 0 | 0 | 0 | 0 | 0 | 0 | 0
Commercial_Grocery_New_Miscellaneous_Natural Gas_Miscellaneous_E10_Baseline Forecast | Commercial | Grocery | New | Miscellaneous | Natural Gas | Miscellaneous | E10 |  | Baseline Forecast | 0 | 0 | 0 | 0 | 0 | 0 | 0 | 0 | 0 | 0 | 0 | 0 | 0 | 0 | 0 | 0 | 0 | 0 | 0 | 0 | 0 | 0 | 0
Commercial_Education_Existing_Space Heating_Natural Gas_Furnace_E1_Baseline Forecast | Commercial | Education | Existing | Space Heating | Natural Gas | Furnace | E1 | AFUE 80% (Standard) | Baseline Forecast | 0 | 631925.9471 | 661494.6746 | 687407.9935 | 709969.1183 | 729457.7723 | 746131.9801 | 760229.7238 | 771970.4728 | 781556.598 | 789174.6774 | 794996.7039 | 734627.9702 | 678843.3864 | 627294.8512 | 579660.6967 | 535643.6812 | 494969.1343 | 457383.2428 | 457588.1849 | 458791.4624 | 460744.2991 | 0
Commercial_Education_Existing_Space Heating_Natural Gas_Furnace_E2_Baseline Forecast | Commercial | Education | Existing | Space Heating | Natural Gas | Furnace | E2 | AFUE 90% | Baseline Forecast | 0 | 0 | 0 | 0 | 0 | 0 | 0 | 0 | 0 | 0 | 0 | 0 | 0 | 0 | 0 | 0 | 0 | 0 | 0 | 0 | 0 | 0 | 0
Commercial_Education_Existing_Space Heating_Natural Gas_Furnace_E3_Baseline Forecast | Commercial | Education | Existing | Space Heating | Natural Gas | Furnace | E3 | AFUE 95% | Baseline Forecast | 0 | 0 | 0 | 0 | 0 | 0 | 0 | 0 | 0 | 0 | 0 | 0 | 0 | 0 | 0 | 0 | 0 | 0 | 0 | 0 | 0 | 0 | 0
Commercial_Education_Existing_Space Heating_Natural Gas_Furnace_E4_Baseline Forecast | Commercial | Education | Existing | Space Heating | Natural Gas | Furnace | E4 |  | Baseline Forecast | 0 | 0 | 0 | 0 | 0 | 0 | 0 | 0 | 0 | 0 | 0 | 0 | 0 | 0 | 0 | 0 | 0 | 0 | 0 | 0 | 0 | 0 | 0
Commercial_Education_Existing_Space Heating_Natural Gas_Furnace_E5_Baseline Forecast | Commercial | Education | Existing | Space Heating | Natural Gas | Furnace | E5 |  | Baseline Forecast | 0 | 0 | 0 | 0 | 0 | 0 | 0 | 0 | 0 | 0 | 0 | 0 | 0 | 0 | 0 | 0 | 0 | 0 | 0 | 0 | 0 | 0 | 0
Commercial_Education_Existing_Space Heating_Natural Gas_Furnace_E6_Baseline Forecast | Commercial | Education | Existing | Space Heating | Natural Gas | Furnace | E6 |  | Baseline Forecast | 0 | 0 | 0 | 0 | 0 | 0 | 0 | 0 | 0 | 0 | 0 | 0 | 0 | 0 | 0 | 0 | 0 | 0 | 0 | 0 | 0 | 0 | 0
Commercial_Education_Existing_Space Heating_Natural Gas_Furnace_E7_Baseline Forecast | Commercial | Education | Existing | Space Heating | Natural Gas | Furnace | E7 |  | Baseline Forecast | 0 | 0 | 0 | 0 | 0 | 0 | 0 | 0 | 0 | 0 | 0 | 0 | 0 | 0 | 0 | 0 | 0 | 0 | 0 | 0 | 0 | 0 | 0
Commercial_Education_Existing_Space Heating_Natural Gas_Furnace_E8_Baseline Forecast | Commercial | Education | Existing | Space Heating | Natural Gas | Furnace | E8 |  | Baseline Forecast | 0 | 0 | 0 | 0 | 0 | 0 | 0 | 0 | 0 | 0 | 0 | 0 | 0 | 0 | 0 | 0 | 0 | 0 | 0 | 0 | 0 | 0 | 0
Commercial_Education_Existing_Space Heating_Natural Gas_Furnace_E9_Baseline Forecast | Commercial | Education | Existing | Space Heating | Natural Gas | Furnace | E9 |  | Baseline Forecast | 0 | 0 | 0 | 0 | 0 | 0 | 0 | 0 | 0 | 0 | 0 | 0 | 0 | 0 | 0 | 0 | 0 | 0 | 0 | 0 | 0 | 0 | 0
Commercial_Education_Existing_Space Heating_Natural Gas_Furnace_E10_Baseline Forecast | Commercial | Education | Existing | Space Heating | Natural Gas | Furnace | E10 |  | Baseline Forecast | 0 | 0 | 0 | 0 | 0 | 0 | 0 | 0 | 0 | 0 | 0 | 0 | 0 | 0 | 0 | 0 | 0 | 0 | 0 | 0 | 0 | 0 | 0
Commercial_Education_Existing_Space Heating_Natural Gas_Boiler_E1_Baseline Forecast | Commercial | Education | Existing | Space Heating | Natural Gas | Boiler | E1 | AFUE 80% (Standard) | Baseline Forecast | 0 | 450876.2752 | 446702.875 | 451680.9596 | 439576.5752 | 434460.5244 | 421686.9398 | 426256.9135 | 420564.7593 | 406868.3121 | 412024.6753 | 406008.0391 | 391527.9389 | 385559.3929 | 370735.8661 | 385406.0686 | 370319.0386 | 364321.3037 | 358353.6152 | 352423.9149 | 346539.0879 | 340705.0805 | 0
Commercial_Education_Existing_Space Heating_Natural Gas_Boiler_E2_Baseline Forecast | Commercial | Education | Existing | Space Heating | Natural Gas | Boiler | E2 | AFUE 85% | Baseline Forecast | 0 | 0 | 0 | 0 | 0 | 0 | 0 | 0 | 0 | 0 | 0 | 0 | 0 | 0 | 0 | 0 | 0 | 0 | 0 | 0 | 0 | 0 | 0
Commercial_Education_Existing_Space Heating_Natural Gas_Boiler_E3_Baseline Forecast | Commercial | Education | Existing | Space Heating | Natural Gas | Boiler | E3 | AFUE 98% | Baseline Forecast | 0 | 249496.7531 | 247187.3616 | 235172.731 | 239769.041 | 236978.4679 | 241511.611 | 228424.7575 | 225374.4165 | 230147.7321 | 215927.37 | 212774.2665 | 218009.875 | 214686.4801 | 220194.6356 | 196206.7258 | 201992.2029 | 198720.7111 | 195465.6083 | 192231.2263 | 189021.3207 | 185839.1348 | 0
Commercial_Education_Existing_Space Heating_Natural Gas_Boiler_E4_Baseline Forecast | Commercial | Education | Existing | Space Heating | Natural Gas | Boiler | E4 | Convert to NG Air Source Heat Pump | Baseline Forecast | 0 | 0 | 0 | 0 | 0 | 0 | 0 | 0 | 0 | 0 | 0 | 0 | 0 | 0 | 0 | 0 | 0 | 0 | 0 | 0 | 0 | 0 | 0
Commercial_Education_Existing_Space Heating_Natural Gas_Boiler_E5_Baseline Forecast | Commercial | Education | Existing | Space Heating | Natural Gas | Boiler | E5 |  | Baseline Forecast | 0 | 0 | 0 | 0 | 0 | 0 | 0 | 0 | 0 | 0 | 0 | 0 | 0 | 0 | 0 | 0 | 0 | 0 | 0 | 0 | 0 | 0 | 0
Commercial_Education_Existing_Space Heating_Natural Gas_Boiler_E6_Baseline Forecast | Commercial | Education | Existing | Space Heating | Natural Gas | Boiler | E6 |  | Baseline Forecast | 0 | 0 | 0 | 0 | 0 | 0 | 0 | 0 | 0 | 0 | 0 | 0 | 0 | 0 | 0 | 0 | 0 | 0 | 0 | 0 | 0 | 0 | 0
Commercial_Education_Existing_Space Heating_Natural Gas_Boiler_E7_Baseline Forecast | Commercial | Education | Existing | Space Heating | Natural Gas | Boiler | E7 |  | Baseline Forecast | 0 | 0 | 0 | 0 | 0 | 0 | 0 | 0 | 0 | 0 | 0 | 0 | 0 | 0 | 0 | 0 | 0 | 0 | 0 | 0 | 0 | 0 | 0
Commercial_Education_Existing_Space Heating_Natural Gas_Boiler_E8_Baseline Forecast | Commercial | Education | Existing | Space Heating | Natural Gas | Boiler | E8 |  | Baseline Forecast | 0 | 0 | 0 | 0 | 0 | 0 | 0 | 0 | 0 | 0 | 0 | 0 | 0 | 0 | 0 | 0 | 0 | 0 | 0 | 0 | 0 | 0 | 0
Commercial_Education_Existing_Space Heating_Natural Gas_Boiler_E9_Baseline Forecast | Commercial | Education | Existing | Space Heating | Natural Gas | Boiler | E9 |  | Baseline Forecast | 0 | 0 | 0 | 0 | 0 | 0 | 0 | 0 | 0 | 0 | 0 | 0 | 0 | 0 | 0 | 0 | 0 | 0 | 0 | 0 | 0 | 0 | 0
Commercial_Education_Existing_Space Heating_Natural Gas_Boiler_E10_Baseline Forecast | Commercial | Education | Existing | Space Heating | Natural Gas | Boiler | E10 |  | Baseline Forecast | 0 | 0 | 0 | 0 | 0 | 0 | 0 | 0 | 0 | 0 | 0 | 0 | 0 | 0 | 0 | 0 | 0 | 0 | 0 | 0 | 0 | 0 | 0
Commercial_Education_Existing_Space Heating_Natural Gas_Unit Heater_E1_Baseline Forecast | Commercial | Education | Existing | Space Heating | Natural Gas | Unit Heater | E1 | Standard | Baseline Forecast | 0 | 5441.7318 | 15542.6653 | 29609.7408 | 47029.6254 | 67260.0194 | 89821.9002 | 114292.601 | 140299.6376 | 167515.1996 | 191037.8832 | 211278.424 | 229492.5985 | 246577.8512 | 263160.5584 | 279663.4335 | 296357.4579 | 277949.8961 | 265259.2837 | 257530.9888 | 254095.3253 | 253604.3029 | 0
Commercial_Education_Existing_Space Heating_Natural Gas_Unit Heater_E2_Baseline Forecast | Commercial | Education | Existing | Space Heating | Natural Gas | Unit Heater | E2 | Condensing | Baseline Forecast | 0 | 0 | 0 | 0 | 0 | 0 | 0 | 0 | 0 | 0 | 0 | 0 | 0 | 0 | 0 | 0 | 0 | 0 | 0 | 0 | 0 | 0 | 0
Commercial_Education_Existing_Space Heating_Natural Gas_Unit Heater_E3_Baseline Forecast | Commercial | Education | Existing | Space Heating | Natural Gas | Unit Heater | E3 | Infrared Radiant | Baseline Forecast | 0 | 0 | 0 | 0 | 0 | 0 | 0 | 0 | 0 | 0 | 0 | 0 | 0 | 0 | 0 | 0 | 0 | 0 | 0 | 0 | 0 | 0 | 0
Commercial_Education_Existing_Space Heating_Natural Gas_Unit Heater_E4_Baseline Forecast | Commercial | Education | Existing | Space Heating | Natural Gas | Unit Heater | E4 |  | Baseline Forecast | 0 | 0 | 0 | 0 | 0 | 0 | 0 | 0 | 0 | 0 | 0 | 0 | 0 | 0 | 0 | 0 | 0 | 0 | 0 | 0 | 0 | 0 | 0
Commercial_Education_Existing_Space Heating_Natural Gas_Unit Heater_E5_Baseline Forecast | Commercial | Education | Existing | Space Heating | Natural Gas | Unit Heater | E5 |  | Baseline Forecast | 0 | 0 | 0 | 0 | 0 | 0 | 0 | 0 | 0 | 0 | 0 | 0 | 0 | 0 | 0 | 0 | 0 | 0 | 0 | 0 | 0 | 0 | 0
Commercial_Education_Existing_Space Heating_Natural Gas_Unit Heater_E6_Baseline Forecast | Commercial | Education | Existing | Space Heating | Natural Gas | Unit Heater | E6 |  | Baseline Forecast | 0 | 0 | 0 | 0 | 0 | 0 | 0 | 0 | 0 | 0 | 0 | 0 | 0 | 0 | 0 | 0 | 0 | 0 | 0 | 0 | 0 | 0 | 0
Commercial_Education_Existing_Space Heating_Natural Gas_Unit Heater_E7_Baseline Forecast | Commercial | Education | Existing | Space Heating | Natural Gas | Unit Heater | E7 |  | Baseline Forecast | 0 | 0 | 0 | 0 | 0 | 0 | 0 | 0 | 0 | 0 | 0 | 0 | 0 | 0 | 0 | 0 | 0 | 0 | 0 | 0 | 0 | 0 | 0
Commercial_Education_Existing_Space Heating_Natural Gas_Unit Heater_E8_Baseline Forecast | Commercial | Education | Existing | Space Heating | Natural Gas | Unit Heater | E8 |  | Baseline Forecast | 0 | 0 | 0 | 0 | 0 | 0 | 0 | 0 | 0 | 0 | 0 | 0 | 0 | 0 | 0 | 0 | 0 | 0 | 0 | 0 | 0 | 0 | 0
Commercial_Education_Existing_Space Heating_Natural Gas_Unit Heater_E9_Baseline Forecast | Commercial | Education | Existing | Space Heating | Natural Gas | Unit Heater | E9 |  | Baseline Forecast | 0 | 0 | 0 | 0 | 0 | 0 | 0 | 0 | 0 | 0 | 0 | 0 | 0 | 0 | 0 | 0 | 0 | 0 | 0 | 0 | 0 | 0 | 0
Commercial_Education_Existing_Space Heating_Natural Gas_Unit Heater_E10_Baseline Forecast | Commercial | Education | Existing | Space Heating | Natural Gas | Unit Heater | E10 |  | Baseline Forecast | 0 | 0 | 0 | 0 | 0 | 0 | 0 | 0 | 0 | 0 | 0 | 0 | 0 | 0 | 0 | 0 | 0 | 0 | 0 | 0 | 0 | 0 | 0
Commercial_Education_Existing_Water Heating_Natural Gas_Water Heater_E1_Baseline Forecast | Commercial | Education | Existing | Water Heating | Natural Gas | Water Heater | E1 | TE 0.80 | Baseline Forecast | 0 | 445975.2973 | 485633.9271 | 519439.4699 | 548049.7198 | 572051.2721 | 591967.1829 | 608263.8048 | 621356.8881 | 631617.0267 | 714991.6906 | 786659.0305 | 775034.3989 | 763333.3772 | 751588.2695 | 830251.8862 | 808785.2907 | 788393.4961 | 768983.4191 | 763292.8114 | 766885.4123 | 764086.3502 | 0
Commercial_Education_Existing_Water Heating_Natural Gas_Water Heater_E2_Baseline Forecast | Commercial | Education | Existing | Water Heating | Natural Gas | Water Heater | E2 | TE 0.90 | Baseline Forecast | 0 | 0 | 0 | 0 | 0 | 0 | 0 | 0 | 0 | 0 | 0 | 0 | 0 | 0 | 0 | 0 | 0 | 0 | 0 | 0 | 0 | 0 | 0
Commercial_Education_Existing_Water Heating_Natural Gas_Water Heater_E3_Baseline Forecast | Commercial | Education | Existing | Water Heating | Natural Gas | Water Heater | E3 | TE 0.94 | Baseline Forecast | 0 | 502908.314 | 547629.7476 | 585750.8916 | 618013.5138 | 645079.0941 | 667537.4616 | 685914.5033 | 700679.0441 | 712248.9876 | 806267.2255 | 887083.5876 | 873974.9604 | 860780.1913 | 847535.7081 | 936241.4887 | 912034.4768 | 889039.4743 | 867151.5152 | 860734.4469 | 864785.6777 | 861629.2885 | 0
Commercial_Education_Existing_Water Heating_Natural Gas_Water Heater_E4_Baseline Forecast | Commercial | Education | Existing | Water Heating | Natural Gas | Water Heater | E4 | Instantaneous TE 0.94 | Baseline Forecast | 0 | 0 | 0 | 0 | 0 | 0 | 0 | 0 | 0 | 0 | 0 | 0 | 0 | 0 | 0 | 0 | 0 | 0 | 0 | 0 | 0 | 0 | 0
Commercial_Education_Existing_Water Heating_Natural Gas_Water Heater_E5_Baseline Forecast | Commercial | Education | Existing | Water Heating | Natural Gas | Water Heater | E5 | Gas-Fired Absorption HPWH | Baseline Forecast | 0 | 0 | 0 | 0 | 0 | 0 | 0 | 0 | 0 | 0 | 0 | 0 | 0 | 0 | 0 | 0 | 0 | 0 | 0 | 0 | 0 | 0 | 0
Commercial_Education_Existing_Water Heating_Natural Gas_Water Heater_E6_Baseline Forecast | Commercial | Education | Existing | Water Heating | Natural Gas | Water Heater | E6 |  | Baseline Forecast | 0 | 0 | 0 | 0 | 0 | 0 | 0 | 0 | 0 | 0 | 0 | 0 | 0 | 0 | 0 | 0 | 0 | 0 | 0 | 0 | 0 | 0 | 0
Commercial_Education_Existing_Water Heating_Natural Gas_Water Heater_E7_Baseline Forecast | Commercial | Education | Existing | Water Heating | Natural Gas | Water Heater | E7 |  | Baseline Forecast | 0 | 0 | 0 | 0 | 0 | 0 | 0 | 0 | 0 | 0 | 0 | 0 | 0 | 0 | 0 | 0 | 0 | 0 | 0 | 0 | 0 | 0 | 0
Commercial_Education_Existing_Water Heating_Natural Gas_Water Heater_E8_Baseline Forecast | Commercial | Education | Existing | Water Heating | Natural Gas | Water Heater | E8 |  | Baseline Forecast | 0 | 0 | 0 | 0 | 0 | 0 | 0 | 0 | 0 | 0 | 0 | 0 | 0 | 0 | 0 | 0 | 0 | 0 | 0 | 0 | 0 | 0 | 0
Commercial_Education_Existing_Water Heating_Natural Gas_Water Heater_E9_Baseline Forecast | Commercial | Education | Existing | Water Heating | Natural Gas | Water Heater | E9 |  | Baseline Forecast | 0 | 0 | 0 | 0 | 0 | 0 | 0 | 0 | 0 | 0 | 0 | 0 | 0 | 0 | 0 | 0 | 0 | 0 | 0 | 0 | 0 | 0 | 0
Commercial_Education_Existing_Water Heating_Natural Gas_Water Heater_E10_Baseline Forecast | Commercial | Education | Existing | Water Heating | Natural Gas | Water Heater | E10 |  | Baseline Forecast | 0 | 0 | 0 | 0 | 0 | 0 | 0 | 0 | 0 | 0 | 0 | 0 | 0 | 0 | 0 | 0 | 0 | 0 | 0 | 0 | 0 | 0 | 0
Commercial_Education_Existing_Food Preparation_Natural Gas_Oven_E1_Baseline Forecast | Commercial | Education | Existing | Food Preparation | Natural Gas | Oven | E1 | Standard | Baseline Forecast | 0 | 42939.5319 | 54806.4571 | 63744.1255 | 70387.9642 | 75236.9457 | 78682.8657 | 81033.3399 | 82529.8664 | 83362.0134 | 65477.0724 | 51429.2641 | 47413.6032 | 46199.0742 | 46705.9345 | 48189.9528 | 50148.1237 | 60641.9546 | 63347.9869 | 65187.698 | 66352.1486 | 64016.3704 | 0
Commercial_Education_Existing_Food Preparation_Natural Gas_Oven_E2_Baseline Forecast | Commercial | Education | Existing | Food Preparation | Natural Gas | Oven | E2 | ENERGY STAR (EF ≥ 44%) Convection Oven utilizing ASTM Std F1496 | Baseline Forecast | 0 | 61791.0337 | 78867.8285 | 91729.3513 | 101289.9973 | 108267.7999 | 113226.5629 | 116608.9525 | 118762.4907 | 119959.9706 | 94223.1041 | 74007.9654 | 68229.3314 | 66481.5946 | 67210.9789 | 69346.5175 | 72164.3732 | 87265.2518 | 91159.2982 | 93806.6873 | 95482.3601 | 92121.1184 | 0
Commercial_Education_Existing_Food Preparation_Natural Gas_Oven_E3_Baseline Forecast | Commercial | Education | Existing | Food Preparation | Natural Gas | Oven | E3 |  | Baseline Forecast | 0 | 0 | 0 | 0 | 0 | 0 | 0 | 0 | 0 | 0 | 0 | 0 | 0 | 0 | 0 | 0 | 0 | 0 | 0 | 0 | 0 | 0 | 0
Commercial_Education_Existing_Food Preparation_Natural Gas_Oven_E4_Baseline Forecast | Commercial | Education | Existing | Food Preparation | Natural Gas | Oven | E4 |  | Baseline Forecast | 0 | 0 | 0 | 0 | 0 | 0 | 0 | 0 | 0 | 0 | 0 | 0 | 0 | 0 | 0 | 0 | 0 | 0 | 0 | 0 | 0 | 0 | 0
Commercial_Education_Existing_Food Preparation_Natural Gas_Oven_E5_Baseline Forecast | Commercial | Education | Existing | Food Preparation | Natural Gas | Oven | E5 |  | Baseline Forecast | 0 | 0 | 0 | 0 | 0 | 0 | 0 | 0 | 0 | 0 | 0 | 0 | 0 | 0 | 0 | 0 | 0 | 0 | 0 | 0 | 0 | 0 | 0
Commercial_Education_Existing_Food Preparation_Natural Gas_Oven_E6_Baseline Forecast | Commercial | Education | Existing | Food Preparation | Natural Gas | Oven | E6 |  | Baseline Forecast | 0 | 0 | 0 | 0 | 0 | 0 | 0 | 0 | 0 | 0 | 0 | 0 | 0 | 0 | 0 | 0 | 0 | 0 | 0 | 0 | 0 | 0 | 0
Commercial_Education_Existing_Food Preparation_Natural Gas_Oven_E7_Baseline Forecast | Commercial | Education | Existing | Food Preparation | Natural Gas | Oven | E7 |  | Baseline Forecast | 0 | 0 | 0 | 0 | 0 | 0 | 0 | 0 | 0 | 0 | 0 | 0 | 0 | 0 | 0 | 0 | 0 | 0 | 0 | 0 | 0 | 0 | 0
Commercial_Education_Existing_Food Preparation_Natural Gas_Oven_E8_Baseline Forecast | Commercial | Education | Existing | Food Preparation | Natural Gas | Oven | E8 |  | Baseline Forecast | 0 | 0 | 0 | 0 | 0 | 0 | 0 | 0 | 0 | 0 | 0 | 0 | 0 | 0 | 0 | 0 | 0 | 0 | 0 | 0 | 0 | 0 | 0
Commercial_Education_Existing_Food Preparation_Natural Gas_Oven_E9_Baseline Forecast | Commercial | Education | Existing | Food Preparation | Natural Gas | Oven | E9 |  | Baseline Forecast | 0 | 0 | 0 | 0 | 0 | 0 | 0 | 0 | 0 | 0 | 0 | 0 | 0 | 0 | 0 | 0 | 0 | 0 | 0 | 0 | 0 | 0 | 0
Commercial_Education_Existing_Food Preparation_Natural Gas_Oven_E10_Baseline Forecast | Commercial | Education | Existing | Food Preparation | Natural Gas | Oven | E10 |  | Baseline Forecast | 0 | 0 | 0 | 0 | 0 | 0 | 0 | 0 | 0 | 0 | 0 | 0 | 0 | 0 | 0 | 0 | 0 | 0 | 0 | 0 | 0 | 0 | 0
Commercial_Education_Existing_Food Preparation_Natural Gas_Conveyor Oven_E1_Baseline Forecast | Commercial | Education | Existing | Food Preparation | Natural Gas | Conveyor Oven | E1 | Standard | Baseline Forecast | 0 | 0 | 0 | 0 | 0 | 1995.0399 | 5484.5461 | 10077.3193 | 15468.0208 | 21418.7046 | 25924.1639 | 29297.5293 | 31784.6949 | 33578.7447 | 34831.2836 | 35661.3377 | 36162.3447 | 28403.878 | 22309.9551 | 17523.4557 | 13763.8779 | 11108.3948 | 0
Commercial_Education_Existing_Food Preparation_Natural Gas_Conveyor Oven_E2_Baseline Forecast | Commercial | Education | Existing | Food Preparation | Natural Gas | Conveyor Oven | E2 | ENERGY STAR (EF ≥ 44%) Convection Oven utilizing ASTM Std F1496 | Baseline Forecast | 0 | 0 | 0 | 0 | 0 | 2870.9111 | 7892.3956 | 14501.5083 | 22258.8591 | 30822.0383 | 37305.5041 | 42159.8593 | 45738.9513 | 48320.6326 | 50123.0666 | 51317.5347 | 52038.4961 | 40873.8733 | 32104.5695 | 25216.6801 | 19806.556 | 15985.251 | 0
Commercial_Education_Existing_Food Preparation_Natural Gas_Conveyor Oven_E3_Baseline Forecast | Commercial | Education | Existing | Food Preparation | Natural Gas | Conveyor Oven | E3 |  | Baseline Forecast | 0 | 0 | 0 | 0 | 0 | 0 | 0 | 0 | 0 | 0 | 0 | 0 | 0 | 0 | 0 | 0 | 0 | 0 | 0 | 0 | 0 | 0 | 0
Commercial_Education_Existing_Food Preparation_Natural Gas_Conveyor Oven_E4_Baseline Forecast | Commercial | Education | Existing | Food Preparation | Natural Gas | Conveyor Oven | E4 |  | Baseline Forecast | 0 | 0 | 0 | 0 | 0 | 0 | 0 | 0 | 0 | 0 | 0 | 0 | 0 | 0 | 0 | 0 | 0 | 0 | 0 | 0 | 0 | 0 | 0
Commercial_Education_Existing_Food Preparation_Natural Gas_Conveyor Oven_E5_Baseline Forecast | Commercial | Education | Existing | Food Preparation | Natural Gas | Conveyor Oven | E5 |  | Baseline Forecast | 0 | 0 | 0 | 0 | 0 | 0 | 0 | 0 | 0 | 0 | 0 | 0 | 0 | 0 | 0 | 0 | 0 | 0 | 0 | 0 | 0 | 0 | 0
Commercial_Education_Existing_Food Preparation_Natural Gas_Conveyor Oven_E6_Baseline Forecast | Commercial | Education | Existing | Food Preparation | Natural Gas | Conveyor Oven | E6 |  | Baseline Forecast | 0 | 0 | 0 | 0 | 0 | 0 | 0 | 0 | 0 | 0 | 0 | 0 | 0 | 0 | 0 | 0 | 0 | 0 | 0 | 0 | 0 | 0 | 0
Commercial_Education_Existing_Food Preparation_Natural Gas_Conveyor Oven_E7_Baseline Forecast | Commercial | Education | Existing | Food Preparation | Natural Gas | Conveyor Oven | E7 |  | Baseline Forecast | 0 | 0 | 0 | 0 | 0 | 0 | 0 | 0 | 0 | 0 | 0 | 0 | 0 | 0 | 0 | 0 | 0 | 0 | 0 | 0 | 0 | 0 | 0
Commercial_Education_Existing_Food Preparation_Natural Gas_Conveyor Oven_E8_Baseline Forecast | Commercial | Education | Existing | Food Preparation | Natural Gas | Conveyor Oven | E8 |  | Baseline Forecast | 0 | 0 | 0 | 0 | 0 | 0 | 0 | 0 | 0 | 0 | 0 | 0 | 0 | 0 | 0 | 0 | 0 | 0 | 0 | 0 | 0 | 0 | 0
Commercial_Education_Existing_Food Preparation_Natural Gas_Conveyor Oven_E9_Baseline Forecast | Commercial | Education | Existing | Food Preparation | Natural Gas | Conveyor Oven | E9 |  | Baseline Forecast | 0 | 0 | 0 | 0 | 0 | 0 | 0 | 0 | 0 | 0 | 0 | 0 | 0 | 0 | 0 | 0 | 0 | 0 | 0 | 0 | 0 | 0 | 0
Commercial_Education_Existing_Food Preparation_Natural Gas_Conveyor Oven_E10_Baseline Forecast | Commercial | Education | Existing | Food Preparation | Natural Gas | Conveyor Oven | E10 |  | Baseline Forecast | 0 | 0 | 0 | 0 | 0 | 0 | 0 | 0 | 0 | 0 | 0 | 0 | 0 | 0 | 0 | 0 | 0 | 0 | 0 | 0 | 0 | 0 | 0
Commercial_Education_Existing_Food Preparation_Natural Gas_Double Rack Oven_E1_Baseline Forecast | Commercial | Education | Existing | Food Preparation | Natural Gas | Double Rack Oven | E1 | Standard | Baseline Forecast | 0 | 11927.6478 | 16264.9742 | 19943.8157 | 23049.9149 | 25658.067 | 27833.5128 | 29633.1561 | 31106.625 | 32297.1985 | 28186.646 | 24599.2547 | 23417.9554 | 22925.7784 | 22902.0247 | 23182.9339 | 23648.2415 | 26542.0439 | 27529.6567 | 28312.1971 | 28917.2085 | 28542.3292 | 0
Commercial_Education_Existing_Food Preparation_Natural Gas_Double Rack Oven_E2_Baseline Forecast | Commercial | Education | Existing | Food Preparation | Natural Gas | Double Rack Oven | E2 | FTSC Qualified (>50% Cooking Efficiency) | Baseline Forecast | 0 | 17164.176 | 23405.6946 | 28699.6372 | 33169.3898 | 36922.5842 | 40053.1038 | 42642.8344 | 44763.192 | 46476.4564 | 40561.271 | 35398.9274 | 33699.009 | 32990.7542 | 32956.5722 | 33360.8073 | 34030.3963 | 38194.6485 | 39615.8474 | 40741.9422 | 41612.5683 | 41073.1079 | 0
Commercial_Education_Existing_Food Preparation_Natural Gas_Double Rack Oven_E3_Baseline Forecast | Commercial | Education | Existing | Food Preparation | Natural Gas | Double Rack Oven | E3 |  | Baseline Forecast | 0 | 0 | 0 | 0 | 0 | 0 | 0 | 0 | 0 | 0 | 0 | 0 | 0 | 0 | 0 | 0 | 0 | 0 | 0 | 0 | 0 | 0 | 0
Commercial_Education_Existing_Food Preparation_Natural Gas_Double Rack Oven_E4_Baseline Forecast | Commercial | Education | Existing | Food Preparation | Natural Gas | Double Rack Oven | E4 |  | Baseline Forecast | 0 | 0 | 0 | 0 | 0 | 0 | 0 | 0 | 0 | 0 | 0 | 0 | 0 | 0 | 0 | 0 | 0 | 0 | 0 | 0 | 0 | 0 | 0
Commercial_Education_Existing_Food Preparation_Natural Gas_Double Rack Oven_E5_Baseline Forecast | Commercial | Education | Existing | Food Preparation | Natural Gas | Double Rack Oven | E5 |  | Baseline Forecast | 0 | 0 | 0 | 0 | 0 | 0 | 0 | 0 | 0 | 0 | 0 | 0 | 0 | 0 | 0 | 0 | 0 | 0 | 0 | 0 | 0 | 0 | 0
Commercial_Education_Existing_Food Preparation_Natural Gas_Double Rack Oven_E6_Baseline Forecast | Commercial | Education | Existing | Food Preparation | Natural Gas | Double Rack Oven | E6 |  | Baseline Forecast | 0 | 0 | 0 | 0 | 0 | 0 | 0 | 0 | 0 | 0 | 0 | 0 | 0 | 0 | 0 | 0 | 0 | 0 | 0 | 0 | 0 | 0 | 0
Commercial_Education_Existing_Food Preparation_Natural Gas_Double Rack Oven_E7_Baseline Forecast | Commercial | Education | Existing | Food Preparation | Natural Gas | Double Rack Oven | E7 |  | Baseline Forecast | 0 | 0 | 0 | 0 | 0 | 0 | 0 | 0 | 0 | 0 | 0 | 0 | 0 | 0 | 0 | 0 | 0 | 0 | 0 | 0 | 0 | 0 | 0
Commercial_Education_Existing_Food Preparation_Natural Gas_Double Rack Oven_E8_Baseline Forecast | Commercial | Education | Existing | Food Preparation | Natural Gas | Double Rack Oven | E8 |  | Baseline Forecast | 0 | 0 | 0 | 0 | 0 | 0 | 0 | 0 | 0 | 0 | 0 | 0 | 0 | 0 | 0 | 0 | 0 | 0 | 0 | 0 | 0 | 0 | 0
Commercial_Education_Existing_Food Preparation_Natural Gas_Double Rack Oven_E9_Baseline Forecast | Commercial | Education | Existing | Food Preparation | Natural Gas | Double Rack Oven | E9 |  | Baseline Forecast | 0 | 0 | 0 | 0 | 0 | 0 | 0 | 0 | 0 | 0 | 0 | 0 | 0 | 0 | 0 | 0 | 0 | 0 | 0 | 0 | 0 | 0 | 0
Commercial_Education_Existing_Food Preparation_Natural Gas_Double Rack Oven_E10_Baseline Forecast | Commercial | Education | Existing | Food Preparation | Natural Gas | Double Rack Oven | E10 |  | Baseline Forecast | 0 | 0 | 0 | 0 | 0 | 0 | 0 | 0 | 0 | 0 | 0 | 0 | 0 | 0 | 0 | 0 | 0 | 0 | 0 | 0 | 0 | 0 | 0
Commercial_Education_Existing_Food Preparation_Natural Gas_Fryer_E1_Baseline Forecast | Commercial | Education | Existing | Food Preparation | Natural Gas | Fryer | E1 | Standard | Baseline Forecast | 0 | 65462.0794 | 71283.3354 | 76245.4513 | 80444.9809 | 83968.027 | 101822.2374 | 116536.61 | 128663.9317 | 138642.7371 | 159993.708 | 168004.9801 | 166338.3953 | 166153.3411 | 166754.401 | 173697.2525 | 178940.9627 | 180947.2105 | 181094.5101 | 182861.1752 | 182423.0963 | 180738.9016 | 0
Commercial_Education_Existing_Food Preparation_Natural Gas_Fryer_E2_Baseline Forecast | Commercial | Education | Existing | Food Preparation | Natural Gas | Fryer | E2 | ENERGY STAR | Baseline Forecast | 0 | 23000.1901 | 25045.4962 | 26788.9424 | 28264.4527 | 29502.2798 | 35775.3807 | 40945.2954 | 45206.2463 | 48712.313 | 56214.0055 | 59028.7768 | 58443.22 | 58378.2009 | 58589.3841 | 61028.7644 | 62871.1491 | 63576.0469 | 63627.8009 | 64248.521 | 64094.6014 | 63502.8573 | 0
Commercial_Education_Existing_Food Preparation_Natural Gas_Fryer_E3_Baseline Forecast | Commercial | Education | Existing | Food Preparation | Natural Gas | Fryer | E3 |  | Baseline Forecast | 0 | 0 | 0 | 0 | 0 | 0 | 0 | 0 | 0 | 0 | 0 | 0 | 0 | 0 | 0 | 0 | 0 | 0 | 0 | 0 | 0 | 0 | 0
Commercial_Education_Existing_Food Preparation_Natural Gas_Fryer_E4_Baseline Forecast | Commercial | Education | Existing | Food Preparation | Natural Gas | Fryer | E4 |  | Baseline Forecast | 0 | 0 | 0 | 0 | 0 | 0 | 0 | 0 | 0 | 0 | 0 | 0 | 0 | 0 | 0 | 0 | 0 | 0 | 0 | 0 | 0 | 0 | 0
Commercial_Education_Existing_Food Preparation_Natural Gas_Fryer_E5_Baseline Forecast | Commercial | Education | Existing | Food Preparation | Natural Gas | Fryer | E5 |  | Baseline Forecast | 0 | 0 | 0 | 0 | 0 | 0 | 0 | 0 | 0 | 0 | 0 | 0 | 0 | 0 | 0 | 0 | 0 | 0 | 0 | 0 | 0 | 0 | 0
Commercial_Education_Existing_Food Preparation_Natural Gas_Fryer_E6_Baseline Forecast | Commercial | Education | Existing | Food Preparation | Natural Gas | Fryer | E6 |  | Baseline Forecast | 0 | 0 | 0 | 0 | 0 | 0 | 0 | 0 | 0 | 0 | 0 | 0 | 0 | 0 | 0 | 0 | 0 | 0 | 0 | 0 | 0 | 0 | 0
Commercial_Education_Existing_Food Preparation_Natural Gas_Fryer_E7_Baseline Forecast | Commercial | Education | Existing | Food Preparation | Natural Gas | Fryer | E7 |  | Baseline Forecast | 0 | 0 | 0 | 0 | 0 | 0 | 0 | 0 | 0 | 0 | 0 | 0 | 0 | 0 | 0 | 0 | 0 | 0 | 0 | 0 | 0 | 0 | 0
Commercial_Education_Existing_Food Preparation_Natural Gas_Fryer_E8_Baseline Forecast | Commercial | Education | Existing | Food Preparation | Natural Gas | Fryer | E8 |  | Baseline Forecast | 0 | 0 | 0 | 0 | 0 | 0 | 0 | 0 | 0 | 0 | 0 | 0 | 0 | 0 | 0 | 0 | 0 | 0 | 0 | 0 | 0 | 0 | 0
Commercial_Education_Existing_Food Preparation_Natural Gas_Fryer_E9_Baseline Forecast | Commercial | Education | Existing | Food Preparation | Natural Gas | Fryer | E9 |  | Baseline Forecast | 0 | 0 | 0 | 0 | 0 | 0 | 0 | 0 | 0 | 0 | 0 | 0 | 0 | 0 | 0 | 0 | 0 | 0 | 0 | 0 | 0 | 0 | 0
Commercial_Education_Existing_Food Preparation_Natural Gas_Fryer_E10_Baseline Forecast | Commercial | Education | Existing | Food Preparation | Natural Gas | Fryer | E10 |  | Baseline Forecast | 0 | 0 | 0 | 0 | 0 | 0 | 0 | 0 | 0 | 0 | 0 | 0 | 0 | 0 | 0 | 0 | 0 | 0 | 0 | 0 | 0 | 0 | 0
Commercial_Education_Existing_Food Preparation_Natural Gas_Broiler_E1_Baseline Forecast | Commercial | Education | Existing | Food Preparation | Natural Gas | Broiler | E1 | Standard | Baseline Forecast | 0 | 30671.3863 | 34296.1864 | 37322.7679 | 39829.7562 | 41885.7249 | 43550.4756 | 44876.1551 | 45908.2306 | 46686.3403 | 40744.4424 | 35558.7861 | 36046.2087 | 36626.5455 | 37232.355 | 37817.1179 | 38349.9199 | 44806.122 | 44716.6095 | 44536.4334 | 44278.9884 | 42893.4404 | 0
Commercial_Education_Existing_Food Preparation_Natural Gas_Broiler_E2_Baseline Forecast | Commercial | Education | Existing | Food Preparation | Natural Gas | Broiler | E2 | Infrared Burners | Baseline Forecast | 0 | 10776.433 | 12050.0115 | 13113.4049 | 13994.2387 | 14716.6061 | 15301.5185 | 15767.2978 | 16129.9189 | 16403.3088 | 14315.6149 | 12493.6276 | 12664.8841 | 12868.7863 | 13081.6383 | 13287.0955 | 13474.2962 | 15742.6915 | 15711.2412 | 15647.9361 | 15557.4824 | 15070.6683 | 0
Commercial_Education_Existing_Food Preparation_Natural Gas_Broiler_E3_Baseline Forecast | Commercial | Education | Existing | Food Preparation | Natural Gas | Broiler | E3 |  | Baseline Forecast | 0 | 0 | 0 | 0 | 0 | 0 | 0 | 0 | 0 | 0 | 0 | 0 | 0 | 0 | 0 | 0 | 0 | 0 | 0 | 0 | 0 | 0 | 0
Commercial_Education_Existing_Food Preparation_Natural Gas_Broiler_E4_Baseline Forecast | Commercial | Education | Existing | Food Preparation | Natural Gas | Broiler | E4 |  | Baseline Forecast | 0 | 0 | 0 | 0 | 0 | 0 | 0 | 0 | 0 | 0 | 0 | 0 | 0 | 0 | 0 | 0 | 0 | 0 | 0 | 0 | 0 | 0 | 0
Commercial_Education_Existing_Food Preparation_Natural Gas_Broiler_E5_Baseline Forecast | Commercial | Education | Existing | Food Preparation | Natural Gas | Broiler | E5 |  | Baseline Forecast | 0 | 0 | 0 | 0 | 0 | 0 | 0 | 0 | 0 | 0 | 0 | 0 | 0 | 0 | 0 | 0 | 0 | 0 | 0 | 0 | 0 | 0 | 0
Commercial_Education_Existing_Food Preparation_Natural Gas_Broiler_E6_Baseline Forecast | Commercial | Education | Existing | Food Preparation | Natural Gas | Broiler | E6 |  | Baseline Forecast | 0 | 0 | 0 | 0 | 0 | 0 | 0 | 0 | 0 | 0 | 0 | 0 | 0 | 0 | 0 | 0 | 0 | 0 | 0 | 0 | 0 | 0 | 0
Commercial_Education_Existing_Food Preparation_Natural Gas_Broiler_E7_Baseline Forecast | Commercial | Education | Existing | Food Preparation | Natural Gas | Broiler | E7 |  | Baseline Forecast | 0 | 0 | 0 | 0 | 0 | 0 | 0 | 0 | 0 | 0 | 0 | 0 | 0 | 0 | 0 | 0 | 0 | 0 | 0 | 0 | 0 | 0 | 0
Commercial_Education_Existing_Food Preparation_Natural Gas_Broiler_E8_Baseline Forecast | Commercial | Education | Existing | Food Preparation | Natural Gas | Broiler | E8 |  | Baseline Forecast | 0 | 0 | 0 | 0 | 0 | 0 | 0 | 0 | 0 | 0 | 0 | 0 | 0 | 0 | 0 | 0 | 0 | 0 | 0 | 0 | 0 | 0 | 0
Commercial_Education_Existing_Food Preparation_Natural Gas_Broiler_E9_Baseline Forecast | Commercial | Education | Existing | Food Preparation | Natural Gas | Broiler | E9 |  | Baseline Forecast | 0 | 0 | 0 | 0 | 0 | 0 | 0 | 0 | 0 | 0 | 0 | 0 | 0 | 0 | 0 | 0 | 0 | 0 | 0 | 0 | 0 | 0 | 0
Commercial_Education_Existing_Food Preparation_Natural Gas_Broiler_E10_Baseline Forecast | Commercial | Education | Existing | Food Preparation | Natural Gas | Broiler | E10 |  | Baseline Forecast | 0 | 0 | 0 | 0 | 0 | 0 | 0 | 0 | 0 | 0 | 0 | 0 | 0 | 0 | 0 | 0 | 0 | 0 | 0 | 0 | 0 | 0 | 0
Commercial_Education_Existing_Food Preparation_Natural Gas_Griddle_E1_Baseline Forecast | Commercial | Education | Existing | Food Preparation | Natural Gas | Griddle | E1 | Standard | Baseline Forecast | 0 | 35097.8165 | 39245.7403 | 42709.1116 | 45577.9032 | 47930.5851 | 49835.5891 | 51352.5879 | 52533.6103 | 53424.0152 | 46624.5951 | 40690.5557 | 41248.322 | 41912.4119 | 42605.6506 | 43274.8052 | 43884.5001 | 51272.4477 | 51170.017 | 50963.8383 | 50669.2393 | 49083.7319 | 0
Commercial_Education_Existing_Food Preparation_Natural Gas_Griddle_E2_Baseline Forecast | Commercial | Education | Existing | Food Preparation | Natural Gas | Griddle | E2 | ENERGY STAR | Baseline Forecast | 0 | 14335.7279 | 16029.9503 | 17444.5667 | 18616.3267 | 19577.2812 | 20355.3815 | 20975.0007 | 21457.3901 | 21821.0766 | 19043.8487 | 16620.0861 | 16847.9062 | 17119.1542 | 17402.308 | 17675.6247 | 17924.655 | 20942.2674 | 20900.4295 | 20816.2156 | 20695.8865 | 20048.2849 | 0
Commercial_Education_Existing_Food Preparation_Natural Gas_Griddle_E3_Baseline Forecast | Commercial | Education | Existing | Food Preparation | Natural Gas | Griddle | E3 |  | Baseline Forecast | 0 | 0 | 0 | 0 | 0 | 0 | 0 | 0 | 0 | 0 | 0 | 0 | 0 | 0 | 0 | 0 | 0 | 0 | 0 | 0 | 0 | 0 | 0
Commercial_Education_Existing_Food Preparation_Natural Gas_Griddle_E4_Baseline Forecast | Commercial | Education | Existing | Food Preparation | Natural Gas | Griddle | E4 |  | Baseline Forecast | 0 | 0 | 0 | 0 | 0 | 0 | 0 | 0 | 0 | 0 | 0 | 0 | 0 | 0 | 0 | 0 | 0 | 0 | 0 | 0 | 0 | 0 | 0
Commercial_Education_Existing_Food Preparation_Natural Gas_Griddle_E5_Baseline Forecast | Commercial | Education | Existing | Food Preparation | Natural Gas | Griddle | E5 |  | Baseline Forecast | 0 | 0 | 0 | 0 | 0 | 0 | 0 | 0 | 0 | 0 | 0 | 0 | 0 | 0 | 0 | 0 | 0 | 0 | 0 | 0 | 0 | 0 | 0
Commercial_Education_Existing_Food Preparation_Natural Gas_Griddle_E6_Baseline Forecast | Commercial | Education | Existing | Food Preparation | Natural Gas | Griddle | E6 |  | Baseline Forecast | 0 | 0 | 0 | 0 | 0 | 0 | 0 | 0 | 0 | 0 | 0 | 0 | 0 | 0 | 0 | 0 | 0 | 0 | 0 | 0 | 0 | 0 | 0
Commercial_Education_Existing_Food Preparation_Natural Gas_Griddle_E7_Baseline Forecast | Commercial | Education | Existing | Food Preparation | Natural Gas | Griddle | E7 |  | Baseline Forecast | 0 | 0 | 0 | 0 | 0 | 0 | 0 | 0 | 0 | 0 | 0 | 0 | 0 | 0 | 0 | 0 | 0 | 0 | 0 | 0 | 0 | 0 | 0
Commercial_Education_Existing_Food Preparation_Natural Gas_Griddle_E8_Baseline Forecast | Commercial | Education | Existing | Food Preparation | Natural Gas | Griddle | E8 |  | Baseline Forecast | 0 | 0 | 0 | 0 | 0 | 0 | 0 | 0 | 0 | 0 | 0 | 0 | 0 | 0 | 0 | 0 | 0 | 0 | 0 | 0 | 0 | 0 | 0
Commercial_Education_Existing_Food Preparation_Natural Gas_Griddle_E9_Baseline Forecast | Commercial | Education | Existing | Food Preparation | Natural Gas | Griddle | E9 |  | Baseline Forecast | 0 | 0 | 0 | 0 | 0 | 0 | 0 | 0 | 0 | 0 | 0 | 0 | 0 | 0 | 0 | 0 | 0 | 0 | 0 | 0 | 0 | 0 | 0
Commercial_Education_Existing_Food Preparation_Natural Gas_Griddle_E10_Baseline Forecast | Commercial | Education | Existing | Food Preparation | Natural Gas | Griddle | E10 |  | Baseline Forecast | 0 | 0 | 0 | 0 | 0 | 0 | 0 | 0 | 0 | 0 | 0 | 0 | 0 | 0 | 0 | 0 | 0 | 0 | 0 | 0 | 0 | 0 | 0
Commercial_Education_Existing_Food Preparation_Natural Gas_Range_E1_Baseline Forecast | Commercial | Education | Existing | Food Preparation | Natural Gas | Range | E1 | Standard | Baseline Forecast | 0 | 112880.5572 | 144076.6385 | 167572.2134 | 185037.7092 | 197784.8377 | 206843.5618 | 213022.5494 | 216956.6572 | 219144.2269 | 191267.2491 | 174660.59 | 165600.5973 | 161445.7404 | 160343.6237 | 183901.1827 | 187306.3196 | 189201.6217 | 189925.1858 | 184874.5485 | 177390.9106 | 169426.1989 | 0
Commercial_Education_Existing_Food Preparation_Natural Gas_Range_E2_Baseline Forecast | Commercial | Education | Existing | Food Preparation | Natural Gas | Range | E2 | High Efficiency | Baseline Forecast | 0 | 162437.875 | 207329.7968 | 241140.5021 | 266273.7767 | 284617.2055 | 297652.9304 | 306544.6443 | 312205.9214 | 315353.8875 | 275238.2366 | 251340.849 | 238303.2986 | 232324.3582 | 230738.3853 | 264638.2873 | 269538.3624 | 272265.7483 | 273306.9747 | 266038.9845 | 255269.847 | 243808.4326 | 0
Commercial_Education_Existing_Food Preparation_Natural Gas_Range_E3_Baseline Forecast | Commercial | Education | Existing | Food Preparation | Natural Gas | Range | E3 |  | Baseline Forecast | 0 | 0 | 0 | 0 | 0 | 0 | 0 | 0 | 0 | 0 | 0 | 0 | 0 | 0 | 0 | 0 | 0 | 0 | 0 | 0 | 0 | 0 | 0
Commercial_Education_Existing_Food Preparation_Natural Gas_Range_E4_Baseline Forecast | Commercial | Education | Existing | Food Preparation | Natural Gas | Range | E4 |  | Baseline Forecast | 0 | 0 | 0 | 0 | 0 | 0 | 0 | 0 | 0 | 0 | 0 | 0 | 0 | 0 | 0 | 0 | 0 | 0 | 0 | 0 | 0 | 0 | 0
Commercial_Education_Existing_Food Preparation_Natural Gas_Range_E5_Baseline Forecast | Commercial | Education | Existing | Food Preparation | Natural Gas | Range | E5 |  | Baseline Forecast | 0 | 0 | 0 | 0 | 0 | 0 | 0 | 0 | 0 | 0 | 0 | 0 | 0 | 0 | 0 | 0 | 0 | 0 | 0 | 0 | 0 | 0 | 0
Commercial_Education_Existing_Food Preparation_Natural Gas_Range_E6_Baseline Forecast | Commercial | Education | Existing | Food Preparation | Natural Gas | Range | E6 |  | Baseline Forecast | 0 | 0 | 0 | 0 | 0 | 0 | 0 | 0 | 0 | 0 | 0 | 0 | 0 | 0 | 0 | 0 | 0 | 0 | 0 | 0 | 0 | 0 | 0
Commercial_Education_Existing_Food Preparation_Natural Gas_Range_E7_Baseline Forecast | Commercial | Education | Existing | Food Preparation | Natural Gas | Range | E7 |  | Baseline Forecast | 0 | 0 | 0 | 0 | 0 | 0 | 0 | 0 | 0 | 0 | 0 | 0 | 0 | 0 | 0 | 0 | 0 | 0 | 0 | 0 | 0 | 0 | 0
Commercial_Education_Existing_Food Preparation_Natural Gas_Range_E8_Baseline Forecast | Commercial | Education | Existing | Food Preparation | Natural Gas | Range | E8 |  | Baseline Forecast | 0 | 0 | 0 | 0 | 0 | 0 | 0 | 0 | 0 | 0 | 0 | 0 | 0 | 0 | 0 | 0 | 0 | 0 | 0 | 0 | 0 | 0 | 0
Commercial_Education_Existing_Food Preparation_Natural Gas_Range_E9_Baseline Forecast | Commercial | Education | Existing | Food Preparation | Natural Gas | Range | E9 |  | Baseline Forecast | 0 | 0 | 0 | 0 | 0 | 0 | 0 | 0 | 0 | 0 | 0 | 0 | 0 | 0 | 0 | 0 | 0 | 0 | 0 | 0 | 0 | 0 | 0
Commercial_Education_Existing_Food Preparation_Natural Gas_Range_E10_Baseline Forecast | Commercial | Education | Existing | Food Preparation | Natural Gas | Range | E10 |  | Baseline Forecast | 0 | 0 | 0 | 0 | 0 | 0 | 0 | 0 | 0 | 0 | 0 | 0 | 0 | 0 | 0 | 0 | 0 | 0 | 0 | 0 | 0 | 0 | 0
Commercial_Education_Existing_Food Preparation_Natural Gas_Steamer_E1_Baseline Forecast | Commercial | Education | Existing | Food Preparation | Natural Gas | Steamer | E1 | Standard | Baseline Forecast | 0 | 38095.7355 | 42597.9587 | 46357.1578 | 49470.9904 | 52024.6292 | 54092.3513 | 55738.9262 | 57020.8269 | 57987.2867 | 54195.591 | 51310.5708 | 49146.8402 | 47551.8072 | 46400.3236 | 45590.1657 | 45038.2212 | 44677.2755 | 44453.3059 | 52332.283 | 51654.8778 | 50713.5371 | 0
Commercial_Education_Existing_Food Preparation_Natural Gas_Steamer_E2_Baseline Forecast | Commercial | Education | Existing | Food Preparation | Natural Gas | Steamer | E2 | ENERGY STAR | Baseline Forecast | 0 | 38095.7355 | 42597.9587 | 46357.1578 | 49470.9904 | 52024.6292 | 54092.3513 | 55738.9262 | 57020.8269 | 57987.2867 | 54195.591 | 51310.5708 | 49146.8402 | 47551.8072 | 46400.3236 | 45590.1657 | 45038.2212 | 44677.2755 | 44453.3059 | 52332.283 | 51654.8778 | 50713.5371 | 0
Commercial_Education_Existing_Food Preparation_Natural Gas_Steamer_E3_Baseline Forecast | Commercial | Education | Existing | Food Preparation | Natural Gas | Steamer | E3 |  | Baseline Forecast | 0 | 0 | 0 | 0 | 0 | 0 | 0 | 0 | 0 | 0 | 0 | 0 | 0 | 0 | 0 | 0 | 0 | 0 | 0 | 0 | 0 | 0 | 0
Commercial_Education_Existing_Food Preparation_Natural Gas_Steamer_E4_Baseline Forecast | Commercial | Education | Existing | Food Preparation | Natural Gas | Steamer | E4 |  | Baseline Forecast | 0 | 0 | 0 | 0 | 0 | 0 | 0 | 0 | 0 | 0 | 0 | 0 | 0 | 0 | 0 | 0 | 0 | 0 | 0 | 0 | 0 | 0 | 0
Commercial_Education_Existing_Food Preparation_Natural Gas_Steamer_E5_Baseline Forecast | Commercial | Education | Existing | Food Preparation | Natural Gas | Steamer | E5 |  | Baseline Forecast | 0 | 0 | 0 | 0 | 0 | 0 | 0 | 0 | 0 | 0 | 0 | 0 | 0 | 0 | 0 | 0 | 0 | 0 | 0 | 0 | 0 | 0 | 0
Commercial_Education_Existing_Food Preparation_Natural Gas_Steamer_E6_Baseline Forecast | Commercial | Education | Existing | Food Preparation | Natural Gas | Steamer | E6 |  | Baseline Forecast | 0 | 0 | 0 | 0 | 0 | 0 | 0 | 0 | 0 | 0 | 0 | 0 | 0 | 0 | 0 | 0 | 0 | 0 | 0 | 0 | 0 | 0 | 0
Commercial_Education_Existing_Food Preparation_Natural Gas_Steamer_E7_Baseline Forecast | Commercial | Education | Existing | Food Preparation | Natural Gas | Steamer | E7 |  | Baseline Forecast | 0 | 0 | 0 | 0 | 0 | 0 | 0 | 0 | 0 | 0 | 0 | 0 | 0 | 0 | 0 | 0 | 0 | 0 | 0 | 0 | 0 | 0 | 0
Commercial_Education_Existing_Food Preparation_Natural Gas_Steamer_E8_Baseline Forecast | Commercial | Education | Existing | Food Preparation | Natural Gas | Steamer | E8 |  | Baseline Forecast | 0 | 0 | 0 | 0 | 0 | 0 | 0 | 0 | 0 | 0 | 0 | 0 | 0 | 0 | 0 | 0 | 0 | 0 | 0 | 0 | 0 | 0 | 0
Commercial_Education_Existing_Food Preparation_Natural Gas_Steamer_E9_Baseline Forecast | Commercial | Education | Existing | Food Preparation | Natural Gas | Steamer | E9 |  | Baseline Forecast | 0 | 0 | 0 | 0 | 0 | 0 | 0 | 0 | 0 | 0 | 0 | 0 | 0 | 0 | 0 | 0 | 0 | 0 | 0 | 0 | 0 | 0 | 0
Commercial_Education_Existing_Food Preparation_Natural Gas_Steamer_E10_Baseline Forecast | Commercial | Education | Existing | Food Preparation | Natural Gas | Steamer | E10 |  | Baseline Forecast | 0 | 0 | 0 | 0 | 0 | 0 | 0 | 0 | 0 | 0 | 0 | 0 | 0 | 0 | 0 | 0 | 0 | 0 | 0 | 0 | 0 | 0 | 0
Commercial_Education_Existing_Food Preparation_Natural Gas_Food Prep Other_E1_Baseline Forecast | Commercial | Education | Existing | Food Preparation | Natural Gas | Food Prep Other | E1 | Standard | Baseline Forecast | 0 | 60892.2235 | 77720.6199 | 90395.0594 | 99816.6366 | 106692.9403 | 111579.5733 | 114912.7628 | 117034.9757 | 118215.0371 | 103177.096 | 94218.8093 | 89331.492 | 87090.1983 | 86495.6731 | 99203.5494 | 101040.4145 | 102062.8151 | 102453.1342 | 99728.6213 | 95691.6519 | 91395.1724 | 0
Commercial_Education_Existing_Food Preparation_Natural Gas_Food Prep Other_E2_Baseline Forecast | Commercial | Education | Existing | Food Preparation | Natural Gas | Food Prep Other | E2 | ENERGY STAR | Baseline Forecast | 0 | 21394.565 | 27307.2448 | 31760.4263 | 35070.7101 | 37486.7088 | 39203.6339 | 40374.7545 | 41120.3969 | 41535.013 | 36251.4121 | 33103.906 | 31386.7404 | 30599.2589 | 30390.3716 | 34855.3011 | 35500.6862 | 35859.908 | 35997.0471 | 35039.7858 | 33621.3912 | 32111.8173 | 0
Commercial_Education_Existing_Food Preparation_Natural Gas_Food Prep Other_E3_Baseline Forecast | Commercial | Education | Existing | Food Preparation | Natural Gas | Food Prep Other | E3 |  | Baseline Forecast | 0 | 0 | 0 | 0 | 0 | 0 | 0 | 0 | 0 | 0 | 0 | 0 | 0 | 0 | 0 | 0 | 0 | 0 | 0 | 0 | 0 | 0 | 0
Commercial_Education_Existing_Food Preparation_Natural Gas_Food Prep Other_E4_Baseline Forecast | Commercial | Education | Existing | Food Preparation | Natural Gas | Food Prep Other | E4 |  | Baseline Forecast | 0 | 0 | 0 | 0 | 0 | 0 | 0 | 0 | 0 | 0 | 0 | 0 | 0 | 0 | 0 | 0 | 0 | 0 | 0 | 0 | 0 | 0 | 0
Commercial_Education_Existing_Food Preparation_Natural Gas_Food Prep Other_E5_Baseline Forecast | Commercial | Education | Existing | Food Preparation | Natural Gas | Food Prep Other | E5 |  | Baseline Forecast | 0 | 0 | 0 | 0 | 0 | 0 | 0 | 0 | 0 | 0 | 0 | 0 | 0 | 0 | 0 | 0 | 0 | 0 | 0 | 0 | 0 | 0 | 0
Commercial_Education_Existing_Food Preparation_Natural Gas_Food Prep Other_E6_Baseline Forecast | Commercial | Education | Existing | Food Preparation | Natural Gas | Food Prep Other | E6 |  | Baseline Forecast | 0 | 0 | 0 | 0 | 0 | 0 | 0 | 0 | 0 | 0 | 0 | 0 | 0 | 0 | 0 | 0 | 0 | 0 | 0 | 0 | 0 | 0 | 0
Commercial_Education_Existing_Food Preparation_Natural Gas_Food Prep Other_E7_Baseline Forecast | Commercial | Education | Existing | Food Preparation | Natural Gas | Food Prep Other | E7 |  | Baseline Forecast | 0 | 0 | 0 | 0 | 0 | 0 | 0 | 0 | 0 | 0 | 0 | 0 | 0 | 0 | 0 | 0 | 0 | 0 | 0 | 0 | 0 | 0 | 0
Commercial_Education_Existing_Food Preparation_Natural Gas_Food Prep Other_E8_Baseline Forecast | Commercial | Education | Existing | Food Preparation | Natural Gas | Food Prep Other | E8 |  | Baseline Forecast | 0 | 0 | 0 | 0 | 0 | 0 | 0 | 0 | 0 | 0 | 0 | 0 | 0 | 0 | 0 | 0 | 0 | 0 | 0 | 0 | 0 | 0 | 0
Commercial_Education_Existing_Food Preparation_Natural Gas_Food Prep Other_E9_Baseline Forecast | Commercial | Education | Existing | Food Preparation | Natural Gas | Food Prep Other | E9 |  | Baseline Forecast | 0 | 0 | 0 | 0 | 0 | 0 | 0 | 0 | 0 | 0 | 0 | 0 | 0 | 0 | 0 | 0 | 0 | 0 | 0 | 0 | 0 | 0 | 0
Commercial_Education_Existing_Food Preparation_Natural Gas_Food Prep Other_E10_Baseline Forecast | Commercial | Education | Existing | Food Preparation | Natural Gas | Food Prep Other | E10 |  | Baseline Forecast | 0 | 0 | 0 | 0 | 0 | 0 | 0 | 0 | 0 | 0 | 0 | 0 | 0 | 0 | 0 | 0 | 0 | 0 | 0 | 0 | 0 | 0 | 0
Commercial_Education_Existing_Miscellaneous_Natural Gas_Pool Heater_E1_Baseline Forecast | Commercial | Education | Existing | Miscellaneous | Natural Gas | Pool Heater | E1 | Standard (EF .82) | Baseline Forecast | 0 | 56976.7553 | 54076.1205 | 51628.2861 | 49539.1879 | 47734.8869 | 47889.9858 | 47482.5376 | 46715.8555 | 45732.4692 | 44630.8378 | 56226.0669 | 52420.1639 | 49378.1983 | 46878.0009 | 44767.0519 | 45645.1279 | 45518.2321 | 44783.501 | 43699.8725 | 42433.85 | 44365.7254 | 0
Commercial_Education_Existing_Miscellaneous_Natural Gas_Pool Heater_E2_Baseline Forecast | Commercial | Education | Existing | Miscellaneous | Natural Gas | Pool Heater | E2 | Condensing (EF .90) | Baseline Forecast | 0 | 6330.7506 | 6008.4578 | 5736.4762 | 5504.3542 | 5303.8763 | 5321.1095 | 5275.8375 | 5190.6506 | 5081.3855 | 4958.982 | 6247.3408 | 5824.4627 | 5486.4665 | 5208.6668 | 4974.1169 | 5071.6809 | 5057.5813 | 4975.9446 | 4855.5414 | 4714.8722 | 4929.525 | 0
Commercial_Education_Existing_Miscellaneous_Natural Gas_Pool Heater_E3_Baseline Forecast | Commercial | Education | Existing | Miscellaneous | Natural Gas | Pool Heater | E3 |  | Baseline Forecast | 0 | 0 | 0 | 0 | 0 | 0 | 0 | 0 | 0 | 0 | 0 | 0 | 0 | 0 | 0 | 0 | 0 | 0 | 0 | 0 | 0 | 0 | 0
Commercial_Education_Existing_Miscellaneous_Natural Gas_Pool Heater_E4_Baseline Forecast | Commercial | Education | Existing | Miscellaneous | Natural Gas | Pool Heater | E4 |  | Baseline Forecast | 0 | 0 | 0 | 0 | 0 | 0 | 0 | 0 | 0 | 0 | 0 | 0 | 0 | 0 | 0 | 0 | 0 | 0 | 0 | 0 | 0 | 0 | 0
Commercial_Education_Existing_Miscellaneous_Natural Gas_Pool Heater_E5_Baseline Forecast | Commercial | Education | Existing | Miscellaneous | Natural Gas | Pool Heater | E5 |  | Baseline Forecast | 0 | 0 | 0 | 0 | 0 | 0 | 0 | 0 | 0 | 0 | 0 | 0 | 0 | 0 | 0 | 0 | 0 | 0 | 0 | 0 | 0 | 0 | 0
Commercial_Education_Existing_Miscellaneous_Natural Gas_Pool Heater_E6_Baseline Forecast | Commercial | Education | Existing | Miscellaneous | Natural Gas | Pool Heater | E6 |  | Baseline Forecast | 0 | 0 | 0 | 0 | 0 | 0 | 0 | 0 | 0 | 0 | 0 | 0 | 0 | 0 | 0 | 0 | 0 | 0 | 0 | 0 | 0 | 0 | 0
Commercial_Education_Existing_Miscellaneous_Natural Gas_Pool Heater_E7_Baseline Forecast | Commercial | Education | Existing | Miscellaneous | Natural Gas | Pool Heater | E7 |  | Baseline Forecast | 0 | 0 | 0 | 0 | 0 | 0 | 0 | 0 | 0 | 0 | 0 | 0 | 0 | 0 | 0 | 0 | 0 | 0 | 0 | 0 | 0 | 0 | 0
Commercial_Education_Existing_Miscellaneous_Natural Gas_Pool Heater_E8_Baseline Forecast | Commercial | Education | Existing | Miscellaneous | Natural Gas | Pool Heater | E8 |  | Baseline Forecast | 0 | 0 | 0 | 0 | 0 | 0 | 0 | 0 | 0 | 0 | 0 | 0 | 0 | 0 | 0 | 0 | 0 | 0 | 0 | 0 | 0 | 0 | 0
Commercial_Education_Existing_Miscellaneous_Natural Gas_Pool Heater_E9_Baseline Forecast | Commercial | Education | Existing | Miscellaneous | Natural Gas | Pool Heater | E9 |  | Baseline Forecast | 0 | 0 | 0 | 0 | 0 | 0 | 0 | 0 | 0 | 0 | 0 | 0 | 0 | 0 | 0 | 0 | 0 | 0 | 0 | 0 | 0 | 0 | 0
Commercial_Education_Existing_Miscellaneous_Natural Gas_Pool Heater_E10_Baseline Forecast | Commercial | Education | Existing | Miscellaneous | Natural Gas | Pool Heater | E10 |  | Baseline Forecast | 0 | 0 | 0 | 0 | 0 | 0 | 0 | 0 | 0 | 0 | 0 | 0 | 0 | 0 | 0 | 0 | 0 | 0 | 0 | 0 | 0 | 0 | 0
Commercial_Education_Existing_Miscellaneous_Natural Gas_Miscellaneous_E1_Baseline Forecast | Commercial | Education | Existing | Miscellaneous | Natural Gas | Miscellaneous | E1 | Standard | Baseline Forecast | 0 | 3714350.8728 | 4341449.0721 | 4847086.9328 | 4581308.5317 | 4442427.7588 | 4393916.6196 | 4317156.8922 | 4233781.6161 | 4157057.4636 | 4082111.2486 | 4908548.0103 | 4861345.8807 | 4784798.6571 | 4647269.1706 | 4554750.5843 | 4487844.6689 | 4405880.0798 | 4322450.2214 | 4244438.414 | 4167797.7064 | 4310287.1871 | 0
Commercial_Education_Existing_Miscellaneous_Natural Gas_Miscellaneous_E2_Baseline Forecast | Commercial | Education | Existing | Miscellaneous | Natural Gas | Miscellaneous | E2 |  | Baseline Forecast | 0 | 0 | 0 | 0 | 0 | 0 | 0 | 0 | 0 | 0 | 0 | 0 | 0 | 0 | 0 | 0 | 0 | 0 | 0 | 0 | 0 | 0 | 0
Commercial_Education_Existing_Miscellaneous_Natural Gas_Miscellaneous_E3_Baseline Forecast | Commercial | Education | Existing | Miscellaneous | Natural Gas | Miscellaneous | E3 |  | Baseline Forecast | 0 | 0 | 0 | 0 | 0 | 0 | 0 | 0 | 0 | 0 | 0 | 0 | 0 | 0 | 0 | 0 | 0 | 0 | 0 | 0 | 0 | 0 | 0
Commercial_Education_Existing_Miscellaneous_Natural Gas_Miscellaneous_E4_Baseline Forecast | Commercial | Education | Existing | Miscellaneous | Natural Gas | Miscellaneous | E4 |  | Baseline Forecast | 0 | 0 | 0 | 0 | 0 | 0 | 0 | 0 | 0 | 0 | 0 | 0 | 0 | 0 | 0 | 0 | 0 | 0 | 0 | 0 | 0 | 0 | 0
Commercial_Education_Existing_Miscellaneous_Natural Gas_Miscellaneous_E5_Baseline Forecast | Commercial | Education | Existing | Miscellaneous | Natural Gas | Miscellaneous | E5 |  | Baseline Forecast | 0 | 0 | 0 | 0 | 0 | 0 | 0 | 0 | 0 | 0 | 0 | 0 | 0 | 0 | 0 | 0 | 0 | 0 | 0 | 0 | 0 | 0 | 0
Commercial_Education_Existing_Miscellaneous_Natural Gas_Miscellaneous_E6_Baseline Forecast | Commercial | Education | Existing | Miscellaneous | Natural Gas | Miscellaneous | E6 |  | Baseline Forecast | 0 | 0 | 0 | 0 | 0 | 0 | 0 | 0 | 0 | 0 | 0 | 0 | 0 | 0 | 0 | 0 | 0 | 0 | 0 | 0 | 0 | 0 | 0
Commercial_Education_Existing_Miscellaneous_Natural Gas_Miscellaneous_E7_Baseline Forecast | Commercial | Education | Existing | Miscellaneous | Natural Gas | Miscellaneous | E7 |  | Baseline Forecast | 0 | 0 | 0 | 0 | 0 | 0 | 0 | 0 | 0 | 0 | 0 | 0 | 0 | 0 | 0 | 0 | 0 | 0 | 0 | 0 | 0 | 0 | 0
Commercial_Education_Existing_Miscellaneous_Natural Gas_Miscellaneous_E8_Baseline Forecast | Commercial | Education | Existing | Miscellaneous | Natural Gas | Miscellaneous | E8 |  | Baseline Forecast | 0 | 0 | 0 | 0 | 0 | 0 | 0 | 0 | 0 | 0 | 0 | 0 | 0 | 0 | 0 | 0 | 0 | 0 | 0 | 0 | 0 | 0 | 0
Commercial_Education_Existing_Miscellaneous_Natural Gas_Miscellaneous_E9_Baseline Forecast | Commercial | Education | Existing | Miscellaneous | Natural Gas | Miscellaneous | E9 |  | Baseline Forecast | 0 | 0 | 0 | 0 | 0 | 0 | 0 | 0 | 0 | 0 | 0 | 0 | 0 | 0 | 0 | 0 | 0 | 0 | 0 | 0 | 0 | 0 | 0
Commercial_Education_Existing_Miscellaneous_Natural Gas_Miscellaneous_E10_Baseline Forecast | Commercial | Education | Existing | Miscellaneous | Natural Gas | Miscellaneous | E10 |  | Baseline Forecast | 0 | 0 | 0 | 0 | 0 | 0 | 0 | 0 | 0 | 0 | 0 | 0 | 0 | 0 | 0 | 0 | 0 | 0 | 0 | 0 | 0 | 0 | 0
Commercial_Education_New_Space Heating_Natural Gas_Furnace_E1_Baseline Forecast | Commercial | Education | New | Space Heating | Natural Gas | Furnace | E1 | AFUE 80% (Standard) | Baseline Forecast | 0 | 1165750.9754 | 1793909.9654 | 803898.0122 | 789183.68 | 780216.0778 | 771275.0077 | 765152.1264 | 756143.4921 | 748280.972 | 737556.3694 | 728238.5087 | 720443.4609 | 709598.9213 | 700136.837 | 689133.2713 | 681060.6587 | 672113.605 | 661690.4052 | 745125.5585 | 867726.1503 | 910191.7006 | 0
Commercial_Education_New_Space Heating_Natural Gas_Furnace_E2_Baseline Forecast | Commercial | Education | New | Space Heating | Natural Gas | Furnace | E2 | AFUE 90% | Baseline Forecast | 0 | 0 | 0 | 0 | 0 | 0 | 0 | 0 | 0 | 0 | 0 | 0 | 0 | 0 | 0 | 0 | 0 | 0 | 0 | 0 | 0 | 0 | 0
Commercial_Education_New_Space Heating_Natural Gas_Furnace_E3_Baseline Forecast | Commercial | Education | New | Space Heating | Natural Gas | Furnace | E3 | AFUE 95% | Baseline Forecast | 0 | 0 | 0 | 0 | 0 | 0 | 0 | 0 | 0 | 0 | 0 | 0 | 0 | 0 | 0 | 0 | 0 | 0 | 0 | 0 | 0 | 0 | 0
Commercial_Education_New_Space Heating_Natural Gas_Furnace_E4_Baseline Forecast | Commercial | Education | New | Space Heating | Natural Gas | Furnace | E4 |  | Baseline Forecast | 0 | 0 | 0 | 0 | 0 | 0 | 0 | 0 | 0 | 0 | 0 | 0 | 0 | 0 | 0 | 0 | 0 | 0 | 0 | 0 | 0 | 0 | 0
Commercial_Education_New_Space Heating_Natural Gas_Furnace_E5_Baseline Forecast | Commercial | Education | New | Space Heating | Natural Gas | Furnace | E5 |  | Baseline Forecast | 0 | 0 | 0 | 0 | 0 | 0 | 0 | 0 | 0 | 0 | 0 | 0 | 0 | 0 | 0 | 0 | 0 | 0 | 0 | 0 | 0 | 0 | 0
Commercial_Education_New_Space Heating_Natural Gas_Furnace_E6_Baseline Forecast | Commercial | Education | New | Space Heating | Natural Gas | Furnace | E6 |  | Baseline Forecast | 0 | 0 | 0 | 0 | 0 | 0 | 0 | 0 | 0 | 0 | 0 | 0 | 0 | 0 | 0 | 0 | 0 | 0 | 0 | 0 | 0 | 0 | 0
Commercial_Education_New_Space Heating_Natural Gas_Furnace_E7_Baseline Forecast | Commercial | Education | New | Space Heating | Natural Gas | Furnace | E7 |  | Baseline Forecast | 0 | 0 | 0 | 0 | 0 | 0 | 0 | 0 | 0 | 0 | 0 | 0 | 0 | 0 | 0 | 0 | 0 | 0 | 0 | 0 | 0 | 0 | 0
Commercial_Education_New_Space Heating_Natural Gas_Furnace_E8_Baseline Forecast | Commercial | Education | New | Space Heating | Natural Gas | Furnace | E8 |  | Baseline Forecast | 0 | 0 | 0 | 0 | 0 | 0 | 0 | 0 | 0 | 0 | 0 | 0 | 0 | 0 | 0 | 0 | 0 | 0 | 0 | 0 | 0 | 0 | 0
Commercial_Education_New_Space Heating_Natural Gas_Furnace_E9_Baseline Forecast | Commercial | Education | New | Space Heating | Natural Gas | Furnace | E9 |  | Baseline Forecast | 0 | 0 | 0 | 0 | 0 | 0 | 0 | 0 | 0 | 0 | 0 | 0 | 0 | 0 | 0 | 0 | 0 | 0 | 0 | 0 | 0 | 0 | 0
Commercial_Education_New_Space Heating_Natural Gas_Furnace_E10_Baseline Forecast | Commercial | Education | New | Space Heating | Natural Gas | Furnace | E10 |  | Baseline Forecast | 0 | 0 | 0 | 0 | 0 | 0 | 0 | 0 | 0 | 0 | 0 | 0 | 0 | 0 | 0 | 0 | 0 | 0 | 0 | 0 | 0 | 0 | 0
Commercial_Education_New_Space Heating_Natural Gas_Boiler_E1_Baseline Forecast | Commercial | Education | New | Space Heating | Natural Gas | Boiler | E1 | AFUE 80% (Standard) | Baseline Forecast | 0 | 1114683.3463 | 1715324.8039 | 539712.8546 | 529834.0962 | 523813.5188 | 517810.7543 | 513700.0366 | 441845.1822 | 437250.7942 | 430983.9757 | 425539.1734 | 420984.2121 | 414647.3096 | 409118.2316 | 402688.4038 | 397971.2502 | 392743.1253 | 386652.4287 | 383007.3142 | 378043.6068 | 376646.6932 | 0
Commercial_Education_New_Space Heating_Natural Gas_Boiler_E2_Baseline Forecast | Commercial | Education | New | Space Heating | Natural Gas | Boiler | E2 | AFUE 85% | Baseline Forecast | 0 | 0 | 0 | 0 | 0 | 0 | 0 | 0 | 0 | 0 | 0 | 0 | 0 | 0 | 0 | 0 | 0 | 0 | 0 | 0 | 0 | 0 | 0
Commercial_Education_New_Space Heating_Natural Gas_Boiler_E3_Baseline Forecast | Commercial | Education | New | Space Heating | Natural Gas | Boiler | E3 | AFUE 98% | Baseline Forecast | 0 | 0 | 0 | 228969.0898 | 224778.1014 | 222223.9171 | 219677.2897 | 217933.3489 | 281174.2069 | 278250.5054 | 274262.53 | 270797.6558 | 267899.0441 | 263866.4698 | 260347.9656 | 256256.2569 | 253254.4319 | 249927.4434 | 246051.5456 | 243731.9272 | 240573.2043 | 239684.2593 | 0
Commercial_Education_New_Space Heating_Natural Gas_Boiler_E4_Baseline Forecast | Commercial | Education | New | Space Heating | Natural Gas | Boiler | E4 | Convert to NG Air Source Heat Pump | Baseline Forecast | 0 | 0 | 0 | 0 | 0 | 0 | 0 | 0 | 0 | 0 | 0 | 0 | 0 | 0 | 0 | 0 | 0 | 0 | 0 | 0 | 0 | 0 | 0
Commercial_Education_New_Space Heating_Natural Gas_Boiler_E5_Baseline Forecast | Commercial | Education | New | Space Heating | Natural Gas | Boiler | E5 |  | Baseline Forecast | 0 | 0 | 0 | 0 | 0 | 0 | 0 | 0 | 0 | 0 | 0 | 0 | 0 | 0 | 0 | 0 | 0 | 0 | 0 | 0 | 0 | 0 | 0
Commercial_Education_New_Space Heating_Natural Gas_Boiler_E6_Baseline Forecast | Commercial | Education | New | Space Heating | Natural Gas | Boiler | E6 |  | Baseline Forecast | 0 | 0 | 0 | 0 | 0 | 0 | 0 | 0 | 0 | 0 | 0 | 0 | 0 | 0 | 0 | 0 | 0 | 0 | 0 | 0 | 0 | 0 | 0
Commercial_Education_New_Space Heating_Natural Gas_Boiler_E7_Baseline Forecast | Commercial | Education | New | Space Heating | Natural Gas | Boiler | E7 |  | Baseline Forecast | 0 | 0 | 0 | 0 | 0 | 0 | 0 | 0 | 0 | 0 | 0 | 0 | 0 | 0 | 0 | 0 | 0 | 0 | 0 | 0 | 0 | 0 | 0
Commercial_Education_New_Space Heating_Natural Gas_Boiler_E8_Baseline Forecast | Commercial | Education | New | Space Heating | Natural Gas | Boiler | E8 |  | Baseline Forecast | 0 | 0 | 0 | 0 | 0 | 0 | 0 | 0 | 0 | 0 | 0 | 0 | 0 | 0 | 0 | 0 | 0 | 0 | 0 | 0 | 0 | 0 | 0
Commercial_Education_New_Space Heating_Natural Gas_Boiler_E9_Baseline Forecast | Commercial | Education | New | Space Heating | Natural Gas | Boiler | E9 |  | Baseline Forecast | 0 | 0 | 0 | 0 | 0 | 0 | 0 | 0 | 0 | 0 | 0 | 0 | 0 | 0 | 0 | 0 | 0 | 0 | 0 | 0 | 0 | 0 | 0
Commercial_Education_New_Space Heating_Natural Gas_Boiler_E10_Baseline Forecast | Commercial | Education | New | Space Heating | Natural Gas | Boiler | E10 |  | Baseline Forecast | 0 | 0 | 0 | 0 | 0 | 0 | 0 | 0 | 0 | 0 | 0 | 0 | 0 | 0 | 0 | 0 | 0 | 0 | 0 | 0 | 0 | 0 | 0
Commercial_Education_New_Space Heating_Natural Gas_Unit Heater_E1_Baseline Forecast | Commercial | Education | New | Space Heating | Natural Gas | Unit Heater | E1 | Standard | Baseline Forecast | 0 | 311789.6771 | 479795.9604 | 215009.1288 | 211073.6598 | 208675.2009 | 206283.8382 | 204646.2233 | 202236.79 | 200133.8944 | 197265.5113 | 194773.3729 | 255046.4588 | 335633.6026 | 346935.6081 | 354271.6943 | 359856.1802 | 444913.5958 | 474066.6513 | 384014.903 | 378996.3315 | 375988.8841 | 0
Commercial_Education_New_Space Heating_Natural Gas_Unit Heater_E2_Baseline Forecast | Commercial | Education | New | Space Heating | Natural Gas | Unit Heater | E2 | Condensing | Baseline Forecast | 0 | 0 | 0 | 0 | 0 | 0 | 0 | 0 | 0 | 0 | 0 | 0 | 0 | 0 | 0 | 0 | 0 | 0 | 0 | 0 | 0 | 0 | 0
Commercial_Education_New_Space Heating_Natural Gas_Unit Heater_E3_Baseline Forecast | Commercial | Education | New | Space Heating | Natural Gas | Unit Heater | E3 | Infrared Radiant | Baseline Forecast | 0 | 0 | 0 | 0 | 0 | 0 | 0 | 0 | 0 | 0 | 0 | 0 | 0 | 0 | 0 | 0 | 0 | 0 | 0 | 0 | 0 | 0 | 0
Commercial_Education_New_Space Heating_Natural Gas_Unit Heater_E4_Baseline Forecast | Commercial | Education | New | Space Heating | Natural Gas | Unit Heater | E4 |  | Baseline Forecast | 0 | 0 | 0 | 0 | 0 | 0 | 0 | 0 | 0 | 0 | 0 | 0 | 0 | 0 | 0 | 0 | 0 | 0 | 0 | 0 | 0 | 0 | 0
Commercial_Education_New_Space Heating_Natural Gas_Unit Heater_E5_Baseline Forecast | Commercial | Education | New | Space Heating | Natural Gas | Unit Heater | E5 |  | Baseline Forecast | 0 | 0 | 0 | 0 | 0 | 0 | 0 | 0 | 0 | 0 | 0 | 0 | 0 | 0 | 0 | 0 | 0 | 0 | 0 | 0 | 0 | 0 | 0
Commercial_Education_New_Space Heating_Natural Gas_Unit Heater_E6_Baseline Forecast | Commercial | Education | New | Space Heating | Natural Gas | Unit Heater | E6 |  | Baseline Forecast | 0 | 0 | 0 | 0 | 0 | 0 | 0 | 0 | 0 | 0 | 0 | 0 | 0 | 0 | 0 | 0 | 0 | 0 | 0 | 0 | 0 | 0 | 0
Commercial_Education_New_Space Heating_Natural Gas_Unit Heater_E7_Baseline Forecast | Commercial | Education | New | Space Heating | Natural Gas | Unit Heater | E7 |  | Baseline Forecast | 0 | 0 | 0 | 0 | 0 | 0 | 0 | 0 | 0 | 0 | 0 | 0 | 0 | 0 | 0 | 0 | 0 | 0 | 0 | 0 | 0 | 0 | 0
Commercial_Education_New_Space Heating_Natural Gas_Unit Heater_E8_Baseline Forecast | Commercial | Education | New | Space Heating | Natural Gas | Unit Heater | E8 |  | Baseline Forecast | 0 | 0 | 0 | 0 | 0 | 0 | 0 | 0 | 0 | 0 | 0 | 0 | 0 | 0 | 0 | 0 | 0 | 0 | 0 | 0 | 0 | 0 | 0
Commercial_Education_New_Space Heating_Natural Gas_Unit Heater_E9_Baseline Forecast | Commercial | Education | New | Space Heating | Natural Gas | Unit Heater | E9 |  | Baseline Forecast | 0 | 0 | 0 | 0 | 0 | 0 | 0 | 0 | 0 | 0 | 0 | 0 | 0 | 0 | 0 | 0 | 0 | 0 | 0 | 0 | 0 | 0 | 0
Commercial_Education_New_Space Heating_Natural Gas_Unit Heater_E10_Baseline Forecast | Commercial | Education | New | Space Heating | Natural Gas | Unit Heater | E10 |  | Baseline Forecast | 0 | 0 | 0 | 0 | 0 | 0 | 0 | 0 | 0 | 0 | 0 | 0 | 0 | 0 | 0 | 0 | 0 | 0 | 0 | 0 | 0 | 0 | 0
Commercial_Education_New_Water Heating_Natural Gas_Water Heater_E1_Baseline Forecast | Commercial | Education | New | Water Heating | Natural Gas | Water Heater | E1 | TE 0.80 | Baseline Forecast | 0 | 780774.4422 | 1201490.7833 | 538419.4698 | 528564.3852 | 522558.2357 | 516569.8564 | 512468.9898 | 506435.3586 | 501169.3499 | 650141.3187 | 852967.7588 | 882386.4208 | 900863.7395 | 913917.6294 | 1125538.5099 | 1200117.0563 | 972797.7257 | 958938.6323 | 980061.6003 | 1035182.9792 | 1088608.9493 | 0
Commercial_Education_New_Water Heating_Natural Gas_Water Heater_E2_Baseline Forecast | Commercial | Education | New | Water Heating | Natural Gas | Water Heater | E2 | TE 0.90 | Baseline Forecast | 0 | 0 | 0 | 0 | 0 | 0 | 0 | 0 | 0 | 0 | 0 | 0 | 0 | 0 | 0 | 0 | 0 | 0 | 0 | 0 | 0 | 0 | 0
Commercial_Education_New_Water Heating_Natural Gas_Water Heater_E3_Baseline Forecast | Commercial | Education | New | Water Heating | Natural Gas | Water Heater | E3 | TE 0.94 | Baseline Forecast | 0 | 880447.7752 | 1354872.5854 | 607153.8702 | 596040.6897 | 589267.7977 | 582514.9444 | 577890.5629 | 571086.681 | 565148.4159 | 733138.0828 | 961857.2599 | 995031.4959 | 1015867.6212 | 1030587.965 | 1269224.2771 | 1353323.489 | 1096984.6694 | 1081356.33 | 1105175.8471 | 1167333.9978 | 1227580.3045 | 0
Commercial_Education_New_Water Heating_Natural Gas_Water Heater_E4_Baseline Forecast | Commercial | Education | New | Water Heating | Natural Gas | Water Heater | E4 | Instantaneous TE 0.94 | Baseline Forecast | 0 | 0 | 0 | 0 | 0 | 0 | 0 | 0 | 0 | 0 | 0 | 0 | 0 | 0 | 0 | 0 | 0 | 0 | 0 | 0 | 0 | 0 | 0
Commercial_Education_New_Water Heating_Natural Gas_Water Heater_E5_Baseline Forecast | Commercial | Education | New | Water Heating | Natural Gas | Water Heater | E5 | Gas-Fired Absorption HPWH | Baseline Forecast | 0 | 0 | 0 | 0 | 0 | 0 | 0 | 0 | 0 | 0 | 0 | 0 | 0 | 0 | 0 | 0 | 0 | 0 | 0 | 0 | 0 | 0 | 0
Commercial_Education_New_Water Heating_Natural Gas_Water Heater_E6_Baseline Forecast | Commercial | Education | New | Water Heating | Natural Gas | Water Heater | E6 |  | Baseline Forecast | 0 | 0 | 0 | 0 | 0 | 0 | 0 | 0 | 0 | 0 | 0 | 0 | 0 | 0 | 0 | 0 | 0 | 0 | 0 | 0 | 0 | 0 | 0
Commercial_Education_New_Water Heating_Natural Gas_Water Heater_E7_Baseline Forecast | Commercial | Education | New | Water Heating | Natural Gas | Water Heater | E7 |  | Baseline Forecast | 0 | 0 | 0 | 0 | 0 | 0 | 0 | 0 | 0 | 0 | 0 | 0 | 0 | 0 | 0 | 0 | 0 | 0 | 0 | 0 | 0 | 0 | 0
Commercial_Education_New_Water Heating_Natural Gas_Water Heater_E8_Baseline Forecast | Commercial | Education | New | Water Heating | Natural Gas | Water Heater | E8 |  | Baseline Forecast | 0 | 0 | 0 | 0 | 0 | 0 | 0 | 0 | 0 | 0 | 0 | 0 | 0 | 0 | 0 | 0 | 0 | 0 | 0 | 0 | 0 | 0 | 0
Commercial_Education_New_Water Heating_Natural Gas_Water Heater_E9_Baseline Forecast | Commercial | Education | New | Water Heating | Natural Gas | Water Heater | E9 |  | Baseline Forecast | 0 | 0 | 0 | 0 | 0 | 0 | 0 | 0 | 0 | 0 | 0 | 0 | 0 | 0 | 0 | 0 | 0 | 0 | 0 | 0 | 0 | 0 | 0
Commercial_Education_New_Water Heating_Natural Gas_Water Heater_E10_Baseline Forecast | Commercial | Education | New | Water Heating | Natural Gas | Water Heater | E10 |  | Baseline Forecast | 0 | 0 | 0 | 0 | 0 | 0 | 0 | 0 | 0 | 0 | 0 | 0 | 0 | 0 | 0 | 0 | 0 | 0 | 0 | 0 | 0 | 0 | 0
Commercial_Education_New_Food Preparation_Natural Gas_Oven_E1_Baseline Forecast | Commercial | Education | New | Food Preparation | Natural Gas | Oven | E1 | Standard | Baseline Forecast | 0 | 51773.2555 | 79671.0112 | 35702.6656 | 35049.1736 | 34650.9051 | 34253.8148 | 33981.8858 | 33581.795 | 33232.6052 | 32756.3049 | 32342.4807 | 42350.9386 | 55732.5837 | 57609.3027 | 58827.4735 | 59754.7877 | 73878.7297 | 78719.6488 | 63766.3886 | 62933.0454 | 62433.6532 | 0
Commercial_Education_New_Food Preparation_Natural Gas_Oven_E2_Baseline Forecast | Commercial | Education | New | Food Preparation | Natural Gas | Oven | E2 | ENERGY STAR (EF ≥ 44%) Convection Oven utilizing ASTM Std F1496 | Baseline Forecast | 0 | 74502.9775 | 114648.5284 | 51377.0066 | 50436.6157 | 49863.4975 | 49292.075 | 48900.7626 | 48325.022 | 47822.5295 | 47137.1217 | 46541.6185 | 60944.0337 | 80200.5473 | 82901.1917 | 84654.1691 | 85988.597 | 106313.294 | 113279.4946 | 91761.3884 | 90562.1873 | 89843.5497 | 0
Commercial_Education_New_Food Preparation_Natural Gas_Oven_E3_Baseline Forecast | Commercial | Education | New | Food Preparation | Natural Gas | Oven | E3 |  | Baseline Forecast | 0 | 0 | 0 | 0 | 0 | 0 | 0 | 0 | 0 | 0 | 0 | 0 | 0 | 0 | 0 | 0 | 0 | 0 | 0 | 0 | 0 | 0 | 0
Commercial_Education_New_Food Preparation_Natural Gas_Oven_E4_Baseline Forecast | Commercial | Education | New | Food Preparation | Natural Gas | Oven | E4 |  | Baseline Forecast | 0 | 0 | 0 | 0 | 0 | 0 | 0 | 0 | 0 | 0 | 0 | 0 | 0 | 0 | 0 | 0 | 0 | 0 | 0 | 0 | 0 | 0 | 0
Commercial_Education_New_Food Preparation_Natural Gas_Oven_E5_Baseline Forecast | Commercial | Education | New | Food Preparation | Natural Gas | Oven | E5 |  | Baseline Forecast | 0 | 0 | 0 | 0 | 0 | 0 | 0 | 0 | 0 | 0 | 0 | 0 | 0 | 0 | 0 | 0 | 0 | 0 | 0 | 0 | 0 | 0 | 0
Commercial_Education_New_Food Preparation_Natural Gas_Oven_E6_Baseline Forecast | Commercial | Education | New | Food Preparation | Natural Gas | Oven | E6 |  | Baseline Forecast | 0 | 0 | 0 | 0 | 0 | 0 | 0 | 0 | 0 | 0 | 0 | 0 | 0 | 0 | 0 | 0 | 0 | 0 | 0 | 0 | 0 | 0 | 0
Commercial_Education_New_Food Preparation_Natural Gas_Oven_E7_Baseline Forecast | Commercial | Education | New | Food Preparation | Natural Gas | Oven | E7 |  | Baseline Forecast | 0 | 0 | 0 | 0 | 0 | 0 | 0 | 0 | 0 | 0 | 0 | 0 | 0 | 0 | 0 | 0 | 0 | 0 | 0 | 0 | 0 | 0 | 0
Commercial_Education_New_Food Preparation_Natural Gas_Oven_E8_Baseline Forecast | Commercial | Education | New | Food Preparation | Natural Gas | Oven | E8 |  | Baseline Forecast | 0 | 0 | 0 | 0 | 0 | 0 | 0 | 0 | 0 | 0 | 0 | 0 | 0 | 0 | 0 | 0 | 0 | 0 | 0 | 0 | 0 | 0 | 0
Commercial_Education_New_Food Preparation_Natural Gas_Oven_E9_Baseline Forecast | Commercial | Education | New | Food Preparation | Natural Gas | Oven | E9 |  | Baseline Forecast | 0 | 0 | 0 | 0 | 0 | 0 | 0 | 0 | 0 | 0 | 0 | 0 | 0 | 0 | 0 | 0 | 0 | 0 | 0 | 0 | 0 | 0 | 0
Commercial_Education_New_Food Preparation_Natural Gas_Oven_E10_Baseline Forecast | Commercial | Education | New | Food Preparation | Natural Gas | Oven | E10 |  | Baseline Forecast | 0 | 0 | 0 | 0 | 0 | 0 | 0 | 0 | 0 | 0 | 0 | 0 | 0 | 0 | 0 | 0 | 0 | 0 | 0 | 0 | 0 | 0 | 0
Commercial_Education_New_Food Preparation_Natural Gas_Conveyor Oven_E1_Baseline Forecast | Commercial | Education | New | Food Preparation | Natural Gas | Conveyor Oven | E1 | Standard | Baseline Forecast | 0 | 25886.6278 | 39835.5056 | 17851.3328 | 17524.5868 | 17325.4525 | 17126.9074 | 16990.9429 | 16790.8975 | 16616.3026 | 16378.1524 | 16171.2403 | 15998.1438 | 15757.3303 | 15547.2155 | 15302.8707 | 15123.6106 | 20102.2581 | 26802.4369 | 27812.3904 | 28477.1909 | 29067.023 | 0
Commercial_Education_New_Food Preparation_Natural Gas_Conveyor Oven_E2_Baseline Forecast | Commercial | Education | New | Food Preparation | Natural Gas | Conveyor Oven | E2 | ENERGY STAR (EF ≥ 44%) Convection Oven utilizing ASTM Std F1496 | Baseline Forecast | 0 | 37251.4887 | 57324.2642 | 25688.5033 | 25218.3078 | 24931.7488 | 24646.0375 | 24450.3813 | 24162.511 | 23911.2647 | 23568.5608 | 23270.8093 | 23021.7191 | 22675.1826 | 22372.8224 | 22021.2042 | 21763.2445 | 28927.6398 | 38569.3604 | 40022.7081 | 40979.3723 | 41828.1551 | 0
Commercial_Education_New_Food Preparation_Natural Gas_Conveyor Oven_E3_Baseline Forecast | Commercial | Education | New | Food Preparation | Natural Gas | Conveyor Oven | E3 |  | Baseline Forecast | 0 | 0 | 0 | 0 | 0 | 0 | 0 | 0 | 0 | 0 | 0 | 0 | 0 | 0 | 0 | 0 | 0 | 0 | 0 | 0 | 0 | 0 | 0
Commercial_Education_New_Food Preparation_Natural Gas_Conveyor Oven_E4_Baseline Forecast | Commercial | Education | New | Food Preparation | Natural Gas | Conveyor Oven | E4 |  | Baseline Forecast | 0 | 0 | 0 | 0 | 0 | 0 | 0 | 0 | 0 | 0 | 0 | 0 | 0 | 0 | 0 | 0 | 0 | 0 | 0 | 0 | 0 | 0 | 0
Commercial_Education_New_Food Preparation_Natural Gas_Conveyor Oven_E5_Baseline Forecast | Commercial | Education | New | Food Preparation | Natural Gas | Conveyor Oven | E5 |  | Baseline Forecast | 0 | 0 | 0 | 0 | 0 | 0 | 0 | 0 | 0 | 0 | 0 | 0 | 0 | 0 | 0 | 0 | 0 | 0 | 0 | 0 | 0 | 0 | 0
Commercial_Education_New_Food Preparation_Natural Gas_Conveyor Oven_E6_Baseline Forecast | Commercial | Education | New | Food Preparation | Natural Gas | Conveyor Oven | E6 |  | Baseline Forecast | 0 | 0 | 0 | 0 | 0 | 0 | 0 | 0 | 0 | 0 | 0 | 0 | 0 | 0 | 0 | 0 | 0 | 0 | 0 | 0 | 0 | 0 | 0
Commercial_Education_New_Food Preparation_Natural Gas_Conveyor Oven_E7_Baseline Forecast | Commercial | Education | New | Food Preparation | Natural Gas | Conveyor Oven | E7 |  | Baseline Forecast | 0 | 0 | 0 | 0 | 0 | 0 | 0 | 0 | 0 | 0 | 0 | 0 | 0 | 0 | 0 | 0 | 0 | 0 | 0 | 0 | 0 | 0 | 0
Commercial_Education_New_Food Preparation_Natural Gas_Conveyor Oven_E8_Baseline Forecast | Commercial | Education | New | Food Preparation | Natural Gas | Conveyor Oven | E8 |  | Baseline Forecast | 0 | 0 | 0 | 0 | 0 | 0 | 0 | 0 | 0 | 0 | 0 | 0 | 0 | 0 | 0 | 0 | 0 | 0 | 0 | 0 | 0 | 0 | 0
Commercial_Education_New_Food Preparation_Natural Gas_Conveyor Oven_E9_Baseline Forecast | Commercial | Education | New | Food Preparation | Natural Gas | Conveyor Oven | E9 |  | Baseline Forecast | 0 | 0 | 0 | 0 | 0 | 0 | 0 | 0 | 0 | 0 | 0 | 0 | 0 | 0 | 0 | 0 | 0 | 0 | 0 | 0 | 0 | 0 | 0
Commercial_Education_New_Food Preparation_Natural Gas_Conveyor Oven_E10_Baseline Forecast | Commercial | Education | New | Food Preparation | Natural Gas | Conveyor Oven | E10 |  | Baseline Forecast | 0 | 0 | 0 | 0 | 0 | 0 | 0 | 0 | 0 | 0 | 0 | 0 | 0 | 0 | 0 | 0 | 0 | 0 | 0 | 0 | 0 | 0 | 0
Commercial_Education_New_Food Preparation_Natural Gas_Double Rack Oven_E1_Baseline Forecast | Commercial | Education | New | Food Preparation | Natural Gas | Double Rack Oven | E1 | Standard | Baseline Forecast | 0 | 25886.6278 | 39835.5056 | 17851.3328 | 17524.5868 | 17325.4525 | 17126.9074 | 16990.9429 | 16790.8975 | 16616.3026 | 16378.1524 | 16171.2403 | 21175.4693 | 27866.2918 | 28804.6514 | 29413.7367 | 29877.3939 | 36939.3649 | 39359.8244 | 31883.1943 | 31466.5227 | 31216.8266 | 0
Commercial_Education_New_Food Preparation_Natural Gas_Double Rack Oven_E2_Baseline Forecast | Commercial | Education | New | Food Preparation | Natural Gas | Double Rack Oven | E2 | FTSC Qualified (>50% Cooking Efficiency) | Baseline Forecast | 0 | 37251.4887 | 57324.2642 | 25688.5033 | 25218.3078 | 24931.7488 | 24646.0375 | 24450.3813 | 24162.511 | 23911.2647 | 23568.5608 | 23270.8093 | 30472.0168 | 40100.2736 | 41450.5959 | 42327.0846 | 42994.2985 | 53156.647 | 56639.7473 | 45880.6942 | 45281.0937 | 44921.7749 | 0
Commercial_Education_New_Food Preparation_Natural Gas_Double Rack Oven_E3_Baseline Forecast | Commercial | Education | New | Food Preparation | Natural Gas | Double Rack Oven | E3 |  | Baseline Forecast | 0 | 0 | 0 | 0 | 0 | 0 | 0 | 0 | 0 | 0 | 0 | 0 | 0 | 0 | 0 | 0 | 0 | 0 | 0 | 0 | 0 | 0 | 0
Commercial_Education_New_Food Preparation_Natural Gas_Double Rack Oven_E4_Baseline Forecast | Commercial | Education | New | Food Preparation | Natural Gas | Double Rack Oven | E4 |  | Baseline Forecast | 0 | 0 | 0 | 0 | 0 | 0 | 0 | 0 | 0 | 0 | 0 | 0 | 0 | 0 | 0 | 0 | 0 | 0 | 0 | 0 | 0 | 0 | 0
Commercial_Education_New_Food Preparation_Natural Gas_Double Rack Oven_E5_Baseline Forecast | Commercial | Education | New | Food Preparation | Natural Gas | Double Rack Oven | E5 |  | Baseline Forecast | 0 | 0 | 0 | 0 | 0 | 0 | 0 | 0 | 0 | 0 | 0 | 0 | 0 | 0 | 0 | 0 | 0 | 0 | 0 | 0 | 0 | 0 | 0
Commercial_Education_New_Food Preparation_Natural Gas_Double Rack Oven_E6_Baseline Forecast | Commercial | Education | New | Food Preparation | Natural Gas | Double Rack Oven | E6 |  | Baseline Forecast | 0 | 0 | 0 | 0 | 0 | 0 | 0 | 0 | 0 | 0 | 0 | 0 | 0 | 0 | 0 | 0 | 0 | 0 | 0 | 0 | 0 | 0 | 0
Commercial_Education_New_Food Preparation_Natural Gas_Double Rack Oven_E7_Baseline Forecast | Commercial | Education | New | Food Preparation | Natural Gas | Double Rack Oven | E7 |  | Baseline Forecast | 0 | 0 | 0 | 0 | 0 | 0 | 0 | 0 | 0 | 0 | 0 | 0 | 0 | 0 | 0 | 0 | 0 | 0 | 0 | 0 | 0 | 0 | 0
Commercial_Education_New_Food Preparation_Natural Gas_Double Rack Oven_E8_Baseline Forecast | Commercial | Education | New | Food Preparation | Natural Gas | Double Rack Oven | E8 |  | Baseline Forecast | 0 | 0 | 0 | 0 | 0 | 0 | 0 | 0 | 0 | 0 | 0 | 0 | 0 | 0 | 0 | 0 | 0 | 0 | 0 | 0 | 0 | 0 | 0
Commercial_Education_New_Food Preparation_Natural Gas_Double Rack Oven_E9_Baseline Forecast | Commercial | Education | New | Food Preparation | Natural Gas | Double Rack Oven | E9 |  | Baseline Forecast | 0 | 0 | 0 | 0 | 0 | 0 | 0 | 0 | 0 | 0 | 0 | 0 | 0 | 0 | 0 | 0 | 0 | 0 | 0 | 0 | 0 | 0 | 0
Commercial_Education_New_Food Preparation_Natural Gas_Double Rack Oven_E10_Baseline Forecast | Commercial | Education | New | Food Preparation | Natural Gas | Double Rack Oven | E10 |  | Baseline Forecast | 0 | 0 | 0 | 0 | 0 | 0 | 0 | 0 | 0 | 0 | 0 | 0 | 0 | 0 | 0 | 0 | 0 | 0 | 0 | 0 | 0 | 0 | 0
Commercial_Education_New_Food Preparation_Natural Gas_Fryer_E1_Baseline Forecast | Commercial | Education | New | Food Preparation | Natural Gas | Fryer | E1 | Standard | Baseline Forecast | 0 | 104186.6074 | 160327.0314 | 71846.7394 | 70531.6761 | 69730.215 | 94977.777 | 128000.652 | 130253.0219 | 131514.683 | 156553.067 | 170128.2633 | 154174.1125 | 163009.6006 | 169954.7641 | 187255.6077 | 205486.2503 | 207610.1898 | 210845.0829 | 220791.0271 | 229514.3765 | 233962.8304 | 0
Commercial_Education_New_Food Preparation_Natural Gas_Fryer_E2_Baseline Forecast | Commercial | Education | New | Food Preparation | Natural Gas | Fryer | E2 | ENERGY STAR | Baseline Forecast | 0 | 36606.1053 | 56331.1192 | 25243.449 | 24781.3997 | 24499.8053 | 33370.5703 | 44973.202 | 45764.5753 | 46207.8616 | 55005.1317 | 59774.7952 | 54169.2828 | 57273.6434 | 59713.836 | 65792.5108 | 72197.8717 | 72944.1207 | 74080.7048 | 77575.2257 | 80640.1863 | 82203.1566 | 0
Commercial_Education_New_Food Preparation_Natural Gas_Fryer_E3_Baseline Forecast | Commercial | Education | New | Food Preparation | Natural Gas | Fryer | E3 |  | Baseline Forecast | 0 | 0 | 0 | 0 | 0 | 0 | 0 | 0 | 0 | 0 | 0 | 0 | 0 | 0 | 0 | 0 | 0 | 0 | 0 | 0 | 0 | 0 | 0
Commercial_Education_New_Food Preparation_Natural Gas_Fryer_E4_Baseline Forecast | Commercial | Education | New | Food Preparation | Natural Gas | Fryer | E4 |  | Baseline Forecast | 0 | 0 | 0 | 0 | 0 | 0 | 0 | 0 | 0 | 0 | 0 | 0 | 0 | 0 | 0 | 0 | 0 | 0 | 0 | 0 | 0 | 0 | 0
Commercial_Education_New_Food Preparation_Natural Gas_Fryer_E5_Baseline Forecast | Commercial | Education | New | Food Preparation | Natural Gas | Fryer | E5 |  | Baseline Forecast | 0 | 0 | 0 | 0 | 0 | 0 | 0 | 0 | 0 | 0 | 0 | 0 | 0 | 0 | 0 | 0 | 0 | 0 | 0 | 0 | 0 | 0 | 0
Commercial_Education_New_Food Preparation_Natural Gas_Fryer_E6_Baseline Forecast | Commercial | Education | New | Food Preparation | Natural Gas | Fryer | E6 |  | Baseline Forecast | 0 | 0 | 0 | 0 | 0 | 0 | 0 | 0 | 0 | 0 | 0 | 0 | 0 | 0 | 0 | 0 | 0 | 0 | 0 | 0 | 0 | 0 | 0
Commercial_Education_New_Food Preparation_Natural Gas_Fryer_E7_Baseline Forecast | Commercial | Education | New | Food Preparation | Natural Gas | Fryer | E7 |  | Baseline Forecast | 0 | 0 | 0 | 0 | 0 | 0 | 0 | 0 | 0 | 0 | 0 | 0 | 0 | 0 | 0 | 0 | 0 | 0 | 0 | 0 | 0 | 0 | 0
Commercial_Education_New_Food Preparation_Natural Gas_Fryer_E8_Baseline Forecast | Commercial | Education | New | Food Preparation | Natural Gas | Fryer | E8 |  | Baseline Forecast | 0 | 0 | 0 | 0 | 0 | 0 | 0 | 0 | 0 | 0 | 0 | 0 | 0 | 0 | 0 | 0 | 0 | 0 | 0 | 0 | 0 | 0 | 0
Commercial_Education_New_Food Preparation_Natural Gas_Fryer_E9_Baseline Forecast | Commercial | Education | New | Food Preparation | Natural Gas | Fryer | E9 |  | Baseline Forecast | 0 | 0 | 0 | 0 | 0 | 0 | 0 | 0 | 0 | 0 | 0 | 0 | 0 | 0 | 0 | 0 | 0 | 0 | 0 | 0 | 0 | 0 | 0
Commercial_Education_New_Food Preparation_Natural Gas_Fryer_E10_Baseline Forecast | Commercial | Education | New | Food Preparation | Natural Gas | Fryer | E10 |  | Baseline Forecast | 0 | 0 | 0 | 0 | 0 | 0 | 0 | 0 | 0 | 0 | 0 | 0 | 0 | 0 | 0 | 0 | 0 | 0 | 0 | 0 | 0 | 0 | 0
Commercial_Education_New_Food Preparation_Natural Gas_Broiler_E1_Baseline Forecast | Commercial | Education | New | Food Preparation | Natural Gas | Broiler | E1 | Standard | Baseline Forecast | 0 | 39939.7488 | 61461.0796 | 27542.3185 | 27038.1914 | 26730.9527 | 26424.623 | 26214.8472 | 25906.2028 | 25636.8253 | 25269.3901 | 24950.1512 | 32671.0352 | 42994.1168 | 44441.8852 | 45381.6259 | 46096.9894 | 56992.7056 | 60727.1644 | 49191.6824 | 48548.8116 | 48163.5625 | 0
Commercial_Education_New_Food Preparation_Natural Gas_Broiler_E2_Baseline Forecast | Commercial | Education | New | Food Preparation | Natural Gas | Broiler | E2 | Infrared Burners | Baseline Forecast | 0 | 14032.8847 | 21594.4334 | 9677.0308 | 9499.9051 | 9391.9564 | 9284.327 | 9210.622 | 9102.1794 | 9007.5332 | 8878.4344 | 8766.2693 | 11479.0124 | 15106.041 | 15614.7164 | 15944.8956 | 16196.2395 | 20024.4641 | 21336.5713 | 17283.5641 | 17057.6906 | 16922.3328 | 0
Commercial_Education_New_Food Preparation_Natural Gas_Broiler_E3_Baseline Forecast | Commercial | Education | New | Food Preparation | Natural Gas | Broiler | E3 |  | Baseline Forecast | 0 | 0 | 0 | 0 | 0 | 0 | 0 | 0 | 0 | 0 | 0 | 0 | 0 | 0 | 0 | 0 | 0 | 0 | 0 | 0 | 0 | 0 | 0
Commercial_Education_New_Food Preparation_Natural Gas_Broiler_E4_Baseline Forecast | Commercial | Education | New | Food Preparation | Natural Gas | Broiler | E4 |  | Baseline Forecast | 0 | 0 | 0 | 0 | 0 | 0 | 0 | 0 | 0 | 0 | 0 | 0 | 0 | 0 | 0 | 0 | 0 | 0 | 0 | 0 | 0 | 0 | 0
Commercial_Education_New_Food Preparation_Natural Gas_Broiler_E5_Baseline Forecast | Commercial | Education | New | Food Preparation | Natural Gas | Broiler | E5 |  | Baseline Forecast | 0 | 0 | 0 | 0 | 0 | 0 | 0 | 0 | 0 | 0 | 0 | 0 | 0 | 0 | 0 | 0 | 0 | 0 | 0 | 0 | 0 | 0 | 0
Commercial_Education_New_Food Preparation_Natural Gas_Broiler_E6_Baseline Forecast | Commercial | Education | New | Food Preparation | Natural Gas | Broiler | E6 |  | Baseline Forecast | 0 | 0 | 0 | 0 | 0 | 0 | 0 | 0 | 0 | 0 | 0 | 0 | 0 | 0 | 0 | 0 | 0 | 0 | 0 | 0 | 0 | 0 | 0
Commercial_Education_New_Food Preparation_Natural Gas_Broiler_E7_Baseline Forecast | Commercial | Education | New | Food Preparation | Natural Gas | Broiler | E7 |  | Baseline Forecast | 0 | 0 | 0 | 0 | 0 | 0 | 0 | 0 | 0 | 0 | 0 | 0 | 0 | 0 | 0 | 0 | 0 | 0 | 0 | 0 | 0 | 0 | 0
Commercial_Education_New_Food Preparation_Natural Gas_Broiler_E8_Baseline Forecast | Commercial | Education | New | Food Preparation | Natural Gas | Broiler | E8 |  | Baseline Forecast | 0 | 0 | 0 | 0 | 0 | 0 | 0 | 0 | 0 | 0 | 0 | 0 | 0 | 0 | 0 | 0 | 0 | 0 | 0 | 0 | 0 | 0 | 0
Commercial_Education_New_Food Preparation_Natural Gas_Broiler_E9_Baseline Forecast | Commercial | Education | New | Food Preparation | Natural Gas | Broiler | E9 |  | Baseline Forecast | 0 | 0 | 0 | 0 | 0 | 0 | 0 | 0 | 0 | 0 | 0 | 0 | 0 | 0 | 0 | 0 | 0 | 0 | 0 | 0 | 0 | 0 | 0
Commercial_Education_New_Food Preparation_Natural Gas_Broiler_E10_Baseline Forecast | Commercial | Education | New | Food Preparation | Natural Gas | Broiler | E10 |  | Baseline Forecast | 0 | 0 | 0 | 0 | 0 | 0 | 0 | 0 | 0 | 0 | 0 | 0 | 0 | 0 | 0 | 0 | 0 | 0 | 0 | 0 | 0 | 0 | 0
Commercial_Education_New_Food Preparation_Natural Gas_Griddle_E1_Baseline Forecast | Commercial | Education | New | Food Preparation | Natural Gas | Griddle | E1 | Standard | Baseline Forecast | 0 | 45703.7698 | 70331.0139 | 31517.1683 | 30940.2865 | 30588.7078 | 30238.1693 | 29998.1191 | 29644.9317 | 29336.6782 | 28916.2156 | 28550.9048 | 37386.0506 | 49198.9377 | 50855.6451 | 51931.0071 | 52749.6104 | 65217.7735 | 69491.1816 | 56290.923 | 55555.2744 | 55114.427 | 0
Commercial_Education_New_Food Preparation_Natural Gas_Griddle_E2_Baseline Forecast | Commercial | Education | New | Food Preparation | Natural Gas | Griddle | E2 | ENERGY STAR | Baseline Forecast | 0 | 18667.7369 | 28726.7521 | 12873.2096 | 12637.5818 | 12493.9793 | 12350.8016 | 12252.7529 | 12108.4932 | 11982.5869 | 11810.8486 | 11661.6372 | 15270.3587 | 20095.3407 | 20772.024 | 21211.2564 | 21545.6155 | 26638.2455 | 28383.7221 | 22992.0671 | 22691.591 | 22511.5265 | 0
Commercial_Education_New_Food Preparation_Natural Gas_Griddle_E3_Baseline Forecast | Commercial | Education | New | Food Preparation | Natural Gas | Griddle | E3 |  | Baseline Forecast | 0 | 0 | 0 | 0 | 0 | 0 | 0 | 0 | 0 | 0 | 0 | 0 | 0 | 0 | 0 | 0 | 0 | 0 | 0 | 0 | 0 | 0 | 0
Commercial_Education_New_Food Preparation_Natural Gas_Griddle_E4_Baseline Forecast | Commercial | Education | New | Food Preparation | Natural Gas | Griddle | E4 |  | Baseline Forecast | 0 | 0 | 0 | 0 | 0 | 0 | 0 | 0 | 0 | 0 | 0 | 0 | 0 | 0 | 0 | 0 | 0 | 0 | 0 | 0 | 0 | 0 | 0
Commercial_Education_New_Food Preparation_Natural Gas_Griddle_E5_Baseline Forecast | Commercial | Education | New | Food Preparation | Natural Gas | Griddle | E5 |  | Baseline Forecast | 0 | 0 | 0 | 0 | 0 | 0 | 0 | 0 | 0 | 0 | 0 | 0 | 0 | 0 | 0 | 0 | 0 | 0 | 0 | 0 | 0 | 0 | 0
Commercial_Education_New_Food Preparation_Natural Gas_Griddle_E6_Baseline Forecast | Commercial | Education | New | Food Preparation | Natural Gas | Griddle | E6 |  | Baseline Forecast | 0 | 0 | 0 | 0 | 0 | 0 | 0 | 0 | 0 | 0 | 0 | 0 | 0 | 0 | 0 | 0 | 0 | 0 | 0 | 0 | 0 | 0 | 0
Commercial_Education_New_Food Preparation_Natural Gas_Griddle_E7_Baseline Forecast | Commercial | Education | New | Food Preparation | Natural Gas | Griddle | E7 |  | Baseline Forecast | 0 | 0 | 0 | 0 | 0 | 0 | 0 | 0 | 0 | 0 | 0 | 0 | 0 | 0 | 0 | 0 | 0 | 0 | 0 | 0 | 0 | 0 | 0
Commercial_Education_New_Food Preparation_Natural Gas_Griddle_E8_Baseline Forecast | Commercial | Education | New | Food Preparation | Natural Gas | Griddle | E8 |  | Baseline Forecast | 0 | 0 | 0 | 0 | 0 | 0 | 0 | 0 | 0 | 0 | 0 | 0 | 0 | 0 | 0 | 0 | 0 | 0 | 0 | 0 | 0 | 0 | 0
Commercial_Education_New_Food Preparation_Natural Gas_Griddle_E9_Baseline Forecast | Commercial | Education | New | Food Preparation | Natural Gas | Griddle | E9 |  | Baseline Forecast | 0 | 0 | 0 | 0 | 0 | 0 | 0 | 0 | 0 | 0 | 0 | 0 | 0 | 0 | 0 | 0 | 0 | 0 | 0 | 0 | 0 | 0 | 0
Commercial_Education_New_Food Preparation_Natural Gas_Griddle_E10_Baseline Forecast | Commercial | Education | New | Food Preparation | Natural Gas | Griddle | E10 |  | Baseline Forecast | 0 | 0 | 0 | 0 | 0 | 0 | 0 | 0 | 0 | 0 | 0 | 0 | 0 | 0 | 0 | 0 | 0 | 0 | 0 | 0 | 0 | 0 | 0
Commercial_Education_New_Food Preparation_Natural Gas_Range_E1_Baseline Forecast | Commercial | Education | New | Food Preparation | Natural Gas | Range | E1 | Standard | Baseline Forecast | 0 | 136102.8794 | 209441.2244 | 93856.0949 | 92138.1783 | 91091.1996 | 90047.3185 | 89332.4644 | 88280.6952 | 87362.7361 | 113331.2013 | 148687.4592 | 153815.6555 | 157036.5809 | 159312.1062 | 196201.3915 | 209201.7593 | 169575.9548 | 167160.0682 | 170842.1774 | 180450.8146 | 189763.912 | 0
Commercial_Education_New_Food Preparation_Natural Gas_Range_E2_Baseline Forecast | Commercial | Education | New | Food Preparation | Natural Gas | Range | E2 | High Efficiency | Baseline Forecast | 0 | 195855.363 | 301391.0302 | 135061.2098 | 132589.0858 | 131082.4579 | 129580.2876 | 128551.5952 | 127038.0735 | 125717.1081 | 163086.3628 | 213964.8802 | 221344.4798 | 225979.4701 | 229254.0065 | 282338.5878 | 301046.4342 | 244023.935 | 240547.4152 | 245846.0602 | 259673.1235 | 273074.8977 | 0
Commercial_Education_New_Food Preparation_Natural Gas_Range_E3_Baseline Forecast | Commercial | Education | New | Food Preparation | Natural Gas | Range | E3 |  | Baseline Forecast | 0 | 0 | 0 | 0 | 0 | 0 | 0 | 0 | 0 | 0 | 0 | 0 | 0 | 0 | 0 | 0 | 0 | 0 | 0 | 0 | 0 | 0 | 0
Commercial_Education_New_Food Preparation_Natural Gas_Range_E4_Baseline Forecast | Commercial | Education | New | Food Preparation | Natural Gas | Range | E4 |  | Baseline Forecast | 0 | 0 | 0 | 0 | 0 | 0 | 0 | 0 | 0 | 0 | 0 | 0 | 0 | 0 | 0 | 0 | 0 | 0 | 0 | 0 | 0 | 0 | 0
Commercial_Education_New_Food Preparation_Natural Gas_Range_E5_Baseline Forecast | Commercial | Education | New | Food Preparation | Natural Gas | Range | E5 |  | Baseline Forecast | 0 | 0 | 0 | 0 | 0 | 0 | 0 | 0 | 0 | 0 | 0 | 0 | 0 | 0 | 0 | 0 | 0 | 0 | 0 | 0 | 0 | 0 | 0
Commercial_Education_New_Food Preparation_Natural Gas_Range_E6_Baseline Forecast | Commercial | Education | New | Food Preparation | Natural Gas | Range | E6 |  | Baseline Forecast | 0 | 0 | 0 | 0 | 0 | 0 | 0 | 0 | 0 | 0 | 0 | 0 | 0 | 0 | 0 | 0 | 0 | 0 | 0 | 0 | 0 | 0 | 0
Commercial_Education_New_Food Preparation_Natural Gas_Range_E7_Baseline Forecast | Commercial | Education | New | Food Preparation | Natural Gas | Range | E7 |  | Baseline Forecast | 0 | 0 | 0 | 0 | 0 | 0 | 0 | 0 | 0 | 0 | 0 | 0 | 0 | 0 | 0 | 0 | 0 | 0 | 0 | 0 | 0 | 0 | 0
Commercial_Education_New_Food Preparation_Natural Gas_Range_E8_Baseline Forecast | Commercial | Education | New | Food Preparation | Natural Gas | Range | E8 |  | Baseline Forecast | 0 | 0 | 0 | 0 | 0 | 0 | 0 | 0 | 0 | 0 | 0 | 0 | 0 | 0 | 0 | 0 | 0 | 0 | 0 | 0 | 0 | 0 | 0
Commercial_Education_New_Food Preparation_Natural Gas_Range_E9_Baseline Forecast | Commercial | Education | New | Food Preparation | Natural Gas | Range | E9 |  | Baseline Forecast | 0 | 0 | 0 | 0 | 0 | 0 | 0 | 0 | 0 | 0 | 0 | 0 | 0 | 0 | 0 | 0 | 0 | 0 | 0 | 0 | 0 | 0 | 0
Commercial_Education_New_Food Preparation_Natural Gas_Range_E10_Baseline Forecast | Commercial | Education | New | Food Preparation | Natural Gas | Range | E10 |  | Baseline Forecast | 0 | 0 | 0 | 0 | 0 | 0 | 0 | 0 | 0 | 0 | 0 | 0 | 0 | 0 | 0 | 0 | 0 | 0 | 0 | 0 | 0 | 0 | 0
Commercial_Education_New_Food Preparation_Natural Gas_Steamer_E1_Baseline Forecast | Commercial | Education | New | Food Preparation | Natural Gas | Steamer | E1 | Standard | Baseline Forecast | 0 | 49607.608 | 76338.4155 | 34209.2422 | 33583.0855 | 33201.4763 | 32820.9961 | 32560.4418 | 32177.0865 | 31842.5032 | 36898.0826 | 44371.175 | 46353.6495 | 47879.6505 | 49201.2485 | 50223.391 | 51175.7086 | 51904.2376 | 52409.5229 | 68825.6827 | 77077.8253 | 63647.7575 | 0
Commercial_Education_New_Food Preparation_Natural Gas_Steamer_E2_Baseline Forecast | Commercial | Education | New | Food Preparation | Natural Gas | Steamer | E2 | ENERGY STAR | Baseline Forecast | 0 | 49607.608 | 76338.4155 | 34209.2422 | 33583.0855 | 33201.4763 | 32820.9961 | 32560.4418 | 32177.0865 | 31842.5032 | 36898.0826 | 44371.175 | 46353.6495 | 47879.6505 | 49201.2485 | 50223.391 | 51175.7086 | 51904.2376 | 52409.5229 | 68825.6827 | 77077.8253 | 63647.7575 | 0
Commercial_Education_New_Food Preparation_Natural Gas_Steamer_E3_Baseline Forecast | Commercial | Education | New | Food Preparation | Natural Gas | Steamer | E3 |  | Baseline Forecast | 0 | 0 | 0 | 0 | 0 | 0 | 0 | 0 | 0 | 0 | 0 | 0 | 0 | 0 | 0 | 0 | 0 | 0 | 0 | 0 | 0 | 0 | 0
Commercial_Education_New_Food Preparation_Natural Gas_Steamer_E4_Baseline Forecast | Commercial | Education | New | Food Preparation | Natural Gas | Steamer | E4 |  | Baseline Forecast | 0 | 0 | 0 | 0 | 0 | 0 | 0 | 0 | 0 | 0 | 0 | 0 | 0 | 0 | 0 | 0 | 0 | 0 | 0 | 0 | 0 | 0 | 0
Commercial_Education_New_Food Preparation_Natural Gas_Steamer_E5_Baseline Forecast | Commercial | Education | New | Food Preparation | Natural Gas | Steamer | E5 |  | Baseline Forecast | 0 | 0 | 0 | 0 | 0 | 0 | 0 | 0 | 0 | 0 | 0 | 0 | 0 | 0 | 0 | 0 | 0 | 0 | 0 | 0 | 0 | 0 | 0
Commercial_Education_New_Food Preparation_Natural Gas_Steamer_E6_Baseline Forecast | Commercial | Education | New | Food Preparation | Natural Gas | Steamer | E6 |  | Baseline Forecast | 0 | 0 | 0 | 0 | 0 | 0 | 0 | 0 | 0 | 0 | 0 | 0 | 0 | 0 | 0 | 0 | 0 | 0 | 0 | 0 | 0 | 0 | 0
Commercial_Education_New_Food Preparation_Natural Gas_Steamer_E7_Baseline Forecast | Commercial | Education | New | Food Preparation | Natural Gas | Steamer | E7 |  | Baseline Forecast | 0 | 0 | 0 | 0 | 0 | 0 | 0 | 0 | 0 | 0 | 0 | 0 | 0 | 0 | 0 | 0 | 0 | 0 | 0 | 0 | 0 | 0 | 0
Commercial_Education_New_Food Preparation_Natural Gas_Steamer_E8_Baseline Forecast | Commercial | Education | New | Food Preparation | Natural Gas | Steamer | E8 |  | Baseline Forecast | 0 | 0 | 0 | 0 | 0 | 0 | 0 | 0 | 0 | 0 | 0 | 0 | 0 | 0 | 0 | 0 | 0 | 0 | 0 | 0 | 0 | 0 | 0
Commercial_Education_New_Food Preparation_Natural Gas_Steamer_E9_Baseline Forecast | Commercial | Education | New | Food Preparation | Natural Gas | Steamer | E9 |  | Baseline Forecast | 0 | 0 | 0 | 0 | 0 | 0 | 0 | 0 | 0 | 0 | 0 | 0 | 0 | 0 | 0 | 0 | 0 | 0 | 0 | 0 | 0 | 0 | 0
Commercial_Education_New_Food Preparation_Natural Gas_Steamer_E10_Baseline Forecast | Commercial | Education | New | Food Preparation | Natural Gas | Steamer | E10 |  | Baseline Forecast | 0 | 0 | 0 | 0 | 0 | 0 | 0 | 0 | 0 | 0 | 0 | 0 | 0 | 0 | 0 | 0 | 0 | 0 | 0 | 0 | 0 | 0 | 0
Commercial_Education_New_Food Preparation_Natural Gas_Food Prep Other_E1_Baseline Forecast | Commercial | Education | New | Food Preparation | Natural Gas | Food Prep Other | E1 | Standard | Baseline Forecast | 0 | 73419.2598 | 112980.8549 | 50629.6784 | 49702.9665 | 49138.1849 | 48575.0742 | 48189.4538 | 47622.088 | 47126.9047 | 61135.3187 | 80207.8784 | 82974.2297 | 84711.7239 | 85939.2319 | 105838.767 | 112851.678 | 91475.9566 | 90172.7321 | 92159.007 | 97342.2848 | 102366.1367 | 0
Commercial_Education_New_Food Preparation_Natural Gas_Food Prep Other_E2_Baseline Forecast | Commercial | Education | New | Food Preparation | Natural Gas | Food Prep Other | E2 | ENERGY STAR | Baseline Forecast | 0 | 25795.9561 | 39695.9761 | 17788.8059 | 17463.2044 | 17264.7677 | 17066.918 | 16931.4297 | 16732.085 | 16558.1016 | 21479.9769 | 28181.1465 | 29153.1077 | 29763.5787 | 30194.8653 | 37186.5938 | 39650.5896 | 32140.201 | 31682.3113 | 32380.1916 | 34201.3433 | 35966.4805 | 0
Commercial_Education_New_Food Preparation_Natural Gas_Food Prep Other_E3_Baseline Forecast | Commercial | Education | New | Food Preparation | Natural Gas | Food Prep Other | E3 |  | Baseline Forecast | 0 | 0 | 0 | 0 | 0 | 0 | 0 | 0 | 0 | 0 | 0 | 0 | 0 | 0 | 0 | 0 | 0 | 0 | 0 | 0 | 0 | 0 | 0
Commercial_Education_New_Food Preparation_Natural Gas_Food Prep Other_E4_Baseline Forecast | Commercial | Education | New | Food Preparation | Natural Gas | Food Prep Other | E4 |  | Baseline Forecast | 0 | 0 | 0 | 0 | 0 | 0 | 0 | 0 | 0 | 0 | 0 | 0 | 0 | 0 | 0 | 0 | 0 | 0 | 0 | 0 | 0 | 0 | 0
Commercial_Education_New_Food Preparation_Natural Gas_Food Prep Other_E5_Baseline Forecast | Commercial | Education | New | Food Preparation | Natural Gas | Food Prep Other | E5 |  | Baseline Forecast | 0 | 0 | 0 | 0 | 0 | 0 | 0 | 0 | 0 | 0 | 0 | 0 | 0 | 0 | 0 | 0 | 0 | 0 | 0 | 0 | 0 | 0 | 0
Commercial_Education_New_Food Preparation_Natural Gas_Food Prep Other_E6_Baseline Forecast | Commercial | Education | New | Food Preparation | Natural Gas | Food Prep Other | E6 |  | Baseline Forecast | 0 | 0 | 0 | 0 | 0 | 0 | 0 | 0 | 0 | 0 | 0 | 0 | 0 | 0 | 0 | 0 | 0 | 0 | 0 | 0 | 0 | 0 | 0
Commercial_Education_New_Food Preparation_Natural Gas_Food Prep Other_E7_Baseline Forecast | Commercial | Education | New | Food Preparation | Natural Gas | Food Prep Other | E7 |  | Baseline Forecast | 0 | 0 | 0 | 0 | 0 | 0 | 0 | 0 | 0 | 0 | 0 | 0 | 0 | 0 | 0 | 0 | 0 | 0 | 0 | 0 | 0 | 0 | 0
Commercial_Education_New_Food Preparation_Natural Gas_Food Prep Other_E8_Baseline Forecast | Commercial | Education | New | Food Preparation | Natural Gas | Food Prep Other | E8 |  | Baseline Forecast | 0 | 0 | 0 | 0 | 0 | 0 | 0 | 0 | 0 | 0 | 0 | 0 | 0 | 0 | 0 | 0 | 0 | 0 | 0 | 0 | 0 | 0 | 0
Commercial_Education_New_Food Preparation_Natural Gas_Food Prep Other_E9_Baseline Forecast | Commercial | Education | New | Food Preparation | Natural Gas | Food Prep Other | E9 |  | Baseline Forecast | 0 | 0 | 0 | 0 | 0 | 0 | 0 | 0 | 0 | 0 | 0 | 0 | 0 | 0 | 0 | 0 | 0 | 0 | 0 | 0 | 0 | 0 | 0
Commercial_Education_New_Food Preparation_Natural Gas_Food Prep Other_E10_Baseline Forecast | Commercial | Education | New | Food Preparation | Natural Gas | Food Prep Other | E10 |  | Baseline Forecast | 0 | 0 | 0 | 0 | 0 | 0 | 0 | 0 | 0 | 0 | 0 | 0 | 0 | 0 | 0 | 0 | 0 | 0 | 0 | 0 | 0 | 0 | 0
Commercial_Education_New_Miscellaneous_Natural Gas_Pool Heater_E1_Baseline Forecast | Commercial | Education | New | Miscellaneous | Natural Gas | Pool Heater | E1 | Standard (EF .82) | Baseline Forecast | 0 | 22899.4276 | 35238.6679 | 15791.3695 | 15502.3285 | 15326.1734 | 19730.4251 | 25741.9067 | 26580.8911 | 27181.3919 | 27539.4507 | 34695.1953 | 38847.1038 | 33913.25 | 35093.0406 | 36070.6235 | 39498.9094 | 43444.3535 | 44193.8519 | 45008.1541 | 45722.724 | 48848.5404 | 0
Commercial_Education_New_Miscellaneous_Natural Gas_Pool Heater_E2_Baseline Forecast | Commercial | Education | New | Miscellaneous | Natural Gas | Pool Heater | E2 | Condensing (EF .90) | Baseline Forecast | 0 | 2544.3808 | 3915.4075 | 1754.5966 | 1722.4809 | 1702.9082 | 2192.2695 | 2860.2119 | 2953.4323 | 3020.1547 | 3059.939 | 3855.0217 | 4316.3449 | 3768.1389 | 3899.2267 | 4007.8471 | 4388.7677 | 4827.1504 | 4910.428 | 5000.906 | 5080.3027 | 5427.6156 | 0
Commercial_Education_New_Miscellaneous_Natural Gas_Pool Heater_E3_Baseline Forecast | Commercial | Education | New | Miscellaneous | Natural Gas | Pool Heater | E3 |  | Baseline Forecast | 0 | 0 | 0 | 0 | 0 | 0 | 0 | 0 | 0 | 0 | 0 | 0 | 0 | 0 | 0 | 0 | 0 | 0 | 0 | 0 | 0 | 0 | 0
Commercial_Education_New_Miscellaneous_Natural Gas_Pool Heater_E4_Baseline Forecast | Commercial | Education | New | Miscellaneous | Natural Gas | Pool Heater | E4 |  | Baseline Forecast | 0 | 0 | 0 | 0 | 0 | 0 | 0 | 0 | 0 | 0 | 0 | 0 | 0 | 0 | 0 | 0 | 0 | 0 | 0 | 0 | 0 | 0 | 0
Commercial_Education_New_Miscellaneous_Natural Gas_Pool Heater_E5_Baseline Forecast | Commercial | Education | New | Miscellaneous | Natural Gas | Pool Heater | E5 |  | Baseline Forecast | 0 | 0 | 0 | 0 | 0 | 0 | 0 | 0 | 0 | 0 | 0 | 0 | 0 | 0 | 0 | 0 | 0 | 0 | 0 | 0 | 0 | 0 | 0
Commercial_Education_New_Miscellaneous_Natural Gas_Pool Heater_E6_Baseline Forecast | Commercial | Education | New | Miscellaneous | Natural Gas | Pool Heater | E6 |  | Baseline Forecast | 0 | 0 | 0 | 0 | 0 | 0 | 0 | 0 | 0 | 0 | 0 | 0 | 0 | 0 | 0 | 0 | 0 | 0 | 0 | 0 | 0 | 0 | 0
Commercial_Education_New_Miscellaneous_Natural Gas_Pool Heater_E7_Baseline Forecast | Commercial | Education | New | Miscellaneous | Natural Gas | Pool Heater | E7 |  | Baseline Forecast | 0 | 0 | 0 | 0 | 0 | 0 | 0 | 0 | 0 | 0 | 0 | 0 | 0 | 0 | 0 | 0 | 0 | 0 | 0 | 0 | 0 | 0 | 0
Commercial_Education_New_Miscellaneous_Natural Gas_Pool Heater_E8_Baseline Forecast | Commercial | Education | New | Miscellaneous | Natural Gas | Pool Heater | E8 |  | Baseline Forecast | 0 | 0 | 0 | 0 | 0 | 0 | 0 | 0 | 0 | 0 | 0 | 0 | 0 | 0 | 0 | 0 | 0 | 0 | 0 | 0 | 0 | 0 | 0
Commercial_Education_New_Miscellaneous_Natural Gas_Pool Heater_E9_Baseline Forecast | Commercial | Education | New | Miscellaneous | Natural Gas | Pool Heater | E9 |  | Baseline Forecast | 0 | 0 | 0 | 0 | 0 | 0 | 0 | 0 | 0 | 0 | 0 | 0 | 0 | 0 | 0 | 0 | 0 | 0 | 0 | 0 | 0 | 0 | 0
Commercial_Education_New_Miscellaneous_Natural Gas_Pool Heater_E10_Baseline Forecast | Commercial | Education | New | Miscellaneous | Natural Gas | Pool Heater | E10 |  | Baseline Forecast | 0 | 0 | 0 | 0 | 0 | 0 | 0 | 0 | 0 | 0 | 0 | 0 | 0 | 0 | 0 | 0 | 0 | 0 | 0 | 0 | 0 | 0 | 0
Commercial_Education_New_Miscellaneous_Natural Gas_Miscellaneous_E1_Baseline Forecast | Commercial | Education | New | Miscellaneous | Natural Gas | Miscellaneous | E1 | Standard | Baseline Forecast | 0 | 2089959.5284 | 3216123.6014 | 1441229.1699 | 1713414.9472 | 2114131.8144 | 2201797.9019 | 2318586.4597 | 2469194.4655 | 2610558.2821 | 2741266.4982 | 3483517.4798 | 3859462.4009 | 3347665.8078 | 3611151.3515 | 3922964.0271 | 4028345.0958 | 4161162.3468 | 4324466.0049 | 4481635.3477 | 4626578.0499 | 4961088.7238 | 0
Commercial_Education_New_Miscellaneous_Natural Gas_Miscellaneous_E2_Baseline Forecast | Commercial | Education | New | Miscellaneous | Natural Gas | Miscellaneous | E2 |  | Baseline Forecast | 0 | 0 | 0 | 0 | 0 | 0 | 0 | 0 | 0 | 0 | 0 | 0 | 0 | 0 | 0 | 0 | 0 | 0 | 0 | 0 | 0 | 0 | 0
Commercial_Education_New_Miscellaneous_Natural Gas_Miscellaneous_E3_Baseline Forecast | Commercial | Education | New | Miscellaneous | Natural Gas | Miscellaneous | E3 |  | Baseline Forecast | 0 | 0 | 0 | 0 | 0 | 0 | 0 | 0 | 0 | 0 | 0 | 0 | 0 | 0 | 0 | 0 | 0 | 0 | 0 | 0 | 0 | 0 | 0
Commercial_Education_New_Miscellaneous_Natural Gas_Miscellaneous_E4_Baseline Forecast | Commercial | Education | New | Miscellaneous | Natural Gas | Miscellaneous | E4 |  | Baseline Forecast | 0 | 0 | 0 | 0 | 0 | 0 | 0 | 0 | 0 | 0 | 0 | 0 | 0 | 0 | 0 | 0 | 0 | 0 | 0 | 0 | 0 | 0 | 0
Commercial_Education_New_Miscellaneous_Natural Gas_Miscellaneous_E5_Baseline Forecast | Commercial | Education | New | Miscellaneous | Natural Gas | Miscellaneous | E5 |  | Baseline Forecast | 0 | 0 | 0 | 0 | 0 | 0 | 0 | 0 | 0 | 0 | 0 | 0 | 0 | 0 | 0 | 0 | 0 | 0 | 0 | 0 | 0 | 0 | 0
Commercial_Education_New_Miscellaneous_Natural Gas_Miscellaneous_E6_Baseline Forecast | Commercial | Education | New | Miscellaneous | Natural Gas | Miscellaneous | E6 |  | Baseline Forecast | 0 | 0 | 0 | 0 | 0 | 0 | 0 | 0 | 0 | 0 | 0 | 0 | 0 | 0 | 0 | 0 | 0 | 0 | 0 | 0 | 0 | 0 | 0
Commercial_Education_New_Miscellaneous_Natural Gas_Miscellaneous_E7_Baseline Forecast | Commercial | Education | New | Miscellaneous | Natural Gas | Miscellaneous | E7 |  | Baseline Forecast | 0 | 0 | 0 | 0 | 0 | 0 | 0 | 0 | 0 | 0 | 0 | 0 | 0 | 0 | 0 | 0 | 0 | 0 | 0 | 0 | 0 | 0 | 0
Commercial_Education_New_Miscellaneous_Natural Gas_Miscellaneous_E8_Baseline Forecast | Commercial | Education | New | Miscellaneous | Natural Gas | Miscellaneous | E8 |  | Baseline Forecast | 0 | 0 | 0 | 0 | 0 | 0 | 0 | 0 | 0 | 0 | 0 | 0 | 0 | 0 | 0 | 0 | 0 | 0 | 0 | 0 | 0 | 0 | 0
Commercial_Education_New_Miscellaneous_Natural Gas_Miscellaneous_E9_Baseline Forecast | Commercial | Education | New | Miscellaneous | Natural Gas | Miscellaneous | E9 |  | Baseline Forecast | 0 | 0 | 0 | 0 | 0 | 0 | 0 | 0 | 0 | 0 | 0 | 0 | 0 | 0 | 0 | 0 | 0 | 0 | 0 | 0 | 0 | 0 | 0
Commercial_Education_New_Miscellaneous_Natural Gas_Miscellaneous_E10_Baseline Forecast | Commercial | Education | New | Miscellaneous | Natural Gas | Miscellaneous | E10 |  | Baseline Forecast | 0 | 0 | 0 | 0 | 0 | 0 | 0 | 0 | 0 | 0 | 0 | 0 | 0 | 0 | 0 | 0 | 0 | 0 | 0 | 0 | 0 | 0 | 0
Commercial_Healthcare_Existing_Space Heating_Natural Gas_Furnace_E1_Baseline Forecast | Commercial | Healthcare | Existing | Space Heating | Natural Gas | Furnace | E1 | AFUE 80% (Standard) | Baseline Forecast | 0 | 66499.4632 | 69562.4241 | 72236.9394 | 74555.6604 | 76548.6829 | 78243.7443 | 79666.405 | 55426.3387 | 55984.9592 | 56553.8571 | 56840.2357 | 52545.2307 | 48444.314 | 44837.8183 | 41293.9865 | 38173.1781 | 35249.816 | 32550.3295 | 32542.1578 | 32604.9302 | 32720.8308 | 0
Commercial_Healthcare_Existing_Space Heating_Natural Gas_Furnace_E2_Baseline Forecast | Commercial | Healthcare | Existing | Space Heating | Natural Gas | Furnace | E2 | AFUE 90% | Baseline Forecast | 0 | 0 | 0 | 0 | 0 | 0 | 0 | 0 | 25413.8776 | 25801.9159 | 25972.5098 | 26236.8622 | 24169.692 | 22395.659 | 20577.118 | 19111.3709 | 17606.2418 | 16257.928 | 15012.8703 | 15009.1013 | 15038.0532 | 15091.5089 | 0
Commercial_Healthcare_Existing_Space Heating_Natural Gas_Furnace_E3_Baseline Forecast | Commercial | Healthcare | Existing | Space Heating | Natural Gas | Furnace | E3 | AFUE 95% | Baseline Forecast | 0 | 0 | 0 | 0 | 0 | 0 | 0 | 0 | 0 | 0 | 0 | 0 | 0 | 0 | 0 | 0 | 0 | 0 | 0 | 0 | 0 | 0 | 0
Commercial_Healthcare_Existing_Space Heating_Natural Gas_Furnace_E4_Baseline Forecast | Commercial | Healthcare | Existing | Space Heating | Natural Gas | Furnace | E4 |  | Baseline Forecast | 0 | 0 | 0 | 0 | 0 | 0 | 0 | 0 | 0 | 0 | 0 | 0 | 0 | 0 | 0 | 0 | 0 | 0 | 0 | 0 | 0 | 0 | 0
Commercial_Healthcare_Existing_Space Heating_Natural Gas_Furnace_E5_Baseline Forecast | Commercial | Healthcare | Existing | Space Heating | Natural Gas | Furnace | E5 |  | Baseline Forecast | 0 | 0 | 0 | 0 | 0 | 0 | 0 | 0 | 0 | 0 | 0 | 0 | 0 | 0 | 0 | 0 | 0 | 0 | 0 | 0 | 0 | 0 | 0
Commercial_Healthcare_Existing_Space Heating_Natural Gas_Furnace_E6_Baseline Forecast | Commercial | Healthcare | Existing | Space Heating | Natural Gas | Furnace | E6 |  | Baseline Forecast | 0 | 0 | 0 | 0 | 0 | 0 | 0 | 0 | 0 | 0 | 0 | 0 | 0 | 0 | 0 | 0 | 0 | 0 | 0 | 0 | 0 | 0 | 0
Commercial_Healthcare_Existing_Space Heating_Natural Gas_Furnace_E7_Baseline Forecast | Commercial | Healthcare | Existing | Space Heating | Natural Gas | Furnace | E7 |  | Baseline Forecast | 0 | 0 | 0 | 0 | 0 | 0 | 0 | 0 | 0 | 0 | 0 | 0 | 0 | 0 | 0 | 0 | 0 | 0 | 0 | 0 | 0 | 0 | 0
Commercial_Healthcare_Existing_Space Heating_Natural Gas_Furnace_E8_Baseline Forecast | Commercial | Healthcare | Existing | Space Heating | Natural Gas | Furnace | E8 |  | Baseline Forecast | 0 | 0 | 0 | 0 | 0 | 0 | 0 | 0 | 0 | 0 | 0 | 0 | 0 | 0 | 0 | 0 | 0 | 0 | 0 | 0 | 0 | 0 | 0
Commercial_Healthcare_Existing_Space Heating_Natural Gas_Furnace_E9_Baseline Forecast | Commercial | Healthcare | Existing | Space Heating | Natural Gas | Furnace | E9 |  | Baseline Forecast | 0 | 0 | 0 | 0 | 0 | 0 | 0 | 0 | 0 | 0 | 0 | 0 | 0 | 0 | 0 | 0 | 0 | 0 | 0 | 0 | 0 | 0 | 0
Commercial_Healthcare_Existing_Space Heating_Natural Gas_Furnace_E10_Baseline Forecast | Commercial | Healthcare | Existing | Space Heating | Natural Gas | Furnace | E10 |  | Baseline Forecast | 0 | 0 | 0 | 0 | 0 | 0 | 0 | 0 | 0 | 0 | 0 | 0 | 0 | 0 | 0 | 0 | 0 | 0 | 0 | 0 | 0 | 0 | 0
Commercial_Healthcare_Existing_Space Heating_Natural Gas_Boiler_E1_Baseline Forecast | Commercial | Healthcare | Existing | Space Heating | Natural Gas | Boiler | E1 | AFUE 80% (Standard) | Baseline Forecast | 0 | 17545.2939 | 17966.7987 | 17772.1744 | 17049.419 | 16839.2121 | 16089.0146 | 16468.6055 | 16237.3321 | 16001.8363 | 15228.2273 | 14995.3691 | 15356.5642 | 14566.1898 | 14330.1123 | 14094.301 | 13304.8353 | 13080.2015 | 12856.9531 | 12635.3724 | 12415.7027 | 12198.1534 | 0
Commercial_Healthcare_Existing_Space Heating_Natural Gas_Boiler_E2_Baseline Forecast | Commercial | Healthcare | Existing | Space Heating | Natural Gas | Boiler | E2 | AFUE 85% | Baseline Forecast | 0 | 0 | 0 | 0 | 0 | 0 | 0 | 0 | 0 | 0 | 0 | 0 | 0 | 0 | 0 | 0 | 0 | 0 | 0 | 0 | 0 | 0 | 0
Commercial_Healthcare_Existing_Space Heating_Natural Gas_Boiler_E3_Baseline Forecast | Commercial | Healthcare | Existing | Space Heating | Natural Gas | Boiler | E3 | AFUE 98% | Baseline Forecast | 0 | 19849.2214 | 19055.6956 | 18849.2759 | 19146.4063 | 18910.3452 | 19197.1197 | 18340.038 | 18082.4835 | 17820.2268 | 18089.2882 | 17812.6809 | 16938.7556 | 17214.588 | 16935.5873 | 16656.9012 | 16933.4268 | 16647.5292 | 16363.3949 | 16081.383 | 15801.8035 | 15524.9225 | 0
Commercial_Healthcare_Existing_Space Heating_Natural Gas_Boiler_E4_Baseline Forecast | Commercial | Healthcare | Existing | Space Heating | Natural Gas | Boiler | E4 | Convert to NG Air Source Heat Pump | Baseline Forecast | 0 | 0 | 0 | 0 | 0 | 0 | 0 | 0 | 0 | 0 | 0 | 0 | 0 | 0 | 0 | 0 | 0 | 0 | 0 | 0 | 0 | 0 | 0
Commercial_Healthcare_Existing_Space Heating_Natural Gas_Boiler_E5_Baseline Forecast | Commercial | Healthcare | Existing | Space Heating | Natural Gas | Boiler | E5 |  | Baseline Forecast | 0 | 0 | 0 | 0 | 0 | 0 | 0 | 0 | 0 | 0 | 0 | 0 | 0 | 0 | 0 | 0 | 0 | 0 | 0 | 0 | 0 | 0 | 0
Commercial_Healthcare_Existing_Space Heating_Natural Gas_Boiler_E6_Baseline Forecast | Commercial | Healthcare | Existing | Space Heating | Natural Gas | Boiler | E6 |  | Baseline Forecast | 0 | 0 | 0 | 0 | 0 | 0 | 0 | 0 | 0 | 0 | 0 | 0 | 0 | 0 | 0 | 0 | 0 | 0 | 0 | 0 | 0 | 0 | 0
Commercial_Healthcare_Existing_Space Heating_Natural Gas_Boiler_E7_Baseline Forecast | Commercial | Healthcare | Existing | Space Heating | Natural Gas | Boiler | E7 |  | Baseline Forecast | 0 | 0 | 0 | 0 | 0 | 0 | 0 | 0 | 0 | 0 | 0 | 0 | 0 | 0 | 0 | 0 | 0 | 0 | 0 | 0 | 0 | 0 | 0
Commercial_Healthcare_Existing_Space Heating_Natural Gas_Boiler_E8_Baseline Forecast | Commercial | Healthcare | Existing | Space Heating | Natural Gas | Boiler | E8 |  | Baseline Forecast | 0 | 0 | 0 | 0 | 0 | 0 | 0 | 0 | 0 | 0 | 0 | 0 | 0 | 0 | 0 | 0 | 0 | 0 | 0 | 0 | 0 | 0 | 0
Commercial_Healthcare_Existing_Space Heating_Natural Gas_Boiler_E9_Baseline Forecast | Commercial | Healthcare | Existing | Space Heating | Natural Gas | Boiler | E9 |  | Baseline Forecast | 0 | 0 | 0 | 0 | 0 | 0 | 0 | 0 | 0 | 0 | 0 | 0 | 0 | 0 | 0 | 0 | 0 | 0 | 0 | 0 | 0 | 0 | 0
Commercial_Healthcare_Existing_Space Heating_Natural Gas_Boiler_E10_Baseline Forecast | Commercial | Healthcare | Existing | Space Heating | Natural Gas | Boiler | E10 |  | Baseline Forecast | 0 | 0 | 0 | 0 | 0 | 0 | 0 | 0 | 0 | 0 | 0 | 0 | 0 | 0 | 0 | 0 | 0 | 0 | 0 | 0 | 0 | 0 | 0
Commercial_Healthcare_Existing_Space Heating_Natural Gas_Unit Heater_E1_Baseline Forecast | Commercial | Healthcare | Existing | Space Heating | Natural Gas | Unit Heater | E1 | Standard | Baseline Forecast | 0 | 314.0089 | 896.2448 | 1706.2088 | 2708.1049 | 3870.3244 | 5164.9844 | 6567.5184 | 8056.3094 | 9612.364 | 10954.4831 | 12106.6488 | 13141.1655 | 14109.6314 | 15048.0009 | 15980.4902 | 16922.5839 | 15860.3854 | 15125.6559 | 14674.7098 | 14468.8197 | 14430.7682 | 0
Commercial_Healthcare_Existing_Space Heating_Natural Gas_Unit Heater_E2_Baseline Forecast | Commercial | Healthcare | Existing | Space Heating | Natural Gas | Unit Heater | E2 | Condensing | Baseline Forecast | 0 | 0 | 0 | 0 | 0 | 0 | 0 | 0 | 0 | 0 | 0 | 0 | 0 | 0 | 0 | 0 | 0 | 0 | 0 | 0 | 0 | 0 | 0
Commercial_Healthcare_Existing_Space Heating_Natural Gas_Unit Heater_E3_Baseline Forecast | Commercial | Healthcare | Existing | Space Heating | Natural Gas | Unit Heater | E3 | Infrared Radiant | Baseline Forecast | 0 | 0 | 0 | 0 | 0 | 0 | 0 | 0 | 0 | 0 | 0 | 0 | 0 | 0 | 0 | 0 | 0 | 0 | 0 | 0 | 0 | 0 | 0
Commercial_Healthcare_Existing_Space Heating_Natural Gas_Unit Heater_E4_Baseline Forecast | Commercial | Healthcare | Existing | Space Heating | Natural Gas | Unit Heater | E4 |  | Baseline Forecast | 0 | 0 | 0 | 0 | 0 | 0 | 0 | 0 | 0 | 0 | 0 | 0 | 0 | 0 | 0 | 0 | 0 | 0 | 0 | 0 | 0 | 0 | 0
Commercial_Healthcare_Existing_Space Heating_Natural Gas_Unit Heater_E5_Baseline Forecast | Commercial | Healthcare | Existing | Space Heating | Natural Gas | Unit Heater | E5 |  | Baseline Forecast | 0 | 0 | 0 | 0 | 0 | 0 | 0 | 0 | 0 | 0 | 0 | 0 | 0 | 0 | 0 | 0 | 0 | 0 | 0 | 0 | 0 | 0 | 0
Commercial_Healthcare_Existing_Space Heating_Natural Gas_Unit Heater_E6_Baseline Forecast | Commercial | Healthcare | Existing | Space Heating | Natural Gas | Unit Heater | E6 |  | Baseline Forecast | 0 | 0 | 0 | 0 | 0 | 0 | 0 | 0 | 0 | 0 | 0 | 0 | 0 | 0 | 0 | 0 | 0 | 0 | 0 | 0 | 0 | 0 | 0
Commercial_Healthcare_Existing_Space Heating_Natural Gas_Unit Heater_E7_Baseline Forecast | Commercial | Healthcare | Existing | Space Heating | Natural Gas | Unit Heater | E7 |  | Baseline Forecast | 0 | 0 | 0 | 0 | 0 | 0 | 0 | 0 | 0 | 0 | 0 | 0 | 0 | 0 | 0 | 0 | 0 | 0 | 0 | 0 | 0 | 0 | 0
Commercial_Healthcare_Existing_Space Heating_Natural Gas_Unit Heater_E8_Baseline Forecast | Commercial | Healthcare | Existing | Space Heating | Natural Gas | Unit Heater | E8 |  | Baseline Forecast | 0 | 0 | 0 | 0 | 0 | 0 | 0 | 0 | 0 | 0 | 0 | 0 | 0 | 0 | 0 | 0 | 0 | 0 | 0 | 0 | 0 | 0 | 0
Commercial_Healthcare_Existing_Space Heating_Natural Gas_Unit Heater_E9_Baseline Forecast | Commercial | Healthcare | Existing | Space Heating | Natural Gas | Unit Heater | E9 |  | Baseline Forecast | 0 | 0 | 0 | 0 | 0 | 0 | 0 | 0 | 0 | 0 | 0 | 0 | 0 | 0 | 0 | 0 | 0 | 0 | 0 | 0 | 0 | 0 | 0
Commercial_Healthcare_Existing_Space Heating_Natural Gas_Unit Heater_E10_Baseline Forecast | Commercial | Healthcare | Existing | Space Heating | Natural Gas | Unit Heater | E10 |  | Baseline Forecast | 0 | 0 | 0 | 0 | 0 | 0 | 0 | 0 | 0 | 0 | 0 | 0 | 0 | 0 | 0 | 0 | 0 | 0 | 0 | 0 | 0 | 0 | 0
Commercial_Healthcare_Existing_Water Heating_Natural Gas_Water Heater_E1_Baseline Forecast | Commercial | Healthcare | Existing | Water Heating | Natural Gas | Water Heater | E1 | TE 0.80 | Baseline Forecast | 0 | 33093.0751 | 36010.715 | 38490.5463 | 40582.1912 | 42329.8658 | 43772.9656 | 44946.5868 | 45881.9919 | 46607.0247 | 52722.373 | 57966.4749 | 57069.9826 | 56169.0939 | 55266.1947 | 61007.8674 | 59388.9464 | 57851.1256 | 56387.4117 | 55931.0226 | 56155.0047 | 55910.9455 | 0
Commercial_Healthcare_Existing_Water Heating_Natural Gas_Water Heater_E2_Baseline Forecast | Commercial | Healthcare | Existing | Water Heating | Natural Gas | Water Heater | E2 | TE 0.90 | Baseline Forecast | 0 | 0 | 0 | 0 | 0 | 0 | 0 | 0 | 0 | 0 | 0 | 0 | 0 | 0 | 0 | 0 | 0 | 0 | 0 | 0 | 0 | 0 | 0
Commercial_Healthcare_Existing_Water Heating_Natural Gas_Water Heater_E3_Baseline Forecast | Commercial | Healthcare | Existing | Water Heating | Natural Gas | Water Heater | E3 | TE 0.94 | Baseline Forecast | 0 | 37317.723 | 40607.8275 | 43404.2331 | 45762.8964 | 47733.6785 | 49361.0038 | 50684.449 | 51739.2675 | 52556.8577 | 59452.8887 | 65366.4504 | 64355.5123 | 63339.6165 | 62321.4536 | 68796.1058 | 66970.5141 | 65236.3757 | 63585.8046 | 63071.1532 | 63323.7287 | 63048.513 | 0
Commercial_Healthcare_Existing_Water Heating_Natural Gas_Water Heater_E4_Baseline Forecast | Commercial | Healthcare | Existing | Water Heating | Natural Gas | Water Heater | E4 | Instantaneous TE 0.94 | Baseline Forecast | 0 | 0 | 0 | 0 | 0 | 0 | 0 | 0 | 0 | 0 | 0 | 0 | 0 | 0 | 0 | 0 | 0 | 0 | 0 | 0 | 0 | 0 | 0
Commercial_Healthcare_Existing_Water Heating_Natural Gas_Water Heater_E5_Baseline Forecast | Commercial | Healthcare | Existing | Water Heating | Natural Gas | Water Heater | E5 | Gas-Fired Absorption HPWH | Baseline Forecast | 0 | 0 | 0 | 0 | 0 | 0 | 0 | 0 | 0 | 0 | 0 | 0 | 0 | 0 | 0 | 0 | 0 | 0 | 0 | 0 | 0 | 0 | 0
Commercial_Healthcare_Existing_Water Heating_Natural Gas_Water Heater_E6_Baseline Forecast | Commercial | Healthcare | Existing | Water Heating | Natural Gas | Water Heater | E6 |  | Baseline Forecast | 0 | 0 | 0 | 0 | 0 | 0 | 0 | 0 | 0 | 0 | 0 | 0 | 0 | 0 | 0 | 0 | 0 | 0 | 0 | 0 | 0 | 0 | 0
Commercial_Healthcare_Existing_Water Heating_Natural Gas_Water Heater_E7_Baseline Forecast | Commercial | Healthcare | Existing | Water Heating | Natural Gas | Water Heater | E7 |  | Baseline Forecast | 0 | 0 | 0 | 0 | 0 | 0 | 0 | 0 | 0 | 0 | 0 | 0 | 0 | 0 | 0 | 0 | 0 | 0 | 0 | 0 | 0 | 0 | 0
Commercial_Healthcare_Existing_Water Heating_Natural Gas_Water Heater_E8_Baseline Forecast | Commercial | Healthcare | Existing | Water Heating | Natural Gas | Water Heater | E8 |  | Baseline Forecast | 0 | 0 | 0 | 0 | 0 | 0 | 0 | 0 | 0 | 0 | 0 | 0 | 0 | 0 | 0 | 0 | 0 | 0 | 0 | 0 | 0 | 0 | 0
Commercial_Healthcare_Existing_Water Heating_Natural Gas_Water Heater_E9_Baseline Forecast | Commercial | Healthcare | Existing | Water Heating | Natural Gas | Water Heater | E9 |  | Baseline Forecast | 0 | 0 | 0 | 0 | 0 | 0 | 0 | 0 | 0 | 0 | 0 | 0 | 0 | 0 | 0 | 0 | 0 | 0 | 0 | 0 | 0 | 0 | 0
Commercial_Healthcare_Existing_Water Heating_Natural Gas_Water Heater_E10_Baseline Forecast | Commercial | Healthcare | Existing | Water Heating | Natural Gas | Water Heater | E10 |  | Baseline Forecast | 0 | 0 | 0 | 0 | 0 | 0 | 0 | 0 | 0 | 0 | 0 | 0 | 0 | 0 | 0 | 0 | 0 | 0 | 0 | 0 | 0 | 0 | 0
Commercial_Healthcare_Existing_Food Preparation_Natural Gas_Oven_E1_Baseline Forecast | Commercial | Healthcare | Existing | Food Preparation | Natural Gas | Oven | E1 | Standard | Baseline Forecast | 0 | 4555.8741 | 5810.8885 | 6753.7874 | 7452.5007 | 7960.332 | 8319.1048 | 8561.6323 | 8713.6553 | 8795.3644 | 6903.5313 | 5418.6208 | 4992.0372 | 4860.7639 | 4910.6584 | 5063.1473 | 5265.2034 | 6362.5332 | 6641.8045 | 6829.9154 | 6947.0603 | 6697.8209 | 0
Commercial_Healthcare_Existing_Food Preparation_Natural Gas_Oven_E2_Baseline Forecast | Commercial | Healthcare | Existing | Food Preparation | Natural Gas | Oven | E2 | ENERGY STAR (EF ≥ 44%) Convection Oven utilizing ASTM Std F1496 | Baseline Forecast | 0 | 6556.014 | 8362.0103 | 9718.8648 | 10724.3303 | 11455.1119 | 11971.3948 | 12320.3977 | 12539.1626 | 12656.7438 | 9934.3499 | 7797.5274 | 7183.6633 | 6994.7578 | 7066.5572 | 7285.9925 | 7576.7561 | 9155.8404 | 9557.7187 | 9828.4148 | 9996.9893 | 9638.3277 | 0
Commercial_Healthcare_Existing_Food Preparation_Natural Gas_Oven_E3_Baseline Forecast | Commercial | Healthcare | Existing | Food Preparation | Natural Gas | Oven | E3 |  | Baseline Forecast | 0 | 0 | 0 | 0 | 0 | 0 | 0 | 0 | 0 | 0 | 0 | 0 | 0 | 0 | 0 | 0 | 0 | 0 | 0 | 0 | 0 | 0 | 0
Commercial_Healthcare_Existing_Food Preparation_Natural Gas_Oven_E4_Baseline Forecast | Commercial | Healthcare | Existing | Food Preparation | Natural Gas | Oven | E4 |  | Baseline Forecast | 0 | 0 | 0 | 0 | 0 | 0 | 0 | 0 | 0 | 0 | 0 | 0 | 0 | 0 | 0 | 0 | 0 | 0 | 0 | 0 | 0 | 0 | 0
Commercial_Healthcare_Existing_Food Preparation_Natural Gas_Oven_E5_Baseline Forecast | Commercial | Healthcare | Existing | Food Preparation | Natural Gas | Oven | E5 |  | Baseline Forecast | 0 | 0 | 0 | 0 | 0 | 0 | 0 | 0 | 0 | 0 | 0 | 0 | 0 | 0 | 0 | 0 | 0 | 0 | 0 | 0 | 0 | 0 | 0
Commercial_Healthcare_Existing_Food Preparation_Natural Gas_Oven_E6_Baseline Forecast | Commercial | Healthcare | Existing | Food Preparation | Natural Gas | Oven | E6 |  | Baseline Forecast | 0 | 0 | 0 | 0 | 0 | 0 | 0 | 0 | 0 | 0 | 0 | 0 | 0 | 0 | 0 | 0 | 0 | 0 | 0 | 0 | 0 | 0 | 0
Commercial_Healthcare_Existing_Food Preparation_Natural Gas_Oven_E7_Baseline Forecast | Commercial | Healthcare | Existing | Food Preparation | Natural Gas | Oven | E7 |  | Baseline Forecast | 0 | 0 | 0 | 0 | 0 | 0 | 0 | 0 | 0 | 0 | 0 | 0 | 0 | 0 | 0 | 0 | 0 | 0 | 0 | 0 | 0 | 0 | 0
Commercial_Healthcare_Existing_Food Preparation_Natural Gas_Oven_E8_Baseline Forecast | Commercial | Healthcare | Existing | Food Preparation | Natural Gas | Oven | E8 |  | Baseline Forecast | 0 | 0 | 0 | 0 | 0 | 0 | 0 | 0 | 0 | 0 | 0 | 0 | 0 | 0 | 0 | 0 | 0 | 0 | 0 | 0 | 0 | 0 | 0
Commercial_Healthcare_Existing_Food Preparation_Natural Gas_Oven_E9_Baseline Forecast | Commercial | Healthcare | Existing | Food Preparation | Natural Gas | Oven | E9 |  | Baseline Forecast | 0 | 0 | 0 | 0 | 0 | 0 | 0 | 0 | 0 | 0 | 0 | 0 | 0 | 0 | 0 | 0 | 0 | 0 | 0 | 0 | 0 | 0 | 0
Commercial_Healthcare_Existing_Food Preparation_Natural Gas_Oven_E10_Baseline Forecast | Commercial | Healthcare | Existing | Food Preparation | Natural Gas | Oven | E10 |  | Baseline Forecast | 0 | 0 | 0 | 0 | 0 | 0 | 0 | 0 | 0 | 0 | 0 | 0 | 0 | 0 | 0 | 0 | 0 | 0 | 0 | 0 | 0 | 0 | 0
Commercial_Healthcare_Existing_Food Preparation_Natural Gas_Conveyor Oven_E1_Baseline Forecast | Commercial | Healthcare | Existing | Food Preparation | Natural Gas | Conveyor Oven | E1 | Standard | Baseline Forecast | 0 | 0 | 0 | 0 | 0 | 211.0822 | 579.8787 | 1064.726 | 1633.1421 | 2259.846 | 2733.2969 | 3086.8068 | 3346.5159 | 3532.9355 | 3662.1585 | 3746.8102 | 3796.7941 | 2980.1252 | 2339.1171 | 1835.9863 | 1441.076 | 1162.2346 | 0
Commercial_Healthcare_Existing_Food Preparation_Natural Gas_Conveyor Oven_E2_Baseline Forecast | Commercial | Healthcare | Existing | Food Preparation | Natural Gas | Conveyor Oven | E2 | ENERGY STAR (EF ≥ 44%) Convection Oven utilizing ASTM Std F1496 | Baseline Forecast | 0 | 0 | 0 | 0 | 0 | 303.7524 | 834.4595 | 1532.1667 | 2350.1314 | 3251.9735 | 3933.2808 | 4441.9902 | 4815.7181 | 5083.9804 | 5269.9354 | 5391.7512 | 5463.6793 | 4288.4728 | 3366.0466 | 2642.029 | 2073.7435 | 1672.4839 | 0
Commercial_Healthcare_Existing_Food Preparation_Natural Gas_Conveyor Oven_E3_Baseline Forecast | Commercial | Healthcare | Existing | Food Preparation | Natural Gas | Conveyor Oven | E3 |  | Baseline Forecast | 0 | 0 | 0 | 0 | 0 | 0 | 0 | 0 | 0 | 0 | 0 | 0 | 0 | 0 | 0 | 0 | 0 | 0 | 0 | 0 | 0 | 0 | 0
Commercial_Healthcare_Existing_Food Preparation_Natural Gas_Conveyor Oven_E4_Baseline Forecast | Commercial | Healthcare | Existing | Food Preparation | Natural Gas | Conveyor Oven | E4 |  | Baseline Forecast | 0 | 0 | 0 | 0 | 0 | 0 | 0 | 0 | 0 | 0 | 0 | 0 | 0 | 0 | 0 | 0 | 0 | 0 | 0 | 0 | 0 | 0 | 0
Commercial_Healthcare_Existing_Food Preparation_Natural Gas_Conveyor Oven_E5_Baseline Forecast | Commercial | Healthcare | Existing | Food Preparation | Natural Gas | Conveyor Oven | E5 |  | Baseline Forecast | 0 | 0 | 0 | 0 | 0 | 0 | 0 | 0 | 0 | 0 | 0 | 0 | 0 | 0 | 0 | 0 | 0 | 0 | 0 | 0 | 0 | 0 | 0
Commercial_Healthcare_Existing_Food Preparation_Natural Gas_Conveyor Oven_E6_Baseline Forecast | Commercial | Healthcare | Existing | Food Preparation | Natural Gas | Conveyor Oven | E6 |  | Baseline Forecast | 0 | 0 | 0 | 0 | 0 | 0 | 0 | 0 | 0 | 0 | 0 | 0 | 0 | 0 | 0 | 0 | 0 | 0 | 0 | 0 | 0 | 0 | 0
Commercial_Healthcare_Existing_Food Preparation_Natural Gas_Conveyor Oven_E7_Baseline Forecast | Commercial | Healthcare | Existing | Food Preparation | Natural Gas | Conveyor Oven | E7 |  | Baseline Forecast | 0 | 0 | 0 | 0 | 0 | 0 | 0 | 0 | 0 | 0 | 0 | 0 | 0 | 0 | 0 | 0 | 0 | 0 | 0 | 0 | 0 | 0 | 0
Commercial_Healthcare_Existing_Food Preparation_Natural Gas_Conveyor Oven_E8_Baseline Forecast | Commercial | Healthcare | Existing | Food Preparation | Natural Gas | Conveyor Oven | E8 |  | Baseline Forecast | 0 | 0 | 0 | 0 | 0 | 0 | 0 | 0 | 0 | 0 | 0 | 0 | 0 | 0 | 0 | 0 | 0 | 0 | 0 | 0 | 0 | 0 | 0
Commercial_Healthcare_Existing_Food Preparation_Natural Gas_Conveyor Oven_E9_Baseline Forecast | Commercial | Healthcare | Existing | Food Preparation | Natural Gas | Conveyor Oven | E9 |  | Baseline Forecast | 0 | 0 | 0 | 0 | 0 | 0 | 0 | 0 | 0 | 0 | 0 | 0 | 0 | 0 | 0 | 0 | 0 | 0 | 0 | 0 | 0 | 0 | 0
Commercial_Healthcare_Existing_Food Preparation_Natural Gas_Conveyor Oven_E10_Baseline Forecast | Commercial | Healthcare | Existing | Food Preparation | Natural Gas | Conveyor Oven | E10 |  | Baseline Forecast | 0 | 0 | 0 | 0 | 0 | 0 | 0 | 0 | 0 | 0 | 0 | 0 | 0 | 0 | 0 | 0 | 0 | 0 | 0 | 0 | 0 | 0 | 0
Commercial_Healthcare_Existing_Food Preparation_Natural Gas_Double Rack Oven_E1_Baseline Forecast | Commercial | Healthcare | Existing | Food Preparation | Natural Gas | Double Rack Oven | E1 | Standard | Baseline Forecast | 0 | 1265.5206 | 1724.5039 | 2113.0777 | 2440.467 | 2714.7132 | 2942.8251 | 3130.9111 | 3284.2948 | 3407.6148 | 2971.8401 | 2591.7935 | 2465.6068 | 2412.1002 | 2407.9171 | 2435.7486 | 2482.9005 | 2784.7822 | 2886.3837 | 2966.3559 | 3027.6275 | 2986.2894 | 0
Commercial_Healthcare_Existing_Food Preparation_Natural Gas_Double Rack Oven_E2_Baseline Forecast | Commercial | Healthcare | Existing | Food Preparation | Natural Gas | Double Rack Oven | E2 | FTSC Qualified (>50% Cooking Efficiency) | Baseline Forecast | 0 | 1821.115 | 2481.6032 | 3040.7704 | 3511.8916 | 3906.5385 | 4234.7971 | 4505.4575 | 4726.1803 | 4903.6408 | 4276.5504 | 3729.6541 | 3548.0684 | 3471.071 | 3465.0515 | 3505.1016 | 3572.9544 | 4007.3695 | 4153.5766 | 4268.6584 | 4356.8299 | 4297.3433 | 0
Commercial_Healthcare_Existing_Food Preparation_Natural Gas_Double Rack Oven_E3_Baseline Forecast | Commercial | Healthcare | Existing | Food Preparation | Natural Gas | Double Rack Oven | E3 |  | Baseline Forecast | 0 | 0 | 0 | 0 | 0 | 0 | 0 | 0 | 0 | 0 | 0 | 0 | 0 | 0 | 0 | 0 | 0 | 0 | 0 | 0 | 0 | 0 | 0
Commercial_Healthcare_Existing_Food Preparation_Natural Gas_Double Rack Oven_E4_Baseline Forecast | Commercial | Healthcare | Existing | Food Preparation | Natural Gas | Double Rack Oven | E4 |  | Baseline Forecast | 0 | 0 | 0 | 0 | 0 | 0 | 0 | 0 | 0 | 0 | 0 | 0 | 0 | 0 | 0 | 0 | 0 | 0 | 0 | 0 | 0 | 0 | 0
Commercial_Healthcare_Existing_Food Preparation_Natural Gas_Double Rack Oven_E5_Baseline Forecast | Commercial | Healthcare | Existing | Food Preparation | Natural Gas | Double Rack Oven | E5 |  | Baseline Forecast | 0 | 0 | 0 | 0 | 0 | 0 | 0 | 0 | 0 | 0 | 0 | 0 | 0 | 0 | 0 | 0 | 0 | 0 | 0 | 0 | 0 | 0 | 0
Commercial_Healthcare_Existing_Food Preparation_Natural Gas_Double Rack Oven_E6_Baseline Forecast | Commercial | Healthcare | Existing | Food Preparation | Natural Gas | Double Rack Oven | E6 |  | Baseline Forecast | 0 | 0 | 0 | 0 | 0 | 0 | 0 | 0 | 0 | 0 | 0 | 0 | 0 | 0 | 0 | 0 | 0 | 0 | 0 | 0 | 0 | 0 | 0
Commercial_Healthcare_Existing_Food Preparation_Natural Gas_Double Rack Oven_E7_Baseline Forecast | Commercial | Healthcare | Existing | Food Preparation | Natural Gas | Double Rack Oven | E7 |  | Baseline Forecast | 0 | 0 | 0 | 0 | 0 | 0 | 0 | 0 | 0 | 0 | 0 | 0 | 0 | 0 | 0 | 0 | 0 | 0 | 0 | 0 | 0 | 0 | 0
Commercial_Healthcare_Existing_Food Preparation_Natural Gas_Double Rack Oven_E8_Baseline Forecast | Commercial | Healthcare | Existing | Food Preparation | Natural Gas | Double Rack Oven | E8 |  | Baseline Forecast | 0 | 0 | 0 | 0 | 0 | 0 | 0 | 0 | 0 | 0 | 0 | 0 | 0 | 0 | 0 | 0 | 0 | 0 | 0 | 0 | 0 | 0 | 0
Commercial_Healthcare_Existing_Food Preparation_Natural Gas_Double Rack Oven_E9_Baseline Forecast | Commercial | Healthcare | Existing | Food Preparation | Natural Gas | Double Rack Oven | E9 |  | Baseline Forecast | 0 | 0 | 0 | 0 | 0 | 0 | 0 | 0 | 0 | 0 | 0 | 0 | 0 | 0 | 0 | 0 | 0 | 0 | 0 | 0 | 0 | 0 | 0
Commercial_Healthcare_Existing_Food Preparation_Natural Gas_Double Rack Oven_E10_Baseline Forecast | Commercial | Healthcare | Existing | Food Preparation | Natural Gas | Double Rack Oven | E10 |  | Baseline Forecast | 0 | 0 | 0 | 0 | 0 | 0 | 0 | 0 | 0 | 0 | 0 | 0 | 0 | 0 | 0 | 0 | 0 | 0 | 0 | 0 | 0 | 0 | 0
Commercial_Healthcare_Existing_Food Preparation_Natural Gas_Fryer_E1_Baseline Forecast | Commercial | Healthcare | Existing | Food Preparation | Natural Gas | Fryer | E1 | Standard | Baseline Forecast | 0 | 3583.9134 | 3899.8879 | 4168.4487 | 4394.9696 | 4584.2393 | 5555.1062 | 6353.4339 | 7009.6988 | 7548.0726 | 8704.3882 | 9133.8506 | 9036.9246 | 9020.5628 | 9046.8682 | 9416.9511 | 9694.4581 | 9796.2997 | 9797.423 | 9886.0883 | 9855.5123 | 9757.6992 | 0
Commercial_Healthcare_Existing_Food Preparation_Natural Gas_Fryer_E2_Baseline Forecast | Commercial | Healthcare | Existing | Food Preparation | Natural Gas | Fryer | E2 | ENERGY STAR | Baseline Forecast | 0 | 1259.2128 | 1370.2309 | 1464.5901 | 1544.1785 | 1610.6787 | 1951.7941 | 2232.2876 | 2462.8671 | 2652.0255 | 3058.2985 | 3209.1908 | 3175.1357 | 3169.3869 | 3178.6294 | 3308.6585 | 3406.161 | 3441.9431 | 3442.3378 | 3473.4905 | 3462.7476 | 3428.3808 | 0
Commercial_Healthcare_Existing_Food Preparation_Natural Gas_Fryer_E3_Baseline Forecast | Commercial | Healthcare | Existing | Food Preparation | Natural Gas | Fryer | E3 |  | Baseline Forecast | 0 | 0 | 0 | 0 | 0 | 0 | 0 | 0 | 0 | 0 | 0 | 0 | 0 | 0 | 0 | 0 | 0 | 0 | 0 | 0 | 0 | 0 | 0
Commercial_Healthcare_Existing_Food Preparation_Natural Gas_Fryer_E4_Baseline Forecast | Commercial | Healthcare | Existing | Food Preparation | Natural Gas | Fryer | E4 |  | Baseline Forecast | 0 | 0 | 0 | 0 | 0 | 0 | 0 | 0 | 0 | 0 | 0 | 0 | 0 | 0 | 0 | 0 | 0 | 0 | 0 | 0 | 0 | 0 | 0
Commercial_Healthcare_Existing_Food Preparation_Natural Gas_Fryer_E5_Baseline Forecast | Commercial | Healthcare | Existing | Food Preparation | Natural Gas | Fryer | E5 |  | Baseline Forecast | 0 | 0 | 0 | 0 | 0 | 0 | 0 | 0 | 0 | 0 | 0 | 0 | 0 | 0 | 0 | 0 | 0 | 0 | 0 | 0 | 0 | 0 | 0
Commercial_Healthcare_Existing_Food Preparation_Natural Gas_Fryer_E6_Baseline Forecast | Commercial | Healthcare | Existing | Food Preparation | Natural Gas | Fryer | E6 |  | Baseline Forecast | 0 | 0 | 0 | 0 | 0 | 0 | 0 | 0 | 0 | 0 | 0 | 0 | 0 | 0 | 0 | 0 | 0 | 0 | 0 | 0 | 0 | 0 | 0
Commercial_Healthcare_Existing_Food Preparation_Natural Gas_Fryer_E7_Baseline Forecast | Commercial | Healthcare | Existing | Food Preparation | Natural Gas | Fryer | E7 |  | Baseline Forecast | 0 | 0 | 0 | 0 | 0 | 0 | 0 | 0 | 0 | 0 | 0 | 0 | 0 | 0 | 0 | 0 | 0 | 0 | 0 | 0 | 0 | 0 | 0
Commercial_Healthcare_Existing_Food Preparation_Natural Gas_Fryer_E8_Baseline Forecast | Commercial | Healthcare | Existing | Food Preparation | Natural Gas | Fryer | E8 |  | Baseline Forecast | 0 | 0 | 0 | 0 | 0 | 0 | 0 | 0 | 0 | 0 | 0 | 0 | 0 | 0 | 0 | 0 | 0 | 0 | 0 | 0 | 0 | 0 | 0
Commercial_Healthcare_Existing_Food Preparation_Natural Gas_Fryer_E9_Baseline Forecast | Commercial | Healthcare | Existing | Food Preparation | Natural Gas | Fryer | E9 |  | Baseline Forecast | 0 | 0 | 0 | 0 | 0 | 0 | 0 | 0 | 0 | 0 | 0 | 0 | 0 | 0 | 0 | 0 | 0 | 0 | 0 | 0 | 0 | 0 | 0
Commercial_Healthcare_Existing_Food Preparation_Natural Gas_Fryer_E10_Baseline Forecast | Commercial | Healthcare | Existing | Food Preparation | Natural Gas | Fryer | E10 |  | Baseline Forecast | 0 | 0 | 0 | 0 | 0 | 0 | 0 | 0 | 0 | 0 | 0 | 0 | 0 | 0 | 0 | 0 | 0 | 0 | 0 | 0 | 0 | 0 | 0
Commercial_Healthcare_Existing_Food Preparation_Natural Gas_Broiler_E1_Baseline Forecast | Commercial | Healthcare | Existing | Food Preparation | Natural Gas | Broiler | E1 | Standard | Baseline Forecast | 0 | 2411.7699 | 2694.9127 | 2930.6848 | 3125.3548 | 3284.3854 | 3412.5371 | 3513.9577 | 3592.2607 | 3650.5939 | 3183.7465 | 2776.6007 | 2812.6941 | 2855.9807 | 2901.1903 | 2944.6965 | 2984.0973 | 3484.0331 | 3474.643 | 3458.2243 | 3435.8312 | 3325.9937 | 0
Commercial_Healthcare_Existing_Food Preparation_Natural Gas_Broiler_E2_Baseline Forecast | Commercial | Healthcare | Existing | Food Preparation | Natural Gas | Broiler | E2 | Infrared Burners | Baseline Forecast | 0 | 847.3786 | 946.8612 | 1029.7001 | 1098.0976 | 1153.9733 | 1198.9995 | 1234.6338 | 1262.1456 | 1282.6411 | 1118.6136 | 975.5624 | 988.2439 | 1003.4527 | 1019.3371 | 1034.6231 | 1048.4666 | 1224.1198 | 1220.8205 | 1215.0518 | 1207.1839 | 1168.5924 | 0
Commercial_Healthcare_Existing_Food Preparation_Natural Gas_Broiler_E3_Baseline Forecast | Commercial | Healthcare | Existing | Food Preparation | Natural Gas | Broiler | E3 |  | Baseline Forecast | 0 | 0 | 0 | 0 | 0 | 0 | 0 | 0 | 0 | 0 | 0 | 0 | 0 | 0 | 0 | 0 | 0 | 0 | 0 | 0 | 0 | 0 | 0
Commercial_Healthcare_Existing_Food Preparation_Natural Gas_Broiler_E4_Baseline Forecast | Commercial | Healthcare | Existing | Food Preparation | Natural Gas | Broiler | E4 |  | Baseline Forecast | 0 | 0 | 0 | 0 | 0 | 0 | 0 | 0 | 0 | 0 | 0 | 0 | 0 | 0 | 0 | 0 | 0 | 0 | 0 | 0 | 0 | 0 | 0
Commercial_Healthcare_Existing_Food Preparation_Natural Gas_Broiler_E5_Baseline Forecast | Commercial | Healthcare | Existing | Food Preparation | Natural Gas | Broiler | E5 |  | Baseline Forecast | 0 | 0 | 0 | 0 | 0 | 0 | 0 | 0 | 0 | 0 | 0 | 0 | 0 | 0 | 0 | 0 | 0 | 0 | 0 | 0 | 0 | 0 | 0
Commercial_Healthcare_Existing_Food Preparation_Natural Gas_Broiler_E6_Baseline Forecast | Commercial | Healthcare | Existing | Food Preparation | Natural Gas | Broiler | E6 |  | Baseline Forecast | 0 | 0 | 0 | 0 | 0 | 0 | 0 | 0 | 0 | 0 | 0 | 0 | 0 | 0 | 0 | 0 | 0 | 0 | 0 | 0 | 0 | 0 | 0
Commercial_Healthcare_Existing_Food Preparation_Natural Gas_Broiler_E7_Baseline Forecast | Commercial | Healthcare | Existing | Food Preparation | Natural Gas | Broiler | E7 |  | Baseline Forecast | 0 | 0 | 0 | 0 | 0 | 0 | 0 | 0 | 0 | 0 | 0 | 0 | 0 | 0 | 0 | 0 | 0 | 0 | 0 | 0 | 0 | 0 | 0
Commercial_Healthcare_Existing_Food Preparation_Natural Gas_Broiler_E8_Baseline Forecast | Commercial | Healthcare | Existing | Food Preparation | Natural Gas | Broiler | E8 |  | Baseline Forecast | 0 | 0 | 0 | 0 | 0 | 0 | 0 | 0 | 0 | 0 | 0 | 0 | 0 | 0 | 0 | 0 | 0 | 0 | 0 | 0 | 0 | 0 | 0
Commercial_Healthcare_Existing_Food Preparation_Natural Gas_Broiler_E9_Baseline Forecast | Commercial | Healthcare | Existing | Food Preparation | Natural Gas | Broiler | E9 |  | Baseline Forecast | 0 | 0 | 0 | 0 | 0 | 0 | 0 | 0 | 0 | 0 | 0 | 0 | 0 | 0 | 0 | 0 | 0 | 0 | 0 | 0 | 0 | 0 | 0
Commercial_Healthcare_Existing_Food Preparation_Natural Gas_Broiler_E10_Baseline Forecast | Commercial | Healthcare | Existing | Food Preparation | Natural Gas | Broiler | E10 |  | Baseline Forecast | 0 | 0 | 0 | 0 | 0 | 0 | 0 | 0 | 0 | 0 | 0 | 0 | 0 | 0 | 0 | 0 | 0 | 0 | 0 | 0 | 0 | 0 | 0
Commercial_Healthcare_Existing_Food Preparation_Natural Gas_Griddle_E1_Baseline Forecast | Commercial | Healthcare | Existing | Food Preparation | Natural Gas | Griddle | E1 | Standard | Baseline Forecast | 0 | 5650.3087 | 6313.6574 | 6866.0257 | 7322.0996 | 7694.6775 | 7994.9121 | 8232.5208 | 8415.9695 | 8552.633 | 7458.9 | 6505.0365 | 6589.5963 | 6691.0084 | 6796.9258 | 6898.8524 | 6991.1608 | 8162.4135 | 8140.4142 | 8101.9484 | 8049.4857 | 7792.1576 | 0
Commercial_Healthcare_Existing_Food Preparation_Natural Gas_Griddle_E2_Baseline Forecast | Commercial | Healthcare | Existing | Food Preparation | Natural Gas | Griddle | E2 | ENERGY STAR | Baseline Forecast | 0 | 2307.8726 | 2578.8178 | 2804.433 | 2990.7167 | 3142.8965 | 3265.5275 | 3362.5789 | 3437.5087 | 3493.329 | 3046.593 | 2656.9867 | 2691.5252 | 2732.9471 | 2776.2091 | 2817.8411 | 2855.5445 | 3333.9435 | 3324.9579 | 3309.2465 | 3287.8181 | 3182.7123 | 0
Commercial_Healthcare_Existing_Food Preparation_Natural Gas_Griddle_E3_Baseline Forecast | Commercial | Healthcare | Existing | Food Preparation | Natural Gas | Griddle | E3 |  | Baseline Forecast | 0 | 0 | 0 | 0 | 0 | 0 | 0 | 0 | 0 | 0 | 0 | 0 | 0 | 0 | 0 | 0 | 0 | 0 | 0 | 0 | 0 | 0 | 0
Commercial_Healthcare_Existing_Food Preparation_Natural Gas_Griddle_E4_Baseline Forecast | Commercial | Healthcare | Existing | Food Preparation | Natural Gas | Griddle | E4 |  | Baseline Forecast | 0 | 0 | 0 | 0 | 0 | 0 | 0 | 0 | 0 | 0 | 0 | 0 | 0 | 0 | 0 | 0 | 0 | 0 | 0 | 0 | 0 | 0 | 0
Commercial_Healthcare_Existing_Food Preparation_Natural Gas_Griddle_E5_Baseline Forecast | Commercial | Healthcare | Existing | Food Preparation | Natural Gas | Griddle | E5 |  | Baseline Forecast | 0 | 0 | 0 | 0 | 0 | 0 | 0 | 0 | 0 | 0 | 0 | 0 | 0 | 0 | 0 | 0 | 0 | 0 | 0 | 0 | 0 | 0 | 0
Commercial_Healthcare_Existing_Food Preparation_Natural Gas_Griddle_E6_Baseline Forecast | Commercial | Healthcare | Existing | Food Preparation | Natural Gas | Griddle | E6 |  | Baseline Forecast | 0 | 0 | 0 | 0 | 0 | 0 | 0 | 0 | 0 | 0 | 0 | 0 | 0 | 0 | 0 | 0 | 0 | 0 | 0 | 0 | 0 | 0 | 0
Commercial_Healthcare_Existing_Food Preparation_Natural Gas_Griddle_E7_Baseline Forecast | Commercial | Healthcare | Existing | Food Preparation | Natural Gas | Griddle | E7 |  | Baseline Forecast | 0 | 0 | 0 | 0 | 0 | 0 | 0 | 0 | 0 | 0 | 0 | 0 | 0 | 0 | 0 | 0 | 0 | 0 | 0 | 0 | 0 | 0 | 0
Commercial_Healthcare_Existing_Food Preparation_Natural Gas_Griddle_E8_Baseline Forecast | Commercial | Healthcare | Existing | Food Preparation | Natural Gas | Griddle | E8 |  | Baseline Forecast | 0 | 0 | 0 | 0 | 0 | 0 | 0 | 0 | 0 | 0 | 0 | 0 | 0 | 0 | 0 | 0 | 0 | 0 | 0 | 0 | 0 | 0 | 0
Commercial_Healthcare_Existing_Food Preparation_Natural Gas_Griddle_E9_Baseline Forecast | Commercial | Healthcare | Existing | Food Preparation | Natural Gas | Griddle | E9 |  | Baseline Forecast | 0 | 0 | 0 | 0 | 0 | 0 | 0 | 0 | 0 | 0 | 0 | 0 | 0 | 0 | 0 | 0 | 0 | 0 | 0 | 0 | 0 | 0 | 0
Commercial_Healthcare_Existing_Food Preparation_Natural Gas_Griddle_E10_Baseline Forecast | Commercial | Healthcare | Existing | Food Preparation | Natural Gas | Griddle | E10 |  | Baseline Forecast | 0 | 0 | 0 | 0 | 0 | 0 | 0 | 0 | 0 | 0 | 0 | 0 | 0 | 0 | 0 | 0 | 0 | 0 | 0 | 0 | 0 | 0 | 0
Commercial_Healthcare_Existing_Food Preparation_Natural Gas_Range_E1_Baseline Forecast | Commercial | Healthcare | Existing | Food Preparation | Natural Gas | Range | E1 | Standard | Baseline Forecast | 0 | 20605.374 | 26281.5714 | 30546.1283 | 33706.2791 | 36003.1059 | 37625.7689 | 38722.6756 | 39410.2477 | 39779.8024 | 34695.2166 | 31660.6858 | 29997.4057 | 29224.3455 | 29004.5612 | 33242.642 | 33834.5063 | 34152.9853 | 34259.6389 | 33325.2757 | 31953.9382 | 30497.9045 | 0
Commercial_Healthcare_Existing_Food Preparation_Natural Gas_Range_E2_Baseline Forecast | Commercial | Healthcare | Existing | Food Preparation | Natural Gas | Range | E2 | High Efficiency | Baseline Forecast | 0 | 29651.6358 | 37819.8223 | 43956.6236 | 48504.1577 | 51809.3475 | 54144.3992 | 55722.8746 | 56712.3077 | 57244.1059 | 49927.2629 | 45560.499 | 43166.9985 | 42054.5459 | 41738.2711 | 47836.9726 | 48688.6798 | 49146.9789 | 49300.4559 | 47955.8845 | 45982.4965 | 43887.2284 | 0
Commercial_Healthcare_Existing_Food Preparation_Natural Gas_Range_E3_Baseline Forecast | Commercial | Healthcare | Existing | Food Preparation | Natural Gas | Range | E3 |  | Baseline Forecast | 0 | 0 | 0 | 0 | 0 | 0 | 0 | 0 | 0 | 0 | 0 | 0 | 0 | 0 | 0 | 0 | 0 | 0 | 0 | 0 | 0 | 0 | 0
Commercial_Healthcare_Existing_Food Preparation_Natural Gas_Range_E4_Baseline Forecast | Commercial | Healthcare | Existing | Food Preparation | Natural Gas | Range | E4 |  | Baseline Forecast | 0 | 0 | 0 | 0 | 0 | 0 | 0 | 0 | 0 | 0 | 0 | 0 | 0 | 0 | 0 | 0 | 0 | 0 | 0 | 0 | 0 | 0 | 0
Commercial_Healthcare_Existing_Food Preparation_Natural Gas_Range_E5_Baseline Forecast | Commercial | Healthcare | Existing | Food Preparation | Natural Gas | Range | E5 |  | Baseline Forecast | 0 | 0 | 0 | 0 | 0 | 0 | 0 | 0 | 0 | 0 | 0 | 0 | 0 | 0 | 0 | 0 | 0 | 0 | 0 | 0 | 0 | 0 | 0
Commercial_Healthcare_Existing_Food Preparation_Natural Gas_Range_E6_Baseline Forecast | Commercial | Healthcare | Existing | Food Preparation | Natural Gas | Range | E6 |  | Baseline Forecast | 0 | 0 | 0 | 0 | 0 | 0 | 0 | 0 | 0 | 0 | 0 | 0 | 0 | 0 | 0 | 0 | 0 | 0 | 0 | 0 | 0 | 0 | 0
Commercial_Healthcare_Existing_Food Preparation_Natural Gas_Range_E7_Baseline Forecast | Commercial | Healthcare | Existing | Food Preparation | Natural Gas | Range | E7 |  | Baseline Forecast | 0 | 0 | 0 | 0 | 0 | 0 | 0 | 0 | 0 | 0 | 0 | 0 | 0 | 0 | 0 | 0 | 0 | 0 | 0 | 0 | 0 | 0 | 0
Commercial_Healthcare_Existing_Food Preparation_Natural Gas_Range_E8_Baseline Forecast | Commercial | Healthcare | Existing | Food Preparation | Natural Gas | Range | E8 |  | Baseline Forecast | 0 | 0 | 0 | 0 | 0 | 0 | 0 | 0 | 0 | 0 | 0 | 0 | 0 | 0 | 0 | 0 | 0 | 0 | 0 | 0 | 0 | 0 | 0
Commercial_Healthcare_Existing_Food Preparation_Natural Gas_Range_E9_Baseline Forecast | Commercial | Healthcare | Existing | Food Preparation | Natural Gas | Range | E9 |  | Baseline Forecast | 0 | 0 | 0 | 0 | 0 | 0 | 0 | 0 | 0 | 0 | 0 | 0 | 0 | 0 | 0 | 0 | 0 | 0 | 0 | 0 | 0 | 0 | 0
Commercial_Healthcare_Existing_Food Preparation_Natural Gas_Range_E10_Baseline Forecast | Commercial | Healthcare | Existing | Food Preparation | Natural Gas | Range | E10 |  | Baseline Forecast | 0 | 0 | 0 | 0 | 0 | 0 | 0 | 0 | 0 | 0 | 0 | 0 | 0 | 0 | 0 | 0 | 0 | 0 | 0 | 0 | 0 | 0 | 0
Commercial_Healthcare_Existing_Food Preparation_Natural Gas_Steamer_E1_Baseline Forecast | Commercial | Healthcare | Existing | Food Preparation | Natural Gas | Steamer | E1 | Standard | Baseline Forecast | 0 | 3378.225 | 3774.83 | 4105.0818 | 4377.7607 | 4600.5188 | 4780.0241 | 4922.0863 | 5031.7672 | 5113.476 | 4775.7743 | 4518.3835 | 4324.8221 | 4181.5383 | 4077.4295 | 4003.4373 | 3952.2053 | 3917.7917 | 3895.4276 | 4582.6549 | 4520.1746 | 4434.6994 | 0
Commercial_Healthcare_Existing_Food Preparation_Natural Gas_Steamer_E2_Baseline Forecast | Commercial | Healthcare | Existing | Food Preparation | Natural Gas | Steamer | E2 | ENERGY STAR | Baseline Forecast | 0 | 3378.225 | 3774.83 | 4105.0818 | 4377.7607 | 4600.5188 | 4780.0241 | 4922.0863 | 5031.7672 | 5113.476 | 4775.7743 | 4518.3835 | 4324.8221 | 4181.5383 | 4077.4295 | 4003.4373 | 3952.2053 | 3917.7917 | 3895.4276 | 4582.6549 | 4520.1746 | 4434.6994 | 0
Commercial_Healthcare_Existing_Food Preparation_Natural Gas_Steamer_E3_Baseline Forecast | Commercial | Healthcare | Existing | Food Preparation | Natural Gas | Steamer | E3 |  | Baseline Forecast | 0 | 0 | 0 | 0 | 0 | 0 | 0 | 0 | 0 | 0 | 0 | 0 | 0 | 0 | 0 | 0 | 0 | 0 | 0 | 0 | 0 | 0 | 0
Commercial_Healthcare_Existing_Food Preparation_Natural Gas_Steamer_E4_Baseline Forecast | Commercial | Healthcare | Existing | Food Preparation | Natural Gas | Steamer | E4 |  | Baseline Forecast | 0 | 0 | 0 | 0 | 0 | 0 | 0 | 0 | 0 | 0 | 0 | 0 | 0 | 0 | 0 | 0 | 0 | 0 | 0 | 0 | 0 | 0 | 0
Commercial_Healthcare_Existing_Food Preparation_Natural Gas_Steamer_E5_Baseline Forecast | Commercial | Healthcare | Existing | Food Preparation | Natural Gas | Steamer | E5 |  | Baseline Forecast | 0 | 0 | 0 | 0 | 0 | 0 | 0 | 0 | 0 | 0 | 0 | 0 | 0 | 0 | 0 | 0 | 0 | 0 | 0 | 0 | 0 | 0 | 0
Commercial_Healthcare_Existing_Food Preparation_Natural Gas_Steamer_E6_Baseline Forecast | Commercial | Healthcare | Existing | Food Preparation | Natural Gas | Steamer | E6 |  | Baseline Forecast | 0 | 0 | 0 | 0 | 0 | 0 | 0 | 0 | 0 | 0 | 0 | 0 | 0 | 0 | 0 | 0 | 0 | 0 | 0 | 0 | 0 | 0 | 0
Commercial_Healthcare_Existing_Food Preparation_Natural Gas_Steamer_E7_Baseline Forecast | Commercial | Healthcare | Existing | Food Preparation | Natural Gas | Steamer | E7 |  | Baseline Forecast | 0 | 0 | 0 | 0 | 0 | 0 | 0 | 0 | 0 | 0 | 0 | 0 | 0 | 0 | 0 | 0 | 0 | 0 | 0 | 0 | 0 | 0 | 0
Commercial_Healthcare_Existing_Food Preparation_Natural Gas_Steamer_E8_Baseline Forecast | Commercial | Healthcare | Existing | Food Preparation | Natural Gas | Steamer | E8 |  | Baseline Forecast | 0 | 0 | 0 | 0 | 0 | 0 | 0 | 0 | 0 | 0 | 0 | 0 | 0 | 0 | 0 | 0 | 0 | 0 | 0 | 0 | 0 | 0 | 0
Commercial_Healthcare_Existing_Food Preparation_Natural Gas_Steamer_E9_Baseline Forecast | Commercial | Healthcare | Existing | Food Preparation | Natural Gas | Steamer | E9 |  | Baseline Forecast | 0 | 0 | 0 | 0 | 0 | 0 | 0 | 0 | 0 | 0 | 0 | 0 | 0 | 0 | 0 | 0 | 0 | 0 | 0 | 0 | 0 | 0 | 0
Commercial_Healthcare_Existing_Food Preparation_Natural Gas_Steamer_E10_Baseline Forecast | Commercial | Healthcare | Existing | Food Preparation | Natural Gas | Steamer | E10 |  | Baseline Forecast | 0 | 0 | 0 | 0 | 0 | 0 | 0 | 0 | 0 | 0 | 0 | 0 | 0 | 0 | 0 | 0 | 0 | 0 | 0 | 0 | 0 | 0 | 0
Commercial_Healthcare_Existing_Food Preparation_Natural Gas_Food Prep Other_E1_Baseline Forecast | Commercial | Healthcare | Existing | Food Preparation | Natural Gas | Food Prep Other | E1 | Standard | Baseline Forecast | 0 | 5399.7548 | 6887.2344 | 8004.7857 | 8832.9211 | 9434.8175 | 9860.0455 | 10147.4961 | 10327.6783 | 10424.5222 | 9092.0777 | 8296.8618 | 7860.9898 | 7658.405 | 7600.8093 | 8711.4223 | 8866.5237 | 8949.983 | 8977.9321 | 8733.077 | 8373.7102 | 7992.1483 | 0
Commercial_Healthcare_Existing_Food Preparation_Natural Gas_Food Prep Other_E2_Baseline Forecast | Commercial | Healthcare | Existing | Food Preparation | Natural Gas | Food Prep Other | E2 | ENERGY STAR | Baseline Forecast | 0 | 1897.2111 | 2419.8391 | 2812.4923 | 3103.4587 | 3314.9359 | 3464.3403 | 3565.3365 | 3628.6437 | 3662.67 | 3194.5138 | 2915.1136 | 2761.9694 | 2690.791 | 2670.5546 | 3060.77 | 3115.2651 | 3144.5886 | 3154.4086 | 3068.3784 | 2942.1144 | 2808.0521 | 0
Commercial_Healthcare_Existing_Food Preparation_Natural Gas_Food Prep Other_E3_Baseline Forecast | Commercial | Healthcare | Existing | Food Preparation | Natural Gas | Food Prep Other | E3 |  | Baseline Forecast | 0 | 0 | 0 | 0 | 0 | 0 | 0 | 0 | 0 | 0 | 0 | 0 | 0 | 0 | 0 | 0 | 0 | 0 | 0 | 0 | 0 | 0 | 0
Commercial_Healthcare_Existing_Food Preparation_Natural Gas_Food Prep Other_E4_Baseline Forecast | Commercial | Healthcare | Existing | Food Preparation | Natural Gas | Food Prep Other | E4 |  | Baseline Forecast | 0 | 0 | 0 | 0 | 0 | 0 | 0 | 0 | 0 | 0 | 0 | 0 | 0 | 0 | 0 | 0 | 0 | 0 | 0 | 0 | 0 | 0 | 0
Commercial_Healthcare_Existing_Food Preparation_Natural Gas_Food Prep Other_E5_Baseline Forecast | Commercial | Healthcare | Existing | Food Preparation | Natural Gas | Food Prep Other | E5 |  | Baseline Forecast | 0 | 0 | 0 | 0 | 0 | 0 | 0 | 0 | 0 | 0 | 0 | 0 | 0 | 0 | 0 | 0 | 0 | 0 | 0 | 0 | 0 | 0 | 0
Commercial_Healthcare_Existing_Food Preparation_Natural Gas_Food Prep Other_E6_Baseline Forecast | Commercial | Healthcare | Existing | Food Preparation | Natural Gas | Food Prep Other | E6 |  | Baseline Forecast | 0 | 0 | 0 | 0 | 0 | 0 | 0 | 0 | 0 | 0 | 0 | 0 | 0 | 0 | 0 | 0 | 0 | 0 | 0 | 0 | 0 | 0 | 0
Commercial_Healthcare_Existing_Food Preparation_Natural Gas_Food Prep Other_E7_Baseline Forecast | Commercial | Healthcare | Existing | Food Preparation | Natural Gas | Food Prep Other | E7 |  | Baseline Forecast | 0 | 0 | 0 | 0 | 0 | 0 | 0 | 0 | 0 | 0 | 0 | 0 | 0 | 0 | 0 | 0 | 0 | 0 | 0 | 0 | 0 | 0 | 0
Commercial_Healthcare_Existing_Food Preparation_Natural Gas_Food Prep Other_E8_Baseline Forecast | Commercial | Healthcare | Existing | Food Preparation | Natural Gas | Food Prep Other | E8 |  | Baseline Forecast | 0 | 0 | 0 | 0 | 0 | 0 | 0 | 0 | 0 | 0 | 0 | 0 | 0 | 0 | 0 | 0 | 0 | 0 | 0 | 0 | 0 | 0 | 0
Commercial_Healthcare_Existing_Food Preparation_Natural Gas_Food Prep Other_E9_Baseline Forecast | Commercial | Healthcare | Existing | Food Preparation | Natural Gas | Food Prep Other | E9 |  | Baseline Forecast | 0 | 0 | 0 | 0 | 0 | 0 | 0 | 0 | 0 | 0 | 0 | 0 | 0 | 0 | 0 | 0 | 0 | 0 | 0 | 0 | 0 | 0 | 0
Commercial_Healthcare_Existing_Food Preparation_Natural Gas_Food Prep Other_E10_Baseline Forecast | Commercial | Healthcare | Existing | Food Preparation | Natural Gas | Food Prep Other | E10 |  | Baseline Forecast | 0 | 0 | 0 | 0 | 0 | 0 | 0 | 0 | 0 | 0 | 0 | 0 | 0 | 0 | 0 | 0 | 0 | 0 | 0 | 0 | 0 | 0 | 0
Commercial_Healthcare_Existing_Miscellaneous_Natural Gas_Pool Heater_E1_Baseline Forecast | Commercial | Healthcare | Existing | Miscellaneous | Natural Gas | Pool Heater | E1 | Standard (EF .82) | Baseline Forecast | 0 | 5344.0304 | 5068.4263 | 4835.6151 | 4636.7032 | 4464.7045 | 4476.081 | 4434.8971 | 4360.2394 | 4265.4719 | 4159.8137 | 5236.8839 | 4878.9911 | 4592.6494 | 4357.06 | 4157.9509 | 4236.5437 | 4221.8136 | 4150.7647 | 4047.498 | 3927.4921 | 4103.4285 | 0
Commercial_Healthcare_Existing_Miscellaneous_Natural Gas_Pool Heater_E2_Baseline Forecast | Commercial | Healthcare | Existing | Miscellaneous | Natural Gas | Pool Heater | E2 | Condensing (EF .90) | Baseline Forecast | 0 | 593.7812 | 563.1585 | 537.2906 | 515.1892 | 496.0783 | 497.3423 | 492.7663 | 484.471 | 473.9413 | 462.2015 | 581.876 | 542.1101 | 510.2944 | 484.1178 | 461.9945 | 470.7271 | 469.0904 | 461.1961 | 449.722 | 436.388 | 455.9365 | 0
Commercial_Healthcare_Existing_Miscellaneous_Natural Gas_Pool Heater_E3_Baseline Forecast | Commercial | Healthcare | Existing | Miscellaneous | Natural Gas | Pool Heater | E3 |  | Baseline Forecast | 0 | 0 | 0 | 0 | 0 | 0 | 0 | 0 | 0 | 0 | 0 | 0 | 0 | 0 | 0 | 0 | 0 | 0 | 0 | 0 | 0 | 0 | 0
Commercial_Healthcare_Existing_Miscellaneous_Natural Gas_Pool Heater_E4_Baseline Forecast | Commercial | Healthcare | Existing | Miscellaneous | Natural Gas | Pool Heater | E4 |  | Baseline Forecast | 0 | 0 | 0 | 0 | 0 | 0 | 0 | 0 | 0 | 0 | 0 | 0 | 0 | 0 | 0 | 0 | 0 | 0 | 0 | 0 | 0 | 0 | 0
Commercial_Healthcare_Existing_Miscellaneous_Natural Gas_Pool Heater_E5_Baseline Forecast | Commercial | Healthcare | Existing | Miscellaneous | Natural Gas | Pool Heater | E5 |  | Baseline Forecast | 0 | 0 | 0 | 0 | 0 | 0 | 0 | 0 | 0 | 0 | 0 | 0 | 0 | 0 | 0 | 0 | 0 | 0 | 0 | 0 | 0 | 0 | 0
Commercial_Healthcare_Existing_Miscellaneous_Natural Gas_Pool Heater_E6_Baseline Forecast | Commercial | Healthcare | Existing | Miscellaneous | Natural Gas | Pool Heater | E6 |  | Baseline Forecast | 0 | 0 | 0 | 0 | 0 | 0 | 0 | 0 | 0 | 0 | 0 | 0 | 0 | 0 | 0 | 0 | 0 | 0 | 0 | 0 | 0 | 0 | 0
Commercial_Healthcare_Existing_Miscellaneous_Natural Gas_Pool Heater_E7_Baseline Forecast | Commercial | Healthcare | Existing | Miscellaneous | Natural Gas | Pool Heater | E7 |  | Baseline Forecast | 0 | 0 | 0 | 0 | 0 | 0 | 0 | 0 | 0 | 0 | 0 | 0 | 0 | 0 | 0 | 0 | 0 | 0 | 0 | 0 | 0 | 0 | 0
Commercial_Healthcare_Existing_Miscellaneous_Natural Gas_Pool Heater_E8_Baseline Forecast | Commercial | Healthcare | Existing | Miscellaneous | Natural Gas | Pool Heater | E8 |  | Baseline Forecast | 0 | 0 | 0 | 0 | 0 | 0 | 0 | 0 | 0 | 0 | 0 | 0 | 0 | 0 | 0 | 0 | 0 | 0 | 0 | 0 | 0 | 0 | 0
Commercial_Healthcare_Existing_Miscellaneous_Natural Gas_Pool Heater_E9_Baseline Forecast | Commercial | Healthcare | Existing | Miscellaneous | Natural Gas | Pool Heater | E9 |  | Baseline Forecast | 0 | 0 | 0 | 0 | 0 | 0 | 0 | 0 | 0 | 0 | 0 | 0 | 0 | 0 | 0 | 0 | 0 | 0 | 0 | 0 | 0 | 0 | 0
Commercial_Healthcare_Existing_Miscellaneous_Natural Gas_Pool Heater_E10_Baseline Forecast | Commercial | Healthcare | Existing | Miscellaneous | Natural Gas | Pool Heater | E10 |  | Baseline Forecast | 0 | 0 | 0 | 0 | 0 | 0 | 0 | 0 | 0 | 0 | 0 | 0 | 0 | 0 | 0 | 0 | 0 | 0 | 0 | 0 | 0 | 0 | 0
Commercial_Healthcare_Existing_Miscellaneous_Natural Gas_Miscellaneous_E1_Baseline Forecast | Commercial | Healthcare | Existing | Miscellaneous | Natural Gas | Miscellaneous | E1 | Standard | Baseline Forecast | 0 | 300870.1083 | 351420.6117 | 392075.5245 | 370318.0387 | 358841.0385 | 354674.4841 | 348234.961 | 341271.0075 | 334852.3671 | 328585.6443 | 394832.7749 | 390762.6791 | 384340.9222 | 373032.9473 | 365351.0568 | 359732.7588 | 352915.9181 | 345991.1413 | 339509.2561 | 333145.8576 | 344294.7476 | 0
Commercial_Healthcare_Existing_Miscellaneous_Natural Gas_Miscellaneous_E2_Baseline Forecast | Commercial | Healthcare | Existing | Miscellaneous | Natural Gas | Miscellaneous | E2 |  | Baseline Forecast | 0 | 0 | 0 | 0 | 0 | 0 | 0 | 0 | 0 | 0 | 0 | 0 | 0 | 0 | 0 | 0 | 0 | 0 | 0 | 0 | 0 | 0 | 0
Commercial_Healthcare_Existing_Miscellaneous_Natural Gas_Miscellaneous_E3_Baseline Forecast | Commercial | Healthcare | Existing | Miscellaneous | Natural Gas | Miscellaneous | E3 |  | Baseline Forecast | 0 | 0 | 0 | 0 | 0 | 0 | 0 | 0 | 0 | 0 | 0 | 0 | 0 | 0 | 0 | 0 | 0 | 0 | 0 | 0 | 0 | 0 | 0
Commercial_Healthcare_Existing_Miscellaneous_Natural Gas_Miscellaneous_E4_Baseline Forecast | Commercial | Healthcare | Existing | Miscellaneous | Natural Gas | Miscellaneous | E4 |  | Baseline Forecast | 0 | 0 | 0 | 0 | 0 | 0 | 0 | 0 | 0 | 0 | 0 | 0 | 0 | 0 | 0 | 0 | 0 | 0 | 0 | 0 | 0 | 0 | 0
Commercial_Healthcare_Existing_Miscellaneous_Natural Gas_Miscellaneous_E5_Baseline Forecast | Commercial | Healthcare | Existing | Miscellaneous | Natural Gas | Miscellaneous | E5 |  | Baseline Forecast | 0 | 0 | 0 | 0 | 0 | 0 | 0 | 0 | 0 | 0 | 0 | 0 | 0 | 0 | 0 | 0 | 0 | 0 | 0 | 0 | 0 | 0 | 0
Commercial_Healthcare_Existing_Miscellaneous_Natural Gas_Miscellaneous_E6_Baseline Forecast | Commercial | Healthcare | Existing | Miscellaneous | Natural Gas | Miscellaneous | E6 |  | Baseline Forecast | 0 | 0 | 0 | 0 | 0 | 0 | 0 | 0 | 0 | 0 | 0 | 0 | 0 | 0 | 0 | 0 | 0 | 0 | 0 | 0 | 0 | 0 | 0
Commercial_Healthcare_Existing_Miscellaneous_Natural Gas_Miscellaneous_E7_Baseline Forecast | Commercial | Healthcare | Existing | Miscellaneous | Natural Gas | Miscellaneous | E7 |  | Baseline Forecast | 0 | 0 | 0 | 0 | 0 | 0 | 0 | 0 | 0 | 0 | 0 | 0 | 0 | 0 | 0 | 0 | 0 | 0 | 0 | 0 | 0 | 0 | 0
Commercial_Healthcare_Existing_Miscellaneous_Natural Gas_Miscellaneous_E8_Baseline Forecast | Commercial | Healthcare | Existing | Miscellaneous | Natural Gas | Miscellaneous | E8 |  | Baseline Forecast | 0 | 0 | 0 | 0 | 0 | 0 | 0 | 0 | 0 | 0 | 0 | 0 | 0 | 0 | 0 | 0 | 0 | 0 | 0 | 0 | 0 | 0 | 0
Commercial_Healthcare_Existing_Miscellaneous_Natural Gas_Miscellaneous_E9_Baseline Forecast | Commercial | Healthcare | Existing | Miscellaneous | Natural Gas | Miscellaneous | E9 |  | Baseline Forecast | 0 | 0 | 0 | 0 | 0 | 0 | 0 | 0 | 0 | 0 | 0 | 0 | 0 | 0 | 0 | 0 | 0 | 0 | 0 | 0 | 0 | 0 | 0
Commercial_Healthcare_Existing_Miscellaneous_Natural Gas_Miscellaneous_E10_Baseline Forecast | Commercial | Healthcare | Existing | Miscellaneous | Natural Gas | Miscellaneous | E10 |  | Baseline Forecast | 0 | 0 | 0 | 0 | 0 | 0 | 0 | 0 | 0 | 0 | 0 | 0 | 0 | 0 | 0 | 0 | 0 | 0 | 0 | 0 | 0 | 0 | 0
Commercial_Healthcare_New_Space Heating_Natural Gas_Furnace_E1_Baseline Forecast | Commercial | Healthcare | New | Space Heating | Natural Gas | Furnace | E1 | AFUE 80% (Standard) | Baseline Forecast | 0 | 124540.0039 | 190623.3828 | 86304.5298 | 84692.7293 | 83687.8393 | 82687.4422 | 81985.4756 | 64695.3245 | 64133.2295 | 63186.9702 | 61885.2917 | 61478.893 | 60528.8837 | 59823.738 | 58860.4944 | 58267.103 | 57477.5378 | 56564.3612 | 63685.3367 | 74101.0958 | 77741.389 | 0
Commercial_Healthcare_New_Space Heating_Natural Gas_Furnace_E2_Baseline Forecast | Commercial | Healthcare | New | Space Heating | Natural Gas | Furnace | E2 | AFUE 90% | Baseline Forecast | 0 | 0 | 0 | 0 | 0 | 0 | 0 | 0 | 16285.9111 | 15966.0348 | 15730.4625 | 15999.9461 | 15535.9723 | 15295.901 | 14957.9353 | 14717.0922 | 14416.3642 | 14221.0111 | 13995.0743 | 15756.936 | 18333.9884 | 19234.6646 | 0
Commercial_Healthcare_New_Space Heating_Natural Gas_Furnace_E3_Baseline Forecast | Commercial | Healthcare | New | Space Heating | Natural Gas | Furnace | E3 | AFUE 95% | Baseline Forecast | 0 | 0 | 0 | 0 | 0 | 0 | 0 | 0 | 0 | 0 | 0 | 0 | 0 | 0 | 0 | 0 | 0 | 0 | 0 | 0 | 0 | 0 | 0
Commercial_Healthcare_New_Space Heating_Natural Gas_Furnace_E4_Baseline Forecast | Commercial | Healthcare | New | Space Heating | Natural Gas | Furnace | E4 |  | Baseline Forecast | 0 | 0 | 0 | 0 | 0 | 0 | 0 | 0 | 0 | 0 | 0 | 0 | 0 | 0 | 0 | 0 | 0 | 0 | 0 | 0 | 0 | 0 | 0
Commercial_Healthcare_New_Space Heating_Natural Gas_Furnace_E5_Baseline Forecast | Commercial | Healthcare | New | Space Heating | Natural Gas | Furnace | E5 |  | Baseline Forecast | 0 | 0 | 0 | 0 | 0 | 0 | 0 | 0 | 0 | 0 | 0 | 0 | 0 | 0 | 0 | 0 | 0 | 0 | 0 | 0 | 0 | 0 | 0
Commercial_Healthcare_New_Space Heating_Natural Gas_Furnace_E6_Baseline Forecast | Commercial | Healthcare | New | Space Heating | Natural Gas | Furnace | E6 |  | Baseline Forecast | 0 | 0 | 0 | 0 | 0 | 0 | 0 | 0 | 0 | 0 | 0 | 0 | 0 | 0 | 0 | 0 | 0 | 0 | 0 | 0 | 0 | 0 | 0
Commercial_Healthcare_New_Space Heating_Natural Gas_Furnace_E7_Baseline Forecast | Commercial | Healthcare | New | Space Heating | Natural Gas | Furnace | E7 |  | Baseline Forecast | 0 | 0 | 0 | 0 | 0 | 0 | 0 | 0 | 0 | 0 | 0 | 0 | 0 | 0 | 0 | 0 | 0 | 0 | 0 | 0 | 0 | 0 | 0
Commercial_Healthcare_New_Space Heating_Natural Gas_Furnace_E8_Baseline Forecast | Commercial | Healthcare | New | Space Heating | Natural Gas | Furnace | E8 |  | Baseline Forecast | 0 | 0 | 0 | 0 | 0 | 0 | 0 | 0 | 0 | 0 | 0 | 0 | 0 | 0 | 0 | 0 | 0 | 0 | 0 | 0 | 0 | 0 | 0
Commercial_Healthcare_New_Space Heating_Natural Gas_Furnace_E9_Baseline Forecast | Commercial | Healthcare | New | Space Heating | Natural Gas | Furnace | E9 |  | Baseline Forecast | 0 | 0 | 0 | 0 | 0 | 0 | 0 | 0 | 0 | 0 | 0 | 0 | 0 | 0 | 0 | 0 | 0 | 0 | 0 | 0 | 0 | 0 | 0
Commercial_Healthcare_New_Space Heating_Natural Gas_Furnace_E10_Baseline Forecast | Commercial | Healthcare | New | Space Heating | Natural Gas | Furnace | E10 |  | Baseline Forecast | 0 | 0 | 0 | 0 | 0 | 0 | 0 | 0 | 0 | 0 | 0 | 0 | 0 | 0 | 0 | 0 | 0 | 0 | 0 | 0 | 0 | 0 | 0
Commercial_Healthcare_New_Space Heating_Natural Gas_Boiler_E1_Baseline Forecast | Commercial | Healthcare | New | Space Heating | Natural Gas | Boiler | E1 | AFUE 80% (Standard) | Baseline Forecast | 0 | 32686.2613 | 50030.2353 | 22651.1348 | 22228.1082 | 15054.2304 | 14874.2734 | 14747.9998 | 14567.3515 | 14408.6977 | 14196.1033 | 14010.4264 | 13853.859 | 13639.7807 | 13452.1401 | 13235.5423 | 13074.7032 | 12897.5306 | 12692.6206 | 12567.2111 | 12399.2695 | 12347.1648 | 0
Commercial_Healthcare_New_Space Heating_Natural Gas_Boiler_E2_Baseline Forecast | Commercial | Healthcare | New | Space Heating | Natural Gas | Boiler | E2 | AFUE 85% | Baseline Forecast | 0 | 0 | 0 | 0 | 0 | 0 | 0 | 0 | 0 | 0 | 0 | 0 | 0 | 0 | 0 | 0 | 0 | 0 | 0 | 0 | 0 | 0 | 0
Commercial_Healthcare_New_Space Heating_Natural Gas_Boiler_E3_Baseline Forecast | Commercial | Healthcare | New | Space Heating | Natural Gas | Boiler | E3 | AFUE 98% | Baseline Forecast | 0 | 27733.7975 | 42449.8966 | 19219.1447 | 18860.213 | 25546.5727 | 25241.1912 | 25026.9087 | 24720.3541 | 24451.1233 | 24090.3571 | 23775.269 | 23509.5788 | 23146.2945 | 22827.874 | 22460.3142 | 22187.3751 | 21886.7186 | 21538.9926 | 21326.1764 | 21041.1846 | 20952.7645 | 0
Commercial_Healthcare_New_Space Heating_Natural Gas_Boiler_E4_Baseline Forecast | Commercial | Healthcare | New | Space Heating | Natural Gas | Boiler | E4 | Convert to NG Air Source Heat Pump | Baseline Forecast | 0 | 0 | 0 | 0 | 0 | 0 | 0 | 0 | 0 | 0 | 0 | 0 | 0 | 0 | 0 | 0 | 0 | 0 | 0 | 0 | 0 | 0 | 0
Commercial_Healthcare_New_Space Heating_Natural Gas_Boiler_E5_Baseline Forecast | Commercial | Healthcare | New | Space Heating | Natural Gas | Boiler | E5 |  | Baseline Forecast | 0 | 0 | 0 | 0 | 0 | 0 | 0 | 0 | 0 | 0 | 0 | 0 | 0 | 0 | 0 | 0 | 0 | 0 | 0 | 0 | 0 | 0 | 0
Commercial_Healthcare_New_Space Heating_Natural Gas_Boiler_E6_Baseline Forecast | Commercial | Healthcare | New | Space Heating | Natural Gas | Boiler | E6 |  | Baseline Forecast | 0 | 0 | 0 | 0 | 0 | 0 | 0 | 0 | 0 | 0 | 0 | 0 | 0 | 0 | 0 | 0 | 0 | 0 | 0 | 0 | 0 | 0 | 0
Commercial_Healthcare_New_Space Heating_Natural Gas_Boiler_E7_Baseline Forecast | Commercial | Healthcare | New | Space Heating | Natural Gas | Boiler | E7 |  | Baseline Forecast | 0 | 0 | 0 | 0 | 0 | 0 | 0 | 0 | 0 | 0 | 0 | 0 | 0 | 0 | 0 | 0 | 0 | 0 | 0 | 0 | 0 | 0 | 0
Commercial_Healthcare_New_Space Heating_Natural Gas_Boiler_E8_Baseline Forecast | Commercial | Healthcare | New | Space Heating | Natural Gas | Boiler | E8 |  | Baseline Forecast | 0 | 0 | 0 | 0 | 0 | 0 | 0 | 0 | 0 | 0 | 0 | 0 | 0 | 0 | 0 | 0 | 0 | 0 | 0 | 0 | 0 | 0 | 0
Commercial_Healthcare_New_Space Heating_Natural Gas_Boiler_E9_Baseline Forecast | Commercial | Healthcare | New | Space Heating | Natural Gas | Boiler | E9 |  | Baseline Forecast | 0 | 0 | 0 | 0 | 0 | 0 | 0 | 0 | 0 | 0 | 0 | 0 | 0 | 0 | 0 | 0 | 0 | 0 | 0 | 0 | 0 | 0 | 0
Commercial_Healthcare_New_Space Heating_Natural Gas_Boiler_E10_Baseline Forecast | Commercial | Healthcare | New | Space Heating | Natural Gas | Boiler | E10 |  | Baseline Forecast | 0 | 0 | 0 | 0 | 0 | 0 | 0 | 0 | 0 | 0 | 0 | 0 | 0 | 0 | 0 | 0 | 0 | 0 | 0 | 0 | 0 | 0 | 0
Commercial_Healthcare_New_Space Heating_Natural Gas_Unit Heater_E1_Baseline Forecast | Commercial | Healthcare | New | Space Heating | Natural Gas | Unit Heater | E1 | Standard | Baseline Forecast | 0 | 18264.9138 | 27956.6369 | 12657.337 | 12420.9519 | 12273.5758 | 12126.8585 | 12023.9088 | 11876.6279 | 11747.2789 | 11573.9526 | 11422.572 | 14947.9068 | 19634.1015 | 20309.8445 | 20748.9571 | 21080.9134 | 26065.6299 | 27733.8992 | 22519.2154 | 22215.1263 | 22027.5794 | 0
Commercial_Healthcare_New_Space Heating_Natural Gas_Unit Heater_E2_Baseline Forecast | Commercial | Healthcare | New | Space Heating | Natural Gas | Unit Heater | E2 | Condensing | Baseline Forecast | 0 | 0 | 0 | 0 | 0 | 0 | 0 | 0 | 0 | 0 | 0 | 0 | 0 | 0 | 0 | 0 | 0 | 0 | 0 | 0 | 0 | 0 | 0
Commercial_Healthcare_New_Space Heating_Natural Gas_Unit Heater_E3_Baseline Forecast | Commercial | Healthcare | New | Space Heating | Natural Gas | Unit Heater | E3 | Infrared Radiant | Baseline Forecast | 0 | 0 | 0 | 0 | 0 | 0 | 0 | 0 | 0 | 0 | 0 | 0 | 0 | 0 | 0 | 0 | 0 | 0 | 0 | 0 | 0 | 0 | 0
Commercial_Healthcare_New_Space Heating_Natural Gas_Unit Heater_E4_Baseline Forecast | Commercial | Healthcare | New | Space Heating | Natural Gas | Unit Heater | E4 |  | Baseline Forecast | 0 | 0 | 0 | 0 | 0 | 0 | 0 | 0 | 0 | 0 | 0 | 0 | 0 | 0 | 0 | 0 | 0 | 0 | 0 | 0 | 0 | 0 | 0
Commercial_Healthcare_New_Space Heating_Natural Gas_Unit Heater_E5_Baseline Forecast | Commercial | Healthcare | New | Space Heating | Natural Gas | Unit Heater | E5 |  | Baseline Forecast | 0 | 0 | 0 | 0 | 0 | 0 | 0 | 0 | 0 | 0 | 0 | 0 | 0 | 0 | 0 | 0 | 0 | 0 | 0 | 0 | 0 | 0 | 0
Commercial_Healthcare_New_Space Heating_Natural Gas_Unit Heater_E6_Baseline Forecast | Commercial | Healthcare | New | Space Heating | Natural Gas | Unit Heater | E6 |  | Baseline Forecast | 0 | 0 | 0 | 0 | 0 | 0 | 0 | 0 | 0 | 0 | 0 | 0 | 0 | 0 | 0 | 0 | 0 | 0 | 0 | 0 | 0 | 0 | 0
Commercial_Healthcare_New_Space Heating_Natural Gas_Unit Heater_E7_Baseline Forecast | Commercial | Healthcare | New | Space Heating | Natural Gas | Unit Heater | E7 |  | Baseline Forecast | 0 | 0 | 0 | 0 | 0 | 0 | 0 | 0 | 0 | 0 | 0 | 0 | 0 | 0 | 0 | 0 | 0 | 0 | 0 | 0 | 0 | 0 | 0
Commercial_Healthcare_New_Space Heating_Natural Gas_Unit Heater_E8_Baseline Forecast | Commercial | Healthcare | New | Space Heating | Natural Gas | Unit Heater | E8 |  | Baseline Forecast | 0 | 0 | 0 | 0 | 0 | 0 | 0 | 0 | 0 | 0 | 0 | 0 | 0 | 0 | 0 | 0 | 0 | 0 | 0 | 0 | 0 | 0 | 0
Commercial_Healthcare_New_Space Heating_Natural Gas_Unit Heater_E9_Baseline Forecast | Commercial | Healthcare | New | Space Heating | Natural Gas | Unit Heater | E9 |  | Baseline Forecast | 0 | 0 | 0 | 0 | 0 | 0 | 0 | 0 | 0 | 0 | 0 | 0 | 0 | 0 | 0 | 0 | 0 | 0 | 0 | 0 | 0 | 0 | 0
Commercial_Healthcare_New_Space Heating_Natural Gas_Unit Heater_E10_Baseline Forecast | Commercial | Healthcare | New | Space Heating | Natural Gas | Unit Heater | E10 |  | Baseline Forecast | 0 | 0 | 0 | 0 | 0 | 0 | 0 | 0 | 0 | 0 | 0 | 0 | 0 | 0 | 0 | 0 | 0 | 0 | 0 | 0 | 0 | 0 | 0
Commercial_Healthcare_New_Water Heating_Natural Gas_Water Heater_E1_Baseline Forecast | Commercial | Healthcare | New | Water Heating | Natural Gas | Water Heater | E1 | TE 0.80 | Baseline Forecast | 0 | 58817.0239 | 90026.4952 | 40759.398 | 39998.1863 | 39523.6028 | 39051.1411 | 38719.6204 | 38245.3438 | 37828.8115 | 49034.0678 | 64199.207 | 66456.8276 | 67877.4809 | 68876.0879 | 84824.4596 | 90312.3563 | 73384.0329 | 72307.7419 | 73864.0251 | 77965.1212 | 81950.4055 | 0
Commercial_Healthcare_New_Water Heating_Natural Gas_Water Heater_E2_Baseline Forecast | Commercial | Healthcare | New | Water Heating | Natural Gas | Water Heater | E2 | TE 0.90 | Baseline Forecast | 0 | 0 | 0 | 0 | 0 | 0 | 0 | 0 | 0 | 0 | 0 | 0 | 0 | 0 | 0 | 0 | 0 | 0 | 0 | 0 | 0 | 0 | 0
Commercial_Healthcare_New_Water Heating_Natural Gas_Water Heater_E3_Baseline Forecast | Commercial | Healthcare | New | Water Heating | Natural Gas | Water Heater | E3 | TE 0.94 | Baseline Forecast | 0 | 66325.5801 | 101519.2392 | 45962.7254 | 45104.3378 | 44569.1691 | 44036.3931 | 43662.5506 | 43127.7281 | 42658.0215 | 55293.736 | 72394.8504 | 74940.6779 | 76542.6912 | 77668.7799 | 95653.114 | 101841.5932 | 82752.2073 | 81538.5174 | 83293.4751 | 87918.1153 | 92412.1594 | 0
Commercial_Healthcare_New_Water Heating_Natural Gas_Water Heater_E4_Baseline Forecast | Commercial | Healthcare | New | Water Heating | Natural Gas | Water Heater | E4 | Instantaneous TE 0.94 | Baseline Forecast | 0 | 0 | 0 | 0 | 0 | 0 | 0 | 0 | 0 | 0 | 0 | 0 | 0 | 0 | 0 | 0 | 0 | 0 | 0 | 0 | 0 | 0 | 0
Commercial_Healthcare_New_Water Heating_Natural Gas_Water Heater_E5_Baseline Forecast | Commercial | Healthcare | New | Water Heating | Natural Gas | Water Heater | E5 | Gas-Fired Absorption HPWH | Baseline Forecast | 0 | 0 | 0 | 0 | 0 | 0 | 0 | 0 | 0 | 0 | 0 | 0 | 0 | 0 | 0 | 0 | 0 | 0 | 0 | 0 | 0 | 0 | 0
Commercial_Healthcare_New_Water Heating_Natural Gas_Water Heater_E6_Baseline Forecast | Commercial | Healthcare | New | Water Heating | Natural Gas | Water Heater | E6 |  | Baseline Forecast | 0 | 0 | 0 | 0 | 0 | 0 | 0 | 0 | 0 | 0 | 0 | 0 | 0 | 0 | 0 | 0 | 0 | 0 | 0 | 0 | 0 | 0 | 0
Commercial_Healthcare_New_Water Heating_Natural Gas_Water Heater_E7_Baseline Forecast | Commercial | Healthcare | New | Water Heating | Natural Gas | Water Heater | E7 |  | Baseline Forecast | 0 | 0 | 0 | 0 | 0 | 0 | 0 | 0 | 0 | 0 | 0 | 0 | 0 | 0 | 0 | 0 | 0 | 0 | 0 | 0 | 0 | 0 | 0
Commercial_Healthcare_New_Water Heating_Natural Gas_Water Heater_E8_Baseline Forecast | Commercial | Healthcare | New | Water Heating | Natural Gas | Water Heater | E8 |  | Baseline Forecast | 0 | 0 | 0 | 0 | 0 | 0 | 0 | 0 | 0 | 0 | 0 | 0 | 0 | 0 | 0 | 0 | 0 | 0 | 0 | 0 | 0 | 0 | 0
Commercial_Healthcare_New_Water Heating_Natural Gas_Water Heater_E9_Baseline Forecast | Commercial | Healthcare | New | Water Heating | Natural Gas | Water Heater | E9 |  | Baseline Forecast | 0 | 0 | 0 | 0 | 0 | 0 | 0 | 0 | 0 | 0 | 0 | 0 | 0 | 0 | 0 | 0 | 0 | 0 | 0 | 0 | 0 | 0 | 0
Commercial_Healthcare_New_Water Heating_Natural Gas_Water Heater_E10_Baseline Forecast | Commercial | Healthcare | New | Water Heating | Natural Gas | Water Heater | E10 |  | Baseline Forecast | 0 | 0 | 0 | 0 | 0 | 0 | 0 | 0 | 0 | 0 | 0 | 0 | 0 | 0 | 0 | 0 | 0 | 0 | 0 | 0 | 0 | 0 | 0
Commercial_Healthcare_New_Food Preparation_Natural Gas_Oven_E1_Baseline Forecast | Commercial | Healthcare | New | Food Preparation | Natural Gas | Oven | E1 | Standard | Baseline Forecast | 0 | 5576.6196 | 8535.6838 | 3864.5216 | 3792.3488 | 3747.3521 | 3702.5566 | 3671.1241 | 3626.1565 | 3586.6638 | 3533.7441 | 3487.5247 | 4563.8753 | 5994.6582 | 6200.9752 | 6335.0444 | 6436.3969 | 7958.324 | 8467.6778 | 6875.5374 | 6782.6933 | 6725.4317 | 0
Commercial_Healthcare_New_Food Preparation_Natural Gas_Oven_E2_Baseline Forecast | Commercial | Healthcare | New | Food Preparation | Natural Gas | Oven | E2 | ENERGY STAR (EF ≥ 44%) Convection Oven utilizing ASTM Std F1496 | Baseline Forecast | 0 | 8024.8916 | 12283.0571 | 5561.1408 | 5457.2824 | 5392.5311 | 5328.0692 | 5282.8371 | 5218.1277 | 5161.2967 | 5085.1439 | 5018.6331 | 6567.5279 | 8626.4593 | 8923.3545 | 9116.2835 | 9262.1321 | 11452.2224 | 12185.1949 | 9894.066 | 9760.4611 | 9678.0603 | 0
Commercial_Healthcare_New_Food Preparation_Natural Gas_Oven_E3_Baseline Forecast | Commercial | Healthcare | New | Food Preparation | Natural Gas | Oven | E3 |  | Baseline Forecast | 0 | 0 | 0 | 0 | 0 | 0 | 0 | 0 | 0 | 0 | 0 | 0 | 0 | 0 | 0 | 0 | 0 | 0 | 0 | 0 | 0 | 0 | 0
Commercial_Healthcare_New_Food Preparation_Natural Gas_Oven_E4_Baseline Forecast | Commercial | Healthcare | New | Food Preparation | Natural Gas | Oven | E4 |  | Baseline Forecast | 0 | 0 | 0 | 0 | 0 | 0 | 0 | 0 | 0 | 0 | 0 | 0 | 0 | 0 | 0 | 0 | 0 | 0 | 0 | 0 | 0 | 0 | 0
Commercial_Healthcare_New_Food Preparation_Natural Gas_Oven_E5_Baseline Forecast | Commercial | Healthcare | New | Food Preparation | Natural Gas | Oven | E5 |  | Baseline Forecast | 0 | 0 | 0 | 0 | 0 | 0 | 0 | 0 | 0 | 0 | 0 | 0 | 0 | 0 | 0 | 0 | 0 | 0 | 0 | 0 | 0 | 0 | 0
Commercial_Healthcare_New_Food Preparation_Natural Gas_Oven_E6_Baseline Forecast | Commercial | Healthcare | New | Food Preparation | Natural Gas | Oven | E6 |  | Baseline Forecast | 0 | 0 | 0 | 0 | 0 | 0 | 0 | 0 | 0 | 0 | 0 | 0 | 0 | 0 | 0 | 0 | 0 | 0 | 0 | 0 | 0 | 0 | 0
Commercial_Healthcare_New_Food Preparation_Natural Gas_Oven_E7_Baseline Forecast | Commercial | Healthcare | New | Food Preparation | Natural Gas | Oven | E7 |  | Baseline Forecast | 0 | 0 | 0 | 0 | 0 | 0 | 0 | 0 | 0 | 0 | 0 | 0 | 0 | 0 | 0 | 0 | 0 | 0 | 0 | 0 | 0 | 0 | 0
Commercial_Healthcare_New_Food Preparation_Natural Gas_Oven_E8_Baseline Forecast | Commercial | Healthcare | New | Food Preparation | Natural Gas | Oven | E8 |  | Baseline Forecast | 0 | 0 | 0 | 0 | 0 | 0 | 0 | 0 | 0 | 0 | 0 | 0 | 0 | 0 | 0 | 0 | 0 | 0 | 0 | 0 | 0 | 0 | 0
Commercial_Healthcare_New_Food Preparation_Natural Gas_Oven_E9_Baseline Forecast | Commercial | Healthcare | New | Food Preparation | Natural Gas | Oven | E9 |  | Baseline Forecast | 0 | 0 | 0 | 0 | 0 | 0 | 0 | 0 | 0 | 0 | 0 | 0 | 0 | 0 | 0 | 0 | 0 | 0 | 0 | 0 | 0 | 0 | 0
Commercial_Healthcare_New_Food Preparation_Natural Gas_Oven_E10_Baseline Forecast | Commercial | Healthcare | New | Food Preparation | Natural Gas | Oven | E10 |  | Baseline Forecast | 0 | 0 | 0 | 0 | 0 | 0 | 0 | 0 | 0 | 0 | 0 | 0 | 0 | 0 | 0 | 0 | 0 | 0 | 0 | 0 | 0 | 0 | 0
Commercial_Healthcare_New_Food Preparation_Natural Gas_Conveyor Oven_E1_Baseline Forecast | Commercial | Healthcare | New | Food Preparation | Natural Gas | Conveyor Oven | E1 | Standard | Baseline Forecast | 0 | 2788.3098 | 4267.8419 | 1932.2608 | 1896.1744 | 1873.676 | 1851.2783 | 1835.562 | 1813.0783 | 1793.3319 | 1766.872 | 1743.7624 | 1724.2757 | 1697.6311 | 1674.2771 | 1647.3189 | 1627.3006 | 2162.9114 | 2879.4439 | 2990.3478 | 3063.4382 | 3127.6477 | 0
Commercial_Healthcare_New_Food Preparation_Natural Gas_Conveyor Oven_E2_Baseline Forecast | Commercial | Healthcare | New | Food Preparation | Natural Gas | Conveyor Oven | E2 | ENERGY STAR (EF ≥ 44%) Convection Oven utilizing ASTM Std F1496 | Baseline Forecast | 0 | 4012.4458 | 6141.5286 | 2780.5704 | 2728.6412 | 2696.2655 | 2664.0346 | 2641.4186 | 2609.0638 | 2580.6484 | 2542.572 | 2509.3166 | 2481.2748 | 2442.9326 | 2409.3255 | 2370.5321 | 2341.7253 | 3112.4822 | 4143.59 | 4303.1834 | 4408.3623 | 4500.7614 | 0
Commercial_Healthcare_New_Food Preparation_Natural Gas_Conveyor Oven_E3_Baseline Forecast | Commercial | Healthcare | New | Food Preparation | Natural Gas | Conveyor Oven | E3 |  | Baseline Forecast | 0 | 0 | 0 | 0 | 0 | 0 | 0 | 0 | 0 | 0 | 0 | 0 | 0 | 0 | 0 | 0 | 0 | 0 | 0 | 0 | 0 | 0 | 0
Commercial_Healthcare_New_Food Preparation_Natural Gas_Conveyor Oven_E4_Baseline Forecast | Commercial | Healthcare | New | Food Preparation | Natural Gas | Conveyor Oven | E4 |  | Baseline Forecast | 0 | 0 | 0 | 0 | 0 | 0 | 0 | 0 | 0 | 0 | 0 | 0 | 0 | 0 | 0 | 0 | 0 | 0 | 0 | 0 | 0 | 0 | 0
Commercial_Healthcare_New_Food Preparation_Natural Gas_Conveyor Oven_E5_Baseline Forecast | Commercial | Healthcare | New | Food Preparation | Natural Gas | Conveyor Oven | E5 |  | Baseline Forecast | 0 | 0 | 0 | 0 | 0 | 0 | 0 | 0 | 0 | 0 | 0 | 0 | 0 | 0 | 0 | 0 | 0 | 0 | 0 | 0 | 0 | 0 | 0
Commercial_Healthcare_New_Food Preparation_Natural Gas_Conveyor Oven_E6_Baseline Forecast | Commercial | Healthcare | New | Food Preparation | Natural Gas | Conveyor Oven | E6 |  | Baseline Forecast | 0 | 0 | 0 | 0 | 0 | 0 | 0 | 0 | 0 | 0 | 0 | 0 | 0 | 0 | 0 | 0 | 0 | 0 | 0 | 0 | 0 | 0 | 0
Commercial_Healthcare_New_Food Preparation_Natural Gas_Conveyor Oven_E7_Baseline Forecast | Commercial | Healthcare | New | Food Preparation | Natural Gas | Conveyor Oven | E7 |  | Baseline Forecast | 0 | 0 | 0 | 0 | 0 | 0 | 0 | 0 | 0 | 0 | 0 | 0 | 0 | 0 | 0 | 0 | 0 | 0 | 0 | 0 | 0 | 0 | 0
Commercial_Healthcare_New_Food Preparation_Natural Gas_Conveyor Oven_E8_Baseline Forecast | Commercial | Healthcare | New | Food Preparation | Natural Gas | Conveyor Oven | E8 |  | Baseline Forecast | 0 | 0 | 0 | 0 | 0 | 0 | 0 | 0 | 0 | 0 | 0 | 0 | 0 | 0 | 0 | 0 | 0 | 0 | 0 | 0 | 0 | 0 | 0
Commercial_Healthcare_New_Food Preparation_Natural Gas_Conveyor Oven_E9_Baseline Forecast | Commercial | Healthcare | New | Food Preparation | Natural Gas | Conveyor Oven | E9 |  | Baseline Forecast | 0 | 0 | 0 | 0 | 0 | 0 | 0 | 0 | 0 | 0 | 0 | 0 | 0 | 0 | 0 | 0 | 0 | 0 | 0 | 0 | 0 | 0 | 0
Commercial_Healthcare_New_Food Preparation_Natural Gas_Conveyor Oven_E10_Baseline Forecast | Commercial | Healthcare | New | Food Preparation | Natural Gas | Conveyor Oven | E10 |  | Baseline Forecast | 0 | 0 | 0 | 0 | 0 | 0 | 0 | 0 | 0 | 0 | 0 | 0 | 0 | 0 | 0 | 0 | 0 | 0 | 0 | 0 | 0 | 0 | 0
Commercial_Healthcare_New_Food Preparation_Natural Gas_Double Rack Oven_E1_Baseline Forecast | Commercial | Healthcare | New | Food Preparation | Natural Gas | Double Rack Oven | E1 | Standard | Baseline Forecast | 0 | 2788.3098 | 4267.8419 | 1932.2608 | 1896.1744 | 1873.676 | 1851.2783 | 1835.562 | 1813.0783 | 1793.3319 | 1766.872 | 1743.7624 | 2281.9377 | 2997.3291 | 3100.4876 | 3167.5222 | 3218.1984 | 3979.162 | 4233.8389 | 3437.7687 | 3391.3466 | 3362.7159 | 0
Commercial_Healthcare_New_Food Preparation_Natural Gas_Double Rack Oven_E2_Baseline Forecast | Commercial | Healthcare | New | Food Preparation | Natural Gas | Double Rack Oven | E2 | FTSC Qualified (>50% Cooking Efficiency) | Baseline Forecast | 0 | 4012.4458 | 6141.5286 | 2780.5704 | 2728.6412 | 2696.2655 | 2664.0346 | 2641.4186 | 2609.0638 | 2580.6484 | 2542.572 | 2509.3166 | 3283.764 | 4313.2297 | 4461.6772 | 4558.1417 | 4631.0661 | 5726.1112 | 6092.5974 | 4947.033 | 4880.2305 | 4839.0301 | 0
Commercial_Healthcare_New_Food Preparation_Natural Gas_Double Rack Oven_E3_Baseline Forecast | Commercial | Healthcare | New | Food Preparation | Natural Gas | Double Rack Oven | E3 |  | Baseline Forecast | 0 | 0 | 0 | 0 | 0 | 0 | 0 | 0 | 0 | 0 | 0 | 0 | 0 | 0 | 0 | 0 | 0 | 0 | 0 | 0 | 0 | 0 | 0
Commercial_Healthcare_New_Food Preparation_Natural Gas_Double Rack Oven_E4_Baseline Forecast | Commercial | Healthcare | New | Food Preparation | Natural Gas | Double Rack Oven | E4 |  | Baseline Forecast | 0 | 0 | 0 | 0 | 0 | 0 | 0 | 0 | 0 | 0 | 0 | 0 | 0 | 0 | 0 | 0 | 0 | 0 | 0 | 0 | 0 | 0 | 0
Commercial_Healthcare_New_Food Preparation_Natural Gas_Double Rack Oven_E5_Baseline Forecast | Commercial | Healthcare | New | Food Preparation | Natural Gas | Double Rack Oven | E5 |  | Baseline Forecast | 0 | 0 | 0 | 0 | 0 | 0 | 0 | 0 | 0 | 0 | 0 | 0 | 0 | 0 | 0 | 0 | 0 | 0 | 0 | 0 | 0 | 0 | 0
Commercial_Healthcare_New_Food Preparation_Natural Gas_Double Rack Oven_E6_Baseline Forecast | Commercial | Healthcare | New | Food Preparation | Natural Gas | Double Rack Oven | E6 |  | Baseline Forecast | 0 | 0 | 0 | 0 | 0 | 0 | 0 | 0 | 0 | 0 | 0 | 0 | 0 | 0 | 0 | 0 | 0 | 0 | 0 | 0 | 0 | 0 | 0
Commercial_Healthcare_New_Food Preparation_Natural Gas_Double Rack Oven_E7_Baseline Forecast | Commercial | Healthcare | New | Food Preparation | Natural Gas | Double Rack Oven | E7 |  | Baseline Forecast | 0 | 0 | 0 | 0 | 0 | 0 | 0 | 0 | 0 | 0 | 0 | 0 | 0 | 0 | 0 | 0 | 0 | 0 | 0 | 0 | 0 | 0 | 0
Commercial_Healthcare_New_Food Preparation_Natural Gas_Double Rack Oven_E8_Baseline Forecast | Commercial | Healthcare | New | Food Preparation | Natural Gas | Double Rack Oven | E8 |  | Baseline Forecast | 0 | 0 | 0 | 0 | 0 | 0 | 0 | 0 | 0 | 0 | 0 | 0 | 0 | 0 | 0 | 0 | 0 | 0 | 0 | 0 | 0 | 0 | 0
Commercial_Healthcare_New_Food Preparation_Natural Gas_Double Rack Oven_E9_Baseline Forecast | Commercial | Healthcare | New | Food Preparation | Natural Gas | Double Rack Oven | E9 |  | Baseline Forecast | 0 | 0 | 0 | 0 | 0 | 0 | 0 | 0 | 0 | 0 | 0 | 0 | 0 | 0 | 0 | 0 | 0 | 0 | 0 | 0 | 0 | 0 | 0
Commercial_Healthcare_New_Food Preparation_Natural Gas_Double Rack Oven_E10_Baseline Forecast | Commercial | Healthcare | New | Food Preparation | Natural Gas | Double Rack Oven | E10 |  | Baseline Forecast | 0 | 0 | 0 | 0 | 0 | 0 | 0 | 0 | 0 | 0 | 0 | 0 | 0 | 0 | 0 | 0 | 0 | 0 | 0 | 0 | 0 | 0 | 0
Commercial_Healthcare_New_Food Preparation_Natural Gas_Fryer_E1_Baseline Forecast | Commercial | Healthcare | New | Food Preparation | Natural Gas | Fryer | E1 | Standard | Baseline Forecast | 0 | 5790.6957 | 8863.3529 | 4012.8734 | 3937.9301 | 3891.206 | 5292.3648 | 7113.6454 | 7244.7716 | 7318.3919 | 8711.8908 | 9455.5211 | 8583.8923 | 9071.2267 | 9454.829 | 10414.8847 | 11420.9469 | 11541.8895 | 11722.1652 | 12273.794 | 12754.215 | 13001.8268 | 0
Commercial_Healthcare_New_Food Preparation_Natural Gas_Fryer_E2_Baseline Forecast | Commercial | Healthcare | New | Food Preparation | Natural Gas | Fryer | E2 | ENERGY STAR | Baseline Forecast | 0 | 2034.5688 | 3114.151 | 1409.9285 | 1383.597 | 1367.1805 | 1859.4795 | 2499.3889 | 2545.4603 | 2571.3269 | 3060.9346 | 3322.2101 | 3015.9622 | 3187.1878 | 3321.9669 | 3659.2838 | 4012.7651 | 4055.2585 | 4118.5986 | 4312.4141 | 4481.2107 | 4568.2094 | 0
Commercial_Healthcare_New_Food Preparation_Natural Gas_Fryer_E3_Baseline Forecast | Commercial | Healthcare | New | Food Preparation | Natural Gas | Fryer | E3 |  | Baseline Forecast | 0 | 0 | 0 | 0 | 0 | 0 | 0 | 0 | 0 | 0 | 0 | 0 | 0 | 0 | 0 | 0 | 0 | 0 | 0 | 0 | 0 | 0 | 0
Commercial_Healthcare_New_Food Preparation_Natural Gas_Fryer_E4_Baseline Forecast | Commercial | Healthcare | New | Food Preparation | Natural Gas | Fryer | E4 |  | Baseline Forecast | 0 | 0 | 0 | 0 | 0 | 0 | 0 | 0 | 0 | 0 | 0 | 0 | 0 | 0 | 0 | 0 | 0 | 0 | 0 | 0 | 0 | 0 | 0
Commercial_Healthcare_New_Food Preparation_Natural Gas_Fryer_E5_Baseline Forecast | Commercial | Healthcare | New | Food Preparation | Natural Gas | Fryer | E5 |  | Baseline Forecast | 0 | 0 | 0 | 0 | 0 | 0 | 0 | 0 | 0 | 0 | 0 | 0 | 0 | 0 | 0 | 0 | 0 | 0 | 0 | 0 | 0 | 0 | 0
Commercial_Healthcare_New_Food Preparation_Natural Gas_Fryer_E6_Baseline Forecast | Commercial | Healthcare | New | Food Preparation | Natural Gas | Fryer | E6 |  | Baseline Forecast | 0 | 0 | 0 | 0 | 0 | 0 | 0 | 0 | 0 | 0 | 0 | 0 | 0 | 0 | 0 | 0 | 0 | 0 | 0 | 0 | 0 | 0 | 0
Commercial_Healthcare_New_Food Preparation_Natural Gas_Fryer_E7_Baseline Forecast | Commercial | Healthcare | New | Food Preparation | Natural Gas | Fryer | E7 |  | Baseline Forecast | 0 | 0 | 0 | 0 | 0 | 0 | 0 | 0 | 0 | 0 | 0 | 0 | 0 | 0 | 0 | 0 | 0 | 0 | 0 | 0 | 0 | 0 | 0
Commercial_Healthcare_New_Food Preparation_Natural Gas_Fryer_E8_Baseline Forecast | Commercial | Healthcare | New | Food Preparation | Natural Gas | Fryer | E8 |  | Baseline Forecast | 0 | 0 | 0 | 0 | 0 | 0 | 0 | 0 | 0 | 0 | 0 | 0 | 0 | 0 | 0 | 0 | 0 | 0 | 0 | 0 | 0 | 0 | 0
Commercial_Healthcare_New_Food Preparation_Natural Gas_Fryer_E9_Baseline Forecast | Commercial | Healthcare | New | Food Preparation | Natural Gas | Fryer | E9 |  | Baseline Forecast | 0 | 0 | 0 | 0 | 0 | 0 | 0 | 0 | 0 | 0 | 0 | 0 | 0 | 0 | 0 | 0 | 0 | 0 | 0 | 0 | 0 | 0 | 0
Commercial_Healthcare_New_Food Preparation_Natural Gas_Fryer_E10_Baseline Forecast | Commercial | Healthcare | New | Food Preparation | Natural Gas | Fryer | E10 |  | Baseline Forecast | 0 | 0 | 0 | 0 | 0 | 0 | 0 | 0 | 0 | 0 | 0 | 0 | 0 | 0 | 0 | 0 | 0 | 0 | 0 | 0 | 0 | 0 | 0
Commercial_Healthcare_New_Food Preparation_Natural Gas_Broiler_E1_Baseline Forecast | Commercial | Healthcare | New | Food Preparation | Natural Gas | Broiler | E1 | Standard | Baseline Forecast | 0 | 3188.2982 | 4880.0719 | 2209.4473 | 2168.1842 | 2142.4584 | 2116.8477 | 2098.8769 | 2073.1678 | 2050.5888 | 2020.3332 | 1993.9084 | 2609.286 | 3427.3017 | 3545.2584 | 3621.9093 | 3679.8552 | 4549.9804 | 4841.1912 | 3930.9232 | 3877.8418 | 3845.1039 | 0
Commercial_Healthcare_New_Food Preparation_Natural Gas_Broiler_E2_Baseline Forecast | Commercial | Healthcare | New | Food Preparation | Natural Gas | Broiler | E2 | Infrared Burners | Baseline Forecast | 0 | 1120.2129 | 1714.6199 | 776.2923 | 761.7945 | 752.7557 | 743.7573 | 737.4432 | 728.4103 | 720.4771 | 709.8468 | 700.5624 | 916.7762 | 1204.1871 | 1245.6313 | 1272.5627 | 1292.9221 | 1598.6418 | 1700.9591 | 1381.1352 | 1362.485 | 1350.9824 | 0
Commercial_Healthcare_New_Food Preparation_Natural Gas_Broiler_E3_Baseline Forecast | Commercial | Healthcare | New | Food Preparation | Natural Gas | Broiler | E3 |  | Baseline Forecast | 0 | 0 | 0 | 0 | 0 | 0 | 0 | 0 | 0 | 0 | 0 | 0 | 0 | 0 | 0 | 0 | 0 | 0 | 0 | 0 | 0 | 0 | 0
Commercial_Healthcare_New_Food Preparation_Natural Gas_Broiler_E4_Baseline Forecast | Commercial | Healthcare | New | Food Preparation | Natural Gas | Broiler | E4 |  | Baseline Forecast | 0 | 0 | 0 | 0 | 0 | 0 | 0 | 0 | 0 | 0 | 0 | 0 | 0 | 0 | 0 | 0 | 0 | 0 | 0 | 0 | 0 | 0 | 0
Commercial_Healthcare_New_Food Preparation_Natural Gas_Broiler_E5_Baseline Forecast | Commercial | Healthcare | New | Food Preparation | Natural Gas | Broiler | E5 |  | Baseline Forecast | 0 | 0 | 0 | 0 | 0 | 0 | 0 | 0 | 0 | 0 | 0 | 0 | 0 | 0 | 0 | 0 | 0 | 0 | 0 | 0 | 0 | 0 | 0
Commercial_Healthcare_New_Food Preparation_Natural Gas_Broiler_E6_Baseline Forecast | Commercial | Healthcare | New | Food Preparation | Natural Gas | Broiler | E6 |  | Baseline Forecast | 0 | 0 | 0 | 0 | 0 | 0 | 0 | 0 | 0 | 0 | 0 | 0 | 0 | 0 | 0 | 0 | 0 | 0 | 0 | 0 | 0 | 0 | 0
Commercial_Healthcare_New_Food Preparation_Natural Gas_Broiler_E7_Baseline Forecast | Commercial | Healthcare | New | Food Preparation | Natural Gas | Broiler | E7 |  | Baseline Forecast | 0 | 0 | 0 | 0 | 0 | 0 | 0 | 0 | 0 | 0 | 0 | 0 | 0 | 0 | 0 | 0 | 0 | 0 | 0 | 0 | 0 | 0 | 0
Commercial_Healthcare_New_Food Preparation_Natural Gas_Broiler_E8_Baseline Forecast | Commercial | Healthcare | New | Food Preparation | Natural Gas | Broiler | E8 |  | Baseline Forecast | 0 | 0 | 0 | 0 | 0 | 0 | 0 | 0 | 0 | 0 | 0 | 0 | 0 | 0 | 0 | 0 | 0 | 0 | 0 | 0 | 0 | 0 | 0
Commercial_Healthcare_New_Food Preparation_Natural Gas_Broiler_E9_Baseline Forecast | Commercial | Healthcare | New | Food Preparation | Natural Gas | Broiler | E9 |  | Baseline Forecast | 0 | 0 | 0 | 0 | 0 | 0 | 0 | 0 | 0 | 0 | 0 | 0 | 0 | 0 | 0 | 0 | 0 | 0 | 0 | 0 | 0 | 0 | 0
Commercial_Healthcare_New_Food Preparation_Natural Gas_Broiler_E10_Baseline Forecast | Commercial | Healthcare | New | Food Preparation | Natural Gas | Broiler | E10 |  | Baseline Forecast | 0 | 0 | 0 | 0 | 0 | 0 | 0 | 0 | 0 | 0 | 0 | 0 | 0 | 0 | 0 | 0 | 0 | 0 | 0 | 0 | 0 | 0 | 0
Commercial_Healthcare_New_Food Preparation_Natural Gas_Griddle_E1_Baseline Forecast | Commercial | Healthcare | New | Food Preparation | Natural Gas | Griddle | E1 | Standard | Baseline Forecast | 0 | 7469.5638 | 11433.0614 | 5176.3062 | 5079.6348 | 5019.3643 | 4959.3633 | 4917.2613 | 4857.0297 | 4804.1315 | 4733.2486 | 4671.3404 | 6113.0506 | 8029.5026 | 8305.8524 | 8485.4306 | 8621.1864 | 10659.721 | 11341.9713 | 9209.39 | 9085.0307 | 9008.3321 | 0
Commercial_Healthcare_New_Food Preparation_Natural Gas_Griddle_E2_Baseline Forecast | Commercial | Healthcare | New | Food Preparation | Natural Gas | Griddle | E2 | ENERGY STAR | Baseline Forecast | 0 | 3050.9486 | 4669.842 | 2114.2659 | 2074.7804 | 2050.1629 | 2025.6554 | 2008.4588 | 1983.8572 | 1962.2509 | 1933.2987 | 1908.0123 | 2496.8798 | 3279.656 | 3392.5313 | 3465.8801 | 3521.3297 | 4353.9705 | 4632.6362 | 3761.5818 | 3710.7872 | 3679.4596 | 0
Commercial_Healthcare_New_Food Preparation_Natural Gas_Griddle_E3_Baseline Forecast | Commercial | Healthcare | New | Food Preparation | Natural Gas | Griddle | E3 |  | Baseline Forecast | 0 | 0 | 0 | 0 | 0 | 0 | 0 | 0 | 0 | 0 | 0 | 0 | 0 | 0 | 0 | 0 | 0 | 0 | 0 | 0 | 0 | 0 | 0
Commercial_Healthcare_New_Food Preparation_Natural Gas_Griddle_E4_Baseline Forecast | Commercial | Healthcare | New | Food Preparation | Natural Gas | Griddle | E4 |  | Baseline Forecast | 0 | 0 | 0 | 0 | 0 | 0 | 0 | 0 | 0 | 0 | 0 | 0 | 0 | 0 | 0 | 0 | 0 | 0 | 0 | 0 | 0 | 0 | 0
Commercial_Healthcare_New_Food Preparation_Natural Gas_Griddle_E5_Baseline Forecast | Commercial | Healthcare | New | Food Preparation | Natural Gas | Griddle | E5 |  | Baseline Forecast | 0 | 0 | 0 | 0 | 0 | 0 | 0 | 0 | 0 | 0 | 0 | 0 | 0 | 0 | 0 | 0 | 0 | 0 | 0 | 0 | 0 | 0 | 0
Commercial_Healthcare_New_Food Preparation_Natural Gas_Griddle_E6_Baseline Forecast | Commercial | Healthcare | New | Food Preparation | Natural Gas | Griddle | E6 |  | Baseline Forecast | 0 | 0 | 0 | 0 | 0 | 0 | 0 | 0 | 0 | 0 | 0 | 0 | 0 | 0 | 0 | 0 | 0 | 0 | 0 | 0 | 0 | 0 | 0
Commercial_Healthcare_New_Food Preparation_Natural Gas_Griddle_E7_Baseline Forecast | Commercial | Healthcare | New | Food Preparation | Natural Gas | Griddle | E7 |  | Baseline Forecast | 0 | 0 | 0 | 0 | 0 | 0 | 0 | 0 | 0 | 0 | 0 | 0 | 0 | 0 | 0 | 0 | 0 | 0 | 0 | 0 | 0 | 0 | 0
Commercial_Healthcare_New_Food Preparation_Natural Gas_Griddle_E8_Baseline Forecast | Commercial | Healthcare | New | Food Preparation | Natural Gas | Griddle | E8 |  | Baseline Forecast | 0 | 0 | 0 | 0 | 0 | 0 | 0 | 0 | 0 | 0 | 0 | 0 | 0 | 0 | 0 | 0 | 0 | 0 | 0 | 0 | 0 | 0 | 0
Commercial_Healthcare_New_Food Preparation_Natural Gas_Griddle_E9_Baseline Forecast | Commercial | Healthcare | New | Food Preparation | Natural Gas | Griddle | E9 |  | Baseline Forecast | 0 | 0 | 0 | 0 | 0 | 0 | 0 | 0 | 0 | 0 | 0 | 0 | 0 | 0 | 0 | 0 | 0 | 0 | 0 | 0 | 0 | 0 | 0
Commercial_Healthcare_New_Food Preparation_Natural Gas_Griddle_E10_Baseline Forecast | Commercial | Healthcare | New | Food Preparation | Natural Gas | Griddle | E10 |  | Baseline Forecast | 0 | 0 | 0 | 0 | 0 | 0 | 0 | 0 | 0 | 0 | 0 | 0 | 0 | 0 | 0 | 0 | 0 | 0 | 0 | 0 | 0 | 0 | 0
Commercial_Healthcare_New_Food Preparation_Natural Gas_Range_E1_Baseline Forecast | Commercial | Healthcare | New | Food Preparation | Natural Gas | Range | E1 | Standard | Baseline Forecast | 0 | 25222.0166 | 38605.3153 | 17478.5146 | 17152.0905 | 16948.5788 | 16745.977 | 16603.8137 | 16400.4336 | 16221.8155 | 21026.8727 | 27530.0135 | 28498.1302 | 29107.3372 | 29535.5616 | 36374.5695 | 38727.8988 | 31468.6662 | 31007.1293 | 31674.4973 | 33433.1363 | 35142.1128 | 0
Commercial_Healthcare_New_Food Preparation_Natural Gas_Range_E2_Baseline Forecast | Commercial | Healthcare | New | Food Preparation | Natural Gas | Range | E2 | High Efficiency | Baseline Forecast | 0 | 36295.097 | 55553.9903 | 25152.0089 | 24682.2766 | 24389.4183 | 24097.8693 | 23893.2929 | 23600.624 | 23343.5882 | 30258.1826 | 39616.3609 | 41009.5045 | 41886.1682 | 42502.3935 | 52343.8927 | 55730.3909 | 45284.1782 | 44620.0153 | 45580.3742 | 48111.0986 | 50570.3574 | 0
Commercial_Healthcare_New_Food Preparation_Natural Gas_Range_E3_Baseline Forecast | Commercial | Healthcare | New | Food Preparation | Natural Gas | Range | E3 |  | Baseline Forecast | 0 | 0 | 0 | 0 | 0 | 0 | 0 | 0 | 0 | 0 | 0 | 0 | 0 | 0 | 0 | 0 | 0 | 0 | 0 | 0 | 0 | 0 | 0
Commercial_Healthcare_New_Food Preparation_Natural Gas_Range_E4_Baseline Forecast | Commercial | Healthcare | New | Food Preparation | Natural Gas | Range | E4 |  | Baseline Forecast | 0 | 0 | 0 | 0 | 0 | 0 | 0 | 0 | 0 | 0 | 0 | 0 | 0 | 0 | 0 | 0 | 0 | 0 | 0 | 0 | 0 | 0 | 0
Commercial_Healthcare_New_Food Preparation_Natural Gas_Range_E5_Baseline Forecast | Commercial | Healthcare | New | Food Preparation | Natural Gas | Range | E5 |  | Baseline Forecast | 0 | 0 | 0 | 0 | 0 | 0 | 0 | 0 | 0 | 0 | 0 | 0 | 0 | 0 | 0 | 0 | 0 | 0 | 0 | 0 | 0 | 0 | 0
Commercial_Healthcare_New_Food Preparation_Natural Gas_Range_E6_Baseline Forecast | Commercial | Healthcare | New | Food Preparation | Natural Gas | Range | E6 |  | Baseline Forecast | 0 | 0 | 0 | 0 | 0 | 0 | 0 | 0 | 0 | 0 | 0 | 0 | 0 | 0 | 0 | 0 | 0 | 0 | 0 | 0 | 0 | 0 | 0
Commercial_Healthcare_New_Food Preparation_Natural Gas_Range_E7_Baseline Forecast | Commercial | Healthcare | New | Food Preparation | Natural Gas | Range | E7 |  | Baseline Forecast | 0 | 0 | 0 | 0 | 0 | 0 | 0 | 0 | 0 | 0 | 0 | 0 | 0 | 0 | 0 | 0 | 0 | 0 | 0 | 0 | 0 | 0 | 0
Commercial_Healthcare_New_Food Preparation_Natural Gas_Range_E8_Baseline Forecast | Commercial | Healthcare | New | Food Preparation | Natural Gas | Range | E8 |  | Baseline Forecast | 0 | 0 | 0 | 0 | 0 | 0 | 0 | 0 | 0 | 0 | 0 | 0 | 0 | 0 | 0 | 0 | 0 | 0 | 0 | 0 | 0 | 0 | 0
Commercial_Healthcare_New_Food Preparation_Natural Gas_Range_E9_Baseline Forecast | Commercial | Healthcare | New | Food Preparation | Natural Gas | Range | E9 |  | Baseline Forecast | 0 | 0 | 0 | 0 | 0 | 0 | 0 | 0 | 0 | 0 | 0 | 0 | 0 | 0 | 0 | 0 | 0 | 0 | 0 | 0 | 0 | 0 | 0
Commercial_Healthcare_New_Food Preparation_Natural Gas_Range_E10_Baseline Forecast | Commercial | Healthcare | New | Food Preparation | Natural Gas | Range | E10 |  | Baseline Forecast | 0 | 0 | 0 | 0 | 0 | 0 | 0 | 0 | 0 | 0 | 0 | 0 | 0 | 0 | 0 | 0 | 0 | 0 | 0 | 0 | 0 | 0 | 0
Commercial_Healthcare_New_Food Preparation_Natural Gas_Steamer_E1_Baseline Forecast | Commercial | Healthcare | New | Food Preparation | Natural Gas | Steamer | E1 | Standard | Baseline Forecast | 0 | 4465.9271 | 6835.636 | 3094.8268 | 3037.0286 | 3000.9939 | 2965.1203 | 2939.9482 | 2903.9367 | 2872.3098 | 3326.1442 | 3993.5105 | 4172.7698 | 4310.7569 | 4429.9367 | 4521.9598 | 4607.2789 | 4672.2983 | 4717.1256 | 6193.9726 | 6924.0986 | 5730.6785 | 0
Commercial_Healthcare_New_Food Preparation_Natural Gas_Steamer_E2_Baseline Forecast | Commercial | Healthcare | New | Food Preparation | Natural Gas | Steamer | E2 | ENERGY STAR | Baseline Forecast | 0 | 4465.9271 | 6835.636 | 3094.8268 | 3037.0286 | 3000.9939 | 2965.1203 | 2939.9482 | 2903.9367 | 2872.3098 | 3326.1442 | 3993.5105 | 4172.7698 | 4310.7569 | 4429.9367 | 4521.9598 | 4607.2789 | 4672.2983 | 4717.1256 | 6193.9726 | 6924.0986 | 5730.6785 | 0
Commercial_Healthcare_New_Food Preparation_Natural Gas_Steamer_E3_Baseline Forecast | Commercial | Healthcare | New | Food Preparation | Natural Gas | Steamer | E3 |  | Baseline Forecast | 0 | 0 | 0 | 0 | 0 | 0 | 0 | 0 | 0 | 0 | 0 | 0 | 0 | 0 | 0 | 0 | 0 | 0 | 0 | 0 | 0 | 0 | 0
Commercial_Healthcare_New_Food Preparation_Natural Gas_Steamer_E4_Baseline Forecast | Commercial | Healthcare | New | Food Preparation | Natural Gas | Steamer | E4 |  | Baseline Forecast | 0 | 0 | 0 | 0 | 0 | 0 | 0 | 0 | 0 | 0 | 0 | 0 | 0 | 0 | 0 | 0 | 0 | 0 | 0 | 0 | 0 | 0 | 0
Commercial_Healthcare_New_Food Preparation_Natural Gas_Steamer_E5_Baseline Forecast | Commercial | Healthcare | New | Food Preparation | Natural Gas | Steamer | E5 |  | Baseline Forecast | 0 | 0 | 0 | 0 | 0 | 0 | 0 | 0 | 0 | 0 | 0 | 0 | 0 | 0 | 0 | 0 | 0 | 0 | 0 | 0 | 0 | 0 | 0
Commercial_Healthcare_New_Food Preparation_Natural Gas_Steamer_E6_Baseline Forecast | Commercial | Healthcare | New | Food Preparation | Natural Gas | Steamer | E6 |  | Baseline Forecast | 0 | 0 | 0 | 0 | 0 | 0 | 0 | 0 | 0 | 0 | 0 | 0 | 0 | 0 | 0 | 0 | 0 | 0 | 0 | 0 | 0 | 0 | 0
Commercial_Healthcare_New_Food Preparation_Natural Gas_Steamer_E7_Baseline Forecast | Commercial | Healthcare | New | Food Preparation | Natural Gas | Steamer | E7 |  | Baseline Forecast | 0 | 0 | 0 | 0 | 0 | 0 | 0 | 0 | 0 | 0 | 0 | 0 | 0 | 0 | 0 | 0 | 0 | 0 | 0 | 0 | 0 | 0 | 0
Commercial_Healthcare_New_Food Preparation_Natural Gas_Steamer_E8_Baseline Forecast | Commercial | Healthcare | New | Food Preparation | Natural Gas | Steamer | E8 |  | Baseline Forecast | 0 | 0 | 0 | 0 | 0 | 0 | 0 | 0 | 0 | 0 | 0 | 0 | 0 | 0 | 0 | 0 | 0 | 0 | 0 | 0 | 0 | 0 | 0
Commercial_Healthcare_New_Food Preparation_Natural Gas_Steamer_E9_Baseline Forecast | Commercial | Healthcare | New | Food Preparation | Natural Gas | Steamer | E9 |  | Baseline Forecast | 0 | 0 | 0 | 0 | 0 | 0 | 0 | 0 | 0 | 0 | 0 | 0 | 0 | 0 | 0 | 0 | 0 | 0 | 0 | 0 | 0 | 0 | 0
Commercial_Healthcare_New_Food Preparation_Natural Gas_Steamer_E10_Baseline Forecast | Commercial | Healthcare | New | Food Preparation | Natural Gas | Steamer | E10 |  | Baseline Forecast | 0 | 0 | 0 | 0 | 0 | 0 | 0 | 0 | 0 | 0 | 0 | 0 | 0 | 0 | 0 | 0 | 0 | 0 | 0 | 0 | 0 | 0 | 0
Commercial_Healthcare_New_Food Preparation_Natural Gas_Food Prep Other_E1_Baseline Forecast | Commercial | Healthcare | New | Food Preparation | Natural Gas | Food Prep Other | E1 | Standard | Baseline Forecast | 0 | 6609.5721 | 10116.7412 | 4580.3436 | 4494.8023 | 4441.4709 | 4388.378 | 4351.1233 | 4297.8264 | 4251.0185 | 5510.2109 | 7214.3957 | 7468.0962 | 7627.7423 | 7739.9609 | 9532.1617 | 10148.8649 | 8246.542 | 8125.5936 | 8300.4812 | 8761.3425 | 9209.1894 | 0
Commercial_Healthcare_New_Food Preparation_Natural Gas_Food Prep Other_E2_Baseline Forecast | Commercial | Healthcare | New | Food Preparation | Natural Gas | Food Prep Other | E2 | ENERGY STAR | Baseline Forecast | 0 | 2322.2821 | 3554.5307 | 1609.3099 | 1579.2549 | 1560.5168 | 1541.8625 | 1528.773 | 1510.0471 | 1493.6011 | 1936.02 | 2534.7877 | 2623.9257 | 2680.0176 | 2719.4457 | 3349.1379 | 3565.8174 | 2897.4337 | 2854.9383 | 2916.3853 | 3078.3095 | 3235.6611 | 0
Commercial_Healthcare_New_Food Preparation_Natural Gas_Food Prep Other_E3_Baseline Forecast | Commercial | Healthcare | New | Food Preparation | Natural Gas | Food Prep Other | E3 |  | Baseline Forecast | 0 | 0 | 0 | 0 | 0 | 0 | 0 | 0 | 0 | 0 | 0 | 0 | 0 | 0 | 0 | 0 | 0 | 0 | 0 | 0 | 0 | 0 | 0
Commercial_Healthcare_New_Food Preparation_Natural Gas_Food Prep Other_E4_Baseline Forecast | Commercial | Healthcare | New | Food Preparation | Natural Gas | Food Prep Other | E4 |  | Baseline Forecast | 0 | 0 | 0 | 0 | 0 | 0 | 0 | 0 | 0 | 0 | 0 | 0 | 0 | 0 | 0 | 0 | 0 | 0 | 0 | 0 | 0 | 0 | 0
Commercial_Healthcare_New_Food Preparation_Natural Gas_Food Prep Other_E5_Baseline Forecast | Commercial | Healthcare | New | Food Preparation | Natural Gas | Food Prep Other | E5 |  | Baseline Forecast | 0 | 0 | 0 | 0 | 0 | 0 | 0 | 0 | 0 | 0 | 0 | 0 | 0 | 0 | 0 | 0 | 0 | 0 | 0 | 0 | 0 | 0 | 0
Commercial_Healthcare_New_Food Preparation_Natural Gas_Food Prep Other_E6_Baseline Forecast | Commercial | Healthcare | New | Food Preparation | Natural Gas | Food Prep Other | E6 |  | Baseline Forecast | 0 | 0 | 0 | 0 | 0 | 0 | 0 | 0 | 0 | 0 | 0 | 0 | 0 | 0 | 0 | 0 | 0 | 0 | 0 | 0 | 0 | 0 | 0
Commercial_Healthcare_New_Food Preparation_Natural Gas_Food Prep Other_E7_Baseline Forecast | Commercial | Healthcare | New | Food Preparation | Natural Gas | Food Prep Other | E7 |  | Baseline Forecast | 0 | 0 | 0 | 0 | 0 | 0 | 0 | 0 | 0 | 0 | 0 | 0 | 0 | 0 | 0 | 0 | 0 | 0 | 0 | 0 | 0 | 0 | 0
Commercial_Healthcare_New_Food Preparation_Natural Gas_Food Prep Other_E8_Baseline Forecast | Commercial | Healthcare | New | Food Preparation | Natural Gas | Food Prep Other | E8 |  | Baseline Forecast | 0 | 0 | 0 | 0 | 0 | 0 | 0 | 0 | 0 | 0 | 0 | 0 | 0 | 0 | 0 | 0 | 0 | 0 | 0 | 0 | 0 | 0 | 0
Commercial_Healthcare_New_Food Preparation_Natural Gas_Food Prep Other_E9_Baseline Forecast | Commercial | Healthcare | New | Food Preparation | Natural Gas | Food Prep Other | E9 |  | Baseline Forecast | 0 | 0 | 0 | 0 | 0 | 0 | 0 | 0 | 0 | 0 | 0 | 0 | 0 | 0 | 0 | 0 | 0 | 0 | 0 | 0 | 0 | 0 | 0
Commercial_Healthcare_New_Food Preparation_Natural Gas_Food Prep Other_E10_Baseline Forecast | Commercial | Healthcare | New | Food Preparation | Natural Gas | Food Prep Other | E10 |  | Baseline Forecast | 0 | 0 | 0 | 0 | 0 | 0 | 0 | 0 | 0 | 0 | 0 | 0 | 0 | 0 | 0 | 0 | 0 | 0 | 0 | 0 | 0 | 0 | 0
Commercial_Healthcare_New_Miscellaneous_Natural Gas_Pool Heater_E1_Baseline Forecast | Commercial | Healthcare | New | Miscellaneous | Natural Gas | Pool Heater | E1 | Standard (EF .82) | Baseline Forecast | 0 | 2180.4542 | 3337.4462 | 1511.0251 | 1482.8056 | 1465.2119 | 1883.7878 | 2451.7688 | 2533.1191 | 2591.1797 | 2625.7712 | 3307.234 | 3696.9249 | 3234.2186 | 3345.4594 | 3437.6849 | 3763.3078 | 4136.1893 | 4208.2376 | 4285.768 | 4353.5044 | 4650.3966 | 0
Commercial_Healthcare_New_Miscellaneous_Natural Gas_Pool Heater_E2_Baseline Forecast | Commercial | Healthcare | New | Miscellaneous | Natural Gas | Pool Heater | E2 | Condensing (EF .90) | Baseline Forecast | 0 | 242.2727 | 370.8274 | 167.8917 | 164.7562 | 162.8013 | 209.3098 | 272.4188 | 281.4577 | 287.9089 | 291.7524 | 367.4704 | 410.7694 | 359.3576 | 371.7177 | 381.965 | 418.1453 | 459.5766 | 467.582 | 476.1964 | 483.7227 | 516.7107 | 0
Commercial_Healthcare_New_Miscellaneous_Natural Gas_Pool Heater_E3_Baseline Forecast | Commercial | Healthcare | New | Miscellaneous | Natural Gas | Pool Heater | E3 |  | Baseline Forecast | 0 | 0 | 0 | 0 | 0 | 0 | 0 | 0 | 0 | 0 | 0 | 0 | 0 | 0 | 0 | 0 | 0 | 0 | 0 | 0 | 0 | 0 | 0
Commercial_Healthcare_New_Miscellaneous_Natural Gas_Pool Heater_E4_Baseline Forecast | Commercial | Healthcare | New | Miscellaneous | Natural Gas | Pool Heater | E4 |  | Baseline Forecast | 0 | 0 | 0 | 0 | 0 | 0 | 0 | 0 | 0 | 0 | 0 | 0 | 0 | 0 | 0 | 0 | 0 | 0 | 0 | 0 | 0 | 0 | 0
Commercial_Healthcare_New_Miscellaneous_Natural Gas_Pool Heater_E5_Baseline Forecast | Commercial | Healthcare | New | Miscellaneous | Natural Gas | Pool Heater | E5 |  | Baseline Forecast | 0 | 0 | 0 | 0 | 0 | 0 | 0 | 0 | 0 | 0 | 0 | 0 | 0 | 0 | 0 | 0 | 0 | 0 | 0 | 0 | 0 | 0 | 0
Commercial_Healthcare_New_Miscellaneous_Natural Gas_Pool Heater_E6_Baseline Forecast | Commercial | Healthcare | New | Miscellaneous | Natural Gas | Pool Heater | E6 |  | Baseline Forecast | 0 | 0 | 0 | 0 | 0 | 0 | 0 | 0 | 0 | 0 | 0 | 0 | 0 | 0 | 0 | 0 | 0 | 0 | 0 | 0 | 0 | 0 | 0
Commercial_Healthcare_New_Miscellaneous_Natural Gas_Pool Heater_E7_Baseline Forecast | Commercial | Healthcare | New | Miscellaneous | Natural Gas | Pool Heater | E7 |  | Baseline Forecast | 0 | 0 | 0 | 0 | 0 | 0 | 0 | 0 | 0 | 0 | 0 | 0 | 0 | 0 | 0 | 0 | 0 | 0 | 0 | 0 | 0 | 0 | 0
Commercial_Healthcare_New_Miscellaneous_Natural Gas_Pool Heater_E8_Baseline Forecast | Commercial | Healthcare | New | Miscellaneous | Natural Gas | Pool Heater | E8 |  | Baseline Forecast | 0 | 0 | 0 | 0 | 0 | 0 | 0 | 0 | 0 | 0 | 0 | 0 | 0 | 0 | 0 | 0 | 0 | 0 | 0 | 0 | 0 | 0 | 0
Commercial_Healthcare_New_Miscellaneous_Natural Gas_Pool Heater_E9_Baseline Forecast | Commercial | Healthcare | New | Miscellaneous | Natural Gas | Pool Heater | E9 |  | Baseline Forecast | 0 | 0 | 0 | 0 | 0 | 0 | 0 | 0 | 0 | 0 | 0 | 0 | 0 | 0 | 0 | 0 | 0 | 0 | 0 | 0 | 0 | 0 | 0
Commercial_Healthcare_New_Miscellaneous_Natural Gas_Pool Heater_E10_Baseline Forecast | Commercial | Healthcare | New | Miscellaneous | Natural Gas | Pool Heater | E10 |  | Baseline Forecast | 0 | 0 | 0 | 0 | 0 | 0 | 0 | 0 | 0 | 0 | 0 | 0 | 0 | 0 | 0 | 0 | 0 | 0 | 0 | 0 | 0 | 0 | 0
Commercial_Healthcare_New_Miscellaneous_Natural Gas_Miscellaneous_E1_Baseline Forecast | Commercial | Healthcare | New | Miscellaneous | Natural Gas | Miscellaneous | E1 | Standard | Baseline Forecast | 0 | 171864.084 | 263058.5519 | 119099.4741 | 141427.2159 | 174112.8396 | 181371.6005 | 190997.6844 | 203362.467 | 214968.5701 | 225704.1357 | 286719.7859 | 317193.0845 | 275720.2587 | 297305.6999 | 322750.8928 | 331418.447 | 342319.5803 | 355689.4196 | 368551.7781 | 380416.6001 | 407850.4769 | 0
Commercial_Healthcare_New_Miscellaneous_Natural Gas_Miscellaneous_E2_Baseline Forecast | Commercial | Healthcare | New | Miscellaneous | Natural Gas | Miscellaneous | E2 |  | Baseline Forecast | 0 | 0 | 0 | 0 | 0 | 0 | 0 | 0 | 0 | 0 | 0 | 0 | 0 | 0 | 0 | 0 | 0 | 0 | 0 | 0 | 0 | 0 | 0
Commercial_Healthcare_New_Miscellaneous_Natural Gas_Miscellaneous_E3_Baseline Forecast | Commercial | Healthcare | New | Miscellaneous | Natural Gas | Miscellaneous | E3 |  | Baseline Forecast | 0 | 0 | 0 | 0 | 0 | 0 | 0 | 0 | 0 | 0 | 0 | 0 | 0 | 0 | 0 | 0 | 0 | 0 | 0 | 0 | 0 | 0 | 0
Commercial_Healthcare_New_Miscellaneous_Natural Gas_Miscellaneous_E4_Baseline Forecast | Commercial | Healthcare | New | Miscellaneous | Natural Gas | Miscellaneous | E4 |  | Baseline Forecast | 0 | 0 | 0 | 0 | 0 | 0 | 0 | 0 | 0 | 0 | 0 | 0 | 0 | 0 | 0 | 0 | 0 | 0 | 0 | 0 | 0 | 0 | 0
Commercial_Healthcare_New_Miscellaneous_Natural Gas_Miscellaneous_E5_Baseline Forecast | Commercial | Healthcare | New | Miscellaneous | Natural Gas | Miscellaneous | E5 |  | Baseline Forecast | 0 | 0 | 0 | 0 | 0 | 0 | 0 | 0 | 0 | 0 | 0 | 0 | 0 | 0 | 0 | 0 | 0 | 0 | 0 | 0 | 0 | 0 | 0
Commercial_Healthcare_New_Miscellaneous_Natural Gas_Miscellaneous_E6_Baseline Forecast | Commercial | Healthcare | New | Miscellaneous | Natural Gas | Miscellaneous | E6 |  | Baseline Forecast | 0 | 0 | 0 | 0 | 0 | 0 | 0 | 0 | 0 | 0 | 0 | 0 | 0 | 0 | 0 | 0 | 0 | 0 | 0 | 0 | 0 | 0 | 0
Commercial_Healthcare_New_Miscellaneous_Natural Gas_Miscellaneous_E7_Baseline Forecast | Commercial | Healthcare | New | Miscellaneous | Natural Gas | Miscellaneous | E7 |  | Baseline Forecast | 0 | 0 | 0 | 0 | 0 | 0 | 0 | 0 | 0 | 0 | 0 | 0 | 0 | 0 | 0 | 0 | 0 | 0 | 0 | 0 | 0 | 0 | 0
Commercial_Healthcare_New_Miscellaneous_Natural Gas_Miscellaneous_E8_Baseline Forecast | Commercial | Healthcare | New | Miscellaneous | Natural Gas | Miscellaneous | E8 |  | Baseline Forecast | 0 | 0 | 0 | 0 | 0 | 0 | 0 | 0 | 0 | 0 | 0 | 0 | 0 | 0 | 0 | 0 | 0 | 0 | 0 | 0 | 0 | 0 | 0
Commercial_Healthcare_New_Miscellaneous_Natural Gas_Miscellaneous_E9_Baseline Forecast | Commercial | Healthcare | New | Miscellaneous | Natural Gas | Miscellaneous | E9 |  | Baseline Forecast | 0 | 0 | 0 | 0 | 0 | 0 | 0 | 0 | 0 | 0 | 0 | 0 | 0 | 0 | 0 | 0 | 0 | 0 | 0 | 0 | 0 | 0 | 0
Commercial_Healthcare_New_Miscellaneous_Natural Gas_Miscellaneous_E10_Baseline Forecast | Commercial | Healthcare | New | Miscellaneous | Natural Gas | Miscellaneous | E10 |  | Baseline Forecast | 0 | 0 | 0 | 0 | 0 | 0 | 0 | 0 | 0 | 0 | 0 | 0 | 0 | 0 | 0 | 0 | 0 | 0 | 0 | 0 | 0 | 0 | 0
Commercial_Lodging_Existing_Space Heating_Natural Gas_Furnace_E1_Baseline Forecast | Commercial | Lodging | Existing | Space Heating | Natural Gas | Furnace | E1 | AFUE 80% (Standard) | Baseline Forecast | 0 | 52313.3139 | 54917.144 | 57231.0503 | 59277.8091 | 61078.5035 | 62652.6484 | 64018.3051 | 63897.7984 | 59066.5637 | 65730.1066 | 66420.9113 | 61567.6116 | 57073.5026 | 52661.9825 | 48815.7701 | 45246.0929 | 41929.411 | 38855.8523 | 38984.0127 | 39197.883 | 39476.8782 | 0
Commercial_Lodging_Existing_Space Heating_Natural Gas_Furnace_E2_Baseline Forecast | Commercial | Lodging | Existing | Space Heating | Natural Gas | Furnace | E2 | AFUE 90% | Baseline Forecast | 0 | 0 | 0 | 0 | 0 | 0 | 0 | 0 | 1294.3904 | 7123.2035 | 1295.2462 | 1291.2759 | 1181.0578 | 1075.4905 | 1224.5053 | 1120.6674 | 1029.8456 | 954.3547 | 884.3974 | 887.3145 | 892.1824 | 898.5326 | 0
Commercial_Lodging_Existing_Space Heating_Natural Gas_Furnace_E3_Baseline Forecast | Commercial | Lodging | Existing | Space Heating | Natural Gas | Furnace | E3 | AFUE 95% | Baseline Forecast | 0 | 0 | 0 | 0 | 0 | 0 | 0 | 0 | 0 | 0 | 0 | 0 | 0 | 0 | 0 | 0 | 0 | 0 | 0 | 0 | 0 | 0 | 0
Commercial_Lodging_Existing_Space Heating_Natural Gas_Furnace_E4_Baseline Forecast | Commercial | Lodging | Existing | Space Heating | Natural Gas | Furnace | E4 |  | Baseline Forecast | 0 | 0 | 0 | 0 | 0 | 0 | 0 | 0 | 0 | 0 | 0 | 0 | 0 | 0 | 0 | 0 | 0 | 0 | 0 | 0 | 0 | 0 | 0
Commercial_Lodging_Existing_Space Heating_Natural Gas_Furnace_E5_Baseline Forecast | Commercial | Lodging | Existing | Space Heating | Natural Gas | Furnace | E5 |  | Baseline Forecast | 0 | 0 | 0 | 0 | 0 | 0 | 0 | 0 | 0 | 0 | 0 | 0 | 0 | 0 | 0 | 0 | 0 | 0 | 0 | 0 | 0 | 0 | 0
Commercial_Lodging_Existing_Space Heating_Natural Gas_Furnace_E6_Baseline Forecast | Commercial | Lodging | Existing | Space Heating | Natural Gas | Furnace | E6 |  | Baseline Forecast | 0 | 0 | 0 | 0 | 0 | 0 | 0 | 0 | 0 | 0 | 0 | 0 | 0 | 0 | 0 | 0 | 0 | 0 | 0 | 0 | 0 | 0 | 0
Commercial_Lodging_Existing_Space Heating_Natural Gas_Furnace_E7_Baseline Forecast | Commercial | Lodging | Existing | Space Heating | Natural Gas | Furnace | E7 |  | Baseline Forecast | 0 | 0 | 0 | 0 | 0 | 0 | 0 | 0 | 0 | 0 | 0 | 0 | 0 | 0 | 0 | 0 | 0 | 0 | 0 | 0 | 0 | 0 | 0
Commercial_Lodging_Existing_Space Heating_Natural Gas_Furnace_E8_Baseline Forecast | Commercial | Lodging | Existing | Space Heating | Natural Gas | Furnace | E8 |  | Baseline Forecast | 0 | 0 | 0 | 0 | 0 | 0 | 0 | 0 | 0 | 0 | 0 | 0 | 0 | 0 | 0 | 0 | 0 | 0 | 0 | 0 | 0 | 0 | 0
Commercial_Lodging_Existing_Space Heating_Natural Gas_Furnace_E9_Baseline Forecast | Commercial | Lodging | Existing | Space Heating | Natural Gas | Furnace | E9 |  | Baseline Forecast | 0 | 0 | 0 | 0 | 0 | 0 | 0 | 0 | 0 | 0 | 0 | 0 | 0 | 0 | 0 | 0 | 0 | 0 | 0 | 0 | 0 | 0 | 0
Commercial_Lodging_Existing_Space Heating_Natural Gas_Furnace_E10_Baseline Forecast | Commercial | Lodging | Existing | Space Heating | Natural Gas | Furnace | E10 |  | Baseline Forecast | 0 | 0 | 0 | 0 | 0 | 0 | 0 | 0 | 0 | 0 | 0 | 0 | 0 | 0 | 0 | 0 | 0 | 0 | 0 | 0 | 0 | 0 | 0
Commercial_Lodging_Existing_Space Heating_Natural Gas_Boiler_E1_Baseline Forecast | Commercial | Lodging | Existing | Space Heating | Natural Gas | Boiler | E1 | AFUE 80% (Standard) | Baseline Forecast | 0 | 13152.1798 | 13067.5644 | 13397.2101 | 13288.5152 | 13171.274 | 13046.69 | 12915.8354 | 12779.6657 | 11576.2898 | 11444.0843 | 11309.0989 | 11171.8813 | 12625.2979 | 12464.774 | 12303.1834 | 12140.9137 | 11978.3071 | 11815.6662 | 11653.2575 | 11491.3154 | 11330.046 | 0
Commercial_Lodging_Existing_Space Heating_Natural Gas_Boiler_E2_Baseline Forecast | Commercial | Lodging | Existing | Space Heating | Natural Gas | Boiler | E2 | AFUE 85% | Baseline Forecast | 0 | 0 | 0 | 0 | 0 | 0 | 0 | 0 | 0 | 0 | 0 | 0 | 0 | 0 | 0 | 0 | 0 | 0 | 0 | 0 | 0 | 0 | 0
Commercial_Lodging_Existing_Space Heating_Natural Gas_Boiler_E3_Baseline Forecast | Commercial | Lodging | Existing | Space Heating | Natural Gas | Boiler | E3 | AFUE 98% | Baseline Forecast | 0 | 11956.5271 | 11879.604 | 11367.3298 | 11275.1038 | 11175.6264 | 11069.9188 | 10958.8907 | 10843.3527 | 11786.7678 | 11652.1585 | 11514.7188 | 11375.0065 | 9641.1366 | 9518.5547 | 9395.1582 | 9271.2432 | 9147.0709 | 9022.8724 | 8898.8512 | 8775.1863 | 8652.0352 | 0
Commercial_Lodging_Existing_Space Heating_Natural Gas_Boiler_E4_Baseline Forecast | Commercial | Lodging | Existing | Space Heating | Natural Gas | Boiler | E4 | Convert to NG Air Source Heat Pump | Baseline Forecast | 0 | 0 | 0 | 0 | 0 | 0 | 0 | 0 | 0 | 0 | 0 | 0 | 0 | 0 | 0 | 0 | 0 | 0 | 0 | 0 | 0 | 0 | 0
Commercial_Lodging_Existing_Space Heating_Natural Gas_Boiler_E5_Baseline Forecast | Commercial | Lodging | Existing | Space Heating | Natural Gas | Boiler | E5 |  | Baseline Forecast | 0 | 0 | 0 | 0 | 0 | 0 | 0 | 0 | 0 | 0 | 0 | 0 | 0 | 0 | 0 | 0 | 0 | 0 | 0 | 0 | 0 | 0 | 0
Commercial_Lodging_Existing_Space Heating_Natural Gas_Boiler_E6_Baseline Forecast | Commercial | Lodging | Existing | Space Heating | Natural Gas | Boiler | E6 |  | Baseline Forecast | 0 | 0 | 0 | 0 | 0 | 0 | 0 | 0 | 0 | 0 | 0 | 0 | 0 | 0 | 0 | 0 | 0 | 0 | 0 | 0 | 0 | 0 | 0
Commercial_Lodging_Existing_Space Heating_Natural Gas_Boiler_E7_Baseline Forecast | Commercial | Lodging | Existing | Space Heating | Natural Gas | Boiler | E7 |  | Baseline Forecast | 0 | 0 | 0 | 0 | 0 | 0 | 0 | 0 | 0 | 0 | 0 | 0 | 0 | 0 | 0 | 0 | 0 | 0 | 0 | 0 | 0 | 0 | 0
Commercial_Lodging_Existing_Space Heating_Natural Gas_Boiler_E8_Baseline Forecast | Commercial | Lodging | Existing | Space Heating | Natural Gas | Boiler | E8 |  | Baseline Forecast | 0 | 0 | 0 | 0 | 0 | 0 | 0 | 0 | 0 | 0 | 0 | 0 | 0 | 0 | 0 | 0 | 0 | 0 | 0 | 0 | 0 | 0 | 0
Commercial_Lodging_Existing_Space Heating_Natural Gas_Boiler_E9_Baseline Forecast | Commercial | Lodging | Existing | Space Heating | Natural Gas | Boiler | E9 |  | Baseline Forecast | 0 | 0 | 0 | 0 | 0 | 0 | 0 | 0 | 0 | 0 | 0 | 0 | 0 | 0 | 0 | 0 | 0 | 0 | 0 | 0 | 0 | 0 | 0
Commercial_Lodging_Existing_Space Heating_Natural Gas_Boiler_E10_Baseline Forecast | Commercial | Lodging | Existing | Space Heating | Natural Gas | Boiler | E10 |  | Baseline Forecast | 0 | 0 | 0 | 0 | 0 | 0 | 0 | 0 | 0 | 0 | 0 | 0 | 0 | 0 | 0 | 0 | 0 | 0 | 0 | 0 | 0 | 0 | 0
Commercial_Lodging_Existing_Space Heating_Natural Gas_Unit Heater_E1_Baseline Forecast | Commercial | Lodging | Existing | Space Heating | Natural Gas | Unit Heater | E1 | Standard | Baseline Forecast | 0 | 229.0259 | 656.0069 | 1253.2944 | 1996.2988 | 2863.1662 | 3834.4878 | 4893.0402 | 6023.5534 | 7212.5026 | 8248.7247 | 9148.6709 | 9965.6835 | 10738.1141 | 11492.9177 | 12248.4386 | 13016.5669 | 12242.8536 | 11717.1578 | 11408.1896 | 11288.0638 | 11298.348 | 0
Commercial_Lodging_Existing_Space Heating_Natural Gas_Unit Heater_E2_Baseline Forecast | Commercial | Lodging | Existing | Space Heating | Natural Gas | Unit Heater | E2 | Condensing | Baseline Forecast | 0 | 0 | 0 | 0 | 0 | 0 | 0 | 0 | 0 | 0 | 0 | 0 | 0 | 0 | 0 | 0 | 0 | 0 | 0 | 0 | 0 | 0 | 0
Commercial_Lodging_Existing_Space Heating_Natural Gas_Unit Heater_E3_Baseline Forecast | Commercial | Lodging | Existing | Space Heating | Natural Gas | Unit Heater | E3 | Infrared Radiant | Baseline Forecast | 0 | 0 | 0 | 0 | 0 | 0 | 0 | 0 | 0 | 0 | 0 | 0 | 0 | 0 | 0 | 0 | 0 | 0 | 0 | 0 | 0 | 0 | 0
Commercial_Lodging_Existing_Space Heating_Natural Gas_Unit Heater_E4_Baseline Forecast | Commercial | Lodging | Existing | Space Heating | Natural Gas | Unit Heater | E4 |  | Baseline Forecast | 0 | 0 | 0 | 0 | 0 | 0 | 0 | 0 | 0 | 0 | 0 | 0 | 0 | 0 | 0 | 0 | 0 | 0 | 0 | 0 | 0 | 0 | 0
Commercial_Lodging_Existing_Space Heating_Natural Gas_Unit Heater_E5_Baseline Forecast | Commercial | Lodging | Existing | Space Heating | Natural Gas | Unit Heater | E5 |  | Baseline Forecast | 0 | 0 | 0 | 0 | 0 | 0 | 0 | 0 | 0 | 0 | 0 | 0 | 0 | 0 | 0 | 0 | 0 | 0 | 0 | 0 | 0 | 0 | 0
Commercial_Lodging_Existing_Space Heating_Natural Gas_Unit Heater_E6_Baseline Forecast | Commercial | Lodging | Existing | Space Heating | Natural Gas | Unit Heater | E6 |  | Baseline Forecast | 0 | 0 | 0 | 0 | 0 | 0 | 0 | 0 | 0 | 0 | 0 | 0 | 0 | 0 | 0 | 0 | 0 | 0 | 0 | 0 | 0 | 0 | 0
Commercial_Lodging_Existing_Space Heating_Natural Gas_Unit Heater_E7_Baseline Forecast | Commercial | Lodging | Existing | Space Heating | Natural Gas | Unit Heater | E7 |  | Baseline Forecast | 0 | 0 | 0 | 0 | 0 | 0 | 0 | 0 | 0 | 0 | 0 | 0 | 0 | 0 | 0 | 0 | 0 | 0 | 0 | 0 | 0 | 0 | 0
Commercial_Lodging_Existing_Space Heating_Natural Gas_Unit Heater_E8_Baseline Forecast | Commercial | Lodging | Existing | Space Heating | Natural Gas | Unit Heater | E8 |  | Baseline Forecast | 0 | 0 | 0 | 0 | 0 | 0 | 0 | 0 | 0 | 0 | 0 | 0 | 0 | 0 | 0 | 0 | 0 | 0 | 0 | 0 | 0 | 0 | 0
Commercial_Lodging_Existing_Space Heating_Natural Gas_Unit Heater_E9_Baseline Forecast | Commercial | Lodging | Existing | Space Heating | Natural Gas | Unit Heater | E9 |  | Baseline Forecast | 0 | 0 | 0 | 0 | 0 | 0 | 0 | 0 | 0 | 0 | 0 | 0 | 0 | 0 | 0 | 0 | 0 | 0 | 0 | 0 | 0 | 0 | 0
Commercial_Lodging_Existing_Space Heating_Natural Gas_Unit Heater_E10_Baseline Forecast | Commercial | Lodging | Existing | Space Heating | Natural Gas | Unit Heater | E10 |  | Baseline Forecast | 0 | 0 | 0 | 0 | 0 | 0 | 0 | 0 | 0 | 0 | 0 | 0 | 0 | 0 | 0 | 0 | 0 | 0 | 0 | 0 | 0 | 0 | 0
Commercial_Lodging_Existing_Water Heating_Natural Gas_Water Heater_E1_Baseline Forecast | Commercial | Lodging | Existing | Water Heating | Natural Gas | Water Heater | E1 | TE 0.80 | Baseline Forecast | 0 | 40406.5622 | 44125.0962 | 47331.159 | 50080.3897 | 52422.562 | 54402.2002 | 56059.1301 | 57428.9723 | 58543.5836 | 66460.2569 | 73330.2391 | 72452.453 | 71561.9086 | 70661.557 | 78279.6053 | 76472.8979 | 74757.1753 | 73124.4097 | 72790.0666 | 73341.0238 | 73281.5219 | 0
Commercial_Lodging_Existing_Water Heating_Natural Gas_Water Heater_E2_Baseline Forecast | Commercial | Lodging | Existing | Water Heating | Natural Gas | Water Heater | E2 | TE 0.90 | Baseline Forecast | 0 | 0 | 0 | 0 | 0 | 0 | 0 | 0 | 0 | 0 | 0 | 0 | 0 | 0 | 0 | 0 | 0 | 0 | 0 | 0 | 0 | 0 | 0
Commercial_Lodging_Existing_Water Heating_Natural Gas_Water Heater_E3_Baseline Forecast | Commercial | Lodging | Existing | Water Heating | Natural Gas | Water Heater | E3 | TE 0.94 | Baseline Forecast | 0 | 45564.8467 | 49758.0872 | 53373.4346 | 56473.6309 | 59114.804 | 61347.162 | 63215.6148 | 64760.3305 | 66017.2326 | 74944.5451 | 82691.5462 | 81701.7023 | 80697.4714 | 79682.1813 | 88272.7464 | 86235.3955 | 84300.6445 | 82459.4407 | 82082.4155 | 82703.7077 | 82636.6098 | 0
Commercial_Lodging_Existing_Water Heating_Natural Gas_Water Heater_E4_Baseline Forecast | Commercial | Lodging | Existing | Water Heating | Natural Gas | Water Heater | E4 | Instantaneous TE 0.94 | Baseline Forecast | 0 | 0 | 0 | 0 | 0 | 0 | 0 | 0 | 0 | 0 | 0 | 0 | 0 | 0 | 0 | 0 | 0 | 0 | 0 | 0 | 0 | 0 | 0
Commercial_Lodging_Existing_Water Heating_Natural Gas_Water Heater_E5_Baseline Forecast | Commercial | Lodging | Existing | Water Heating | Natural Gas | Water Heater | E5 | Gas-Fired Absorption HPWH | Baseline Forecast | 0 | 0 | 0 | 0 | 0 | 0 | 0 | 0 | 0 | 0 | 0 | 0 | 0 | 0 | 0 | 0 | 0 | 0 | 0 | 0 | 0 | 0 | 0
Commercial_Lodging_Existing_Water Heating_Natural Gas_Water Heater_E6_Baseline Forecast | Commercial | Lodging | Existing | Water Heating | Natural Gas | Water Heater | E6 |  | Baseline Forecast | 0 | 0 | 0 | 0 | 0 | 0 | 0 | 0 | 0 | 0 | 0 | 0 | 0 | 0 | 0 | 0 | 0 | 0 | 0 | 0 | 0 | 0 | 0
Commercial_Lodging_Existing_Water Heating_Natural Gas_Water Heater_E7_Baseline Forecast | Commercial | Lodging | Existing | Water Heating | Natural Gas | Water Heater | E7 |  | Baseline Forecast | 0 | 0 | 0 | 0 | 0 | 0 | 0 | 0 | 0 | 0 | 0 | 0 | 0 | 0 | 0 | 0 | 0 | 0 | 0 | 0 | 0 | 0 | 0
Commercial_Lodging_Existing_Water Heating_Natural Gas_Water Heater_E8_Baseline Forecast | Commercial | Lodging | Existing | Water Heating | Natural Gas | Water Heater | E8 |  | Baseline Forecast | 0 | 0 | 0 | 0 | 0 | 0 | 0 | 0 | 0 | 0 | 0 | 0 | 0 | 0 | 0 | 0 | 0 | 0 | 0 | 0 | 0 | 0 | 0
Commercial_Lodging_Existing_Water Heating_Natural Gas_Water Heater_E9_Baseline Forecast | Commercial | Lodging | Existing | Water Heating | Natural Gas | Water Heater | E9 |  | Baseline Forecast | 0 | 0 | 0 | 0 | 0 | 0 | 0 | 0 | 0 | 0 | 0 | 0 | 0 | 0 | 0 | 0 | 0 | 0 | 0 | 0 | 0 | 0 | 0
Commercial_Lodging_Existing_Water Heating_Natural Gas_Water Heater_E10_Baseline Forecast | Commercial | Lodging | Existing | Water Heating | Natural Gas | Water Heater | E10 |  | Baseline Forecast | 0 | 0 | 0 | 0 | 0 | 0 | 0 | 0 | 0 | 0 | 0 | 0 | 0 | 0 | 0 | 0 | 0 | 0 | 0 | 0 | 0 | 0 | 0
Commercial_Lodging_Existing_Food Preparation_Natural Gas_Oven_E1_Baseline Forecast | Commercial | Lodging | Existing | Food Preparation | Natural Gas | Oven | E1 | Standard | Baseline Forecast | 0 | 4795.7515 | 6138.562 | 7159.9606 | 7928.7443 | 8499.0956 | 8913.6848 | 9206.1149 | 9402.8463 | 9524.7139 | 7502.5439 | 5909.6961 | 5463.7818 | 5338.9912 | 5412.9441 | 5600.8447 | 5845.037 | 7088.2873 | 7425.6844 | 7663.1065 | 7822.2151 | 7568.3526 | 0
Commercial_Lodging_Existing_Food Preparation_Natural Gas_Oven_E2_Baseline Forecast | Commercial | Lodging | Existing | Food Preparation | Natural Gas | Oven | E2 | ENERGY STAR (EF ≥ 44%) Convection Oven utilizing ASTM Std F1496 | Baseline Forecast | 0 | 6901.2034 | 8833.5404 | 10303.3579 | 11409.6565 | 12230.4058 | 12827.0098 | 13247.8238 | 13530.9252 | 13706.2956 | 10796.3436 | 8504.1968 | 7862.5152 | 7682.9385 | 7789.3586 | 8059.7521 | 8411.1508 | 10200.2183 | 10685.7409 | 11027.3971 | 11256.3582 | 10891.0439 | 0
Commercial_Lodging_Existing_Food Preparation_Natural Gas_Oven_E3_Baseline Forecast | Commercial | Lodging | Existing | Food Preparation | Natural Gas | Oven | E3 |  | Baseline Forecast | 0 | 0 | 0 | 0 | 0 | 0 | 0 | 0 | 0 | 0 | 0 | 0 | 0 | 0 | 0 | 0 | 0 | 0 | 0 | 0 | 0 | 0 | 0
Commercial_Lodging_Existing_Food Preparation_Natural Gas_Oven_E4_Baseline Forecast | Commercial | Lodging | Existing | Food Preparation | Natural Gas | Oven | E4 |  | Baseline Forecast | 0 | 0 | 0 | 0 | 0 | 0 | 0 | 0 | 0 | 0 | 0 | 0 | 0 | 0 | 0 | 0 | 0 | 0 | 0 | 0 | 0 | 0 | 0
Commercial_Lodging_Existing_Food Preparation_Natural Gas_Oven_E5_Baseline Forecast | Commercial | Lodging | Existing | Food Preparation | Natural Gas | Oven | E5 |  | Baseline Forecast | 0 | 0 | 0 | 0 | 0 | 0 | 0 | 0 | 0 | 0 | 0 | 0 | 0 | 0 | 0 | 0 | 0 | 0 | 0 | 0 | 0 | 0 | 0
Commercial_Lodging_Existing_Food Preparation_Natural Gas_Oven_E6_Baseline Forecast | Commercial | Lodging | Existing | Food Preparation | Natural Gas | Oven | E6 |  | Baseline Forecast | 0 | 0 | 0 | 0 | 0 | 0 | 0 | 0 | 0 | 0 | 0 | 0 | 0 | 0 | 0 | 0 | 0 | 0 | 0 | 0 | 0 | 0 | 0
Commercial_Lodging_Existing_Food Preparation_Natural Gas_Oven_E7_Baseline Forecast | Commercial | Lodging | Existing | Food Preparation | Natural Gas | Oven | E7 |  | Baseline Forecast | 0 | 0 | 0 | 0 | 0 | 0 | 0 | 0 | 0 | 0 | 0 | 0 | 0 | 0 | 0 | 0 | 0 | 0 | 0 | 0 | 0 | 0 | 0
Commercial_Lodging_Existing_Food Preparation_Natural Gas_Oven_E8_Baseline Forecast | Commercial | Lodging | Existing | Food Preparation | Natural Gas | Oven | E8 |  | Baseline Forecast | 0 | 0 | 0 | 0 | 0 | 0 | 0 | 0 | 0 | 0 | 0 | 0 | 0 | 0 | 0 | 0 | 0 | 0 | 0 | 0 | 0 | 0 | 0
Commercial_Lodging_Existing_Food Preparation_Natural Gas_Oven_E9_Baseline Forecast | Commercial | Lodging | Existing | Food Preparation | Natural Gas | Oven | E9 |  | Baseline Forecast | 0 | 0 | 0 | 0 | 0 | 0 | 0 | 0 | 0 | 0 | 0 | 0 | 0 | 0 | 0 | 0 | 0 | 0 | 0 | 0 | 0 | 0 | 0
Commercial_Lodging_Existing_Food Preparation_Natural Gas_Oven_E10_Baseline Forecast | Commercial | Lodging | Existing | Food Preparation | Natural Gas | Oven | E10 |  | Baseline Forecast | 0 | 0 | 0 | 0 | 0 | 0 | 0 | 0 | 0 | 0 | 0 | 0 | 0 | 0 | 0 | 0 | 0 | 0 | 0 | 0 | 0 | 0 | 0
Commercial_Lodging_Existing_Food Preparation_Natural Gas_Conveyor Oven_E1_Baseline Forecast | Commercial | Lodging | Existing | Food Preparation | Natural Gas | Conveyor Oven | E1 | Standard | Baseline Forecast | 0 | 0 | 0 | 0 | 0 | 225.3685 | 621.3235 | 1144.8739 | 1762.3126 | 2447.2422 | 2970.4623 | 3366.5559 | 3662.7597 | 3880.5241 | 4036.7417 | 4144.7148 | 4214.9182 | 3320.0587 | 2615.1847 | 2059.9609 | 1622.6153 | 1313.293 | 0
Commercial_Lodging_Existing_Food Preparation_Natural Gas_Conveyor Oven_E2_Baseline Forecast | Commercial | Lodging | Existing | Food Preparation | Natural Gas | Conveyor Oven | E2 | ENERGY STAR (EF ≥ 44%) Convection Oven utilizing ASTM Std F1496 | Baseline Forecast | 0 | 0 | 0 | 0 | 0 | 324.3107 | 894.0997 | 1647.5015 | 2536.0108 | 3521.6411 | 4274.5677 | 4844.5561 | 5270.8006 | 5584.1689 | 5808.9697 | 5964.3457 | 6065.3702 | 4777.6454 | 3763.3145 | 2964.3339 | 2334.983 | 1889.8606 | 0
Commercial_Lodging_Existing_Food Preparation_Natural Gas_Conveyor Oven_E3_Baseline Forecast | Commercial | Lodging | Existing | Food Preparation | Natural Gas | Conveyor Oven | E3 |  | Baseline Forecast | 0 | 0 | 0 | 0 | 0 | 0 | 0 | 0 | 0 | 0 | 0 | 0 | 0 | 0 | 0 | 0 | 0 | 0 | 0 | 0 | 0 | 0 | 0
Commercial_Lodging_Existing_Food Preparation_Natural Gas_Conveyor Oven_E4_Baseline Forecast | Commercial | Lodging | Existing | Food Preparation | Natural Gas | Conveyor Oven | E4 |  | Baseline Forecast | 0 | 0 | 0 | 0 | 0 | 0 | 0 | 0 | 0 | 0 | 0 | 0 | 0 | 0 | 0 | 0 | 0 | 0 | 0 | 0 | 0 | 0 | 0
Commercial_Lodging_Existing_Food Preparation_Natural Gas_Conveyor Oven_E5_Baseline Forecast | Commercial | Lodging | Existing | Food Preparation | Natural Gas | Conveyor Oven | E5 |  | Baseline Forecast | 0 | 0 | 0 | 0 | 0 | 0 | 0 | 0 | 0 | 0 | 0 | 0 | 0 | 0 | 0 | 0 | 0 | 0 | 0 | 0 | 0 | 0 | 0
Commercial_Lodging_Existing_Food Preparation_Natural Gas_Conveyor Oven_E6_Baseline Forecast | Commercial | Lodging | Existing | Food Preparation | Natural Gas | Conveyor Oven | E6 |  | Baseline Forecast | 0 | 0 | 0 | 0 | 0 | 0 | 0 | 0 | 0 | 0 | 0 | 0 | 0 | 0 | 0 | 0 | 0 | 0 | 0 | 0 | 0 | 0 | 0
Commercial_Lodging_Existing_Food Preparation_Natural Gas_Conveyor Oven_E7_Baseline Forecast | Commercial | Lodging | Existing | Food Preparation | Natural Gas | Conveyor Oven | E7 |  | Baseline Forecast | 0 | 0 | 0 | 0 | 0 | 0 | 0 | 0 | 0 | 0 | 0 | 0 | 0 | 0 | 0 | 0 | 0 | 0 | 0 | 0 | 0 | 0 | 0
Commercial_Lodging_Existing_Food Preparation_Natural Gas_Conveyor Oven_E8_Baseline Forecast | Commercial | Lodging | Existing | Food Preparation | Natural Gas | Conveyor Oven | E8 |  | Baseline Forecast | 0 | 0 | 0 | 0 | 0 | 0 | 0 | 0 | 0 | 0 | 0 | 0 | 0 | 0 | 0 | 0 | 0 | 0 | 0 | 0 | 0 | 0 | 0
Commercial_Lodging_Existing_Food Preparation_Natural Gas_Conveyor Oven_E9_Baseline Forecast | Commercial | Lodging | Existing | Food Preparation | Natural Gas | Conveyor Oven | E9 |  | Baseline Forecast | 0 | 0 | 0 | 0 | 0 | 0 | 0 | 0 | 0 | 0 | 0 | 0 | 0 | 0 | 0 | 0 | 0 | 0 | 0 | 0 | 0 | 0 | 0
Commercial_Lodging_Existing_Food Preparation_Natural Gas_Conveyor Oven_E10_Baseline Forecast | Commercial | Lodging | Existing | Food Preparation | Natural Gas | Conveyor Oven | E10 |  | Baseline Forecast | 0 | 0 | 0 | 0 | 0 | 0 | 0 | 0 | 0 | 0 | 0 | 0 | 0 | 0 | 0 | 0 | 0 | 0 | 0 | 0 | 0 | 0 | 0
Commercial_Lodging_Existing_Food Preparation_Natural Gas_Double Rack Oven_E1_Baseline Forecast | Commercial | Lodging | Existing | Food Preparation | Natural Gas | Double Rack Oven | E1 | Standard | Baseline Forecast | 0 | 1332.1532 | 1821.748 | 2240.1583 | 2596.4223 | 2898.4478 | 3153.1536 | 3366.5926 | 3544.0602 | 3690.1889 | 3229.7038 | 2826.6809 | 2698.6052 | 2649.4152 | 2654.2105 | 2694.4208 | 2756.3314 | 3102.4335 | 3227.0408 | 3328.2258 | 3409.0324 | 3374.4245 | 0
Commercial_Lodging_Existing_Food Preparation_Natural Gas_Double Rack Oven_E2_Baseline Forecast | Commercial | Lodging | Existing | Food Preparation | Natural Gas | Double Rack Oven | E2 | FTSC Qualified (>50% Cooking Efficiency) | Baseline Forecast | 0 | 1917.001 | 2621.5398 | 3223.6425 | 3736.3151 | 4170.9371 | 4537.4649 | 4844.6088 | 5099.9891 | 5310.2718 | 4647.6225 | 4067.6628 | 3883.3588 | 3812.5731 | 3819.4736 | 3877.3372 | 3966.428 | 4464.4775 | 4643.7905 | 4789.3982 | 4905.6808 | 4855.8792 | 0
Commercial_Lodging_Existing_Food Preparation_Natural Gas_Double Rack Oven_E3_Baseline Forecast | Commercial | Lodging | Existing | Food Preparation | Natural Gas | Double Rack Oven | E3 |  | Baseline Forecast | 0 | 0 | 0 | 0 | 0 | 0 | 0 | 0 | 0 | 0 | 0 | 0 | 0 | 0 | 0 | 0 | 0 | 0 | 0 | 0 | 0 | 0 | 0
Commercial_Lodging_Existing_Food Preparation_Natural Gas_Double Rack Oven_E4_Baseline Forecast | Commercial | Lodging | Existing | Food Preparation | Natural Gas | Double Rack Oven | E4 |  | Baseline Forecast | 0 | 0 | 0 | 0 | 0 | 0 | 0 | 0 | 0 | 0 | 0 | 0 | 0 | 0 | 0 | 0 | 0 | 0 | 0 | 0 | 0 | 0 | 0
Commercial_Lodging_Existing_Food Preparation_Natural Gas_Double Rack Oven_E5_Baseline Forecast | Commercial | Lodging | Existing | Food Preparation | Natural Gas | Double Rack Oven | E5 |  | Baseline Forecast | 0 | 0 | 0 | 0 | 0 | 0 | 0 | 0 | 0 | 0 | 0 | 0 | 0 | 0 | 0 | 0 | 0 | 0 | 0 | 0 | 0 | 0 | 0
Commercial_Lodging_Existing_Food Preparation_Natural Gas_Double Rack Oven_E6_Baseline Forecast | Commercial | Lodging | Existing | Food Preparation | Natural Gas | Double Rack Oven | E6 |  | Baseline Forecast | 0 | 0 | 0 | 0 | 0 | 0 | 0 | 0 | 0 | 0 | 0 | 0 | 0 | 0 | 0 | 0 | 0 | 0 | 0 | 0 | 0 | 0 | 0
Commercial_Lodging_Existing_Food Preparation_Natural Gas_Double Rack Oven_E7_Baseline Forecast | Commercial | Lodging | Existing | Food Preparation | Natural Gas | Double Rack Oven | E7 |  | Baseline Forecast | 0 | 0 | 0 | 0 | 0 | 0 | 0 | 0 | 0 | 0 | 0 | 0 | 0 | 0 | 0 | 0 | 0 | 0 | 0 | 0 | 0 | 0 | 0
Commercial_Lodging_Existing_Food Preparation_Natural Gas_Double Rack Oven_E8_Baseline Forecast | Commercial | Lodging | Existing | Food Preparation | Natural Gas | Double Rack Oven | E8 |  | Baseline Forecast | 0 | 0 | 0 | 0 | 0 | 0 | 0 | 0 | 0 | 0 | 0 | 0 | 0 | 0 | 0 | 0 | 0 | 0 | 0 | 0 | 0 | 0 | 0
Commercial_Lodging_Existing_Food Preparation_Natural Gas_Double Rack Oven_E9_Baseline Forecast | Commercial | Lodging | Existing | Food Preparation | Natural Gas | Double Rack Oven | E9 |  | Baseline Forecast | 0 | 0 | 0 | 0 | 0 | 0 | 0 | 0 | 0 | 0 | 0 | 0 | 0 | 0 | 0 | 0 | 0 | 0 | 0 | 0 | 0 | 0 | 0
Commercial_Lodging_Existing_Food Preparation_Natural Gas_Double Rack Oven_E10_Baseline Forecast | Commercial | Lodging | Existing | Food Preparation | Natural Gas | Double Rack Oven | E10 |  | Baseline Forecast | 0 | 0 | 0 | 0 | 0 | 0 | 0 | 0 | 0 | 0 | 0 | 0 | 0 | 0 | 0 | 0 | 0 | 0 | 0 | 0 | 0 | 0 | 0
Commercial_Lodging_Existing_Food Preparation_Natural Gas_Fryer_E1_Baseline Forecast | Commercial | Lodging | Existing | Food Preparation | Natural Gas | Fryer | E1 | Standard | Baseline Forecast | 0 | 8697.6425 | 9498.0689 | 10188.1842 | 10779.965 | 11284.1251 | 13722.4648 | 15750.2488 | 17438.8324 | 18844.8748 | 21808.9413 | 22966.2126 | 22803.1729 | 22842.698 | 22990.6459 | 24016.0934 | 24811.5977 | 25161.2609 | 25253.4862 | 25572.4954 | 25583.9131 | 25419.9291 | 0
Commercial_Lodging_Existing_Food Preparation_Natural Gas_Fryer_E2_Baseline Forecast | Commercial | Lodging | Existing | Food Preparation | Natural Gas | Fryer | E2 | ENERGY STAR | Baseline Forecast | 0 | 3055.9284 | 3337.1593 | 3579.6323 | 3787.5553 | 3964.6926 | 4821.4066 | 5533.8712 | 6127.1573 | 6621.1722 | 7662.601 | 8069.2098 | 8011.9256 | 8025.8128 | 8077.7945 | 8438.0869 | 8717.5884 | 8840.443 | 8872.8465 | 8984.9308 | 8988.9425 | 8931.3264 | 0
Commercial_Lodging_Existing_Food Preparation_Natural Gas_Fryer_E3_Baseline Forecast | Commercial | Lodging | Existing | Food Preparation | Natural Gas | Fryer | E3 |  | Baseline Forecast | 0 | 0 | 0 | 0 | 0 | 0 | 0 | 0 | 0 | 0 | 0 | 0 | 0 | 0 | 0 | 0 | 0 | 0 | 0 | 0 | 0 | 0 | 0
Commercial_Lodging_Existing_Food Preparation_Natural Gas_Fryer_E4_Baseline Forecast | Commercial | Lodging | Existing | Food Preparation | Natural Gas | Fryer | E4 |  | Baseline Forecast | 0 | 0 | 0 | 0 | 0 | 0 | 0 | 0 | 0 | 0 | 0 | 0 | 0 | 0 | 0 | 0 | 0 | 0 | 0 | 0 | 0 | 0 | 0
Commercial_Lodging_Existing_Food Preparation_Natural Gas_Fryer_E5_Baseline Forecast | Commercial | Lodging | Existing | Food Preparation | Natural Gas | Fryer | E5 |  | Baseline Forecast | 0 | 0 | 0 | 0 | 0 | 0 | 0 | 0 | 0 | 0 | 0 | 0 | 0 | 0 | 0 | 0 | 0 | 0 | 0 | 0 | 0 | 0 | 0
Commercial_Lodging_Existing_Food Preparation_Natural Gas_Fryer_E6_Baseline Forecast | Commercial | Lodging | Existing | Food Preparation | Natural Gas | Fryer | E6 |  | Baseline Forecast | 0 | 0 | 0 | 0 | 0 | 0 | 0 | 0 | 0 | 0 | 0 | 0 | 0 | 0 | 0 | 0 | 0 | 0 | 0 | 0 | 0 | 0 | 0
Commercial_Lodging_Existing_Food Preparation_Natural Gas_Fryer_E7_Baseline Forecast | Commercial | Lodging | Existing | Food Preparation | Natural Gas | Fryer | E7 |  | Baseline Forecast | 0 | 0 | 0 | 0 | 0 | 0 | 0 | 0 | 0 | 0 | 0 | 0 | 0 | 0 | 0 | 0 | 0 | 0 | 0 | 0 | 0 | 0 | 0
Commercial_Lodging_Existing_Food Preparation_Natural Gas_Fryer_E8_Baseline Forecast | Commercial | Lodging | Existing | Food Preparation | Natural Gas | Fryer | E8 |  | Baseline Forecast | 0 | 0 | 0 | 0 | 0 | 0 | 0 | 0 | 0 | 0 | 0 | 0 | 0 | 0 | 0 | 0 | 0 | 0 | 0 | 0 | 0 | 0 | 0
Commercial_Lodging_Existing_Food Preparation_Natural Gas_Fryer_E9_Baseline Forecast | Commercial | Lodging | Existing | Food Preparation | Natural Gas | Fryer | E9 |  | Baseline Forecast | 0 | 0 | 0 | 0 | 0 | 0 | 0 | 0 | 0 | 0 | 0 | 0 | 0 | 0 | 0 | 0 | 0 | 0 | 0 | 0 | 0 | 0 | 0
Commercial_Lodging_Existing_Food Preparation_Natural Gas_Fryer_E10_Baseline Forecast | Commercial | Lodging | Existing | Food Preparation | Natural Gas | Fryer | E10 |  | Baseline Forecast | 0 | 0 | 0 | 0 | 0 | 0 | 0 | 0 | 0 | 0 | 0 | 0 | 0 | 0 | 0 | 0 | 0 | 0 | 0 | 0 | 0 | 0 | 0
Commercial_Lodging_Existing_Food Preparation_Natural Gas_Broiler_E1_Baseline Forecast | Commercial | Lodging | Existing | Food Preparation | Natural Gas | Broiler | E1 | Standard | Baseline Forecast | 0 | 6913.1357 | 7752.1658 | 8460.3166 | 9054.3226 | 9548.8243 | 9956.6287 | 10288.9392 | 10555.5547 | 10765.0458 | 9421.7153 | 8246.0141 | 8382.8614 | 8542.0911 | 8708.1178 | 8870.0846 | 9020.6814 | 10569.338 | 10578.2747 | 10565.6679 | 10534.5202 | 10233.9549 | 0
Commercial_Lodging_Existing_Food Preparation_Natural Gas_Broiler_E2_Baseline Forecast | Commercial | Lodging | Existing | Food Preparation | Natural Gas | Broiler | E2 | Infrared Burners | Baseline Forecast | 0 | 2428.9396 | 2723.7339 | 2972.5437 | 3181.2485 | 3354.9923 | 3498.275 | 3615.0327 | 3708.7084 | 3782.3134 | 3310.3324 | 2897.2482 | 2945.3297 | 3001.2753 | 3059.609 | 3116.5162 | 3169.4286 | 3713.5512 | 3716.6911 | 3712.2617 | 3701.3179 | 3595.7139 | 0
Commercial_Lodging_Existing_Food Preparation_Natural Gas_Broiler_E3_Baseline Forecast | Commercial | Lodging | Existing | Food Preparation | Natural Gas | Broiler | E3 |  | Baseline Forecast | 0 | 0 | 0 | 0 | 0 | 0 | 0 | 0 | 0 | 0 | 0 | 0 | 0 | 0 | 0 | 0 | 0 | 0 | 0 | 0 | 0 | 0 | 0
Commercial_Lodging_Existing_Food Preparation_Natural Gas_Broiler_E4_Baseline Forecast | Commercial | Lodging | Existing | Food Preparation | Natural Gas | Broiler | E4 |  | Baseline Forecast | 0 | 0 | 0 | 0 | 0 | 0 | 0 | 0 | 0 | 0 | 0 | 0 | 0 | 0 | 0 | 0 | 0 | 0 | 0 | 0 | 0 | 0 | 0
Commercial_Lodging_Existing_Food Preparation_Natural Gas_Broiler_E5_Baseline Forecast | Commercial | Lodging | Existing | Food Preparation | Natural Gas | Broiler | E5 |  | Baseline Forecast | 0 | 0 | 0 | 0 | 0 | 0 | 0 | 0 | 0 | 0 | 0 | 0 | 0 | 0 | 0 | 0 | 0 | 0 | 0 | 0 | 0 | 0 | 0
Commercial_Lodging_Existing_Food Preparation_Natural Gas_Broiler_E6_Baseline Forecast | Commercial | Lodging | Existing | Food Preparation | Natural Gas | Broiler | E6 |  | Baseline Forecast | 0 | 0 | 0 | 0 | 0 | 0 | 0 | 0 | 0 | 0 | 0 | 0 | 0 | 0 | 0 | 0 | 0 | 0 | 0 | 0 | 0 | 0 | 0
Commercial_Lodging_Existing_Food Preparation_Natural Gas_Broiler_E7_Baseline Forecast | Commercial | Lodging | Existing | Food Preparation | Natural Gas | Broiler | E7 |  | Baseline Forecast | 0 | 0 | 0 | 0 | 0 | 0 | 0 | 0 | 0 | 0 | 0 | 0 | 0 | 0 | 0 | 0 | 0 | 0 | 0 | 0 | 0 | 0 | 0
Commercial_Lodging_Existing_Food Preparation_Natural Gas_Broiler_E8_Baseline Forecast | Commercial | Lodging | Existing | Food Preparation | Natural Gas | Broiler | E8 |  | Baseline Forecast | 0 | 0 | 0 | 0 | 0 | 0 | 0 | 0 | 0 | 0 | 0 | 0 | 0 | 0 | 0 | 0 | 0 | 0 | 0 | 0 | 0 | 0 | 0
Commercial_Lodging_Existing_Food Preparation_Natural Gas_Broiler_E9_Baseline Forecast | Commercial | Lodging | Existing | Food Preparation | Natural Gas | Broiler | E9 |  | Baseline Forecast | 0 | 0 | 0 | 0 | 0 | 0 | 0 | 0 | 0 | 0 | 0 | 0 | 0 | 0 | 0 | 0 | 0 | 0 | 0 | 0 | 0 | 0 | 0
Commercial_Lodging_Existing_Food Preparation_Natural Gas_Broiler_E10_Baseline Forecast | Commercial | Lodging | Existing | Food Preparation | Natural Gas | Broiler | E10 |  | Baseline Forecast | 0 | 0 | 0 | 0 | 0 | 0 | 0 | 0 | 0 | 0 | 0 | 0 | 0 | 0 | 0 | 0 | 0 | 0 | 0 | 0 | 0 | 0 | 0
Commercial_Lodging_Existing_Food Preparation_Natural Gas_Griddle_E1_Baseline Forecast | Commercial | Lodging | Existing | Food Preparation | Natural Gas | Griddle | E1 | Standard | Baseline Forecast | 0 | 9632.131 | 10801.1589 | 11787.8314 | 12615.4651 | 13304.4584 | 13872.6559 | 14335.6669 | 14707.1445 | 14999.0304 | 13127.3565 | 11489.2419 | 11679.9124 | 11901.7686 | 12133.0949 | 12358.7647 | 12568.5924 | 14726.3489 | 14738.8006 | 14721.2354 | 14677.837 | 14259.0568 | 0
Commercial_Lodging_Existing_Food Preparation_Natural Gas_Griddle_E2_Baseline Forecast | Commercial | Lodging | Existing | Food Preparation | Natural Gas | Griddle | E2 | ENERGY STAR | Baseline Forecast | 0 | 3934.2507 | 4411.741 | 4814.748 | 5152.7956 | 5434.2154 | 5666.2961 | 5855.4132 | 6007.1435 | 6126.3645 | 5361.878 | 4692.789 | 4770.6685 | 4861.2858 | 4955.7712 | 5047.9461 | 5133.6504 | 6014.9876 | 6020.0735 | 6012.899 | 5995.1729 | 5824.1218 | 0
Commercial_Lodging_Existing_Food Preparation_Natural Gas_Griddle_E3_Baseline Forecast | Commercial | Lodging | Existing | Food Preparation | Natural Gas | Griddle | E3 |  | Baseline Forecast | 0 | 0 | 0 | 0 | 0 | 0 | 0 | 0 | 0 | 0 | 0 | 0 | 0 | 0 | 0 | 0 | 0 | 0 | 0 | 0 | 0 | 0 | 0
Commercial_Lodging_Existing_Food Preparation_Natural Gas_Griddle_E4_Baseline Forecast | Commercial | Lodging | Existing | Food Preparation | Natural Gas | Griddle | E4 |  | Baseline Forecast | 0 | 0 | 0 | 0 | 0 | 0 | 0 | 0 | 0 | 0 | 0 | 0 | 0 | 0 | 0 | 0 | 0 | 0 | 0 | 0 | 0 | 0 | 0
Commercial_Lodging_Existing_Food Preparation_Natural Gas_Griddle_E5_Baseline Forecast | Commercial | Lodging | Existing | Food Preparation | Natural Gas | Griddle | E5 |  | Baseline Forecast | 0 | 0 | 0 | 0 | 0 | 0 | 0 | 0 | 0 | 0 | 0 | 0 | 0 | 0 | 0 | 0 | 0 | 0 | 0 | 0 | 0 | 0 | 0
Commercial_Lodging_Existing_Food Preparation_Natural Gas_Griddle_E6_Baseline Forecast | Commercial | Lodging | Existing | Food Preparation | Natural Gas | Griddle | E6 |  | Baseline Forecast | 0 | 0 | 0 | 0 | 0 | 0 | 0 | 0 | 0 | 0 | 0 | 0 | 0 | 0 | 0 | 0 | 0 | 0 | 0 | 0 | 0 | 0 | 0
Commercial_Lodging_Existing_Food Preparation_Natural Gas_Griddle_E7_Baseline Forecast | Commercial | Lodging | Existing | Food Preparation | Natural Gas | Griddle | E7 |  | Baseline Forecast | 0 | 0 | 0 | 0 | 0 | 0 | 0 | 0 | 0 | 0 | 0 | 0 | 0 | 0 | 0 | 0 | 0 | 0 | 0 | 0 | 0 | 0 | 0
Commercial_Lodging_Existing_Food Preparation_Natural Gas_Griddle_E8_Baseline Forecast | Commercial | Lodging | Existing | Food Preparation | Natural Gas | Griddle | E8 |  | Baseline Forecast | 0 | 0 | 0 | 0 | 0 | 0 | 0 | 0 | 0 | 0 | 0 | 0 | 0 | 0 | 0 | 0 | 0 | 0 | 0 | 0 | 0 | 0 | 0
Commercial_Lodging_Existing_Food Preparation_Natural Gas_Griddle_E9_Baseline Forecast | Commercial | Lodging | Existing | Food Preparation | Natural Gas | Griddle | E9 |  | Baseline Forecast | 0 | 0 | 0 | 0 | 0 | 0 | 0 | 0 | 0 | 0 | 0 | 0 | 0 | 0 | 0 | 0 | 0 | 0 | 0 | 0 | 0 | 0 | 0
Commercial_Lodging_Existing_Food Preparation_Natural Gas_Griddle_E10_Baseline Forecast | Commercial | Lodging | Existing | Food Preparation | Natural Gas | Griddle | E10 |  | Baseline Forecast | 0 | 0 | 0 | 0 | 0 | 0 | 0 | 0 | 0 | 0 | 0 | 0 | 0 | 0 | 0 | 0 | 0 | 0 | 0 | 0 | 0 | 0 | 0
Commercial_Lodging_Existing_Food Preparation_Natural Gas_Range_E1_Baseline Forecast | Commercial | Lodging | Existing | Food Preparation | Natural Gas | Range | E1 | Standard | Baseline Forecast | 0 | 17065.4133 | 21843.729 | 25478.3187 | 28213.9927 | 30243.5557 | 31718.8482 | 32759.4443 | 33459.5022 | 33893.1611 | 29665.9459 | 27167.3988 | 25831.5569 | 25255.2005 | 25154.2557 | 28932.0926 | 29551.7566 | 29935.8278 | 30135.9249 | 29418.1013 | 28307.6894 | 27113.7242 | 0
Commercial_Lodging_Existing_Food Preparation_Natural Gas_Range_E2_Baseline Forecast | Commercial | Lodging | Existing | Food Preparation | Natural Gas | Range | E2 | High Efficiency | Baseline Forecast | 0 | 24557.5459 | 31433.6588 | 36663.922 | 40600.6237 | 43521.2143 | 45644.1962 | 47141.6393 | 48149.0398 | 48773.0855 | 42690.0197 | 39094.5496 | 37172.2404 | 36342.8495 | 36197.5875 | 41633.9869 | 42525.6986 | 43078.3864 | 43366.331 | 42333.3652 | 40735.4555 | 39017.3104 | 0
Commercial_Lodging_Existing_Food Preparation_Natural Gas_Range_E3_Baseline Forecast | Commercial | Lodging | Existing | Food Preparation | Natural Gas | Range | E3 |  | Baseline Forecast | 0 | 0 | 0 | 0 | 0 | 0 | 0 | 0 | 0 | 0 | 0 | 0 | 0 | 0 | 0 | 0 | 0 | 0 | 0 | 0 | 0 | 0 | 0
Commercial_Lodging_Existing_Food Preparation_Natural Gas_Range_E4_Baseline Forecast | Commercial | Lodging | Existing | Food Preparation | Natural Gas | Range | E4 |  | Baseline Forecast | 0 | 0 | 0 | 0 | 0 | 0 | 0 | 0 | 0 | 0 | 0 | 0 | 0 | 0 | 0 | 0 | 0 | 0 | 0 | 0 | 0 | 0 | 0
Commercial_Lodging_Existing_Food Preparation_Natural Gas_Range_E5_Baseline Forecast | Commercial | Lodging | Existing | Food Preparation | Natural Gas | Range | E5 |  | Baseline Forecast | 0 | 0 | 0 | 0 | 0 | 0 | 0 | 0 | 0 | 0 | 0 | 0 | 0 | 0 | 0 | 0 | 0 | 0 | 0 | 0 | 0 | 0 | 0
Commercial_Lodging_Existing_Food Preparation_Natural Gas_Range_E6_Baseline Forecast | Commercial | Lodging | Existing | Food Preparation | Natural Gas | Range | E6 |  | Baseline Forecast | 0 | 0 | 0 | 0 | 0 | 0 | 0 | 0 | 0 | 0 | 0 | 0 | 0 | 0 | 0 | 0 | 0 | 0 | 0 | 0 | 0 | 0 | 0
Commercial_Lodging_Existing_Food Preparation_Natural Gas_Range_E7_Baseline Forecast | Commercial | Lodging | Existing | Food Preparation | Natural Gas | Range | E7 |  | Baseline Forecast | 0 | 0 | 0 | 0 | 0 | 0 | 0 | 0 | 0 | 0 | 0 | 0 | 0 | 0 | 0 | 0 | 0 | 0 | 0 | 0 | 0 | 0 | 0
Commercial_Lodging_Existing_Food Preparation_Natural Gas_Range_E8_Baseline Forecast | Commercial | Lodging | Existing | Food Preparation | Natural Gas | Range | E8 |  | Baseline Forecast | 0 | 0 | 0 | 0 | 0 | 0 | 0 | 0 | 0 | 0 | 0 | 0 | 0 | 0 | 0 | 0 | 0 | 0 | 0 | 0 | 0 | 0 | 0
Commercial_Lodging_Existing_Food Preparation_Natural Gas_Range_E9_Baseline Forecast | Commercial | Lodging | Existing | Food Preparation | Natural Gas | Range | E9 |  | Baseline Forecast | 0 | 0 | 0 | 0 | 0 | 0 | 0 | 0 | 0 | 0 | 0 | 0 | 0 | 0 | 0 | 0 | 0 | 0 | 0 | 0 | 0 | 0 | 0
Commercial_Lodging_Existing_Food Preparation_Natural Gas_Range_E10_Baseline Forecast | Commercial | Lodging | Existing | Food Preparation | Natural Gas | Range | E10 |  | Baseline Forecast | 0 | 0 | 0 | 0 | 0 | 0 | 0 | 0 | 0 | 0 | 0 | 0 | 0 | 0 | 0 | 0 | 0 | 0 | 0 | 0 | 0 | 0 | 0
Commercial_Lodging_Existing_Food Preparation_Natural Gas_Steamer_E1_Baseline Forecast | Commercial | Lodging | Existing | Food Preparation | Natural Gas | Steamer | E1 | Standard | Baseline Forecast | 0 | 3348.3183 | 3754.6954 | 4097.6822 | 4385.3839 | 4624.8916 | 4822.4082 | 4983.3599 | 5112.4929 | 5213.9581 | 4886.909 | 4639.9435 | 4456.9421 | 4324.5803 | 4231.8815 | 4169.8382 | 4131.0914 | 4109.6592 | 4100.707 | 4841.2767 | 4792.224 | 4718.2964 | 0
Commercial_Lodging_Existing_Food Preparation_Natural Gas_Steamer_E2_Baseline Forecast | Commercial | Lodging | Existing | Food Preparation | Natural Gas | Steamer | E2 | ENERGY STAR | Baseline Forecast | 0 | 3348.3183 | 3754.6954 | 4097.6822 | 4385.3839 | 4624.8916 | 4822.4082 | 4983.3599 | 5112.4929 | 5213.9581 | 4886.909 | 4639.9435 | 4456.9421 | 4324.5803 | 4231.8815 | 4169.8382 | 4131.0914 | 4109.6592 | 4100.707 | 4841.2767 | 4792.224 | 4718.2964 | 0
Commercial_Lodging_Existing_Food Preparation_Natural Gas_Steamer_E3_Baseline Forecast | Commercial | Lodging | Existing | Food Preparation | Natural Gas | Steamer | E3 |  | Baseline Forecast | 0 | 0 | 0 | 0 | 0 | 0 | 0 | 0 | 0 | 0 | 0 | 0 | 0 | 0 | 0 | 0 | 0 | 0 | 0 | 0 | 0 | 0 | 0
Commercial_Lodging_Existing_Food Preparation_Natural Gas_Steamer_E4_Baseline Forecast | Commercial | Lodging | Existing | Food Preparation | Natural Gas | Steamer | E4 |  | Baseline Forecast | 0 | 0 | 0 | 0 | 0 | 0 | 0 | 0 | 0 | 0 | 0 | 0 | 0 | 0 | 0 | 0 | 0 | 0 | 0 | 0 | 0 | 0 | 0
Commercial_Lodging_Existing_Food Preparation_Natural Gas_Steamer_E5_Baseline Forecast | Commercial | Lodging | Existing | Food Preparation | Natural Gas | Steamer | E5 |  | Baseline Forecast | 0 | 0 | 0 | 0 | 0 | 0 | 0 | 0 | 0 | 0 | 0 | 0 | 0 | 0 | 0 | 0 | 0 | 0 | 0 | 0 | 0 | 0 | 0
Commercial_Lodging_Existing_Food Preparation_Natural Gas_Steamer_E6_Baseline Forecast | Commercial | Lodging | Existing | Food Preparation | Natural Gas | Steamer | E6 |  | Baseline Forecast | 0 | 0 | 0 | 0 | 0 | 0 | 0 | 0 | 0 | 0 | 0 | 0 | 0 | 0 | 0 | 0 | 0 | 0 | 0 | 0 | 0 | 0 | 0
Commercial_Lodging_Existing_Food Preparation_Natural Gas_Steamer_E7_Baseline Forecast | Commercial | Lodging | Existing | Food Preparation | Natural Gas | Steamer | E7 |  | Baseline Forecast | 0 | 0 | 0 | 0 | 0 | 0 | 0 | 0 | 0 | 0 | 0 | 0 | 0 | 0 | 0 | 0 | 0 | 0 | 0 | 0 | 0 | 0 | 0
Commercial_Lodging_Existing_Food Preparation_Natural Gas_Steamer_E8_Baseline Forecast | Commercial | Lodging | Existing | Food Preparation | Natural Gas | Steamer | E8 |  | Baseline Forecast | 0 | 0 | 0 | 0 | 0 | 0 | 0 | 0 | 0 | 0 | 0 | 0 | 0 | 0 | 0 | 0 | 0 | 0 | 0 | 0 | 0 | 0 | 0
Commercial_Lodging_Existing_Food Preparation_Natural Gas_Steamer_E9_Baseline Forecast | Commercial | Lodging | Existing | Food Preparation | Natural Gas | Steamer | E9 |  | Baseline Forecast | 0 | 0 | 0 | 0 | 0 | 0 | 0 | 0 | 0 | 0 | 0 | 0 | 0 | 0 | 0 | 0 | 0 | 0 | 0 | 0 | 0 | 0 | 0
Commercial_Lodging_Existing_Food Preparation_Natural Gas_Steamer_E10_Baseline Forecast | Commercial | Lodging | Existing | Food Preparation | Natural Gas | Steamer | E10 |  | Baseline Forecast | 0 | 0 | 0 | 0 | 0 | 0 | 0 | 0 | 0 | 0 | 0 | 0 | 0 | 0 | 0 | 0 | 0 | 0 | 0 | 0 | 0 | 0 | 0
Commercial_Lodging_Existing_Food Preparation_Natural Gas_Food Prep Other_E1_Baseline Forecast | Commercial | Lodging | Existing | Food Preparation | Natural Gas | Food Prep Other | E1 | Standard | Baseline Forecast | 0 | 5351.952 | 6850.4985 | 7990.3566 | 8848.3022 | 9484.8015 | 9947.4738 | 10273.8193 | 10493.3672 | 10629.3687 | 9303.655 | 8520.0757 | 8101.137 | 7920.3836 | 7888.7259 | 9073.5083 | 9267.8436 | 9388.2937 | 9451.047 | 9225.9275 | 8877.6868 | 8503.2426 | 0
Commercial_Lodging_Existing_Food Preparation_Natural Gas_Food Prep Other_E2_Baseline Forecast | Commercial | Lodging | Existing | Food Preparation | Natural Gas | Food Prep Other | E2 | ENERGY STAR | Baseline Forecast | 0 | 1880.4156 | 2406.9319 | 2807.4226 | 3108.8629 | 3332.4978 | 3495.0584 | 3609.7203 | 3686.8588 | 3734.6431 | 3268.8518 | 2993.5401 | 2846.3454 | 2782.8375 | 2771.7145 | 3187.9894 | 3256.2694 | 3298.5897 | 3320.6381 | 3241.5421 | 3119.1873 | 2987.6258 | 0
Commercial_Lodging_Existing_Food Preparation_Natural Gas_Food Prep Other_E3_Baseline Forecast | Commercial | Lodging | Existing | Food Preparation | Natural Gas | Food Prep Other | E3 |  | Baseline Forecast | 0 | 0 | 0 | 0 | 0 | 0 | 0 | 0 | 0 | 0 | 0 | 0 | 0 | 0 | 0 | 0 | 0 | 0 | 0 | 0 | 0 | 0 | 0
Commercial_Lodging_Existing_Food Preparation_Natural Gas_Food Prep Other_E4_Baseline Forecast | Commercial | Lodging | Existing | Food Preparation | Natural Gas | Food Prep Other | E4 |  | Baseline Forecast | 0 | 0 | 0 | 0 | 0 | 0 | 0 | 0 | 0 | 0 | 0 | 0 | 0 | 0 | 0 | 0 | 0 | 0 | 0 | 0 | 0 | 0 | 0
Commercial_Lodging_Existing_Food Preparation_Natural Gas_Food Prep Other_E5_Baseline Forecast | Commercial | Lodging | Existing | Food Preparation | Natural Gas | Food Prep Other | E5 |  | Baseline Forecast | 0 | 0 | 0 | 0 | 0 | 0 | 0 | 0 | 0 | 0 | 0 | 0 | 0 | 0 | 0 | 0 | 0 | 0 | 0 | 0 | 0 | 0 | 0
Commercial_Lodging_Existing_Food Preparation_Natural Gas_Food Prep Other_E6_Baseline Forecast | Commercial | Lodging | Existing | Food Preparation | Natural Gas | Food Prep Other | E6 |  | Baseline Forecast | 0 | 0 | 0 | 0 | 0 | 0 | 0 | 0 | 0 | 0 | 0 | 0 | 0 | 0 | 0 | 0 | 0 | 0 | 0 | 0 | 0 | 0 | 0
Commercial_Lodging_Existing_Food Preparation_Natural Gas_Food Prep Other_E7_Baseline Forecast | Commercial | Lodging | Existing | Food Preparation | Natural Gas | Food Prep Other | E7 |  | Baseline Forecast | 0 | 0 | 0 | 0 | 0 | 0 | 0 | 0 | 0 | 0 | 0 | 0 | 0 | 0 | 0 | 0 | 0 | 0 | 0 | 0 | 0 | 0 | 0
Commercial_Lodging_Existing_Food Preparation_Natural Gas_Food Prep Other_E8_Baseline Forecast | Commercial | Lodging | Existing | Food Preparation | Natural Gas | Food Prep Other | E8 |  | Baseline Forecast | 0 | 0 | 0 | 0 | 0 | 0 | 0 | 0 | 0 | 0 | 0 | 0 | 0 | 0 | 0 | 0 | 0 | 0 | 0 | 0 | 0 | 0 | 0
Commercial_Lodging_Existing_Food Preparation_Natural Gas_Food Prep Other_E9_Baseline Forecast | Commercial | Lodging | Existing | Food Preparation | Natural Gas | Food Prep Other | E9 |  | Baseline Forecast | 0 | 0 | 0 | 0 | 0 | 0 | 0 | 0 | 0 | 0 | 0 | 0 | 0 | 0 | 0 | 0 | 0 | 0 | 0 | 0 | 0 | 0 | 0
Commercial_Lodging_Existing_Food Preparation_Natural Gas_Food Prep Other_E10_Baseline Forecast | Commercial | Lodging | Existing | Food Preparation | Natural Gas | Food Prep Other | E10 |  | Baseline Forecast | 0 | 0 | 0 | 0 | 0 | 0 | 0 | 0 | 0 | 0 | 0 | 0 | 0 | 0 | 0 | 0 | 0 | 0 | 0 | 0 | 0 | 0 | 0
Commercial_Lodging_Existing_Miscellaneous_Natural Gas_Pool Heater_E1_Baseline Forecast | Commercial | Lodging | Existing | Miscellaneous | Natural Gas | Pool Heater | E1 | Standard (EF .82) | Baseline Forecast | 0 | 168787.6605 | 160651.2296 | 153816.0951 | 148012.5375 | 143028 | 143901.5339 | 143083.7068 | 141174.4535 | 138596.4181 | 135643.1736 | 171370.536 | 160225.7717 | 151357.7918 | 144103.3822 | 138006.3701 | 141114.166 | 141122.7783 | 139240.4189 | 136258.3094 | 132687.7441 | 139123.8243 | 0
Commercial_Lodging_Existing_Miscellaneous_Natural Gas_Pool Heater_E2_Baseline Forecast | Commercial | Lodging | Existing | Miscellaneous | Natural Gas | Pool Heater | E2 | Condensing (EF .90) | Baseline Forecast | 0 | 18754.1845 | 17850.1366 | 17090.6772 | 16445.8375 | 15892 | 15989.0593 | 15898.1896 | 15686.0504 | 15399.602 | 15071.4637 | 19041.1707 | 17802.8635 | 16817.5324 | 16011.4869 | 15334.0411 | 15679.3518 | 15680.3087 | 15471.1577 | 15139.8122 | 14743.0827 | 15458.2027 | 0
Commercial_Lodging_Existing_Miscellaneous_Natural Gas_Pool Heater_E3_Baseline Forecast | Commercial | Lodging | Existing | Miscellaneous | Natural Gas | Pool Heater | E3 |  | Baseline Forecast | 0 | 0 | 0 | 0 | 0 | 0 | 0 | 0 | 0 | 0 | 0 | 0 | 0 | 0 | 0 | 0 | 0 | 0 | 0 | 0 | 0 | 0 | 0
Commercial_Lodging_Existing_Miscellaneous_Natural Gas_Pool Heater_E4_Baseline Forecast | Commercial | Lodging | Existing | Miscellaneous | Natural Gas | Pool Heater | E4 |  | Baseline Forecast | 0 | 0 | 0 | 0 | 0 | 0 | 0 | 0 | 0 | 0 | 0 | 0 | 0 | 0 | 0 | 0 | 0 | 0 | 0 | 0 | 0 | 0 | 0
Commercial_Lodging_Existing_Miscellaneous_Natural Gas_Pool Heater_E5_Baseline Forecast | Commercial | Lodging | Existing | Miscellaneous | Natural Gas | Pool Heater | E5 |  | Baseline Forecast | 0 | 0 | 0 | 0 | 0 | 0 | 0 | 0 | 0 | 0 | 0 | 0 | 0 | 0 | 0 | 0 | 0 | 0 | 0 | 0 | 0 | 0 | 0
Commercial_Lodging_Existing_Miscellaneous_Natural Gas_Pool Heater_E6_Baseline Forecast | Commercial | Lodging | Existing | Miscellaneous | Natural Gas | Pool Heater | E6 |  | Baseline Forecast | 0 | 0 | 0 | 0 | 0 | 0 | 0 | 0 | 0 | 0 | 0 | 0 | 0 | 0 | 0 | 0 | 0 | 0 | 0 | 0 | 0 | 0 | 0
Commercial_Lodging_Existing_Miscellaneous_Natural Gas_Pool Heater_E7_Baseline Forecast | Commercial | Lodging | Existing | Miscellaneous | Natural Gas | Pool Heater | E7 |  | Baseline Forecast | 0 | 0 | 0 | 0 | 0 | 0 | 0 | 0 | 0 | 0 | 0 | 0 | 0 | 0 | 0 | 0 | 0 | 0 | 0 | 0 | 0 | 0 | 0
Commercial_Lodging_Existing_Miscellaneous_Natural Gas_Pool Heater_E8_Baseline Forecast | Commercial | Lodging | Existing | Miscellaneous | Natural Gas | Pool Heater | E8 |  | Baseline Forecast | 0 | 0 | 0 | 0 | 0 | 0 | 0 | 0 | 0 | 0 | 0 | 0 | 0 | 0 | 0 | 0 | 0 | 0 | 0 | 0 | 0 | 0 | 0
Commercial_Lodging_Existing_Miscellaneous_Natural Gas_Pool Heater_E9_Baseline Forecast | Commercial | Lodging | Existing | Miscellaneous | Natural Gas | Pool Heater | E9 |  | Baseline Forecast | 0 | 0 | 0 | 0 | 0 | 0 | 0 | 0 | 0 | 0 | 0 | 0 | 0 | 0 | 0 | 0 | 0 | 0 | 0 | 0 | 0 | 0 | 0
Commercial_Lodging_Existing_Miscellaneous_Natural Gas_Pool Heater_E10_Baseline Forecast | Commercial | Lodging | Existing | Miscellaneous | Natural Gas | Pool Heater | E10 |  | Baseline Forecast | 0 | 0 | 0 | 0 | 0 | 0 | 0 | 0 | 0 | 0 | 0 | 0 | 0 | 0 | 0 | 0 | 0 | 0 | 0 | 0 | 0 | 0 | 0
Commercial_Lodging_Existing_Miscellaneous_Natural Gas_Miscellaneous_E1_Baseline Forecast | Commercial | Lodging | Existing | Miscellaneous | Natural Gas | Miscellaneous | E1 | Standard | Baseline Forecast | 0 | 312407.307 | 366191.7152 | 410005.9503 | 388628.3138 | 377920.8205 | 374858.8798 | 369359.5824 | 363258.2936 | 357691.5335 | 352243.5229 | 424763.0884 | 421876.9481 | 416417.0357 | 405600.2326 | 398658.0288 | 393921.1315 | 387828.4648 | 381568.5365 | 375749.4376 | 370015.8102 | 383756.1993 | 0
Commercial_Lodging_Existing_Miscellaneous_Natural Gas_Miscellaneous_E2_Baseline Forecast | Commercial | Lodging | Existing | Miscellaneous | Natural Gas | Miscellaneous | E2 |  | Baseline Forecast | 0 | 0 | 0 | 0 | 0 | 0 | 0 | 0 | 0 | 0 | 0 | 0 | 0 | 0 | 0 | 0 | 0 | 0 | 0 | 0 | 0 | 0 | 0
Commercial_Lodging_Existing_Miscellaneous_Natural Gas_Miscellaneous_E3_Baseline Forecast | Commercial | Lodging | Existing | Miscellaneous | Natural Gas | Miscellaneous | E3 |  | Baseline Forecast | 0 | 0 | 0 | 0 | 0 | 0 | 0 | 0 | 0 | 0 | 0 | 0 | 0 | 0 | 0 | 0 | 0 | 0 | 0 | 0 | 0 | 0 | 0
Commercial_Lodging_Existing_Miscellaneous_Natural Gas_Miscellaneous_E4_Baseline Forecast | Commercial | Lodging | Existing | Miscellaneous | Natural Gas | Miscellaneous | E4 |  | Baseline Forecast | 0 | 0 | 0 | 0 | 0 | 0 | 0 | 0 | 0 | 0 | 0 | 0 | 0 | 0 | 0 | 0 | 0 | 0 | 0 | 0 | 0 | 0 | 0
Commercial_Lodging_Existing_Miscellaneous_Natural Gas_Miscellaneous_E5_Baseline Forecast | Commercial | Lodging | Existing | Miscellaneous | Natural Gas | Miscellaneous | E5 |  | Baseline Forecast | 0 | 0 | 0 | 0 | 0 | 0 | 0 | 0 | 0 | 0 | 0 | 0 | 0 | 0 | 0 | 0 | 0 | 0 | 0 | 0 | 0 | 0 | 0
Commercial_Lodging_Existing_Miscellaneous_Natural Gas_Miscellaneous_E6_Baseline Forecast | Commercial | Lodging | Existing | Miscellaneous | Natural Gas | Miscellaneous | E6 |  | Baseline Forecast | 0 | 0 | 0 | 0 | 0 | 0 | 0 | 0 | 0 | 0 | 0 | 0 | 0 | 0 | 0 | 0 | 0 | 0 | 0 | 0 | 0 | 0 | 0
Commercial_Lodging_Existing_Miscellaneous_Natural Gas_Miscellaneous_E7_Baseline Forecast | Commercial | Lodging | Existing | Miscellaneous | Natural Gas | Miscellaneous | E7 |  | Baseline Forecast | 0 | 0 | 0 | 0 | 0 | 0 | 0 | 0 | 0 | 0 | 0 | 0 | 0 | 0 | 0 | 0 | 0 | 0 | 0 | 0 | 0 | 0 | 0
Commercial_Lodging_Existing_Miscellaneous_Natural Gas_Miscellaneous_E8_Baseline Forecast | Commercial | Lodging | Existing | Miscellaneous | Natural Gas | Miscellaneous | E8 |  | Baseline Forecast | 0 | 0 | 0 | 0 | 0 | 0 | 0 | 0 | 0 | 0 | 0 | 0 | 0 | 0 | 0 | 0 | 0 | 0 | 0 | 0 | 0 | 0 | 0
Commercial_Lodging_Existing_Miscellaneous_Natural Gas_Miscellaneous_E9_Baseline Forecast | Commercial | Lodging | Existing | Miscellaneous | Natural Gas | Miscellaneous | E9 |  | Baseline Forecast | 0 | 0 | 0 | 0 | 0 | 0 | 0 | 0 | 0 | 0 | 0 | 0 | 0 | 0 | 0 | 0 | 0 | 0 | 0 | 0 | 0 | 0 | 0
Commercial_Lodging_Existing_Miscellaneous_Natural Gas_Miscellaneous_E10_Baseline Forecast | Commercial | Lodging | Existing | Miscellaneous | Natural Gas | Miscellaneous | E10 |  | Baseline Forecast | 0 | 0 | 0 | 0 | 0 | 0 | 0 | 0 | 0 | 0 | 0 | 0 | 0 | 0 | 0 | 0 | 0 | 0 | 0 | 0 | 0 | 0 | 0
Commercial_Lodging_New_Space Heating_Natural Gas_Furnace_E1_Baseline Forecast | Commercial | Lodging | New | Space Heating | Natural Gas | Furnace | E1 | AFUE 80% (Standard) | Baseline Forecast | 0 | 90546.6705 | 142591.2216 | 61052.9707 | 60019.6119 | 59456.0378 | 58890.1571 | 58552.519 | 56537.1705 | 56075.023 | 55379.4219 | 54790.8147 | 54306.4915 | 53601.583 | 52975.2138 | 52221.0049 | 51712.3341 | 51116.8671 | 50399.0373 | 56819.1689 | 66441.4596 | 69642.0761 | 0
Commercial_Lodging_New_Space Heating_Natural Gas_Furnace_E2_Baseline Forecast | Commercial | Lodging | New | Space Heating | Natural Gas | Furnace | E2 | AFUE 90% | Baseline Forecast | 0 | 0 | 0 | 0 | 0 | 0 | 0 | 0 | 1435.1991 | 1407.6088 | 1373.1073 | 1343.7262 | 1331.8484 | 1284.9942 | 1269.9782 | 1251.8975 | 1226.6518 | 1212.527 | 1195.4996 | 1347.7895 | 1576.0368 | 1651.9576 | 0
Commercial_Lodging_New_Space Heating_Natural Gas_Furnace_E3_Baseline Forecast | Commercial | Lodging | New | Space Heating | Natural Gas | Furnace | E3 | AFUE 95% | Baseline Forecast | 0 | 0 | 0 | 0 | 0 | 0 | 0 | 0 | 0 | 0 | 0 | 0 | 0 | 0 | 0 | 0 | 0 | 0 | 0 | 0 | 0 | 0 | 0
Commercial_Lodging_New_Space Heating_Natural Gas_Furnace_E4_Baseline Forecast | Commercial | Lodging | New | Space Heating | Natural Gas | Furnace | E4 |  | Baseline Forecast | 0 | 0 | 0 | 0 | 0 | 0 | 0 | 0 | 0 | 0 | 0 | 0 | 0 | 0 | 0 | 0 | 0 | 0 | 0 | 0 | 0 | 0 | 0
Commercial_Lodging_New_Space Heating_Natural Gas_Furnace_E5_Baseline Forecast | Commercial | Lodging | New | Space Heating | Natural Gas | Furnace | E5 |  | Baseline Forecast | 0 | 0 | 0 | 0 | 0 | 0 | 0 | 0 | 0 | 0 | 0 | 0 | 0 | 0 | 0 | 0 | 0 | 0 | 0 | 0 | 0 | 0 | 0
Commercial_Lodging_New_Space Heating_Natural Gas_Furnace_E6_Baseline Forecast | Commercial | Lodging | New | Space Heating | Natural Gas | Furnace | E6 |  | Baseline Forecast | 0 | 0 | 0 | 0 | 0 | 0 | 0 | 0 | 0 | 0 | 0 | 0 | 0 | 0 | 0 | 0 | 0 | 0 | 0 | 0 | 0 | 0 | 0
Commercial_Lodging_New_Space Heating_Natural Gas_Furnace_E7_Baseline Forecast | Commercial | Lodging | New | Space Heating | Natural Gas | Furnace | E7 |  | Baseline Forecast | 0 | 0 | 0 | 0 | 0 | 0 | 0 | 0 | 0 | 0 | 0 | 0 | 0 | 0 | 0 | 0 | 0 | 0 | 0 | 0 | 0 | 0 | 0
Commercial_Lodging_New_Space Heating_Natural Gas_Furnace_E8_Baseline Forecast | Commercial | Lodging | New | Space Heating | Natural Gas | Furnace | E8 |  | Baseline Forecast | 0 | 0 | 0 | 0 | 0 | 0 | 0 | 0 | 0 | 0 | 0 | 0 | 0 | 0 | 0 | 0 | 0 | 0 | 0 | 0 | 0 | 0 | 0
Commercial_Lodging_New_Space Heating_Natural Gas_Furnace_E9_Baseline Forecast | Commercial | Lodging | New | Space Heating | Natural Gas | Furnace | E9 |  | Baseline Forecast | 0 | 0 | 0 | 0 | 0 | 0 | 0 | 0 | 0 | 0 | 0 | 0 | 0 | 0 | 0 | 0 | 0 | 0 | 0 | 0 | 0 | 0 | 0
Commercial_Lodging_New_Space Heating_Natural Gas_Furnace_E10_Baseline Forecast | Commercial | Lodging | New | Space Heating | Natural Gas | Furnace | E10 |  | Baseline Forecast | 0 | 0 | 0 | 0 | 0 | 0 | 0 | 0 | 0 | 0 | 0 | 0 | 0 | 0 | 0 | 0 | 0 | 0 | 0 | 0 | 0 | 0 | 0
Commercial_Lodging_New_Space Heating_Natural Gas_Boiler_E1_Baseline Forecast | Commercial | Lodging | New | Space Heating | Natural Gas | Boiler | E1 | AFUE 80% (Standard) | Baseline Forecast | 0 | 22913.2809 | 36083.411 | 15449.7549 | 15188.2584 | 15045.6432 | 14902.4443 | 14817.0033 | 10562.5394 | 10473.3094 | 10340.2851 | 10227.6879 | 10137.2803 | 10000.3095 | 9883.4494 | 9742.7386 | 9645.4592 | 9534.3919 | 9400.5012 | 9328.9502 | 9222.8666 | 9208.0092 | 0
Commercial_Lodging_New_Space Heating_Natural Gas_Boiler_E2_Baseline Forecast | Commercial | Lodging | New | Space Heating | Natural Gas | Boiler | E2 | AFUE 85% | Baseline Forecast | 0 | 0 | 0 | 0 | 0 | 0 | 0 | 0 | 0 | 0 | 0 | 0 | 0 | 0 | 0 | 0 | 0 | 0 | 0 | 0 | 0 | 0 | 0
Commercial_Lodging_New_Space Heating_Natural Gas_Boiler_E3_Baseline Forecast | Commercial | Lodging | New | Space Heating | Natural Gas | Boiler | E3 | AFUE 98% | Baseline Forecast | 0 | 14581.1788 | 22962.1706 | 9831.6622 | 9665.2553 | 9574.5002 | 9483.3737 | 9429.0021 | 13443.232 | 13329.6666 | 13160.3628 | 13017.0573 | 12901.9931 | 12727.6666 | 12578.9356 | 12399.8491 | 12276.039 | 12134.6805 | 11964.2743 | 11873.2093 | 11738.1938 | 11719.2844 | 0
Commercial_Lodging_New_Space Heating_Natural Gas_Boiler_E4_Baseline Forecast | Commercial | Lodging | New | Space Heating | Natural Gas | Boiler | E4 | Convert to NG Air Source Heat Pump | Baseline Forecast | 0 | 0 | 0 | 0 | 0 | 0 | 0 | 0 | 0 | 0 | 0 | 0 | 0 | 0 | 0 | 0 | 0 | 0 | 0 | 0 | 0 | 0 | 0
Commercial_Lodging_New_Space Heating_Natural Gas_Boiler_E5_Baseline Forecast | Commercial | Lodging | New | Space Heating | Natural Gas | Boiler | E5 |  | Baseline Forecast | 0 | 0 | 0 | 0 | 0 | 0 | 0 | 0 | 0 | 0 | 0 | 0 | 0 | 0 | 0 | 0 | 0 | 0 | 0 | 0 | 0 | 0 | 0
Commercial_Lodging_New_Space Heating_Natural Gas_Boiler_E6_Baseline Forecast | Commercial | Lodging | New | Space Heating | Natural Gas | Boiler | E6 |  | Baseline Forecast | 0 | 0 | 0 | 0 | 0 | 0 | 0 | 0 | 0 | 0 | 0 | 0 | 0 | 0 | 0 | 0 | 0 | 0 | 0 | 0 | 0 | 0 | 0
Commercial_Lodging_New_Space Heating_Natural Gas_Boiler_E7_Baseline Forecast | Commercial | Lodging | New | Space Heating | Natural Gas | Boiler | E7 |  | Baseline Forecast | 0 | 0 | 0 | 0 | 0 | 0 | 0 | 0 | 0 | 0 | 0 | 0 | 0 | 0 | 0 | 0 | 0 | 0 | 0 | 0 | 0 | 0 | 0
Commercial_Lodging_New_Space Heating_Natural Gas_Boiler_E8_Baseline Forecast | Commercial | Lodging | New | Space Heating | Natural Gas | Boiler | E8 |  | Baseline Forecast | 0 | 0 | 0 | 0 | 0 | 0 | 0 | 0 | 0 | 0 | 0 | 0 | 0 | 0 | 0 | 0 | 0 | 0 | 0 | 0 | 0 | 0 | 0
Commercial_Lodging_New_Space Heating_Natural Gas_Boiler_E9_Baseline Forecast | Commercial | Lodging | New | Space Heating | Natural Gas | Boiler | E9 |  | Baseline Forecast | 0 | 0 | 0 | 0 | 0 | 0 | 0 | 0 | 0 | 0 | 0 | 0 | 0 | 0 | 0 | 0 | 0 | 0 | 0 | 0 | 0 | 0 | 0
Commercial_Lodging_New_Space Heating_Natural Gas_Boiler_E10_Baseline Forecast | Commercial | Lodging | New | Space Heating | Natural Gas | Boiler | E10 |  | Baseline Forecast | 0 | 0 | 0 | 0 | 0 | 0 | 0 | 0 | 0 | 0 | 0 | 0 | 0 | 0 | 0 | 0 | 0 | 0 | 0 | 0 | 0 | 0 | 0
Commercial_Lodging_New_Space Heating_Natural Gas_Unit Heater_E1_Baseline Forecast | Commercial | Lodging | New | Space Heating | Natural Gas | Unit Heater | E1 | Standard | Baseline Forecast | 0 | 12312.0331 | 19388.7619 | 8301.6437 | 8161.1333 | 8084.5016 | 8007.5563 | 7961.6462 | 7882.7607 | 7816.1688 | 7716.8935 | 7632.8629 | 10027.7989 | 13310.8494 | 13714.4306 | 13973.9515 | 14177.6521 | 17527.9395 | 18792.9731 | 15054.2186 | 14883.0332 | 14795.2229 | 0
Commercial_Lodging_New_Space Heating_Natural Gas_Unit Heater_E2_Baseline Forecast | Commercial | Lodging | New | Space Heating | Natural Gas | Unit Heater | E2 | Condensing | Baseline Forecast | 0 | 0 | 0 | 0 | 0 | 0 | 0 | 0 | 0 | 0 | 0 | 0 | 0 | 0 | 0 | 0 | 0 | 0 | 0 | 0 | 0 | 0 | 0
Commercial_Lodging_New_Space Heating_Natural Gas_Unit Heater_E3_Baseline Forecast | Commercial | Lodging | New | Space Heating | Natural Gas | Unit Heater | E3 | Infrared Radiant | Baseline Forecast | 0 | 0 | 0 | 0 | 0 | 0 | 0 | 0 | 0 | 0 | 0 | 0 | 0 | 0 | 0 | 0 | 0 | 0 | 0 | 0 | 0 | 0 | 0
Commercial_Lodging_New_Space Heating_Natural Gas_Unit Heater_E4_Baseline Forecast | Commercial | Lodging | New | Space Heating | Natural Gas | Unit Heater | E4 |  | Baseline Forecast | 0 | 0 | 0 | 0 | 0 | 0 | 0 | 0 | 0 | 0 | 0 | 0 | 0 | 0 | 0 | 0 | 0 | 0 | 0 | 0 | 0 | 0 | 0
Commercial_Lodging_New_Space Heating_Natural Gas_Unit Heater_E5_Baseline Forecast | Commercial | Lodging | New | Space Heating | Natural Gas | Unit Heater | E5 |  | Baseline Forecast | 0 | 0 | 0 | 0 | 0 | 0 | 0 | 0 | 0 | 0 | 0 | 0 | 0 | 0 | 0 | 0 | 0 | 0 | 0 | 0 | 0 | 0 | 0
Commercial_Lodging_New_Space Heating_Natural Gas_Unit Heater_E6_Baseline Forecast | Commercial | Lodging | New | Space Heating | Natural Gas | Unit Heater | E6 |  | Baseline Forecast | 0 | 0 | 0 | 0 | 0 | 0 | 0 | 0 | 0 | 0 | 0 | 0 | 0 | 0 | 0 | 0 | 0 | 0 | 0 | 0 | 0 | 0 | 0
Commercial_Lodging_New_Space Heating_Natural Gas_Unit Heater_E7_Baseline Forecast | Commercial | Lodging | New | Space Heating | Natural Gas | Unit Heater | E7 |  | Baseline Forecast | 0 | 0 | 0 | 0 | 0 | 0 | 0 | 0 | 0 | 0 | 0 | 0 | 0 | 0 | 0 | 0 | 0 | 0 | 0 | 0 | 0 | 0 | 0
Commercial_Lodging_New_Space Heating_Natural Gas_Unit Heater_E8_Baseline Forecast | Commercial | Lodging | New | Space Heating | Natural Gas | Unit Heater | E8 |  | Baseline Forecast | 0 | 0 | 0 | 0 | 0 | 0 | 0 | 0 | 0 | 0 | 0 | 0 | 0 | 0 | 0 | 0 | 0 | 0 | 0 | 0 | 0 | 0 | 0
Commercial_Lodging_New_Space Heating_Natural Gas_Unit Heater_E9_Baseline Forecast | Commercial | Lodging | New | Space Heating | Natural Gas | Unit Heater | E9 |  | Baseline Forecast | 0 | 0 | 0 | 0 | 0 | 0 | 0 | 0 | 0 | 0 | 0 | 0 | 0 | 0 | 0 | 0 | 0 | 0 | 0 | 0 | 0 | 0 | 0
Commercial_Lodging_New_Space Heating_Natural Gas_Unit Heater_E10_Baseline Forecast | Commercial | Lodging | New | Space Heating | Natural Gas | Unit Heater | E10 |  | Baseline Forecast | 0 | 0 | 0 | 0 | 0 | 0 | 0 | 0 | 0 | 0 | 0 | 0 | 0 | 0 | 0 | 0 | 0 | 0 | 0 | 0 | 0 | 0 | 0
Commercial_Lodging_New_Water Heating_Natural Gas_Water Heater_E1_Baseline Forecast | Commercial | Lodging | New | Water Heating | Natural Gas | Water Heater | E1 | TE 0.80 | Baseline Forecast | 0 | 66372.3724 | 104521.9841 | 44752.9487 | 43995.4778 | 43582.3676 | 43167.5667 | 42920.0718 | 42494.8116 | 42135.8248 | 54875.1206 | 72671.6258 | 74953.6958 | 76367.7813 | 77387.1253 | 95328.7747 | 102295.6793 | 81981.6194 | 80946.9116 | 82900.3462 | 87825.4494 | 92547.4637 | 0
Commercial_Lodging_New_Water Heating_Natural Gas_Water Heater_E2_Baseline Forecast | Commercial | Lodging | New | Water Heating | Natural Gas | Water Heater | E2 | TE 0.90 | Baseline Forecast | 0 | 0 | 0 | 0 | 0 | 0 | 0 | 0 | 0 | 0 | 0 | 0 | 0 | 0 | 0 | 0 | 0 | 0 | 0 | 0 | 0 | 0 | 0
Commercial_Lodging_New_Water Heating_Natural Gas_Water Heater_E3_Baseline Forecast | Commercial | Lodging | New | Water Heating | Natural Gas | Water Heater | E3 | TE 0.94 | Baseline Forecast | 0 | 74845.4412 | 117865.2162 | 50466.0911 | 49611.9217 | 49146.0742 | 48678.3199 | 48399.2299 | 47919.6812 | 47514.8663 | 61880.4551 | 81948.8547 | 84522.2527 | 86116.8598 | 87266.3328 | 107498.4055 | 115354.7021 | 92447.3581 | 91280.5599 | 93483.3691 | 99037.2089 | 104362.0335 | 0
Commercial_Lodging_New_Water Heating_Natural Gas_Water Heater_E4_Baseline Forecast | Commercial | Lodging | New | Water Heating | Natural Gas | Water Heater | E4 | Instantaneous TE 0.94 | Baseline Forecast | 0 | 0 | 0 | 0 | 0 | 0 | 0 | 0 | 0 | 0 | 0 | 0 | 0 | 0 | 0 | 0 | 0 | 0 | 0 | 0 | 0 | 0 | 0
Commercial_Lodging_New_Water Heating_Natural Gas_Water Heater_E5_Baseline Forecast | Commercial | Lodging | New | Water Heating | Natural Gas | Water Heater | E5 | Gas-Fired Absorption HPWH | Baseline Forecast | 0 | 0 | 0 | 0 | 0 | 0 | 0 | 0 | 0 | 0 | 0 | 0 | 0 | 0 | 0 | 0 | 0 | 0 | 0 | 0 | 0 | 0 | 0
Commercial_Lodging_New_Water Heating_Natural Gas_Water Heater_E6_Baseline Forecast | Commercial | Lodging | New | Water Heating | Natural Gas | Water Heater | E6 |  | Baseline Forecast | 0 | 0 | 0 | 0 | 0 | 0 | 0 | 0 | 0 | 0 | 0 | 0 | 0 | 0 | 0 | 0 | 0 | 0 | 0 | 0 | 0 | 0 | 0
Commercial_Lodging_New_Water Heating_Natural Gas_Water Heater_E7_Baseline Forecast | Commercial | Lodging | New | Water Heating | Natural Gas | Water Heater | E7 |  | Baseline Forecast | 0 | 0 | 0 | 0 | 0 | 0 | 0 | 0 | 0 | 0 | 0 | 0 | 0 | 0 | 0 | 0 | 0 | 0 | 0 | 0 | 0 | 0 | 0
Commercial_Lodging_New_Water Heating_Natural Gas_Water Heater_E8_Baseline Forecast | Commercial | Lodging | New | Water Heating | Natural Gas | Water Heater | E8 |  | Baseline Forecast | 0 | 0 | 0 | 0 | 0 | 0 | 0 | 0 | 0 | 0 | 0 | 0 | 0 | 0 | 0 | 0 | 0 | 0 | 0 | 0 | 0 | 0 | 0
Commercial_Lodging_New_Water Heating_Natural Gas_Water Heater_E9_Baseline Forecast | Commercial | Lodging | New | Water Heating | Natural Gas | Water Heater | E9 |  | Baseline Forecast | 0 | 0 | 0 | 0 | 0 | 0 | 0 | 0 | 0 | 0 | 0 | 0 | 0 | 0 | 0 | 0 | 0 | 0 | 0 | 0 | 0 | 0 | 0
Commercial_Lodging_New_Water Heating_Natural Gas_Water Heater_E10_Baseline Forecast | Commercial | Lodging | New | Water Heating | Natural Gas | Water Heater | E10 |  | Baseline Forecast | 0 | 0 | 0 | 0 | 0 | 0 | 0 | 0 | 0 | 0 | 0 | 0 | 0 | 0 | 0 | 0 | 0 | 0 | 0 | 0 | 0 | 0 | 0
Commercial_Lodging_New_Food Preparation_Natural Gas_Oven_E1_Baseline Forecast | Commercial | Lodging | New | Food Preparation | Natural Gas | Oven | E1 | Standard | Baseline Forecast | 0 | 5425.3217 | 8543.6963 | 3658.1357 | 3596.2195 | 3562.4516 | 3528.5455 | 3508.3151 | 3473.5541 | 3444.2103 | 3400.4644 | 3363.4361 | 4418.7694 | 5865.4521 | 6043.291 | 6157.6493 | 6247.4104 | 7723.7212 | 8281.1607 | 6633.6712 | 6558.238 | 6519.5442 | 0
Commercial_Lodging_New_Food Preparation_Natural Gas_Oven_E2_Baseline Forecast | Commercial | Lodging | New | Food Preparation | Natural Gas | Oven | E2 | ENERGY STAR (EF ≥ 44%) Convection Oven utilizing ASTM Std F1496 | Baseline Forecast | 0 | 7807.1703 | 12294.5873 | 5264.1465 | 5175.0476 | 5126.4548 | 5077.6631 | 5048.551 | 4998.529 | 4956.3026 | 4893.3512 | 4840.0666 | 6358.7169 | 8440.5287 | 8696.4431 | 8861.0076 | 8990.176 | 11114.6232 | 11916.7923 | 9546.0147 | 9437.4645 | 9381.7832 | 0
Commercial_Lodging_New_Food Preparation_Natural Gas_Oven_E3_Baseline Forecast | Commercial | Lodging | New | Food Preparation | Natural Gas | Oven | E3 |  | Baseline Forecast | 0 | 0 | 0 | 0 | 0 | 0 | 0 | 0 | 0 | 0 | 0 | 0 | 0 | 0 | 0 | 0 | 0 | 0 | 0 | 0 | 0 | 0 | 0
Commercial_Lodging_New_Food Preparation_Natural Gas_Oven_E4_Baseline Forecast | Commercial | Lodging | New | Food Preparation | Natural Gas | Oven | E4 |  | Baseline Forecast | 0 | 0 | 0 | 0 | 0 | 0 | 0 | 0 | 0 | 0 | 0 | 0 | 0 | 0 | 0 | 0 | 0 | 0 | 0 | 0 | 0 | 0 | 0
Commercial_Lodging_New_Food Preparation_Natural Gas_Oven_E5_Baseline Forecast | Commercial | Lodging | New | Food Preparation | Natural Gas | Oven | E5 |  | Baseline Forecast | 0 | 0 | 0 | 0 | 0 | 0 | 0 | 0 | 0 | 0 | 0 | 0 | 0 | 0 | 0 | 0 | 0 | 0 | 0 | 0 | 0 | 0 | 0
Commercial_Lodging_New_Food Preparation_Natural Gas_Oven_E6_Baseline Forecast | Commercial | Lodging | New | Food Preparation | Natural Gas | Oven | E6 |  | Baseline Forecast | 0 | 0 | 0 | 0 | 0 | 0 | 0 | 0 | 0 | 0 | 0 | 0 | 0 | 0 | 0 | 0 | 0 | 0 | 0 | 0 | 0 | 0 | 0
Commercial_Lodging_New_Food Preparation_Natural Gas_Oven_E7_Baseline Forecast | Commercial | Lodging | New | Food Preparation | Natural Gas | Oven | E7 |  | Baseline Forecast | 0 | 0 | 0 | 0 | 0 | 0 | 0 | 0 | 0 | 0 | 0 | 0 | 0 | 0 | 0 | 0 | 0 | 0 | 0 | 0 | 0 | 0 | 0
Commercial_Lodging_New_Food Preparation_Natural Gas_Oven_E8_Baseline Forecast | Commercial | Lodging | New | Food Preparation | Natural Gas | Oven | E8 |  | Baseline Forecast | 0 | 0 | 0 | 0 | 0 | 0 | 0 | 0 | 0 | 0 | 0 | 0 | 0 | 0 | 0 | 0 | 0 | 0 | 0 | 0 | 0 | 0 | 0
Commercial_Lodging_New_Food Preparation_Natural Gas_Oven_E9_Baseline Forecast | Commercial | Lodging | New | Food Preparation | Natural Gas | Oven | E9 |  | Baseline Forecast | 0 | 0 | 0 | 0 | 0 | 0 | 0 | 0 | 0 | 0 | 0 | 0 | 0 | 0 | 0 | 0 | 0 | 0 | 0 | 0 | 0 | 0 | 0
Commercial_Lodging_New_Food Preparation_Natural Gas_Oven_E10_Baseline Forecast | Commercial | Lodging | New | Food Preparation | Natural Gas | Oven | E10 |  | Baseline Forecast | 0 | 0 | 0 | 0 | 0 | 0 | 0 | 0 | 0 | 0 | 0 | 0 | 0 | 0 | 0 | 0 | 0 | 0 | 0 | 0 | 0 | 0 | 0
Commercial_Lodging_New_Food Preparation_Natural Gas_Conveyor Oven_E1_Baseline Forecast | Commercial | Lodging | New | Food Preparation | Natural Gas | Conveyor Oven | E1 | Standard | Baseline Forecast | 0 | 2712.6609 | 4271.8481 | 1829.0678 | 1798.1098 | 1781.2258 | 1764.2728 | 1754.1576 | 1736.777 | 1722.1051 | 1700.2322 | 1681.7181 | 1666.8525 | 1644.3307 | 1625.1156 | 1601.9788 | 1585.9834 | 2110.253 | 2834.1008 | 2930.4703 | 2993.3432 | 3051.7762 | 0
Commercial_Lodging_New_Food Preparation_Natural Gas_Conveyor Oven_E2_Baseline Forecast | Commercial | Lodging | New | Food Preparation | Natural Gas | Conveyor Oven | E2 | ENERGY STAR (EF ≥ 44%) Convection Oven utilizing ASTM Std F1496 | Baseline Forecast | 0 | 3903.5851 | 6147.2937 | 2632.0732 | 2587.5238 | 2563.2274 | 2538.8315 | 2524.2755 | 2499.2645 | 2478.1513 | 2446.6756 | 2420.0333 | 2398.6414 | 2366.232 | 2338.581 | 2305.2866 | 2282.2688 | 3036.7055 | 4078.3402 | 4217.0182 | 4307.4938 | 4391.5804 | 0
Commercial_Lodging_New_Food Preparation_Natural Gas_Conveyor Oven_E3_Baseline Forecast | Commercial | Lodging | New | Food Preparation | Natural Gas | Conveyor Oven | E3 |  | Baseline Forecast | 0 | 0 | 0 | 0 | 0 | 0 | 0 | 0 | 0 | 0 | 0 | 0 | 0 | 0 | 0 | 0 | 0 | 0 | 0 | 0 | 0 | 0 | 0
Commercial_Lodging_New_Food Preparation_Natural Gas_Conveyor Oven_E4_Baseline Forecast | Commercial | Lodging | New | Food Preparation | Natural Gas | Conveyor Oven | E4 |  | Baseline Forecast | 0 | 0 | 0 | 0 | 0 | 0 | 0 | 0 | 0 | 0 | 0 | 0 | 0 | 0 | 0 | 0 | 0 | 0 | 0 | 0 | 0 | 0 | 0
Commercial_Lodging_New_Food Preparation_Natural Gas_Conveyor Oven_E5_Baseline Forecast | Commercial | Lodging | New | Food Preparation | Natural Gas | Conveyor Oven | E5 |  | Baseline Forecast | 0 | 0 | 0 | 0 | 0 | 0 | 0 | 0 | 0 | 0 | 0 | 0 | 0 | 0 | 0 | 0 | 0 | 0 | 0 | 0 | 0 | 0 | 0
Commercial_Lodging_New_Food Preparation_Natural Gas_Conveyor Oven_E6_Baseline Forecast | Commercial | Lodging | New | Food Preparation | Natural Gas | Conveyor Oven | E6 |  | Baseline Forecast | 0 | 0 | 0 | 0 | 0 | 0 | 0 | 0 | 0 | 0 | 0 | 0 | 0 | 0 | 0 | 0 | 0 | 0 | 0 | 0 | 0 | 0 | 0
Commercial_Lodging_New_Food Preparation_Natural Gas_Conveyor Oven_E7_Baseline Forecast | Commercial | Lodging | New | Food Preparation | Natural Gas | Conveyor Oven | E7 |  | Baseline Forecast | 0 | 0 | 0 | 0 | 0 | 0 | 0 | 0 | 0 | 0 | 0 | 0 | 0 | 0 | 0 | 0 | 0 | 0 | 0 | 0 | 0 | 0 | 0
Commercial_Lodging_New_Food Preparation_Natural Gas_Conveyor Oven_E8_Baseline Forecast | Commercial | Lodging | New | Food Preparation | Natural Gas | Conveyor Oven | E8 |  | Baseline Forecast | 0 | 0 | 0 | 0 | 0 | 0 | 0 | 0 | 0 | 0 | 0 | 0 | 0 | 0 | 0 | 0 | 0 | 0 | 0 | 0 | 0 | 0 | 0
Commercial_Lodging_New_Food Preparation_Natural Gas_Conveyor Oven_E9_Baseline Forecast | Commercial | Lodging | New | Food Preparation | Natural Gas | Conveyor Oven | E9 |  | Baseline Forecast | 0 | 0 | 0 | 0 | 0 | 0 | 0 | 0 | 0 | 0 | 0 | 0 | 0 | 0 | 0 | 0 | 0 | 0 | 0 | 0 | 0 | 0 | 0
Commercial_Lodging_New_Food Preparation_Natural Gas_Conveyor Oven_E10_Baseline Forecast | Commercial | Lodging | New | Food Preparation | Natural Gas | Conveyor Oven | E10 |  | Baseline Forecast | 0 | 0 | 0 | 0 | 0 | 0 | 0 | 0 | 0 | 0 | 0 | 0 | 0 | 0 | 0 | 0 | 0 | 0 | 0 | 0 | 0 | 0 | 0
Commercial_Lodging_New_Food Preparation_Natural Gas_Double Rack Oven_E1_Baseline Forecast | Commercial | Lodging | New | Food Preparation | Natural Gas | Double Rack Oven | E1 | Standard | Baseline Forecast | 0 | 2712.6609 | 4271.8481 | 1829.0678 | 1798.1098 | 1781.2258 | 1764.2728 | 1754.1576 | 1736.777 | 1722.1051 | 1700.2322 | 1681.7181 | 2209.3847 | 2932.7261 | 3021.6455 | 3078.8247 | 3123.7052 | 3861.8606 | 4140.5804 | 3316.8356 | 3279.119 | 3259.7721 | 0
Commercial_Lodging_New_Food Preparation_Natural Gas_Double Rack Oven_E2_Baseline Forecast | Commercial | Lodging | New | Food Preparation | Natural Gas | Double Rack Oven | E2 | FTSC Qualified (>50% Cooking Efficiency) | Baseline Forecast | 0 | 3903.5851 | 6147.2937 | 2632.0732 | 2587.5238 | 2563.2274 | 2538.8315 | 2524.2755 | 2499.2645 | 2478.1513 | 2446.6756 | 2420.0333 | 3179.3585 | 4220.2643 | 4348.2216 | 4430.5038 | 4495.088 | 5557.3116 | 5958.3961 | 4773.0073 | 4718.7322 | 4690.8916 | 0
Commercial_Lodging_New_Food Preparation_Natural Gas_Double Rack Oven_E3_Baseline Forecast | Commercial | Lodging | New | Food Preparation | Natural Gas | Double Rack Oven | E3 |  | Baseline Forecast | 0 | 0 | 0 | 0 | 0 | 0 | 0 | 0 | 0 | 0 | 0 | 0 | 0 | 0 | 0 | 0 | 0 | 0 | 0 | 0 | 0 | 0 | 0
Commercial_Lodging_New_Food Preparation_Natural Gas_Double Rack Oven_E4_Baseline Forecast | Commercial | Lodging | New | Food Preparation | Natural Gas | Double Rack Oven | E4 |  | Baseline Forecast | 0 | 0 | 0 | 0 | 0 | 0 | 0 | 0 | 0 | 0 | 0 | 0 | 0 | 0 | 0 | 0 | 0 | 0 | 0 | 0 | 0 | 0 | 0
Commercial_Lodging_New_Food Preparation_Natural Gas_Double Rack Oven_E5_Baseline Forecast | Commercial | Lodging | New | Food Preparation | Natural Gas | Double Rack Oven | E5 |  | Baseline Forecast | 0 | 0 | 0 | 0 | 0 | 0 | 0 | 0 | 0 | 0 | 0 | 0 | 0 | 0 | 0 | 0 | 0 | 0 | 0 | 0 | 0 | 0 | 0
Commercial_Lodging_New_Food Preparation_Natural Gas_Double Rack Oven_E6_Baseline Forecast | Commercial | Lodging | New | Food Preparation | Natural Gas | Double Rack Oven | E6 |  | Baseline Forecast | 0 | 0 | 0 | 0 | 0 | 0 | 0 | 0 | 0 | 0 | 0 | 0 | 0 | 0 | 0 | 0 | 0 | 0 | 0 | 0 | 0 | 0 | 0
Commercial_Lodging_New_Food Preparation_Natural Gas_Double Rack Oven_E7_Baseline Forecast | Commercial | Lodging | New | Food Preparation | Natural Gas | Double Rack Oven | E7 |  | Baseline Forecast | 0 | 0 | 0 | 0 | 0 | 0 | 0 | 0 | 0 | 0 | 0 | 0 | 0 | 0 | 0 | 0 | 0 | 0 | 0 | 0 | 0 | 0 | 0
Commercial_Lodging_New_Food Preparation_Natural Gas_Double Rack Oven_E8_Baseline Forecast | Commercial | Lodging | New | Food Preparation | Natural Gas | Double Rack Oven | E8 |  | Baseline Forecast | 0 | 0 | 0 | 0 | 0 | 0 | 0 | 0 | 0 | 0 | 0 | 0 | 0 | 0 | 0 | 0 | 0 | 0 | 0 | 0 | 0 | 0 | 0
Commercial_Lodging_New_Food Preparation_Natural Gas_Double Rack Oven_E9_Baseline Forecast | Commercial | Lodging | New | Food Preparation | Natural Gas | Double Rack Oven | E9 |  | Baseline Forecast | 0 | 0 | 0 | 0 | 0 | 0 | 0 | 0 | 0 | 0 | 0 | 0 | 0 | 0 | 0 | 0 | 0 | 0 | 0 | 0 | 0 | 0 | 0
Commercial_Lodging_New_Food Preparation_Natural Gas_Double Rack Oven_E10_Baseline Forecast | Commercial | Lodging | New | Food Preparation | Natural Gas | Double Rack Oven | E10 |  | Baseline Forecast | 0 | 0 | 0 | 0 | 0 | 0 | 0 | 0 | 0 | 0 | 0 | 0 | 0 | 0 | 0 | 0 | 0 | 0 | 0 | 0 | 0 | 0 | 0
Commercial_Lodging_New_Food Preparation_Natural Gas_Fryer_E1_Baseline Forecast | Commercial | Lodging | New | Food Preparation | Natural Gas | Fryer | E1 | Standard | Baseline Forecast | 0 | 12988.0606 | 20453.3576 | 8757.4693 | 8609.2437 | 8528.4044 | 11694.2493 | 15947.404 | 16166.4042 | 16285.7624 | 19385.1588 | 21180.4897 | 19038.5456 | 20172.7004 | 21058.0214 | 23225.5375 | 25564.5289 | 25795.9615 | 26189.6009 | 27436.0639 | 28562.0603 | 29107.9123 | 0
Commercial_Lodging_New_Food Preparation_Natural Gas_Fryer_E2_Baseline Forecast | Commercial | Lodging | New | Food Preparation | Natural Gas | Fryer | E2 | ENERGY STAR | Baseline Forecast | 0 | 4563.3726 | 7186.3148 | 3076.9487 | 3024.8694 | 2996.4664 | 4108.7903 | 5603.1419 | 5680.0879 | 5722.0246 | 6811.0017 | 7441.7937 | 6689.2187 | 7087.7055 | 7398.7643 | 8160.324 | 8982.1318 | 9063.4459 | 9201.7517 | 9639.6981 | 10035.3185 | 10227.1043 | 0
Commercial_Lodging_New_Food Preparation_Natural Gas_Fryer_E3_Baseline Forecast | Commercial | Lodging | New | Food Preparation | Natural Gas | Fryer | E3 |  | Baseline Forecast | 0 | 0 | 0 | 0 | 0 | 0 | 0 | 0 | 0 | 0 | 0 | 0 | 0 | 0 | 0 | 0 | 0 | 0 | 0 | 0 | 0 | 0 | 0
Commercial_Lodging_New_Food Preparation_Natural Gas_Fryer_E4_Baseline Forecast | Commercial | Lodging | New | Food Preparation | Natural Gas | Fryer | E4 |  | Baseline Forecast | 0 | 0 | 0 | 0 | 0 | 0 | 0 | 0 | 0 | 0 | 0 | 0 | 0 | 0 | 0 | 0 | 0 | 0 | 0 | 0 | 0 | 0 | 0
Commercial_Lodging_New_Food Preparation_Natural Gas_Fryer_E5_Baseline Forecast | Commercial | Lodging | New | Food Preparation | Natural Gas | Fryer | E5 |  | Baseline Forecast | 0 | 0 | 0 | 0 | 0 | 0 | 0 | 0 | 0 | 0 | 0 | 0 | 0 | 0 | 0 | 0 | 0 | 0 | 0 | 0 | 0 | 0 | 0
Commercial_Lodging_New_Food Preparation_Natural Gas_Fryer_E6_Baseline Forecast | Commercial | Lodging | New | Food Preparation | Natural Gas | Fryer | E6 |  | Baseline Forecast | 0 | 0 | 0 | 0 | 0 | 0 | 0 | 0 | 0 | 0 | 0 | 0 | 0 | 0 | 0 | 0 | 0 | 0 | 0 | 0 | 0 | 0 | 0
Commercial_Lodging_New_Food Preparation_Natural Gas_Fryer_E7_Baseline Forecast | Commercial | Lodging | New | Food Preparation | Natural Gas | Fryer | E7 |  | Baseline Forecast | 0 | 0 | 0 | 0 | 0 | 0 | 0 | 0 | 0 | 0 | 0 | 0 | 0 | 0 | 0 | 0 | 0 | 0 | 0 | 0 | 0 | 0 | 0
Commercial_Lodging_New_Food Preparation_Natural Gas_Fryer_E8_Baseline Forecast | Commercial | Lodging | New | Food Preparation | Natural Gas | Fryer | E8 |  | Baseline Forecast | 0 | 0 | 0 | 0 | 0 | 0 | 0 | 0 | 0 | 0 | 0 | 0 | 0 | 0 | 0 | 0 | 0 | 0 | 0 | 0 | 0 | 0 | 0
Commercial_Lodging_New_Food Preparation_Natural Gas_Fryer_E9_Baseline Forecast | Commercial | Lodging | New | Food Preparation | Natural Gas | Fryer | E9 |  | Baseline Forecast | 0 | 0 | 0 | 0 | 0 | 0 | 0 | 0 | 0 | 0 | 0 | 0 | 0 | 0 | 0 | 0 | 0 | 0 | 0 | 0 | 0 | 0 | 0
Commercial_Lodging_New_Food Preparation_Natural Gas_Fryer_E10_Baseline Forecast | Commercial | Lodging | New | Food Preparation | Natural Gas | Fryer | E10 |  | Baseline Forecast | 0 | 0 | 0 | 0 | 0 | 0 | 0 | 0 | 0 | 0 | 0 | 0 | 0 | 0 | 0 | 0 | 0 | 0 | 0 | 0 | 0 | 0 | 0
Commercial_Lodging_New_Food Preparation_Natural Gas_Broiler_E1_Baseline Forecast | Commercial | Lodging | New | Food Preparation | Natural Gas | Broiler | E1 | Standard | Baseline Forecast | 0 | 8446.3225 | 13301.1124 | 5695.1081 | 5598.715 | 5546.144 | 5493.3578 | 5461.8624 | 5407.7453 | 5362.0618 | 5293.9568 | 5236.31 | 6879.2882 | 9131.5322 | 9408.3977 | 9586.4347 | 9726.1778 | 12024.5477 | 12892.3883 | 10327.5214 | 10210.0845 | 10149.8447 | 0
Commercial_Lodging_New_Food Preparation_Natural Gas_Broiler_E2_Baseline Forecast | Commercial | Lodging | New | Food Preparation | Natural Gas | Broiler | E2 | Infrared Burners | Baseline Forecast | 0 | 2967.6268 | 4673.3638 | 2000.9839 | 1967.1161 | 1948.6452 | 1930.0987 | 1919.0327 | 1900.0186 | 1883.9677 | 1860.0389 | 1839.7846 | 2417.0472 | 3208.3762 | 3305.6533 | 3368.2068 | 3417.3057 | 4224.8411 | 4529.758 | 3628.5886 | 3587.327 | 3566.1617 | 0
Commercial_Lodging_New_Food Preparation_Natural Gas_Broiler_E3_Baseline Forecast | Commercial | Lodging | New | Food Preparation | Natural Gas | Broiler | E3 |  | Baseline Forecast | 0 | 0 | 0 | 0 | 0 | 0 | 0 | 0 | 0 | 0 | 0 | 0 | 0 | 0 | 0 | 0 | 0 | 0 | 0 | 0 | 0 | 0 | 0
Commercial_Lodging_New_Food Preparation_Natural Gas_Broiler_E4_Baseline Forecast | Commercial | Lodging | New | Food Preparation | Natural Gas | Broiler | E4 |  | Baseline Forecast | 0 | 0 | 0 | 0 | 0 | 0 | 0 | 0 | 0 | 0 | 0 | 0 | 0 | 0 | 0 | 0 | 0 | 0 | 0 | 0 | 0 | 0 | 0
Commercial_Lodging_New_Food Preparation_Natural Gas_Broiler_E5_Baseline Forecast | Commercial | Lodging | New | Food Preparation | Natural Gas | Broiler | E5 |  | Baseline Forecast | 0 | 0 | 0 | 0 | 0 | 0 | 0 | 0 | 0 | 0 | 0 | 0 | 0 | 0 | 0 | 0 | 0 | 0 | 0 | 0 | 0 | 0 | 0
Commercial_Lodging_New_Food Preparation_Natural Gas_Broiler_E6_Baseline Forecast | Commercial | Lodging | New | Food Preparation | Natural Gas | Broiler | E6 |  | Baseline Forecast | 0 | 0 | 0 | 0 | 0 | 0 | 0 | 0 | 0 | 0 | 0 | 0 | 0 | 0 | 0 | 0 | 0 | 0 | 0 | 0 | 0 | 0 | 0
Commercial_Lodging_New_Food Preparation_Natural Gas_Broiler_E7_Baseline Forecast | Commercial | Lodging | New | Food Preparation | Natural Gas | Broiler | E7 |  | Baseline Forecast | 0 | 0 | 0 | 0 | 0 | 0 | 0 | 0 | 0 | 0 | 0 | 0 | 0 | 0 | 0 | 0 | 0 | 0 | 0 | 0 | 0 | 0 | 0
Commercial_Lodging_New_Food Preparation_Natural Gas_Broiler_E8_Baseline Forecast | Commercial | Lodging | New | Food Preparation | Natural Gas | Broiler | E8 |  | Baseline Forecast | 0 | 0 | 0 | 0 | 0 | 0 | 0 | 0 | 0 | 0 | 0 | 0 | 0 | 0 | 0 | 0 | 0 | 0 | 0 | 0 | 0 | 0 | 0
Commercial_Lodging_New_Food Preparation_Natural Gas_Broiler_E9_Baseline Forecast | Commercial | Lodging | New | Food Preparation | Natural Gas | Broiler | E9 |  | Baseline Forecast | 0 | 0 | 0 | 0 | 0 | 0 | 0 | 0 | 0 | 0 | 0 | 0 | 0 | 0 | 0 | 0 | 0 | 0 | 0 | 0 | 0 | 0 | 0
Commercial_Lodging_New_Food Preparation_Natural Gas_Broiler_E10_Baseline Forecast | Commercial | Lodging | New | Food Preparation | Natural Gas | Broiler | E10 |  | Baseline Forecast | 0 | 0 | 0 | 0 | 0 | 0 | 0 | 0 | 0 | 0 | 0 | 0 | 0 | 0 | 0 | 0 | 0 | 0 | 0 | 0 | 0 | 0 | 0
Commercial_Lodging_New_Food Preparation_Natural Gas_Griddle_E1_Baseline Forecast | Commercial | Lodging | New | Food Preparation | Natural Gas | Griddle | E1 | Standard | Baseline Forecast | 0 | 11768.3333 | 18532.5536 | 7935.0428 | 7800.7374 | 7727.4898 | 7653.9424 | 7610.0596 | 7534.6577 | 7471.0066 | 7376.1153 | 7295.7955 | 9584.971 | 12723.0419 | 13108.801 | 13356.8613 | 13551.5666 | 16753.9051 | 17963.0748 | 14389.4239 | 14225.798 | 14141.8654 | 0
Commercial_Lodging_New_Food Preparation_Natural Gas_Griddle_E2_Baseline Forecast | Commercial | Lodging | New | Food Preparation | Natural Gas | Griddle | E2 | ENERGY STAR | Baseline Forecast | 0 | 4806.784 | 7569.6346 | 3241.0738 | 3186.2167 | 3156.2986 | 3126.2582 | 3108.3342 | 3077.5362 | 3051.5379 | 3012.7795 | 2979.9728 | 3914.9881 | 5196.7354 | 5354.299 | 5455.6194 | 5535.1469 | 6843.1443 | 7337.0305 | 5877.3703 | 5810.5372 | 5776.2549 | 0
Commercial_Lodging_New_Food Preparation_Natural Gas_Griddle_E3_Baseline Forecast | Commercial | Lodging | New | Food Preparation | Natural Gas | Griddle | E3 |  | Baseline Forecast | 0 | 0 | 0 | 0 | 0 | 0 | 0 | 0 | 0 | 0 | 0 | 0 | 0 | 0 | 0 | 0 | 0 | 0 | 0 | 0 | 0 | 0 | 0
Commercial_Lodging_New_Food Preparation_Natural Gas_Griddle_E4_Baseline Forecast | Commercial | Lodging | New | Food Preparation | Natural Gas | Griddle | E4 |  | Baseline Forecast | 0 | 0 | 0 | 0 | 0 | 0 | 0 | 0 | 0 | 0 | 0 | 0 | 0 | 0 | 0 | 0 | 0 | 0 | 0 | 0 | 0 | 0 | 0
Commercial_Lodging_New_Food Preparation_Natural Gas_Griddle_E5_Baseline Forecast | Commercial | Lodging | New | Food Preparation | Natural Gas | Griddle | E5 |  | Baseline Forecast | 0 | 0 | 0 | 0 | 0 | 0 | 0 | 0 | 0 | 0 | 0 | 0 | 0 | 0 | 0 | 0 | 0 | 0 | 0 | 0 | 0 | 0 | 0
Commercial_Lodging_New_Food Preparation_Natural Gas_Griddle_E6_Baseline Forecast | Commercial | Lodging | New | Food Preparation | Natural Gas | Griddle | E6 |  | Baseline Forecast | 0 | 0 | 0 | 0 | 0 | 0 | 0 | 0 | 0 | 0 | 0 | 0 | 0 | 0 | 0 | 0 | 0 | 0 | 0 | 0 | 0 | 0 | 0
Commercial_Lodging_New_Food Preparation_Natural Gas_Griddle_E7_Baseline Forecast | Commercial | Lodging | New | Food Preparation | Natural Gas | Griddle | E7 |  | Baseline Forecast | 0 | 0 | 0 | 0 | 0 | 0 | 0 | 0 | 0 | 0 | 0 | 0 | 0 | 0 | 0 | 0 | 0 | 0 | 0 | 0 | 0 | 0 | 0
Commercial_Lodging_New_Food Preparation_Natural Gas_Griddle_E8_Baseline Forecast | Commercial | Lodging | New | Food Preparation | Natural Gas | Griddle | E8 |  | Baseline Forecast | 0 | 0 | 0 | 0 | 0 | 0 | 0 | 0 | 0 | 0 | 0 | 0 | 0 | 0 | 0 | 0 | 0 | 0 | 0 | 0 | 0 | 0 | 0
Commercial_Lodging_New_Food Preparation_Natural Gas_Griddle_E9_Baseline Forecast | Commercial | Lodging | New | Food Preparation | Natural Gas | Griddle | E9 |  | Baseline Forecast | 0 | 0 | 0 | 0 | 0 | 0 | 0 | 0 | 0 | 0 | 0 | 0 | 0 | 0 | 0 | 0 | 0 | 0 | 0 | 0 | 0 | 0 | 0
Commercial_Lodging_New_Food Preparation_Natural Gas_Griddle_E10_Baseline Forecast | Commercial | Lodging | New | Food Preparation | Natural Gas | Griddle | E10 |  | Baseline Forecast | 0 | 0 | 0 | 0 | 0 | 0 | 0 | 0 | 0 | 0 | 0 | 0 | 0 | 0 | 0 | 0 | 0 | 0 | 0 | 0 | 0 | 0 | 0
Commercial_Lodging_New_Food Preparation_Natural Gas_Range_E1_Baseline Forecast | Commercial | Lodging | New | Food Preparation | Natural Gas | Range | E1 | Standard | Baseline Forecast | 0 | 19305.7035 | 30402.2648 | 13017.271 | 12796.9458 | 12676.7846 | 12556.1316 | 12484.1429 | 12360.4477 | 12256.0293 | 15961.5028 | 21137.9647 | 21801.7494 | 22213.0639 | 22509.56 | 27728.2399 | 29754.7004 | 23845.9586 | 23544.9935 | 24113.1882 | 25545.7509 | 26919.2411 | 0
Commercial_Lodging_New_Food Preparation_Natural Gas_Range_E2_Baseline Forecast | Commercial | Lodging | New | Food Preparation | Natural Gas | Range | E2 | High Efficiency | Baseline Forecast | 0 | 27781.3783 | 43749.6006 | 18732.1705 | 18415.1171 | 18242.2023 | 18068.5797 | 17964.9861 | 17786.9857 | 17636.7251 | 22968.9919 | 30418.0468 | 31373.2492 | 31965.1407 | 32391.8059 | 39901.6135 | 42817.7397 | 34314.916 | 33881.82 | 34699.466 | 36760.9586 | 38737.4446 | 0
Commercial_Lodging_New_Food Preparation_Natural Gas_Range_E3_Baseline Forecast | Commercial | Lodging | New | Food Preparation | Natural Gas | Range | E3 |  | Baseline Forecast | 0 | 0 | 0 | 0 | 0 | 0 | 0 | 0 | 0 | 0 | 0 | 0 | 0 | 0 | 0 | 0 | 0 | 0 | 0 | 0 | 0 | 0 | 0
Commercial_Lodging_New_Food Preparation_Natural Gas_Range_E4_Baseline Forecast | Commercial | Lodging | New | Food Preparation | Natural Gas | Range | E4 |  | Baseline Forecast | 0 | 0 | 0 | 0 | 0 | 0 | 0 | 0 | 0 | 0 | 0 | 0 | 0 | 0 | 0 | 0 | 0 | 0 | 0 | 0 | 0 | 0 | 0
Commercial_Lodging_New_Food Preparation_Natural Gas_Range_E5_Baseline Forecast | Commercial | Lodging | New | Food Preparation | Natural Gas | Range | E5 |  | Baseline Forecast | 0 | 0 | 0 | 0 | 0 | 0 | 0 | 0 | 0 | 0 | 0 | 0 | 0 | 0 | 0 | 0 | 0 | 0 | 0 | 0 | 0 | 0 | 0
Commercial_Lodging_New_Food Preparation_Natural Gas_Range_E6_Baseline Forecast | Commercial | Lodging | New | Food Preparation | Natural Gas | Range | E6 |  | Baseline Forecast | 0 | 0 | 0 | 0 | 0 | 0 | 0 | 0 | 0 | 0 | 0 | 0 | 0 | 0 | 0 | 0 | 0 | 0 | 0 | 0 | 0 | 0 | 0
Commercial_Lodging_New_Food Preparation_Natural Gas_Range_E7_Baseline Forecast | Commercial | Lodging | New | Food Preparation | Natural Gas | Range | E7 |  | Baseline Forecast | 0 | 0 | 0 | 0 | 0 | 0 | 0 | 0 | 0 | 0 | 0 | 0 | 0 | 0 | 0 | 0 | 0 | 0 | 0 | 0 | 0 | 0 | 0
Commercial_Lodging_New_Food Preparation_Natural Gas_Range_E8_Baseline Forecast | Commercial | Lodging | New | Food Preparation | Natural Gas | Range | E8 |  | Baseline Forecast | 0 | 0 | 0 | 0 | 0 | 0 | 0 | 0 | 0 | 0 | 0 | 0 | 0 | 0 | 0 | 0 | 0 | 0 | 0 | 0 | 0 | 0 | 0
Commercial_Lodging_New_Food Preparation_Natural Gas_Range_E9_Baseline Forecast | Commercial | Lodging | New | Food Preparation | Natural Gas | Range | E9 |  | Baseline Forecast | 0 | 0 | 0 | 0 | 0 | 0 | 0 | 0 | 0 | 0 | 0 | 0 | 0 | 0 | 0 | 0 | 0 | 0 | 0 | 0 | 0 | 0 | 0
Commercial_Lodging_New_Food Preparation_Natural Gas_Range_E10_Baseline Forecast | Commercial | Lodging | New | Food Preparation | Natural Gas | Range | E10 |  | Baseline Forecast | 0 | 0 | 0 | 0 | 0 | 0 | 0 | 0 | 0 | 0 | 0 | 0 | 0 | 0 | 0 | 0 | 0 | 0 | 0 | 0 | 0 | 0 | 0
Commercial_Lodging_New_Food Preparation_Natural Gas_Steamer_E1_Baseline Forecast | Commercial | Lodging | New | Food Preparation | Natural Gas | Steamer | E1 | Standard | Baseline Forecast | 0 | 4090.9042 | 6442.2803 | 2758.377 | 2711.6898 | 2686.2275 | 2660.661 | 2645.4065 | 2619.1953 | 2597.0689 | 3018.6277 | 3656.0109 | 3815.6512 | 3938.329 | 4045.7598 | 4129.2791 | 4208.7163 | 4270.3155 | 4313.8923 | 5671.0146 | 6401.9505 | 5230.5666 | 0
Commercial_Lodging_New_Food Preparation_Natural Gas_Steamer_E2_Baseline Forecast | Commercial | Lodging | New | Food Preparation | Natural Gas | Steamer | E2 | ENERGY STAR | Baseline Forecast | 0 | 4090.9042 | 6442.2803 | 2758.377 | 2711.6898 | 2686.2275 | 2660.661 | 2645.4065 | 2619.1953 | 2597.0689 | 3018.6277 | 3656.0109 | 3815.6512 | 3938.329 | 4045.7598 | 4129.2791 | 4208.7163 | 4270.3155 | 4313.8923 | 5671.0146 | 6401.9505 | 5230.5666 | 0
Commercial_Lodging_New_Food Preparation_Natural Gas_Steamer_E3_Baseline Forecast | Commercial | Lodging | New | Food Preparation | Natural Gas | Steamer | E3 |  | Baseline Forecast | 0 | 0 | 0 | 0 | 0 | 0 | 0 | 0 | 0 | 0 | 0 | 0 | 0 | 0 | 0 | 0 | 0 | 0 | 0 | 0 | 0 | 0 | 0
Commercial_Lodging_New_Food Preparation_Natural Gas_Steamer_E4_Baseline Forecast | Commercial | Lodging | New | Food Preparation | Natural Gas | Steamer | E4 |  | Baseline Forecast | 0 | 0 | 0 | 0 | 0 | 0 | 0 | 0 | 0 | 0 | 0 | 0 | 0 | 0 | 0 | 0 | 0 | 0 | 0 | 0 | 0 | 0 | 0
Commercial_Lodging_New_Food Preparation_Natural Gas_Steamer_E5_Baseline Forecast | Commercial | Lodging | New | Food Preparation | Natural Gas | Steamer | E5 |  | Baseline Forecast | 0 | 0 | 0 | 0 | 0 | 0 | 0 | 0 | 0 | 0 | 0 | 0 | 0 | 0 | 0 | 0 | 0 | 0 | 0 | 0 | 0 | 0 | 0
Commercial_Lodging_New_Food Preparation_Natural Gas_Steamer_E6_Baseline Forecast | Commercial | Lodging | New | Food Preparation | Natural Gas | Steamer | E6 |  | Baseline Forecast | 0 | 0 | 0 | 0 | 0 | 0 | 0 | 0 | 0 | 0 | 0 | 0 | 0 | 0 | 0 | 0 | 0 | 0 | 0 | 0 | 0 | 0 | 0
Commercial_Lodging_New_Food Preparation_Natural Gas_Steamer_E7_Baseline Forecast | Commercial | Lodging | New | Food Preparation | Natural Gas | Steamer | E7 |  | Baseline Forecast | 0 | 0 | 0 | 0 | 0 | 0 | 0 | 0 | 0 | 0 | 0 | 0 | 0 | 0 | 0 | 0 | 0 | 0 | 0 | 0 | 0 | 0 | 0
Commercial_Lodging_New_Food Preparation_Natural Gas_Steamer_E8_Baseline Forecast | Commercial | Lodging | New | Food Preparation | Natural Gas | Steamer | E8 |  | Baseline Forecast | 0 | 0 | 0 | 0 | 0 | 0 | 0 | 0 | 0 | 0 | 0 | 0 | 0 | 0 | 0 | 0 | 0 | 0 | 0 | 0 | 0 | 0 | 0
Commercial_Lodging_New_Food Preparation_Natural Gas_Steamer_E9_Baseline Forecast | Commercial | Lodging | New | Food Preparation | Natural Gas | Steamer | E9 |  | Baseline Forecast | 0 | 0 | 0 | 0 | 0 | 0 | 0 | 0 | 0 | 0 | 0 | 0 | 0 | 0 | 0 | 0 | 0 | 0 | 0 | 0 | 0 | 0 | 0
Commercial_Lodging_New_Food Preparation_Natural Gas_Steamer_E10_Baseline Forecast | Commercial | Lodging | New | Food Preparation | Natural Gas | Steamer | E10 |  | Baseline Forecast | 0 | 0 | 0 | 0 | 0 | 0 | 0 | 0 | 0 | 0 | 0 | 0 | 0 | 0 | 0 | 0 | 0 | 0 | 0 | 0 | 0 | 0 | 0
Commercial_Lodging_New_Food Preparation_Natural Gas_Food Prep Other_E1_Baseline Forecast | Commercial | Lodging | New | Food Preparation | Natural Gas | Food Prep Other | E1 | Standard | Baseline Forecast | 0 | 6054.5383 | 9534.5749 | 4082.398 | 4013.3009 | 3975.6167 | 3937.7783 | 3915.2016 | 3876.409 | 3843.662 | 5005.7502 | 6629.161 | 6837.3331 | 6966.3271 | 7059.3124 | 8695.9633 | 9331.4897 | 7478.4257 | 7384.0388 | 7562.2326 | 8011.5043 | 8442.25 | 0
Commercial_Lodging_New_Food Preparation_Natural Gas_Food Prep Other_E2_Baseline Forecast | Commercial | Lodging | New | Food Preparation | Natural Gas | Food Prep Other | E2 | ENERGY STAR | Baseline Forecast | 0 | 2127.2702 | 3349.9858 | 1434.3561 | 1410.0787 | 1396.8383 | 1383.5437 | 1375.6114 | 1361.9816 | 1350.4758 | 1758.7771 | 2329.1647 | 2402.3062 | 2447.6284 | 2480.299 | 3055.3385 | 3278.6315 | 2627.555 | 2594.392 | 2657.0007 | 2814.8529 | 2966.196 | 0
Commercial_Lodging_New_Food Preparation_Natural Gas_Food Prep Other_E3_Baseline Forecast | Commercial | Lodging | New | Food Preparation | Natural Gas | Food Prep Other | E3 |  | Baseline Forecast | 0 | 0 | 0 | 0 | 0 | 0 | 0 | 0 | 0 | 0 | 0 | 0 | 0 | 0 | 0 | 0 | 0 | 0 | 0 | 0 | 0 | 0 | 0
Commercial_Lodging_New_Food Preparation_Natural Gas_Food Prep Other_E4_Baseline Forecast | Commercial | Lodging | New | Food Preparation | Natural Gas | Food Prep Other | E4 |  | Baseline Forecast | 0 | 0 | 0 | 0 | 0 | 0 | 0 | 0 | 0 | 0 | 0 | 0 | 0 | 0 | 0 | 0 | 0 | 0 | 0 | 0 | 0 | 0 | 0
Commercial_Lodging_New_Food Preparation_Natural Gas_Food Prep Other_E5_Baseline Forecast | Commercial | Lodging | New | Food Preparation | Natural Gas | Food Prep Other | E5 |  | Baseline Forecast | 0 | 0 | 0 | 0 | 0 | 0 | 0 | 0 | 0 | 0 | 0 | 0 | 0 | 0 | 0 | 0 | 0 | 0 | 0 | 0 | 0 | 0 | 0
Commercial_Lodging_New_Food Preparation_Natural Gas_Food Prep Other_E6_Baseline Forecast | Commercial | Lodging | New | Food Preparation | Natural Gas | Food Prep Other | E6 |  | Baseline Forecast | 0 | 0 | 0 | 0 | 0 | 0 | 0 | 0 | 0 | 0 | 0 | 0 | 0 | 0 | 0 | 0 | 0 | 0 | 0 | 0 | 0 | 0 | 0
Commercial_Lodging_New_Food Preparation_Natural Gas_Food Prep Other_E7_Baseline Forecast | Commercial | Lodging | New | Food Preparation | Natural Gas | Food Prep Other | E7 |  | Baseline Forecast | 0 | 0 | 0 | 0 | 0 | 0 | 0 | 0 | 0 | 0 | 0 | 0 | 0 | 0 | 0 | 0 | 0 | 0 | 0 | 0 | 0 | 0 | 0
Commercial_Lodging_New_Food Preparation_Natural Gas_Food Prep Other_E8_Baseline Forecast | Commercial | Lodging | New | Food Preparation | Natural Gas | Food Prep Other | E8 |  | Baseline Forecast | 0 | 0 | 0 | 0 | 0 | 0 | 0 | 0 | 0 | 0 | 0 | 0 | 0 | 0 | 0 | 0 | 0 | 0 | 0 | 0 | 0 | 0 | 0
Commercial_Lodging_New_Food Preparation_Natural Gas_Food Prep Other_E9_Baseline Forecast | Commercial | Lodging | New | Food Preparation | Natural Gas | Food Prep Other | E9 |  | Baseline Forecast | 0 | 0 | 0 | 0 | 0 | 0 | 0 | 0 | 0 | 0 | 0 | 0 | 0 | 0 | 0 | 0 | 0 | 0 | 0 | 0 | 0 | 0 | 0
Commercial_Lodging_New_Food Preparation_Natural Gas_Food Prep Other_E10_Baseline Forecast | Commercial | Lodging | New | Food Preparation | Natural Gas | Food Prep Other | E10 |  | Baseline Forecast | 0 | 0 | 0 | 0 | 0 | 0 | 0 | 0 | 0 | 0 | 0 | 0 | 0 | 0 | 0 | 0 | 0 | 0 | 0 | 0 | 0 | 0 | 0
Commercial_Lodging_New_Miscellaneous_Natural Gas_Pool Heater_E1_Baseline Forecast | Commercial | Lodging | New | Miscellaneous | Natural Gas | Pool Heater | E1 | Standard (EF .82) | Baseline Forecast | 0 | 63648.5129 | 100232.5007 | 42916.33 | 42189.9449 | 41793.7885 | 54125.7132 | 71388.9348 | 73518.3405 | 75058.58 | 75973.7283 | 95833.4739 | 108077.8391 | 93434.4464 | 96834.3529 | 99641.6873 | 109255.081 | 120559.1222 | 122532.6832 | 124774.2651 | 126776.6956 | 135537.6316 | 0
Commercial_Lodging_New_Miscellaneous_Natural Gas_Pool Heater_E2_Baseline Forecast | Commercial | Lodging | New | Miscellaneous | Natural Gas | Pool Heater | E2 | Condensing (EF .90) | Baseline Forecast | 0 | 7072.057 | 11136.9445 | 4768.4811 | 4687.7717 | 4643.7543 | 6013.9681 | 7932.1039 | 8168.7045 | 8339.8422 | 8441.5254 | 10648.1638 | 12008.6488 | 10381.6052 | 10759.3725 | 11071.2986 | 12139.4534 | 13395.458 | 13614.7426 | 13863.8072 | 14086.2995 | 15059.7368 | 0
Commercial_Lodging_New_Miscellaneous_Natural Gas_Pool Heater_E3_Baseline Forecast | Commercial | Lodging | New | Miscellaneous | Natural Gas | Pool Heater | E3 |  | Baseline Forecast | 0 | 0 | 0 | 0 | 0 | 0 | 0 | 0 | 0 | 0 | 0 | 0 | 0 | 0 | 0 | 0 | 0 | 0 | 0 | 0 | 0 | 0 | 0
Commercial_Lodging_New_Miscellaneous_Natural Gas_Pool Heater_E4_Baseline Forecast | Commercial | Lodging | New | Miscellaneous | Natural Gas | Pool Heater | E4 |  | Baseline Forecast | 0 | 0 | 0 | 0 | 0 | 0 | 0 | 0 | 0 | 0 | 0 | 0 | 0 | 0 | 0 | 0 | 0 | 0 | 0 | 0 | 0 | 0 | 0
Commercial_Lodging_New_Miscellaneous_Natural Gas_Pool Heater_E5_Baseline Forecast | Commercial | Lodging | New | Miscellaneous | Natural Gas | Pool Heater | E5 |  | Baseline Forecast | 0 | 0 | 0 | 0 | 0 | 0 | 0 | 0 | 0 | 0 | 0 | 0 | 0 | 0 | 0 | 0 | 0 | 0 | 0 | 0 | 0 | 0 | 0
Commercial_Lodging_New_Miscellaneous_Natural Gas_Pool Heater_E6_Baseline Forecast | Commercial | Lodging | New | Miscellaneous | Natural Gas | Pool Heater | E6 |  | Baseline Forecast | 0 | 0 | 0 | 0 | 0 | 0 | 0 | 0 | 0 | 0 | 0 | 0 | 0 | 0 | 0 | 0 | 0 | 0 | 0 | 0 | 0 | 0 | 0
Commercial_Lodging_New_Miscellaneous_Natural Gas_Pool Heater_E7_Baseline Forecast | Commercial | Lodging | New | Miscellaneous | Natural Gas | Pool Heater | E7 |  | Baseline Forecast | 0 | 0 | 0 | 0 | 0 | 0 | 0 | 0 | 0 | 0 | 0 | 0 | 0 | 0 | 0 | 0 | 0 | 0 | 0 | 0 | 0 | 0 | 0
Commercial_Lodging_New_Miscellaneous_Natural Gas_Pool Heater_E8_Baseline Forecast | Commercial | Lodging | New | Miscellaneous | Natural Gas | Pool Heater | E8 |  | Baseline Forecast | 0 | 0 | 0 | 0 | 0 | 0 | 0 | 0 | 0 | 0 | 0 | 0 | 0 | 0 | 0 | 0 | 0 | 0 | 0 | 0 | 0 | 0 | 0
Commercial_Lodging_New_Miscellaneous_Natural Gas_Pool Heater_E9_Baseline Forecast | Commercial | Lodging | New | Miscellaneous | Natural Gas | Pool Heater | E9 |  | Baseline Forecast | 0 | 0 | 0 | 0 | 0 | 0 | 0 | 0 | 0 | 0 | 0 | 0 | 0 | 0 | 0 | 0 | 0 | 0 | 0 | 0 | 0 | 0 | 0
Commercial_Lodging_New_Miscellaneous_Natural Gas_Pool Heater_E10_Baseline Forecast | Commercial | Lodging | New | Miscellaneous | Natural Gas | Pool Heater | E10 |  | Baseline Forecast | 0 | 0 | 0 | 0 | 0 | 0 | 0 | 0 | 0 | 0 | 0 | 0 | 0 | 0 | 0 | 0 | 0 | 0 | 0 | 0 | 0 | 0 | 0
Commercial_Lodging_New_Miscellaneous_Natural Gas_Miscellaneous_E1_Baseline Forecast | Commercial | Lodging | New | Miscellaneous | Natural Gas | Miscellaneous | E1 | Standard | Baseline Forecast | 0 | 164928.9092 | 259726.9952 | 111206.738 | 132885.7688 | 165597.1905 | 172267.5225 | 181350.445 | 193279.2807 | 204470.623 | 214795.5075 | 273416.9782 | 304890.6247 | 261855.8626 | 282937.6323 | 308312.9865 | 316561.4425 | 327069.3821 | 340143.6243 | 352745.5959 | 364348.557 | 390993.7552 | 0
Commercial_Lodging_New_Miscellaneous_Natural Gas_Miscellaneous_E2_Baseline Forecast | Commercial | Lodging | New | Miscellaneous | Natural Gas | Miscellaneous | E2 |  | Baseline Forecast | 0 | 0 | 0 | 0 | 0 | 0 | 0 | 0 | 0 | 0 | 0 | 0 | 0 | 0 | 0 | 0 | 0 | 0 | 0 | 0 | 0 | 0 | 0
Commercial_Lodging_New_Miscellaneous_Natural Gas_Miscellaneous_E3_Baseline Forecast | Commercial | Lodging | New | Miscellaneous | Natural Gas | Miscellaneous | E3 |  | Baseline Forecast | 0 | 0 | 0 | 0 | 0 | 0 | 0 | 0 | 0 | 0 | 0 | 0 | 0 | 0 | 0 | 0 | 0 | 0 | 0 | 0 | 0 | 0 | 0
Commercial_Lodging_New_Miscellaneous_Natural Gas_Miscellaneous_E4_Baseline Forecast | Commercial | Lodging | New | Miscellaneous | Natural Gas | Miscellaneous | E4 |  | Baseline Forecast | 0 | 0 | 0 | 0 | 0 | 0 | 0 | 0 | 0 | 0 | 0 | 0 | 0 | 0 | 0 | 0 | 0 | 0 | 0 | 0 | 0 | 0 | 0
Commercial_Lodging_New_Miscellaneous_Natural Gas_Miscellaneous_E5_Baseline Forecast | Commercial | Lodging | New | Miscellaneous | Natural Gas | Miscellaneous | E5 |  | Baseline Forecast | 0 | 0 | 0 | 0 | 0 | 0 | 0 | 0 | 0 | 0 | 0 | 0 | 0 | 0 | 0 | 0 | 0 | 0 | 0 | 0 | 0 | 0 | 0
Commercial_Lodging_New_Miscellaneous_Natural Gas_Miscellaneous_E6_Baseline Forecast | Commercial | Lodging | New | Miscellaneous | Natural Gas | Miscellaneous | E6 |  | Baseline Forecast | 0 | 0 | 0 | 0 | 0 | 0 | 0 | 0 | 0 | 0 | 0 | 0 | 0 | 0 | 0 | 0 | 0 | 0 | 0 | 0 | 0 | 0 | 0
Commercial_Lodging_New_Miscellaneous_Natural Gas_Miscellaneous_E7_Baseline Forecast | Commercial | Lodging | New | Miscellaneous | Natural Gas | Miscellaneous | E7 |  | Baseline Forecast | 0 | 0 | 0 | 0 | 0 | 0 | 0 | 0 | 0 | 0 | 0 | 0 | 0 | 0 | 0 | 0 | 0 | 0 | 0 | 0 | 0 | 0 | 0
Commercial_Lodging_New_Miscellaneous_Natural Gas_Miscellaneous_E8_Baseline Forecast | Commercial | Lodging | New | Miscellaneous | Natural Gas | Miscellaneous | E8 |  | Baseline Forecast | 0 | 0 | 0 | 0 | 0 | 0 | 0 | 0 | 0 | 0 | 0 | 0 | 0 | 0 | 0 | 0 | 0 | 0 | 0 | 0 | 0 | 0 | 0
Commercial_Lodging_New_Miscellaneous_Natural Gas_Miscellaneous_E9_Baseline Forecast | Commercial | Lodging | New | Miscellaneous | Natural Gas | Miscellaneous | E9 |  | Baseline Forecast | 0 | 0 | 0 | 0 | 0 | 0 | 0 | 0 | 0 | 0 | 0 | 0 | 0 | 0 | 0 | 0 | 0 | 0 | 0 | 0 | 0 | 0 | 0
Commercial_Lodging_New_Miscellaneous_Natural Gas_Miscellaneous_E10_Baseline Forecast | Commercial | Lodging | New | Miscellaneous | Natural Gas | Miscellaneous | E10 |  | Baseline Forecast | 0 | 0 | 0 | 0 | 0 | 0 | 0 | 0 | 0 | 0 | 0 | 0 | 0 | 0 | 0 | 0 | 0 | 0 | 0 | 0 | 0 | 0 | 0
Commercial_Warehouse_Existing_Space Heating_Natural Gas_Furnace_E1_Baseline Forecast | Commercial | Warehouse | Existing | Space Heating | Natural Gas | Furnace | E1 | AFUE 80% (Standard) | Baseline Forecast | 0 | 249165.4003 | 261074.0408 | 271561.1934 | 280742.6409 | 288725.3192 | 295607.9847 | 301481.8305 | 306431.0567 | 310533.3976 | 313860.61 | 316478.9236 | 292726.9557 | 270757.5899 | 250437.0405 | 231641.5628 | 214256.6991 | 198176.5817 | 183303.2886 | 183561.0788 | 184220.0595 | 185181.3956 | 0
Commercial_Warehouse_Existing_Space Heating_Natural Gas_Furnace_E2_Baseline Forecast | Commercial | Warehouse | Existing | Space Heating | Natural Gas | Furnace | E2 | AFUE 90% | Baseline Forecast | 0 | 0 | 0 | 0 | 0 | 0 | 0 | 0 | 0 | 0 | 0 | 0 | 0 | 0 | 0 | 0 | 0 | 0 | 0 | 0 | 0 | 0 | 0
Commercial_Warehouse_Existing_Space Heating_Natural Gas_Furnace_E3_Baseline Forecast | Commercial | Warehouse | Existing | Space Heating | Natural Gas | Furnace | E3 | AFUE 95% | Baseline Forecast | 0 | 0 | 0 | 0 | 0 | 0 | 0 | 0 | 0 | 0 | 0 | 0 | 0 | 0 | 0 | 0 | 0 | 0 | 0 | 0 | 0 | 0 | 0
Commercial_Warehouse_Existing_Space Heating_Natural Gas_Furnace_E4_Baseline Forecast | Commercial | Warehouse | Existing | Space Heating | Natural Gas | Furnace | E4 |  | Baseline Forecast | 0 | 0 | 0 | 0 | 0 | 0 | 0 | 0 | 0 | 0 | 0 | 0 | 0 | 0 | 0 | 0 | 0 | 0 | 0 | 0 | 0 | 0 | 0
Commercial_Warehouse_Existing_Space Heating_Natural Gas_Furnace_E5_Baseline Forecast | Commercial | Warehouse | Existing | Space Heating | Natural Gas | Furnace | E5 |  | Baseline Forecast | 0 | 0 | 0 | 0 | 0 | 0 | 0 | 0 | 0 | 0 | 0 | 0 | 0 | 0 | 0 | 0 | 0 | 0 | 0 | 0 | 0 | 0 | 0
Commercial_Warehouse_Existing_Space Heating_Natural Gas_Furnace_E6_Baseline Forecast | Commercial | Warehouse | Existing | Space Heating | Natural Gas | Furnace | E6 |  | Baseline Forecast | 0 | 0 | 0 | 0 | 0 | 0 | 0 | 0 | 0 | 0 | 0 | 0 | 0 | 0 | 0 | 0 | 0 | 0 | 0 | 0 | 0 | 0 | 0
Commercial_Warehouse_Existing_Space Heating_Natural Gas_Furnace_E7_Baseline Forecast | Commercial | Warehouse | Existing | Space Heating | Natural Gas | Furnace | E7 |  | Baseline Forecast | 0 | 0 | 0 | 0 | 0 | 0 | 0 | 0 | 0 | 0 | 0 | 0 | 0 | 0 | 0 | 0 | 0 | 0 | 0 | 0 | 0 | 0 | 0
Commercial_Warehouse_Existing_Space Heating_Natural Gas_Furnace_E8_Baseline Forecast | Commercial | Warehouse | Existing | Space Heating | Natural Gas | Furnace | E8 |  | Baseline Forecast | 0 | 0 | 0 | 0 | 0 | 0 | 0 | 0 | 0 | 0 | 0 | 0 | 0 | 0 | 0 | 0 | 0 | 0 | 0 | 0 | 0 | 0 | 0
Commercial_Warehouse_Existing_Space Heating_Natural Gas_Furnace_E9_Baseline Forecast | Commercial | Warehouse | Existing | Space Heating | Natural Gas | Furnace | E9 |  | Baseline Forecast | 0 | 0 | 0 | 0 | 0 | 0 | 0 | 0 | 0 | 0 | 0 | 0 | 0 | 0 | 0 | 0 | 0 | 0 | 0 | 0 | 0 | 0 | 0
Commercial_Warehouse_Existing_Space Heating_Natural Gas_Furnace_E10_Baseline Forecast | Commercial | Warehouse | Existing | Space Heating | Natural Gas | Furnace | E10 |  | Baseline Forecast | 0 | 0 | 0 | 0 | 0 | 0 | 0 | 0 | 0 | 0 | 0 | 0 | 0 | 0 | 0 | 0 | 0 | 0 | 0 | 0 | 0 | 0 | 0
Commercial_Warehouse_Existing_Space Heating_Natural Gas_Boiler_E1_Baseline Forecast | Commercial | Warehouse | Existing | Space Heating | Natural Gas | Boiler | E1 | AFUE 80% (Standard) | Baseline Forecast | 0 | 40080.031 | 39747.0778 | 39381.6997 | 38988.5235 | 38571.6628 | 38134.7728 | 37681.0997 | 37213.5245 | 36734.6022 | 36246.5972 | 35751.5142 | 35251.1264 | 34747.0005 | 34240.5188 | 33732.8995 | 33225.2142 | 32718.4038 | 32213.293 | 31710.6027 | 31210.9612 | 30714.915 | 0
Commercial_Warehouse_Existing_Space Heating_Natural Gas_Boiler_E2_Baseline Forecast | Commercial | Warehouse | Existing | Space Heating | Natural Gas | Boiler | E2 | AFUE 85% | Baseline Forecast | 0 | 0 | 0 | 0 | 0 | 0 | 0 | 0 | 0 | 0 | 0 | 0 | 0 | 0 | 0 | 0 | 0 | 0 | 0 | 0 | 0 | 0 | 0
Commercial_Warehouse_Existing_Space Heating_Natural Gas_Boiler_E3_Baseline Forecast | Commercial | Warehouse | Existing | Space Heating | Natural Gas | Boiler | E3 | AFUE 98% | Baseline Forecast | 0 | 0 | 0 | 0 | 0 | 0 | 0 | 0 | 0 | 0 | 0 | 0 | 0 | 0 | 0 | 0 | 0 | 0 | 0 | 0 | 0 | 0 | 0
Commercial_Warehouse_Existing_Space Heating_Natural Gas_Boiler_E4_Baseline Forecast | Commercial | Warehouse | Existing | Space Heating | Natural Gas | Boiler | E4 | Convert to NG Air Source Heat Pump | Baseline Forecast | 0 | 0 | 0 | 0 | 0 | 0 | 0 | 0 | 0 | 0 | 0 | 0 | 0 | 0 | 0 | 0 | 0 | 0 | 0 | 0 | 0 | 0 | 0
Commercial_Warehouse_Existing_Space Heating_Natural Gas_Boiler_E5_Baseline Forecast | Commercial | Warehouse | Existing | Space Heating | Natural Gas | Boiler | E5 |  | Baseline Forecast | 0 | 0 | 0 | 0 | 0 | 0 | 0 | 0 | 0 | 0 | 0 | 0 | 0 | 0 | 0 | 0 | 0 | 0 | 0 | 0 | 0 | 0 | 0
Commercial_Warehouse_Existing_Space Heating_Natural Gas_Boiler_E6_Baseline Forecast | Commercial | Warehouse | Existing | Space Heating | Natural Gas | Boiler | E6 |  | Baseline Forecast | 0 | 0 | 0 | 0 | 0 | 0 | 0 | 0 | 0 | 0 | 0 | 0 | 0 | 0 | 0 | 0 | 0 | 0 | 0 | 0 | 0 | 0 | 0
Commercial_Warehouse_Existing_Space Heating_Natural Gas_Boiler_E7_Baseline Forecast | Commercial | Warehouse | Existing | Space Heating | Natural Gas | Boiler | E7 |  | Baseline Forecast | 0 | 0 | 0 | 0 | 0 | 0 | 0 | 0 | 0 | 0 | 0 | 0 | 0 | 0 | 0 | 0 | 0 | 0 | 0 | 0 | 0 | 0 | 0
Commercial_Warehouse_Existing_Space Heating_Natural Gas_Boiler_E8_Baseline Forecast | Commercial | Warehouse | Existing | Space Heating | Natural Gas | Boiler | E8 |  | Baseline Forecast | 0 | 0 | 0 | 0 | 0 | 0 | 0 | 0 | 0 | 0 | 0 | 0 | 0 | 0 | 0 | 0 | 0 | 0 | 0 | 0 | 0 | 0 | 0
Commercial_Warehouse_Existing_Space Heating_Natural Gas_Boiler_E9_Baseline Forecast | Commercial | Warehouse | Existing | Space Heating | Natural Gas | Boiler | E9 |  | Baseline Forecast | 0 | 0 | 0 | 0 | 0 | 0 | 0 | 0 | 0 | 0 | 0 | 0 | 0 | 0 | 0 | 0 | 0 | 0 | 0 | 0 | 0 | 0 | 0
Commercial_Warehouse_Existing_Space Heating_Natural Gas_Boiler_E10_Baseline Forecast | Commercial | Warehouse | Existing | Space Heating | Natural Gas | Boiler | E10 |  | Baseline Forecast | 0 | 0 | 0 | 0 | 0 | 0 | 0 | 0 | 0 | 0 | 0 | 0 | 0 | 0 | 0 | 0 | 0 | 0 | 0 | 0 | 0 | 0 | 0
Commercial_Warehouse_Existing_Space Heating_Natural Gas_Unit Heater_E1_Baseline Forecast | Commercial | Warehouse | Existing | Space Heating | Natural Gas | Unit Heater | E1 | Standard | Baseline Forecast | 0 | 9991.3126 | 28564.505 | 54469.2763 | 86597.2919 | 123966.8516 | 165709.1972 | 211056.2819 | 259329.8494 | 309931.6793 | 353791.2107 | 391650.3171 | 425821.7193 | 457961.5126 | 489228.2291 | 520405.8696 | 551998.8255 | 518208.5816 | 495021.9641 | 481059.9075 | 475096.8328 | 474632.9338 | 0
Commercial_Warehouse_Existing_Space Heating_Natural Gas_Unit Heater_E2_Baseline Forecast | Commercial | Warehouse | Existing | Space Heating | Natural Gas | Unit Heater | E2 | Condensing | Baseline Forecast | 0 | 0 | 0 | 0 | 0 | 0 | 0 | 0 | 0 | 0 | 0 | 0 | 0 | 0 | 0 | 0 | 0 | 0 | 0 | 0 | 0 | 0 | 0
Commercial_Warehouse_Existing_Space Heating_Natural Gas_Unit Heater_E3_Baseline Forecast | Commercial | Warehouse | Existing | Space Heating | Natural Gas | Unit Heater | E3 | Infrared Radiant | Baseline Forecast | 0 | 0 | 0 | 0 | 0 | 0 | 0 | 0 | 0 | 0 | 0 | 0 | 0 | 0 | 0 | 0 | 0 | 0 | 0 | 0 | 0 | 0 | 0
Commercial_Warehouse_Existing_Space Heating_Natural Gas_Unit Heater_E4_Baseline Forecast | Commercial | Warehouse | Existing | Space Heating | Natural Gas | Unit Heater | E4 |  | Baseline Forecast | 0 | 0 | 0 | 0 | 0 | 0 | 0 | 0 | 0 | 0 | 0 | 0 | 0 | 0 | 0 | 0 | 0 | 0 | 0 | 0 | 0 | 0 | 0
Commercial_Warehouse_Existing_Space Heating_Natural Gas_Unit Heater_E5_Baseline Forecast | Commercial | Warehouse | Existing | Space Heating | Natural Gas | Unit Heater | E5 |  | Baseline Forecast | 0 | 0 | 0 | 0 | 0 | 0 | 0 | 0 | 0 | 0 | 0 | 0 | 0 | 0 | 0 | 0 | 0 | 0 | 0 | 0 | 0 | 0 | 0
Commercial_Warehouse_Existing_Space Heating_Natural Gas_Unit Heater_E6_Baseline Forecast | Commercial | Warehouse | Existing | Space Heating | Natural Gas | Unit Heater | E6 |  | Baseline Forecast | 0 | 0 | 0 | 0 | 0 | 0 | 0 | 0 | 0 | 0 | 0 | 0 | 0 | 0 | 0 | 0 | 0 | 0 | 0 | 0 | 0 | 0 | 0
Commercial_Warehouse_Existing_Space Heating_Natural Gas_Unit Heater_E7_Baseline Forecast | Commercial | Warehouse | Existing | Space Heating | Natural Gas | Unit Heater | E7 |  | Baseline Forecast | 0 | 0 | 0 | 0 | 0 | 0 | 0 | 0 | 0 | 0 | 0 | 0 | 0 | 0 | 0 | 0 | 0 | 0 | 0 | 0 | 0 | 0 | 0
Commercial_Warehouse_Existing_Space Heating_Natural Gas_Unit Heater_E8_Baseline Forecast | Commercial | Warehouse | Existing | Space Heating | Natural Gas | Unit Heater | E8 |  | Baseline Forecast | 0 | 0 | 0 | 0 | 0 | 0 | 0 | 0 | 0 | 0 | 0 | 0 | 0 | 0 | 0 | 0 | 0 | 0 | 0 | 0 | 0 | 0 | 0
Commercial_Warehouse_Existing_Space Heating_Natural Gas_Unit Heater_E9_Baseline Forecast | Commercial | Warehouse | Existing | Space Heating | Natural Gas | Unit Heater | E9 |  | Baseline Forecast | 0 | 0 | 0 | 0 | 0 | 0 | 0 | 0 | 0 | 0 | 0 | 0 | 0 | 0 | 0 | 0 | 0 | 0 | 0 | 0 | 0 | 0 | 0
Commercial_Warehouse_Existing_Space Heating_Natural Gas_Unit Heater_E10_Baseline Forecast | Commercial | Warehouse | Existing | Space Heating | Natural Gas | Unit Heater | E10 |  | Baseline Forecast | 0 | 0 | 0 | 0 | 0 | 0 | 0 | 0 | 0 | 0 | 0 | 0 | 0 | 0 | 0 | 0 | 0 | 0 | 0 | 0 | 0 | 0 | 0
Commercial_Warehouse_Existing_Water Heating_Natural Gas_Water Heater_E1_Baseline Forecast | Commercial | Warehouse | Existing | Water Heating | Natural Gas | Water Heater | E1 | TE 0.80 | Baseline Forecast | 0 | 158747.0422 | 173029.2996 | 185251.3446 | 195642.0361 | 204405.6808 | 211724.6525 | 217761.7327 | 222662.2012 | 226555.7044 | 256707.1465 | 282708.7751 | 278797.9183 | 274851.8044 | 270881.986 | 299519.9775 | 292055.2109 | 284964.3554 | 278214.829 | 276420.5093 | 277987.5584 | 277238.2288 | 0
Commercial_Warehouse_Existing_Water Heating_Natural Gas_Water Heater_E2_Baseline Forecast | Commercial | Warehouse | Existing | Water Heating | Natural Gas | Water Heater | E2 | TE 0.90 | Baseline Forecast | 0 | 0 | 0 | 0 | 0 | 0 | 0 | 0 | 0 | 0 | 0 | 0 | 0 | 0 | 0 | 0 | 0 | 0 | 0 | 0 | 0 | 0 | 0
Commercial_Warehouse_Existing_Water Heating_Natural Gas_Water Heater_E3_Baseline Forecast | Commercial | Warehouse | Existing | Water Heating | Natural Gas | Water Heater | E3 | TE 0.94 | Baseline Forecast | 0 | 179012.6221 | 195118.1464 | 208900.4524 | 220617.6151 | 230500.023 | 238753.3315 | 245561.1028 | 251087.1631 | 255477.7092 | 289478.2715 | 318799.257 | 314389.1419 | 309939.2688 | 305462.6651 | 337756.5703 | 329338.8549 | 321342.7837 | 313731.6157 | 311708.2339 | 313475.3318 | 312630.3431 | 0
Commercial_Warehouse_Existing_Water Heating_Natural Gas_Water Heater_E4_Baseline Forecast | Commercial | Warehouse | Existing | Water Heating | Natural Gas | Water Heater | E4 | Instantaneous TE 0.94 | Baseline Forecast | 0 | 0 | 0 | 0 | 0 | 0 | 0 | 0 | 0 | 0 | 0 | 0 | 0 | 0 | 0 | 0 | 0 | 0 | 0 | 0 | 0 | 0 | 0
Commercial_Warehouse_Existing_Water Heating_Natural Gas_Water Heater_E5_Baseline Forecast | Commercial | Warehouse | Existing | Water Heating | Natural Gas | Water Heater | E5 | Gas-Fired Absorption HPWH | Baseline Forecast | 0 | 0 | 0 | 0 | 0 | 0 | 0 | 0 | 0 | 0 | 0 | 0 | 0 | 0 | 0 | 0 | 0 | 0 | 0 | 0 | 0 | 0 | 0
Commercial_Warehouse_Existing_Water Heating_Natural Gas_Water Heater_E6_Baseline Forecast | Commercial | Warehouse | Existing | Water Heating | Natural Gas | Water Heater | E6 |  | Baseline Forecast | 0 | 0 | 0 | 0 | 0 | 0 | 0 | 0 | 0 | 0 | 0 | 0 | 0 | 0 | 0 | 0 | 0 | 0 | 0 | 0 | 0 | 0 | 0
Commercial_Warehouse_Existing_Water Heating_Natural Gas_Water Heater_E7_Baseline Forecast | Commercial | Warehouse | Existing | Water Heating | Natural Gas | Water Heater | E7 |  | Baseline Forecast | 0 | 0 | 0 | 0 | 0 | 0 | 0 | 0 | 0 | 0 | 0 | 0 | 0 | 0 | 0 | 0 | 0 | 0 | 0 | 0 | 0 | 0 | 0
Commercial_Warehouse_Existing_Water Heating_Natural Gas_Water Heater_E8_Baseline Forecast | Commercial | Warehouse | Existing | Water Heating | Natural Gas | Water Heater | E8 |  | Baseline Forecast | 0 | 0 | 0 | 0 | 0 | 0 | 0 | 0 | 0 | 0 | 0 | 0 | 0 | 0 | 0 | 0 | 0 | 0 | 0 | 0 | 0 | 0 | 0
Commercial_Warehouse_Existing_Water Heating_Natural Gas_Water Heater_E9_Baseline Forecast | Commercial | Warehouse | Existing | Water Heating | Natural Gas | Water Heater | E9 |  | Baseline Forecast | 0 | 0 | 0 | 0 | 0 | 0 | 0 | 0 | 0 | 0 | 0 | 0 | 0 | 0 | 0 | 0 | 0 | 0 | 0 | 0 | 0 | 0 | 0
Commercial_Warehouse_Existing_Water Heating_Natural Gas_Water Heater_E10_Baseline Forecast | Commercial | Warehouse | Existing | Water Heating | Natural Gas | Water Heater | E10 |  | Baseline Forecast | 0 | 0 | 0 | 0 | 0 | 0 | 0 | 0 | 0 | 0 | 0 | 0 | 0 | 0 | 0 | 0 | 0 | 0 | 0 | 0 | 0 | 0 | 0
Commercial_Warehouse_Existing_Food Preparation_Natural Gas_Oven_E1_Baseline Forecast | Commercial | Warehouse | Existing | Food Preparation | Natural Gas | Oven | E1 | Standard | Baseline Forecast | 0 | 72.6224 | 92.7814 | 108.0153 | 119.3876 | 127.7344 | 133.7127 | 137.839 | 140.5191 | 142.0719 | 111.6979 | 87.8176 | 81.0383 | 79.0381 | 79.9818 | 82.6021 | 86.0409 | 104.1452 | 108.8967 | 112.1666 | 114.2796 | 110.3622 | 0
Commercial_Warehouse_Existing_Food Preparation_Natural Gas_Oven_E2_Baseline Forecast | Commercial | Warehouse | Existing | Food Preparation | Natural Gas | Oven | E2 | ENERGY STAR (EF ≥ 44%) Convection Oven utilizing ASTM Std F1496 | Baseline Forecast | 0 | 104.5055 | 133.5148 | 155.4367 | 171.8017 | 183.8129 | 192.4159 | 198.3537 | 202.2104 | 204.4449 | 160.736 | 126.3717 | 116.6161 | 113.7377 | 115.0957 | 118.8665 | 123.815 | 149.8675 | 156.7051 | 161.4104 | 164.4511 | 158.8139 | 0
Commercial_Warehouse_Existing_Food Preparation_Natural Gas_Oven_E3_Baseline Forecast | Commercial | Warehouse | Existing | Food Preparation | Natural Gas | Oven | E3 |  | Baseline Forecast | 0 | 0 | 0 | 0 | 0 | 0 | 0 | 0 | 0 | 0 | 0 | 0 | 0 | 0 | 0 | 0 | 0 | 0 | 0 | 0 | 0 | 0 | 0
Commercial_Warehouse_Existing_Food Preparation_Natural Gas_Oven_E4_Baseline Forecast | Commercial | Warehouse | Existing | Food Preparation | Natural Gas | Oven | E4 |  | Baseline Forecast | 0 | 0 | 0 | 0 | 0 | 0 | 0 | 0 | 0 | 0 | 0 | 0 | 0 | 0 | 0 | 0 | 0 | 0 | 0 | 0 | 0 | 0 | 0
Commercial_Warehouse_Existing_Food Preparation_Natural Gas_Oven_E5_Baseline Forecast | Commercial | Warehouse | Existing | Food Preparation | Natural Gas | Oven | E5 |  | Baseline Forecast | 0 | 0 | 0 | 0 | 0 | 0 | 0 | 0 | 0 | 0 | 0 | 0 | 0 | 0 | 0 | 0 | 0 | 0 | 0 | 0 | 0 | 0 | 0
Commercial_Warehouse_Existing_Food Preparation_Natural Gas_Oven_E6_Baseline Forecast | Commercial | Warehouse | Existing | Food Preparation | Natural Gas | Oven | E6 |  | Baseline Forecast | 0 | 0 | 0 | 0 | 0 | 0 | 0 | 0 | 0 | 0 | 0 | 0 | 0 | 0 | 0 | 0 | 0 | 0 | 0 | 0 | 0 | 0 | 0
Commercial_Warehouse_Existing_Food Preparation_Natural Gas_Oven_E7_Baseline Forecast | Commercial | Warehouse | Existing | Food Preparation | Natural Gas | Oven | E7 |  | Baseline Forecast | 0 | 0 | 0 | 0 | 0 | 0 | 0 | 0 | 0 | 0 | 0 | 0 | 0 | 0 | 0 | 0 | 0 | 0 | 0 | 0 | 0 | 0 | 0
Commercial_Warehouse_Existing_Food Preparation_Natural Gas_Oven_E8_Baseline Forecast | Commercial | Warehouse | Existing | Food Preparation | Natural Gas | Oven | E8 |  | Baseline Forecast | 0 | 0 | 0 | 0 | 0 | 0 | 0 | 0 | 0 | 0 | 0 | 0 | 0 | 0 | 0 | 0 | 0 | 0 | 0 | 0 | 0 | 0 | 0
Commercial_Warehouse_Existing_Food Preparation_Natural Gas_Oven_E9_Baseline Forecast | Commercial | Warehouse | Existing | Food Preparation | Natural Gas | Oven | E9 |  | Baseline Forecast | 0 | 0 | 0 | 0 | 0 | 0 | 0 | 0 | 0 | 0 | 0 | 0 | 0 | 0 | 0 | 0 | 0 | 0 | 0 | 0 | 0 | 0 | 0
Commercial_Warehouse_Existing_Food Preparation_Natural Gas_Oven_E10_Baseline Forecast | Commercial | Warehouse | Existing | Food Preparation | Natural Gas | Oven | E10 |  | Baseline Forecast | 0 | 0 | 0 | 0 | 0 | 0 | 0 | 0 | 0 | 0 | 0 | 0 | 0 | 0 | 0 | 0 | 0 | 0 | 0 | 0 | 0 | 0 | 0
Commercial_Warehouse_Existing_Food Preparation_Natural Gas_Conveyor Oven_E1_Baseline Forecast | Commercial | Warehouse | Existing | Food Preparation | Natural Gas | Conveyor Oven | E1 | Standard | Baseline Forecast | 0 | 0 | 0 | 0 | 0 | 3.3871 | 9.3204 | 17.1417 | 26.3365 | 36.5034 | 44.2242 | 50.0268 | 54.3257 | 57.447 | 59.647 | 61.1269 | 62.045 | 48.7802 | 38.3514 | 30.1521 | 23.7058 | 19.1505 | 0
Commercial_Warehouse_Existing_Food Preparation_Natural Gas_Conveyor Oven_E2_Baseline Forecast | Commercial | Warehouse | Existing | Food Preparation | Natural Gas | Conveyor Oven | E2 | ENERGY STAR (EF ≥ 44%) Convection Oven utilizing ASTM Std F1496 | Baseline Forecast | 0 | 0 | 0 | 0 | 0 | 4.8741 | 13.4122 | 24.6673 | 37.8989 | 52.5293 | 63.6398 | 71.9897 | 78.176 | 82.6677 | 85.8334 | 87.9631 | 89.2843 | 70.1959 | 55.1885 | 43.3896 | 34.1132 | 27.5581 | 0
Commercial_Warehouse_Existing_Food Preparation_Natural Gas_Conveyor Oven_E3_Baseline Forecast | Commercial | Warehouse | Existing | Food Preparation | Natural Gas | Conveyor Oven | E3 |  | Baseline Forecast | 0 | 0 | 0 | 0 | 0 | 0 | 0 | 0 | 0 | 0 | 0 | 0 | 0 | 0 | 0 | 0 | 0 | 0 | 0 | 0 | 0 | 0 | 0
Commercial_Warehouse_Existing_Food Preparation_Natural Gas_Conveyor Oven_E4_Baseline Forecast | Commercial | Warehouse | Existing | Food Preparation | Natural Gas | Conveyor Oven | E4 |  | Baseline Forecast | 0 | 0 | 0 | 0 | 0 | 0 | 0 | 0 | 0 | 0 | 0 | 0 | 0 | 0 | 0 | 0 | 0 | 0 | 0 | 0 | 0 | 0 | 0
Commercial_Warehouse_Existing_Food Preparation_Natural Gas_Conveyor Oven_E5_Baseline Forecast | Commercial | Warehouse | Existing | Food Preparation | Natural Gas | Conveyor Oven | E5 |  | Baseline Forecast | 0 | 0 | 0 | 0 | 0 | 0 | 0 | 0 | 0 | 0 | 0 | 0 | 0 | 0 | 0 | 0 | 0 | 0 | 0 | 0 | 0 | 0 | 0
Commercial_Warehouse_Existing_Food Preparation_Natural Gas_Conveyor Oven_E6_Baseline Forecast | Commercial | Warehouse | Existing | Food Preparation | Natural Gas | Conveyor Oven | E6 |  | Baseline Forecast | 0 | 0 | 0 | 0 | 0 | 0 | 0 | 0 | 0 | 0 | 0 | 0 | 0 | 0 | 0 | 0 | 0 | 0 | 0 | 0 | 0 | 0 | 0
Commercial_Warehouse_Existing_Food Preparation_Natural Gas_Conveyor Oven_E7_Baseline Forecast | Commercial | Warehouse | Existing | Food Preparation | Natural Gas | Conveyor Oven | E7 |  | Baseline Forecast | 0 | 0 | 0 | 0 | 0 | 0 | 0 | 0 | 0 | 0 | 0 | 0 | 0 | 0 | 0 | 0 | 0 | 0 | 0 | 0 | 0 | 0 | 0
Commercial_Warehouse_Existing_Food Preparation_Natural Gas_Conveyor Oven_E8_Baseline Forecast | Commercial | Warehouse | Existing | Food Preparation | Natural Gas | Conveyor Oven | E8 |  | Baseline Forecast | 0 | 0 | 0 | 0 | 0 | 0 | 0 | 0 | 0 | 0 | 0 | 0 | 0 | 0 | 0 | 0 | 0 | 0 | 0 | 0 | 0 | 0 | 0
Commercial_Warehouse_Existing_Food Preparation_Natural Gas_Conveyor Oven_E9_Baseline Forecast | Commercial | Warehouse | Existing | Food Preparation | Natural Gas | Conveyor Oven | E9 |  | Baseline Forecast | 0 | 0 | 0 | 0 | 0 | 0 | 0 | 0 | 0 | 0 | 0 | 0 | 0 | 0 | 0 | 0 | 0 | 0 | 0 | 0 | 0 | 0 | 0
Commercial_Warehouse_Existing_Food Preparation_Natural Gas_Conveyor Oven_E10_Baseline Forecast | Commercial | Warehouse | Existing | Food Preparation | Natural Gas | Conveyor Oven | E10 |  | Baseline Forecast | 0 | 0 | 0 | 0 | 0 | 0 | 0 | 0 | 0 | 0 | 0 | 0 | 0 | 0 | 0 | 0 | 0 | 0 | 0 | 0 | 0 | 0 | 0
Commercial_Warehouse_Existing_Food Preparation_Natural Gas_Double Rack Oven_E1_Baseline Forecast | Commercial | Warehouse | Existing | Food Preparation | Natural Gas | Double Rack Oven | E1 | Standard | Baseline Forecast | 0 | 20.1729 | 27.5349 | 33.7951 | 39.0958 | 43.5613 | 47.2999 | 50.4065 | 52.9635 | 55.0433 | 48.0838 | 42.0043 | 40.0255 | 39.2218 | 39.2187 | 39.7377 | 40.5741 | 45.5828 | 47.3242 | 48.716 | 49.8047 | 49.2061 | 0
Commercial_Warehouse_Existing_Food Preparation_Natural Gas_Double Rack Oven_E2_Baseline Forecast | Commercial | Warehouse | Existing | Food Preparation | Natural Gas | Double Rack Oven | E2 | FTSC Qualified (>50% Cooking Efficiency) | Baseline Forecast | 0 | 29.0293 | 39.6233 | 48.6319 | 56.2598 | 62.6858 | 68.0658 | 72.5361 | 76.2158 | 79.2087 | 69.1938 | 60.4452 | 57.5976 | 56.4411 | 56.4366 | 57.1836 | 58.3872 | 65.5947 | 68.1006 | 70.1035 | 71.6701 | 70.8088 | 0
Commercial_Warehouse_Existing_Food Preparation_Natural Gas_Double Rack Oven_E3_Baseline Forecast | Commercial | Warehouse | Existing | Food Preparation | Natural Gas | Double Rack Oven | E3 |  | Baseline Forecast | 0 | 0 | 0 | 0 | 0 | 0 | 0 | 0 | 0 | 0 | 0 | 0 | 0 | 0 | 0 | 0 | 0 | 0 | 0 | 0 | 0 | 0 | 0
Commercial_Warehouse_Existing_Food Preparation_Natural Gas_Double Rack Oven_E4_Baseline Forecast | Commercial | Warehouse | Existing | Food Preparation | Natural Gas | Double Rack Oven | E4 |  | Baseline Forecast | 0 | 0 | 0 | 0 | 0 | 0 | 0 | 0 | 0 | 0 | 0 | 0 | 0 | 0 | 0 | 0 | 0 | 0 | 0 | 0 | 0 | 0 | 0
Commercial_Warehouse_Existing_Food Preparation_Natural Gas_Double Rack Oven_E5_Baseline Forecast | Commercial | Warehouse | Existing | Food Preparation | Natural Gas | Double Rack Oven | E5 |  | Baseline Forecast | 0 | 0 | 0 | 0 | 0 | 0 | 0 | 0 | 0 | 0 | 0 | 0 | 0 | 0 | 0 | 0 | 0 | 0 | 0 | 0 | 0 | 0 | 0
Commercial_Warehouse_Existing_Food Preparation_Natural Gas_Double Rack Oven_E6_Baseline Forecast | Commercial | Warehouse | Existing | Food Preparation | Natural Gas | Double Rack Oven | E6 |  | Baseline Forecast | 0 | 0 | 0 | 0 | 0 | 0 | 0 | 0 | 0 | 0 | 0 | 0 | 0 | 0 | 0 | 0 | 0 | 0 | 0 | 0 | 0 | 0 | 0
Commercial_Warehouse_Existing_Food Preparation_Natural Gas_Double Rack Oven_E7_Baseline Forecast | Commercial | Warehouse | Existing | Food Preparation | Natural Gas | Double Rack Oven | E7 |  | Baseline Forecast | 0 | 0 | 0 | 0 | 0 | 0 | 0 | 0 | 0 | 0 | 0 | 0 | 0 | 0 | 0 | 0 | 0 | 0 | 0 | 0 | 0 | 0 | 0
Commercial_Warehouse_Existing_Food Preparation_Natural Gas_Double Rack Oven_E8_Baseline Forecast | Commercial | Warehouse | Existing | Food Preparation | Natural Gas | Double Rack Oven | E8 |  | Baseline Forecast | 0 | 0 | 0 | 0 | 0 | 0 | 0 | 0 | 0 | 0 | 0 | 0 | 0 | 0 | 0 | 0 | 0 | 0 | 0 | 0 | 0 | 0 | 0
Commercial_Warehouse_Existing_Food Preparation_Natural Gas_Double Rack Oven_E9_Baseline Forecast | Commercial | Warehouse | Existing | Food Preparation | Natural Gas | Double Rack Oven | E9 |  | Baseline Forecast | 0 | 0 | 0 | 0 | 0 | 0 | 0 | 0 | 0 | 0 | 0 | 0 | 0 | 0 | 0 | 0 | 0 | 0 | 0 | 0 | 0 | 0 | 0
Commercial_Warehouse_Existing_Food Preparation_Natural Gas_Double Rack Oven_E10_Baseline Forecast | Commercial | Warehouse | Existing | Food Preparation | Natural Gas | Double Rack Oven | E10 |  | Baseline Forecast | 0 | 0 | 0 | 0 | 0 | 0 | 0 | 0 | 0 | 0 | 0 | 0 | 0 | 0 | 0 | 0 | 0 | 0 | 0 | 0 | 0 | 0 | 0
Commercial_Warehouse_Existing_Food Preparation_Natural Gas_Fryer_E1_Baseline Forecast | Commercial | Warehouse | Existing | Food Preparation | Natural Gas | Fryer | E1 | Standard | Baseline Forecast | 0 | 3316.5378 | 3614.9222 | 3870.2647 | 4087.3467 | 4270.4365 | 5183.4241 | 5938.1653 | 6562.3972 | 7078.1312 | 8175.9868 | 8593.6017 | 8516.5042 | 8515.178 | 8554.1675 | 8918.8567 | 9196.907 | 9308.9288 | 9325.4306 | 9425.4243 | 9411.8504 | 9333.8888 | 0
Commercial_Warehouse_Existing_Food Preparation_Natural Gas_Fryer_E2_Baseline Forecast | Commercial | Warehouse | Existing | Food Preparation | Natural Gas | Fryer | E2 | ENERGY STAR | Baseline Forecast | 0 | 1165.27 | 1270.1078 | 1359.8227 | 1436.0948 | 1500.4236 | 1821.2031 | 2086.3824 | 2305.7071 | 2486.911 | 2872.644 | 3019.3736 | 2992.2853 | 2991.8193 | 3005.5183 | 3133.6523 | 3231.3457 | 3270.7047 | 3276.5026 | 3311.6356 | 3306.8664 | 3279.4745 | 0
Commercial_Warehouse_Existing_Food Preparation_Natural Gas_Fryer_E3_Baseline Forecast | Commercial | Warehouse | Existing | Food Preparation | Natural Gas | Fryer | E3 |  | Baseline Forecast | 0 | 0 | 0 | 0 | 0 | 0 | 0 | 0 | 0 | 0 | 0 | 0 | 0 | 0 | 0 | 0 | 0 | 0 | 0 | 0 | 0 | 0 | 0
Commercial_Warehouse_Existing_Food Preparation_Natural Gas_Fryer_E4_Baseline Forecast | Commercial | Warehouse | Existing | Food Preparation | Natural Gas | Fryer | E4 |  | Baseline Forecast | 0 | 0 | 0 | 0 | 0 | 0 | 0 | 0 | 0 | 0 | 0 | 0 | 0 | 0 | 0 | 0 | 0 | 0 | 0 | 0 | 0 | 0 | 0
Commercial_Warehouse_Existing_Food Preparation_Natural Gas_Fryer_E5_Baseline Forecast | Commercial | Warehouse | Existing | Food Preparation | Natural Gas | Fryer | E5 |  | Baseline Forecast | 0 | 0 | 0 | 0 | 0 | 0 | 0 | 0 | 0 | 0 | 0 | 0 | 0 | 0 | 0 | 0 | 0 | 0 | 0 | 0 | 0 | 0 | 0
Commercial_Warehouse_Existing_Food Preparation_Natural Gas_Fryer_E6_Baseline Forecast | Commercial | Warehouse | Existing | Food Preparation | Natural Gas | Fryer | E6 |  | Baseline Forecast | 0 | 0 | 0 | 0 | 0 | 0 | 0 | 0 | 0 | 0 | 0 | 0 | 0 | 0 | 0 | 0 | 0 | 0 | 0 | 0 | 0 | 0 | 0
Commercial_Warehouse_Existing_Food Preparation_Natural Gas_Fryer_E7_Baseline Forecast | Commercial | Warehouse | Existing | Food Preparation | Natural Gas | Fryer | E7 |  | Baseline Forecast | 0 | 0 | 0 | 0 | 0 | 0 | 0 | 0 | 0 | 0 | 0 | 0 | 0 | 0 | 0 | 0 | 0 | 0 | 0 | 0 | 0 | 0 | 0
Commercial_Warehouse_Existing_Food Preparation_Natural Gas_Fryer_E8_Baseline Forecast | Commercial | Warehouse | Existing | Food Preparation | Natural Gas | Fryer | E8 |  | Baseline Forecast | 0 | 0 | 0 | 0 | 0 | 0 | 0 | 0 | 0 | 0 | 0 | 0 | 0 | 0 | 0 | 0 | 0 | 0 | 0 | 0 | 0 | 0 | 0
Commercial_Warehouse_Existing_Food Preparation_Natural Gas_Fryer_E9_Baseline Forecast | Commercial | Warehouse | Existing | Food Preparation | Natural Gas | Fryer | E9 |  | Baseline Forecast | 0 | 0 | 0 | 0 | 0 | 0 | 0 | 0 | 0 | 0 | 0 | 0 | 0 | 0 | 0 | 0 | 0 | 0 | 0 | 0 | 0 | 0 | 0
Commercial_Warehouse_Existing_Food Preparation_Natural Gas_Fryer_E10_Baseline Forecast | Commercial | Warehouse | Existing | Food Preparation | Natural Gas | Fryer | E10 |  | Baseline Forecast | 0 | 0 | 0 | 0 | 0 | 0 | 0 | 0 | 0 | 0 | 0 | 0 | 0 | 0 | 0 | 0 | 0 | 0 | 0 | 0 | 0 | 0 | 0
Commercial_Warehouse_Existing_Food Preparation_Natural Gas_Broiler_E1_Baseline Forecast | Commercial | Warehouse | Existing | Food Preparation | Natural Gas | Broiler | E1 | Standard | Baseline Forecast | 0 | 0 | 0 | 0 | 0 | 0 | 0 | 0 | 0 | 0 | 0 | 0 | 0 | 0 | 0 | 0 | 0 | 0 | 0 | 0 | 0 | 0 | 0
Commercial_Warehouse_Existing_Food Preparation_Natural Gas_Broiler_E2_Baseline Forecast | Commercial | Warehouse | Existing | Food Preparation | Natural Gas | Broiler | E2 | Infrared Burners | Baseline Forecast | 0 | 0 | 0 | 0 | 0 | 0 | 0 | 0 | 0 | 0 | 0 | 0 | 0 | 0 | 0 | 0 | 0 | 0 | 0 | 0 | 0 | 0 | 0
Commercial_Warehouse_Existing_Food Preparation_Natural Gas_Broiler_E3_Baseline Forecast | Commercial | Warehouse | Existing | Food Preparation | Natural Gas | Broiler | E3 |  | Baseline Forecast | 0 | 0 | 0 | 0 | 0 | 0 | 0 | 0 | 0 | 0 | 0 | 0 | 0 | 0 | 0 | 0 | 0 | 0 | 0 | 0 | 0 | 0 | 0
Commercial_Warehouse_Existing_Food Preparation_Natural Gas_Broiler_E4_Baseline Forecast | Commercial | Warehouse | Existing | Food Preparation | Natural Gas | Broiler | E4 |  | Baseline Forecast | 0 | 0 | 0 | 0 | 0 | 0 | 0 | 0 | 0 | 0 | 0 | 0 | 0 | 0 | 0 | 0 | 0 | 0 | 0 | 0 | 0 | 0 | 0
Commercial_Warehouse_Existing_Food Preparation_Natural Gas_Broiler_E5_Baseline Forecast | Commercial | Warehouse | Existing | Food Preparation | Natural Gas | Broiler | E5 |  | Baseline Forecast | 0 | 0 | 0 | 0 | 0 | 0 | 0 | 0 | 0 | 0 | 0 | 0 | 0 | 0 | 0 | 0 | 0 | 0 | 0 | 0 | 0 | 0 | 0
Commercial_Warehouse_Existing_Food Preparation_Natural Gas_Broiler_E6_Baseline Forecast | Commercial | Warehouse | Existing | Food Preparation | Natural Gas | Broiler | E6 |  | Baseline Forecast | 0 | 0 | 0 | 0 | 0 | 0 | 0 | 0 | 0 | 0 | 0 | 0 | 0 | 0 | 0 | 0 | 0 | 0 | 0 | 0 | 0 | 0 | 0
Commercial_Warehouse_Existing_Food Preparation_Natural Gas_Broiler_E7_Baseline Forecast | Commercial | Warehouse | Existing | Food Preparation | Natural Gas | Broiler | E7 |  | Baseline Forecast | 0 | 0 | 0 | 0 | 0 | 0 | 0 | 0 | 0 | 0 | 0 | 0 | 0 | 0 | 0 | 0 | 0 | 0 | 0 | 0 | 0 | 0 | 0
Commercial_Warehouse_Existing_Food Preparation_Natural Gas_Broiler_E8_Baseline Forecast | Commercial | Warehouse | Existing | Food Preparation | Natural Gas | Broiler | E8 |  | Baseline Forecast | 0 | 0 | 0 | 0 | 0 | 0 | 0 | 0 | 0 | 0 | 0 | 0 | 0 | 0 | 0 | 0 | 0 | 0 | 0 | 0 | 0 | 0 | 0
Commercial_Warehouse_Existing_Food Preparation_Natural Gas_Broiler_E9_Baseline Forecast | Commercial | Warehouse | Existing | Food Preparation | Natural Gas | Broiler | E9 |  | Baseline Forecast | 0 | 0 | 0 | 0 | 0 | 0 | 0 | 0 | 0 | 0 | 0 | 0 | 0 | 0 | 0 | 0 | 0 | 0 | 0 | 0 | 0 | 0 | 0
Commercial_Warehouse_Existing_Food Preparation_Natural Gas_Broiler_E10_Baseline Forecast | Commercial | Warehouse | Existing | Food Preparation | Natural Gas | Broiler | E10 |  | Baseline Forecast | 0 | 0 | 0 | 0 | 0 | 0 | 0 | 0 | 0 | 0 | 0 | 0 | 0 | 0 | 0 | 0 | 0 | 0 | 0 | 0 | 0 | 0 | 0
Commercial_Warehouse_Existing_Food Preparation_Natural Gas_Griddle_E1_Baseline Forecast | Commercial | Warehouse | Existing | Food Preparation | Natural Gas | Griddle | E1 | Standard | Baseline Forecast | 0 | 0 | 0 | 0 | 0 | 0 | 0 | 0 | 0 | 0 | 0 | 0 | 0 | 0 | 0 | 0 | 0 | 0 | 0 | 0 | 0 | 0 | 0
Commercial_Warehouse_Existing_Food Preparation_Natural Gas_Griddle_E2_Baseline Forecast | Commercial | Warehouse | Existing | Food Preparation | Natural Gas | Griddle | E2 | ENERGY STAR | Baseline Forecast | 0 | 0 | 0 | 0 | 0 | 0 | 0 | 0 | 0 | 0 | 0 | 0 | 0 | 0 | 0 | 0 | 0 | 0 | 0 | 0 | 0 | 0 | 0
Commercial_Warehouse_Existing_Food Preparation_Natural Gas_Griddle_E3_Baseline Forecast | Commercial | Warehouse | Existing | Food Preparation | Natural Gas | Griddle | E3 |  | Baseline Forecast | 0 | 0 | 0 | 0 | 0 | 0 | 0 | 0 | 0 | 0 | 0 | 0 | 0 | 0 | 0 | 0 | 0 | 0 | 0 | 0 | 0 | 0 | 0
Commercial_Warehouse_Existing_Food Preparation_Natural Gas_Griddle_E4_Baseline Forecast | Commercial | Warehouse | Existing | Food Preparation | Natural Gas | Griddle | E4 |  | Baseline Forecast | 0 | 0 | 0 | 0 | 0 | 0 | 0 | 0 | 0 | 0 | 0 | 0 | 0 | 0 | 0 | 0 | 0 | 0 | 0 | 0 | 0 | 0 | 0
Commercial_Warehouse_Existing_Food Preparation_Natural Gas_Griddle_E5_Baseline Forecast | Commercial | Warehouse | Existing | Food Preparation | Natural Gas | Griddle | E5 |  | Baseline Forecast | 0 | 0 | 0 | 0 | 0 | 0 | 0 | 0 | 0 | 0 | 0 | 0 | 0 | 0 | 0 | 0 | 0 | 0 | 0 | 0 | 0 | 0 | 0
Commercial_Warehouse_Existing_Food Preparation_Natural Gas_Griddle_E6_Baseline Forecast | Commercial | Warehouse | Existing | Food Preparation | Natural Gas | Griddle | E6 |  | Baseline Forecast | 0 | 0 | 0 | 0 | 0 | 0 | 0 | 0 | 0 | 0 | 0 | 0 | 0 | 0 | 0 | 0 | 0 | 0 | 0 | 0 | 0 | 0 | 0
Commercial_Warehouse_Existing_Food Preparation_Natural Gas_Griddle_E7_Baseline Forecast | Commercial | Warehouse | Existing | Food Preparation | Natural Gas | Griddle | E7 |  | Baseline Forecast | 0 | 0 | 0 | 0 | 0 | 0 | 0 | 0 | 0 | 0 | 0 | 0 | 0 | 0 | 0 | 0 | 0 | 0 | 0 | 0 | 0 | 0 | 0
Commercial_Warehouse_Existing_Food Preparation_Natural Gas_Griddle_E8_Baseline Forecast | Commercial | Warehouse | Existing | Food Preparation | Natural Gas | Griddle | E8 |  | Baseline Forecast | 0 | 0 | 0 | 0 | 0 | 0 | 0 | 0 | 0 | 0 | 0 | 0 | 0 | 0 | 0 | 0 | 0 | 0 | 0 | 0 | 0 | 0 | 0
Commercial_Warehouse_Existing_Food Preparation_Natural Gas_Griddle_E9_Baseline Forecast | Commercial | Warehouse | Existing | Food Preparation | Natural Gas | Griddle | E9 |  | Baseline Forecast | 0 | 0 | 0 | 0 | 0 | 0 | 0 | 0 | 0 | 0 | 0 | 0 | 0 | 0 | 0 | 0 | 0 | 0 | 0 | 0 | 0 | 0 | 0
Commercial_Warehouse_Existing_Food Preparation_Natural Gas_Griddle_E10_Baseline Forecast | Commercial | Warehouse | Existing | Food Preparation | Natural Gas | Griddle | E10 |  | Baseline Forecast | 0 | 0 | 0 | 0 | 0 | 0 | 0 | 0 | 0 | 0 | 0 | 0 | 0 | 0 | 0 | 0 | 0 | 0 | 0 | 0 | 0 | 0 | 0
Commercial_Warehouse_Existing_Food Preparation_Natural Gas_Range_E1_Baseline Forecast | Commercial | Warehouse | Existing | Food Preparation | Natural Gas | Range | E1 | Standard | Baseline Forecast | 0 | 5255.3303 | 6714.1375 | 7816.5383 | 8639.4976 | 9243.5125 | 9676.1332 | 9974.7311 | 10168.6756 | 10281.0445 | 8981.8047 | 8209.8214 | 7791.4175 | 7603.2096 | 7558.539 | 8677.3373 | 8846.4734 | 8944.5479 | 8987.3549 | 8756.7358 | 8410.3153 | 8040.3929 | 0
Commercial_Warehouse_Existing_Food Preparation_Natural Gas_Range_E2_Baseline Forecast | Commercial | Warehouse | Existing | Food Preparation | Natural Gas | Range | E2 | High Efficiency | Baseline Forecast | 0 | 7562.5484 | 9661.8076 | 11248.1892 | 12432.4478 | 13301.6399 | 13924.1916 | 14353.8814 | 14632.9722 | 14794.6738 | 12925.036 | 11814.1333 | 11212.0399 | 10941.204 | 10876.922 | 12486.9 | 12730.291 | 12871.4225 | 12933.0229 | 12601.1564 | 12102.6488 | 11570.3215 | 0
Commercial_Warehouse_Existing_Food Preparation_Natural Gas_Range_E3_Baseline Forecast | Commercial | Warehouse | Existing | Food Preparation | Natural Gas | Range | E3 |  | Baseline Forecast | 0 | 0 | 0 | 0 | 0 | 0 | 0 | 0 | 0 | 0 | 0 | 0 | 0 | 0 | 0 | 0 | 0 | 0 | 0 | 0 | 0 | 0 | 0
Commercial_Warehouse_Existing_Food Preparation_Natural Gas_Range_E4_Baseline Forecast | Commercial | Warehouse | Existing | Food Preparation | Natural Gas | Range | E4 |  | Baseline Forecast | 0 | 0 | 0 | 0 | 0 | 0 | 0 | 0 | 0 | 0 | 0 | 0 | 0 | 0 | 0 | 0 | 0 | 0 | 0 | 0 | 0 | 0 | 0
Commercial_Warehouse_Existing_Food Preparation_Natural Gas_Range_E5_Baseline Forecast | Commercial | Warehouse | Existing | Food Preparation | Natural Gas | Range | E5 |  | Baseline Forecast | 0 | 0 | 0 | 0 | 0 | 0 | 0 | 0 | 0 | 0 | 0 | 0 | 0 | 0 | 0 | 0 | 0 | 0 | 0 | 0 | 0 | 0 | 0
Commercial_Warehouse_Existing_Food Preparation_Natural Gas_Range_E6_Baseline Forecast | Commercial | Warehouse | Existing | Food Preparation | Natural Gas | Range | E6 |  | Baseline Forecast | 0 | 0 | 0 | 0 | 0 | 0 | 0 | 0 | 0 | 0 | 0 | 0 | 0 | 0 | 0 | 0 | 0 | 0 | 0 | 0 | 0 | 0 | 0
Commercial_Warehouse_Existing_Food Preparation_Natural Gas_Range_E7_Baseline Forecast | Commercial | Warehouse | Existing | Food Preparation | Natural Gas | Range | E7 |  | Baseline Forecast | 0 | 0 | 0 | 0 | 0 | 0 | 0 | 0 | 0 | 0 | 0 | 0 | 0 | 0 | 0 | 0 | 0 | 0 | 0 | 0 | 0 | 0 | 0
Commercial_Warehouse_Existing_Food Preparation_Natural Gas_Range_E8_Baseline Forecast | Commercial | Warehouse | Existing | Food Preparation | Natural Gas | Range | E8 |  | Baseline Forecast | 0 | 0 | 0 | 0 | 0 | 0 | 0 | 0 | 0 | 0 | 0 | 0 | 0 | 0 | 0 | 0 | 0 | 0 | 0 | 0 | 0 | 0 | 0
Commercial_Warehouse_Existing_Food Preparation_Natural Gas_Range_E9_Baseline Forecast | Commercial | Warehouse | Existing | Food Preparation | Natural Gas | Range | E9 |  | Baseline Forecast | 0 | 0 | 0 | 0 | 0 | 0 | 0 | 0 | 0 | 0 | 0 | 0 | 0 | 0 | 0 | 0 | 0 | 0 | 0 | 0 | 0 | 0 | 0
Commercial_Warehouse_Existing_Food Preparation_Natural Gas_Range_E10_Baseline Forecast | Commercial | Warehouse | Existing | Food Preparation | Natural Gas | Range | E10 |  | Baseline Forecast | 0 | 0 | 0 | 0 | 0 | 0 | 0 | 0 | 0 | 0 | 0 | 0 | 0 | 0 | 0 | 0 | 0 | 0 | 0 | 0 | 0 | 0 | 0
Commercial_Warehouse_Existing_Food Preparation_Natural Gas_Steamer_E1_Baseline Forecast | Commercial | Warehouse | Existing | Food Preparation | Natural Gas | Steamer | E1 | Standard | Baseline Forecast | 0 | 0 | 0 | 0 | 0 | 0 | 0 | 0 | 0 | 0 | 0 | 0 | 0 | 0 | 0 | 0 | 0 | 0 | 0 | 0 | 0 | 0 | 0
Commercial_Warehouse_Existing_Food Preparation_Natural Gas_Steamer_E2_Baseline Forecast | Commercial | Warehouse | Existing | Food Preparation | Natural Gas | Steamer | E2 | ENERGY STAR | Baseline Forecast | 0 | 0 | 0 | 0 | 0 | 0 | 0 | 0 | 0 | 0 | 0 | 0 | 0 | 0 | 0 | 0 | 0 | 0 | 0 | 0 | 0 | 0 | 0
Commercial_Warehouse_Existing_Food Preparation_Natural Gas_Steamer_E3_Baseline Forecast | Commercial | Warehouse | Existing | Food Preparation | Natural Gas | Steamer | E3 |  | Baseline Forecast | 0 | 0 | 0 | 0 | 0 | 0 | 0 | 0 | 0 | 0 | 0 | 0 | 0 | 0 | 0 | 0 | 0 | 0 | 0 | 0 | 0 | 0 | 0
Commercial_Warehouse_Existing_Food Preparation_Natural Gas_Steamer_E4_Baseline Forecast | Commercial | Warehouse | Existing | Food Preparation | Natural Gas | Steamer | E4 |  | Baseline Forecast | 0 | 0 | 0 | 0 | 0 | 0 | 0 | 0 | 0 | 0 | 0 | 0 | 0 | 0 | 0 | 0 | 0 | 0 | 0 | 0 | 0 | 0 | 0
Commercial_Warehouse_Existing_Food Preparation_Natural Gas_Steamer_E5_Baseline Forecast | Commercial | Warehouse | Existing | Food Preparation | Natural Gas | Steamer | E5 |  | Baseline Forecast | 0 | 0 | 0 | 0 | 0 | 0 | 0 | 0 | 0 | 0 | 0 | 0 | 0 | 0 | 0 | 0 | 0 | 0 | 0 | 0 | 0 | 0 | 0
Commercial_Warehouse_Existing_Food Preparation_Natural Gas_Steamer_E6_Baseline Forecast | Commercial | Warehouse | Existing | Food Preparation | Natural Gas | Steamer | E6 |  | Baseline Forecast | 0 | 0 | 0 | 0 | 0 | 0 | 0 | 0 | 0 | 0 | 0 | 0 | 0 | 0 | 0 | 0 | 0 | 0 | 0 | 0 | 0 | 0 | 0
Commercial_Warehouse_Existing_Food Preparation_Natural Gas_Steamer_E7_Baseline Forecast | Commercial | Warehouse | Existing | Food Preparation | Natural Gas | Steamer | E7 |  | Baseline Forecast | 0 | 0 | 0 | 0 | 0 | 0 | 0 | 0 | 0 | 0 | 0 | 0 | 0 | 0 | 0 | 0 | 0 | 0 | 0 | 0 | 0 | 0 | 0
Commercial_Warehouse_Existing_Food Preparation_Natural Gas_Steamer_E8_Baseline Forecast | Commercial | Warehouse | Existing | Food Preparation | Natural Gas | Steamer | E8 |  | Baseline Forecast | 0 | 0 | 0 | 0 | 0 | 0 | 0 | 0 | 0 | 0 | 0 | 0 | 0 | 0 | 0 | 0 | 0 | 0 | 0 | 0 | 0 | 0 | 0
Commercial_Warehouse_Existing_Food Preparation_Natural Gas_Steamer_E9_Baseline Forecast | Commercial | Warehouse | Existing | Food Preparation | Natural Gas | Steamer | E9 |  | Baseline Forecast | 0 | 0 | 0 | 0 | 0 | 0 | 0 | 0 | 0 | 0 | 0 | 0 | 0 | 0 | 0 | 0 | 0 | 0 | 0 | 0 | 0 | 0 | 0
Commercial_Warehouse_Existing_Food Preparation_Natural Gas_Steamer_E10_Baseline Forecast | Commercial | Warehouse | Existing | Food Preparation | Natural Gas | Steamer | E10 |  | Baseline Forecast | 0 | 0 | 0 | 0 | 0 | 0 | 0 | 0 | 0 | 0 | 0 | 0 | 0 | 0 | 0 | 0 | 0 | 0 | 0 | 0 | 0 | 0 | 0
Commercial_Warehouse_Existing_Food Preparation_Natural Gas_Food Prep Other_E1_Baseline Forecast | Commercial | Warehouse | Existing | Food Preparation | Natural Gas | Food Prep Other | E1 | Standard | Baseline Forecast | 0 | 0 | 0 | 0 | 0 | 0 | 0 | 0 | 0 | 0 | 0 | 0 | 0 | 0 | 0 | 0 | 0 | 0 | 0 | 0 | 0 | 0 | 0
Commercial_Warehouse_Existing_Food Preparation_Natural Gas_Food Prep Other_E2_Baseline Forecast | Commercial | Warehouse | Existing | Food Preparation | Natural Gas | Food Prep Other | E2 | ENERGY STAR | Baseline Forecast | 0 | 0 | 0 | 0 | 0 | 0 | 0 | 0 | 0 | 0 | 0 | 0 | 0 | 0 | 0 | 0 | 0 | 0 | 0 | 0 | 0 | 0 | 0
Commercial_Warehouse_Existing_Food Preparation_Natural Gas_Food Prep Other_E3_Baseline Forecast | Commercial | Warehouse | Existing | Food Preparation | Natural Gas | Food Prep Other | E3 |  | Baseline Forecast | 0 | 0 | 0 | 0 | 0 | 0 | 0 | 0 | 0 | 0 | 0 | 0 | 0 | 0 | 0 | 0 | 0 | 0 | 0 | 0 | 0 | 0 | 0
Commercial_Warehouse_Existing_Food Preparation_Natural Gas_Food Prep Other_E4_Baseline Forecast | Commercial | Warehouse | Existing | Food Preparation | Natural Gas | Food Prep Other | E4 |  | Baseline Forecast | 0 | 0 | 0 | 0 | 0 | 0 | 0 | 0 | 0 | 0 | 0 | 0 | 0 | 0 | 0 | 0 | 0 | 0 | 0 | 0 | 0 | 0 | 0
Commercial_Warehouse_Existing_Food Preparation_Natural Gas_Food Prep Other_E5_Baseline Forecast | Commercial | Warehouse | Existing | Food Preparation | Natural Gas | Food Prep Other | E5 |  | Baseline Forecast | 0 | 0 | 0 | 0 | 0 | 0 | 0 | 0 | 0 | 0 | 0 | 0 | 0 | 0 | 0 | 0 | 0 | 0 | 0 | 0 | 0 | 0 | 0
Commercial_Warehouse_Existing_Food Preparation_Natural Gas_Food Prep Other_E6_Baseline Forecast | Commercial | Warehouse | Existing | Food Preparation | Natural Gas | Food Prep Other | E6 |  | Baseline Forecast | 0 | 0 | 0 | 0 | 0 | 0 | 0 | 0 | 0 | 0 | 0 | 0 | 0 | 0 | 0 | 0 | 0 | 0 | 0 | 0 | 0 | 0 | 0
Commercial_Warehouse_Existing_Food Preparation_Natural Gas_Food Prep Other_E7_Baseline Forecast | Commercial | Warehouse | Existing | Food Preparation | Natural Gas | Food Prep Other | E7 |  | Baseline Forecast | 0 | 0 | 0 | 0 | 0 | 0 | 0 | 0 | 0 | 0 | 0 | 0 | 0 | 0 | 0 | 0 | 0 | 0 | 0 | 0 | 0 | 0 | 0
Commercial_Warehouse_Existing_Food Preparation_Natural Gas_Food Prep Other_E8_Baseline Forecast | Commercial | Warehouse | Existing | Food Preparation | Natural Gas | Food Prep Other | E8 |  | Baseline Forecast | 0 | 0 | 0 | 0 | 0 | 0 | 0 | 0 | 0 | 0 | 0 | 0 | 0 | 0 | 0 | 0 | 0 | 0 | 0 | 0 | 0 | 0 | 0
Commercial_Warehouse_Existing_Food Preparation_Natural Gas_Food Prep Other_E9_Baseline Forecast | Commercial | Warehouse | Existing | Food Preparation | Natural Gas | Food Prep Other | E9 |  | Baseline Forecast | 0 | 0 | 0 | 0 | 0 | 0 | 0 | 0 | 0 | 0 | 0 | 0 | 0 | 0 | 0 | 0 | 0 | 0 | 0 | 0 | 0 | 0 | 0
Commercial_Warehouse_Existing_Food Preparation_Natural Gas_Food Prep Other_E10_Baseline Forecast | Commercial | Warehouse | Existing | Food Preparation | Natural Gas | Food Prep Other | E10 |  | Baseline Forecast | 0 | 0 | 0 | 0 | 0 | 0 | 0 | 0 | 0 | 0 | 0 | 0 | 0 | 0 | 0 | 0 | 0 | 0 | 0 | 0 | 0 | 0 | 0
Commercial_Warehouse_Existing_Miscellaneous_Natural Gas_Pool Heater_E1_Baseline Forecast | Commercial | Warehouse | Existing | Miscellaneous | Natural Gas | Pool Heater | E1 | Standard (EF .82) | Baseline Forecast | 0 | 0 | 0 | 0 | 0 | 0 | 0 | 0 | 0 | 0 | 0 | 0 | 0 | 0 | 0 | 0 | 0 | 0 | 0 | 0 | 0 | 0 | 0
Commercial_Warehouse_Existing_Miscellaneous_Natural Gas_Pool Heater_E2_Baseline Forecast | Commercial | Warehouse | Existing | Miscellaneous | Natural Gas | Pool Heater | E2 | Condensing (EF .90) | Baseline Forecast | 0 | 0 | 0 | 0 | 0 | 0 | 0 | 0 | 0 | 0 | 0 | 0 | 0 | 0 | 0 | 0 | 0 | 0 | 0 | 0 | 0 | 0 | 0
Commercial_Warehouse_Existing_Miscellaneous_Natural Gas_Pool Heater_E3_Baseline Forecast | Commercial | Warehouse | Existing | Miscellaneous | Natural Gas | Pool Heater | E3 |  | Baseline Forecast | 0 | 0 | 0 | 0 | 0 | 0 | 0 | 0 | 0 | 0 | 0 | 0 | 0 | 0 | 0 | 0 | 0 | 0 | 0 | 0 | 0 | 0 | 0
Commercial_Warehouse_Existing_Miscellaneous_Natural Gas_Pool Heater_E4_Baseline Forecast | Commercial | Warehouse | Existing | Miscellaneous | Natural Gas | Pool Heater | E4 |  | Baseline Forecast | 0 | 0 | 0 | 0 | 0 | 0 | 0 | 0 | 0 | 0 | 0 | 0 | 0 | 0 | 0 | 0 | 0 | 0 | 0 | 0 | 0 | 0 | 0
Commercial_Warehouse_Existing_Miscellaneous_Natural Gas_Pool Heater_E5_Baseline Forecast | Commercial | Warehouse | Existing | Miscellaneous | Natural Gas | Pool Heater | E5 |  | Baseline Forecast | 0 | 0 | 0 | 0 | 0 | 0 | 0 | 0 | 0 | 0 | 0 | 0 | 0 | 0 | 0 | 0 | 0 | 0 | 0 | 0 | 0 | 0 | 0
Commercial_Warehouse_Existing_Miscellaneous_Natural Gas_Pool Heater_E6_Baseline Forecast | Commercial | Warehouse | Existing | Miscellaneous | Natural Gas | Pool Heater | E6 |  | Baseline Forecast | 0 | 0 | 0 | 0 | 0 | 0 | 0 | 0 | 0 | 0 | 0 | 0 | 0 | 0 | 0 | 0 | 0 | 0 | 0 | 0 | 0 | 0 | 0
Commercial_Warehouse_Existing_Miscellaneous_Natural Gas_Pool Heater_E7_Baseline Forecast | Commercial | Warehouse | Existing | Miscellaneous | Natural Gas | Pool Heater | E7 |  | Baseline Forecast | 0 | 0 | 0 | 0 | 0 | 0 | 0 | 0 | 0 | 0 | 0 | 0 | 0 | 0 | 0 | 0 | 0 | 0 | 0 | 0 | 0 | 0 | 0
Commercial_Warehouse_Existing_Miscellaneous_Natural Gas_Pool Heater_E8_Baseline Forecast | Commercial | Warehouse | Existing | Miscellaneous | Natural Gas | Pool Heater | E8 |  | Baseline Forecast | 0 | 0 | 0 | 0 | 0 | 0 | 0 | 0 | 0 | 0 | 0 | 0 | 0 | 0 | 0 | 0 | 0 | 0 | 0 | 0 | 0 | 0 | 0
Commercial_Warehouse_Existing_Miscellaneous_Natural Gas_Pool Heater_E9_Baseline Forecast | Commercial | Warehouse | Existing | Miscellaneous | Natural Gas | Pool Heater | E9 |  | Baseline Forecast | 0 | 0 | 0 | 0 | 0 | 0 | 0 | 0 | 0 | 0 | 0 | 0 | 0 | 0 | 0 | 0 | 0 | 0 | 0 | 0 | 0 | 0 | 0
Commercial_Warehouse_Existing_Miscellaneous_Natural Gas_Pool Heater_E10_Baseline Forecast | Commercial | Warehouse | Existing | Miscellaneous | Natural Gas | Pool Heater | E10 |  | Baseline Forecast | 0 | 0 | 0 | 0 | 0 | 0 | 0 | 0 | 0 | 0 | 0 | 0 | 0 | 0 | 0 | 0 | 0 | 0 | 0 | 0 | 0 | 0 | 0
Commercial_Warehouse_Existing_Miscellaneous_Natural Gas_Miscellaneous_E1_Baseline Forecast | Commercial | Warehouse | Existing | Miscellaneous | Natural Gas | Miscellaneous | E1 | Standard | Baseline Forecast | 0 | 0 | 0 | 0 | 0 | 0 | 0 | 0 | 0 | 0 | 0 | 0 | 0 | 0 | 0 | 0 | 0 | 0 | 0 | 0 | 0 | 0 | 0
Commercial_Warehouse_Existing_Miscellaneous_Natural Gas_Miscellaneous_E2_Baseline Forecast | Commercial | Warehouse | Existing | Miscellaneous | Natural Gas | Miscellaneous | E2 |  | Baseline Forecast | 0 | 0 | 0 | 0 | 0 | 0 | 0 | 0 | 0 | 0 | 0 | 0 | 0 | 0 | 0 | 0 | 0 | 0 | 0 | 0 | 0 | 0 | 0
Commercial_Warehouse_Existing_Miscellaneous_Natural Gas_Miscellaneous_E3_Baseline Forecast | Commercial | Warehouse | Existing | Miscellaneous | Natural Gas | Miscellaneous | E3 |  | Baseline Forecast | 0 | 0 | 0 | 0 | 0 | 0 | 0 | 0 | 0 | 0 | 0 | 0 | 0 | 0 | 0 | 0 | 0 | 0 | 0 | 0 | 0 | 0 | 0
Commercial_Warehouse_Existing_Miscellaneous_Natural Gas_Miscellaneous_E4_Baseline Forecast | Commercial | Warehouse | Existing | Miscellaneous | Natural Gas | Miscellaneous | E4 |  | Baseline Forecast | 0 | 0 | 0 | 0 | 0 | 0 | 0 | 0 | 0 | 0 | 0 | 0 | 0 | 0 | 0 | 0 | 0 | 0 | 0 | 0 | 0 | 0 | 0
Commercial_Warehouse_Existing_Miscellaneous_Natural Gas_Miscellaneous_E5_Baseline Forecast | Commercial | Warehouse | Existing | Miscellaneous | Natural Gas | Miscellaneous | E5 |  | Baseline Forecast | 0 | 0 | 0 | 0 | 0 | 0 | 0 | 0 | 0 | 0 | 0 | 0 | 0 | 0 | 0 | 0 | 0 | 0 | 0 | 0 | 0 | 0 | 0
Commercial_Warehouse_Existing_Miscellaneous_Natural Gas_Miscellaneous_E6_Baseline Forecast | Commercial | Warehouse | Existing | Miscellaneous | Natural Gas | Miscellaneous | E6 |  | Baseline Forecast | 0 | 0 | 0 | 0 | 0 | 0 | 0 | 0 | 0 | 0 | 0 | 0 | 0 | 0 | 0 | 0 | 0 | 0 | 0 | 0 | 0 | 0 | 0
Commercial_Warehouse_Existing_Miscellaneous_Natural Gas_Miscellaneous_E7_Baseline Forecast | Commercial | Warehouse | Existing | Miscellaneous | Natural Gas | Miscellaneous | E7 |  | Baseline Forecast | 0 | 0 | 0 | 0 | 0 | 0 | 0 | 0 | 0 | 0 | 0 | 0 | 0 | 0 | 0 | 0 | 0 | 0 | 0 | 0 | 0 | 0 | 0
Commercial_Warehouse_Existing_Miscellaneous_Natural Gas_Miscellaneous_E8_Baseline Forecast | Commercial | Warehouse | Existing | Miscellaneous | Natural Gas | Miscellaneous | E8 |  | Baseline Forecast | 0 | 0 | 0 | 0 | 0 | 0 | 0 | 0 | 0 | 0 | 0 | 0 | 0 | 0 | 0 | 0 | 0 | 0 | 0 | 0 | 0 | 0 | 0
Commercial_Warehouse_Existing_Miscellaneous_Natural Gas_Miscellaneous_E9_Baseline Forecast | Commercial | Warehouse | Existing | Miscellaneous | Natural Gas | Miscellaneous | E9 |  | Baseline Forecast | 0 | 0 | 0 | 0 | 0 | 0 | 0 | 0 | 0 | 0 | 0 | 0 | 0 | 0 | 0 | 0 | 0 | 0 | 0 | 0 | 0 | 0 | 0
Commercial_Warehouse_Existing_Miscellaneous_Natural Gas_Miscellaneous_E10_Baseline Forecast | Commercial | Warehouse | Existing | Miscellaneous | Natural Gas | Miscellaneous | E10 |  | Baseline Forecast | 0 | 0 | 0 | 0 | 0 | 0 | 0 | 0 | 0 | 0 | 0 | 0 | 0 | 0 | 0 | 0 | 0 | 0 | 0 | 0 | 0 | 0 | 0
Commercial_Warehouse_New_Space Heating_Natural Gas_Furnace_E1_Baseline Forecast | Commercial | Warehouse | New | Space Heating | Natural Gas | Furnace | E1 | AFUE 80% (Standard) | Baseline Forecast | 0 | 450090.0486 | 697856.2067 | 308187.2225 | 302697.0814 | 299462.4966 | 296230.3733 | 294100.5848 | 290826.4316 | 287996.3198 | 284031.5261 | 280613.7903 | 277789.0044 | 273756.221 | 270261.4258 | 266152.9858 | 263192.8282 | 259882.0911 | 255983.9001 | 288350.8176 | 336218.8329 | 352586.7624 | 0
Commercial_Warehouse_New_Space Heating_Natural Gas_Furnace_E2_Baseline Forecast | Commercial | Warehouse | New | Space Heating | Natural Gas | Furnace | E2 | AFUE 90% | Baseline Forecast | 0 | 0 | 0 | 0 | 0 | 0 | 0 | 0 | 0 | 0 | 0 | 0 | 0 | 0 | 0 | 0 | 0 | 0 | 0 | 0 | 0 | 0 | 0
Commercial_Warehouse_New_Space Heating_Natural Gas_Furnace_E3_Baseline Forecast | Commercial | Warehouse | New | Space Heating | Natural Gas | Furnace | E3 | AFUE 95% | Baseline Forecast | 0 | 0 | 0 | 0 | 0 | 0 | 0 | 0 | 0 | 0 | 0 | 0 | 0 | 0 | 0 | 0 | 0 | 0 | 0 | 0 | 0 | 0 | 0
Commercial_Warehouse_New_Space Heating_Natural Gas_Furnace_E4_Baseline Forecast | Commercial | Warehouse | New | Space Heating | Natural Gas | Furnace | E4 |  | Baseline Forecast | 0 | 0 | 0 | 0 | 0 | 0 | 0 | 0 | 0 | 0 | 0 | 0 | 0 | 0 | 0 | 0 | 0 | 0 | 0 | 0 | 0 | 0 | 0
Commercial_Warehouse_New_Space Heating_Natural Gas_Furnace_E5_Baseline Forecast | Commercial | Warehouse | New | Space Heating | Natural Gas | Furnace | E5 |  | Baseline Forecast | 0 | 0 | 0 | 0 | 0 | 0 | 0 | 0 | 0 | 0 | 0 | 0 | 0 | 0 | 0 | 0 | 0 | 0 | 0 | 0 | 0 | 0 | 0
Commercial_Warehouse_New_Space Heating_Natural Gas_Furnace_E6_Baseline Forecast | Commercial | Warehouse | New | Space Heating | Natural Gas | Furnace | E6 |  | Baseline Forecast | 0 | 0 | 0 | 0 | 0 | 0 | 0 | 0 | 0 | 0 | 0 | 0 | 0 | 0 | 0 | 0 | 0 | 0 | 0 | 0 | 0 | 0 | 0
Commercial_Warehouse_New_Space Heating_Natural Gas_Furnace_E7_Baseline Forecast | Commercial | Warehouse | New | Space Heating | Natural Gas | Furnace | E7 |  | Baseline Forecast | 0 | 0 | 0 | 0 | 0 | 0 | 0 | 0 | 0 | 0 | 0 | 0 | 0 | 0 | 0 | 0 | 0 | 0 | 0 | 0 | 0 | 0 | 0
Commercial_Warehouse_New_Space Heating_Natural Gas_Furnace_E8_Baseline Forecast | Commercial | Warehouse | New | Space Heating | Natural Gas | Furnace | E8 |  | Baseline Forecast | 0 | 0 | 0 | 0 | 0 | 0 | 0 | 0 | 0 | 0 | 0 | 0 | 0 | 0 | 0 | 0 | 0 | 0 | 0 | 0 | 0 | 0 | 0
Commercial_Warehouse_New_Space Heating_Natural Gas_Furnace_E9_Baseline Forecast | Commercial | Warehouse | New | Space Heating | Natural Gas | Furnace | E9 |  | Baseline Forecast | 0 | 0 | 0 | 0 | 0 | 0 | 0 | 0 | 0 | 0 | 0 | 0 | 0 | 0 | 0 | 0 | 0 | 0 | 0 | 0 | 0 | 0 | 0
Commercial_Warehouse_New_Space Heating_Natural Gas_Furnace_E10_Baseline Forecast | Commercial | Warehouse | New | Space Heating | Natural Gas | Furnace | E10 |  | Baseline Forecast | 0 | 0 | 0 | 0 | 0 | 0 | 0 | 0 | 0 | 0 | 0 | 0 | 0 | 0 | 0 | 0 | 0 | 0 | 0 | 0 | 0 | 0 | 0
Commercial_Warehouse_New_Space Heating_Natural Gas_Boiler_E1_Baseline Forecast | Commercial | Warehouse | New | Space Heating | Natural Gas | Boiler | E1 | AFUE 80% (Standard) | Baseline Forecast | 0 | 62462.9118 | 96847.5771 | 42769.8221 | 42007.9074 | 41559.0159 | 41110.4661 | 40814.8968 | 40360.5141 | 39967.7548 | 39417.5259 | 38943.217 | 38551.1969 | 37991.5324 | 37506.5293 | 36936.3653 | 36525.5585 | 36066.0987 | 35525.1129 | 35212.1122 | 34774.9625 | 34670.7308 | 0
Commercial_Warehouse_New_Space Heating_Natural Gas_Boiler_E2_Baseline Forecast | Commercial | Warehouse | New | Space Heating | Natural Gas | Boiler | E2 | AFUE 85% | Baseline Forecast | 0 | 0 | 0 | 0 | 0 | 0 | 0 | 0 | 0 | 0 | 0 | 0 | 0 | 0 | 0 | 0 | 0 | 0 | 0 | 0 | 0 | 0 | 0
Commercial_Warehouse_New_Space Heating_Natural Gas_Boiler_E3_Baseline Forecast | Commercial | Warehouse | New | Space Heating | Natural Gas | Boiler | E3 | AFUE 98% | Baseline Forecast | 0 | 0 | 0 | 0 | 0 | 0 | 0 | 0 | 0 | 0 | 0 | 0 | 0 | 0 | 0 | 0 | 0 | 0 | 0 | 0 | 0 | 0 | 0
Commercial_Warehouse_New_Space Heating_Natural Gas_Boiler_E4_Baseline Forecast | Commercial | Warehouse | New | Space Heating | Natural Gas | Boiler | E4 | Convert to NG Air Source Heat Pump | Baseline Forecast | 0 | 0 | 0 | 0 | 0 | 0 | 0 | 0 | 0 | 0 | 0 | 0 | 0 | 0 | 0 | 0 | 0 | 0 | 0 | 0 | 0 | 0 | 0
Commercial_Warehouse_New_Space Heating_Natural Gas_Boiler_E5_Baseline Forecast | Commercial | Warehouse | New | Space Heating | Natural Gas | Boiler | E5 |  | Baseline Forecast | 0 | 0 | 0 | 0 | 0 | 0 | 0 | 0 | 0 | 0 | 0 | 0 | 0 | 0 | 0 | 0 | 0 | 0 | 0 | 0 | 0 | 0 | 0
Commercial_Warehouse_New_Space Heating_Natural Gas_Boiler_E6_Baseline Forecast | Commercial | Warehouse | New | Space Heating | Natural Gas | Boiler | E6 |  | Baseline Forecast | 0 | 0 | 0 | 0 | 0 | 0 | 0 | 0 | 0 | 0 | 0 | 0 | 0 | 0 | 0 | 0 | 0 | 0 | 0 | 0 | 0 | 0 | 0
Commercial_Warehouse_New_Space Heating_Natural Gas_Boiler_E7_Baseline Forecast | Commercial | Warehouse | New | Space Heating | Natural Gas | Boiler | E7 |  | Baseline Forecast | 0 | 0 | 0 | 0 | 0 | 0 | 0 | 0 | 0 | 0 | 0 | 0 | 0 | 0 | 0 | 0 | 0 | 0 | 0 | 0 | 0 | 0 | 0
Commercial_Warehouse_New_Space Heating_Natural Gas_Boiler_E8_Baseline Forecast | Commercial | Warehouse | New | Space Heating | Natural Gas | Boiler | E8 |  | Baseline Forecast | 0 | 0 | 0 | 0 | 0 | 0 | 0 | 0 | 0 | 0 | 0 | 0 | 0 | 0 | 0 | 0 | 0 | 0 | 0 | 0 | 0 | 0 | 0
Commercial_Warehouse_New_Space Heating_Natural Gas_Boiler_E9_Baseline Forecast | Commercial | Warehouse | New | Space Heating | Natural Gas | Boiler | E9 |  | Baseline Forecast | 0 | 0 | 0 | 0 | 0 | 0 | 0 | 0 | 0 | 0 | 0 | 0 | 0 | 0 | 0 | 0 | 0 | 0 | 0 | 0 | 0 | 0 | 0
Commercial_Warehouse_New_Space Heating_Natural Gas_Boiler_E10_Baseline Forecast | Commercial | Warehouse | New | Space Heating | Natural Gas | Boiler | E10 |  | Baseline Forecast | 0 | 0 | 0 | 0 | 0 | 0 | 0 | 0 | 0 | 0 | 0 | 0 | 0 | 0 | 0 | 0 | 0 | 0 | 0 | 0 | 0 | 0 | 0
Commercial_Warehouse_New_Space Heating_Natural Gas_Unit Heater_E1_Baseline Forecast | Commercial | Warehouse | New | Space Heating | Natural Gas | Unit Heater | E1 | Standard | Baseline Forecast | 0 | 560556.2831 | 869132.0382 | 383826.0465 | 376988.4524 | 372959.9988 | 368934.6109 | 366282.1055 | 362204.3722 | 358679.6621 | 353741.7835 | 349485.2281 | 458078.4075 | 604460.0088 | 624169.6077 | 636935.0101 | 646748.3921 | 799566.5291 | 853679.0614 | 689117.209 | 680514.4757 | 675584.1775 | 0
Commercial_Warehouse_New_Space Heating_Natural Gas_Unit Heater_E2_Baseline Forecast | Commercial | Warehouse | New | Space Heating | Natural Gas | Unit Heater | E2 | Condensing | Baseline Forecast | 0 | 0 | 0 | 0 | 0 | 0 | 0 | 0 | 0 | 0 | 0 | 0 | 0 | 0 | 0 | 0 | 0 | 0 | 0 | 0 | 0 | 0 | 0
Commercial_Warehouse_New_Space Heating_Natural Gas_Unit Heater_E3_Baseline Forecast | Commercial | Warehouse | New | Space Heating | Natural Gas | Unit Heater | E3 | Infrared Radiant | Baseline Forecast | 0 | 0 | 0 | 0 | 0 | 0 | 0 | 0 | 0 | 0 | 0 | 0 | 0 | 0 | 0 | 0 | 0 | 0 | 0 | 0 | 0 | 0 | 0
Commercial_Warehouse_New_Space Heating_Natural Gas_Unit Heater_E4_Baseline Forecast | Commercial | Warehouse | New | Space Heating | Natural Gas | Unit Heater | E4 |  | Baseline Forecast | 0 | 0 | 0 | 0 | 0 | 0 | 0 | 0 | 0 | 0 | 0 | 0 | 0 | 0 | 0 | 0 | 0 | 0 | 0 | 0 | 0 | 0 | 0
Commercial_Warehouse_New_Space Heating_Natural Gas_Unit Heater_E5_Baseline Forecast | Commercial | Warehouse | New | Space Heating | Natural Gas | Unit Heater | E5 |  | Baseline Forecast | 0 | 0 | 0 | 0 | 0 | 0 | 0 | 0 | 0 | 0 | 0 | 0 | 0 | 0 | 0 | 0 | 0 | 0 | 0 | 0 | 0 | 0 | 0
Commercial_Warehouse_New_Space Heating_Natural Gas_Unit Heater_E6_Baseline Forecast | Commercial | Warehouse | New | Space Heating | Natural Gas | Unit Heater | E6 |  | Baseline Forecast | 0 | 0 | 0 | 0 | 0 | 0 | 0 | 0 | 0 | 0 | 0 | 0 | 0 | 0 | 0 | 0 | 0 | 0 | 0 | 0 | 0 | 0 | 0
Commercial_Warehouse_New_Space Heating_Natural Gas_Unit Heater_E7_Baseline Forecast | Commercial | Warehouse | New | Space Heating | Natural Gas | Unit Heater | E7 |  | Baseline Forecast | 0 | 0 | 0 | 0 | 0 | 0 | 0 | 0 | 0 | 0 | 0 | 0 | 0 | 0 | 0 | 0 | 0 | 0 | 0 | 0 | 0 | 0 | 0
Commercial_Warehouse_New_Space Heating_Natural Gas_Unit Heater_E8_Baseline Forecast | Commercial | Warehouse | New | Space Heating | Natural Gas | Unit Heater | E8 |  | Baseline Forecast | 0 | 0 | 0 | 0 | 0 | 0 | 0 | 0 | 0 | 0 | 0 | 0 | 0 | 0 | 0 | 0 | 0 | 0 | 0 | 0 | 0 | 0 | 0
Commercial_Warehouse_New_Space Heating_Natural Gas_Unit Heater_E9_Baseline Forecast | Commercial | Warehouse | New | Space Heating | Natural Gas | Unit Heater | E9 |  | Baseline Forecast | 0 | 0 | 0 | 0 | 0 | 0 | 0 | 0 | 0 | 0 | 0 | 0 | 0 | 0 | 0 | 0 | 0 | 0 | 0 | 0 | 0 | 0 | 0
Commercial_Warehouse_New_Space Heating_Natural Gas_Unit Heater_E10_Baseline Forecast | Commercial | Warehouse | New | Space Heating | Natural Gas | Unit Heater | E10 |  | Baseline Forecast | 0 | 0 | 0 | 0 | 0 | 0 | 0 | 0 | 0 | 0 | 0 | 0 | 0 | 0 | 0 | 0 | 0 | 0 | 0 | 0 | 0 | 0 | 0
Commercial_Warehouse_New_Water Heating_Natural Gas_Water Heater_E1_Baseline Forecast | Commercial | Warehouse | New | Water Heating | Natural Gas | Water Heater | E1 | TE 0.80 | Baseline Forecast | 0 | 272140.0772 | 421948.1025 | 186340.6996 | 183021.1696 | 181065.4272 | 179111.1732 | 177823.4291 | 175843.7624 | 174132.5785 | 226163.3419 | 297600.8776 | 307574.6472 | 313817.767 | 318258.7285 | 391966.8894 | 418804.7262 | 338274.7849 | 333645.915 | 341228.3762 | 360768.6089 | 379639.8191 | 0
Commercial_Warehouse_New_Water Heating_Natural Gas_Water Heater_E2_Baseline Forecast | Commercial | Warehouse | New | Water Heating | Natural Gas | Water Heater | E2 | TE 0.90 | Baseline Forecast | 0 | 0 | 0 | 0 | 0 | 0 | 0 | 0 | 0 | 0 | 0 | 0 | 0 | 0 | 0 | 0 | 0 | 0 | 0 | 0 | 0 | 0 | 0
Commercial_Warehouse_New_Water Heating_Natural Gas_Water Heater_E3_Baseline Forecast | Commercial | Warehouse | New | Water Heating | Natural Gas | Water Heater | E3 | TE 0.94 | Baseline Forecast | 0 | 306881.3637 | 475813.8178 | 210128.874 | 206385.5742 | 204180.1626 | 201976.4294 | 200524.2924 | 198291.9022 | 196362.2693 | 255035.2579 | 335592.479 | 346839.4958 | 353879.6096 | 358887.5023 | 442005.2158 | 472269.1593 | 381458.8 | 376239.0105 | 384789.4455 | 406824.176 | 428104.4769 | 0
Commercial_Warehouse_New_Water Heating_Natural Gas_Water Heater_E4_Baseline Forecast | Commercial | Warehouse | New | Water Heating | Natural Gas | Water Heater | E4 | Instantaneous TE 0.94 | Baseline Forecast | 0 | 0 | 0 | 0 | 0 | 0 | 0 | 0 | 0 | 0 | 0 | 0 | 0 | 0 | 0 | 0 | 0 | 0 | 0 | 0 | 0 | 0 | 0
Commercial_Warehouse_New_Water Heating_Natural Gas_Water Heater_E5_Baseline Forecast | Commercial | Warehouse | New | Water Heating | Natural Gas | Water Heater | E5 | Gas-Fired Absorption HPWH | Baseline Forecast | 0 | 0 | 0 | 0 | 0 | 0 | 0 | 0 | 0 | 0 | 0 | 0 | 0 | 0 | 0 | 0 | 0 | 0 | 0 | 0 | 0 | 0 | 0
Commercial_Warehouse_New_Water Heating_Natural Gas_Water Heater_E6_Baseline Forecast | Commercial | Warehouse | New | Water Heating | Natural Gas | Water Heater | E6 |  | Baseline Forecast | 0 | 0 | 0 | 0 | 0 | 0 | 0 | 0 | 0 | 0 | 0 | 0 | 0 | 0 | 0 | 0 | 0 | 0 | 0 | 0 | 0 | 0 | 0
Commercial_Warehouse_New_Water Heating_Natural Gas_Water Heater_E7_Baseline Forecast | Commercial | Warehouse | New | Water Heating | Natural Gas | Water Heater | E7 |  | Baseline Forecast | 0 | 0 | 0 | 0 | 0 | 0 | 0 | 0 | 0 | 0 | 0 | 0 | 0 | 0 | 0 | 0 | 0 | 0 | 0 | 0 | 0 | 0 | 0
Commercial_Warehouse_New_Water Heating_Natural Gas_Water Heater_E8_Baseline Forecast | Commercial | Warehouse | New | Water Heating | Natural Gas | Water Heater | E8 |  | Baseline Forecast | 0 | 0 | 0 | 0 | 0 | 0 | 0 | 0 | 0 | 0 | 0 | 0 | 0 | 0 | 0 | 0 | 0 | 0 | 0 | 0 | 0 | 0 | 0
Commercial_Warehouse_New_Water Heating_Natural Gas_Water Heater_E9_Baseline Forecast | Commercial | Warehouse | New | Water Heating | Natural Gas | Water Heater | E9 |  | Baseline Forecast | 0 | 0 | 0 | 0 | 0 | 0 | 0 | 0 | 0 | 0 | 0 | 0 | 0 | 0 | 0 | 0 | 0 | 0 | 0 | 0 | 0 | 0 | 0
Commercial_Warehouse_New_Water Heating_Natural Gas_Water Heater_E10_Baseline Forecast | Commercial | Warehouse | New | Water Heating | Natural Gas | Water Heater | E10 |  | Baseline Forecast | 0 | 0 | 0 | 0 | 0 | 0 | 0 | 0 | 0 | 0 | 0 | 0 | 0 | 0 | 0 | 0 | 0 | 0 | 0 | 0 | 0 | 0 | 0
Commercial_Warehouse_New_Food Preparation_Natural Gas_Oven_E1_Baseline Forecast | Commercial | Warehouse | New | Food Preparation | Natural Gas | Oven | E1 | Standard | Baseline Forecast | 0 | 85.7415 | 132.9406 | 58.7092 | 57.6634 | 57.0472 | 56.4315 | 56.0257 | 55.402 | 54.8629 | 54.1076 | 53.4565 | 70.0667 | 92.4569 | 95.4717 | 97.4242 | 98.9253 | 122.3 | 130.577 | 105.4059 | 104.0901 | 103.3359 | 0
Commercial_Warehouse_New_Food Preparation_Natural Gas_Oven_E2_Baseline Forecast | Commercial | Warehouse | New | Food Preparation | Natural Gas | Oven | E2 | ENERGY STAR (EF ≥ 44%) Convection Oven utilizing ASTM Std F1496 | Baseline Forecast | 0 | 123.3841 | 191.3048 | 84.484 | 82.979 | 82.0923 | 81.2063 | 80.6224 | 79.7249 | 78.949 | 77.8622 | 76.9252 | 100.8277 | 133.0478 | 137.3861 | 140.1959 | 142.3559 | 175.9927 | 187.9034 | 151.6817 | 149.7881 | 148.7029 | 0
Commercial_Warehouse_New_Food Preparation_Natural Gas_Oven_E3_Baseline Forecast | Commercial | Warehouse | New | Food Preparation | Natural Gas | Oven | E3 |  | Baseline Forecast | 0 | 0 | 0 | 0 | 0 | 0 | 0 | 0 | 0 | 0 | 0 | 0 | 0 | 0 | 0 | 0 | 0 | 0 | 0 | 0 | 0 | 0 | 0
Commercial_Warehouse_New_Food Preparation_Natural Gas_Oven_E4_Baseline Forecast | Commercial | Warehouse | New | Food Preparation | Natural Gas | Oven | E4 |  | Baseline Forecast | 0 | 0 | 0 | 0 | 0 | 0 | 0 | 0 | 0 | 0 | 0 | 0 | 0 | 0 | 0 | 0 | 0 | 0 | 0 | 0 | 0 | 0 | 0
Commercial_Warehouse_New_Food Preparation_Natural Gas_Oven_E5_Baseline Forecast | Commercial | Warehouse | New | Food Preparation | Natural Gas | Oven | E5 |  | Baseline Forecast | 0 | 0 | 0 | 0 | 0 | 0 | 0 | 0 | 0 | 0 | 0 | 0 | 0 | 0 | 0 | 0 | 0 | 0 | 0 | 0 | 0 | 0 | 0
Commercial_Warehouse_New_Food Preparation_Natural Gas_Oven_E6_Baseline Forecast | Commercial | Warehouse | New | Food Preparation | Natural Gas | Oven | E6 |  | Baseline Forecast | 0 | 0 | 0 | 0 | 0 | 0 | 0 | 0 | 0 | 0 | 0 | 0 | 0 | 0 | 0 | 0 | 0 | 0 | 0 | 0 | 0 | 0 | 0
Commercial_Warehouse_New_Food Preparation_Natural Gas_Oven_E7_Baseline Forecast | Commercial | Warehouse | New | Food Preparation | Natural Gas | Oven | E7 |  | Baseline Forecast | 0 | 0 | 0 | 0 | 0 | 0 | 0 | 0 | 0 | 0 | 0 | 0 | 0 | 0 | 0 | 0 | 0 | 0 | 0 | 0 | 0 | 0 | 0
Commercial_Warehouse_New_Food Preparation_Natural Gas_Oven_E8_Baseline Forecast | Commercial | Warehouse | New | Food Preparation | Natural Gas | Oven | E8 |  | Baseline Forecast | 0 | 0 | 0 | 0 | 0 | 0 | 0 | 0 | 0 | 0 | 0 | 0 | 0 | 0 | 0 | 0 | 0 | 0 | 0 | 0 | 0 | 0 | 0
Commercial_Warehouse_New_Food Preparation_Natural Gas_Oven_E9_Baseline Forecast | Commercial | Warehouse | New | Food Preparation | Natural Gas | Oven | E9 |  | Baseline Forecast | 0 | 0 | 0 | 0 | 0 | 0 | 0 | 0 | 0 | 0 | 0 | 0 | 0 | 0 | 0 | 0 | 0 | 0 | 0 | 0 | 0 | 0 | 0
Commercial_Warehouse_New_Food Preparation_Natural Gas_Oven_E10_Baseline Forecast | Commercial | Warehouse | New | Food Preparation | Natural Gas | Oven | E10 |  | Baseline Forecast | 0 | 0 | 0 | 0 | 0 | 0 | 0 | 0 | 0 | 0 | 0 | 0 | 0 | 0 | 0 | 0 | 0 | 0 | 0 | 0 | 0 | 0 | 0
Commercial_Warehouse_New_Food Preparation_Natural Gas_Conveyor Oven_E1_Baseline Forecast | Commercial | Warehouse | New | Food Preparation | Natural Gas | Conveyor Oven | E1 | Standard | Baseline Forecast | 0 | 42.8708 | 66.4703 | 29.3546 | 28.8317 | 28.5236 | 28.2157 | 28.0129 | 27.701 | 27.4314 | 27.0538 | 26.7283 | 26.4592 | 26.0751 | 25.7422 | 25.3509 | 25.0689 | 33.3277 | 44.5357 | 46.1611 | 47.2287 | 48.1896 | 0
Commercial_Warehouse_New_Food Preparation_Natural Gas_Conveyor Oven_E2_Baseline Forecast | Commercial | Warehouse | New | Food Preparation | Natural Gas | Conveyor Oven | E2 | ENERGY STAR (EF ≥ 44%) Convection Oven utilizing ASTM Std F1496 | Baseline Forecast | 0 | 61.6921 | 95.6524 | 42.242 | 41.4895 | 41.0461 | 40.6031 | 40.3112 | 39.8624 | 39.4745 | 38.9311 | 38.4626 | 38.0754 | 37.5227 | 37.0437 | 36.4805 | 36.0748 | 47.9594 | 64.0879 | 66.4269 | 67.9632 | 69.346 | 0
Commercial_Warehouse_New_Food Preparation_Natural Gas_Conveyor Oven_E3_Baseline Forecast | Commercial | Warehouse | New | Food Preparation | Natural Gas | Conveyor Oven | E3 |  | Baseline Forecast | 0 | 0 | 0 | 0 | 0 | 0 | 0 | 0 | 0 | 0 | 0 | 0 | 0 | 0 | 0 | 0 | 0 | 0 | 0 | 0 | 0 | 0 | 0
Commercial_Warehouse_New_Food Preparation_Natural Gas_Conveyor Oven_E4_Baseline Forecast | Commercial | Warehouse | New | Food Preparation | Natural Gas | Conveyor Oven | E4 |  | Baseline Forecast | 0 | 0 | 0 | 0 | 0 | 0 | 0 | 0 | 0 | 0 | 0 | 0 | 0 | 0 | 0 | 0 | 0 | 0 | 0 | 0 | 0 | 0 | 0
Commercial_Warehouse_New_Food Preparation_Natural Gas_Conveyor Oven_E5_Baseline Forecast | Commercial | Warehouse | New | Food Preparation | Natural Gas | Conveyor Oven | E5 |  | Baseline Forecast | 0 | 0 | 0 | 0 | 0 | 0 | 0 | 0 | 0 | 0 | 0 | 0 | 0 | 0 | 0 | 0 | 0 | 0 | 0 | 0 | 0 | 0 | 0
Commercial_Warehouse_New_Food Preparation_Natural Gas_Conveyor Oven_E6_Baseline Forecast | Commercial | Warehouse | New | Food Preparation | Natural Gas | Conveyor Oven | E6 |  | Baseline Forecast | 0 | 0 | 0 | 0 | 0 | 0 | 0 | 0 | 0 | 0 | 0 | 0 | 0 | 0 | 0 | 0 | 0 | 0 | 0 | 0 | 0 | 0 | 0
Commercial_Warehouse_New_Food Preparation_Natural Gas_Conveyor Oven_E7_Baseline Forecast | Commercial | Warehouse | New | Food Preparation | Natural Gas | Conveyor Oven | E7 |  | Baseline Forecast | 0 | 0 | 0 | 0 | 0 | 0 | 0 | 0 | 0 | 0 | 0 | 0 | 0 | 0 | 0 | 0 | 0 | 0 | 0 | 0 | 0 | 0 | 0
Commercial_Warehouse_New_Food Preparation_Natural Gas_Conveyor Oven_E8_Baseline Forecast | Commercial | Warehouse | New | Food Preparation | Natural Gas | Conveyor Oven | E8 |  | Baseline Forecast | 0 | 0 | 0 | 0 | 0 | 0 | 0 | 0 | 0 | 0 | 0 | 0 | 0 | 0 | 0 | 0 | 0 | 0 | 0 | 0 | 0 | 0 | 0
Commercial_Warehouse_New_Food Preparation_Natural Gas_Conveyor Oven_E9_Baseline Forecast | Commercial | Warehouse | New | Food Preparation | Natural Gas | Conveyor Oven | E9 |  | Baseline Forecast | 0 | 0 | 0 | 0 | 0 | 0 | 0 | 0 | 0 | 0 | 0 | 0 | 0 | 0 | 0 | 0 | 0 | 0 | 0 | 0 | 0 | 0 | 0
Commercial_Warehouse_New_Food Preparation_Natural Gas_Conveyor Oven_E10_Baseline Forecast | Commercial | Warehouse | New | Food Preparation | Natural Gas | Conveyor Oven | E10 |  | Baseline Forecast | 0 | 0 | 0 | 0 | 0 | 0 | 0 | 0 | 0 | 0 | 0 | 0 | 0 | 0 | 0 | 0 | 0 | 0 | 0 | 0 | 0 | 0 | 0
Commercial_Warehouse_New_Food Preparation_Natural Gas_Double Rack Oven_E1_Baseline Forecast | Commercial | Warehouse | New | Food Preparation | Natural Gas | Double Rack Oven | E1 | Standard | Baseline Forecast | 0 | 42.8708 | 66.4703 | 29.3546 | 28.8317 | 28.5236 | 28.2157 | 28.0129 | 27.701 | 27.4314 | 27.0538 | 26.7283 | 35.0334 | 46.2285 | 47.7358 | 48.7121 | 49.4626 | 61.15 | 65.2885 | 52.703 | 52.045 | 51.668 | 0
Commercial_Warehouse_New_Food Preparation_Natural Gas_Double Rack Oven_E2_Baseline Forecast | Commercial | Warehouse | New | Food Preparation | Natural Gas | Double Rack Oven | E2 | FTSC Qualified (>50% Cooking Efficiency) | Baseline Forecast | 0 | 61.6921 | 95.6524 | 42.242 | 41.4895 | 41.0461 | 40.6031 | 40.3112 | 39.8624 | 39.4745 | 38.9311 | 38.4626 | 50.4139 | 66.5239 | 68.693 | 70.0979 | 71.1779 | 87.9964 | 93.9517 | 75.8408 | 74.8941 | 74.3515 | 0
Commercial_Warehouse_New_Food Preparation_Natural Gas_Double Rack Oven_E3_Baseline Forecast | Commercial | Warehouse | New | Food Preparation | Natural Gas | Double Rack Oven | E3 |  | Baseline Forecast | 0 | 0 | 0 | 0 | 0 | 0 | 0 | 0 | 0 | 0 | 0 | 0 | 0 | 0 | 0 | 0 | 0 | 0 | 0 | 0 | 0 | 0 | 0
Commercial_Warehouse_New_Food Preparation_Natural Gas_Double Rack Oven_E4_Baseline Forecast | Commercial | Warehouse | New | Food Preparation | Natural Gas | Double Rack Oven | E4 |  | Baseline Forecast | 0 | 0 | 0 | 0 | 0 | 0 | 0 | 0 | 0 | 0 | 0 | 0 | 0 | 0 | 0 | 0 | 0 | 0 | 0 | 0 | 0 | 0 | 0
Commercial_Warehouse_New_Food Preparation_Natural Gas_Double Rack Oven_E5_Baseline Forecast | Commercial | Warehouse | New | Food Preparation | Natural Gas | Double Rack Oven | E5 |  | Baseline Forecast | 0 | 0 | 0 | 0 | 0 | 0 | 0 | 0 | 0 | 0 | 0 | 0 | 0 | 0 | 0 | 0 | 0 | 0 | 0 | 0 | 0 | 0 | 0
Commercial_Warehouse_New_Food Preparation_Natural Gas_Double Rack Oven_E6_Baseline Forecast | Commercial | Warehouse | New | Food Preparation | Natural Gas | Double Rack Oven | E6 |  | Baseline Forecast | 0 | 0 | 0 | 0 | 0 | 0 | 0 | 0 | 0 | 0 | 0 | 0 | 0 | 0 | 0 | 0 | 0 | 0 | 0 | 0 | 0 | 0 | 0
Commercial_Warehouse_New_Food Preparation_Natural Gas_Double Rack Oven_E7_Baseline Forecast | Commercial | Warehouse | New | Food Preparation | Natural Gas | Double Rack Oven | E7 |  | Baseline Forecast | 0 | 0 | 0 | 0 | 0 | 0 | 0 | 0 | 0 | 0 | 0 | 0 | 0 | 0 | 0 | 0 | 0 | 0 | 0 | 0 | 0 | 0 | 0
Commercial_Warehouse_New_Food Preparation_Natural Gas_Double Rack Oven_E8_Baseline Forecast | Commercial | Warehouse | New | Food Preparation | Natural Gas | Double Rack Oven | E8 |  | Baseline Forecast | 0 | 0 | 0 | 0 | 0 | 0 | 0 | 0 | 0 | 0 | 0 | 0 | 0 | 0 | 0 | 0 | 0 | 0 | 0 | 0 | 0 | 0 | 0
Commercial_Warehouse_New_Food Preparation_Natural Gas_Double Rack Oven_E9_Baseline Forecast | Commercial | Warehouse | New | Food Preparation | Natural Gas | Double Rack Oven | E9 |  | Baseline Forecast | 0 | 0 | 0 | 0 | 0 | 0 | 0 | 0 | 0 | 0 | 0 | 0 | 0 | 0 | 0 | 0 | 0 | 0 | 0 | 0 | 0 | 0 | 0
Commercial_Warehouse_New_Food Preparation_Natural Gas_Double Rack Oven_E10_Baseline Forecast | Commercial | Warehouse | New | Food Preparation | Natural Gas | Double Rack Oven | E10 |  | Baseline Forecast | 0 | 0 | 0 | 0 | 0 | 0 | 0 | 0 | 0 | 0 | 0 | 0 | 0 | 0 | 0 | 0 | 0 | 0 | 0 | 0 | 0 | 0 | 0
Commercial_Warehouse_New_Food Preparation_Natural Gas_Fryer_E1_Baseline Forecast | Commercial | Warehouse | New | Food Preparation | Natural Gas | Fryer | E1 | Standard | Baseline Forecast | 0 | 5168.6738 | 8013.9321 | 3539.1123 | 3476.0655 | 3438.9206 | 4693.9725 | 6349.9557 | 6453.9822 | 6511.9398 | 7751.517 | 8438.5052 | 7627.6505 | 8070.4686 | 8417.8185 | 9277.7894 | 10191.0491 | 10292.4693 | 10452.0556 | 10946.6606 | 11384.7271 | 11604.6516 | 0
Commercial_Warehouse_New_Food Preparation_Natural Gas_Fryer_E2_Baseline Forecast | Commercial | Warehouse | New | Food Preparation | Natural Gas | Fryer | E2 | ENERGY STAR | Baseline Forecast | 0 | 1816.0205 | 2815.7059 | 1243.4719 | 1221.3203 | 1208.2694 | 1649.2336 | 2231.0655 | 2267.6154 | 2287.9789 | 2723.506 | 2964.8802 | 2679.9853 | 2835.57 | 2957.6119 | 3259.7639 | 3580.6389 | 3616.273 | 3672.3439 | 3846.124 | 4000.0392 | 4077.31 | 0
Commercial_Warehouse_New_Food Preparation_Natural Gas_Fryer_E3_Baseline Forecast | Commercial | Warehouse | New | Food Preparation | Natural Gas | Fryer | E3 |  | Baseline Forecast | 0 | 0 | 0 | 0 | 0 | 0 | 0 | 0 | 0 | 0 | 0 | 0 | 0 | 0 | 0 | 0 | 0 | 0 | 0 | 0 | 0 | 0 | 0
Commercial_Warehouse_New_Food Preparation_Natural Gas_Fryer_E4_Baseline Forecast | Commercial | Warehouse | New | Food Preparation | Natural Gas | Fryer | E4 |  | Baseline Forecast | 0 | 0 | 0 | 0 | 0 | 0 | 0 | 0 | 0 | 0 | 0 | 0 | 0 | 0 | 0 | 0 | 0 | 0 | 0 | 0 | 0 | 0 | 0
Commercial_Warehouse_New_Food Preparation_Natural Gas_Fryer_E5_Baseline Forecast | Commercial | Warehouse | New | Food Preparation | Natural Gas | Fryer | E5 |  | Baseline Forecast | 0 | 0 | 0 | 0 | 0 | 0 | 0 | 0 | 0 | 0 | 0 | 0 | 0 | 0 | 0 | 0 | 0 | 0 | 0 | 0 | 0 | 0 | 0
Commercial_Warehouse_New_Food Preparation_Natural Gas_Fryer_E6_Baseline Forecast | Commercial | Warehouse | New | Food Preparation | Natural Gas | Fryer | E6 |  | Baseline Forecast | 0 | 0 | 0 | 0 | 0 | 0 | 0 | 0 | 0 | 0 | 0 | 0 | 0 | 0 | 0 | 0 | 0 | 0 | 0 | 0 | 0 | 0 | 0
Commercial_Warehouse_New_Food Preparation_Natural Gas_Fryer_E7_Baseline Forecast | Commercial | Warehouse | New | Food Preparation | Natural Gas | Fryer | E7 |  | Baseline Forecast | 0 | 0 | 0 | 0 | 0 | 0 | 0 | 0 | 0 | 0 | 0 | 0 | 0 | 0 | 0 | 0 | 0 | 0 | 0 | 0 | 0 | 0 | 0
Commercial_Warehouse_New_Food Preparation_Natural Gas_Fryer_E8_Baseline Forecast | Commercial | Warehouse | New | Food Preparation | Natural Gas | Fryer | E8 |  | Baseline Forecast | 0 | 0 | 0 | 0 | 0 | 0 | 0 | 0 | 0 | 0 | 0 | 0 | 0 | 0 | 0 | 0 | 0 | 0 | 0 | 0 | 0 | 0 | 0
Commercial_Warehouse_New_Food Preparation_Natural Gas_Fryer_E9_Baseline Forecast | Commercial | Warehouse | New | Food Preparation | Natural Gas | Fryer | E9 |  | Baseline Forecast | 0 | 0 | 0 | 0 | 0 | 0 | 0 | 0 | 0 | 0 | 0 | 0 | 0 | 0 | 0 | 0 | 0 | 0 | 0 | 0 | 0 | 0 | 0
Commercial_Warehouse_New_Food Preparation_Natural Gas_Fryer_E10_Baseline Forecast | Commercial | Warehouse | New | Food Preparation | Natural Gas | Fryer | E10 |  | Baseline Forecast | 0 | 0 | 0 | 0 | 0 | 0 | 0 | 0 | 0 | 0 | 0 | 0 | 0 | 0 | 0 | 0 | 0 | 0 | 0 | 0 | 0 | 0 | 0
Commercial_Warehouse_New_Food Preparation_Natural Gas_Broiler_E1_Baseline Forecast | Commercial | Warehouse | New | Food Preparation | Natural Gas | Broiler | E1 | Standard | Baseline Forecast | 0 | 0 | 0 | 0 | 0 | 0 | 0 | 0 | 0 | 0 | 0 | 0 | 0 | 0 | 0 | 0 | 0 | 0 | 0 | 0 | 0 | 0 | 0
Commercial_Warehouse_New_Food Preparation_Natural Gas_Broiler_E2_Baseline Forecast | Commercial | Warehouse | New | Food Preparation | Natural Gas | Broiler | E2 | Infrared Burners | Baseline Forecast | 0 | 0 | 0 | 0 | 0 | 0 | 0 | 0 | 0 | 0 | 0 | 0 | 0 | 0 | 0 | 0 | 0 | 0 | 0 | 0 | 0 | 0 | 0
Commercial_Warehouse_New_Food Preparation_Natural Gas_Broiler_E3_Baseline Forecast | Commercial | Warehouse | New | Food Preparation | Natural Gas | Broiler | E3 |  | Baseline Forecast | 0 | 0 | 0 | 0 | 0 | 0 | 0 | 0 | 0 | 0 | 0 | 0 | 0 | 0 | 0 | 0 | 0 | 0 | 0 | 0 | 0 | 0 | 0
Commercial_Warehouse_New_Food Preparation_Natural Gas_Broiler_E4_Baseline Forecast | Commercial | Warehouse | New | Food Preparation | Natural Gas | Broiler | E4 |  | Baseline Forecast | 0 | 0 | 0 | 0 | 0 | 0 | 0 | 0 | 0 | 0 | 0 | 0 | 0 | 0 | 0 | 0 | 0 | 0 | 0 | 0 | 0 | 0 | 0
Commercial_Warehouse_New_Food Preparation_Natural Gas_Broiler_E5_Baseline Forecast | Commercial | Warehouse | New | Food Preparation | Natural Gas | Broiler | E5 |  | Baseline Forecast | 0 | 0 | 0 | 0 | 0 | 0 | 0 | 0 | 0 | 0 | 0 | 0 | 0 | 0 | 0 | 0 | 0 | 0 | 0 | 0 | 0 | 0 | 0
Commercial_Warehouse_New_Food Preparation_Natural Gas_Broiler_E6_Baseline Forecast | Commercial | Warehouse | New | Food Preparation | Natural Gas | Broiler | E6 |  | Baseline Forecast | 0 | 0 | 0 | 0 | 0 | 0 | 0 | 0 | 0 | 0 | 0 | 0 | 0 | 0 | 0 | 0 | 0 | 0 | 0 | 0 | 0 | 0 | 0
Commercial_Warehouse_New_Food Preparation_Natural Gas_Broiler_E7_Baseline Forecast | Commercial | Warehouse | New | Food Preparation | Natural Gas | Broiler | E7 |  | Baseline Forecast | 0 | 0 | 0 | 0 | 0 | 0 | 0 | 0 | 0 | 0 | 0 | 0 | 0 | 0 | 0 | 0 | 0 | 0 | 0 | 0 | 0 | 0 | 0
Commercial_Warehouse_New_Food Preparation_Natural Gas_Broiler_E8_Baseline Forecast | Commercial | Warehouse | New | Food Preparation | Natural Gas | Broiler | E8 |  | Baseline Forecast | 0 | 0 | 0 | 0 | 0 | 0 | 0 | 0 | 0 | 0 | 0 | 0 | 0 | 0 | 0 | 0 | 0 | 0 | 0 | 0 | 0 | 0 | 0
Commercial_Warehouse_New_Food Preparation_Natural Gas_Broiler_E9_Baseline Forecast | Commercial | Warehouse | New | Food Preparation | Natural Gas | Broiler | E9 |  | Baseline Forecast | 0 | 0 | 0 | 0 | 0 | 0 | 0 | 0 | 0 | 0 | 0 | 0 | 0 | 0 | 0 | 0 | 0 | 0 | 0 | 0 | 0 | 0 | 0
Commercial_Warehouse_New_Food Preparation_Natural Gas_Broiler_E10_Baseline Forecast | Commercial | Warehouse | New | Food Preparation | Natural Gas | Broiler | E10 |  | Baseline Forecast | 0 | 0 | 0 | 0 | 0 | 0 | 0 | 0 | 0 | 0 | 0 | 0 | 0 | 0 | 0 | 0 | 0 | 0 | 0 | 0 | 0 | 0 | 0
Commercial_Warehouse_New_Food Preparation_Natural Gas_Griddle_E1_Baseline Forecast | Commercial | Warehouse | New | Food Preparation | Natural Gas | Griddle | E1 | Standard | Baseline Forecast | 0 | 0 | 0 | 0 | 0 | 0 | 0 | 0 | 0 | 0 | 0 | 0 | 0 | 0 | 0 | 0 | 0 | 0 | 0 | 0 | 0 | 0 | 0
Commercial_Warehouse_New_Food Preparation_Natural Gas_Griddle_E2_Baseline Forecast | Commercial | Warehouse | New | Food Preparation | Natural Gas | Griddle | E2 | ENERGY STAR | Baseline Forecast | 0 | 0 | 0 | 0 | 0 | 0 | 0 | 0 | 0 | 0 | 0 | 0 | 0 | 0 | 0 | 0 | 0 | 0 | 0 | 0 | 0 | 0 | 0
Commercial_Warehouse_New_Food Preparation_Natural Gas_Griddle_E3_Baseline Forecast | Commercial | Warehouse | New | Food Preparation | Natural Gas | Griddle | E3 |  | Baseline Forecast | 0 | 0 | 0 | 0 | 0 | 0 | 0 | 0 | 0 | 0 | 0 | 0 | 0 | 0 | 0 | 0 | 0 | 0 | 0 | 0 | 0 | 0 | 0
Commercial_Warehouse_New_Food Preparation_Natural Gas_Griddle_E4_Baseline Forecast | Commercial | Warehouse | New | Food Preparation | Natural Gas | Griddle | E4 |  | Baseline Forecast | 0 | 0 | 0 | 0 | 0 | 0 | 0 | 0 | 0 | 0 | 0 | 0 | 0 | 0 | 0 | 0 | 0 | 0 | 0 | 0 | 0 | 0 | 0
Commercial_Warehouse_New_Food Preparation_Natural Gas_Griddle_E5_Baseline Forecast | Commercial | Warehouse | New | Food Preparation | Natural Gas | Griddle | E5 |  | Baseline Forecast | 0 | 0 | 0 | 0 | 0 | 0 | 0 | 0 | 0 | 0 | 0 | 0 | 0 | 0 | 0 | 0 | 0 | 0 | 0 | 0 | 0 | 0 | 0
Commercial_Warehouse_New_Food Preparation_Natural Gas_Griddle_E6_Baseline Forecast | Commercial | Warehouse | New | Food Preparation | Natural Gas | Griddle | E6 |  | Baseline Forecast | 0 | 0 | 0 | 0 | 0 | 0 | 0 | 0 | 0 | 0 | 0 | 0 | 0 | 0 | 0 | 0 | 0 | 0 | 0 | 0 | 0 | 0 | 0
Commercial_Warehouse_New_Food Preparation_Natural Gas_Griddle_E7_Baseline Forecast | Commercial | Warehouse | New | Food Preparation | Natural Gas | Griddle | E7 |  | Baseline Forecast | 0 | 0 | 0 | 0 | 0 | 0 | 0 | 0 | 0 | 0 | 0 | 0 | 0 | 0 | 0 | 0 | 0 | 0 | 0 | 0 | 0 | 0 | 0
Commercial_Warehouse_New_Food Preparation_Natural Gas_Griddle_E8_Baseline Forecast | Commercial | Warehouse | New | Food Preparation | Natural Gas | Griddle | E8 |  | Baseline Forecast | 0 | 0 | 0 | 0 | 0 | 0 | 0 | 0 | 0 | 0 | 0 | 0 | 0 | 0 | 0 | 0 | 0 | 0 | 0 | 0 | 0 | 0 | 0
Commercial_Warehouse_New_Food Preparation_Natural Gas_Griddle_E9_Baseline Forecast | Commercial | Warehouse | New | Food Preparation | Natural Gas | Griddle | E9 |  | Baseline Forecast | 0 | 0 | 0 | 0 | 0 | 0 | 0 | 0 | 0 | 0 | 0 | 0 | 0 | 0 | 0 | 0 | 0 | 0 | 0 | 0 | 0 | 0 | 0
Commercial_Warehouse_New_Food Preparation_Natural Gas_Griddle_E10_Baseline Forecast | Commercial | Warehouse | New | Food Preparation | Natural Gas | Griddle | E10 |  | Baseline Forecast | 0 | 0 | 0 | 0 | 0 | 0 | 0 | 0 | 0 | 0 | 0 | 0 | 0 | 0 | 0 | 0 | 0 | 0 | 0 | 0 | 0 | 0 | 0
Commercial_Warehouse_New_Food Preparation_Natural Gas_Range_E1_Baseline Forecast | Commercial | Warehouse | New | Food Preparation | Natural Gas | Range | E1 | Standard | Baseline Forecast | 0 | 6204.6924 | 9620.2597 | 4248.4986 | 4172.8145 | 4128.2243 | 4083.6681 | 4054.308 | 4009.1723 | 3970.158 | 5156.44 | 6785.1892 | 7012.5875 | 7154.9283 | 7256.1805 | 8936.6992 | 9548.5918 | 7712.5392 | 7607.0027 | 7779.8799 | 8225.39 | 8655.6465 | 0
Commercial_Warehouse_New_Food Preparation_Natural Gas_Range_E2_Baseline Forecast | Commercial | Warehouse | New | Food Preparation | Natural Gas | Range | E2 | High Efficiency | Baseline Forecast | 0 | 8928.7038 | 13843.7883 | 6113.6931 | 6004.7819 | 5940.6155 | 5876.498 | 5834.2481 | 5769.2968 | 5713.1541 | 7420.2429 | 9764.0528 | 10091.2844 | 10296.1163 | 10441.8208 | 12860.1281 | 13740.6566 | 11098.532 | 10946.6624 | 11195.437 | 11836.5368 | 12455.6865 | 0
Commercial_Warehouse_New_Food Preparation_Natural Gas_Range_E3_Baseline Forecast | Commercial | Warehouse | New | Food Preparation | Natural Gas | Range | E3 |  | Baseline Forecast | 0 | 0 | 0 | 0 | 0 | 0 | 0 | 0 | 0 | 0 | 0 | 0 | 0 | 0 | 0 | 0 | 0 | 0 | 0 | 0 | 0 | 0 | 0
Commercial_Warehouse_New_Food Preparation_Natural Gas_Range_E4_Baseline Forecast | Commercial | Warehouse | New | Food Preparation | Natural Gas | Range | E4 |  | Baseline Forecast | 0 | 0 | 0 | 0 | 0 | 0 | 0 | 0 | 0 | 0 | 0 | 0 | 0 | 0 | 0 | 0 | 0 | 0 | 0 | 0 | 0 | 0 | 0
Commercial_Warehouse_New_Food Preparation_Natural Gas_Range_E5_Baseline Forecast | Commercial | Warehouse | New | Food Preparation | Natural Gas | Range | E5 |  | Baseline Forecast | 0 | 0 | 0 | 0 | 0 | 0 | 0 | 0 | 0 | 0 | 0 | 0 | 0 | 0 | 0 | 0 | 0 | 0 | 0 | 0 | 0 | 0 | 0
Commercial_Warehouse_New_Food Preparation_Natural Gas_Range_E6_Baseline Forecast | Commercial | Warehouse | New | Food Preparation | Natural Gas | Range | E6 |  | Baseline Forecast | 0 | 0 | 0 | 0 | 0 | 0 | 0 | 0 | 0 | 0 | 0 | 0 | 0 | 0 | 0 | 0 | 0 | 0 | 0 | 0 | 0 | 0 | 0
Commercial_Warehouse_New_Food Preparation_Natural Gas_Range_E7_Baseline Forecast | Commercial | Warehouse | New | Food Preparation | Natural Gas | Range | E7 |  | Baseline Forecast | 0 | 0 | 0 | 0 | 0 | 0 | 0 | 0 | 0 | 0 | 0 | 0 | 0 | 0 | 0 | 0 | 0 | 0 | 0 | 0 | 0 | 0 | 0
Commercial_Warehouse_New_Food Preparation_Natural Gas_Range_E8_Baseline Forecast | Commercial | Warehouse | New | Food Preparation | Natural Gas | Range | E8 |  | Baseline Forecast | 0 | 0 | 0 | 0 | 0 | 0 | 0 | 0 | 0 | 0 | 0 | 0 | 0 | 0 | 0 | 0 | 0 | 0 | 0 | 0 | 0 | 0 | 0
Commercial_Warehouse_New_Food Preparation_Natural Gas_Range_E9_Baseline Forecast | Commercial | Warehouse | New | Food Preparation | Natural Gas | Range | E9 |  | Baseline Forecast | 0 | 0 | 0 | 0 | 0 | 0 | 0 | 0 | 0 | 0 | 0 | 0 | 0 | 0 | 0 | 0 | 0 | 0 | 0 | 0 | 0 | 0 | 0
Commercial_Warehouse_New_Food Preparation_Natural Gas_Range_E10_Baseline Forecast | Commercial | Warehouse | New | Food Preparation | Natural Gas | Range | E10 |  | Baseline Forecast | 0 | 0 | 0 | 0 | 0 | 0 | 0 | 0 | 0 | 0 | 0 | 0 | 0 | 0 | 0 | 0 | 0 | 0 | 0 | 0 | 0 | 0 | 0
Commercial_Warehouse_New_Food Preparation_Natural Gas_Steamer_E1_Baseline Forecast | Commercial | Warehouse | New | Food Preparation | Natural Gas | Steamer | E1 | Standard | Baseline Forecast | 0 | 0 | 0 | 0 | 0 | 0 | 0 | 0 | 0 | 0 | 0 | 0 | 0 | 0 | 0 | 0 | 0 | 0 | 0 | 0 | 0 | 0 | 0
Commercial_Warehouse_New_Food Preparation_Natural Gas_Steamer_E2_Baseline Forecast | Commercial | Warehouse | New | Food Preparation | Natural Gas | Steamer | E2 | ENERGY STAR | Baseline Forecast | 0 | 0 | 0 | 0 | 0 | 0 | 0 | 0 | 0 | 0 | 0 | 0 | 0 | 0 | 0 | 0 | 0 | 0 | 0 | 0 | 0 | 0 | 0
Commercial_Warehouse_New_Food Preparation_Natural Gas_Steamer_E3_Baseline Forecast | Commercial | Warehouse | New | Food Preparation | Natural Gas | Steamer | E3 |  | Baseline Forecast | 0 | 0 | 0 | 0 | 0 | 0 | 0 | 0 | 0 | 0 | 0 | 0 | 0 | 0 | 0 | 0 | 0 | 0 | 0 | 0 | 0 | 0 | 0
Commercial_Warehouse_New_Food Preparation_Natural Gas_Steamer_E4_Baseline Forecast | Commercial | Warehouse | New | Food Preparation | Natural Gas | Steamer | E4 |  | Baseline Forecast | 0 | 0 | 0 | 0 | 0 | 0 | 0 | 0 | 0 | 0 | 0 | 0 | 0 | 0 | 0 | 0 | 0 | 0 | 0 | 0 | 0 | 0 | 0
Commercial_Warehouse_New_Food Preparation_Natural Gas_Steamer_E5_Baseline Forecast | Commercial | Warehouse | New | Food Preparation | Natural Gas | Steamer | E5 |  | Baseline Forecast | 0 | 0 | 0 | 0 | 0 | 0 | 0 | 0 | 0 | 0 | 0 | 0 | 0 | 0 | 0 | 0 | 0 | 0 | 0 | 0 | 0 | 0 | 0
Commercial_Warehouse_New_Food Preparation_Natural Gas_Steamer_E6_Baseline Forecast | Commercial | Warehouse | New | Food Preparation | Natural Gas | Steamer | E6 |  | Baseline Forecast | 0 | 0 | 0 | 0 | 0 | 0 | 0 | 0 | 0 | 0 | 0 | 0 | 0 | 0 | 0 | 0 | 0 | 0 | 0 | 0 | 0 | 0 | 0
Commercial_Warehouse_New_Food Preparation_Natural Gas_Steamer_E7_Baseline Forecast | Commercial | Warehouse | New | Food Preparation | Natural Gas | Steamer | E7 |  | Baseline Forecast | 0 | 0 | 0 | 0 | 0 | 0 | 0 | 0 | 0 | 0 | 0 | 0 | 0 | 0 | 0 | 0 | 0 | 0 | 0 | 0 | 0 | 0 | 0
Commercial_Warehouse_New_Food Preparation_Natural Gas_Steamer_E8_Baseline Forecast | Commercial | Warehouse | New | Food Preparation | Natural Gas | Steamer | E8 |  | Baseline Forecast | 0 | 0 | 0 | 0 | 0 | 0 | 0 | 0 | 0 | 0 | 0 | 0 | 0 | 0 | 0 | 0 | 0 | 0 | 0 | 0 | 0 | 0 | 0
Commercial_Warehouse_New_Food Preparation_Natural Gas_Steamer_E9_Baseline Forecast | Commercial | Warehouse | New | Food Preparation | Natural Gas | Steamer | E9 |  | Baseline Forecast | 0 | 0 | 0 | 0 | 0 | 0 | 0 | 0 | 0 | 0 | 0 | 0 | 0 | 0 | 0 | 0 | 0 | 0 | 0 | 0 | 0 | 0 | 0
Commercial_Warehouse_New_Food Preparation_Natural Gas_Steamer_E10_Baseline Forecast | Commercial | Warehouse | New | Food Preparation | Natural Gas | Steamer | E10 |  | Baseline Forecast | 0 | 0 | 0 | 0 | 0 | 0 | 0 | 0 | 0 | 0 | 0 | 0 | 0 | 0 | 0 | 0 | 0 | 0 | 0 | 0 | 0 | 0 | 0
Commercial_Warehouse_New_Food Preparation_Natural Gas_Food Prep Other_E1_Baseline Forecast | Commercial | Warehouse | New | Food Preparation | Natural Gas | Food Prep Other | E1 | Standard | Baseline Forecast | 0 | 0 | 0 | 0 | 0 | 0 | 0 | 0 | 0 | 0 | 0 | 0 | 0 | 0 | 0 | 0 | 0 | 0 | 0 | 0 | 0 | 0 | 0
Commercial_Warehouse_New_Food Preparation_Natural Gas_Food Prep Other_E2_Baseline Forecast | Commercial | Warehouse | New | Food Preparation | Natural Gas | Food Prep Other | E2 | ENERGY STAR | Baseline Forecast | 0 | 0 | 0 | 0 | 0 | 0 | 0 | 0 | 0 | 0 | 0 | 0 | 0 | 0 | 0 | 0 | 0 | 0 | 0 | 0 | 0 | 0 | 0
Commercial_Warehouse_New_Food Preparation_Natural Gas_Food Prep Other_E3_Baseline Forecast | Commercial | Warehouse | New | Food Preparation | Natural Gas | Food Prep Other | E3 |  | Baseline Forecast | 0 | 0 | 0 | 0 | 0 | 0 | 0 | 0 | 0 | 0 | 0 | 0 | 0 | 0 | 0 | 0 | 0 | 0 | 0 | 0 | 0 | 0 | 0
Commercial_Warehouse_New_Food Preparation_Natural Gas_Food Prep Other_E4_Baseline Forecast | Commercial | Warehouse | New | Food Preparation | Natural Gas | Food Prep Other | E4 |  | Baseline Forecast | 0 | 0 | 0 | 0 | 0 | 0 | 0 | 0 | 0 | 0 | 0 | 0 | 0 | 0 | 0 | 0 | 0 | 0 | 0 | 0 | 0 | 0 | 0
Commercial_Warehouse_New_Food Preparation_Natural Gas_Food Prep Other_E5_Baseline Forecast | Commercial | Warehouse | New | Food Preparation | Natural Gas | Food Prep Other | E5 |  | Baseline Forecast | 0 | 0 | 0 | 0 | 0 | 0 | 0 | 0 | 0 | 0 | 0 | 0 | 0 | 0 | 0 | 0 | 0 | 0 | 0 | 0 | 0 | 0 | 0
Commercial_Warehouse_New_Food Preparation_Natural Gas_Food Prep Other_E6_Baseline Forecast | Commercial | Warehouse | New | Food Preparation | Natural Gas | Food Prep Other | E6 |  | Baseline Forecast | 0 | 0 | 0 | 0 | 0 | 0 | 0 | 0 | 0 | 0 | 0 | 0 | 0 | 0 | 0 | 0 | 0 | 0 | 0 | 0 | 0 | 0 | 0
Commercial_Warehouse_New_Food Preparation_Natural Gas_Food Prep Other_E7_Baseline Forecast | Commercial | Warehouse | New | Food Preparation | Natural Gas | Food Prep Other | E7 |  | Baseline Forecast | 0 | 0 | 0 | 0 | 0 | 0 | 0 | 0 | 0 | 0 | 0 | 0 | 0 | 0 | 0 | 0 | 0 | 0 | 0 | 0 | 0 | 0 | 0
Commercial_Warehouse_New_Food Preparation_Natural Gas_Food Prep Other_E8_Baseline Forecast | Commercial | Warehouse | New | Food Preparation | Natural Gas | Food Prep Other | E8 |  | Baseline Forecast | 0 | 0 | 0 | 0 | 0 | 0 | 0 | 0 | 0 | 0 | 0 | 0 | 0 | 0 | 0 | 0 | 0 | 0 | 0 | 0 | 0 | 0 | 0
Commercial_Warehouse_New_Food Preparation_Natural Gas_Food Prep Other_E9_Baseline Forecast | Commercial | Warehouse | New | Food Preparation | Natural Gas | Food Prep Other | E9 |  | Baseline Forecast | 0 | 0 | 0 | 0 | 0 | 0 | 0 | 0 | 0 | 0 | 0 | 0 | 0 | 0 | 0 | 0 | 0 | 0 | 0 | 0 | 0 | 0 | 0
Commercial_Warehouse_New_Food Preparation_Natural Gas_Food Prep Other_E10_Baseline Forecast | Commercial | Warehouse | New | Food Preparation | Natural Gas | Food Prep Other | E10 |  | Baseline Forecast | 0 | 0 | 0 | 0 | 0 | 0 | 0 | 0 | 0 | 0 | 0 | 0 | 0 | 0 | 0 | 0 | 0 | 0 | 0 | 0 | 0 | 0 | 0
Commercial_Warehouse_New_Miscellaneous_Natural Gas_Pool Heater_E1_Baseline Forecast | Commercial | Warehouse | New | Miscellaneous | Natural Gas | Pool Heater | E1 | Standard (EF .82) | Baseline Forecast | 0 | 0 | 0 | 0 | 0 | 0 | 0 | 0 | 0 | 0 | 0 | 0 | 0 | 0 | 0 | 0 | 0 | 0 | 0 | 0 | 0 | 0 | 0
Commercial_Warehouse_New_Miscellaneous_Natural Gas_Pool Heater_E2_Baseline Forecast | Commercial | Warehouse | New | Miscellaneous | Natural Gas | Pool Heater | E2 | Condensing (EF .90) | Baseline Forecast | 0 | 0 | 0 | 0 | 0 | 0 | 0 | 0 | 0 | 0 | 0 | 0 | 0 | 0 | 0 | 0 | 0 | 0 | 0 | 0 | 0 | 0 | 0
Commercial_Warehouse_New_Miscellaneous_Natural Gas_Pool Heater_E3_Baseline Forecast | Commercial | Warehouse | New | Miscellaneous | Natural Gas | Pool Heater | E3 |  | Baseline Forecast | 0 | 0 | 0 | 0 | 0 | 0 | 0 | 0 | 0 | 0 | 0 | 0 | 0 | 0 | 0 | 0 | 0 | 0 | 0 | 0 | 0 | 0 | 0
Commercial_Warehouse_New_Miscellaneous_Natural Gas_Pool Heater_E4_Baseline Forecast | Commercial | Warehouse | New | Miscellaneous | Natural Gas | Pool Heater | E4 |  | Baseline Forecast | 0 | 0 | 0 | 0 | 0 | 0 | 0 | 0 | 0 | 0 | 0 | 0 | 0 | 0 | 0 | 0 | 0 | 0 | 0 | 0 | 0 | 0 | 0
Commercial_Warehouse_New_Miscellaneous_Natural Gas_Pool Heater_E5_Baseline Forecast | Commercial | Warehouse | New | Miscellaneous | Natural Gas | Pool Heater | E5 |  | Baseline Forecast | 0 | 0 | 0 | 0 | 0 | 0 | 0 | 0 | 0 | 0 | 0 | 0 | 0 | 0 | 0 | 0 | 0 | 0 | 0 | 0 | 0 | 0 | 0
Commercial_Warehouse_New_Miscellaneous_Natural Gas_Pool Heater_E6_Baseline Forecast | Commercial | Warehouse | New | Miscellaneous | Natural Gas | Pool Heater | E6 |  | Baseline Forecast | 0 | 0 | 0 | 0 | 0 | 0 | 0 | 0 | 0 | 0 | 0 | 0 | 0 | 0 | 0 | 0 | 0 | 0 | 0 | 0 | 0 | 0 | 0
Commercial_Warehouse_New_Miscellaneous_Natural Gas_Pool Heater_E7_Baseline Forecast | Commercial | Warehouse | New | Miscellaneous | Natural Gas | Pool Heater | E7 |  | Baseline Forecast | 0 | 0 | 0 | 0 | 0 | 0 | 0 | 0 | 0 | 0 | 0 | 0 | 0 | 0 | 0 | 0 | 0 | 0 | 0 | 0 | 0 | 0 | 0
Commercial_Warehouse_New_Miscellaneous_Natural Gas_Pool Heater_E8_Baseline Forecast | Commercial | Warehouse | New | Miscellaneous | Natural Gas | Pool Heater | E8 |  | Baseline Forecast | 0 | 0 | 0 | 0 | 0 | 0 | 0 | 0 | 0 | 0 | 0 | 0 | 0 | 0 | 0 | 0 | 0 | 0 | 0 | 0 | 0 | 0 | 0
Commercial_Warehouse_New_Miscellaneous_Natural Gas_Pool Heater_E9_Baseline Forecast | Commercial | Warehouse | New | Miscellaneous | Natural Gas | Pool Heater | E9 |  | Baseline Forecast | 0 | 0 | 0 | 0 | 0 | 0 | 0 | 0 | 0 | 0 | 0 | 0 | 0 | 0 | 0 | 0 | 0 | 0 | 0 | 0 | 0 | 0 | 0
Commercial_Warehouse_New_Miscellaneous_Natural Gas_Pool Heater_E10_Baseline Forecast | Commercial | Warehouse | New | Miscellaneous | Natural Gas | Pool Heater | E10 |  | Baseline Forecast | 0 | 0 | 0 | 0 | 0 | 0 | 0 | 0 | 0 | 0 | 0 | 0 | 0 | 0 | 0 | 0 | 0 | 0 | 0 | 0 | 0 | 0 | 0
Commercial_Warehouse_New_Miscellaneous_Natural Gas_Miscellaneous_E1_Baseline Forecast | Commercial | Warehouse | New | Miscellaneous | Natural Gas | Miscellaneous | E1 | Standard | Baseline Forecast | 0 | 0 | 0 | 0 | 0 | 0 | 0 | 0 | 0 | 0 | 0 | 0 | 0 | 0 | 0 | 0 | 0 | 0 | 0 | 0 | 0 | 0 | 0
Commercial_Warehouse_New_Miscellaneous_Natural Gas_Miscellaneous_E2_Baseline Forecast | Commercial | Warehouse | New | Miscellaneous | Natural Gas | Miscellaneous | E2 |  | Baseline Forecast | 0 | 0 | 0 | 0 | 0 | 0 | 0 | 0 | 0 | 0 | 0 | 0 | 0 | 0 | 0 | 0 | 0 | 0 | 0 | 0 | 0 | 0 | 0
Commercial_Warehouse_New_Miscellaneous_Natural Gas_Miscellaneous_E3_Baseline Forecast | Commercial | Warehouse | New | Miscellaneous | Natural Gas | Miscellaneous | E3 |  | Baseline Forecast | 0 | 0 | 0 | 0 | 0 | 0 | 0 | 0 | 0 | 0 | 0 | 0 | 0 | 0 | 0 | 0 | 0 | 0 | 0 | 0 | 0 | 0 | 0
Commercial_Warehouse_New_Miscellaneous_Natural Gas_Miscellaneous_E4_Baseline Forecast | Commercial | Warehouse | New | Miscellaneous | Natural Gas | Miscellaneous | E4 |  | Baseline Forecast | 0 | 0 | 0 | 0 | 0 | 0 | 0 | 0 | 0 | 0 | 0 | 0 | 0 | 0 | 0 | 0 | 0 | 0 | 0 | 0 | 0 | 0 | 0
Commercial_Warehouse_New_Miscellaneous_Natural Gas_Miscellaneous_E5_Baseline Forecast | Commercial | Warehouse | New | Miscellaneous | Natural Gas | Miscellaneous | E5 |  | Baseline Forecast | 0 | 0 | 0 | 0 | 0 | 0 | 0 | 0 | 0 | 0 | 0 | 0 | 0 | 0 | 0 | 0 | 0 | 0 | 0 | 0 | 0 | 0 | 0
Commercial_Warehouse_New_Miscellaneous_Natural Gas_Miscellaneous_E6_Baseline Forecast | Commercial | Warehouse | New | Miscellaneous | Natural Gas | Miscellaneous | E6 |  | Baseline Forecast | 0 | 0 | 0 | 0 | 0 | 0 | 0 | 0 | 0 | 0 | 0 | 0 | 0 | 0 | 0 | 0 | 0 | 0 | 0 | 0 | 0 | 0 | 0
Commercial_Warehouse_New_Miscellaneous_Natural Gas_Miscellaneous_E7_Baseline Forecast | Commercial | Warehouse | New | Miscellaneous | Natural Gas | Miscellaneous | E7 |  | Baseline Forecast | 0 | 0 | 0 | 0 | 0 | 0 | 0 | 0 | 0 | 0 | 0 | 0 | 0 | 0 | 0 | 0 | 0 | 0 | 0 | 0 | 0 | 0 | 0
Commercial_Warehouse_New_Miscellaneous_Natural Gas_Miscellaneous_E8_Baseline Forecast | Commercial | Warehouse | New | Miscellaneous | Natural Gas | Miscellaneous | E8 |  | Baseline Forecast | 0 | 0 | 0 | 0 | 0 | 0 | 0 | 0 | 0 | 0 | 0 | 0 | 0 | 0 | 0 | 0 | 0 | 0 | 0 | 0 | 0 | 0 | 0
Commercial_Warehouse_New_Miscellaneous_Natural Gas_Miscellaneous_E9_Baseline Forecast | Commercial | Warehouse | New | Miscellaneous | Natural Gas | Miscellaneous | E9 |  | Baseline Forecast | 0 | 0 | 0 | 0 | 0 | 0 | 0 | 0 | 0 | 0 | 0 | 0 | 0 | 0 | 0 | 0 | 0 | 0 | 0 | 0 | 0 | 0 | 0
Commercial_Warehouse_New_Miscellaneous_Natural Gas_Miscellaneous_E10_Baseline Forecast | Commercial | Warehouse | New | Miscellaneous | Natural Gas | Miscellaneous | E10 |  | Baseline Forecast | 0 | 0 | 0 | 0 | 0 | 0 | 0 | 0 | 0 | 0 | 0 | 0 | 0 | 0 | 0 | 0 | 0 | 0 | 0 | 0 | 0 | 0 | 0
Commercial_Miscellaneous_Existing_Space Heating_Natural Gas_Furnace_E1_Baseline Forecast | Commercial | Miscellaneous | Existing | Space Heating | Natural Gas | Furnace | E1 | AFUE 80% (Standard) | Baseline Forecast | 0 | 554039.9588 | 580519.8098 | 603838.8646 | 624254.5754 | 642004.7236 | 657308.9019 | 670369.8858 | 681374.9012 | 690496.7969 | 697895.1299 | 703717.1678 | 650902.6947 | 602051.9854 | 556867.5565 | 515074.251 | 476417.5628 | 440662.0865 | 407590.0841 | 408163.302 | 409628.6004 | 411766.2111 | 0
Commercial_Miscellaneous_Existing_Space Heating_Natural Gas_Furnace_E2_Baseline Forecast | Commercial | Miscellaneous | Existing | Space Heating | Natural Gas | Furnace | E2 | AFUE 90% | Baseline Forecast | 0 | 0 | 0 | 0 | 0 | 0 | 0 | 0 | 0 | 0 | 0 | 0 | 0 | 0 | 0 | 0 | 0 | 0 | 0 | 0 | 0 | 0 | 0
Commercial_Miscellaneous_Existing_Space Heating_Natural Gas_Furnace_E3_Baseline Forecast | Commercial | Miscellaneous | Existing | Space Heating | Natural Gas | Furnace | E3 | AFUE 95% | Baseline Forecast | 0 | 0 | 0 | 0 | 0 | 0 | 0 | 0 | 0 | 0 | 0 | 0 | 0 | 0 | 0 | 0 | 0 | 0 | 0 | 0 | 0 | 0 | 0
Commercial_Miscellaneous_Existing_Space Heating_Natural Gas_Furnace_E4_Baseline Forecast | Commercial | Miscellaneous | Existing | Space Heating | Natural Gas | Furnace | E4 |  | Baseline Forecast | 0 | 0 | 0 | 0 | 0 | 0 | 0 | 0 | 0 | 0 | 0 | 0 | 0 | 0 | 0 | 0 | 0 | 0 | 0 | 0 | 0 | 0 | 0
Commercial_Miscellaneous_Existing_Space Heating_Natural Gas_Furnace_E5_Baseline Forecast | Commercial | Miscellaneous | Existing | Space Heating | Natural Gas | Furnace | E5 |  | Baseline Forecast | 0 | 0 | 0 | 0 | 0 | 0 | 0 | 0 | 0 | 0 | 0 | 0 | 0 | 0 | 0 | 0 | 0 | 0 | 0 | 0 | 0 | 0 | 0
Commercial_Miscellaneous_Existing_Space Heating_Natural Gas_Furnace_E6_Baseline Forecast | Commercial | Miscellaneous | Existing | Space Heating | Natural Gas | Furnace | E6 |  | Baseline Forecast | 0 | 0 | 0 | 0 | 0 | 0 | 0 | 0 | 0 | 0 | 0 | 0 | 0 | 0 | 0 | 0 | 0 | 0 | 0 | 0 | 0 | 0 | 0
Commercial_Miscellaneous_Existing_Space Heating_Natural Gas_Furnace_E7_Baseline Forecast | Commercial | Miscellaneous | Existing | Space Heating | Natural Gas | Furnace | E7 |  | Baseline Forecast | 0 | 0 | 0 | 0 | 0 | 0 | 0 | 0 | 0 | 0 | 0 | 0 | 0 | 0 | 0 | 0 | 0 | 0 | 0 | 0 | 0 | 0 | 0
Commercial_Miscellaneous_Existing_Space Heating_Natural Gas_Furnace_E8_Baseline Forecast | Commercial | Miscellaneous | Existing | Space Heating | Natural Gas | Furnace | E8 |  | Baseline Forecast | 0 | 0 | 0 | 0 | 0 | 0 | 0 | 0 | 0 | 0 | 0 | 0 | 0 | 0 | 0 | 0 | 0 | 0 | 0 | 0 | 0 | 0 | 0
Commercial_Miscellaneous_Existing_Space Heating_Natural Gas_Furnace_E9_Baseline Forecast | Commercial | Miscellaneous | Existing | Space Heating | Natural Gas | Furnace | E9 |  | Baseline Forecast | 0 | 0 | 0 | 0 | 0 | 0 | 0 | 0 | 0 | 0 | 0 | 0 | 0 | 0 | 0 | 0 | 0 | 0 | 0 | 0 | 0 | 0 | 0
Commercial_Miscellaneous_Existing_Space Heating_Natural Gas_Furnace_E10_Baseline Forecast | Commercial | Miscellaneous | Existing | Space Heating | Natural Gas | Furnace | E10 |  | Baseline Forecast | 0 | 0 | 0 | 0 | 0 | 0 | 0 | 0 | 0 | 0 | 0 | 0 | 0 | 0 | 0 | 0 | 0 | 0 | 0 | 0 | 0 | 0 | 0
Commercial_Miscellaneous_Existing_Space Heating_Natural Gas_Boiler_E1_Baseline Forecast | Commercial | Miscellaneous | Existing | Space Heating | Natural Gas | Boiler | E1 | AFUE 80% (Standard) | Baseline Forecast | 0 | 120000.5367 | 118406.681 | 117922.3693 | 116134.0076 | 115510.3494 | 113577.1501 | 112857.8281 | 110818.611 | 110038.4695 | 107923.3408 | 107110.261 | 105280.0477 | 104455.8847 | 102261.7948 | 100055.7135 | 99577.8621 | 98058.9226 | 96545.0766 | 95038.4849 | 93541.0311 | 92054.3523 | 0
Commercial_Miscellaneous_Existing_Space Heating_Natural Gas_Boiler_E2_Baseline Forecast | Commercial | Miscellaneous | Existing | Space Heating | Natural Gas | Boiler | E2 | AFUE 85% | Baseline Forecast | 0 | 0 | 0 | 0 | 0 | 0 | 0 | 0 | 0 | 0 | 0 | 0 | 0 | 0 | 0 | 0 | 0 | 0 | 0 | 0 | 0 | 0 | 0
Commercial_Miscellaneous_Existing_Space Heating_Natural Gas_Boiler_E3_Baseline Forecast | Commercial | Miscellaneous | Existing | Space Heating | Natural Gas | Boiler | E3 | AFUE 98% | Baseline Forecast | 0 | 37788.3602 | 38071.4304 | 37117.3049 | 37357.7927 | 36340.3347 | 36553.5655 | 35486.8465 | 35685.292 | 34579.9904 | 34773.9188 | 33637.9332 | 33498.197 | 32337.694 | 32537.8438 | 32745.5062 | 31224.6788 | 30748.3841 | 30273.6867 | 29801.2641 | 29331.7067 | 28865.5281 | 0
Commercial_Miscellaneous_Existing_Space Heating_Natural Gas_Boiler_E4_Baseline Forecast | Commercial | Miscellaneous | Existing | Space Heating | Natural Gas | Boiler | E4 | Convert to NG Air Source Heat Pump | Baseline Forecast | 0 | 0 | 0 | 0 | 0 | 0 | 0 | 0 | 0 | 0 | 0 | 0 | 0 | 0 | 0 | 0 | 0 | 0 | 0 | 0 | 0 | 0 | 0
Commercial_Miscellaneous_Existing_Space Heating_Natural Gas_Boiler_E5_Baseline Forecast | Commercial | Miscellaneous | Existing | Space Heating | Natural Gas | Boiler | E5 |  | Baseline Forecast | 0 | 0 | 0 | 0 | 0 | 0 | 0 | 0 | 0 | 0 | 0 | 0 | 0 | 0 | 0 | 0 | 0 | 0 | 0 | 0 | 0 | 0 | 0
Commercial_Miscellaneous_Existing_Space Heating_Natural Gas_Boiler_E6_Baseline Forecast | Commercial | Miscellaneous | Existing | Space Heating | Natural Gas | Boiler | E6 |  | Baseline Forecast | 0 | 0 | 0 | 0 | 0 | 0 | 0 | 0 | 0 | 0 | 0 | 0 | 0 | 0 | 0 | 0 | 0 | 0 | 0 | 0 | 0 | 0 | 0
Commercial_Miscellaneous_Existing_Space Heating_Natural Gas_Boiler_E7_Baseline Forecast | Commercial | Miscellaneous | Existing | Space Heating | Natural Gas | Boiler | E7 |  | Baseline Forecast | 0 | 0 | 0 | 0 | 0 | 0 | 0 | 0 | 0 | 0 | 0 | 0 | 0 | 0 | 0 | 0 | 0 | 0 | 0 | 0 | 0 | 0 | 0
Commercial_Miscellaneous_Existing_Space Heating_Natural Gas_Boiler_E8_Baseline Forecast | Commercial | Miscellaneous | Existing | Space Heating | Natural Gas | Boiler | E8 |  | Baseline Forecast | 0 | 0 | 0 | 0 | 0 | 0 | 0 | 0 | 0 | 0 | 0 | 0 | 0 | 0 | 0 | 0 | 0 | 0 | 0 | 0 | 0 | 0 | 0
Commercial_Miscellaneous_Existing_Space Heating_Natural Gas_Boiler_E9_Baseline Forecast | Commercial | Miscellaneous | Existing | Space Heating | Natural Gas | Boiler | E9 |  | Baseline Forecast | 0 | 0 | 0 | 0 | 0 | 0 | 0 | 0 | 0 | 0 | 0 | 0 | 0 | 0 | 0 | 0 | 0 | 0 | 0 | 0 | 0 | 0 | 0
Commercial_Miscellaneous_Existing_Space Heating_Natural Gas_Boiler_E10_Baseline Forecast | Commercial | Miscellaneous | Existing | Space Heating | Natural Gas | Boiler | E10 |  | Baseline Forecast | 0 | 0 | 0 | 0 | 0 | 0 | 0 | 0 | 0 | 0 | 0 | 0 | 0 | 0 | 0 | 0 | 0 | 0 | 0 | 0 | 0 | 0 | 0
Commercial_Miscellaneous_Existing_Space Heating_Natural Gas_Unit Heater_E1_Baseline Forecast | Commercial | Miscellaneous | Existing | Space Heating | Natural Gas | Unit Heater | E1 | Standard | Baseline Forecast | 0 | 3746.9588 | 10712.3086 | 20427.1594 | 32475.8617 | 46490.2568 | 62144.5413 | 79150.6811 | 97254.3154 | 116231.0986 | 132679.3737 | 146877.3593 | 159692.3759 | 171745.4952 | 183471.1917 | 195163.4828 | 207011.5261 | 194339.4521 | 185643.9679 | 180407.894 | 178171.6117 | 177997.6395 | 0
Commercial_Miscellaneous_Existing_Space Heating_Natural Gas_Unit Heater_E2_Baseline Forecast | Commercial | Miscellaneous | Existing | Space Heating | Natural Gas | Unit Heater | E2 | Condensing | Baseline Forecast | 0 | 0 | 0 | 0 | 0 | 0 | 0 | 0 | 0 | 0 | 0 | 0 | 0 | 0 | 0 | 0 | 0 | 0 | 0 | 0 | 0 | 0 | 0
Commercial_Miscellaneous_Existing_Space Heating_Natural Gas_Unit Heater_E3_Baseline Forecast | Commercial | Miscellaneous | Existing | Space Heating | Natural Gas | Unit Heater | E3 | Infrared Radiant | Baseline Forecast | 0 | 0 | 0 | 0 | 0 | 0 | 0 | 0 | 0 | 0 | 0 | 0 | 0 | 0 | 0 | 0 | 0 | 0 | 0 | 0 | 0 | 0 | 0
Commercial_Miscellaneous_Existing_Space Heating_Natural Gas_Unit Heater_E4_Baseline Forecast | Commercial | Miscellaneous | Existing | Space Heating | Natural Gas | Unit Heater | E4 |  | Baseline Forecast | 0 | 0 | 0 | 0 | 0 | 0 | 0 | 0 | 0 | 0 | 0 | 0 | 0 | 0 | 0 | 0 | 0 | 0 | 0 | 0 | 0 | 0 | 0
Commercial_Miscellaneous_Existing_Space Heating_Natural Gas_Unit Heater_E5_Baseline Forecast | Commercial | Miscellaneous | Existing | Space Heating | Natural Gas | Unit Heater | E5 |  | Baseline Forecast | 0 | 0 | 0 | 0 | 0 | 0 | 0 | 0 | 0 | 0 | 0 | 0 | 0 | 0 | 0 | 0 | 0 | 0 | 0 | 0 | 0 | 0 | 0
Commercial_Miscellaneous_Existing_Space Heating_Natural Gas_Unit Heater_E6_Baseline Forecast | Commercial | Miscellaneous | Existing | Space Heating | Natural Gas | Unit Heater | E6 |  | Baseline Forecast | 0 | 0 | 0 | 0 | 0 | 0 | 0 | 0 | 0 | 0 | 0 | 0 | 0 | 0 | 0 | 0 | 0 | 0 | 0 | 0 | 0 | 0 | 0
Commercial_Miscellaneous_Existing_Space Heating_Natural Gas_Unit Heater_E7_Baseline Forecast | Commercial | Miscellaneous | Existing | Space Heating | Natural Gas | Unit Heater | E7 |  | Baseline Forecast | 0 | 0 | 0 | 0 | 0 | 0 | 0 | 0 | 0 | 0 | 0 | 0 | 0 | 0 | 0 | 0 | 0 | 0 | 0 | 0 | 0 | 0 | 0
Commercial_Miscellaneous_Existing_Space Heating_Natural Gas_Unit Heater_E8_Baseline Forecast | Commercial | Miscellaneous | Existing | Space Heating | Natural Gas | Unit Heater | E8 |  | Baseline Forecast | 0 | 0 | 0 | 0 | 0 | 0 | 0 | 0 | 0 | 0 | 0 | 0 | 0 | 0 | 0 | 0 | 0 | 0 | 0 | 0 | 0 | 0 | 0
Commercial_Miscellaneous_Existing_Space Heating_Natural Gas_Unit Heater_E9_Baseline Forecast | Commercial | Miscellaneous | Existing | Space Heating | Natural Gas | Unit Heater | E9 |  | Baseline Forecast | 0 | 0 | 0 | 0 | 0 | 0 | 0 | 0 | 0 | 0 | 0 | 0 | 0 | 0 | 0 | 0 | 0 | 0 | 0 | 0 | 0 | 0 | 0
Commercial_Miscellaneous_Existing_Space Heating_Natural Gas_Unit Heater_E10_Baseline Forecast | Commercial | Miscellaneous | Existing | Space Heating | Natural Gas | Unit Heater | E10 |  | Baseline Forecast | 0 | 0 | 0 | 0 | 0 | 0 | 0 | 0 | 0 | 0 | 0 | 0 | 0 | 0 | 0 | 0 | 0 | 0 | 0 | 0 | 0 | 0 | 0
Commercial_Miscellaneous_Existing_Water Heating_Natural Gas_Water Heater_E1_Baseline Forecast | Commercial | Miscellaneous | Existing | Water Heating | Natural Gas | Water Heater | E1 | TE 0.80 | Baseline Forecast | 0 | 131919.5536 | 143788.178 | 153944.7559 | 162579.4704 | 169862.1012 | 175944.2018 | 180961.0444 | 185033.3573 | 188268.8771 | 213324.8701 | 234932.3482 | 231682.4074 | 228403.1679 | 225104.2297 | 248902.538 | 242699.2812 | 236806.7462 | 231197.8575 | 229706.7692 | 231008.9945 | 230386.298 | 0
Commercial_Miscellaneous_Existing_Water Heating_Natural Gas_Water Heater_E2_Baseline Forecast | Commercial | Miscellaneous | Existing | Water Heating | Natural Gas | Water Heater | E2 | TE 0.90 | Baseline Forecast | 0 | 0 | 0 | 0 | 0 | 0 | 0 | 0 | 0 | 0 | 0 | 0 | 0 | 0 | 0 | 0 | 0 | 0 | 0 | 0 | 0 | 0 | 0
Commercial_Miscellaneous_Existing_Water Heating_Natural Gas_Water Heater_E3_Baseline Forecast | Commercial | Miscellaneous | Existing | Water Heating | Natural Gas | Water Heater | E3 | TE 0.94 | Baseline Forecast | 0 | 148760.3476 | 162144.1156 | 173597.278 | 183334.2964 | 191546.6248 | 198405.1638 | 204062.4543 | 208654.6369 | 212303.2019 | 240557.8322 | 264923.7118 | 261258.885 | 257561.0191 | 253840.9399 | 280677.3301 | 273682.1682 | 267037.3947 | 260712.4776 | 259031.0376 | 260499.5044 | 259797.3147 | 0
Commercial_Miscellaneous_Existing_Water Heating_Natural Gas_Water Heater_E4_Baseline Forecast | Commercial | Miscellaneous | Existing | Water Heating | Natural Gas | Water Heater | E4 | Instantaneous TE 0.94 | Baseline Forecast | 0 | 0 | 0 | 0 | 0 | 0 | 0 | 0 | 0 | 0 | 0 | 0 | 0 | 0 | 0 | 0 | 0 | 0 | 0 | 0 | 0 | 0 | 0
Commercial_Miscellaneous_Existing_Water Heating_Natural Gas_Water Heater_E5_Baseline Forecast | Commercial | Miscellaneous | Existing | Water Heating | Natural Gas | Water Heater | E5 | Gas-Fired Absorption HPWH | Baseline Forecast | 0 | 0 | 0 | 0 | 0 | 0 | 0 | 0 | 0 | 0 | 0 | 0 | 0 | 0 | 0 | 0 | 0 | 0 | 0 | 0 | 0 | 0 | 0
Commercial_Miscellaneous_Existing_Water Heating_Natural Gas_Water Heater_E6_Baseline Forecast | Commercial | Miscellaneous | Existing | Water Heating | Natural Gas | Water Heater | E6 |  | Baseline Forecast | 0 | 0 | 0 | 0 | 0 | 0 | 0 | 0 | 0 | 0 | 0 | 0 | 0 | 0 | 0 | 0 | 0 | 0 | 0 | 0 | 0 | 0 | 0
Commercial_Miscellaneous_Existing_Water Heating_Natural Gas_Water Heater_E7_Baseline Forecast | Commercial | Miscellaneous | Existing | Water Heating | Natural Gas | Water Heater | E7 |  | Baseline Forecast | 0 | 0 | 0 | 0 | 0 | 0 | 0 | 0 | 0 | 0 | 0 | 0 | 0 | 0 | 0 | 0 | 0 | 0 | 0 | 0 | 0 | 0 | 0
Commercial_Miscellaneous_Existing_Water Heating_Natural Gas_Water Heater_E8_Baseline Forecast | Commercial | Miscellaneous | Existing | Water Heating | Natural Gas | Water Heater | E8 |  | Baseline Forecast | 0 | 0 | 0 | 0 | 0 | 0 | 0 | 0 | 0 | 0 | 0 | 0 | 0 | 0 | 0 | 0 | 0 | 0 | 0 | 0 | 0 | 0 | 0
Commercial_Miscellaneous_Existing_Water Heating_Natural Gas_Water Heater_E9_Baseline Forecast | Commercial | Miscellaneous | Existing | Water Heating | Natural Gas | Water Heater | E9 |  | Baseline Forecast | 0 | 0 | 0 | 0 | 0 | 0 | 0 | 0 | 0 | 0 | 0 | 0 | 0 | 0 | 0 | 0 | 0 | 0 | 0 | 0 | 0 | 0 | 0
Commercial_Miscellaneous_Existing_Water Heating_Natural Gas_Water Heater_E10_Baseline Forecast | Commercial | Miscellaneous | Existing | Water Heating | Natural Gas | Water Heater | E10 |  | Baseline Forecast | 0 | 0 | 0 | 0 | 0 | 0 | 0 | 0 | 0 | 0 | 0 | 0 | 0 | 0 | 0 | 0 | 0 | 0 | 0 | 0 | 0 | 0 | 0
Commercial_Miscellaneous_Existing_Food Preparation_Natural Gas_Oven_E1_Baseline Forecast | Commercial | Miscellaneous | Existing | Food Preparation | Natural Gas | Oven | E1 | Standard | Baseline Forecast | 0 | 13861.9796 | 17709.8739 | 20617.6755 | 22788.3945 | 24381.6039 | 25522.7271 | 26310.3387 | 26821.9058 | 27118.3011 | 21320.5953 | 16762.3991 | 15468.3724 | 15086.5773 | 15266.7048 | 15766.8717 | 16423.2655 | 19878.9668 | 20785.9188 | 21410.0581 | 21813.3809 | 21065.6484 | 0
Commercial_Miscellaneous_Existing_Food Preparation_Natural Gas_Oven_E2_Baseline Forecast | Commercial | Miscellaneous | Existing | Food Preparation | Natural Gas | Oven | E2 | ENERGY STAR (EF ≥ 44%) Convection Oven utilizing ASTM Std F1496 | Baseline Forecast | 0 | 19947.7267 | 25484.9405 | 29669.3379 | 32793.0554 | 35085.7228 | 36727.8268 | 37861.2191 | 38597.3767 | 39023.8967 | 30680.8567 | 24121.5011 | 22259.3651 | 21709.9527 | 21969.1605 | 22688.913 | 23633.4796 | 28606.318 | 29911.4442 | 30809.5958 | 31389.9871 | 30313.9818 | 0
Commercial_Miscellaneous_Existing_Food Preparation_Natural Gas_Oven_E3_Baseline Forecast | Commercial | Miscellaneous | Existing | Food Preparation | Natural Gas | Oven | E3 |  | Baseline Forecast | 0 | 0 | 0 | 0 | 0 | 0 | 0 | 0 | 0 | 0 | 0 | 0 | 0 | 0 | 0 | 0 | 0 | 0 | 0 | 0 | 0 | 0 | 0
Commercial_Miscellaneous_Existing_Food Preparation_Natural Gas_Oven_E4_Baseline Forecast | Commercial | Miscellaneous | Existing | Food Preparation | Natural Gas | Oven | E4 |  | Baseline Forecast | 0 | 0 | 0 | 0 | 0 | 0 | 0 | 0 | 0 | 0 | 0 | 0 | 0 | 0 | 0 | 0 | 0 | 0 | 0 | 0 | 0 | 0 | 0
Commercial_Miscellaneous_Existing_Food Preparation_Natural Gas_Oven_E5_Baseline Forecast | Commercial | Miscellaneous | Existing | Food Preparation | Natural Gas | Oven | E5 |  | Baseline Forecast | 0 | 0 | 0 | 0 | 0 | 0 | 0 | 0 | 0 | 0 | 0 | 0 | 0 | 0 | 0 | 0 | 0 | 0 | 0 | 0 | 0 | 0 | 0
Commercial_Miscellaneous_Existing_Food Preparation_Natural Gas_Oven_E6_Baseline Forecast | Commercial | Miscellaneous | Existing | Food Preparation | Natural Gas | Oven | E6 |  | Baseline Forecast | 0 | 0 | 0 | 0 | 0 | 0 | 0 | 0 | 0 | 0 | 0 | 0 | 0 | 0 | 0 | 0 | 0 | 0 | 0 | 0 | 0 | 0 | 0
Commercial_Miscellaneous_Existing_Food Preparation_Natural Gas_Oven_E7_Baseline Forecast | Commercial | Miscellaneous | Existing | Food Preparation | Natural Gas | Oven | E7 |  | Baseline Forecast | 0 | 0 | 0 | 0 | 0 | 0 | 0 | 0 | 0 | 0 | 0 | 0 | 0 | 0 | 0 | 0 | 0 | 0 | 0 | 0 | 0 | 0 | 0
Commercial_Miscellaneous_Existing_Food Preparation_Natural Gas_Oven_E8_Baseline Forecast | Commercial | Miscellaneous | Existing | Food Preparation | Natural Gas | Oven | E8 |  | Baseline Forecast | 0 | 0 | 0 | 0 | 0 | 0 | 0 | 0 | 0 | 0 | 0 | 0 | 0 | 0 | 0 | 0 | 0 | 0 | 0 | 0 | 0 | 0 | 0
Commercial_Miscellaneous_Existing_Food Preparation_Natural Gas_Oven_E9_Baseline Forecast | Commercial | Miscellaneous | Existing | Food Preparation | Natural Gas | Oven | E9 |  | Baseline Forecast | 0 | 0 | 0 | 0 | 0 | 0 | 0 | 0 | 0 | 0 | 0 | 0 | 0 | 0 | 0 | 0 | 0 | 0 | 0 | 0 | 0 | 0 | 0
Commercial_Miscellaneous_Existing_Food Preparation_Natural Gas_Oven_E10_Baseline Forecast | Commercial | Miscellaneous | Existing | Food Preparation | Natural Gas | Oven | E10 |  | Baseline Forecast | 0 | 0 | 0 | 0 | 0 | 0 | 0 | 0 | 0 | 0 | 0 | 0 | 0 | 0 | 0 | 0 | 0 | 0 | 0 | 0 | 0 | 0 | 0
Commercial_Miscellaneous_Existing_Food Preparation_Natural Gas_Conveyor Oven_E1_Baseline Forecast | Commercial | Miscellaneous | Existing | Food Preparation | Natural Gas | Conveyor Oven | E1 | Standard | Baseline Forecast | 0 | 0 | 0 | 0 | 0 | 646.5211 | 1779.0477 | 3271.958 | 5027.0504 | 6967.6685 | 8441.4069 | 9548.9774 | 10369.5451 | 10965.3351 | 11385.2539 | 11667.7379 | 11842.9912 | 9311.0414 | 7320.4049 | 5755.3528 | 4524.8981 | 3655.4015 | 0
Commercial_Miscellaneous_Existing_Food Preparation_Natural Gas_Conveyor Oven_E2_Baseline Forecast | Commercial | Miscellaneous | Existing | Food Preparation | Natural Gas | Conveyor Oven | E2 | ENERGY STAR (EF ≥ 44%) Convection Oven utilizing ASTM Std F1496 | Baseline Forecast | 0 | 0 | 0 | 0 | 0 | 930.3596 | 2560.0931 | 4708.4273 | 7234.0481 | 10026.645 | 12147.3904 | 13741.2113 | 14922.0283 | 15779.3846 | 16383.6581 | 16790.1593 | 17042.3532 | 13398.8156 | 10534.2412 | 8282.0931 | 6511.4387 | 5260.212 | 0
Commercial_Miscellaneous_Existing_Food Preparation_Natural Gas_Conveyor Oven_E3_Baseline Forecast | Commercial | Miscellaneous | Existing | Food Preparation | Natural Gas | Conveyor Oven | E3 |  | Baseline Forecast | 0 | 0 | 0 | 0 | 0 | 0 | 0 | 0 | 0 | 0 | 0 | 0 | 0 | 0 | 0 | 0 | 0 | 0 | 0 | 0 | 0 | 0 | 0
Commercial_Miscellaneous_Existing_Food Preparation_Natural Gas_Conveyor Oven_E4_Baseline Forecast | Commercial | Miscellaneous | Existing | Food Preparation | Natural Gas | Conveyor Oven | E4 |  | Baseline Forecast | 0 | 0 | 0 | 0 | 0 | 0 | 0 | 0 | 0 | 0 | 0 | 0 | 0 | 0 | 0 | 0 | 0 | 0 | 0 | 0 | 0 | 0 | 0
Commercial_Miscellaneous_Existing_Food Preparation_Natural Gas_Conveyor Oven_E5_Baseline Forecast | Commercial | Miscellaneous | Existing | Food Preparation | Natural Gas | Conveyor Oven | E5 |  | Baseline Forecast | 0 | 0 | 0 | 0 | 0 | 0 | 0 | 0 | 0 | 0 | 0 | 0 | 0 | 0 | 0 | 0 | 0 | 0 | 0 | 0 | 0 | 0 | 0
Commercial_Miscellaneous_Existing_Food Preparation_Natural Gas_Conveyor Oven_E6_Baseline Forecast | Commercial | Miscellaneous | Existing | Food Preparation | Natural Gas | Conveyor Oven | E6 |  | Baseline Forecast | 0 | 0 | 0 | 0 | 0 | 0 | 0 | 0 | 0 | 0 | 0 | 0 | 0 | 0 | 0 | 0 | 0 | 0 | 0 | 0 | 0 | 0 | 0
Commercial_Miscellaneous_Existing_Food Preparation_Natural Gas_Conveyor Oven_E7_Baseline Forecast | Commercial | Miscellaneous | Existing | Food Preparation | Natural Gas | Conveyor Oven | E7 |  | Baseline Forecast | 0 | 0 | 0 | 0 | 0 | 0 | 0 | 0 | 0 | 0 | 0 | 0 | 0 | 0 | 0 | 0 | 0 | 0 | 0 | 0 | 0 | 0 | 0
Commercial_Miscellaneous_Existing_Food Preparation_Natural Gas_Conveyor Oven_E8_Baseline Forecast | Commercial | Miscellaneous | Existing | Food Preparation | Natural Gas | Conveyor Oven | E8 |  | Baseline Forecast | 0 | 0 | 0 | 0 | 0 | 0 | 0 | 0 | 0 | 0 | 0 | 0 | 0 | 0 | 0 | 0 | 0 | 0 | 0 | 0 | 0 | 0 | 0
Commercial_Miscellaneous_Existing_Food Preparation_Natural Gas_Conveyor Oven_E9_Baseline Forecast | Commercial | Miscellaneous | Existing | Food Preparation | Natural Gas | Conveyor Oven | E9 |  | Baseline Forecast | 0 | 0 | 0 | 0 | 0 | 0 | 0 | 0 | 0 | 0 | 0 | 0 | 0 | 0 | 0 | 0 | 0 | 0 | 0 | 0 | 0 | 0 | 0
Commercial_Miscellaneous_Existing_Food Preparation_Natural Gas_Conveyor Oven_E10_Baseline Forecast | Commercial | Miscellaneous | Existing | Food Preparation | Natural Gas | Conveyor Oven | E10 |  | Baseline Forecast | 0 | 0 | 0 | 0 | 0 | 0 | 0 | 0 | 0 | 0 | 0 | 0 | 0 | 0 | 0 | 0 | 0 | 0 | 0 | 0 | 0 | 0 | 0
Commercial_Miscellaneous_Existing_Food Preparation_Natural Gas_Double Rack Oven_E1_Baseline Forecast | Commercial | Miscellaneous | Existing | Food Preparation | Natural Gas | Double Rack Oven | E1 | Standard | Baseline Forecast | 0 | 3850.5499 | 5255.7793 | 6450.7139 | 7462.5053 | 8314.8621 | 9028.486 | 9621.4518 | 10109.5397 | 10506.5259 | 9178.1146 | 8017.6633 | 7639.952 | 7486.5467 | 7485.9534 | 7585.0322 | 7744.6835 | 8700.7157 | 9033.108 | 9298.7757 | 9506.5811 | 9392.3268 | 0
Commercial_Miscellaneous_Existing_Food Preparation_Natural Gas_Double Rack Oven_E2_Baseline Forecast | Commercial | Miscellaneous | Existing | Food Preparation | Natural Gas | Double Rack Oven | E2 | FTSC Qualified (>50% Cooking Efficiency) | Baseline Forecast | 0 | 5541.0352 | 7563.1946 | 9282.7347 | 10738.7271 | 11965.2893 | 12992.2115 | 13845.5038 | 14547.8743 | 15119.147 | 13207.5307 | 11537.6131 | 10994.0773 | 10773.3233 | 10772.4696 | 10915.0464 | 11144.7885 | 12520.5422 | 12998.8628 | 13381.1651 | 13680.2021 | 13515.7873 | 0
Commercial_Miscellaneous_Existing_Food Preparation_Natural Gas_Double Rack Oven_E3_Baseline Forecast | Commercial | Miscellaneous | Existing | Food Preparation | Natural Gas | Double Rack Oven | E3 |  | Baseline Forecast | 0 | 0 | 0 | 0 | 0 | 0 | 0 | 0 | 0 | 0 | 0 | 0 | 0 | 0 | 0 | 0 | 0 | 0 | 0 | 0 | 0 | 0 | 0
Commercial_Miscellaneous_Existing_Food Preparation_Natural Gas_Double Rack Oven_E4_Baseline Forecast | Commercial | Miscellaneous | Existing | Food Preparation | Natural Gas | Double Rack Oven | E4 |  | Baseline Forecast | 0 | 0 | 0 | 0 | 0 | 0 | 0 | 0 | 0 | 0 | 0 | 0 | 0 | 0 | 0 | 0 | 0 | 0 | 0 | 0 | 0 | 0 | 0
Commercial_Miscellaneous_Existing_Food Preparation_Natural Gas_Double Rack Oven_E5_Baseline Forecast | Commercial | Miscellaneous | Existing | Food Preparation | Natural Gas | Double Rack Oven | E5 |  | Baseline Forecast | 0 | 0 | 0 | 0 | 0 | 0 | 0 | 0 | 0 | 0 | 0 | 0 | 0 | 0 | 0 | 0 | 0 | 0 | 0 | 0 | 0 | 0 | 0
Commercial_Miscellaneous_Existing_Food Preparation_Natural Gas_Double Rack Oven_E6_Baseline Forecast | Commercial | Miscellaneous | Existing | Food Preparation | Natural Gas | Double Rack Oven | E6 |  | Baseline Forecast | 0 | 0 | 0 | 0 | 0 | 0 | 0 | 0 | 0 | 0 | 0 | 0 | 0 | 0 | 0 | 0 | 0 | 0 | 0 | 0 | 0 | 0 | 0
Commercial_Miscellaneous_Existing_Food Preparation_Natural Gas_Double Rack Oven_E7_Baseline Forecast | Commercial | Miscellaneous | Existing | Food Preparation | Natural Gas | Double Rack Oven | E7 |  | Baseline Forecast | 0 | 0 | 0 | 0 | 0 | 0 | 0 | 0 | 0 | 0 | 0 | 0 | 0 | 0 | 0 | 0 | 0 | 0 | 0 | 0 | 0 | 0 | 0
Commercial_Miscellaneous_Existing_Food Preparation_Natural Gas_Double Rack Oven_E8_Baseline Forecast | Commercial | Miscellaneous | Existing | Food Preparation | Natural Gas | Double Rack Oven | E8 |  | Baseline Forecast | 0 | 0 | 0 | 0 | 0 | 0 | 0 | 0 | 0 | 0 | 0 | 0 | 0 | 0 | 0 | 0 | 0 | 0 | 0 | 0 | 0 | 0 | 0
Commercial_Miscellaneous_Existing_Food Preparation_Natural Gas_Double Rack Oven_E9_Baseline Forecast | Commercial | Miscellaneous | Existing | Food Preparation | Natural Gas | Double Rack Oven | E9 |  | Baseline Forecast | 0 | 0 | 0 | 0 | 0 | 0 | 0 | 0 | 0 | 0 | 0 | 0 | 0 | 0 | 0 | 0 | 0 | 0 | 0 | 0 | 0 | 0 | 0
Commercial_Miscellaneous_Existing_Food Preparation_Natural Gas_Double Rack Oven_E10_Baseline Forecast | Commercial | Miscellaneous | Existing | Food Preparation | Natural Gas | Double Rack Oven | E10 |  | Baseline Forecast | 0 | 0 | 0 | 0 | 0 | 0 | 0 | 0 | 0 | 0 | 0 | 0 | 0 | 0 | 0 | 0 | 0 | 0 | 0 | 0 | 0 | 0 | 0
Commercial_Miscellaneous_Existing_Food Preparation_Natural Gas_Fryer_E1_Baseline Forecast | Commercial | Miscellaneous | Existing | Food Preparation | Natural Gas | Fryer | E1 | Standard | Baseline Forecast | 0 | 30799.1906 | 33570.1523 | 35941.4033 | 37957.3457 | 39657.6178 | 48136.1222 | 55145.0631 | 60942.0231 | 65731.4124 | 75926.7021 | 79804.9041 | 79088.9343 | 79076.618 | 79438.6956 | 82825.3997 | 85407.5282 | 86447.8243 | 86601.0688 | 87529.6648 | 87403.6106 | 86679.6165 | 0
Commercial_Miscellaneous_Existing_Food Preparation_Natural Gas_Fryer_E2_Baseline Forecast | Commercial | Miscellaneous | Existing | Food Preparation | Natural Gas | Fryer | E2 | ENERGY STAR | Baseline Forecast | 0 | 10821.3372 | 11794.9184 | 12628.0606 | 13336.3647 | 13933.7576 | 16912.6916 | 19375.2924 | 21412.0622 | 23094.8206 | 26676.9494 | 28039.5609 | 27788.004 | 27783.6766 | 27910.8931 | 29100.8161 | 30008.0504 | 30373.5599 | 30427.4025 | 30753.666 | 30709.3767 | 30455.0004 | 0
Commercial_Miscellaneous_Existing_Food Preparation_Natural Gas_Fryer_E3_Baseline Forecast | Commercial | Miscellaneous | Existing | Food Preparation | Natural Gas | Fryer | E3 |  | Baseline Forecast | 0 | 0 | 0 | 0 | 0 | 0 | 0 | 0 | 0 | 0 | 0 | 0 | 0 | 0 | 0 | 0 | 0 | 0 | 0 | 0 | 0 | 0 | 0
Commercial_Miscellaneous_Existing_Food Preparation_Natural Gas_Fryer_E4_Baseline Forecast | Commercial | Miscellaneous | Existing | Food Preparation | Natural Gas | Fryer | E4 |  | Baseline Forecast | 0 | 0 | 0 | 0 | 0 | 0 | 0 | 0 | 0 | 0 | 0 | 0 | 0 | 0 | 0 | 0 | 0 | 0 | 0 | 0 | 0 | 0 | 0
Commercial_Miscellaneous_Existing_Food Preparation_Natural Gas_Fryer_E5_Baseline Forecast | Commercial | Miscellaneous | Existing | Food Preparation | Natural Gas | Fryer | E5 |  | Baseline Forecast | 0 | 0 | 0 | 0 | 0 | 0 | 0 | 0 | 0 | 0 | 0 | 0 | 0 | 0 | 0 | 0 | 0 | 0 | 0 | 0 | 0 | 0 | 0
Commercial_Miscellaneous_Existing_Food Preparation_Natural Gas_Fryer_E6_Baseline Forecast | Commercial | Miscellaneous | Existing | Food Preparation | Natural Gas | Fryer | E6 |  | Baseline Forecast | 0 | 0 | 0 | 0 | 0 | 0 | 0 | 0 | 0 | 0 | 0 | 0 | 0 | 0 | 0 | 0 | 0 | 0 | 0 | 0 | 0 | 0 | 0
Commercial_Miscellaneous_Existing_Food Preparation_Natural Gas_Fryer_E7_Baseline Forecast | Commercial | Miscellaneous | Existing | Food Preparation | Natural Gas | Fryer | E7 |  | Baseline Forecast | 0 | 0 | 0 | 0 | 0 | 0 | 0 | 0 | 0 | 0 | 0 | 0 | 0 | 0 | 0 | 0 | 0 | 0 | 0 | 0 | 0 | 0 | 0
Commercial_Miscellaneous_Existing_Food Preparation_Natural Gas_Fryer_E8_Baseline Forecast | Commercial | Miscellaneous | Existing | Food Preparation | Natural Gas | Fryer | E8 |  | Baseline Forecast | 0 | 0 | 0 | 0 | 0 | 0 | 0 | 0 | 0 | 0 | 0 | 0 | 0 | 0 | 0 | 0 | 0 | 0 | 0 | 0 | 0 | 0 | 0
Commercial_Miscellaneous_Existing_Food Preparation_Natural Gas_Fryer_E9_Baseline Forecast | Commercial | Miscellaneous | Existing | Food Preparation | Natural Gas | Fryer | E9 |  | Baseline Forecast | 0 | 0 | 0 | 0 | 0 | 0 | 0 | 0 | 0 | 0 | 0 | 0 | 0 | 0 | 0 | 0 | 0 | 0 | 0 | 0 | 0 | 0 | 0
Commercial_Miscellaneous_Existing_Food Preparation_Natural Gas_Fryer_E10_Baseline Forecast | Commercial | Miscellaneous | Existing | Food Preparation | Natural Gas | Fryer | E10 |  | Baseline Forecast | 0 | 0 | 0 | 0 | 0 | 0 | 0 | 0 | 0 | 0 | 0 | 0 | 0 | 0 | 0 | 0 | 0 | 0 | 0 | 0 | 0 | 0 | 0
Commercial_Miscellaneous_Existing_Food Preparation_Natural Gas_Broiler_E1_Baseline Forecast | Commercial | Miscellaneous | Existing | Food Preparation | Natural Gas | Broiler | E1 | Standard | Baseline Forecast | 0 | 26582.7739 | 29752.8461 | 32409.4991 | 34619.5896 | 36441.4875 | 37926.1496 | 39118.0578 | 40056.0379 | 40773.9755 | 35618.6453 | 31115.1384 | 31571.8619 | 32110.8908 | 32673.2769 | 33218.2237 | 33718.4987 | 39432.7366 | 39391.6543 | 39270.5134 | 39080.9062 | 37894.2756 | 0
Commercial_Miscellaneous_Existing_Food Preparation_Natural Gas_Broiler_E2_Baseline Forecast | Commercial | Miscellaneous | Existing | Food Preparation | Natural Gas | Broiler | E2 | Infrared Burners | Baseline Forecast | 0 | 9339.8935 | 10453.7027 | 11387.1213 | 12163.6396 | 12803.7659 | 13325.4039 | 13744.1825 | 14073.743 | 14325.9914 | 12514.6591 | 10932.3459 | 11092.8163 | 11282.2049 | 11479.8 | 11671.2678 | 11847.0401 | 13854.7453 | 13840.311 | 13797.748 | 13731.1292 | 13314.2049 | 0
Commercial_Miscellaneous_Existing_Food Preparation_Natural Gas_Broiler_E3_Baseline Forecast | Commercial | Miscellaneous | Existing | Food Preparation | Natural Gas | Broiler | E3 |  | Baseline Forecast | 0 | 0 | 0 | 0 | 0 | 0 | 0 | 0 | 0 | 0 | 0 | 0 | 0 | 0 | 0 | 0 | 0 | 0 | 0 | 0 | 0 | 0 | 0
Commercial_Miscellaneous_Existing_Food Preparation_Natural Gas_Broiler_E4_Baseline Forecast | Commercial | Miscellaneous | Existing | Food Preparation | Natural Gas | Broiler | E4 |  | Baseline Forecast | 0 | 0 | 0 | 0 | 0 | 0 | 0 | 0 | 0 | 0 | 0 | 0 | 0 | 0 | 0 | 0 | 0 | 0 | 0 | 0 | 0 | 0 | 0
Commercial_Miscellaneous_Existing_Food Preparation_Natural Gas_Broiler_E5_Baseline Forecast | Commercial | Miscellaneous | Existing | Food Preparation | Natural Gas | Broiler | E5 |  | Baseline Forecast | 0 | 0 | 0 | 0 | 0 | 0 | 0 | 0 | 0 | 0 | 0 | 0 | 0 | 0 | 0 | 0 | 0 | 0 | 0 | 0 | 0 | 0 | 0
Commercial_Miscellaneous_Existing_Food Preparation_Natural Gas_Broiler_E6_Baseline Forecast | Commercial | Miscellaneous | Existing | Food Preparation | Natural Gas | Broiler | E6 |  | Baseline Forecast | 0 | 0 | 0 | 0 | 0 | 0 | 0 | 0 | 0 | 0 | 0 | 0 | 0 | 0 | 0 | 0 | 0 | 0 | 0 | 0 | 0 | 0 | 0
Commercial_Miscellaneous_Existing_Food Preparation_Natural Gas_Broiler_E7_Baseline Forecast | Commercial | Miscellaneous | Existing | Food Preparation | Natural Gas | Broiler | E7 |  | Baseline Forecast | 0 | 0 | 0 | 0 | 0 | 0 | 0 | 0 | 0 | 0 | 0 | 0 | 0 | 0 | 0 | 0 | 0 | 0 | 0 | 0 | 0 | 0 | 0
Commercial_Miscellaneous_Existing_Food Preparation_Natural Gas_Broiler_E8_Baseline Forecast | Commercial | Miscellaneous | Existing | Food Preparation | Natural Gas | Broiler | E8 |  | Baseline Forecast | 0 | 0 | 0 | 0 | 0 | 0 | 0 | 0 | 0 | 0 | 0 | 0 | 0 | 0 | 0 | 0 | 0 | 0 | 0 | 0 | 0 | 0 | 0
Commercial_Miscellaneous_Existing_Food Preparation_Natural Gas_Broiler_E9_Baseline Forecast | Commercial | Miscellaneous | Existing | Food Preparation | Natural Gas | Broiler | E9 |  | Baseline Forecast | 0 | 0 | 0 | 0 | 0 | 0 | 0 | 0 | 0 | 0 | 0 | 0 | 0 | 0 | 0 | 0 | 0 | 0 | 0 | 0 | 0 | 0 | 0
Commercial_Miscellaneous_Existing_Food Preparation_Natural Gas_Broiler_E10_Baseline Forecast | Commercial | Miscellaneous | Existing | Food Preparation | Natural Gas | Broiler | E10 |  | Baseline Forecast | 0 | 0 | 0 | 0 | 0 | 0 | 0 | 0 | 0 | 0 | 0 | 0 | 0 | 0 | 0 | 0 | 0 | 0 | 0 | 0 | 0 | 0 | 0
Commercial_Miscellaneous_Existing_Food Preparation_Natural Gas_Griddle_E1_Baseline Forecast | Commercial | Miscellaneous | Existing | Food Preparation | Natural Gas | Griddle | E1 | Standard | Baseline Forecast | 0 | 31936.272 | 35744.7642 | 38936.4399 | 41591.62 | 43780.4294 | 45564.0872 | 46996.0335 | 48122.9132 | 48985.4361 | 42791.8752 | 37381.4082 | 37930.1111 | 38577.6949 | 39253.3398 | 39908.0333 | 40509.0587 | 47374.0854 | 47324.7295 | 47179.1922 | 46951.4 | 45525.7942 | 0
Commercial_Miscellaneous_Existing_Food Preparation_Natural Gas_Griddle_E2_Baseline Forecast | Commercial | Miscellaneous | Existing | Food Preparation | Natural Gas | Griddle | E2 | ENERGY STAR | Baseline Forecast | 0 | 13044.3928 | 14599.9741 | 15903.6163 | 16988.1265 | 17882.1472 | 18610.6835 | 19195.563 | 19655.8378 | 20008.1359 | 17478.3716 | 15268.4625 | 15492.5806 | 15757.0867 | 16033.0543 | 16300.4643 | 16545.9535 | 19349.9785 | 19329.8191 | 19270.3743 | 19177.3324 | 18595.0427 | 0
Commercial_Miscellaneous_Existing_Food Preparation_Natural Gas_Griddle_E3_Baseline Forecast | Commercial | Miscellaneous | Existing | Food Preparation | Natural Gas | Griddle | E3 |  | Baseline Forecast | 0 | 0 | 0 | 0 | 0 | 0 | 0 | 0 | 0 | 0 | 0 | 0 | 0 | 0 | 0 | 0 | 0 | 0 | 0 | 0 | 0 | 0 | 0
Commercial_Miscellaneous_Existing_Food Preparation_Natural Gas_Griddle_E4_Baseline Forecast | Commercial | Miscellaneous | Existing | Food Preparation | Natural Gas | Griddle | E4 |  | Baseline Forecast | 0 | 0 | 0 | 0 | 0 | 0 | 0 | 0 | 0 | 0 | 0 | 0 | 0 | 0 | 0 | 0 | 0 | 0 | 0 | 0 | 0 | 0 | 0
Commercial_Miscellaneous_Existing_Food Preparation_Natural Gas_Griddle_E5_Baseline Forecast | Commercial | Miscellaneous | Existing | Food Preparation | Natural Gas | Griddle | E5 |  | Baseline Forecast | 0 | 0 | 0 | 0 | 0 | 0 | 0 | 0 | 0 | 0 | 0 | 0 | 0 | 0 | 0 | 0 | 0 | 0 | 0 | 0 | 0 | 0 | 0
Commercial_Miscellaneous_Existing_Food Preparation_Natural Gas_Griddle_E6_Baseline Forecast | Commercial | Miscellaneous | Existing | Food Preparation | Natural Gas | Griddle | E6 |  | Baseline Forecast | 0 | 0 | 0 | 0 | 0 | 0 | 0 | 0 | 0 | 0 | 0 | 0 | 0 | 0 | 0 | 0 | 0 | 0 | 0 | 0 | 0 | 0 | 0
Commercial_Miscellaneous_Existing_Food Preparation_Natural Gas_Griddle_E7_Baseline Forecast | Commercial | Miscellaneous | Existing | Food Preparation | Natural Gas | Griddle | E7 |  | Baseline Forecast | 0 | 0 | 0 | 0 | 0 | 0 | 0 | 0 | 0 | 0 | 0 | 0 | 0 | 0 | 0 | 0 | 0 | 0 | 0 | 0 | 0 | 0 | 0
Commercial_Miscellaneous_Existing_Food Preparation_Natural Gas_Griddle_E8_Baseline Forecast | Commercial | Miscellaneous | Existing | Food Preparation | Natural Gas | Griddle | E8 |  | Baseline Forecast | 0 | 0 | 0 | 0 | 0 | 0 | 0 | 0 | 0 | 0 | 0 | 0 | 0 | 0 | 0 | 0 | 0 | 0 | 0 | 0 | 0 | 0 | 0
Commercial_Miscellaneous_Existing_Food Preparation_Natural Gas_Griddle_E9_Baseline Forecast | Commercial | Miscellaneous | Existing | Food Preparation | Natural Gas | Griddle | E9 |  | Baseline Forecast | 0 | 0 | 0 | 0 | 0 | 0 | 0 | 0 | 0 | 0 | 0 | 0 | 0 | 0 | 0 | 0 | 0 | 0 | 0 | 0 | 0 | 0 | 0
Commercial_Miscellaneous_Existing_Food Preparation_Natural Gas_Griddle_E10_Baseline Forecast | Commercial | Miscellaneous | Existing | Food Preparation | Natural Gas | Griddle | E10 |  | Baseline Forecast | 0 | 0 | 0 | 0 | 0 | 0 | 0 | 0 | 0 | 0 | 0 | 0 | 0 | 0 | 0 | 0 | 0 | 0 | 0 | 0 | 0 | 0 | 0
Commercial_Miscellaneous_Existing_Food Preparation_Natural Gas_Range_E1_Baseline Forecast | Commercial | Miscellaneous | Existing | Food Preparation | Natural Gas | Range | E1 | Standard | Baseline Forecast | 0 | 75488.698 | 96443.3193 | 112278.4426 | 124099.6078 | 132775.808 | 138990.0647 | 143279.1905 | 146065.0507 | 147679.1414 | 129016.5809 | 117927.6464 | 111917.6027 | 109214.1432 | 108572.4849 | 124643.1447 | 127072.6531 | 128481.4157 | 129096.3046 | 125783.643 | 120807.5835 | 115493.939 | 0
Commercial_Miscellaneous_Existing_Food Preparation_Natural Gas_Range_E2_Baseline Forecast | Commercial | Miscellaneous | Existing | Food Preparation | Natural Gas | Range | E2 | High Efficiency | Baseline Forecast | 0 | 108630.0776 | 138784.2888 | 161571.4174 | 178582.3624 | 191067.6261 | 200010.093 | 206182.2497 | 210191.1705 | 212513.8864 | 185658.0066 | 169700.7595 | 161052.16 | 157161.8158 | 156238.4539 | 179364.5253 | 182860.6472 | 184887.8909 | 185772.731 | 181005.7302 | 173845.0592 | 166198.5952 | 0
Commercial_Miscellaneous_Existing_Food Preparation_Natural Gas_Range_E3_Baseline Forecast | Commercial | Miscellaneous | Existing | Food Preparation | Natural Gas | Range | E3 |  | Baseline Forecast | 0 | 0 | 0 | 0 | 0 | 0 | 0 | 0 | 0 | 0 | 0 | 0 | 0 | 0 | 0 | 0 | 0 | 0 | 0 | 0 | 0 | 0 | 0
Commercial_Miscellaneous_Existing_Food Preparation_Natural Gas_Range_E4_Baseline Forecast | Commercial | Miscellaneous | Existing | Food Preparation | Natural Gas | Range | E4 |  | Baseline Forecast | 0 | 0 | 0 | 0 | 0 | 0 | 0 | 0 | 0 | 0 | 0 | 0 | 0 | 0 | 0 | 0 | 0 | 0 | 0 | 0 | 0 | 0 | 0
Commercial_Miscellaneous_Existing_Food Preparation_Natural Gas_Range_E5_Baseline Forecast | Commercial | Miscellaneous | Existing | Food Preparation | Natural Gas | Range | E5 |  | Baseline Forecast | 0 | 0 | 0 | 0 | 0 | 0 | 0 | 0 | 0 | 0 | 0 | 0 | 0 | 0 | 0 | 0 | 0 | 0 | 0 | 0 | 0 | 0 | 0
Commercial_Miscellaneous_Existing_Food Preparation_Natural Gas_Range_E6_Baseline Forecast | Commercial | Miscellaneous | Existing | Food Preparation | Natural Gas | Range | E6 |  | Baseline Forecast | 0 | 0 | 0 | 0 | 0 | 0 | 0 | 0 | 0 | 0 | 0 | 0 | 0 | 0 | 0 | 0 | 0 | 0 | 0 | 0 | 0 | 0 | 0
Commercial_Miscellaneous_Existing_Food Preparation_Natural Gas_Range_E7_Baseline Forecast | Commercial | Miscellaneous | Existing | Food Preparation | Natural Gas | Range | E7 |  | Baseline Forecast | 0 | 0 | 0 | 0 | 0 | 0 | 0 | 0 | 0 | 0 | 0 | 0 | 0 | 0 | 0 | 0 | 0 | 0 | 0 | 0 | 0 | 0 | 0
Commercial_Miscellaneous_Existing_Food Preparation_Natural Gas_Range_E8_Baseline Forecast | Commercial | Miscellaneous | Existing | Food Preparation | Natural Gas | Range | E8 |  | Baseline Forecast | 0 | 0 | 0 | 0 | 0 | 0 | 0 | 0 | 0 | 0 | 0 | 0 | 0 | 0 | 0 | 0 | 0 | 0 | 0 | 0 | 0 | 0 | 0
Commercial_Miscellaneous_Existing_Food Preparation_Natural Gas_Range_E9_Baseline Forecast | Commercial | Miscellaneous | Existing | Food Preparation | Natural Gas | Range | E9 |  | Baseline Forecast | 0 | 0 | 0 | 0 | 0 | 0 | 0 | 0 | 0 | 0 | 0 | 0 | 0 | 0 | 0 | 0 | 0 | 0 | 0 | 0 | 0 | 0 | 0
Commercial_Miscellaneous_Existing_Food Preparation_Natural Gas_Range_E10_Baseline Forecast | Commercial | Miscellaneous | Existing | Food Preparation | Natural Gas | Range | E10 |  | Baseline Forecast | 0 | 0 | 0 | 0 | 0 | 0 | 0 | 0 | 0 | 0 | 0 | 0 | 0 | 0 | 0 | 0 | 0 | 0 | 0 | 0 | 0 | 0 | 0
Commercial_Miscellaneous_Existing_Food Preparation_Natural Gas_Steamer_E1_Baseline Forecast | Commercial | Miscellaneous | Existing | Food Preparation | Natural Gas | Steamer | E1 | Standard | Baseline Forecast | 0 | 6410.013 | 7174.4255 | 7815.0351 | 8347.9633 | 8787.285 | 9145.2876 | 9432.6973 | 9658.8763 | 9831.9955 | 9197.8989 | 8716.604 | 8357.0281 | 8093.5505 | 7905.127 | 7774.5419 | 7687.7749 | 7633.4682 | 7602.4763 | 8958.5245 | 8851.0324 | 8698.0578 | 0
Commercial_Miscellaneous_Existing_Food Preparation_Natural Gas_Steamer_E2_Baseline Forecast | Commercial | Miscellaneous | Existing | Food Preparation | Natural Gas | Steamer | E2 | ENERGY STAR | Baseline Forecast | 0 | 6410.013 | 7174.4255 | 7815.0351 | 8347.9633 | 8787.285 | 9145.2876 | 9432.6973 | 9658.8763 | 9831.9955 | 9197.8989 | 8716.604 | 8357.0281 | 8093.5505 | 7905.127 | 7774.5419 | 7687.7749 | 7633.4682 | 7602.4763 | 8958.5245 | 8851.0324 | 8698.0578 | 0
Commercial_Miscellaneous_Existing_Food Preparation_Natural Gas_Steamer_E3_Baseline Forecast | Commercial | Miscellaneous | Existing | Food Preparation | Natural Gas | Steamer | E3 |  | Baseline Forecast | 0 | 0 | 0 | 0 | 0 | 0 | 0 | 0 | 0 | 0 | 0 | 0 | 0 | 0 | 0 | 0 | 0 | 0 | 0 | 0 | 0 | 0 | 0
Commercial_Miscellaneous_Existing_Food Preparation_Natural Gas_Steamer_E4_Baseline Forecast | Commercial | Miscellaneous | Existing | Food Preparation | Natural Gas | Steamer | E4 |  | Baseline Forecast | 0 | 0 | 0 | 0 | 0 | 0 | 0 | 0 | 0 | 0 | 0 | 0 | 0 | 0 | 0 | 0 | 0 | 0 | 0 | 0 | 0 | 0 | 0
Commercial_Miscellaneous_Existing_Food Preparation_Natural Gas_Steamer_E5_Baseline Forecast | Commercial | Miscellaneous | Existing | Food Preparation | Natural Gas | Steamer | E5 |  | Baseline Forecast | 0 | 0 | 0 | 0 | 0 | 0 | 0 | 0 | 0 | 0 | 0 | 0 | 0 | 0 | 0 | 0 | 0 | 0 | 0 | 0 | 0 | 0 | 0
Commercial_Miscellaneous_Existing_Food Preparation_Natural Gas_Steamer_E6_Baseline Forecast | Commercial | Miscellaneous | Existing | Food Preparation | Natural Gas | Steamer | E6 |  | Baseline Forecast | 0 | 0 | 0 | 0 | 0 | 0 | 0 | 0 | 0 | 0 | 0 | 0 | 0 | 0 | 0 | 0 | 0 | 0 | 0 | 0 | 0 | 0 | 0
Commercial_Miscellaneous_Existing_Food Preparation_Natural Gas_Steamer_E7_Baseline Forecast | Commercial | Miscellaneous | Existing | Food Preparation | Natural Gas | Steamer | E7 |  | Baseline Forecast | 0 | 0 | 0 | 0 | 0 | 0 | 0 | 0 | 0 | 0 | 0 | 0 | 0 | 0 | 0 | 0 | 0 | 0 | 0 | 0 | 0 | 0 | 0
Commercial_Miscellaneous_Existing_Food Preparation_Natural Gas_Steamer_E8_Baseline Forecast | Commercial | Miscellaneous | Existing | Food Preparation | Natural Gas | Steamer | E8 |  | Baseline Forecast | 0 | 0 | 0 | 0 | 0 | 0 | 0 | 0 | 0 | 0 | 0 | 0 | 0 | 0 | 0 | 0 | 0 | 0 | 0 | 0 | 0 | 0 | 0
Commercial_Miscellaneous_Existing_Food Preparation_Natural Gas_Steamer_E9_Baseline Forecast | Commercial | Miscellaneous | Existing | Food Preparation | Natural Gas | Steamer | E9 |  | Baseline Forecast | 0 | 0 | 0 | 0 | 0 | 0 | 0 | 0 | 0 | 0 | 0 | 0 | 0 | 0 | 0 | 0 | 0 | 0 | 0 | 0 | 0 | 0 | 0
Commercial_Miscellaneous_Existing_Food Preparation_Natural Gas_Steamer_E10_Baseline Forecast | Commercial | Miscellaneous | Existing | Food Preparation | Natural Gas | Steamer | E10 |  | Baseline Forecast | 0 | 0 | 0 | 0 | 0 | 0 | 0 | 0 | 0 | 0 | 0 | 0 | 0 | 0 | 0 | 0 | 0 | 0 | 0 | 0 | 0 | 0 | 0
Commercial_Miscellaneous_Existing_Food Preparation_Natural Gas_Food Prep Other_E1_Baseline Forecast | Commercial | Miscellaneous | Existing | Food Preparation | Natural Gas | Food Prep Other | E1 | Standard | Baseline Forecast | 0 | 10245.7648 | 13089.8478 | 15239.0828 | 16843.52 | 18021.1044 | 18864.5394 | 19446.6845 | 19824.7976 | 20043.8714 | 17510.8802 | 16005.8256 | 15190.1075 | 14823.1783 | 14736.0887 | 16917.292 | 17247.039 | 17438.2445 | 17521.7008 | 17072.0871 | 16396.7074 | 15675.5087 | 0
Commercial_Miscellaneous_Existing_Food Preparation_Natural Gas_Food Prep Other_E2_Baseline Forecast | Commercial | Miscellaneous | Existing | Food Preparation | Natural Gas | Food Prep Other | E2 | ENERGY STAR | Baseline Forecast | 0 | 3599.8633 | 4599.1357 | 5354.2723 | 5917.9935 | 6331.7394 | 6628.0814 | 6832.6189 | 6965.4694 | 7042.4413 | 6152.4714 | 5623.6684 | 5337.0648 | 5208.1437 | 5177.5447 | 5943.9134 | 6059.7705 | 6126.9508 | 6156.2732 | 5998.3009 | 5761.0053 | 5507.6112 | 0
Commercial_Miscellaneous_Existing_Food Preparation_Natural Gas_Food Prep Other_E3_Baseline Forecast | Commercial | Miscellaneous | Existing | Food Preparation | Natural Gas | Food Prep Other | E3 |  | Baseline Forecast | 0 | 0 | 0 | 0 | 0 | 0 | 0 | 0 | 0 | 0 | 0 | 0 | 0 | 0 | 0 | 0 | 0 | 0 | 0 | 0 | 0 | 0 | 0
Commercial_Miscellaneous_Existing_Food Preparation_Natural Gas_Food Prep Other_E4_Baseline Forecast | Commercial | Miscellaneous | Existing | Food Preparation | Natural Gas | Food Prep Other | E4 |  | Baseline Forecast | 0 | 0 | 0 | 0 | 0 | 0 | 0 | 0 | 0 | 0 | 0 | 0 | 0 | 0 | 0 | 0 | 0 | 0 | 0 | 0 | 0 | 0 | 0
Commercial_Miscellaneous_Existing_Food Preparation_Natural Gas_Food Prep Other_E5_Baseline Forecast | Commercial | Miscellaneous | Existing | Food Preparation | Natural Gas | Food Prep Other | E5 |  | Baseline Forecast | 0 | 0 | 0 | 0 | 0 | 0 | 0 | 0 | 0 | 0 | 0 | 0 | 0 | 0 | 0 | 0 | 0 | 0 | 0 | 0 | 0 | 0 | 0
Commercial_Miscellaneous_Existing_Food Preparation_Natural Gas_Food Prep Other_E6_Baseline Forecast | Commercial | Miscellaneous | Existing | Food Preparation | Natural Gas | Food Prep Other | E6 |  | Baseline Forecast | 0 | 0 | 0 | 0 | 0 | 0 | 0 | 0 | 0 | 0 | 0 | 0 | 0 | 0 | 0 | 0 | 0 | 0 | 0 | 0 | 0 | 0 | 0
Commercial_Miscellaneous_Existing_Food Preparation_Natural Gas_Food Prep Other_E7_Baseline Forecast | Commercial | Miscellaneous | Existing | Food Preparation | Natural Gas | Food Prep Other | E7 |  | Baseline Forecast | 0 | 0 | 0 | 0 | 0 | 0 | 0 | 0 | 0 | 0 | 0 | 0 | 0 | 0 | 0 | 0 | 0 | 0 | 0 | 0 | 0 | 0 | 0
Commercial_Miscellaneous_Existing_Food Preparation_Natural Gas_Food Prep Other_E8_Baseline Forecast | Commercial | Miscellaneous | Existing | Food Preparation | Natural Gas | Food Prep Other | E8 |  | Baseline Forecast | 0 | 0 | 0 | 0 | 0 | 0 | 0 | 0 | 0 | 0 | 0 | 0 | 0 | 0 | 0 | 0 | 0 | 0 | 0 | 0 | 0 | 0 | 0
Commercial_Miscellaneous_Existing_Food Preparation_Natural Gas_Food Prep Other_E9_Baseline Forecast | Commercial | Miscellaneous | Existing | Food Preparation | Natural Gas | Food Prep Other | E9 |  | Baseline Forecast | 0 | 0 | 0 | 0 | 0 | 0 | 0 | 0 | 0 | 0 | 0 | 0 | 0 | 0 | 0 | 0 | 0 | 0 | 0 | 0 | 0 | 0 | 0
Commercial_Miscellaneous_Existing_Food Preparation_Natural Gas_Food Prep Other_E10_Baseline Forecast | Commercial | Miscellaneous | Existing | Food Preparation | Natural Gas | Food Prep Other | E10 |  | Baseline Forecast | 0 | 0 | 0 | 0 | 0 | 0 | 0 | 0 | 0 | 0 | 0 | 0 | 0 | 0 | 0 | 0 | 0 | 0 | 0 | 0 | 0 | 0 | 0
Commercial_Miscellaneous_Existing_Miscellaneous_Natural Gas_Pool Heater_E1_Baseline Forecast | Commercial | Miscellaneous | Existing | Miscellaneous | Natural Gas | Pool Heater | E1 | Standard (EF .82) | Baseline Forecast | 0 | 216575.5197 | 205746.7438 | 196621.472 | 188846.0521 | 182142.2583 | 182909.1026 | 181526.6208 | 178766.6495 | 175171.1723 | 171115.2897 | 215778.0552 | 201364.884 | 189861.2746 | 180420.5606 | 172461.1316 | 176012.2751 | 175691.0773 | 173020.7356 | 168995.8633 | 164257.0931 | 171899.6825 | 0
Commercial_Miscellaneous_Existing_Miscellaneous_Natural Gas_Pool Heater_E2_Baseline Forecast | Commercial | Miscellaneous | Existing | Miscellaneous | Natural Gas | Pool Heater | E2 | Condensing (EF .90) | Baseline Forecast | 0 | 24063.9466 | 22860.7493 | 21846.8302 | 20982.8947 | 20238.0287 | 20323.2336 | 20169.6245 | 19862.9611 | 19463.4636 | 19012.81 | 23975.3395 | 22373.876 | 21095.6972 | 20046.729 | 19162.348 | 19556.9195 | 19521.2308 | 19224.5262 | 18777.3181 | 18250.7881 | 19099.9647 | 0
Commercial_Miscellaneous_Existing_Miscellaneous_Natural Gas_Pool Heater_E3_Baseline Forecast | Commercial | Miscellaneous | Existing | Miscellaneous | Natural Gas | Pool Heater | E3 |  | Baseline Forecast | 0 | 0 | 0 | 0 | 0 | 0 | 0 | 0 | 0 | 0 | 0 | 0 | 0 | 0 | 0 | 0 | 0 | 0 | 0 | 0 | 0 | 0 | 0
Commercial_Miscellaneous_Existing_Miscellaneous_Natural Gas_Pool Heater_E4_Baseline Forecast | Commercial | Miscellaneous | Existing | Miscellaneous | Natural Gas | Pool Heater | E4 |  | Baseline Forecast | 0 | 0 | 0 | 0 | 0 | 0 | 0 | 0 | 0 | 0 | 0 | 0 | 0 | 0 | 0 | 0 | 0 | 0 | 0 | 0 | 0 | 0 | 0
Commercial_Miscellaneous_Existing_Miscellaneous_Natural Gas_Pool Heater_E5_Baseline Forecast | Commercial | Miscellaneous | Existing | Miscellaneous | Natural Gas | Pool Heater | E5 |  | Baseline Forecast | 0 | 0 | 0 | 0 | 0 | 0 | 0 | 0 | 0 | 0 | 0 | 0 | 0 | 0 | 0 | 0 | 0 | 0 | 0 | 0 | 0 | 0 | 0
Commercial_Miscellaneous_Existing_Miscellaneous_Natural Gas_Pool Heater_E6_Baseline Forecast | Commercial | Miscellaneous | Existing | Miscellaneous | Natural Gas | Pool Heater | E6 |  | Baseline Forecast | 0 | 0 | 0 | 0 | 0 | 0 | 0 | 0 | 0 | 0 | 0 | 0 | 0 | 0 | 0 | 0 | 0 | 0 | 0 | 0 | 0 | 0 | 0
Commercial_Miscellaneous_Existing_Miscellaneous_Natural Gas_Pool Heater_E7_Baseline Forecast | Commercial | Miscellaneous | Existing | Miscellaneous | Natural Gas | Pool Heater | E7 |  | Baseline Forecast | 0 | 0 | 0 | 0 | 0 | 0 | 0 | 0 | 0 | 0 | 0 | 0 | 0 | 0 | 0 | 0 | 0 | 0 | 0 | 0 | 0 | 0 | 0
Commercial_Miscellaneous_Existing_Miscellaneous_Natural Gas_Pool Heater_E8_Baseline Forecast | Commercial | Miscellaneous | Existing | Miscellaneous | Natural Gas | Pool Heater | E8 |  | Baseline Forecast | 0 | 0 | 0 | 0 | 0 | 0 | 0 | 0 | 0 | 0 | 0 | 0 | 0 | 0 | 0 | 0 | 0 | 0 | 0 | 0 | 0 | 0 | 0
Commercial_Miscellaneous_Existing_Miscellaneous_Natural Gas_Pool Heater_E9_Baseline Forecast | Commercial | Miscellaneous | Existing | Miscellaneous | Natural Gas | Pool Heater | E9 |  | Baseline Forecast | 0 | 0 | 0 | 0 | 0 | 0 | 0 | 0 | 0 | 0 | 0 | 0 | 0 | 0 | 0 | 0 | 0 | 0 | 0 | 0 | 0 | 0 | 0
Commercial_Miscellaneous_Existing_Miscellaneous_Natural Gas_Pool Heater_E10_Baseline Forecast | Commercial | Miscellaneous | Existing | Miscellaneous | Natural Gas | Pool Heater | E10 |  | Baseline Forecast | 0 | 0 | 0 | 0 | 0 | 0 | 0 | 0 | 0 | 0 | 0 | 0 | 0 | 0 | 0 | 0 | 0 | 0 | 0 | 0 | 0 | 0 | 0
Commercial_Miscellaneous_Existing_Miscellaneous_Natural Gas_Miscellaneous_E1_Baseline Forecast | Commercial | Miscellaneous | Existing | Miscellaneous | Natural Gas | Miscellaneous | E1 | Standard | Baseline Forecast | 0 | 2451829.3449 | 2868519.5538 | 3205676.5811 | 3032803.1887 | 2943681.7364 | 2914325.6742 | 2866156.462 | 2813496.0341 | 2765156.2325 | 2717905.0108 | 3271284.1772 | 3242929.7697 | 3194923.6263 | 3106064.2343 | 3047144.1325 | 3005259.6868 | 2953198.5927 | 2900051.9176 | 2850439.3222 | 2801650.6948 | 2900209.3951 | 0
Commercial_Miscellaneous_Existing_Miscellaneous_Natural Gas_Miscellaneous_E2_Baseline Forecast | Commercial | Miscellaneous | Existing | Miscellaneous | Natural Gas | Miscellaneous | E2 |  | Baseline Forecast | 0 | 0 | 0 | 0 | 0 | 0 | 0 | 0 | 0 | 0 | 0 | 0 | 0 | 0 | 0 | 0 | 0 | 0 | 0 | 0 | 0 | 0 | 0
Commercial_Miscellaneous_Existing_Miscellaneous_Natural Gas_Miscellaneous_E3_Baseline Forecast | Commercial | Miscellaneous | Existing | Miscellaneous | Natural Gas | Miscellaneous | E3 |  | Baseline Forecast | 0 | 0 | 0 | 0 | 0 | 0 | 0 | 0 | 0 | 0 | 0 | 0 | 0 | 0 | 0 | 0 | 0 | 0 | 0 | 0 | 0 | 0 | 0
Commercial_Miscellaneous_Existing_Miscellaneous_Natural Gas_Miscellaneous_E4_Baseline Forecast | Commercial | Miscellaneous | Existing | Miscellaneous | Natural Gas | Miscellaneous | E4 |  | Baseline Forecast | 0 | 0 | 0 | 0 | 0 | 0 | 0 | 0 | 0 | 0 | 0 | 0 | 0 | 0 | 0 | 0 | 0 | 0 | 0 | 0 | 0 | 0 | 0
Commercial_Miscellaneous_Existing_Miscellaneous_Natural Gas_Miscellaneous_E5_Baseline Forecast | Commercial | Miscellaneous | Existing | Miscellaneous | Natural Gas | Miscellaneous | E5 |  | Baseline Forecast | 0 | 0 | 0 | 0 | 0 | 0 | 0 | 0 | 0 | 0 | 0 | 0 | 0 | 0 | 0 | 0 | 0 | 0 | 0 | 0 | 0 | 0 | 0
Commercial_Miscellaneous_Existing_Miscellaneous_Natural Gas_Miscellaneous_E6_Baseline Forecast | Commercial | Miscellaneous | Existing | Miscellaneous | Natural Gas | Miscellaneous | E6 |  | Baseline Forecast | 0 | 0 | 0 | 0 | 0 | 0 | 0 | 0 | 0 | 0 | 0 | 0 | 0 | 0 | 0 | 0 | 0 | 0 | 0 | 0 | 0 | 0 | 0
Commercial_Miscellaneous_Existing_Miscellaneous_Natural Gas_Miscellaneous_E7_Baseline Forecast | Commercial | Miscellaneous | Existing | Miscellaneous | Natural Gas | Miscellaneous | E7 |  | Baseline Forecast | 0 | 0 | 0 | 0 | 0 | 0 | 0 | 0 | 0 | 0 | 0 | 0 | 0 | 0 | 0 | 0 | 0 | 0 | 0 | 0 | 0 | 0 | 0
Commercial_Miscellaneous_Existing_Miscellaneous_Natural Gas_Miscellaneous_E8_Baseline Forecast | Commercial | Miscellaneous | Existing | Miscellaneous | Natural Gas | Miscellaneous | E8 |  | Baseline Forecast | 0 | 0 | 0 | 0 | 0 | 0 | 0 | 0 | 0 | 0 | 0 | 0 | 0 | 0 | 0 | 0 | 0 | 0 | 0 | 0 | 0 | 0 | 0
Commercial_Miscellaneous_Existing_Miscellaneous_Natural Gas_Miscellaneous_E9_Baseline Forecast | Commercial | Miscellaneous | Existing | Miscellaneous | Natural Gas | Miscellaneous | E9 |  | Baseline Forecast | 0 | 0 | 0 | 0 | 0 | 0 | 0 | 0 | 0 | 0 | 0 | 0 | 0 | 0 | 0 | 0 | 0 | 0 | 0 | 0 | 0 | 0 | 0
Commercial_Miscellaneous_Existing_Miscellaneous_Natural Gas_Miscellaneous_E10_Baseline Forecast | Commercial | Miscellaneous | Existing | Miscellaneous | Natural Gas | Miscellaneous | E10 |  | Baseline Forecast | 0 | 0 | 0 | 0 | 0 | 0 | 0 | 0 | 0 | 0 | 0 | 0 | 0 | 0 | 0 | 0 | 0 | 0 | 0 | 0 | 0 | 0 | 0
Commercial_Miscellaneous_New_Space Heating_Natural Gas_Furnace_E1_Baseline Forecast | Commercial | Miscellaneous | New | Space Heating | Natural Gas | Furnace | E1 | AFUE 80% (Standard) | Baseline Forecast | 0 | 1000812.5996 | 1551741.2271 | 685279.8817 | 673072.0972 | 665879.7292 | 658692.8346 | 653957.073 | 646676.7215 | 640383.7329 | 631567.6849 | 623968.0656 | 617686.9194 | 608719.6908 | 600948.7233 | 591813.2659 | 585231.1095 | 577869.4107 | 569201.4594 | 641171.9881 | 747610.4953 | 784005.9458 | 0
Commercial_Miscellaneous_New_Space Heating_Natural Gas_Furnace_E2_Baseline Forecast | Commercial | Miscellaneous | New | Space Heating | Natural Gas | Furnace | E2 | AFUE 90% | Baseline Forecast | 0 | 0 | 0 | 0 | 0 | 0 | 0 | 0 | 0 | 0 | 0 | 0 | 0 | 0 | 0 | 0 | 0 | 0 | 0 | 0 | 0 | 0 | 0
Commercial_Miscellaneous_New_Space Heating_Natural Gas_Furnace_E3_Baseline Forecast | Commercial | Miscellaneous | New | Space Heating | Natural Gas | Furnace | E3 | AFUE 95% | Baseline Forecast | 0 | 0 | 0 | 0 | 0 | 0 | 0 | 0 | 0 | 0 | 0 | 0 | 0 | 0 | 0 | 0 | 0 | 0 | 0 | 0 | 0 | 0 | 0
Commercial_Miscellaneous_New_Space Heating_Natural Gas_Furnace_E4_Baseline Forecast | Commercial | Miscellaneous | New | Space Heating | Natural Gas | Furnace | E4 |  | Baseline Forecast | 0 | 0 | 0 | 0 | 0 | 0 | 0 | 0 | 0 | 0 | 0 | 0 | 0 | 0 | 0 | 0 | 0 | 0 | 0 | 0 | 0 | 0 | 0
Commercial_Miscellaneous_New_Space Heating_Natural Gas_Furnace_E5_Baseline Forecast | Commercial | Miscellaneous | New | Space Heating | Natural Gas | Furnace | E5 |  | Baseline Forecast | 0 | 0 | 0 | 0 | 0 | 0 | 0 | 0 | 0 | 0 | 0 | 0 | 0 | 0 | 0 | 0 | 0 | 0 | 0 | 0 | 0 | 0 | 0
Commercial_Miscellaneous_New_Space Heating_Natural Gas_Furnace_E6_Baseline Forecast | Commercial | Miscellaneous | New | Space Heating | Natural Gas | Furnace | E6 |  | Baseline Forecast | 0 | 0 | 0 | 0 | 0 | 0 | 0 | 0 | 0 | 0 | 0 | 0 | 0 | 0 | 0 | 0 | 0 | 0 | 0 | 0 | 0 | 0 | 0
Commercial_Miscellaneous_New_Space Heating_Natural Gas_Furnace_E7_Baseline Forecast | Commercial | Miscellaneous | New | Space Heating | Natural Gas | Furnace | E7 |  | Baseline Forecast | 0 | 0 | 0 | 0 | 0 | 0 | 0 | 0 | 0 | 0 | 0 | 0 | 0 | 0 | 0 | 0 | 0 | 0 | 0 | 0 | 0 | 0 | 0
Commercial_Miscellaneous_New_Space Heating_Natural Gas_Furnace_E8_Baseline Forecast | Commercial | Miscellaneous | New | Space Heating | Natural Gas | Furnace | E8 |  | Baseline Forecast | 0 | 0 | 0 | 0 | 0 | 0 | 0 | 0 | 0 | 0 | 0 | 0 | 0 | 0 | 0 | 0 | 0 | 0 | 0 | 0 | 0 | 0 | 0
Commercial_Miscellaneous_New_Space Heating_Natural Gas_Furnace_E9_Baseline Forecast | Commercial | Miscellaneous | New | Space Heating | Natural Gas | Furnace | E9 |  | Baseline Forecast | 0 | 0 | 0 | 0 | 0 | 0 | 0 | 0 | 0 | 0 | 0 | 0 | 0 | 0 | 0 | 0 | 0 | 0 | 0 | 0 | 0 | 0 | 0
Commercial_Miscellaneous_New_Space Heating_Natural Gas_Furnace_E10_Baseline Forecast | Commercial | Miscellaneous | New | Space Heating | Natural Gas | Furnace | E10 |  | Baseline Forecast | 0 | 0 | 0 | 0 | 0 | 0 | 0 | 0 | 0 | 0 | 0 | 0 | 0 | 0 | 0 | 0 | 0 | 0 | 0 | 0 | 0 | 0 | 0
Commercial_Miscellaneous_New_Space Heating_Natural Gas_Boiler_E1_Baseline Forecast | Commercial | Miscellaneous | New | Space Heating | Natural Gas | Boiler | E1 | AFUE 80% (Standard) | Baseline Forecast | 0 | 216854.5588 | 335158.7556 | 147517.1745 | 144378.1854 | 142835.3774 | 140767.9992 | 139755.9286 | 137656.804 | 136317.2279 | 133881.4025 | 132270.4149 | 130938.9208 | 133165.219 | 130986.419 | 128995.1994 | 127065.8183 | 125467.4407 | 123585.4486 | 122496.5759 | 120975.8112 | 120613.2079 | 0
Commercial_Miscellaneous_New_Space Heating_Natural Gas_Boiler_E2_Baseline Forecast | Commercial | Miscellaneous | New | Space Heating | Natural Gas | Boiler | E2 | AFUE 85% | Baseline Forecast | 0 | 0 | 0 | 0 | 0 | 0 | 0 | 0 | 0 | 0 | 0 | 0 | 0 | 0 | 0 | 0 | 0 | 0 | 0 | 0 | 0 | 0 | 0
Commercial_Miscellaneous_New_Space Heating_Natural Gas_Boiler_E3_Baseline Forecast | Commercial | Miscellaneous | New | Space Heating | Natural Gas | Boiler | E3 | AFUE 98% | Baseline Forecast | 0 | 29052.2854 | 46115.2096 | 20861.0146 | 21000.4633 | 20776.0549 | 21077.5614 | 20926.0214 | 21236.3114 | 21029.655 | 21299.314 | 21043.0206 | 20831.1919 | 16401.5812 | 16670.9988 | 16417.5708 | 16729.6689 | 16519.2242 | 16271.4384 | 16128.0758 | 15927.8498 | 15880.1089 | 0
Commercial_Miscellaneous_New_Space Heating_Natural Gas_Boiler_E4_Baseline Forecast | Commercial | Miscellaneous | New | Space Heating | Natural Gas | Boiler | E4 | Convert to NG Air Source Heat Pump | Baseline Forecast | 0 | 0 | 0 | 0 | 0 | 0 | 0 | 0 | 0 | 0 | 0 | 0 | 0 | 0 | 0 | 0 | 0 | 0 | 0 | 0 | 0 | 0 | 0
Commercial_Miscellaneous_New_Space Heating_Natural Gas_Boiler_E5_Baseline Forecast | Commercial | Miscellaneous | New | Space Heating | Natural Gas | Boiler | E5 |  | Baseline Forecast | 0 | 0 | 0 | 0 | 0 | 0 | 0 | 0 | 0 | 0 | 0 | 0 | 0 | 0 | 0 | 0 | 0 | 0 | 0 | 0 | 0 | 0 | 0
Commercial_Miscellaneous_New_Space Heating_Natural Gas_Boiler_E6_Baseline Forecast | Commercial | Miscellaneous | New | Space Heating | Natural Gas | Boiler | E6 |  | Baseline Forecast | 0 | 0 | 0 | 0 | 0 | 0 | 0 | 0 | 0 | 0 | 0 | 0 | 0 | 0 | 0 | 0 | 0 | 0 | 0 | 0 | 0 | 0 | 0
Commercial_Miscellaneous_New_Space Heating_Natural Gas_Boiler_E7_Baseline Forecast | Commercial | Miscellaneous | New | Space Heating | Natural Gas | Boiler | E7 |  | Baseline Forecast | 0 | 0 | 0 | 0 | 0 | 0 | 0 | 0 | 0 | 0 | 0 | 0 | 0 | 0 | 0 | 0 | 0 | 0 | 0 | 0 | 0 | 0 | 0
Commercial_Miscellaneous_New_Space Heating_Natural Gas_Boiler_E8_Baseline Forecast | Commercial | Miscellaneous | New | Space Heating | Natural Gas | Boiler | E8 |  | Baseline Forecast | 0 | 0 | 0 | 0 | 0 | 0 | 0 | 0 | 0 | 0 | 0 | 0 | 0 | 0 | 0 | 0 | 0 | 0 | 0 | 0 | 0 | 0 | 0
Commercial_Miscellaneous_New_Space Heating_Natural Gas_Boiler_E9_Baseline Forecast | Commercial | Miscellaneous | New | Space Heating | Natural Gas | Boiler | E9 |  | Baseline Forecast | 0 | 0 | 0 | 0 | 0 | 0 | 0 | 0 | 0 | 0 | 0 | 0 | 0 | 0 | 0 | 0 | 0 | 0 | 0 | 0 | 0 | 0 | 0
Commercial_Miscellaneous_New_Space Heating_Natural Gas_Boiler_E10_Baseline Forecast | Commercial | Miscellaneous | New | Space Heating | Natural Gas | Boiler | E10 |  | Baseline Forecast | 0 | 0 | 0 | 0 | 0 | 0 | 0 | 0 | 0 | 0 | 0 | 0 | 0 | 0 | 0 | 0 | 0 | 0 | 0 | 0 | 0 | 0 | 0
Commercial_Miscellaneous_New_Space Heating_Natural Gas_Unit Heater_E1_Baseline Forecast | Commercial | Miscellaneous | New | Space Heating | Natural Gas | Unit Heater | E1 | Standard | Baseline Forecast | 0 | 210220.7582 | 325943.3559 | 143943.0882 | 141378.8422 | 139868.0848 | 138358.4771 | 137363.73 | 135834.4917 | 134512.649 | 132660.8374 | 131064.5369 | 171789.3333 | 226685.6071 | 234077.134 | 238864.4366 | 242544.6676 | 299854.7819 | 320148.1546 | 258433.8924 | 255207.681 | 253358.7122 | 0
Commercial_Miscellaneous_New_Space Heating_Natural Gas_Unit Heater_E2_Baseline Forecast | Commercial | Miscellaneous | New | Space Heating | Natural Gas | Unit Heater | E2 | Condensing | Baseline Forecast | 0 | 0 | 0 | 0 | 0 | 0 | 0 | 0 | 0 | 0 | 0 | 0 | 0 | 0 | 0 | 0 | 0 | 0 | 0 | 0 | 0 | 0 | 0
Commercial_Miscellaneous_New_Space Heating_Natural Gas_Unit Heater_E3_Baseline Forecast | Commercial | Miscellaneous | New | Space Heating | Natural Gas | Unit Heater | E3 | Infrared Radiant | Baseline Forecast | 0 | 0 | 0 | 0 | 0 | 0 | 0 | 0 | 0 | 0 | 0 | 0 | 0 | 0 | 0 | 0 | 0 | 0 | 0 | 0 | 0 | 0 | 0
Commercial_Miscellaneous_New_Space Heating_Natural Gas_Unit Heater_E4_Baseline Forecast | Commercial | Miscellaneous | New | Space Heating | Natural Gas | Unit Heater | E4 |  | Baseline Forecast | 0 | 0 | 0 | 0 | 0 | 0 | 0 | 0 | 0 | 0 | 0 | 0 | 0 | 0 | 0 | 0 | 0 | 0 | 0 | 0 | 0 | 0 | 0
Commercial_Miscellaneous_New_Space Heating_Natural Gas_Unit Heater_E5_Baseline Forecast | Commercial | Miscellaneous | New | Space Heating | Natural Gas | Unit Heater | E5 |  | Baseline Forecast | 0 | 0 | 0 | 0 | 0 | 0 | 0 | 0 | 0 | 0 | 0 | 0 | 0 | 0 | 0 | 0 | 0 | 0 | 0 | 0 | 0 | 0 | 0
Commercial_Miscellaneous_New_Space Heating_Natural Gas_Unit Heater_E6_Baseline Forecast | Commercial | Miscellaneous | New | Space Heating | Natural Gas | Unit Heater | E6 |  | Baseline Forecast | 0 | 0 | 0 | 0 | 0 | 0 | 0 | 0 | 0 | 0 | 0 | 0 | 0 | 0 | 0 | 0 | 0 | 0 | 0 | 0 | 0 | 0 | 0
Commercial_Miscellaneous_New_Space Heating_Natural Gas_Unit Heater_E7_Baseline Forecast | Commercial | Miscellaneous | New | Space Heating | Natural Gas | Unit Heater | E7 |  | Baseline Forecast | 0 | 0 | 0 | 0 | 0 | 0 | 0 | 0 | 0 | 0 | 0 | 0 | 0 | 0 | 0 | 0 | 0 | 0 | 0 | 0 | 0 | 0 | 0
Commercial_Miscellaneous_New_Space Heating_Natural Gas_Unit Heater_E8_Baseline Forecast | Commercial | Miscellaneous | New | Space Heating | Natural Gas | Unit Heater | E8 |  | Baseline Forecast | 0 | 0 | 0 | 0 | 0 | 0 | 0 | 0 | 0 | 0 | 0 | 0 | 0 | 0 | 0 | 0 | 0 | 0 | 0 | 0 | 0 | 0 | 0
Commercial_Miscellaneous_New_Space Heating_Natural Gas_Unit Heater_E9_Baseline Forecast | Commercial | Miscellaneous | New | Space Heating | Natural Gas | Unit Heater | E9 |  | Baseline Forecast | 0 | 0 | 0 | 0 | 0 | 0 | 0 | 0 | 0 | 0 | 0 | 0 | 0 | 0 | 0 | 0 | 0 | 0 | 0 | 0 | 0 | 0 | 0
Commercial_Miscellaneous_New_Space Heating_Natural Gas_Unit Heater_E10_Baseline Forecast | Commercial | Miscellaneous | New | Space Heating | Natural Gas | Unit Heater | E10 |  | Baseline Forecast | 0 | 0 | 0 | 0 | 0 | 0 | 0 | 0 | 0 | 0 | 0 | 0 | 0 | 0 | 0 | 0 | 0 | 0 | 0 | 0 | 0 | 0 | 0
Commercial_Miscellaneous_New_Water Heating_Natural Gas_Water Heater_E1_Baseline Forecast | Commercial | Miscellaneous | New | Water Heating | Natural Gas | Water Heater | E1 | TE 0.80 | Baseline Forecast | 0 | 226149.7096 | 350640.8972 | 154850.0152 | 152091.4698 | 150466.2386 | 148842.2441 | 147772.1226 | 146127.01 | 144705.008 | 187942.822 | 247307.7568 | 255596.0072 | 260784.0697 | 264474.53 | 325726.3653 | 348028.7364 | 281107.9689 | 277261.3558 | 283562.4174 | 299800.4445 | 315482.5107 | 0
Commercial_Miscellaneous_New_Water Heating_Natural Gas_Water Heater_E2_Baseline Forecast | Commercial | Miscellaneous | New | Water Heating | Natural Gas | Water Heater | E2 | TE 0.90 | Baseline Forecast | 0 | 0 | 0 | 0 | 0 | 0 | 0 | 0 | 0 | 0 | 0 | 0 | 0 | 0 | 0 | 0 | 0 | 0 | 0 | 0 | 0 | 0 | 0
Commercial_Miscellaneous_New_Water Heating_Natural Gas_Water Heater_E3_Baseline Forecast | Commercial | Miscellaneous | New | Water Heating | Natural Gas | Water Heater | E3 | TE 0.94 | Baseline Forecast | 0 | 255019.8853 | 395403.5649 | 174618.1022 | 171507.4022 | 169674.6945 | 167843.3816 | 166636.6489 | 164781.5219 | 163177.9877 | 211935.5227 | 278878.9598 | 288225.2847 | 294075.6531 | 298237.2359 | 367308.4545 | 392457.9368 | 316994.0926 | 312656.4225 | 319761.875 | 338072.8417 | 355756.8738 | 0
Commercial_Miscellaneous_New_Water Heating_Natural Gas_Water Heater_E4_Baseline Forecast | Commercial | Miscellaneous | New | Water Heating | Natural Gas | Water Heater | E4 | Instantaneous TE 0.94 | Baseline Forecast | 0 | 0 | 0 | 0 | 0 | 0 | 0 | 0 | 0 | 0 | 0 | 0 | 0 | 0 | 0 | 0 | 0 | 0 | 0 | 0 | 0 | 0 | 0
Commercial_Miscellaneous_New_Water Heating_Natural Gas_Water Heater_E5_Baseline Forecast | Commercial | Miscellaneous | New | Water Heating | Natural Gas | Water Heater | E5 | Gas-Fired Absorption HPWH | Baseline Forecast | 0 | 0 | 0 | 0 | 0 | 0 | 0 | 0 | 0 | 0 | 0 | 0 | 0 | 0 | 0 | 0 | 0 | 0 | 0 | 0 | 0 | 0 | 0
Commercial_Miscellaneous_New_Water Heating_Natural Gas_Water Heater_E6_Baseline Forecast | Commercial | Miscellaneous | New | Water Heating | Natural Gas | Water Heater | E6 |  | Baseline Forecast | 0 | 0 | 0 | 0 | 0 | 0 | 0 | 0 | 0 | 0 | 0 | 0 | 0 | 0 | 0 | 0 | 0 | 0 | 0 | 0 | 0 | 0 | 0
Commercial_Miscellaneous_New_Water Heating_Natural Gas_Water Heater_E7_Baseline Forecast | Commercial | Miscellaneous | New | Water Heating | Natural Gas | Water Heater | E7 |  | Baseline Forecast | 0 | 0 | 0 | 0 | 0 | 0 | 0 | 0 | 0 | 0 | 0 | 0 | 0 | 0 | 0 | 0 | 0 | 0 | 0 | 0 | 0 | 0 | 0
Commercial_Miscellaneous_New_Water Heating_Natural Gas_Water Heater_E8_Baseline Forecast | Commercial | Miscellaneous | New | Water Heating | Natural Gas | Water Heater | E8 |  | Baseline Forecast | 0 | 0 | 0 | 0 | 0 | 0 | 0 | 0 | 0 | 0 | 0 | 0 | 0 | 0 | 0 | 0 | 0 | 0 | 0 | 0 | 0 | 0 | 0
Commercial_Miscellaneous_New_Water Heating_Natural Gas_Water Heater_E9_Baseline Forecast | Commercial | Miscellaneous | New | Water Heating | Natural Gas | Water Heater | E9 |  | Baseline Forecast | 0 | 0 | 0 | 0 | 0 | 0 | 0 | 0 | 0 | 0 | 0 | 0 | 0 | 0 | 0 | 0 | 0 | 0 | 0 | 0 | 0 | 0 | 0
Commercial_Miscellaneous_New_Water Heating_Natural Gas_Water Heater_E10_Baseline Forecast | Commercial | Miscellaneous | New | Water Heating | Natural Gas | Water Heater | E10 |  | Baseline Forecast | 0 | 0 | 0 | 0 | 0 | 0 | 0 | 0 | 0 | 0 | 0 | 0 | 0 | 0 | 0 | 0 | 0 | 0 | 0 | 0 | 0 | 0 | 0
Commercial_Miscellaneous_New_Food Preparation_Natural Gas_Oven_E1_Baseline Forecast | Commercial | Miscellaneous | New | Food Preparation | Natural Gas | Oven | E1 | Standard | Baseline Forecast | 0 | 16366.1113 | 25375.3496 | 11206.2606 | 11006.6289 | 10889.0133 | 10771.4873 | 10694.0442 | 10574.9899 | 10472.0818 | 10327.9145 | 10203.6393 | 13374.1471 | 17647.9331 | 18223.3784 | 18596.0796 | 18882.593 | 23344.3013 | 24924.1814 | 20119.6013 | 19868.4342 | 19724.4882 | 0
Commercial_Miscellaneous_New_Food Preparation_Natural Gas_Oven_E2_Baseline Forecast | Commercial | Miscellaneous | New | Food Preparation | Natural Gas | Oven | E2 | ENERGY STAR (EF ≥ 44%) Convection Oven utilizing ASTM Std F1496 | Baseline Forecast | 0 | 23551.2333 | 36515.747 | 16126.0823 | 15838.8074 | 15669.5558 | 15500.433 | 15388.9905 | 15217.6685 | 15069.5812 | 14862.1209 | 14683.2858 | 19245.7239 | 25395.8061 | 26223.886 | 26760.2121 | 27172.5119 | 33593.019 | 35866.505 | 28952.597 | 28591.1614 | 28384.0197 | 0
Commercial_Miscellaneous_New_Food Preparation_Natural Gas_Oven_E3_Baseline Forecast | Commercial | Miscellaneous | New | Food Preparation | Natural Gas | Oven | E3 |  | Baseline Forecast | 0 | 0 | 0 | 0 | 0 | 0 | 0 | 0 | 0 | 0 | 0 | 0 | 0 | 0 | 0 | 0 | 0 | 0 | 0 | 0 | 0 | 0 | 0
Commercial_Miscellaneous_New_Food Preparation_Natural Gas_Oven_E4_Baseline Forecast | Commercial | Miscellaneous | New | Food Preparation | Natural Gas | Oven | E4 |  | Baseline Forecast | 0 | 0 | 0 | 0 | 0 | 0 | 0 | 0 | 0 | 0 | 0 | 0 | 0 | 0 | 0 | 0 | 0 | 0 | 0 | 0 | 0 | 0 | 0
Commercial_Miscellaneous_New_Food Preparation_Natural Gas_Oven_E5_Baseline Forecast | Commercial | Miscellaneous | New | Food Preparation | Natural Gas | Oven | E5 |  | Baseline Forecast | 0 | 0 | 0 | 0 | 0 | 0 | 0 | 0 | 0 | 0 | 0 | 0 | 0 | 0 | 0 | 0 | 0 | 0 | 0 | 0 | 0 | 0 | 0
Commercial_Miscellaneous_New_Food Preparation_Natural Gas_Oven_E6_Baseline Forecast | Commercial | Miscellaneous | New | Food Preparation | Natural Gas | Oven | E6 |  | Baseline Forecast | 0 | 0 | 0 | 0 | 0 | 0 | 0 | 0 | 0 | 0 | 0 | 0 | 0 | 0 | 0 | 0 | 0 | 0 | 0 | 0 | 0 | 0 | 0
Commercial_Miscellaneous_New_Food Preparation_Natural Gas_Oven_E7_Baseline Forecast | Commercial | Miscellaneous | New | Food Preparation | Natural Gas | Oven | E7 |  | Baseline Forecast | 0 | 0 | 0 | 0 | 0 | 0 | 0 | 0 | 0 | 0 | 0 | 0 | 0 | 0 | 0 | 0 | 0 | 0 | 0 | 0 | 0 | 0 | 0
Commercial_Miscellaneous_New_Food Preparation_Natural Gas_Oven_E8_Baseline Forecast | Commercial | Miscellaneous | New | Food Preparation | Natural Gas | Oven | E8 |  | Baseline Forecast | 0 | 0 | 0 | 0 | 0 | 0 | 0 | 0 | 0 | 0 | 0 | 0 | 0 | 0 | 0 | 0 | 0 | 0 | 0 | 0 | 0 | 0 | 0
Commercial_Miscellaneous_New_Food Preparation_Natural Gas_Oven_E9_Baseline Forecast | Commercial | Miscellaneous | New | Food Preparation | Natural Gas | Oven | E9 |  | Baseline Forecast | 0 | 0 | 0 | 0 | 0 | 0 | 0 | 0 | 0 | 0 | 0 | 0 | 0 | 0 | 0 | 0 | 0 | 0 | 0 | 0 | 0 | 0 | 0
Commercial_Miscellaneous_New_Food Preparation_Natural Gas_Oven_E10_Baseline Forecast | Commercial | Miscellaneous | New | Food Preparation | Natural Gas | Oven | E10 |  | Baseline Forecast | 0 | 0 | 0 | 0 | 0 | 0 | 0 | 0 | 0 | 0 | 0 | 0 | 0 | 0 | 0 | 0 | 0 | 0 | 0 | 0 | 0 | 0 | 0
Commercial_Miscellaneous_New_Food Preparation_Natural Gas_Conveyor Oven_E1_Baseline Forecast | Commercial | Miscellaneous | New | Food Preparation | Natural Gas | Conveyor Oven | E1 | Standard | Baseline Forecast | 0 | 8183.0556 | 12687.6748 | 5603.1303 | 5503.3144 | 5444.5067 | 5385.7437 | 5347.0221 | 5287.495 | 5236.0409 | 5163.9573 | 5101.8197 | 5050.4624 | 4977.1427 | 4913.604 | 4838.9088 | 4785.0904 | 6361.5092 | 8500.8492 | 8811.1053 | 9014.8817 | 9198.3018 | 0
Commercial_Miscellaneous_New_Food Preparation_Natural Gas_Conveyor Oven_E2_Baseline Forecast | Commercial | Miscellaneous | New | Food Preparation | Natural Gas | Conveyor Oven | E2 | ENERGY STAR (EF ≥ 44%) Convection Oven utilizing ASTM Std F1496 | Baseline Forecast | 0 | 11775.6166 | 18257.8735 | 8063.0412 | 7919.4037 | 7834.7779 | 7750.2165 | 7694.4952 | 7608.8342 | 7534.7906 | 7431.0605 | 7341.6429 | 7267.7386 | 7162.2297 | 7070.7961 | 6963.3078 | 6885.8617 | 9154.3669 | 12232.9293 | 12679.3955 | 12972.6346 | 13236.5806 | 0
Commercial_Miscellaneous_New_Food Preparation_Natural Gas_Conveyor Oven_E3_Baseline Forecast | Commercial | Miscellaneous | New | Food Preparation | Natural Gas | Conveyor Oven | E3 |  | Baseline Forecast | 0 | 0 | 0 | 0 | 0 | 0 | 0 | 0 | 0 | 0 | 0 | 0 | 0 | 0 | 0 | 0 | 0 | 0 | 0 | 0 | 0 | 0 | 0
Commercial_Miscellaneous_New_Food Preparation_Natural Gas_Conveyor Oven_E4_Baseline Forecast | Commercial | Miscellaneous | New | Food Preparation | Natural Gas | Conveyor Oven | E4 |  | Baseline Forecast | 0 | 0 | 0 | 0 | 0 | 0 | 0 | 0 | 0 | 0 | 0 | 0 | 0 | 0 | 0 | 0 | 0 | 0 | 0 | 0 | 0 | 0 | 0
Commercial_Miscellaneous_New_Food Preparation_Natural Gas_Conveyor Oven_E5_Baseline Forecast | Commercial | Miscellaneous | New | Food Preparation | Natural Gas | Conveyor Oven | E5 |  | Baseline Forecast | 0 | 0 | 0 | 0 | 0 | 0 | 0 | 0 | 0 | 0 | 0 | 0 | 0 | 0 | 0 | 0 | 0 | 0 | 0 | 0 | 0 | 0 | 0
Commercial_Miscellaneous_New_Food Preparation_Natural Gas_Conveyor Oven_E6_Baseline Forecast | Commercial | Miscellaneous | New | Food Preparation | Natural Gas | Conveyor Oven | E6 |  | Baseline Forecast | 0 | 0 | 0 | 0 | 0 | 0 | 0 | 0 | 0 | 0 | 0 | 0 | 0 | 0 | 0 | 0 | 0 | 0 | 0 | 0 | 0 | 0 | 0
Commercial_Miscellaneous_New_Food Preparation_Natural Gas_Conveyor Oven_E7_Baseline Forecast | Commercial | Miscellaneous | New | Food Preparation | Natural Gas | Conveyor Oven | E7 |  | Baseline Forecast | 0 | 0 | 0 | 0 | 0 | 0 | 0 | 0 | 0 | 0 | 0 | 0 | 0 | 0 | 0 | 0 | 0 | 0 | 0 | 0 | 0 | 0 | 0
Commercial_Miscellaneous_New_Food Preparation_Natural Gas_Conveyor Oven_E8_Baseline Forecast | Commercial | Miscellaneous | New | Food Preparation | Natural Gas | Conveyor Oven | E8 |  | Baseline Forecast | 0 | 0 | 0 | 0 | 0 | 0 | 0 | 0 | 0 | 0 | 0 | 0 | 0 | 0 | 0 | 0 | 0 | 0 | 0 | 0 | 0 | 0 | 0
Commercial_Miscellaneous_New_Food Preparation_Natural Gas_Conveyor Oven_E9_Baseline Forecast | Commercial | Miscellaneous | New | Food Preparation | Natural Gas | Conveyor Oven | E9 |  | Baseline Forecast | 0 | 0 | 0 | 0 | 0 | 0 | 0 | 0 | 0 | 0 | 0 | 0 | 0 | 0 | 0 | 0 | 0 | 0 | 0 | 0 | 0 | 0 | 0
Commercial_Miscellaneous_New_Food Preparation_Natural Gas_Conveyor Oven_E10_Baseline Forecast | Commercial | Miscellaneous | New | Food Preparation | Natural Gas | Conveyor Oven | E10 |  | Baseline Forecast | 0 | 0 | 0 | 0 | 0 | 0 | 0 | 0 | 0 | 0 | 0 | 0 | 0 | 0 | 0 | 0 | 0 | 0 | 0 | 0 | 0 | 0 | 0
Commercial_Miscellaneous_New_Food Preparation_Natural Gas_Double Rack Oven_E1_Baseline Forecast | Commercial | Miscellaneous | New | Food Preparation | Natural Gas | Double Rack Oven | E1 | Standard | Baseline Forecast | 0 | 8183.0556 | 12687.6748 | 5603.1303 | 5503.3144 | 5444.5067 | 5385.7437 | 5347.0221 | 5287.495 | 5236.0409 | 5163.9573 | 5101.8197 | 6687.0735 | 8823.9665 | 9111.6892 | 9298.0398 | 9441.2965 | 11672.1507 | 12462.0907 | 10059.8006 | 9934.2171 | 9862.2441 | 0
Commercial_Miscellaneous_New_Food Preparation_Natural Gas_Double Rack Oven_E2_Baseline Forecast | Commercial | Miscellaneous | New | Food Preparation | Natural Gas | Double Rack Oven | E2 | FTSC Qualified (>50% Cooking Efficiency) | Baseline Forecast | 0 | 11775.6166 | 18257.8735 | 8063.0412 | 7919.4037 | 7834.7779 | 7750.2165 | 7694.4952 | 7608.8342 | 7534.7906 | 7431.0605 | 7341.6429 | 9622.8619 | 12697.9031 | 13111.943 | 13380.106 | 13586.2559 | 16796.5095 | 17933.2525 | 14476.2985 | 14295.5807 | 14192.0098 | 0
Commercial_Miscellaneous_New_Food Preparation_Natural Gas_Double Rack Oven_E3_Baseline Forecast | Commercial | Miscellaneous | New | Food Preparation | Natural Gas | Double Rack Oven | E3 |  | Baseline Forecast | 0 | 0 | 0 | 0 | 0 | 0 | 0 | 0 | 0 | 0 | 0 | 0 | 0 | 0 | 0 | 0 | 0 | 0 | 0 | 0 | 0 | 0 | 0
Commercial_Miscellaneous_New_Food Preparation_Natural Gas_Double Rack Oven_E4_Baseline Forecast | Commercial | Miscellaneous | New | Food Preparation | Natural Gas | Double Rack Oven | E4 |  | Baseline Forecast | 0 | 0 | 0 | 0 | 0 | 0 | 0 | 0 | 0 | 0 | 0 | 0 | 0 | 0 | 0 | 0 | 0 | 0 | 0 | 0 | 0 | 0 | 0
Commercial_Miscellaneous_New_Food Preparation_Natural Gas_Double Rack Oven_E5_Baseline Forecast | Commercial | Miscellaneous | New | Food Preparation | Natural Gas | Double Rack Oven | E5 |  | Baseline Forecast | 0 | 0 | 0 | 0 | 0 | 0 | 0 | 0 | 0 | 0 | 0 | 0 | 0 | 0 | 0 | 0 | 0 | 0 | 0 | 0 | 0 | 0 | 0
Commercial_Miscellaneous_New_Food Preparation_Natural Gas_Double Rack Oven_E6_Baseline Forecast | Commercial | Miscellaneous | New | Food Preparation | Natural Gas | Double Rack Oven | E6 |  | Baseline Forecast | 0 | 0 | 0 | 0 | 0 | 0 | 0 | 0 | 0 | 0 | 0 | 0 | 0 | 0 | 0 | 0 | 0 | 0 | 0 | 0 | 0 | 0 | 0
Commercial_Miscellaneous_New_Food Preparation_Natural Gas_Double Rack Oven_E7_Baseline Forecast | Commercial | Miscellaneous | New | Food Preparation | Natural Gas | Double Rack Oven | E7 |  | Baseline Forecast | 0 | 0 | 0 | 0 | 0 | 0 | 0 | 0 | 0 | 0 | 0 | 0 | 0 | 0 | 0 | 0 | 0 | 0 | 0 | 0 | 0 | 0 | 0
Commercial_Miscellaneous_New_Food Preparation_Natural Gas_Double Rack Oven_E8_Baseline Forecast | Commercial | Miscellaneous | New | Food Preparation | Natural Gas | Double Rack Oven | E8 |  | Baseline Forecast | 0 | 0 | 0 | 0 | 0 | 0 | 0 | 0 | 0 | 0 | 0 | 0 | 0 | 0 | 0 | 0 | 0 | 0 | 0 | 0 | 0 | 0 | 0
Commercial_Miscellaneous_New_Food Preparation_Natural Gas_Double Rack Oven_E9_Baseline Forecast | Commercial | Miscellaneous | New | Food Preparation | Natural Gas | Double Rack Oven | E9 |  | Baseline Forecast | 0 | 0 | 0 | 0 | 0 | 0 | 0 | 0 | 0 | 0 | 0 | 0 | 0 | 0 | 0 | 0 | 0 | 0 | 0 | 0 | 0 | 0 | 0
Commercial_Miscellaneous_New_Food Preparation_Natural Gas_Double Rack Oven_E10_Baseline Forecast | Commercial | Miscellaneous | New | Food Preparation | Natural Gas | Double Rack Oven | E10 |  | Baseline Forecast | 0 | 0 | 0 | 0 | 0 | 0 | 0 | 0 | 0 | 0 | 0 | 0 | 0 | 0 | 0 | 0 | 0 | 0 | 0 | 0 | 0 | 0 | 0
Commercial_Miscellaneous_New_Food Preparation_Natural Gas_Fryer_E1_Baseline Forecast | Commercial | Miscellaneous | New | Food Preparation | Natural Gas | Fryer | E1 | Standard | Baseline Forecast | 0 | 47999.1426 | 74421.7733 | 32866.1397 | 32280.6523 | 31935.7051 | 43590.8061 | 58969.1751 | 59935.2225 | 60473.4485 | 71984.8432 | 78364.5925 | 70834.5503 | 74946.802 | 78172.4842 | 86158.6467 | 94639.6771 | 95581.5205 | 97063.5269 | 101656.7009 | 105724.8264 | 107767.1666 | 0
Commercial_Miscellaneous_New_Food Preparation_Natural Gas_Fryer_E2_Baseline Forecast | Commercial | Miscellaneous | New | Food Preparation | Natural Gas | Fryer | E2 | ENERGY STAR | Baseline Forecast | 0 | 16864.5636 | 26148.1906 | 11547.5626 | 11341.8508 | 11220.6532 | 15315.6886 | 20718.8993 | 21058.3214 | 21247.4279 | 25291.972 | 27533.5055 | 24887.815 | 26332.6602 | 27466.0079 | 30271.9569 | 33251.7784 | 33582.6964 | 34103.4013 | 35717.2192 | 37146.5606 | 37864.1396 | 0
Commercial_Miscellaneous_New_Food Preparation_Natural Gas_Fryer_E3_Baseline Forecast | Commercial | Miscellaneous | New | Food Preparation | Natural Gas | Fryer | E3 |  | Baseline Forecast | 0 | 0 | 0 | 0 | 0 | 0 | 0 | 0 | 0 | 0 | 0 | 0 | 0 | 0 | 0 | 0 | 0 | 0 | 0 | 0 | 0 | 0 | 0
Commercial_Miscellaneous_New_Food Preparation_Natural Gas_Fryer_E4_Baseline Forecast | Commercial | Miscellaneous | New | Food Preparation | Natural Gas | Fryer | E4 |  | Baseline Forecast | 0 | 0 | 0 | 0 | 0 | 0 | 0 | 0 | 0 | 0 | 0 | 0 | 0 | 0 | 0 | 0 | 0 | 0 | 0 | 0 | 0 | 0 | 0
Commercial_Miscellaneous_New_Food Preparation_Natural Gas_Fryer_E5_Baseline Forecast | Commercial | Miscellaneous | New | Food Preparation | Natural Gas | Fryer | E5 |  | Baseline Forecast | 0 | 0 | 0 | 0 | 0 | 0 | 0 | 0 | 0 | 0 | 0 | 0 | 0 | 0 | 0 | 0 | 0 | 0 | 0 | 0 | 0 | 0 | 0
Commercial_Miscellaneous_New_Food Preparation_Natural Gas_Fryer_E6_Baseline Forecast | Commercial | Miscellaneous | New | Food Preparation | Natural Gas | Fryer | E6 |  | Baseline Forecast | 0 | 0 | 0 | 0 | 0 | 0 | 0 | 0 | 0 | 0 | 0 | 0 | 0 | 0 | 0 | 0 | 0 | 0 | 0 | 0 | 0 | 0 | 0
Commercial_Miscellaneous_New_Food Preparation_Natural Gas_Fryer_E7_Baseline Forecast | Commercial | Miscellaneous | New | Food Preparation | Natural Gas | Fryer | E7 |  | Baseline Forecast | 0 | 0 | 0 | 0 | 0 | 0 | 0 | 0 | 0 | 0 | 0 | 0 | 0 | 0 | 0 | 0 | 0 | 0 | 0 | 0 | 0 | 0 | 0
Commercial_Miscellaneous_New_Food Preparation_Natural Gas_Fryer_E8_Baseline Forecast | Commercial | Miscellaneous | New | Food Preparation | Natural Gas | Fryer | E8 |  | Baseline Forecast | 0 | 0 | 0 | 0 | 0 | 0 | 0 | 0 | 0 | 0 | 0 | 0 | 0 | 0 | 0 | 0 | 0 | 0 | 0 | 0 | 0 | 0 | 0
Commercial_Miscellaneous_New_Food Preparation_Natural Gas_Fryer_E9_Baseline Forecast | Commercial | Miscellaneous | New | Food Preparation | Natural Gas | Fryer | E9 |  | Baseline Forecast | 0 | 0 | 0 | 0 | 0 | 0 | 0 | 0 | 0 | 0 | 0 | 0 | 0 | 0 | 0 | 0 | 0 | 0 | 0 | 0 | 0 | 0 | 0
Commercial_Miscellaneous_New_Food Preparation_Natural Gas_Fryer_E10_Baseline Forecast | Commercial | Miscellaneous | New | Food Preparation | Natural Gas | Fryer | E10 |  | Baseline Forecast | 0 | 0 | 0 | 0 | 0 | 0 | 0 | 0 | 0 | 0 | 0 | 0 | 0 | 0 | 0 | 0 | 0 | 0 | 0 | 0 | 0 | 0 | 0
Commercial_Miscellaneous_New_Food Preparation_Natural Gas_Broiler_E1_Baseline Forecast | Commercial | Miscellaneous | New | Food Preparation | Natural Gas | Broiler | E1 | Standard | Baseline Forecast | 0 | 33895.6759 | 52554.6118 | 23209.165 | 22795.7099 | 22552.1176 | 22308.7108 | 22148.3193 | 21901.7472 | 21688.6153 | 21390.032 | 21132.6469 | 27699.0513 | 36550.4431 | 37742.2417 | 38514.1391 | 39107.5339 | 48348.1297 | 51620.2023 | 41669.4884 | 41149.299 | 40851.1741 | 0
Commercial_Miscellaneous_New_Food Preparation_Natural Gas_Broiler_E2_Baseline Forecast | Commercial | Miscellaneous | New | Food Preparation | Natural Gas | Broiler | E2 | Infrared Burners | Baseline Forecast | 0 | 11909.2915 | 18465.1339 | 8154.5715 | 8009.3035 | 7923.717 | 7838.1957 | 7781.8419 | 7695.2085 | 7620.3243 | 7515.4166 | 7424.9841 | 9732.0991 | 12842.0476 | 13260.7876 | 13531.9948 | 13740.4849 | 16987.1807 | 18136.8279 | 14640.6311 | 14457.8618 | 14353.1152 | 0
Commercial_Miscellaneous_New_Food Preparation_Natural Gas_Broiler_E3_Baseline Forecast | Commercial | Miscellaneous | New | Food Preparation | Natural Gas | Broiler | E3 |  | Baseline Forecast | 0 | 0 | 0 | 0 | 0 | 0 | 0 | 0 | 0 | 0 | 0 | 0 | 0 | 0 | 0 | 0 | 0 | 0 | 0 | 0 | 0 | 0 | 0
Commercial_Miscellaneous_New_Food Preparation_Natural Gas_Broiler_E4_Baseline Forecast | Commercial | Miscellaneous | New | Food Preparation | Natural Gas | Broiler | E4 |  | Baseline Forecast | 0 | 0 | 0 | 0 | 0 | 0 | 0 | 0 | 0 | 0 | 0 | 0 | 0 | 0 | 0 | 0 | 0 | 0 | 0 | 0 | 0 | 0 | 0
Commercial_Miscellaneous_New_Food Preparation_Natural Gas_Broiler_E5_Baseline Forecast | Commercial | Miscellaneous | New | Food Preparation | Natural Gas | Broiler | E5 |  | Baseline Forecast | 0 | 0 | 0 | 0 | 0 | 0 | 0 | 0 | 0 | 0 | 0 | 0 | 0 | 0 | 0 | 0 | 0 | 0 | 0 | 0 | 0 | 0 | 0
Commercial_Miscellaneous_New_Food Preparation_Natural Gas_Broiler_E6_Baseline Forecast | Commercial | Miscellaneous | New | Food Preparation | Natural Gas | Broiler | E6 |  | Baseline Forecast | 0 | 0 | 0 | 0 | 0 | 0 | 0 | 0 | 0 | 0 | 0 | 0 | 0 | 0 | 0 | 0 | 0 | 0 | 0 | 0 | 0 | 0 | 0
Commercial_Miscellaneous_New_Food Preparation_Natural Gas_Broiler_E7_Baseline Forecast | Commercial | Miscellaneous | New | Food Preparation | Natural Gas | Broiler | E7 |  | Baseline Forecast | 0 | 0 | 0 | 0 | 0 | 0 | 0 | 0 | 0 | 0 | 0 | 0 | 0 | 0 | 0 | 0 | 0 | 0 | 0 | 0 | 0 | 0 | 0
Commercial_Miscellaneous_New_Food Preparation_Natural Gas_Broiler_E8_Baseline Forecast | Commercial | Miscellaneous | New | Food Preparation | Natural Gas | Broiler | E8 |  | Baseline Forecast | 0 | 0 | 0 | 0 | 0 | 0 | 0 | 0 | 0 | 0 | 0 | 0 | 0 | 0 | 0 | 0 | 0 | 0 | 0 | 0 | 0 | 0 | 0
Commercial_Miscellaneous_New_Food Preparation_Natural Gas_Broiler_E9_Baseline Forecast | Commercial | Miscellaneous | New | Food Preparation | Natural Gas | Broiler | E9 |  | Baseline Forecast | 0 | 0 | 0 | 0 | 0 | 0 | 0 | 0 | 0 | 0 | 0 | 0 | 0 | 0 | 0 | 0 | 0 | 0 | 0 | 0 | 0 | 0 | 0
Commercial_Miscellaneous_New_Food Preparation_Natural Gas_Broiler_E10_Baseline Forecast | Commercial | Miscellaneous | New | Food Preparation | Natural Gas | Broiler | E10 |  | Baseline Forecast | 0 | 0 | 0 | 0 | 0 | 0 | 0 | 0 | 0 | 0 | 0 | 0 | 0 | 0 | 0 | 0 | 0 | 0 | 0 | 0 | 0 | 0 | 0
Commercial_Miscellaneous_New_Food Preparation_Natural Gas_Griddle_E1_Baseline Forecast | Commercial | Miscellaneous | New | Food Preparation | Natural Gas | Griddle | E1 | Standard | Baseline Forecast | 0 | 40721.9174 | 63138.5717 | 27883.2528 | 27386.5321 | 27093.8829 | 26801.4564 | 26608.7637 | 26312.5345 | 26056.48 | 25697.7651 | 25388.5453 | 33277.3562 | 43911.3276 | 45343.1422 | 46270.4918 | 46983.3903 | 58084.9473 | 62015.9818 | 50061.2961 | 49436.3459 | 49078.1817 | 0
Commercial_Miscellaneous_New_Food Preparation_Natural Gas_Griddle_E2_Baseline Forecast | Commercial | Miscellaneous | New | Food Preparation | Natural Gas | Griddle | E2 | ENERGY STAR | Baseline Forecast | 0 | 16632.8959 | 25788.9941 | 11388.9343 | 11186.0483 | 11066.5155 | 10947.0737 | 10868.3683 | 10747.3732 | 10642.7876 | 10496.2703 | 10369.9692 | 13592.1596 | 17935.6127 | 18520.4383 | 18899.215 | 19190.3988 | 23724.8376 | 25330.4714 | 20447.5717 | 20192.3103 | 20046.0179 | 0
Commercial_Miscellaneous_New_Food Preparation_Natural Gas_Griddle_E3_Baseline Forecast | Commercial | Miscellaneous | New | Food Preparation | Natural Gas | Griddle | E3 |  | Baseline Forecast | 0 | 0 | 0 | 0 | 0 | 0 | 0 | 0 | 0 | 0 | 0 | 0 | 0 | 0 | 0 | 0 | 0 | 0 | 0 | 0 | 0 | 0 | 0
Commercial_Miscellaneous_New_Food Preparation_Natural Gas_Griddle_E4_Baseline Forecast | Commercial | Miscellaneous | New | Food Preparation | Natural Gas | Griddle | E4 |  | Baseline Forecast | 0 | 0 | 0 | 0 | 0 | 0 | 0 | 0 | 0 | 0 | 0 | 0 | 0 | 0 | 0 | 0 | 0 | 0 | 0 | 0 | 0 | 0 | 0
Commercial_Miscellaneous_New_Food Preparation_Natural Gas_Griddle_E5_Baseline Forecast | Commercial | Miscellaneous | New | Food Preparation | Natural Gas | Griddle | E5 |  | Baseline Forecast | 0 | 0 | 0 | 0 | 0 | 0 | 0 | 0 | 0 | 0 | 0 | 0 | 0 | 0 | 0 | 0 | 0 | 0 | 0 | 0 | 0 | 0 | 0
Commercial_Miscellaneous_New_Food Preparation_Natural Gas_Griddle_E6_Baseline Forecast | Commercial | Miscellaneous | New | Food Preparation | Natural Gas | Griddle | E6 |  | Baseline Forecast | 0 | 0 | 0 | 0 | 0 | 0 | 0 | 0 | 0 | 0 | 0 | 0 | 0 | 0 | 0 | 0 | 0 | 0 | 0 | 0 | 0 | 0 | 0
Commercial_Miscellaneous_New_Food Preparation_Natural Gas_Griddle_E7_Baseline Forecast | Commercial | Miscellaneous | New | Food Preparation | Natural Gas | Griddle | E7 |  | Baseline Forecast | 0 | 0 | 0 | 0 | 0 | 0 | 0 | 0 | 0 | 0 | 0 | 0 | 0 | 0 | 0 | 0 | 0 | 0 | 0 | 0 | 0 | 0 | 0
Commercial_Miscellaneous_New_Food Preparation_Natural Gas_Griddle_E8_Baseline Forecast | Commercial | Miscellaneous | New | Food Preparation | Natural Gas | Griddle | E8 |  | Baseline Forecast | 0 | 0 | 0 | 0 | 0 | 0 | 0 | 0 | 0 | 0 | 0 | 0 | 0 | 0 | 0 | 0 | 0 | 0 | 0 | 0 | 0 | 0 | 0
Commercial_Miscellaneous_New_Food Preparation_Natural Gas_Griddle_E9_Baseline Forecast | Commercial | Miscellaneous | New | Food Preparation | Natural Gas | Griddle | E9 |  | Baseline Forecast | 0 | 0 | 0 | 0 | 0 | 0 | 0 | 0 | 0 | 0 | 0 | 0 | 0 | 0 | 0 | 0 | 0 | 0 | 0 | 0 | 0 | 0 | 0
Commercial_Miscellaneous_New_Food Preparation_Natural Gas_Griddle_E10_Baseline Forecast | Commercial | Miscellaneous | New | Food Preparation | Natural Gas | Griddle | E10 |  | Baseline Forecast | 0 | 0 | 0 | 0 | 0 | 0 | 0 | 0 | 0 | 0 | 0 | 0 | 0 | 0 | 0 | 0 | 0 | 0 | 0 | 0 | 0 | 0 | 0
Commercial_Miscellaneous_New_Food Preparation_Natural Gas_Range_E1_Baseline Forecast | Commercial | Miscellaneous | New | Food Preparation | Natural Gas | Range | E1 | Standard | Baseline Forecast | 0 | 89125.5412 | 138187.4856 | 61026.3503 | 59939.2083 | 59298.7051 | 58658.6893 | 58236.9547 | 57588.6163 | 57028.2057 | 74068.2168 | 97463.9221 | 100730.3194 | 102774.9334 | 104229.3429 | 128368.6751 | 137158.0337 | 110784.5768 | 109268.6275 | 111751.8743 | 118151.2765 | 124331.5747 | 0
Commercial_Miscellaneous_New_Food Preparation_Natural Gas_Range_E2_Baseline Forecast | Commercial | Miscellaneous | New | Food Preparation | Natural Gas | Range | E2 | High Efficiency | Baseline Forecast | 0 | 128253.8276 | 198855.1621 | 87818.4066 | 86253.9827 | 85332.283 | 84411.2847 | 83804.3983 | 82871.4235 | 82064.9789 | 106585.9706 | 140252.961 | 144953.3864 | 147895.6359 | 149988.5666 | 184725.6544 | 197373.7558 | 159421.708 | 157240.2201 | 160813.6728 | 170022.5686 | 178916.1685 | 0
Commercial_Miscellaneous_New_Food Preparation_Natural Gas_Range_E3_Baseline Forecast | Commercial | Miscellaneous | New | Food Preparation | Natural Gas | Range | E3 |  | Baseline Forecast | 0 | 0 | 0 | 0 | 0 | 0 | 0 | 0 | 0 | 0 | 0 | 0 | 0 | 0 | 0 | 0 | 0 | 0 | 0 | 0 | 0 | 0 | 0
Commercial_Miscellaneous_New_Food Preparation_Natural Gas_Range_E4_Baseline Forecast | Commercial | Miscellaneous | New | Food Preparation | Natural Gas | Range | E4 |  | Baseline Forecast | 0 | 0 | 0 | 0 | 0 | 0 | 0 | 0 | 0 | 0 | 0 | 0 | 0 | 0 | 0 | 0 | 0 | 0 | 0 | 0 | 0 | 0 | 0
Commercial_Miscellaneous_New_Food Preparation_Natural Gas_Range_E5_Baseline Forecast | Commercial | Miscellaneous | New | Food Preparation | Natural Gas | Range | E5 |  | Baseline Forecast | 0 | 0 | 0 | 0 | 0 | 0 | 0 | 0 | 0 | 0 | 0 | 0 | 0 | 0 | 0 | 0 | 0 | 0 | 0 | 0 | 0 | 0 | 0
Commercial_Miscellaneous_New_Food Preparation_Natural Gas_Range_E6_Baseline Forecast | Commercial | Miscellaneous | New | Food Preparation | Natural Gas | Range | E6 |  | Baseline Forecast | 0 | 0 | 0 | 0 | 0 | 0 | 0 | 0 | 0 | 0 | 0 | 0 | 0 | 0 | 0 | 0 | 0 | 0 | 0 | 0 | 0 | 0 | 0
Commercial_Miscellaneous_New_Food Preparation_Natural Gas_Range_E7_Baseline Forecast | Commercial | Miscellaneous | New | Food Preparation | Natural Gas | Range | E7 |  | Baseline Forecast | 0 | 0 | 0 | 0 | 0 | 0 | 0 | 0 | 0 | 0 | 0 | 0 | 0 | 0 | 0 | 0 | 0 | 0 | 0 | 0 | 0 | 0 | 0
Commercial_Miscellaneous_New_Food Preparation_Natural Gas_Range_E8_Baseline Forecast | Commercial | Miscellaneous | New | Food Preparation | Natural Gas | Range | E8 |  | Baseline Forecast | 0 | 0 | 0 | 0 | 0 | 0 | 0 | 0 | 0 | 0 | 0 | 0 | 0 | 0 | 0 | 0 | 0 | 0 | 0 | 0 | 0 | 0 | 0
Commercial_Miscellaneous_New_Food Preparation_Natural Gas_Range_E9_Baseline Forecast | Commercial | Miscellaneous | New | Food Preparation | Natural Gas | Range | E9 |  | Baseline Forecast | 0 | 0 | 0 | 0 | 0 | 0 | 0 | 0 | 0 | 0 | 0 | 0 | 0 | 0 | 0 | 0 | 0 | 0 | 0 | 0 | 0 | 0 | 0
Commercial_Miscellaneous_New_Food Preparation_Natural Gas_Range_E10_Baseline Forecast | Commercial | Miscellaneous | New | Food Preparation | Natural Gas | Range | E10 |  | Baseline Forecast | 0 | 0 | 0 | 0 | 0 | 0 | 0 | 0 | 0 | 0 | 0 | 0 | 0 | 0 | 0 | 0 | 0 | 0 | 0 | 0 | 0 | 0 | 0
Commercial_Miscellaneous_New_Food Preparation_Natural Gas_Steamer_E1_Baseline Forecast | Commercial | Miscellaneous | New | Food Preparation | Natural Gas | Steamer | E1 | Standard | Baseline Forecast | 0 | 8173.403 | 12672.7086 | 5596.5209 | 5496.8228 | 5438.0844 | 5379.3907 | 5340.7148 | 5281.2579 | 5229.8645 | 6066.0218 | 7311.13 | 7635.5214 | 7885.1555 | 8102.1586 | 8270.3337 | 8428.0879 | 8549.3684 | 8634.1149 | 11341.2863 | 12733.7862 | 10480.1861 | 0
Commercial_Miscellaneous_New_Food Preparation_Natural Gas_Steamer_E2_Baseline Forecast | Commercial | Miscellaneous | New | Food Preparation | Natural Gas | Steamer | E2 | ENERGY STAR | Baseline Forecast | 0 | 8173.403 | 12672.7086 | 5596.5209 | 5496.8228 | 5438.0844 | 5379.3907 | 5340.7148 | 5281.2579 | 5229.8645 | 6066.0218 | 7311.13 | 7635.5214 | 7885.1555 | 8102.1586 | 8270.3337 | 8428.0879 | 8549.3684 | 8634.1149 | 11341.2863 | 12733.7862 | 10480.1861 | 0
Commercial_Miscellaneous_New_Food Preparation_Natural Gas_Steamer_E3_Baseline Forecast | Commercial | Miscellaneous | New | Food Preparation | Natural Gas | Steamer | E3 |  | Baseline Forecast | 0 | 0 | 0 | 0 | 0 | 0 | 0 | 0 | 0 | 0 | 0 | 0 | 0 | 0 | 0 | 0 | 0 | 0 | 0 | 0 | 0 | 0 | 0
Commercial_Miscellaneous_New_Food Preparation_Natural Gas_Steamer_E4_Baseline Forecast | Commercial | Miscellaneous | New | Food Preparation | Natural Gas | Steamer | E4 |  | Baseline Forecast | 0 | 0 | 0 | 0 | 0 | 0 | 0 | 0 | 0 | 0 | 0 | 0 | 0 | 0 | 0 | 0 | 0 | 0 | 0 | 0 | 0 | 0 | 0
Commercial_Miscellaneous_New_Food Preparation_Natural Gas_Steamer_E5_Baseline Forecast | Commercial | Miscellaneous | New | Food Preparation | Natural Gas | Steamer | E5 |  | Baseline Forecast | 0 | 0 | 0 | 0 | 0 | 0 | 0 | 0 | 0 | 0 | 0 | 0 | 0 | 0 | 0 | 0 | 0 | 0 | 0 | 0 | 0 | 0 | 0
Commercial_Miscellaneous_New_Food Preparation_Natural Gas_Steamer_E6_Baseline Forecast | Commercial | Miscellaneous | New | Food Preparation | Natural Gas | Steamer | E6 |  | Baseline Forecast | 0 | 0 | 0 | 0 | 0 | 0 | 0 | 0 | 0 | 0 | 0 | 0 | 0 | 0 | 0 | 0 | 0 | 0 | 0 | 0 | 0 | 0 | 0
Commercial_Miscellaneous_New_Food Preparation_Natural Gas_Steamer_E7_Baseline Forecast | Commercial | Miscellaneous | New | Food Preparation | Natural Gas | Steamer | E7 |  | Baseline Forecast | 0 | 0 | 0 | 0 | 0 | 0 | 0 | 0 | 0 | 0 | 0 | 0 | 0 | 0 | 0 | 0 | 0 | 0 | 0 | 0 | 0 | 0 | 0
Commercial_Miscellaneous_New_Food Preparation_Natural Gas_Steamer_E8_Baseline Forecast | Commercial | Miscellaneous | New | Food Preparation | Natural Gas | Steamer | E8 |  | Baseline Forecast | 0 | 0 | 0 | 0 | 0 | 0 | 0 | 0 | 0 | 0 | 0 | 0 | 0 | 0 | 0 | 0 | 0 | 0 | 0 | 0 | 0 | 0 | 0
Commercial_Miscellaneous_New_Food Preparation_Natural Gas_Steamer_E9_Baseline Forecast | Commercial | Miscellaneous | New | Food Preparation | Natural Gas | Steamer | E9 |  | Baseline Forecast | 0 | 0 | 0 | 0 | 0 | 0 | 0 | 0 | 0 | 0 | 0 | 0 | 0 | 0 | 0 | 0 | 0 | 0 | 0 | 0 | 0 | 0 | 0
Commercial_Miscellaneous_New_Food Preparation_Natural Gas_Steamer_E10_Baseline Forecast | Commercial | Miscellaneous | New | Food Preparation | Natural Gas | Steamer | E10 |  | Baseline Forecast | 0 | 0 | 0 | 0 | 0 | 0 | 0 | 0 | 0 | 0 | 0 | 0 | 0 | 0 | 0 | 0 | 0 | 0 | 0 | 0 | 0 | 0 | 0
Commercial_Miscellaneous_New_Food Preparation_Natural Gas_Food Prep Other_E1_Baseline Forecast | Commercial | Miscellaneous | New | Food Preparation | Natural Gas | Food Prep Other | E1 | Standard | Baseline Forecast | 0 | 12096.6365 | 18755.6087 | 8282.851 | 8135.2977 | 8048.3649 | 7961.4982 | 7904.258 | 7816.2617 | 7740.1995 | 10052.9689 | 13228.37 | 13671.7044 | 13949.2113 | 14146.6122 | 17422.9427 | 18615.8855 | 15036.3267 | 14830.5732 | 15167.6139 | 16036.178 | 16875.0039 | 0
Commercial_Miscellaneous_New_Food Preparation_Natural Gas_Food Prep Other_E2_Baseline Forecast | Commercial | Miscellaneous | New | Food Preparation | Natural Gas | Food Prep Other | E2 | ENERGY STAR | Baseline Forecast | 0 | 4250.1696 | 6589.8085 | 2910.1909 | 2858.3479 | 2827.8039 | 2797.2832 | 2777.1717 | 2746.2541 | 2719.5296 | 3532.1242 | 4647.8057 | 4803.5718 | 4901.0742 | 4970.4313 | 6121.5745 | 6540.7165 | 5283.0337 | 5210.7419 | 5329.1616 | 5634.3328 | 5929.0554 | 0
Commercial_Miscellaneous_New_Food Preparation_Natural Gas_Food Prep Other_E3_Baseline Forecast | Commercial | Miscellaneous | New | Food Preparation | Natural Gas | Food Prep Other | E3 |  | Baseline Forecast | 0 | 0 | 0 | 0 | 0 | 0 | 0 | 0 | 0 | 0 | 0 | 0 | 0 | 0 | 0 | 0 | 0 | 0 | 0 | 0 | 0 | 0 | 0
Commercial_Miscellaneous_New_Food Preparation_Natural Gas_Food Prep Other_E4_Baseline Forecast | Commercial | Miscellaneous | New | Food Preparation | Natural Gas | Food Prep Other | E4 |  | Baseline Forecast | 0 | 0 | 0 | 0 | 0 | 0 | 0 | 0 | 0 | 0 | 0 | 0 | 0 | 0 | 0 | 0 | 0 | 0 | 0 | 0 | 0 | 0 | 0
Commercial_Miscellaneous_New_Food Preparation_Natural Gas_Food Prep Other_E5_Baseline Forecast | Commercial | Miscellaneous | New | Food Preparation | Natural Gas | Food Prep Other | E5 |  | Baseline Forecast | 0 | 0 | 0 | 0 | 0 | 0 | 0 | 0 | 0 | 0 | 0 | 0 | 0 | 0 | 0 | 0 | 0 | 0 | 0 | 0 | 0 | 0 | 0
Commercial_Miscellaneous_New_Food Preparation_Natural Gas_Food Prep Other_E6_Baseline Forecast | Commercial | Miscellaneous | New | Food Preparation | Natural Gas | Food Prep Other | E6 |  | Baseline Forecast | 0 | 0 | 0 | 0 | 0 | 0 | 0 | 0 | 0 | 0 | 0 | 0 | 0 | 0 | 0 | 0 | 0 | 0 | 0 | 0 | 0 | 0 | 0
Commercial_Miscellaneous_New_Food Preparation_Natural Gas_Food Prep Other_E7_Baseline Forecast | Commercial | Miscellaneous | New | Food Preparation | Natural Gas | Food Prep Other | E7 |  | Baseline Forecast | 0 | 0 | 0 | 0 | 0 | 0 | 0 | 0 | 0 | 0 | 0 | 0 | 0 | 0 | 0 | 0 | 0 | 0 | 0 | 0 | 0 | 0 | 0
Commercial_Miscellaneous_New_Food Preparation_Natural Gas_Food Prep Other_E8_Baseline Forecast | Commercial | Miscellaneous | New | Food Preparation | Natural Gas | Food Prep Other | E8 |  | Baseline Forecast | 0 | 0 | 0 | 0 | 0 | 0 | 0 | 0 | 0 | 0 | 0 | 0 | 0 | 0 | 0 | 0 | 0 | 0 | 0 | 0 | 0 | 0 | 0
Commercial_Miscellaneous_New_Food Preparation_Natural Gas_Food Prep Other_E9_Baseline Forecast | Commercial | Miscellaneous | New | Food Preparation | Natural Gas | Food Prep Other | E9 |  | Baseline Forecast | 0 | 0 | 0 | 0 | 0 | 0 | 0 | 0 | 0 | 0 | 0 | 0 | 0 | 0 | 0 | 0 | 0 | 0 | 0 | 0 | 0 | 0 | 0
Commercial_Miscellaneous_New_Food Preparation_Natural Gas_Food Prep Other_E10_Baseline Forecast | Commercial | Miscellaneous | New | Food Preparation | Natural Gas | Food Prep Other | E10 |  | Baseline Forecast | 0 | 0 | 0 | 0 | 0 | 0 | 0 | 0 | 0 | 0 | 0 | 0 | 0 | 0 | 0 | 0 | 0 | 0 | 0 | 0 | 0 | 0 | 0
Commercial_Miscellaneous_New_Miscellaneous_Natural Gas_Pool Heater_E1_Baseline Forecast | Commercial | Miscellaneous | New | Miscellaneous | Natural Gas | Pool Heater | E1 | Standard (EF .82) | Baseline Forecast | 0 | 85233.114 | 132152.3499 | 58361.1141 | 57321.4514 | 56708.9212 | 73143.48 | 95761.3094 | 98799.9554 | 100983.0227 | 102284.9098 | 128910.1146 | 144672.9348 | 125911.6516 | 130359.7683 | 134042.0428 | 146843.5422 | 161679.7119 | 164427.1897 | 167453.966 | 170126.0192 | 181797.2956 | 0
Commercial_Miscellaneous_New_Miscellaneous_Natural Gas_Pool Heater_E2_Baseline Forecast | Commercial | Miscellaneous | New | Miscellaneous | Natural Gas | Pool Heater | E2 | Condensing (EF .90) | Baseline Forecast | 0 | 9470.346 | 14683.5944 | 6484.5682 | 6369.0502 | 6300.9912 | 8127.0533 | 10640.1455 | 10977.7728 | 11220.3359 | 11364.99 | 14323.3461 | 16074.7705 | 13990.1835 | 14484.4187 | 14893.5603 | 16315.9491 | 17964.4124 | 18269.6877 | 18605.9962 | 18902.891 | 20199.6995 | 0
Commercial_Miscellaneous_New_Miscellaneous_Natural Gas_Pool Heater_E3_Baseline Forecast | Commercial | Miscellaneous | New | Miscellaneous | Natural Gas | Pool Heater | E3 |  | Baseline Forecast | 0 | 0 | 0 | 0 | 0 | 0 | 0 | 0 | 0 | 0 | 0 | 0 | 0 | 0 | 0 | 0 | 0 | 0 | 0 | 0 | 0 | 0 | 0
Commercial_Miscellaneous_New_Miscellaneous_Natural Gas_Pool Heater_E4_Baseline Forecast | Commercial | Miscellaneous | New | Miscellaneous | Natural Gas | Pool Heater | E4 |  | Baseline Forecast | 0 | 0 | 0 | 0 | 0 | 0 | 0 | 0 | 0 | 0 | 0 | 0 | 0 | 0 | 0 | 0 | 0 | 0 | 0 | 0 | 0 | 0 | 0
Commercial_Miscellaneous_New_Miscellaneous_Natural Gas_Pool Heater_E5_Baseline Forecast | Commercial | Miscellaneous | New | Miscellaneous | Natural Gas | Pool Heater | E5 |  | Baseline Forecast | 0 | 0 | 0 | 0 | 0 | 0 | 0 | 0 | 0 | 0 | 0 | 0 | 0 | 0 | 0 | 0 | 0 | 0 | 0 | 0 | 0 | 0 | 0
Commercial_Miscellaneous_New_Miscellaneous_Natural Gas_Pool Heater_E6_Baseline Forecast | Commercial | Miscellaneous | New | Miscellaneous | Natural Gas | Pool Heater | E6 |  | Baseline Forecast | 0 | 0 | 0 | 0 | 0 | 0 | 0 | 0 | 0 | 0 | 0 | 0 | 0 | 0 | 0 | 0 | 0 | 0 | 0 | 0 | 0 | 0 | 0
Commercial_Miscellaneous_New_Miscellaneous_Natural Gas_Pool Heater_E7_Baseline Forecast | Commercial | Miscellaneous | New | Miscellaneous | Natural Gas | Pool Heater | E7 |  | Baseline Forecast | 0 | 0 | 0 | 0 | 0 | 0 | 0 | 0 | 0 | 0 | 0 | 0 | 0 | 0 | 0 | 0 | 0 | 0 | 0 | 0 | 0 | 0 | 0
Commercial_Miscellaneous_New_Miscellaneous_Natural Gas_Pool Heater_E8_Baseline Forecast | Commercial | Miscellaneous | New | Miscellaneous | Natural Gas | Pool Heater | E8 |  | Baseline Forecast | 0 | 0 | 0 | 0 | 0 | 0 | 0 | 0 | 0 | 0 | 0 | 0 | 0 | 0 | 0 | 0 | 0 | 0 | 0 | 0 | 0 | 0 | 0
Commercial_Miscellaneous_New_Miscellaneous_Natural Gas_Pool Heater_E9_Baseline Forecast | Commercial | Miscellaneous | New | Miscellaneous | Natural Gas | Pool Heater | E9 |  | Baseline Forecast | 0 | 0 | 0 | 0 | 0 | 0 | 0 | 0 | 0 | 0 | 0 | 0 | 0 | 0 | 0 | 0 | 0 | 0 | 0 | 0 | 0 | 0 | 0
Commercial_Miscellaneous_New_Miscellaneous_Natural Gas_Pool Heater_E10_Baseline Forecast | Commercial | Miscellaneous | New | Miscellaneous | Natural Gas | Pool Heater | E10 |  | Baseline Forecast | 0 | 0 | 0 | 0 | 0 | 0 | 0 | 0 | 0 | 0 | 0 | 0 | 0 | 0 | 0 | 0 | 0 | 0 | 0 | 0 | 0 | 0 | 0
Commercial_Miscellaneous_New_Miscellaneous_Natural Gas_Miscellaneous_E1_Baseline Forecast | Commercial | Miscellaneous | New | Miscellaneous | Natural Gas | Miscellaneous | E1 | Standard | Baseline Forecast | 0 | 1350881.5326 | 2094516.5639 | 924980.2983 | 1101485.4937 | 1363424.9864 | 1419488.452 | 1494680.5579 | 1592203.0335 | 1683731.6769 | 1768307.488 | 2248263.7686 | 2496119.0233 | 2158395.6996 | 2329548.1309 | 2533209.7868 | 2601232.1277 | 2687239.1771 | 2793377.4509 | 2895583.4583 | 2989797.5733 | 3206761.4612 | 0
Commercial_Miscellaneous_New_Miscellaneous_Natural Gas_Miscellaneous_E2_Baseline Forecast | Commercial | Miscellaneous | New | Miscellaneous | Natural Gas | Miscellaneous | E2 |  | Baseline Forecast | 0 | 0 | 0 | 0 | 0 | 0 | 0 | 0 | 0 | 0 | 0 | 0 | 0 | 0 | 0 | 0 | 0 | 0 | 0 | 0 | 0 | 0 | 0
Commercial_Miscellaneous_New_Miscellaneous_Natural Gas_Miscellaneous_E3_Baseline Forecast | Commercial | Miscellaneous | New | Miscellaneous | Natural Gas | Miscellaneous | E3 |  | Baseline Forecast | 0 | 0 | 0 | 0 | 0 | 0 | 0 | 0 | 0 | 0 | 0 | 0 | 0 | 0 | 0 | 0 | 0 | 0 | 0 | 0 | 0 | 0 | 0
Commercial_Miscellaneous_New_Miscellaneous_Natural Gas_Miscellaneous_E4_Baseline Forecast | Commercial | Miscellaneous | New | Miscellaneous | Natural Gas | Miscellaneous | E4 |  | Baseline Forecast | 0 | 0 | 0 | 0 | 0 | 0 | 0 | 0 | 0 | 0 | 0 | 0 | 0 | 0 | 0 | 0 | 0 | 0 | 0 | 0 | 0 | 0 | 0
Commercial_Miscellaneous_New_Miscellaneous_Natural Gas_Miscellaneous_E5_Baseline Forecast | Commercial | Miscellaneous | New | Miscellaneous | Natural Gas | Miscellaneous | E5 |  | Baseline Forecast | 0 | 0 | 0 | 0 | 0 | 0 | 0 | 0 | 0 | 0 | 0 | 0 | 0 | 0 | 0 | 0 | 0 | 0 | 0 | 0 | 0 | 0 | 0
Commercial_Miscellaneous_New_Miscellaneous_Natural Gas_Miscellaneous_E6_Baseline Forecast | Commercial | Miscellaneous | New | Miscellaneous | Natural Gas | Miscellaneous | E6 |  | Baseline Forecast | 0 | 0 | 0 | 0 | 0 | 0 | 0 | 0 | 0 | 0 | 0 | 0 | 0 | 0 | 0 | 0 | 0 | 0 | 0 | 0 | 0 | 0 | 0
Commercial_Miscellaneous_New_Miscellaneous_Natural Gas_Miscellaneous_E7_Baseline Forecast | Commercial | Miscellaneous | New | Miscellaneous | Natural Gas | Miscellaneous | E7 |  | Baseline Forecast | 0 | 0 | 0 | 0 | 0 | 0 | 0 | 0 | 0 | 0 | 0 | 0 | 0 | 0 | 0 | 0 | 0 | 0 | 0 | 0 | 0 | 0 | 0
Commercial_Miscellaneous_New_Miscellaneous_Natural Gas_Miscellaneous_E8_Baseline Forecast | Commercial | Miscellaneous | New | Miscellaneous | Natural Gas | Miscellaneous | E8 |  | Baseline Forecast | 0 | 0 | 0 | 0 | 0 | 0 | 0 | 0 | 0 | 0 | 0 | 0 | 0 | 0 | 0 | 0 | 0 | 0 | 0 | 0 | 0 | 0 | 0
Commercial_Miscellaneous_New_Miscellaneous_Natural Gas_Miscellaneous_E9_Baseline Forecast | Commercial | Miscellaneous | New | Miscellaneous | Natural Gas | Miscellaneous | E9 |  | Baseline Forecast | 0 | 0 | 0 | 0 | 0 | 0 | 0 | 0 | 0 | 0 | 0 | 0 | 0 | 0 | 0 | 0 | 0 | 0 | 0 | 0 | 0 | 0 | 0
Commercial_Miscellaneous_New_Miscellaneous_Natural Gas_Miscellaneous_E10_Baseline Forecast | Commercial | Miscellaneous | New | Miscellaneous | Natural Gas | Miscellaneous | E10 |  | Baseline Forecast | 0 | 0 | 0 | 0 | 0 | 0 | 0 | 0 | 0 | 0 | 0 | 0 | 0 | 0 | 0 | 0 | 0 | 0 | 0 | 0 | 0 | 0 | 0

## Equipment Stock
Key | Sector | Segment | Vintage | End Use | Fuel | Technology | Equipment | Label | Case | 2019 | 2020 | 2021 | 2022 | 2023 | 2024 | 2025 | 2026 | 2027 | 2028 | 2029 | 2030 | 2031 | 2032 | 2033 | 2034 | 2035 | 2036 | 2037 | 2038 | 2039 | 2040 | 2041 | 2042 | Controllable
Commercial_Office_Existing_Space Heating_Natural Gas_Furnace_E1_Baseline Forecast | Commercial | Office | Existing | Space Heating | Natural Gas | Furnace | E1 | AFUE 80% (Standard) | Baseline Forecast | 0 | 878256.1959 | 1781638.9727 | 2704611.165 | 3642157.6928 | 4589743.4214 | 5543274.2781 | 6499061.3774 | 7453787.9249 | 8404478.6882 | 9348471.8382 | 10283392.9796 | 11117414.5619 | 11858742.2141 | 12514948.5775 | 13093021.5527 | 13599408.8778 | 14040059.3204 | 14420460.7369 | 14745675.239 | 15020371.6876 | 15248855.7151 | 0 | 0 | 400
Commercial_Office_Existing_Space Heating_Natural Gas_Furnace_E2_Baseline Forecast | Commercial | Office | Existing | Space Heating | Natural Gas | Furnace | E2 | AFUE 90% | Baseline Forecast | 0 | 0 | 0 | 0 | 0 | 0 | 0 | 0 | 0 | 0 | 0 | 0 | 0 | 0 | 0 | 0 | 0 | 0 | 0 | 0 | 0 | 0 | 0 | 0 | 400
Commercial_Office_Existing_Space Heating_Natural Gas_Furnace_E3_Baseline Forecast | Commercial | Office | Existing | Space Heating | Natural Gas | Furnace | E3 | AFUE 95% | Baseline Forecast | 0 | 0 | 0 | 0 | 0 | 0 | 0 | 0 | 0 | 0 | 0 | 0 | 0 | 0 | 0 | 0 | 0 | 0 | 0 | 0 | 0 | 0 | 0 | 0 | 400
Commercial_Office_Existing_Space Heating_Natural Gas_Furnace_E4_Baseline Forecast | Commercial | Office | Existing | Space Heating | Natural Gas | Furnace | E4 |  | Baseline Forecast | 0 | 0 | 0 | 0 | 0 | 0 | 0 | 0 | 0 | 0 | 0 | 0 | 0 | 0 | 0 | 0 | 0 | 0 | 0 | 0 | 0 | 0 | 0 | 0 | 0
Commercial_Office_Existing_Space Heating_Natural Gas_Furnace_E5_Baseline Forecast | Commercial | Office | Existing | Space Heating | Natural Gas | Furnace | E5 |  | Baseline Forecast | 0 | 0 | 0 | 0 | 0 | 0 | 0 | 0 | 0 | 0 | 0 | 0 | 0 | 0 | 0 | 0 | 0 | 0 | 0 | 0 | 0 | 0 | 0 | 0 | 0
Commercial_Office_Existing_Space Heating_Natural Gas_Furnace_E6_Baseline Forecast | Commercial | Office | Existing | Space Heating | Natural Gas | Furnace | E6 |  | Baseline Forecast | 0 | 0 | 0 | 0 | 0 | 0 | 0 | 0 | 0 | 0 | 0 | 0 | 0 | 0 | 0 | 0 | 0 | 0 | 0 | 0 | 0 | 0 | 0 | 0 | 0
Commercial_Office_Existing_Space Heating_Natural Gas_Furnace_E7_Baseline Forecast | Commercial | Office | Existing | Space Heating | Natural Gas | Furnace | E7 |  | Baseline Forecast | 0 | 0 | 0 | 0 | 0 | 0 | 0 | 0 | 0 | 0 | 0 | 0 | 0 | 0 | 0 | 0 | 0 | 0 | 0 | 0 | 0 | 0 | 0 | 0 | 0
Commercial_Office_Existing_Space Heating_Natural Gas_Furnace_E8_Baseline Forecast | Commercial | Office | Existing | Space Heating | Natural Gas | Furnace | E8 |  | Baseline Forecast | 0 | 0 | 0 | 0 | 0 | 0 | 0 | 0 | 0 | 0 | 0 | 0 | 0 | 0 | 0 | 0 | 0 | 0 | 0 | 0 | 0 | 0 | 0 | 0 | 0
Commercial_Office_Existing_Space Heating_Natural Gas_Furnace_E9_Baseline Forecast | Commercial | Office | Existing | Space Heating | Natural Gas | Furnace | E9 |  | Baseline Forecast | 0 | 0 | 0 | 0 | 0 | 0 | 0 | 0 | 0 | 0 | 0 | 0 | 0 | 0 | 0 | 0 | 0 | 0 | 0 | 0 | 0 | 0 | 0 | 0 | 0
Commercial_Office_Existing_Space Heating_Natural Gas_Furnace_E10_Baseline Forecast | Commercial | Office | Existing | Space Heating | Natural Gas | Furnace | E10 |  | Baseline Forecast | 0 | 0 | 0 | 0 | 0 | 0 | 0 | 0 | 0 | 0 | 0 | 0 | 0 | 0 | 0 | 0 | 0 | 0 | 0 | 0 | 0 | 0 | 0 | 0 | 0
Commercial_Office_Existing_Space Heating_Natural Gas_Furnace_Vintage_Baseline Forecast | Commercial | Office | Existing | Space Heating | Natural Gas | Furnace | Vintage | Vintage | Baseline Forecast | 34215397.6301 | 32715043.2956 | 31200873.2552 | 29678219.0224 | 28151893.764 | 26626234.3725 | 25105140.2832 | 23592109.2828 | 22090270.5414 | 20602415.0787 | 19131023.8602 | 17678293.7061 | 16335877.8204 | 15095399.3977 | 13949117.7322 | 12889879.9151 | 11911076.1996 | 11006598.7556 | 10170803.556 | 9398475.1576 | 8684794.1563 | 8025307.1134 | 0 | 0 | Vintage
Commercial_Office_Existing_Space Heating_Natural Gas_Boiler_E1_Baseline Forecast | Commercial | Office | Existing | Space Heating | Natural Gas | Boiler | E1 | AFUE 80% (Standard) | Baseline Forecast | 0 | 266743.191 | 525629.1631 | 776016.8915 | 1018431.4777 | 1218331.8136 | 1410772.8744 | 1600336.7624 | 1782441.1126 | 1957154.2282 | 2124556.5899 | 2320821.6679 | 2509410.7375 | 2690440.6504 | 2864035.0431 | 3030322.9987 | 3189437.8578 | 3342190.3202 | 3488713.4461 | 3629142.4705 | 3763614.1523 | 3892266.2035 | 0 | 0 | 800
Commercial_Office_Existing_Space Heating_Natural Gas_Boiler_E2_Baseline Forecast | Commercial | Office | Existing | Space Heating | Natural Gas | Boiler | E2 | AFUE 85% | Baseline Forecast | 0 | 0 | 0 | 0 | 0 | 0 | 0 | 0 | 0 | 0 | 0 | 0 | 0 | 0 | 0 | 0 | 0 | 0 | 0 | 0 | 0 | 0 | 0 | 0 | 800
Commercial_Office_Existing_Space Heating_Natural Gas_Boiler_E3_Baseline Forecast | Commercial | Office | Existing | Space Heating | Natural Gas | Boiler | E3 | AFUE 98% | Baseline Forecast | 0 | 35119.7932 | 69814.2838 | 104636.4179 | 139010.0566 | 207457.6526 | 274933.8141 | 336890.5787 | 397965.7352 | 458164.783 | 517496.8422 | 539891.5545 | 562002.2375 | 583836.3168 | 605402.5257 | 626710.8358 | 647772.4026 | 667925.3652 | 687188.8771 | 705582.4397 | 723125.8029 | 739838.8792 | 0 | 0 | 800
Commercial_Office_Existing_Space Heating_Natural Gas_Boiler_E4_Baseline Forecast | Commercial | Office | Existing | Space Heating | Natural Gas | Boiler | E4 | Convert to NG Air Source Heat Pump | Baseline Forecast | 0 | 0 | 0 | 0 | 0 | 0 | 0 | 0 | 0 | 0 | 0 | 0 | 0 | 0 | 0 | 0 | 0 | 0 | 0 | 0 | 0 | 0 | 0 | 0 | 800
Commercial_Office_Existing_Space Heating_Natural Gas_Boiler_E5_Baseline Forecast | Commercial | Office | Existing | Space Heating | Natural Gas | Boiler | E5 |  | Baseline Forecast | 0 | 0 | 0 | 0 | 0 | 0 | 0 | 0 | 0 | 0 | 0 | 0 | 0 | 0 | 0 | 0 | 0 | 0 | 0 | 0 | 0 | 0 | 0 | 0 | 0
Commercial_Office_Existing_Space Heating_Natural Gas_Boiler_E6_Baseline Forecast | Commercial | Office | Existing | Space Heating | Natural Gas | Boiler | E6 |  | Baseline Forecast | 0 | 0 | 0 | 0 | 0 | 0 | 0 | 0 | 0 | 0 | 0 | 0 | 0 | 0 | 0 | 0 | 0 | 0 | 0 | 0 | 0 | 0 | 0 | 0 | 0
Commercial_Office_Existing_Space Heating_Natural Gas_Boiler_E7_Baseline Forecast | Commercial | Office | Existing | Space Heating | Natural Gas | Boiler | E7 |  | Baseline Forecast | 0 | 0 | 0 | 0 | 0 | 0 | 0 | 0 | 0 | 0 | 0 | 0 | 0 | 0 | 0 | 0 | 0 | 0 | 0 | 0 | 0 | 0 | 0 | 0 | 0
Commercial_Office_Existing_Space Heating_Natural Gas_Boiler_E8_Baseline Forecast | Commercial | Office | Existing | Space Heating | Natural Gas | Boiler | E8 |  | Baseline Forecast | 0 | 0 | 0 | 0 | 0 | 0 | 0 | 0 | 0 | 0 | 0 | 0 | 0 | 0 | 0 | 0 | 0 | 0 | 0 | 0 | 0 | 0 | 0 | 0 | 0
Commercial_Office_Existing_Space Heating_Natural Gas_Boiler_E9_Baseline Forecast | Commercial | Office | Existing | Space Heating | Natural Gas | Boiler | E9 |  | Baseline Forecast | 0 | 0 | 0 | 0 | 0 | 0 | 0 | 0 | 0 | 0 | 0 | 0 | 0 | 0 | 0 | 0 | 0 | 0 | 0 | 0 | 0 | 0 | 0 | 0 | 0
Commercial_Office_Existing_Space Heating_Natural Gas_Boiler_E10_Baseline Forecast | Commercial | Office | Existing | Space Heating | Natural Gas | Boiler | E10 |  | Baseline Forecast | 0 | 0 | 0 | 0 | 0 | 0 | 0 | 0 | 0 | 0 | 0 | 0 | 0 | 0 | 0 | 0 | 0 | 0 | 0 | 0 | 0 | 0 | 0 | 0 | 0
Commercial_Office_Existing_Space Heating_Natural Gas_Boiler_Vintage_Baseline Forecast | Commercial | Office | Existing | Space Heating | Natural Gas | Boiler | Vintage | Vintage | Baseline Forecast | 10145950.3024 | 9659615.4945 | 9184917.2414 | 8721882.6391 | 8270502.8514 | 7830737.7489 | 7402520.0317 | 6985758.8934 | 6580343.2732 | 6186144.7441 | 5803020.073 | 5430813.4917 | 5069358.7079 | 4718480.6852 | 4377997.2172 | 4047720.319 | 3727457.4539 | 3417012.616 | 3116187.2817 | 2824781.2475 | 2542593.3632 | 2269422.1754 | 0 | 0 | Vintage
Commercial_Office_Existing_Space Heating_Natural Gas_Unit Heater_E1_Baseline Forecast | Commercial | Office | Existing | Space Heating | Natural Gas | Unit Heater | E1 | Standard | Baseline Forecast | 0 | 5744.3208 | 22046.7983 | 52902.1465 | 101585.0105 | 170738.0425 | 262450.1874 | 378326.2399 | 519548.6204 | 686932.2125 | 876103.1357 | 1083200.6095 | 1304820.7729 | 1537966.5647 | 1780003.0121 | 2028617.3457 | 2281783.422 | 2499184.079 | 2684817.6235 | 2842249.9605 | 2974661.101 | 3084886.6722 | 0 | 0 | 125
Commercial_Office_Existing_Space Heating_Natural Gas_Unit Heater_E2_Baseline Forecast | Commercial | Office | Existing | Space Heating | Natural Gas | Unit Heater | E2 | Condensing | Baseline Forecast | 0 | 0 | 0 | 0 | 0 | 0 | 0 | 0 | 0 | 0 | 0 | 0 | 0 | 0 | 0 | 0 | 0 | 0 | 0 | 0 | 0 | 0 | 0 | 0 | 125
Commercial_Office_Existing_Space Heating_Natural Gas_Unit Heater_E3_Baseline Forecast | Commercial | Office | Existing | Space Heating | Natural Gas | Unit Heater | E3 | Infrared Radiant | Baseline Forecast | 0 | 0 | 0 | 0 | 0 | 0 | 0 | 0 | 0 | 0 | 0 | 0 | 0 | 0 | 0 | 0 | 0 | 0 | 0 | 0 | 0 | 0 | 0 | 0 | 125
Commercial_Office_Existing_Space Heating_Natural Gas_Unit Heater_E4_Baseline Forecast | Commercial | Office | Existing | Space Heating | Natural Gas | Unit Heater | E4 |  | Baseline Forecast | 0 | 0 | 0 | 0 | 0 | 0 | 0 | 0 | 0 | 0 | 0 | 0 | 0 | 0 | 0 | 0 | 0 | 0 | 0 | 0 | 0 | 0 | 0 | 0 | 0
Commercial_Office_Existing_Space Heating_Natural Gas_Unit Heater_E5_Baseline Forecast | Commercial | Office | Existing | Space Heating | Natural Gas | Unit Heater | E5 |  | Baseline Forecast | 0 | 0 | 0 | 0 | 0 | 0 | 0 | 0 | 0 | 0 | 0 | 0 | 0 | 0 | 0 | 0 | 0 | 0 | 0 | 0 | 0 | 0 | 0 | 0 | 0
Commercial_Office_Existing_Space Heating_Natural Gas_Unit Heater_E6_Baseline Forecast | Commercial | Office | Existing | Space Heating | Natural Gas | Unit Heater | E6 |  | Baseline Forecast | 0 | 0 | 0 | 0 | 0 | 0 | 0 | 0 | 0 | 0 | 0 | 0 | 0 | 0 | 0 | 0 | 0 | 0 | 0 | 0 | 0 | 0 | 0 | 0 | 0
Commercial_Office_Existing_Space Heating_Natural Gas_Unit Heater_E7_Baseline Forecast | Commercial | Office | Existing | Space Heating | Natural Gas | Unit Heater | E7 |  | Baseline Forecast | 0 | 0 | 0 | 0 | 0 | 0 | 0 | 0 | 0 | 0 | 0 | 0 | 0 | 0 | 0 | 0 | 0 | 0 | 0 | 0 | 0 | 0 | 0 | 0 | 0
Commercial_Office_Existing_Space Heating_Natural Gas_Unit Heater_E8_Baseline Forecast | Commercial | Office | Existing | Space Heating | Natural Gas | Unit Heater | E8 |  | Baseline Forecast | 0 | 0 | 0 | 0 | 0 | 0 | 0 | 0 | 0 | 0 | 0 | 0 | 0 | 0 | 0 | 0 | 0 | 0 | 0 | 0 | 0 | 0 | 0 | 0 | 0
Commercial_Office_Existing_Space Heating_Natural Gas_Unit Heater_E9_Baseline Forecast | Commercial | Office | Existing | Space Heating | Natural Gas | Unit Heater | E9 |  | Baseline Forecast | 0 | 0 | 0 | 0 | 0 | 0 | 0 | 0 | 0 | 0 | 0 | 0 | 0 | 0 | 0 | 0 | 0 | 0 | 0 | 0 | 0 | 0 | 0 | 0 | 0
Commercial_Office_Existing_Space Heating_Natural Gas_Unit Heater_E10_Baseline Forecast | Commercial | Office | Existing | Space Heating | Natural Gas | Unit Heater | E10 |  | Baseline Forecast | 0 | 0 | 0 | 0 | 0 | 0 | 0 | 0 | 0 | 0 | 0 | 0 | 0 | 0 | 0 | 0 | 0 | 0 | 0 | 0 | 0 | 0 | 0 | 0 | 0
Commercial_Office_Existing_Space Heating_Natural Gas_Unit Heater_Vintage_Baseline Forecast | Commercial | Office | Existing | Space Heating | Natural Gas | Unit Heater | Vintage | Vintage | Baseline Forecast | 6950628.2211 | 6818508.8416 | 6678129.0339 | 6525452.307 | 6357162.9984 | 6170578.1844 | 5963569.3809 | 5734492.9726 | 5482128.4245 | 5205623.4317 | 4909315.133 | 4597028.2362 | 4272131.1847 | 3937586.2664 | 3595994.313 | 3249634.5735 | 2900500.2805 | 2588876.2834 | 2310732.5505 | 2062472.0285 | 1840884.1246 | 1643103.1856 | 0 | 0 | Vintage
Commercial_Office_Existing_Water Heating_Natural Gas_Water Heater_E1_Baseline Forecast | Commercial | Office | Existing | Water Heating | Natural Gas | Water Heater | E1 | TE 0.80 | Baseline Forecast | 0 | 300401.3944 | 622054.3255 | 960629.8617 | 1312320.8579 | 1673784.5109 | 2042091.1171 | 2414678.3676 | 2789310.5833 | 3164042.3594 | 3537186.1452 | 3907283.3351 | 4223979.3724 | 4493259.5464 | 4720461.59 | 4910345.3342 | 5067154.8769 | 5194674.0715 | 5296276.0519 | 5374967.4361 | 5433427.778 | 5474044.7807 | 0 | 0 | 1
Commercial_Office_Existing_Water Heating_Natural Gas_Water Heater_E2_Baseline Forecast | Commercial | Office | Existing | Water Heating | Natural Gas | Water Heater | E2 | TE 0.90 | Baseline Forecast | 0 | 0 | 0 | 0 | 0 | 0 | 0 | 0 | 0 | 0 | 0 | 0 | 0 | 0 | 0 | 0 | 0 | 0 | 0 | 0 | 0 | 0 | 0 | 0 | 1
Commercial_Office_Existing_Water Heating_Natural Gas_Water Heater_E3_Baseline Forecast | Commercial | Office | Existing | Water Heating | Natural Gas | Water Heater | E3 | TE 0.94 | Baseline Forecast | 0 | 338750.5086 | 701465.516 | 1083263.461 | 1479851.1802 | 1887459.1293 | 2302783.6001 | 2722935.1805 | 3145392.7854 | 3567962.6606 | 3988741.8234 | 4406085.463 | 4763210.7817 | 5066867.148 | 5323073.7079 | 5537197.9301 | 5714025.7123 | 5857823.953 | 5972396.399 | 6061133.4917 | 6127056.856 | 6172859.008 | 0 | 0 | 1
Commercial_Office_Existing_Water Heating_Natural Gas_Water Heater_E4_Baseline Forecast | Commercial | Office | Existing | Water Heating | Natural Gas | Water Heater | E4 | Instantaneous TE 0.94 | Baseline Forecast | 0 | 0 | 0 | 0 | 0 | 0 | 0 | 0 | 0 | 0 | 0 | 0 | 0 | 0 | 0 | 0 | 0 | 0 | 0 | 0 | 0 | 0 | 0 | 0 | 1
Commercial_Office_Existing_Water Heating_Natural Gas_Water Heater_E5_Baseline Forecast | Commercial | Office | Existing | Water Heating | Natural Gas | Water Heater | E5 | Gas-Fired Absorption HPWH | Baseline Forecast | 0 | 0 | 0 | 0 | 0 | 0 | 0 | 0 | 0 | 0 | 0 | 0 | 0 | 0 | 0 | 0 | 0 | 0 | 0 | 0 | 0 | 0 | 0 | 0 | 0
Commercial_Office_Existing_Water Heating_Natural Gas_Water Heater_E6_Baseline Forecast | Commercial | Office | Existing | Water Heating | Natural Gas | Water Heater | E6 |  | Baseline Forecast | 0 | 0 | 0 | 0 | 0 | 0 | 0 | 0 | 0 | 0 | 0 | 0 | 0 | 0 | 0 | 0 | 0 | 0 | 0 | 0 | 0 | 0 | 0 | 0 | 0
Commercial_Office_Existing_Water Heating_Natural Gas_Water Heater_E7_Baseline Forecast | Commercial | Office | Existing | Water Heating | Natural Gas | Water Heater | E7 |  | Baseline Forecast | 0 | 0 | 0 | 0 | 0 | 0 | 0 | 0 | 0 | 0 | 0 | 0 | 0 | 0 | 0 | 0 | 0 | 0 | 0 | 0 | 0 | 0 | 0 | 0 | 0
Commercial_Office_Existing_Water Heating_Natural Gas_Water Heater_E8_Baseline Forecast | Commercial | Office | Existing | Water Heating | Natural Gas | Water Heater | E8 |  | Baseline Forecast | 0 | 0 | 0 | 0 | 0 | 0 | 0 | 0 | 0 | 0 | 0 | 0 | 0 | 0 | 0 | 0 | 0 | 0 | 0 | 0 | 0 | 0 | 0 | 0 | 0
Commercial_Office_Existing_Water Heating_Natural Gas_Water Heater_E9_Baseline Forecast | Commercial | Office | Existing | Water Heating | Natural Gas | Water Heater | E9 |  | Baseline Forecast | 0 | 0 | 0 | 0 | 0 | 0 | 0 | 0 | 0 | 0 | 0 | 0 | 0 | 0 | 0 | 0 | 0 | 0 | 0 | 0 | 0 | 0 | 0 | 0 | 0
Commercial_Office_Existing_Water Heating_Natural Gas_Water Heater_E10_Baseline Forecast | Commercial | Office | Existing | Water Heating | Natural Gas | Water Heater | E10 |  | Baseline Forecast | 0 | 0 | 0 | 0 | 0 | 0 | 0 | 0 | 0 | 0 | 0 | 0 | 0 | 0 | 0 | 0 | 0 | 0 | 0 | 0 | 0 | 0 | 0 | 0 | 0
Commercial_Office_Existing_Water Heating_Natural Gas_Water Heater_Vintage_Baseline Forecast | Commercial | Office | Existing | Water Heating | Natural Gas | Water Heater | Vintage | Vintage | Baseline Forecast | 21482605.6303 | 20452860.8976 | 19385001.8173 | 18288109.7605 | 17170158.2618 | 16038135.1997 | 14898151.7801 | 13755539.7402 | 12614938.0417 | 11480370.1829 | 10355313.1397 | 9242758.8354 | 8249735.1589 | 7363399.9765 | 6572290.8881 | 5866176.9911 | 5235926.5705 | 4673389.0051 | 4171289.3599 | 3723134.3047 | 3323128.1398 | 2966097.8438 | 0 | 0 | Vintage
Commercial_Office_Existing_Food Preparation_Natural Gas_Oven_E1_Baseline Forecast | Commercial | Office | Existing | Food Preparation | Natural Gas | Oven | E1 | Standard | Baseline Forecast | 0 | 6435.52 | 14532.5742 | 23821.9336 | 33938.1342 | 44597.1403 | 55578.8001 | 66713.0683 | 77869.1858 | 88947.1819 | 97143.2721 | 103084.941 | 107264.8825 | 110069.9211 | 111803.7291 | 112704.669 | 112959.8086 | 112715.929 | 112088.1702 | 111166.8227 | 110022.6614 | 108711.1352 | 0 | 0 | 1
Commercial_Office_Existing_Food Preparation_Natural Gas_Oven_E2_Baseline Forecast | Commercial | Office | Existing | Food Preparation | Natural Gas | Oven | E2 | ENERGY STAR (EF ≥ 44%) Convection Oven utilizing ASTM Std F1496 | Baseline Forecast | 0 | 9260.8702 | 20912.7288 | 34280.3434 | 48837.8029 | 64176.3726 | 79979.2489 | 96001.7325 | 112055.6576 | 127997.1643 | 139791.5379 | 148341.7444 | 154356.7821 | 158393.3011 | 160888.2931 | 162184.7675 | 162551.9197 | 162200.971 | 161297.6108 | 159971.7692 | 158325.2932 | 156437.975 | 0 | 0 | 1
Commercial_Office_Existing_Food Preparation_Natural Gas_Oven_E3_Baseline Forecast | Commercial | Office | Existing | Food Preparation | Natural Gas | Oven | E3 |  | Baseline Forecast | 0 | 0 | 0 | 0 | 0 | 0 | 0 | 0 | 0 | 0 | 0 | 0 | 0 | 0 | 0 | 0 | 0 | 0 | 0 | 0 | 0 | 0 | 0 | 0 | 0
Commercial_Office_Existing_Food Preparation_Natural Gas_Oven_E4_Baseline Forecast | Commercial | Office | Existing | Food Preparation | Natural Gas | Oven | E4 |  | Baseline Forecast | 0 | 0 | 0 | 0 | 0 | 0 | 0 | 0 | 0 | 0 | 0 | 0 | 0 | 0 | 0 | 0 | 0 | 0 | 0 | 0 | 0 | 0 | 0 | 0 | 0
Commercial_Office_Existing_Food Preparation_Natural Gas_Oven_E5_Baseline Forecast | Commercial | Office | Existing | Food Preparation | Natural Gas | Oven | E5 |  | Baseline Forecast | 0 | 0 | 0 | 0 | 0 | 0 | 0 | 0 | 0 | 0 | 0 | 0 | 0 | 0 | 0 | 0 | 0 | 0 | 0 | 0 | 0 | 0 | 0 | 0 | 0
Commercial_Office_Existing_Food Preparation_Natural Gas_Oven_E6_Baseline Forecast | Commercial | Office | Existing | Food Preparation | Natural Gas | Oven | E6 |  | Baseline Forecast | 0 | 0 | 0 | 0 | 0 | 0 | 0 | 0 | 0 | 0 | 0 | 0 | 0 | 0 | 0 | 0 | 0 | 0 | 0 | 0 | 0 | 0 | 0 | 0 | 0
Commercial_Office_Existing_Food Preparation_Natural Gas_Oven_E7_Baseline Forecast | Commercial | Office | Existing | Food Preparation | Natural Gas | Oven | E7 |  | Baseline Forecast | 0 | 0 | 0 | 0 | 0 | 0 | 0 | 0 | 0 | 0 | 0 | 0 | 0 | 0 | 0 | 0 | 0 | 0 | 0 | 0 | 0 | 0 | 0 | 0 | 0
Commercial_Office_Existing_Food Preparation_Natural Gas_Oven_E8_Baseline Forecast | Commercial | Office | Existing | Food Preparation | Natural Gas | Oven | E8 |  | Baseline Forecast | 0 | 0 | 0 | 0 | 0 | 0 | 0 | 0 | 0 | 0 | 0 | 0 | 0 | 0 | 0 | 0 | 0 | 0 | 0 | 0 | 0 | 0 | 0 | 0 | 0
Commercial_Office_Existing_Food Preparation_Natural Gas_Oven_E9_Baseline Forecast | Commercial | Office | Existing | Food Preparation | Natural Gas | Oven | E9 |  | Baseline Forecast | 0 | 0 | 0 | 0 | 0 | 0 | 0 | 0 | 0 | 0 | 0 | 0 | 0 | 0 | 0 | 0 | 0 | 0 | 0 | 0 | 0 | 0 | 0 | 0 | 0
Commercial_Office_Existing_Food Preparation_Natural Gas_Oven_E10_Baseline Forecast | Commercial | Office | Existing | Food Preparation | Natural Gas | Oven | E10 |  | Baseline Forecast | 0 | 0 | 0 | 0 | 0 | 0 | 0 | 0 | 0 | 0 | 0 | 0 | 0 | 0 | 0 | 0 | 0 | 0 | 0 | 0 | 0 | 0 | 0 | 0 | 0
Commercial_Office_Existing_Food Preparation_Natural Gas_Oven_Vintage_Baseline Forecast | Commercial | Office | Existing | Food Preparation | Natural Gas | Oven | Vintage | Vintage | Baseline Forecast | 399676.6032 | 376713.3656 | 349829.73 | 320167.7554 | 288616.4584 | 255866.2936 | 222451.9429 | 188785.9184 | 155184.9537 | 121890.7273 | 95739.6258 | 75199.1242 | 59065.494 | 46393.2607 | 36439.7975 | 28621.8046 | 22481.1265 | 17657.903 | 13869.4802 | 10893.8462 | 8556.6211 | 6720.8369 | 0 | 0 | Vintage
Commercial_Office_Existing_Food Preparation_Natural Gas_Conveyor Oven_E1_Baseline Forecast | Commercial | Office | Existing | Food Preparation | Natural Gas | Conveyor Oven | E1 | Standard | Baseline Forecast | 0 | 0 | 0 | 0 | 0 | 299.0046 | 1115.5591 | 2605.6045 | 4876.4843 | 7997.9281 | 11737.8698 | 15915.3922 | 20389.7213 | 25051.5803 | 29816.4013 | 34618.9927 | 39409.3523 | 42949.8218 | 45512.5985 | 47311.4073 | 48514.0475 | 49252.247 | 0 | 0 | 1
Commercial_Office_Existing_Food Preparation_Natural Gas_Conveyor Oven_E2_Baseline Forecast | Commercial | Office | Existing | Food Preparation | Natural Gas | Conveyor Oven | E2 | ENERGY STAR (EF ≥ 44%) Convection Oven utilizing ASTM Std F1496 | Baseline Forecast | 0 | 0 | 0 | 0 | 0 | 430.275 | 1605.3168 | 3749.5285 | 7017.3798 | 11509.2137 | 16891.0809 | 22902.6376 | 29341.3062 | 36049.8351 | 42906.5287 | 49817.5749 | 56711.0191 | 61805.8411 | 65493.7392 | 68082.269 | 69812.8976 | 70875.1847 | 0 | 0 | 1
Commercial_Office_Existing_Food Preparation_Natural Gas_Conveyor Oven_E3_Baseline Forecast | Commercial | Office | Existing | Food Preparation | Natural Gas | Conveyor Oven | E3 |  | Baseline Forecast | 0 | 0 | 0 | 0 | 0 | 0 | 0 | 0 | 0 | 0 | 0 | 0 | 0 | 0 | 0 | 0 | 0 | 0 | 0 | 0 | 0 | 0 | 0 | 0 | 0
Commercial_Office_Existing_Food Preparation_Natural Gas_Conveyor Oven_E4_Baseline Forecast | Commercial | Office | Existing | Food Preparation | Natural Gas | Conveyor Oven | E4 |  | Baseline Forecast | 0 | 0 | 0 | 0 | 0 | 0 | 0 | 0 | 0 | 0 | 0 | 0 | 0 | 0 | 0 | 0 | 0 | 0 | 0 | 0 | 0 | 0 | 0 | 0 | 0
Commercial_Office_Existing_Food Preparation_Natural Gas_Conveyor Oven_E5_Baseline Forecast | Commercial | Office | Existing | Food Preparation | Natural Gas | Conveyor Oven | E5 |  | Baseline Forecast | 0 | 0 | 0 | 0 | 0 | 0 | 0 | 0 | 0 | 0 | 0 | 0 | 0 | 0 | 0 | 0 | 0 | 0 | 0 | 0 | 0 | 0 | 0 | 0 | 0
Commercial_Office_Existing_Food Preparation_Natural Gas_Conveyor Oven_E6_Baseline Forecast | Commercial | Office | Existing | Food Preparation | Natural Gas | Conveyor Oven | E6 |  | Baseline Forecast | 0 | 0 | 0 | 0 | 0 | 0 | 0 | 0 | 0 | 0 | 0 | 0 | 0 | 0 | 0 | 0 | 0 | 0 | 0 | 0 | 0 | 0 | 0 | 0 | 0
Commercial_Office_Existing_Food Preparation_Natural Gas_Conveyor Oven_E7_Baseline Forecast | Commercial | Office | Existing | Food Preparation | Natural Gas | Conveyor Oven | E7 |  | Baseline Forecast | 0 | 0 | 0 | 0 | 0 | 0 | 0 | 0 | 0 | 0 | 0 | 0 | 0 | 0 | 0 | 0 | 0 | 0 | 0 | 0 | 0 | 0 | 0 | 0 | 0
Commercial_Office_Existing_Food Preparation_Natural Gas_Conveyor Oven_E8_Baseline Forecast | Commercial | Office | Existing | Food Preparation | Natural Gas | Conveyor Oven | E8 |  | Baseline Forecast | 0 | 0 | 0 | 0 | 0 | 0 | 0 | 0 | 0 | 0 | 0 | 0 | 0 | 0 | 0 | 0 | 0 | 0 | 0 | 0 | 0 | 0 | 0 | 0 | 0
Commercial_Office_Existing_Food Preparation_Natural Gas_Conveyor Oven_E9_Baseline Forecast | Commercial | Office | Existing | Food Preparation | Natural Gas | Conveyor Oven | E9 |  | Baseline Forecast | 0 | 0 | 0 | 0 | 0 | 0 | 0 | 0 | 0 | 0 | 0 | 0 | 0 | 0 | 0 | 0 | 0 | 0 | 0 | 0 | 0 | 0 | 0 | 0 | 0
Commercial_Office_Existing_Food Preparation_Natural Gas_Conveyor Oven_E10_Baseline Forecast | Commercial | Office | Existing | Food Preparation | Natural Gas | Conveyor Oven | E10 |  | Baseline Forecast | 0 | 0 | 0 | 0 | 0 | 0 | 0 | 0 | 0 | 0 | 0 | 0 | 0 | 0 | 0 | 0 | 0 | 0 | 0 | 0 | 0 | 0 | 0 | 0 | 0
Commercial_Office_Existing_Food Preparation_Natural Gas_Conveyor Oven_Vintage_Baseline Forecast | Commercial | Office | Existing | Food Preparation | Natural Gas | Conveyor Oven | Vintage | Vintage | Baseline Forecast | 199838.3016 | 196204.8779 | 192637.5165 | 189135.0162 | 185696.1977 | 181590.6236 | 176284.12 | 169395.2266 | 160661.0345 | 149910.395 | 137708.2673 | 124494.875 | 110612.5518 | 96326.8261 | 81842.9798 | 67319.0529 | 52876.0561 | 41531.7386 | 32621.2929 | 25622.5428 | 20125.3427 | 15807.5419 | 0 | 0 | Vintage
Commercial_Office_Existing_Food Preparation_Natural Gas_Double Rack Oven_E1_Baseline Forecast | Commercial | Office | Existing | Food Preparation | Natural Gas | Double Rack Oven | E1 | Standard | Baseline Forecast | 0 | 1787.6444 | 4192.8388 | 7105.6651 | 10431.0544 | 14086.8764 | 18002.2716 | 22116.1976 | 26376.1597 | 30737.1039 | 34402.6932 | 37463.9787 | 40000.3768 | 42081.1508 | 43766.7038 | 45109.7077 | 46156.0872 | 46945.8799 | 47513.9863 | 47890.8239 | 48102.899 | 48173.3051 | 0 | 0 | 1
Commercial_Office_Existing_Food Preparation_Natural Gas_Double Rack Oven_E2_Baseline Forecast | Commercial | Office | Existing | Food Preparation | Natural Gas | Double Rack Oven | E2 | FTSC Qualified (>50% Cooking Efficiency) | Baseline Forecast | 0 | 2572.464 | 6033.5973 | 10225.2253 | 15010.5417 | 20271.3587 | 25905.7079 | 31825.7478 | 37955.9371 | 44231.4422 | 49506.3146 | 53911.5792 | 57561.5179 | 60555.8023 | 62981.3543 | 64913.9696 | 66419.7352 | 67556.2663 | 68373.7851 | 68916.0636 | 69221.2449 | 69322.561 | 0 | 0 | 1
Commercial_Office_Existing_Food Preparation_Natural Gas_Double Rack Oven_E3_Baseline Forecast | Commercial | Office | Existing | Food Preparation | Natural Gas | Double Rack Oven | E3 |  | Baseline Forecast | 0 | 0 | 0 | 0 | 0 | 0 | 0 | 0 | 0 | 0 | 0 | 0 | 0 | 0 | 0 | 0 | 0 | 0 | 0 | 0 | 0 | 0 | 0 | 0 | 0
Commercial_Office_Existing_Food Preparation_Natural Gas_Double Rack Oven_E4_Baseline Forecast | Commercial | Office | Existing | Food Preparation | Natural Gas | Double Rack Oven | E4 |  | Baseline Forecast | 0 | 0 | 0 | 0 | 0 | 0 | 0 | 0 | 0 | 0 | 0 | 0 | 0 | 0 | 0 | 0 | 0 | 0 | 0 | 0 | 0 | 0 | 0 | 0 | 0
Commercial_Office_Existing_Food Preparation_Natural Gas_Double Rack Oven_E5_Baseline Forecast | Commercial | Office | Existing | Food Preparation | Natural Gas | Double Rack Oven | E5 |  | Baseline Forecast | 0 | 0 | 0 | 0 | 0 | 0 | 0 | 0 | 0 | 0 | 0 | 0 | 0 | 0 | 0 | 0 | 0 | 0 | 0 | 0 | 0 | 0 | 0 | 0 | 0
Commercial_Office_Existing_Food Preparation_Natural Gas_Double Rack Oven_E6_Baseline Forecast | Commercial | Office | Existing | Food Preparation | Natural Gas | Double Rack Oven | E6 |  | Baseline Forecast | 0 | 0 | 0 | 0 | 0 | 0 | 0 | 0 | 0 | 0 | 0 | 0 | 0 | 0 | 0 | 0 | 0 | 0 | 0 | 0 | 0 | 0 | 0 | 0 | 0
Commercial_Office_Existing_Food Preparation_Natural Gas_Double Rack Oven_E7_Baseline Forecast | Commercial | Office | Existing | Food Preparation | Natural Gas | Double Rack Oven | E7 |  | Baseline Forecast | 0 | 0 | 0 | 0 | 0 | 0 | 0 | 0 | 0 | 0 | 0 | 0 | 0 | 0 | 0 | 0 | 0 | 0 | 0 | 0 | 0 | 0 | 0 | 0 | 0
Commercial_Office_Existing_Food Preparation_Natural Gas_Double Rack Oven_E8_Baseline Forecast | Commercial | Office | Existing | Food Preparation | Natural Gas | Double Rack Oven | E8 |  | Baseline Forecast | 0 | 0 | 0 | 0 | 0 | 0 | 0 | 0 | 0 | 0 | 0 | 0 | 0 | 0 | 0 | 0 | 0 | 0 | 0 | 0 | 0 | 0 | 0 | 0 | 0
Commercial_Office_Existing_Food Preparation_Natural Gas_Double Rack Oven_E9_Baseline Forecast | Commercial | Office | Existing | Food Preparation | Natural Gas | Double Rack Oven | E9 |  | Baseline Forecast | 0 | 0 | 0 | 0 | 0 | 0 | 0 | 0 | 0 | 0 | 0 | 0 | 0 | 0 | 0 | 0 | 0 | 0 | 0 | 0 | 0 | 0 | 0 | 0 | 0
Commercial_Office_Existing_Food Preparation_Natural Gas_Double Rack Oven_E10_Baseline Forecast | Commercial | Office | Existing | Food Preparation | Natural Gas | Double Rack Oven | E10 |  | Baseline Forecast | 0 | 0 | 0 | 0 | 0 | 0 | 0 | 0 | 0 | 0 | 0 | 0 | 0 | 0 | 0 | 0 | 0 | 0 | 0 | 0 | 0 | 0 | 0 | 0 | 0
Commercial_Office_Existing_Food Preparation_Natural Gas_Double Rack Oven_Vintage_Baseline Forecast | Commercial | Office | Existing | Food Preparation | Natural Gas | Double Rack Oven | Vintage | Vintage | Baseline Forecast | 199838.3016 | 191844.7695 | 182411.0804 | 171804.1258 | 160254.6016 | 147961.6682 | 135097.0164 | 121808.4142 | 108222.8018 | 94448.9906 | 82428.21 | 71937.3469 | 62781.6846 | 54791.2884 | 47817.8517 | 41731.9433 | 36420.605 | 31785.2553 | 27739.8592 | 24209.3316 | 21128.144 | 18439.1075 | 0 | 0 | Vintage
Commercial_Office_Existing_Food Preparation_Natural Gas_Fryer_E1_Baseline Forecast | Commercial | Office | Existing | Food Preparation | Natural Gas | Fryer | E1 | Standard | Baseline Forecast | 0 | 18256.4934 | 37804.5205 | 58380.9964 | 79754.5468 | 101722.0174 | 124105.3593 | 146748.8517 | 169516.6241 | 192290.4471 | 214967.7621 | 237459.9244 | 256706.7029 | 273071.8457 | 286879.7464 | 298419.6773 | 307949.5677 | 315699.3764 | 321874.101 | 326656.4647 | 330209.3139 | 332677.758 | 0 | 0 | 1
Commercial_Office_Existing_Food Preparation_Natural Gas_Fryer_E2_Baseline Forecast | Commercial | Office | Existing | Food Preparation | Natural Gas | Fryer | E2 | ENERGY STAR | Baseline Forecast | 0 | 6414.4436 | 13282.6694 | 20512.242 | 28021.8678 | 35740.1683 | 43604.5857 | 51560.4073 | 59559.8949 | 67561.5084 | 75529.2137 | 83431.8653 | 90194.247 | 95944.162 | 100795.5866 | 104850.1569 | 108198.4968 | 110921.4025 | 113090.9004 | 114771.1903 | 116019.4887 | 116886.7798 | 0 | 0 | 1
Commercial_Office_Existing_Food Preparation_Natural Gas_Fryer_E3_Baseline Forecast | Commercial | Office | Existing | Food Preparation | Natural Gas | Fryer | E3 |  | Baseline Forecast | 0 | 0 | 0 | 0 | 0 | 0 | 0 | 0 | 0 | 0 | 0 | 0 | 0 | 0 | 0 | 0 | 0 | 0 | 0 | 0 | 0 | 0 | 0 | 0 | 0
Commercial_Office_Existing_Food Preparation_Natural Gas_Fryer_E4_Baseline Forecast | Commercial | Office | Existing | Food Preparation | Natural Gas | Fryer | E4 |  | Baseline Forecast | 0 | 0 | 0 | 0 | 0 | 0 | 0 | 0 | 0 | 0 | 0 | 0 | 0 | 0 | 0 | 0 | 0 | 0 | 0 | 0 | 0 | 0 | 0 | 0 | 0
Commercial_Office_Existing_Food Preparation_Natural Gas_Fryer_E5_Baseline Forecast | Commercial | Office | Existing | Food Preparation | Natural Gas | Fryer | E5 |  | Baseline Forecast | 0 | 0 | 0 | 0 | 0 | 0 | 0 | 0 | 0 | 0 | 0 | 0 | 0 | 0 | 0 | 0 | 0 | 0 | 0 | 0 | 0 | 0 | 0 | 0 | 0
Commercial_Office_Existing_Food Preparation_Natural Gas_Fryer_E6_Baseline Forecast | Commercial | Office | Existing | Food Preparation | Natural Gas | Fryer | E6 |  | Baseline Forecast | 0 | 0 | 0 | 0 | 0 | 0 | 0 | 0 | 0 | 0 | 0 | 0 | 0 | 0 | 0 | 0 | 0 | 0 | 0 | 0 | 0 | 0 | 0 | 0 | 0
Commercial_Office_Existing_Food Preparation_Natural Gas_Fryer_E7_Baseline Forecast | Commercial | Office | Existing | Food Preparation | Natural Gas | Fryer | E7 |  | Baseline Forecast | 0 | 0 | 0 | 0 | 0 | 0 | 0 | 0 | 0 | 0 | 0 | 0 | 0 | 0 | 0 | 0 | 0 | 0 | 0 | 0 | 0 | 0 | 0 | 0 | 0
Commercial_Office_Existing_Food Preparation_Natural Gas_Fryer_E8_Baseline Forecast | Commercial | Office | Existing | Food Preparation | Natural Gas | Fryer | E8 |  | Baseline Forecast | 0 | 0 | 0 | 0 | 0 | 0 | 0 | 0 | 0 | 0 | 0 | 0 | 0 | 0 | 0 | 0 | 0 | 0 | 0 | 0 | 0 | 0 | 0 | 0 | 0
Commercial_Office_Existing_Food Preparation_Natural Gas_Fryer_E9_Baseline Forecast | Commercial | Office | Existing | Food Preparation | Natural Gas | Fryer | E9 |  | Baseline Forecast | 0 | 0 | 0 | 0 | 0 | 0 | 0 | 0 | 0 | 0 | 0 | 0 | 0 | 0 | 0 | 0 | 0 | 0 | 0 | 0 | 0 | 0 | 0 | 0 | 0
Commercial_Office_Existing_Food Preparation_Natural Gas_Fryer_E10_Baseline Forecast | Commercial | Office | Existing | Food Preparation | Natural Gas | Fryer | E10 |  | Baseline Forecast | 0 | 0 | 0 | 0 | 0 | 0 | 0 | 0 | 0 | 0 | 0 | 0 | 0 | 0 | 0 | 0 | 0 | 0 | 0 | 0 | 0 | 0 | 0 | 0 | 0
Commercial_Office_Existing_Food Preparation_Natural Gas_Fryer_Vintage_Baseline Forecast | Commercial | Office | Existing | Food Preparation | Natural Gas | Fryer | Vintage | Vintage | Baseline Forecast | 829217.6055 | 789469.9848 | 748251.1696 | 705911.6965 | 662759.3396 | 619063.8275 | 575061.0498 | 530956.8086 | 486930.1656 | 443136.4257 | 399709.7984 | 356765.7705 | 318435.5637 | 284223.4784 | 253687.0716 | 226431.4358 | 202104.0915 | 180390.4288 | 161009.6389 | 143711.0826 | 128271.049 | 114489.8619 | 0 | 0 | Vintage
Commercial_Office_Existing_Food Preparation_Natural Gas_Broiler_E1_Baseline Forecast | Commercial | Office | Existing | Food Preparation | Natural Gas | Broiler | E1 | Standard | Baseline Forecast | 0 | 4577.9574 | 9613.7105 | 15009.6466 | 20681.6636 | 26557.4232 | 32574.8287 | 38680.6953 | 44829.592 | 50982.8298 | 56137.3134 | 60424.077 | 63957.4069 | 66836.9736 | 69149.6936 | 70971.3539 | 72368.0296 | 73397.3213 | 74109.4346 | 74548.1227 | 74751.5088 | 74752.8033 | 0 | 0 | 1
Commercial_Office_Existing_Food Preparation_Natural Gas_Broiler_E2_Baseline Forecast | Commercial | Office | Existing | Food Preparation | Natural Gas | Broiler | E2 | Infrared Burners | Baseline Forecast | 0 | 1608.4715 | 3377.7902 | 5273.6596 | 7266.5304 | 9330.9865 | 11445.2101 | 13590.5146 | 15750.9377 | 17912.8862 | 19723.9209 | 21230.0811 | 22471.5214 | 23483.261 | 24295.8383 | 24935.8811 | 25426.605 | 25788.248 | 26038.45 | 26192.5837 | 26264.0436 | 26264.4985 | 0 | 0 | 1
Commercial_Office_Existing_Food Preparation_Natural Gas_Broiler_E3_Baseline Forecast | Commercial | Office | Existing | Food Preparation | Natural Gas | Broiler | E3 |  | Baseline Forecast | 0 | 0 | 0 | 0 | 0 | 0 | 0 | 0 | 0 | 0 | 0 | 0 | 0 | 0 | 0 | 0 | 0 | 0 | 0 | 0 | 0 | 0 | 0 | 0 | 0
Commercial_Office_Existing_Food Preparation_Natural Gas_Broiler_E4_Baseline Forecast | Commercial | Office | Existing | Food Preparation | Natural Gas | Broiler | E4 |  | Baseline Forecast | 0 | 0 | 0 | 0 | 0 | 0 | 0 | 0 | 0 | 0 | 0 | 0 | 0 | 0 | 0 | 0 | 0 | 0 | 0 | 0 | 0 | 0 | 0 | 0 | 0
Commercial_Office_Existing_Food Preparation_Natural Gas_Broiler_E5_Baseline Forecast | Commercial | Office | Existing | Food Preparation | Natural Gas | Broiler | E5 |  | Baseline Forecast | 0 | 0 | 0 | 0 | 0 | 0 | 0 | 0 | 0 | 0 | 0 | 0 | 0 | 0 | 0 | 0 | 0 | 0 | 0 | 0 | 0 | 0 | 0 | 0 | 0
Commercial_Office_Existing_Food Preparation_Natural Gas_Broiler_E6_Baseline Forecast | Commercial | Office | Existing | Food Preparation | Natural Gas | Broiler | E6 |  | Baseline Forecast | 0 | 0 | 0 | 0 | 0 | 0 | 0 | 0 | 0 | 0 | 0 | 0 | 0 | 0 | 0 | 0 | 0 | 0 | 0 | 0 | 0 | 0 | 0 | 0 | 0
Commercial_Office_Existing_Food Preparation_Natural Gas_Broiler_E7_Baseline Forecast | Commercial | Office | Existing | Food Preparation | Natural Gas | Broiler | E7 |  | Baseline Forecast | 0 | 0 | 0 | 0 | 0 | 0 | 0 | 0 | 0 | 0 | 0 | 0 | 0 | 0 | 0 | 0 | 0 | 0 | 0 | 0 | 0 | 0 | 0 | 0 | 0
Commercial_Office_Existing_Food Preparation_Natural Gas_Broiler_E8_Baseline Forecast | Commercial | Office | Existing | Food Preparation | Natural Gas | Broiler | E8 |  | Baseline Forecast | 0 | 0 | 0 | 0 | 0 | 0 | 0 | 0 | 0 | 0 | 0 | 0 | 0 | 0 | 0 | 0 | 0 | 0 | 0 | 0 | 0 | 0 | 0 | 0 | 0
Commercial_Office_Existing_Food Preparation_Natural Gas_Broiler_E9_Baseline Forecast | Commercial | Office | Existing | Food Preparation | Natural Gas | Broiler | E9 |  | Baseline Forecast | 0 | 0 | 0 | 0 | 0 | 0 | 0 | 0 | 0 | 0 | 0 | 0 | 0 | 0 | 0 | 0 | 0 | 0 | 0 | 0 | 0 | 0 | 0 | 0 | 0
Commercial_Office_Existing_Food Preparation_Natural Gas_Broiler_E10_Baseline Forecast | Commercial | Office | Existing | Food Preparation | Natural Gas | Broiler | E10 |  | Baseline Forecast | 0 | 0 | 0 | 0 | 0 | 0 | 0 | 0 | 0 | 0 | 0 | 0 | 0 | 0 | 0 | 0 | 0 | 0 | 0 | 0 | 0 | 0 | 0 | 0 | 0
Commercial_Office_Existing_Food Preparation_Natural Gas_Broiler_Vintage_Baseline Forecast | Commercial | Office | Existing | Food Preparation | Natural Gas | Broiler | Vintage | Vintage | Baseline Forecast | 170126.7938 | 160847.1505 | 151005.1046 | 140731.5425 | 130139.112 | 119324.5816 | 108370.8983 | 97348.9828 | 86319.2958 | 75333.2036 | 65745.3413 | 57377.7524 | 50075.1294 | 43701.9311 | 38139.8672 | 33285.7022 | 29049.3401 | 25352.1514 | 22125.5139 | 19309.5394 | 16851.9617 | 14707.1666 | 0 | 0 | Vintage
Commercial_Office_Existing_Food Preparation_Natural Gas_Griddle_E1_Baseline Forecast | Commercial | Office | Existing | Food Preparation | Natural Gas | Griddle | E1 | Standard | Baseline Forecast | 0 | 11540.2428 | 24234.5099 | 37836.7366 | 52134.9154 | 66946.6945 | 82115.5383 | 97507.3775 | 113007.6881 | 128518.9419 | 141512.508 | 152318.7017 | 161225.6184 | 168484.5106 | 174314.4798 | 178906.572 | 182427.3511 | 185022.0183 | 186817.1333 | 187922.9906 | 188435.6919 | 188438.9552 | 0 | 0 | 1
Commercial_Office_Existing_Food Preparation_Natural Gas_Griddle_E2_Baseline Forecast | Commercial | Office | Existing | Food Preparation | Natural Gas | Griddle | E2 | ENERGY STAR | Baseline Forecast | 0 | 4713.6203 | 9898.6026 | 15454.4417 | 21294.5429 | 27344.4245 | 33540.1494 | 39826.957 | 46158.0698 | 52493.6523 | 57800.8836 | 62214.681 | 65852.7174 | 68817.617 | 71198.872 | 73074.5153 | 74512.58 | 75572.3737 | 76305.5897 | 76757.2779 | 76966.691 | 76968.024 | 0 | 0 | 1
Commercial_Office_Existing_Food Preparation_Natural Gas_Griddle_E3_Baseline Forecast | Commercial | Office | Existing | Food Preparation | Natural Gas | Griddle | E3 |  | Baseline Forecast | 0 | 0 | 0 | 0 | 0 | 0 | 0 | 0 | 0 | 0 | 0 | 0 | 0 | 0 | 0 | 0 | 0 | 0 | 0 | 0 | 0 | 0 | 0 | 0 | 0
Commercial_Office_Existing_Food Preparation_Natural Gas_Griddle_E4_Baseline Forecast | Commercial | Office | Existing | Food Preparation | Natural Gas | Griddle | E4 |  | Baseline Forecast | 0 | 0 | 0 | 0 | 0 | 0 | 0 | 0 | 0 | 0 | 0 | 0 | 0 | 0 | 0 | 0 | 0 | 0 | 0 | 0 | 0 | 0 | 0 | 0 | 0
Commercial_Office_Existing_Food Preparation_Natural Gas_Griddle_E5_Baseline Forecast | Commercial | Office | Existing | Food Preparation | Natural Gas | Griddle | E5 |  | Baseline Forecast | 0 | 0 | 0 | 0 | 0 | 0 | 0 | 0 | 0 | 0 | 0 | 0 | 0 | 0 | 0 | 0 | 0 | 0 | 0 | 0 | 0 | 0 | 0 | 0 | 0
Commercial_Office_Existing_Food Preparation_Natural Gas_Griddle_E6_Baseline Forecast | Commercial | Office | Existing | Food Preparation | Natural Gas | Griddle | E6 |  | Baseline Forecast | 0 | 0 | 0 | 0 | 0 | 0 | 0 | 0 | 0 | 0 | 0 | 0 | 0 | 0 | 0 | 0 | 0 | 0 | 0 | 0 | 0 | 0 | 0 | 0 | 0
Commercial_Office_Existing_Food Preparation_Natural Gas_Griddle_E7_Baseline Forecast | Commercial | Office | Existing | Food Preparation | Natural Gas | Griddle | E7 |  | Baseline Forecast | 0 | 0 | 0 | 0 | 0 | 0 | 0 | 0 | 0 | 0 | 0 | 0 | 0 | 0 | 0 | 0 | 0 | 0 | 0 | 0 | 0 | 0 | 0 | 0 | 0
Commercial_Office_Existing_Food Preparation_Natural Gas_Griddle_E8_Baseline Forecast | Commercial | Office | Existing | Food Preparation | Natural Gas | Griddle | E8 |  | Baseline Forecast | 0 | 0 | 0 | 0 | 0 | 0 | 0 | 0 | 0 | 0 | 0 | 0 | 0 | 0 | 0 | 0 | 0 | 0 | 0 | 0 | 0 | 0 | 0 | 0 | 0
Commercial_Office_Existing_Food Preparation_Natural Gas_Griddle_E9_Baseline Forecast | Commercial | Office | Existing | Food Preparation | Natural Gas | Griddle | E9 |  | Baseline Forecast | 0 | 0 | 0 | 0 | 0 | 0 | 0 | 0 | 0 | 0 | 0 | 0 | 0 | 0 | 0 | 0 | 0 | 0 | 0 | 0 | 0 | 0 | 0 | 0 | 0
Commercial_Office_Existing_Food Preparation_Natural Gas_Griddle_E10_Baseline Forecast | Commercial | Office | Existing | Food Preparation | Natural Gas | Griddle | E10 |  | Baseline Forecast | 0 | 0 | 0 | 0 | 0 | 0 | 0 | 0 | 0 | 0 | 0 | 0 | 0 | 0 | 0 | 0 | 0 | 0 | 0 | 0 | 0 | 0 | 0 | 0 | 0
Commercial_Office_Existing_Food Preparation_Natural Gas_Griddle_Vintage_Baseline Forecast | Commercial | Office | Existing | Food Preparation | Natural Gas | Griddle | Vintage | Vintage | Baseline Forecast | 446981.2361 | 422600.4415 | 396742.0228 | 369749.8637 | 341919.9284 | 313506.4607 | 284727.3906 | 255769.0514 | 226790.2938 | 197926.0746 | 172735.4833 | 150750.9672 | 131564.4805 | 114819.9102 | 100206.4671 | 87452.9168 | 76322.5455 | 66608.767 | 58131.2876 | 50732.7601 | 44275.8633 | 38640.7535 | 0 | 0 | Vintage
Commercial_Office_Existing_Food Preparation_Natural Gas_Range_E1_Baseline Forecast | Commercial | Office | Existing | Food Preparation | Natural Gas | Range | E1 | Standard | Baseline Forecast | 0 | 38445.3803 | 86816.6588 | 142310.6906 | 202744.2191 | 266420.432 | 332024.1575 | 398539.556 | 465185.4803 | 531364.713 | 580327.6256 | 615822.7715 | 640793.4716 | 657550.591 | 667908.2476 | 673290.4042 | 674814.5921 | 673357.6709 | 669607.4803 | 664103.41 | 657268.2644 | 649433.2914 | 0 | 0 | 1
Commercial_Office_Existing_Food Preparation_Natural Gas_Range_E2_Baseline Forecast | Commercial | Office | Existing | Food Preparation | Natural Gas | Range | E2 | High Efficiency | Baseline Forecast | 0 | 55323.8399 | 124931.2895 | 204788.5548 | 291753.8763 | 383385.4997 | 477790.8607 | 573508.1416 | 669413.2521 | 764646.7821 | 835105.6075 | 886183.9883 | 922117.4347 | 946231.3382 | 961136.2587 | 968881.3134 | 971074.6569 | 968978.1118 | 963581.4961 | 955661.0047 | 945825.0634 | 934550.3462 | 0 | 0 | 1
Commercial_Office_Existing_Food Preparation_Natural Gas_Range_E3_Baseline Forecast | Commercial | Office | Existing | Food Preparation | Natural Gas | Range | E3 |  | Baseline Forecast | 0 | 0 | 0 | 0 | 0 | 0 | 0 | 0 | 0 | 0 | 0 | 0 | 0 | 0 | 0 | 0 | 0 | 0 | 0 | 0 | 0 | 0 | 0 | 0 | 0
Commercial_Office_Existing_Food Preparation_Natural Gas_Range_E4_Baseline Forecast | Commercial | Office | Existing | Food Preparation | Natural Gas | Range | E4 |  | Baseline Forecast | 0 | 0 | 0 | 0 | 0 | 0 | 0 | 0 | 0 | 0 | 0 | 0 | 0 | 0 | 0 | 0 | 0 | 0 | 0 | 0 | 0 | 0 | 0 | 0 | 0
Commercial_Office_Existing_Food Preparation_Natural Gas_Range_E5_Baseline Forecast | Commercial | Office | Existing | Food Preparation | Natural Gas | Range | E5 |  | Baseline Forecast | 0 | 0 | 0 | 0 | 0 | 0 | 0 | 0 | 0 | 0 | 0 | 0 | 0 | 0 | 0 | 0 | 0 | 0 | 0 | 0 | 0 | 0 | 0 | 0 | 0
Commercial_Office_Existing_Food Preparation_Natural Gas_Range_E6_Baseline Forecast | Commercial | Office | Existing | Food Preparation | Natural Gas | Range | E6 |  | Baseline Forecast | 0 | 0 | 0 | 0 | 0 | 0 | 0 | 0 | 0 | 0 | 0 | 0 | 0 | 0 | 0 | 0 | 0 | 0 | 0 | 0 | 0 | 0 | 0 | 0 | 0
Commercial_Office_Existing_Food Preparation_Natural Gas_Range_E7_Baseline Forecast | Commercial | Office | Existing | Food Preparation | Natural Gas | Range | E7 |  | Baseline Forecast | 0 | 0 | 0 | 0 | 0 | 0 | 0 | 0 | 0 | 0 | 0 | 0 | 0 | 0 | 0 | 0 | 0 | 0 | 0 | 0 | 0 | 0 | 0 | 0 | 0
Commercial_Office_Existing_Food Preparation_Natural Gas_Range_E8_Baseline Forecast | Commercial | Office | Existing | Food Preparation | Natural Gas | Range | E8 |  | Baseline Forecast | 0 | 0 | 0 | 0 | 0 | 0 | 0 | 0 | 0 | 0 | 0 | 0 | 0 | 0 | 0 | 0 | 0 | 0 | 0 | 0 | 0 | 0 | 0 | 0 | 0
Commercial_Office_Existing_Food Preparation_Natural Gas_Range_E9_Baseline Forecast | Commercial | Office | Existing | Food Preparation | Natural Gas | Range | E9 |  | Baseline Forecast | 0 | 0 | 0 | 0 | 0 | 0 | 0 | 0 | 0 | 0 | 0 | 0 | 0 | 0 | 0 | 0 | 0 | 0 | 0 | 0 | 0 | 0 | 0 | 0 | 0
Commercial_Office_Existing_Food Preparation_Natural Gas_Range_E10_Baseline Forecast | Commercial | Office | Existing | Food Preparation | Natural Gas | Range | E10 |  | Baseline Forecast | 0 | 0 | 0 | 0 | 0 | 0 | 0 | 0 | 0 | 0 | 0 | 0 | 0 | 0 | 0 | 0 | 0 | 0 | 0 | 0 | 0 | 0 | 0 | 0 | 0
Commercial_Office_Existing_Food Preparation_Natural Gas_Range_Vintage_Baseline Forecast | Commercial | Office | Existing | Food Preparation | Natural Gas | Range | Vintage | Vintage | Baseline Forecast | 2387642.1817 | 2250461.2855 | 2089860.1847 | 1912661.4669 | 1724176.0585 | 1528528.6922 | 1328913.5215 | 1127794.8686 | 927064.8781 | 728167.3225 | 571942.3333 | 449234.7054 | 352853.4413 | 277150.3394 | 217688.9938 | 170984.8097 | 134300.796 | 105487.1707 | 82855.3777 | 65079.133 | 51116.7008 | 40149.845 | 0 | 0 | Vintage
Commercial_Office_Existing_Food Preparation_Natural Gas_Steamer_E1_Baseline Forecast | Commercial | Office | Existing | Food Preparation | Natural Gas | Steamer | E1 | Standard | Baseline Forecast | 0 | 2952.9618 | 6201.2197 | 9681.8099 | 13340.483 | 17130.578 | 21012.0402 | 24950.5633 | 28916.8425 | 32885.9219 | 36210.7656 | 38975.896 | 41255.0322 | 43112.4655 | 44604.2605 | 45779.3027 | 46680.2132 | 47344.1466 | 47803.4876 | 48086.4586 | 48217.6506 | 48218.4856 | 0 | 0 | 1
Commercial_Office_Existing_Food Preparation_Natural Gas_Steamer_E2_Baseline Forecast | Commercial | Office | Existing | Food Preparation | Natural Gas | Steamer | E2 | ENERGY STAR | Baseline Forecast | 0 | 2952.9618 | 6201.2197 | 9681.8099 | 13340.483 | 17130.578 | 21012.0402 | 24950.5633 | 28916.8425 | 32885.9219 | 36210.7656 | 38975.896 | 41255.0322 | 43112.4655 | 44604.2605 | 45779.3027 | 46680.2132 | 47344.1466 | 47803.4876 | 48086.4586 | 48217.6506 | 48218.4856 | 0 | 0 | 1
Commercial_Office_Existing_Food Preparation_Natural Gas_Steamer_E3_Baseline Forecast | Commercial | Office | Existing | Food Preparation | Natural Gas | Steamer | E3 |  | Baseline Forecast | 0 | 0 | 0 | 0 | 0 | 0 | 0 | 0 | 0 | 0 | 0 | 0 | 0 | 0 | 0 | 0 | 0 | 0 | 0 | 0 | 0 | 0 | 0 | 0 | 0
Commercial_Office_Existing_Food Preparation_Natural Gas_Steamer_E4_Baseline Forecast | Commercial | Office | Existing | Food Preparation | Natural Gas | Steamer | E4 |  | Baseline Forecast | 0 | 0 | 0 | 0 | 0 | 0 | 0 | 0 | 0 | 0 | 0 | 0 | 0 | 0 | 0 | 0 | 0 | 0 | 0 | 0 | 0 | 0 | 0 | 0 | 0
Commercial_Office_Existing_Food Preparation_Natural Gas_Steamer_E5_Baseline Forecast | Commercial | Office | Existing | Food Preparation | Natural Gas | Steamer | E5 |  | Baseline Forecast | 0 | 0 | 0 | 0 | 0 | 0 | 0 | 0 | 0 | 0 | 0 | 0 | 0 | 0 | 0 | 0 | 0 | 0 | 0 | 0 | 0 | 0 | 0 | 0 | 0
Commercial_Office_Existing_Food Preparation_Natural Gas_Steamer_E6_Baseline Forecast | Commercial | Office | Existing | Food Preparation | Natural Gas | Steamer | E6 |  | Baseline Forecast | 0 | 0 | 0 | 0 | 0 | 0 | 0 | 0 | 0 | 0 | 0 | 0 | 0 | 0 | 0 | 0 | 0 | 0 | 0 | 0 | 0 | 0 | 0 | 0 | 0
Commercial_Office_Existing_Food Preparation_Natural Gas_Steamer_E7_Baseline Forecast | Commercial | Office | Existing | Food Preparation | Natural Gas | Steamer | E7 |  | Baseline Forecast | 0 | 0 | 0 | 0 | 0 | 0 | 0 | 0 | 0 | 0 | 0 | 0 | 0 | 0 | 0 | 0 | 0 | 0 | 0 | 0 | 0 | 0 | 0 | 0 | 0
Commercial_Office_Existing_Food Preparation_Natural Gas_Steamer_E8_Baseline Forecast | Commercial | Office | Existing | Food Preparation | Natural Gas | Steamer | E8 |  | Baseline Forecast | 0 | 0 | 0 | 0 | 0 | 0 | 0 | 0 | 0 | 0 | 0 | 0 | 0 | 0 | 0 | 0 | 0 | 0 | 0 | 0 | 0 | 0 | 0 | 0 | 0
Commercial_Office_Existing_Food Preparation_Natural Gas_Steamer_E9_Baseline Forecast | Commercial | Office | Existing | Food Preparation | Natural Gas | Steamer | E9 |  | Baseline Forecast | 0 | 0 | 0 | 0 | 0 | 0 | 0 | 0 | 0 | 0 | 0 | 0 | 0 | 0 | 0 | 0 | 0 | 0 | 0 | 0 | 0 | 0 | 0 | 0 | 0
Commercial_Office_Existing_Food Preparation_Natural Gas_Steamer_E10_Baseline Forecast | Commercial | Office | Existing | Food Preparation | Natural Gas | Steamer | E10 |  | Baseline Forecast | 0 | 0 | 0 | 0 | 0 | 0 | 0 | 0 | 0 | 0 | 0 | 0 | 0 | 0 | 0 | 0 | 0 | 0 | 0 | 0 | 0 | 0 | 0 | 0 | 0
Commercial_Office_Existing_Food Preparation_Natural Gas_Steamer_Vintage_Baseline Forecast | Commercial | Office | Existing | Food Preparation | Natural Gas | Steamer | Vintage | Vintage | Baseline Forecast | 162412.898 | 153554.0126 | 144158.2251 | 134350.4873 | 124238.3392 | 113914.1617 | 103457.1407 | 92934.9814 | 82405.4029 | 71917.4425 | 62764.3135 | 54776.1281 | 47804.6209 | 41720.3964 | 36410.5278 | 31776.4606 | 27732.1838 | 24202.6331 | 21122.298 | 18434.0055 | 16087.8594 | 14040.3136 | 0 | 0 | Vintage
Commercial_Office_Existing_Food Preparation_Natural Gas_Food Prep Other_E1_Baseline Forecast | Commercial | Office | Existing | Food Preparation | Natural Gas | Food Prep Other | E1 | Standard | Baseline Forecast | 0 | 10361.7599 | 23398.7378 | 38355.433 | 54643.4162 | 71805.3645 | 89486.8141 | 107413.9768 | 125376.3187 | 143212.8783 | 156409.3129 | 165975.9286 | 172706.0063 | 177222.3682 | 180013.9532 | 181464.5467 | 181875.3442 | 181482.6763 | 180471.9287 | 178988.4773 | 177146.2758 | 175034.6018 | 0 | 0 | 1
Commercial_Office_Existing_Food Preparation_Natural Gas_Food Prep Other_E2_Baseline Forecast | Commercial | Office | Existing | Food Preparation | Natural Gas | Food Prep Other | E2 | ENERGY STAR | Baseline Forecast | 0 | 3640.6183 | 8221.1781 | 13476.2332 | 19199.0381 | 25228.9119 | 31441.313 | 37740.0459 | 44051.139 | 50318.0383 | 54954.6234 | 58315.8668 | 60680.4887 | 62267.3185 | 63248.1457 | 63757.8137 | 63902.148 | 63764.1836 | 63409.056 | 62887.8434 | 62240.5834 | 61498.6439 | 0 | 0 | 1
Commercial_Office_Existing_Food Preparation_Natural Gas_Food Prep Other_E3_Baseline Forecast | Commercial | Office | Existing | Food Preparation | Natural Gas | Food Prep Other | E3 |  | Baseline Forecast | 0 | 0 | 0 | 0 | 0 | 0 | 0 | 0 | 0 | 0 | 0 | 0 | 0 | 0 | 0 | 0 | 0 | 0 | 0 | 0 | 0 | 0 | 0 | 0 | 0
Commercial_Office_Existing_Food Preparation_Natural Gas_Food Prep Other_E4_Baseline Forecast | Commercial | Office | Existing | Food Preparation | Natural Gas | Food Prep Other | E4 |  | Baseline Forecast | 0 | 0 | 0 | 0 | 0 | 0 | 0 | 0 | 0 | 0 | 0 | 0 | 0 | 0 | 0 | 0 | 0 | 0 | 0 | 0 | 0 | 0 | 0 | 0 | 0
Commercial_Office_Existing_Food Preparation_Natural Gas_Food Prep Other_E5_Baseline Forecast | Commercial | Office | Existing | Food Preparation | Natural Gas | Food Prep Other | E5 |  | Baseline Forecast | 0 | 0 | 0 | 0 | 0 | 0 | 0 | 0 | 0 | 0 | 0 | 0 | 0 | 0 | 0 | 0 | 0 | 0 | 0 | 0 | 0 | 0 | 0 | 0 | 0
Commercial_Office_Existing_Food Preparation_Natural Gas_Food Prep Other_E6_Baseline Forecast | Commercial | Office | Existing | Food Preparation | Natural Gas | Food Prep Other | E6 |  | Baseline Forecast | 0 | 0 | 0 | 0 | 0 | 0 | 0 | 0 | 0 | 0 | 0 | 0 | 0 | 0 | 0 | 0 | 0 | 0 | 0 | 0 | 0 | 0 | 0 | 0 | 0
Commercial_Office_Existing_Food Preparation_Natural Gas_Food Prep Other_E7_Baseline Forecast | Commercial | Office | Existing | Food Preparation | Natural Gas | Food Prep Other | E7 |  | Baseline Forecast | 0 | 0 | 0 | 0 | 0 | 0 | 0 | 0 | 0 | 0 | 0 | 0 | 0 | 0 | 0 | 0 | 0 | 0 | 0 | 0 | 0 | 0 | 0 | 0 | 0
Commercial_Office_Existing_Food Preparation_Natural Gas_Food Prep Other_E8_Baseline Forecast | Commercial | Office | Existing | Food Preparation | Natural Gas | Food Prep Other | E8 |  | Baseline Forecast | 0 | 0 | 0 | 0 | 0 | 0 | 0 | 0 | 0 | 0 | 0 | 0 | 0 | 0 | 0 | 0 | 0 | 0 | 0 | 0 | 0 | 0 | 0 | 0 | 0
Commercial_Office_Existing_Food Preparation_Natural Gas_Food Prep Other_E9_Baseline Forecast | Commercial | Office | Existing | Food Preparation | Natural Gas | Food Prep Other | E9 |  | Baseline Forecast | 0 | 0 | 0 | 0 | 0 | 0 | 0 | 0 | 0 | 0 | 0 | 0 | 0 | 0 | 0 | 0 | 0 | 0 | 0 | 0 | 0 | 0 | 0 | 0 | 0
Commercial_Office_Existing_Food Preparation_Natural Gas_Food Prep Other_E10_Baseline Forecast | Commercial | Office | Existing | Food Preparation | Natural Gas | Food Prep Other | E10 |  | Baseline Forecast | 0 | 0 | 0 | 0 | 0 | 0 | 0 | 0 | 0 | 0 | 0 | 0 | 0 | 0 | 0 | 0 | 0 | 0 | 0 | 0 | 0 | 0 | 0 | 0 | 0
Commercial_Office_Existing_Food Preparation_Natural Gas_Food Prep Other_Vintage_Baseline Forecast | Commercial | Office | Existing | Food Preparation | Natural Gas | Food Prep Other | Vintage | Vintage | Baseline Forecast | 356542.0383 | 336057.0776 | 312074.8225 | 285614.077 | 257467.9116 | 228252.2648 | 198444.1133 | 168411.4497 | 138436.8243 | 108735.8329 | 85407.0542 | 67083.359 | 52690.9292 | 41386.3299 | 32507.0809 | 25532.8345 | 20054.8809 | 15752.1973 | 12372.635 | 9718.1424 | 7633.1591 | 5995.4995 | 0 | 0 | Vintage
Commercial_Office_Existing_Miscellaneous_Natural Gas_Pool Heater_E1_Baseline Forecast | Commercial | Office | Existing | Miscellaneous | Natural Gas | Pool Heater | E1 | Standard (EF .82) | Baseline Forecast | 0 | 46083.7648 | 88983.5605 | 129123.5099 | 166843.9441 | 202419.2029 | 229064.2996 | 248718.7534 | 262905.5396 | 272820.4651 | 279402.3682 | 283388.2576 | 285356.6217 | 285761.4454 | 284958.9289 | 283228.4741 | 280789.168 | 277812.7298 | 274433.6801 | 270757.3283 | 266866.0456 | 262824.1931 | 0 | 0 | 1
Commercial_Office_Existing_Miscellaneous_Natural Gas_Pool Heater_E2_Baseline Forecast | Commercial | Office | Existing | Miscellaneous | Natural Gas | Pool Heater | E2 | Condensing (EF .90) | Baseline Forecast | 0 | 5120.4183 | 9887.0623 | 14347.0567 | 18538.216 | 22491.0225 | 25451.5888 | 27635.417 | 29211.7266 | 30313.385 | 31044.7076 | 31487.5842 | 31706.2913 | 31751.2717 | 31662.1032 | 31469.8305 | 31198.7964 | 30868.0811 | 30492.6311 | 30084.1476 | 29651.7828 | 29202.6881 | 0 | 0 | 1
Commercial_Office_Existing_Miscellaneous_Natural Gas_Pool Heater_E3_Baseline Forecast | Commercial | Office | Existing | Miscellaneous | Natural Gas | Pool Heater | E3 |  | Baseline Forecast | 0 | 0 | 0 | 0 | 0 | 0 | 0 | 0 | 0 | 0 | 0 | 0 | 0 | 0 | 0 | 0 | 0 | 0 | 0 | 0 | 0 | 0 | 0 | 0 | 0
Commercial_Office_Existing_Miscellaneous_Natural Gas_Pool Heater_E4_Baseline Forecast | Commercial | Office | Existing | Miscellaneous | Natural Gas | Pool Heater | E4 |  | Baseline Forecast | 0 | 0 | 0 | 0 | 0 | 0 | 0 | 0 | 0 | 0 | 0 | 0 | 0 | 0 | 0 | 0 | 0 | 0 | 0 | 0 | 0 | 0 | 0 | 0 | 0
Commercial_Office_Existing_Miscellaneous_Natural Gas_Pool Heater_E5_Baseline Forecast | Commercial | Office | Existing | Miscellaneous | Natural Gas | Pool Heater | E5 |  | Baseline Forecast | 0 | 0 | 0 | 0 | 0 | 0 | 0 | 0 | 0 | 0 | 0 | 0 | 0 | 0 | 0 | 0 | 0 | 0 | 0 | 0 | 0 | 0 | 0 | 0 | 0
Commercial_Office_Existing_Miscellaneous_Natural Gas_Pool Heater_E6_Baseline Forecast | Commercial | Office | Existing | Miscellaneous | Natural Gas | Pool Heater | E6 |  | Baseline Forecast | 0 | 0 | 0 | 0 | 0 | 0 | 0 | 0 | 0 | 0 | 0 | 0 | 0 | 0 | 0 | 0 | 0 | 0 | 0 | 0 | 0 | 0 | 0 | 0 | 0
Commercial_Office_Existing_Miscellaneous_Natural Gas_Pool Heater_E7_Baseline Forecast | Commercial | Office | Existing | Miscellaneous | Natural Gas | Pool Heater | E7 |  | Baseline Forecast | 0 | 0 | 0 | 0 | 0 | 0 | 0 | 0 | 0 | 0 | 0 | 0 | 0 | 0 | 0 | 0 | 0 | 0 | 0 | 0 | 0 | 0 | 0 | 0 | 0
Commercial_Office_Existing_Miscellaneous_Natural Gas_Pool Heater_E8_Baseline Forecast | Commercial | Office | Existing | Miscellaneous | Natural Gas | Pool Heater | E8 |  | Baseline Forecast | 0 | 0 | 0 | 0 | 0 | 0 | 0 | 0 | 0 | 0 | 0 | 0 | 0 | 0 | 0 | 0 | 0 | 0 | 0 | 0 | 0 | 0 | 0 | 0 | 0
Commercial_Office_Existing_Miscellaneous_Natural Gas_Pool Heater_E9_Baseline Forecast | Commercial | Office | Existing | Miscellaneous | Natural Gas | Pool Heater | E9 |  | Baseline Forecast | 0 | 0 | 0 | 0 | 0 | 0 | 0 | 0 | 0 | 0 | 0 | 0 | 0 | 0 | 0 | 0 | 0 | 0 | 0 | 0 | 0 | 0 | 0 | 0 | 0
Commercial_Office_Existing_Miscellaneous_Natural Gas_Pool Heater_E10_Baseline Forecast | Commercial | Office | Existing | Miscellaneous | Natural Gas | Pool Heater | E10 |  | Baseline Forecast | 0 | 0 | 0 | 0 | 0 | 0 | 0 | 0 | 0 | 0 | 0 | 0 | 0 | 0 | 0 | 0 | 0 | 0 | 0 | 0 | 0 | 0 | 0 | 0 | 0
Commercial_Office_Existing_Miscellaneous_Natural Gas_Pool Heater_Vintage_Baseline Forecast | Commercial | Office | Existing | Miscellaneous | Natural Gas | Pool Heater | Vintage | Vintage | Baseline Forecast | 434603.4065 | 375497.3432 | 320072.694 | 267855.599 | 218465.3479 | 171594.6006 | 134779.759 | 105863.3743 | 83150.8686 | 65311.2277 | 51299.0006 | 40293.0332 | 31648.3461 | 24858.3373 | 19525.094 | 15336.0739 | 12045.7889 | 9461.4197 | 7431.5151 | 5837.1173 | 4584.7903 | 3601.1444 | 0 | 0 | Vintage
Commercial_Office_Existing_Miscellaneous_Natural Gas_Miscellaneous_E1_Baseline Forecast | Commercial | Office | Existing | Miscellaneous | Natural Gas | Miscellaneous | E1 | Standard | Baseline Forecast | 0 | 3786966.7623 | 8144437.6083 | 12938204.8375 | 16861818.5776 | 20055158.6043 | 22635905.3542 | 24703057.8884 | 26339894.4507 | 27616463.9399 | 28591682.6167 | 29315098.5945 | 29828376.7496 | 30166548.349 | 30359062.6752 | 30430672.0176 | 30402176.4361 | 30291050.5114 | 30111970.7825 | 29877259.6063 | 29597258.682 | 29280643.3831 | 0 | 0 | 1
Commercial_Office_Existing_Miscellaneous_Natural Gas_Miscellaneous_E2_Baseline Forecast | Commercial | Office | Existing | Miscellaneous | Natural Gas | Miscellaneous | E2 |  | Baseline Forecast | 0 | 0 | 0 | 0 | 0 | 0 | 0 | 0 | 0 | 0 | 0 | 0 | 0 | 0 | 0 | 0 | 0 | 0 | 0 | 0 | 0 | 0 | 0 | 0 | 0
Commercial_Office_Existing_Miscellaneous_Natural Gas_Miscellaneous_E3_Baseline Forecast | Commercial | Office | Existing | Miscellaneous | Natural Gas | Miscellaneous | E3 |  | Baseline Forecast | 0 | 0 | 0 | 0 | 0 | 0 | 0 | 0 | 0 | 0 | 0 | 0 | 0 | 0 | 0 | 0 | 0 | 0 | 0 | 0 | 0 | 0 | 0 | 0 | 0
Commercial_Office_Existing_Miscellaneous_Natural Gas_Miscellaneous_E4_Baseline Forecast | Commercial | Office | Existing | Miscellaneous | Natural Gas | Miscellaneous | E4 |  | Baseline Forecast | 0 | 0 | 0 | 0 | 0 | 0 | 0 | 0 | 0 | 0 | 0 | 0 | 0 | 0 | 0 | 0 | 0 | 0 | 0 | 0 | 0 | 0 | 0 | 0 | 0
Commercial_Office_Existing_Miscellaneous_Natural Gas_Miscellaneous_E5_Baseline Forecast | Commercial | Office | Existing | Miscellaneous | Natural Gas | Miscellaneous | E5 |  | Baseline Forecast | 0 | 0 | 0 | 0 | 0 | 0 | 0 | 0 | 0 | 0 | 0 | 0 | 0 | 0 | 0 | 0 | 0 | 0 | 0 | 0 | 0 | 0 | 0 | 0 | 0
Commercial_Office_Existing_Miscellaneous_Natural Gas_Miscellaneous_E6_Baseline Forecast | Commercial | Office | Existing | Miscellaneous | Natural Gas | Miscellaneous | E6 |  | Baseline Forecast | 0 | 0 | 0 | 0 | 0 | 0 | 0 | 0 | 0 | 0 | 0 | 0 | 0 | 0 | 0 | 0 | 0 | 0 | 0 | 0 | 0 | 0 | 0 | 0 | 0
Commercial_Office_Existing_Miscellaneous_Natural Gas_Miscellaneous_E7_Baseline Forecast | Commercial | Office | Existing | Miscellaneous | Natural Gas | Miscellaneous | E7 |  | Baseline Forecast | 0 | 0 | 0 | 0 | 0 | 0 | 0 | 0 | 0 | 0 | 0 | 0 | 0 | 0 | 0 | 0 | 0 | 0 | 0 | 0 | 0 | 0 | 0 | 0 | 0
Commercial_Office_Existing_Miscellaneous_Natural Gas_Miscellaneous_E8_Baseline Forecast | Commercial | Office | Existing | Miscellaneous | Natural Gas | Miscellaneous | E8 |  | Baseline Forecast | 0 | 0 | 0 | 0 | 0 | 0 | 0 | 0 | 0 | 0 | 0 | 0 | 0 | 0 | 0 | 0 | 0 | 0 | 0 | 0 | 0 | 0 | 0 | 0 | 0
Commercial_Office_Existing_Miscellaneous_Natural Gas_Miscellaneous_E9_Baseline Forecast | Commercial | Office | Existing | Miscellaneous | Natural Gas | Miscellaneous | E9 |  | Baseline Forecast | 0 | 0 | 0 | 0 | 0 | 0 | 0 | 0 | 0 | 0 | 0 | 0 | 0 | 0 | 0 | 0 | 0 | 0 | 0 | 0 | 0 | 0 | 0 | 0 | 0
Commercial_Office_Existing_Miscellaneous_Natural Gas_Miscellaneous_E10_Baseline Forecast | Commercial | Office | Existing | Miscellaneous | Natural Gas | Miscellaneous | E10 |  | Baseline Forecast | 0 | 0 | 0 | 0 | 0 | 0 | 0 | 0 | 0 | 0 | 0 | 0 | 0 | 0 | 0 | 0 | 0 | 0 | 0 | 0 | 0 | 0 | 0 | 0 | 0
Commercial_Office_Existing_Miscellaneous_Natural Gas_Miscellaneous_Vintage_Baseline Forecast | Commercial | Office | Existing | Miscellaneous | Natural Gas | Miscellaneous | Vintage | Vintage | Baseline Forecast | 44999450.7251 | 40394312.1314 | 35233545.3055 | 29651087.4779 | 24953122.9684 | 20999511.2773 | 17672315.984 | 14872286.6982 | 12515898.4162 | 10532859.9658 | 8864017.218 | 7459588.5159 | 6277679.6861 | 5283034.3333 | 4445982.1402 | 3741553.8011 | 3148736.1859 | 2649845.5175 | 2229999.864 | 1876675.2103 | 1579331.8653 | 1329100.0632 | 0 | 0 | Vintage
Commercial_Office_New_Space Heating_Natural Gas_Furnace_E1_Baseline Forecast | Commercial | Office | New | Space Heating | Natural Gas | Furnace | E1 | AFUE 80% (Standard) | Baseline Forecast | 0 | 1620170.8786 | 4113362.6031 | 5230627.0758 | 6327441.4412 | 7411792.5548 | 8483717.2911 | 9547132.3935 | 10598027.2174 | 11637994.6422 | 12663056.9207 | 13675169.1551 | 14676447.7641 | 15662654.5372 | 16635710.8231 | 17593474.2574 | 18540018.3041 | 19474127.6576 | 20393750.7571 | 21304704.2316 | 22203851.9095 | 23099677.1357 | 0 | 0 | 400
Commercial_Office_New_Space Heating_Natural Gas_Furnace_E2_Baseline Forecast | Commercial | Office | New | Space Heating | Natural Gas | Furnace | E2 | AFUE 90% | Baseline Forecast | 0 | 0 | 0 | 0 | 0 | 0 | 0 | 0 | 0 | 0 | 0 | 0 | 0 | 0 | 0 | 0 | 0 | 0 | 0 | 0 | 0 | 0 | 0 | 0 | 400
Commercial_Office_New_Space Heating_Natural Gas_Furnace_E3_Baseline Forecast | Commercial | Office | New | Space Heating | Natural Gas | Furnace | E3 | AFUE 95% | Baseline Forecast | 0 | 0 | 0 | 0 | 0 | 0 | 0 | 0 | 0 | 0 | 0 | 0 | 0 | 0 | 0 | 0 | 0 | 0 | 0 | 0 | 0 | 0 | 0 | 0 | 400
Commercial_Office_New_Space Heating_Natural Gas_Furnace_E4_Baseline Forecast | Commercial | Office | New | Space Heating | Natural Gas | Furnace | E4 |  | Baseline Forecast | 0 | 0 | 0 | 0 | 0 | 0 | 0 | 0 | 0 | 0 | 0 | 0 | 0 | 0 | 0 | 0 | 0 | 0 | 0 | 0 | 0 | 0 | 0 | 0 | 0
Commercial_Office_New_Space Heating_Natural Gas_Furnace_E5_Baseline Forecast | Commercial | Office | New | Space Heating | Natural Gas | Furnace | E5 |  | Baseline Forecast | 0 | 0 | 0 | 0 | 0 | 0 | 0 | 0 | 0 | 0 | 0 | 0 | 0 | 0 | 0 | 0 | 0 | 0 | 0 | 0 | 0 | 0 | 0 | 0 | 0
Commercial_Office_New_Space Heating_Natural Gas_Furnace_E6_Baseline Forecast | Commercial | Office | New | Space Heating | Natural Gas | Furnace | E6 |  | Baseline Forecast | 0 | 0 | 0 | 0 | 0 | 0 | 0 | 0 | 0 | 0 | 0 | 0 | 0 | 0 | 0 | 0 | 0 | 0 | 0 | 0 | 0 | 0 | 0 | 0 | 0
Commercial_Office_New_Space Heating_Natural Gas_Furnace_E7_Baseline Forecast | Commercial | Office | New | Space Heating | Natural Gas | Furnace | E7 |  | Baseline Forecast | 0 | 0 | 0 | 0 | 0 | 0 | 0 | 0 | 0 | 0 | 0 | 0 | 0 | 0 | 0 | 0 | 0 | 0 | 0 | 0 | 0 | 0 | 0 | 0 | 0
Commercial_Office_New_Space Heating_Natural Gas_Furnace_E8_Baseline Forecast | Commercial | Office | New | Space Heating | Natural Gas | Furnace | E8 |  | Baseline Forecast | 0 | 0 | 0 | 0 | 0 | 0 | 0 | 0 | 0 | 0 | 0 | 0 | 0 | 0 | 0 | 0 | 0 | 0 | 0 | 0 | 0 | 0 | 0 | 0 | 0
Commercial_Office_New_Space Heating_Natural Gas_Furnace_E9_Baseline Forecast | Commercial | Office | New | Space Heating | Natural Gas | Furnace | E9 |  | Baseline Forecast | 0 | 0 | 0 | 0 | 0 | 0 | 0 | 0 | 0 | 0 | 0 | 0 | 0 | 0 | 0 | 0 | 0 | 0 | 0 | 0 | 0 | 0 | 0 | 0 | 0
Commercial_Office_New_Space Heating_Natural Gas_Furnace_E10_Baseline Forecast | Commercial | Office | New | Space Heating | Natural Gas | Furnace | E10 |  | Baseline Forecast | 0 | 0 | 0 | 0 | 0 | 0 | 0 | 0 | 0 | 0 | 0 | 0 | 0 | 0 | 0 | 0 | 0 | 0 | 0 | 0 | 0 | 0 | 0 | 0 | 0
Commercial_Office_New_Space Heating_Natural Gas_Furnace_Vintage_Baseline Forecast | Commercial | Office | New | Space Heating | Natural Gas | Furnace | Vintage | Vintage | Baseline Forecast | 0 | 0 | 0 | 0 | 0 | 0 | 0 | 0 | 0 | 0 | 0 | 0 | 0 | 0 | 0 | 0 | 0 | 0 | 0 | 0 | 0 | 0 | 0 | 0 | Vintage
Commercial_Office_New_Space Heating_Natural Gas_Boiler_E1_Baseline Forecast | Commercial | Office | New | Space Heating | Natural Gas | Boiler | E1 | AFUE 80% (Standard) | Baseline Forecast | 0 | 480432.038 | 1219742.4387 | 1551046.7812 | 1876287.0184 | 2197831.5063 | 2515691.1793 | 2831027.4761 | 3142651.1132 | 3451034.43 | 3754997.8984 | 4055121.2681 | 4352032.1242 | 4644473.7032 | 4933015.7458 | 5217022.9729 | 5497703.2958 | 5774696.338 | 6047393.7465 | 6317520.3363 | 6584146.133 | 6849786.7175 | 0 | 0 | 800
Commercial_Office_New_Space Heating_Natural Gas_Boiler_E2_Baseline Forecast | Commercial | Office | New | Space Heating | Natural Gas | Boiler | E2 | AFUE 85% | Baseline Forecast | 0 | 0 | 0 | 0 | 0 | 0 | 0 | 0 | 0 | 0 | 0 | 0 | 0 | 0 | 0 | 0 | 0 | 0 | 0 | 0 | 0 | 0 | 0 | 0 | 800
Commercial_Office_New_Space Heating_Natural Gas_Boiler_E3_Baseline Forecast | Commercial | Office | New | Space Heating | Natural Gas | Boiler | E3 | AFUE 98% | Baseline Forecast | 0 | 0 | 0 | 0 | 0 | 0 | 0 | 0 | 0 | 0 | 0 | 0 | 0 | 0 | 0 | 0 | 0 | 0 | 0 | 0 | 0 | 0 | 0 | 0 | 800
Commercial_Office_New_Space Heating_Natural Gas_Boiler_E4_Baseline Forecast | Commercial | Office | New | Space Heating | Natural Gas | Boiler | E4 | Convert to NG Air Source Heat Pump | Baseline Forecast | 0 | 0 | 0 | 0 | 0 | 0 | 0 | 0 | 0 | 0 | 0 | 0 | 0 | 0 | 0 | 0 | 0 | 0 | 0 | 0 | 0 | 0 | 0 | 0 | 800
Commercial_Office_New_Space Heating_Natural Gas_Boiler_E5_Baseline Forecast | Commercial | Office | New | Space Heating | Natural Gas | Boiler | E5 |  | Baseline Forecast | 0 | 0 | 0 | 0 | 0 | 0 | 0 | 0 | 0 | 0 | 0 | 0 | 0 | 0 | 0 | 0 | 0 | 0 | 0 | 0 | 0 | 0 | 0 | 0 | 0
Commercial_Office_New_Space Heating_Natural Gas_Boiler_E6_Baseline Forecast | Commercial | Office | New | Space Heating | Natural Gas | Boiler | E6 |  | Baseline Forecast | 0 | 0 | 0 | 0 | 0 | 0 | 0 | 0 | 0 | 0 | 0 | 0 | 0 | 0 | 0 | 0 | 0 | 0 | 0 | 0 | 0 | 0 | 0 | 0 | 0
Commercial_Office_New_Space Heating_Natural Gas_Boiler_E7_Baseline Forecast | Commercial | Office | New | Space Heating | Natural Gas | Boiler | E7 |  | Baseline Forecast | 0 | 0 | 0 | 0 | 0 | 0 | 0 | 0 | 0 | 0 | 0 | 0 | 0 | 0 | 0 | 0 | 0 | 0 | 0 | 0 | 0 | 0 | 0 | 0 | 0
Commercial_Office_New_Space Heating_Natural Gas_Boiler_E8_Baseline Forecast | Commercial | Office | New | Space Heating | Natural Gas | Boiler | E8 |  | Baseline Forecast | 0 | 0 | 0 | 0 | 0 | 0 | 0 | 0 | 0 | 0 | 0 | 0 | 0 | 0 | 0 | 0 | 0 | 0 | 0 | 0 | 0 | 0 | 0 | 0 | 0
Commercial_Office_New_Space Heating_Natural Gas_Boiler_E9_Baseline Forecast | Commercial | Office | New | Space Heating | Natural Gas | Boiler | E9 |  | Baseline Forecast | 0 | 0 | 0 | 0 | 0 | 0 | 0 | 0 | 0 | 0 | 0 | 0 | 0 | 0 | 0 | 0 | 0 | 0 | 0 | 0 | 0 | 0 | 0 | 0 | 0
Commercial_Office_New_Space Heating_Natural Gas_Boiler_E10_Baseline Forecast | Commercial | Office | New | Space Heating | Natural Gas | Boiler | E10 |  | Baseline Forecast | 0 | 0 | 0 | 0 | 0 | 0 | 0 | 0 | 0 | 0 | 0 | 0 | 0 | 0 | 0 | 0 | 0 | 0 | 0 | 0 | 0 | 0 | 0 | 0 | 0
Commercial_Office_New_Space Heating_Natural Gas_Boiler_Vintage_Baseline Forecast | Commercial | Office | New | Space Heating | Natural Gas | Boiler | Vintage | Vintage | Baseline Forecast | 0 | 0 | 0 | 0 | 0 | 0 | 0 | 0 | 0 | 0 | 0 | 0 | 0 | 0 | 0 | 0 | 0 | 0 | 0 | 0 | 0 | 0 | 0 | 0 | Vintage
Commercial_Office_New_Space Heating_Natural Gas_Unit Heater_E1_Baseline Forecast | Commercial | Office | New | Space Heating | Natural Gas | Unit Heater | E1 | Standard | Baseline Forecast | 0 | 329126.8321 | 835601.9854 | 1062566.759 | 1285377.2306 | 1505655.8762 | 1723410.1869 | 1939435.8225 | 2152918.0476 | 2364180.445 | 2572414.9621 | 2778018.7647 | 2981421.789 | 3181763.0711 | 3379432.9201 | 3573996.1289 | 3766280.1946 | 3956038.2358 | 4142853.4918 | 4327907.5717 | 4510563.3834 | 4692544.2613 | 0 | 0 | 125
Commercial_Office_New_Space Heating_Natural Gas_Unit Heater_E2_Baseline Forecast | Commercial | Office | New | Space Heating | Natural Gas | Unit Heater | E2 | Condensing | Baseline Forecast | 0 | 0 | 0 | 0 | 0 | 0 | 0 | 0 | 0 | 0 | 0 | 0 | 0 | 0 | 0 | 0 | 0 | 0 | 0 | 0 | 0 | 0 | 0 | 0 | 125
Commercial_Office_New_Space Heating_Natural Gas_Unit Heater_E3_Baseline Forecast | Commercial | Office | New | Space Heating | Natural Gas | Unit Heater | E3 | Infrared Radiant | Baseline Forecast | 0 | 0 | 0 | 0 | 0 | 0 | 0 | 0 | 0 | 0 | 0 | 0 | 0 | 0 | 0 | 0 | 0 | 0 | 0 | 0 | 0 | 0 | 0 | 0 | 125
Commercial_Office_New_Space Heating_Natural Gas_Unit Heater_E4_Baseline Forecast | Commercial | Office | New | Space Heating | Natural Gas | Unit Heater | E4 |  | Baseline Forecast | 0 | 0 | 0 | 0 | 0 | 0 | 0 | 0 | 0 | 0 | 0 | 0 | 0 | 0 | 0 | 0 | 0 | 0 | 0 | 0 | 0 | 0 | 0 | 0 | 0
Commercial_Office_New_Space Heating_Natural Gas_Unit Heater_E5_Baseline Forecast | Commercial | Office | New | Space Heating | Natural Gas | Unit Heater | E5 |  | Baseline Forecast | 0 | 0 | 0 | 0 | 0 | 0 | 0 | 0 | 0 | 0 | 0 | 0 | 0 | 0 | 0 | 0 | 0 | 0 | 0 | 0 | 0 | 0 | 0 | 0 | 0
Commercial_Office_New_Space Heating_Natural Gas_Unit Heater_E6_Baseline Forecast | Commercial | Office | New | Space Heating | Natural Gas | Unit Heater | E6 |  | Baseline Forecast | 0 | 0 | 0 | 0 | 0 | 0 | 0 | 0 | 0 | 0 | 0 | 0 | 0 | 0 | 0 | 0 | 0 | 0 | 0 | 0 | 0 | 0 | 0 | 0 | 0
Commercial_Office_New_Space Heating_Natural Gas_Unit Heater_E7_Baseline Forecast | Commercial | Office | New | Space Heating | Natural Gas | Unit Heater | E7 |  | Baseline Forecast | 0 | 0 | 0 | 0 | 0 | 0 | 0 | 0 | 0 | 0 | 0 | 0 | 0 | 0 | 0 | 0 | 0 | 0 | 0 | 0 | 0 | 0 | 0 | 0 | 0
Commercial_Office_New_Space Heating_Natural Gas_Unit Heater_E8_Baseline Forecast | Commercial | Office | New | Space Heating | Natural Gas | Unit Heater | E8 |  | Baseline Forecast | 0 | 0 | 0 | 0 | 0 | 0 | 0 | 0 | 0 | 0 | 0 | 0 | 0 | 0 | 0 | 0 | 0 | 0 | 0 | 0 | 0 | 0 | 0 | 0 | 0
Commercial_Office_New_Space Heating_Natural Gas_Unit Heater_E9_Baseline Forecast | Commercial | Office | New | Space Heating | Natural Gas | Unit Heater | E9 |  | Baseline Forecast | 0 | 0 | 0 | 0 | 0 | 0 | 0 | 0 | 0 | 0 | 0 | 0 | 0 | 0 | 0 | 0 | 0 | 0 | 0 | 0 | 0 | 0 | 0 | 0 | 0
Commercial_Office_New_Space Heating_Natural Gas_Unit Heater_E10_Baseline Forecast | Commercial | Office | New | Space Heating | Natural Gas | Unit Heater | E10 |  | Baseline Forecast | 0 | 0 | 0 | 0 | 0 | 0 | 0 | 0 | 0 | 0 | 0 | 0 | 0 | 0 | 0 | 0 | 0 | 0 | 0 | 0 | 0 | 0 | 0 | 0 | 0
Commercial_Office_New_Space Heating_Natural Gas_Unit Heater_Vintage_Baseline Forecast | Commercial | Office | New | Space Heating | Natural Gas | Unit Heater | Vintage | Vintage | Baseline Forecast | 0 | 0 | 0 | 0 | 0 | 0 | 0 | 0 | 0 | 0 | 0 | 0 | 0 | 0 | 0 | 0 | 0 | 0 | 0 | 0 | 0 | 0 | 0 | 0 | Vintage
Commercial_Office_New_Water Heating_Natural Gas_Water Heater_E1_Baseline Forecast | Commercial | Office | New | Water Heating | Natural Gas | Water Heater | E1 | TE 0.80 | Baseline Forecast | 0 | 525916.4186 | 1335220.2273 | 1697890.448 | 2053922.4509 | 2405908.8134 | 2753861.5052 | 3099051.9229 | 3440178.1889 | 3777757.3608 | 4110498.2399 | 4439035.4631 | 4764056.0316 | 5084184.199 | 5400043.6455 | 5710938.9479 | 6018192.3752 | 6321409.4323 | 6619924.1713 | 6915624.7021 | 7207493.0061 | 7498282.824 | 0 | 0 | 1
Commercial_Office_New_Water Heating_Natural Gas_Water Heater_E2_Baseline Forecast | Commercial | Office | New | Water Heating | Natural Gas | Water Heater | E2 | TE 0.90 | Baseline Forecast | 0 | 0 | 0 | 0 | 0 | 0 | 0 | 0 | 0 | 0 | 0 | 0 | 0 | 0 | 0 | 0 | 0 | 0 | 0 | 0 | 0 | 0 | 0 | 0 | 1
Commercial_Office_New_Water Heating_Natural Gas_Water Heater_E3_Baseline Forecast | Commercial | Office | New | Water Heating | Natural Gas | Water Heater | E3 | TE 0.94 | Baseline Forecast | 0 | 593054.6848 | 1505673.8733 | 1914642.4201 | 2316125.317 | 2713046.1088 | 3105418.2931 | 3494675.5726 | 3879349.8726 | 4260024.2579 | 4635242.696 | 5005720.8413 | 5372233.3973 | 5733228.9903 | 6089410.9194 | 6439994.9838 | 6786472.2528 | 7128397.8704 | 7465020.874 | 7798470.4088 | 8127598.4963 | 8455510.4185 | 0 | 0 | 1
Commercial_Office_New_Water Heating_Natural Gas_Water Heater_E4_Baseline Forecast | Commercial | Office | New | Water Heating | Natural Gas | Water Heater | E4 | Instantaneous TE 0.94 | Baseline Forecast | 0 | 0 | 0 | 0 | 0 | 0 | 0 | 0 | 0 | 0 | 0 | 0 | 0 | 0 | 0 | 0 | 0 | 0 | 0 | 0 | 0 | 0 | 0 | 0 | 1
Commercial_Office_New_Water Heating_Natural Gas_Water Heater_E5_Baseline Forecast | Commercial | Office | New | Water Heating | Natural Gas | Water Heater | E5 | Gas-Fired Absorption HPWH | Baseline Forecast | 0 | 0 | 0 | 0 | 0 | 0 | 0 | 0 | 0 | 0 | 0 | 0 | 0 | 0 | 0 | 0 | 0 | 0 | 0 | 0 | 0 | 0 | 0 | 0 | 0
Commercial_Office_New_Water Heating_Natural Gas_Water Heater_E6_Baseline Forecast | Commercial | Office | New | Water Heating | Natural Gas | Water Heater | E6 |  | Baseline Forecast | 0 | 0 | 0 | 0 | 0 | 0 | 0 | 0 | 0 | 0 | 0 | 0 | 0 | 0 | 0 | 0 | 0 | 0 | 0 | 0 | 0 | 0 | 0 | 0 | 0
Commercial_Office_New_Water Heating_Natural Gas_Water Heater_E7_Baseline Forecast | Commercial | Office | New | Water Heating | Natural Gas | Water Heater | E7 |  | Baseline Forecast | 0 | 0 | 0 | 0 | 0 | 0 | 0 | 0 | 0 | 0 | 0 | 0 | 0 | 0 | 0 | 0 | 0 | 0 | 0 | 0 | 0 | 0 | 0 | 0 | 0
Commercial_Office_New_Water Heating_Natural Gas_Water Heater_E8_Baseline Forecast | Commercial | Office | New | Water Heating | Natural Gas | Water Heater | E8 |  | Baseline Forecast | 0 | 0 | 0 | 0 | 0 | 0 | 0 | 0 | 0 | 0 | 0 | 0 | 0 | 0 | 0 | 0 | 0 | 0 | 0 | 0 | 0 | 0 | 0 | 0 | 0
Commercial_Office_New_Water Heating_Natural Gas_Water Heater_E9_Baseline Forecast | Commercial | Office | New | Water Heating | Natural Gas | Water Heater | E9 |  | Baseline Forecast | 0 | 0 | 0 | 0 | 0 | 0 | 0 | 0 | 0 | 0 | 0 | 0 | 0 | 0 | 0 | 0 | 0 | 0 | 0 | 0 | 0 | 0 | 0 | 0 | 0
Commercial_Office_New_Water Heating_Natural Gas_Water Heater_E10_Baseline Forecast | Commercial | Office | New | Water Heating | Natural Gas | Water Heater | E10 |  | Baseline Forecast | 0 | 0 | 0 | 0 | 0 | 0 | 0 | 0 | 0 | 0 | 0 | 0 | 0 | 0 | 0 | 0 | 0 | 0 | 0 | 0 | 0 | 0 | 0 | 0 | 0
Commercial_Office_New_Water Heating_Natural Gas_Water Heater_Vintage_Baseline Forecast | Commercial | Office | New | Water Heating | Natural Gas | Water Heater | Vintage | Vintage | Baseline Forecast | 0 | 0 | 0 | 0 | 0 | 0 | 0 | 0 | 0 | 0 | 0 | 0 | 0 | 0 | 0 | 0 | 0 | 0 | 0 | 0 | 0 | 0 | 0 | 0 | Vintage
Commercial_Office_New_Food Preparation_Natural Gas_Oven_E1_Baseline Forecast | Commercial | Office | New | Food Preparation | Natural Gas | Oven | E1 | Standard | Baseline Forecast | 0 | 7759.4656 | 19700.0798 | 25050.9816 | 30303.942 | 35497.2122 | 40630.9689 | 45723.9705 | 50757.0089 | 55737.7129 | 60647.0317 | 65494.3291 | 70289.7412 | 75012.9698 | 79673.217 | 84260.2223 | 88793.4948 | 93267.2139 | 97671.5541 | 102034.373 | 106340.6506 | 110631.016 | 0 | 0 | 1
Commercial_Office_New_Food Preparation_Natural Gas_Oven_E2_Baseline Forecast | Commercial | Office | New | Food Preparation | Natural Gas | Oven | E2 | ENERGY STAR (EF ≥ 44%) Convection Oven utilizing ASTM Std F1496 | Baseline Forecast | 0 | 11166.0603 | 28348.8954 | 36048.9736 | 43608.1116 | 51081.3541 | 58468.9552 | 65797.9088 | 73040.5738 | 80207.9283 | 87272.5579 | 94247.937 | 101148.6519 | 107945.4932 | 114651.7026 | 121252.5151 | 127776.0047 | 134213.7956 | 140551.7486 | 146829.9515 | 153026.7899 | 159200.7303 | 0 | 0 | 1
Commercial_Office_New_Food Preparation_Natural Gas_Oven_E3_Baseline Forecast | Commercial | Office | New | Food Preparation | Natural Gas | Oven | E3 |  | Baseline Forecast | 0 | 0 | 0 | 0 | 0 | 0 | 0 | 0 | 0 | 0 | 0 | 0 | 0 | 0 | 0 | 0 | 0 | 0 | 0 | 0 | 0 | 0 | 0 | 0 | 0
Commercial_Office_New_Food Preparation_Natural Gas_Oven_E4_Baseline Forecast | Commercial | Office | New | Food Preparation | Natural Gas | Oven | E4 |  | Baseline Forecast | 0 | 0 | 0 | 0 | 0 | 0 | 0 | 0 | 0 | 0 | 0 | 0 | 0 | 0 | 0 | 0 | 0 | 0 | 0 | 0 | 0 | 0 | 0 | 0 | 0
Commercial_Office_New_Food Preparation_Natural Gas_Oven_E5_Baseline Forecast | Commercial | Office | New | Food Preparation | Natural Gas | Oven | E5 |  | Baseline Forecast | 0 | 0 | 0 | 0 | 0 | 0 | 0 | 0 | 0 | 0 | 0 | 0 | 0 | 0 | 0 | 0 | 0 | 0 | 0 | 0 | 0 | 0 | 0 | 0 | 0
Commercial_Office_New_Food Preparation_Natural Gas_Oven_E6_Baseline Forecast | Commercial | Office | New | Food Preparation | Natural Gas | Oven | E6 |  | Baseline Forecast | 0 | 0 | 0 | 0 | 0 | 0 | 0 | 0 | 0 | 0 | 0 | 0 | 0 | 0 | 0 | 0 | 0 | 0 | 0 | 0 | 0 | 0 | 0 | 0 | 0
Commercial_Office_New_Food Preparation_Natural Gas_Oven_E7_Baseline Forecast | Commercial | Office | New | Food Preparation | Natural Gas | Oven | E7 |  | Baseline Forecast | 0 | 0 | 0 | 0 | 0 | 0 | 0 | 0 | 0 | 0 | 0 | 0 | 0 | 0 | 0 | 0 | 0 | 0 | 0 | 0 | 0 | 0 | 0 | 0 | 0
Commercial_Office_New_Food Preparation_Natural Gas_Oven_E8_Baseline Forecast | Commercial | Office | New | Food Preparation | Natural Gas | Oven | E8 |  | Baseline Forecast | 0 | 0 | 0 | 0 | 0 | 0 | 0 | 0 | 0 | 0 | 0 | 0 | 0 | 0 | 0 | 0 | 0 | 0 | 0 | 0 | 0 | 0 | 0 | 0 | 0
Commercial_Office_New_Food Preparation_Natural Gas_Oven_E9_Baseline Forecast | Commercial | Office | New | Food Preparation | Natural Gas | Oven | E9 |  | Baseline Forecast | 0 | 0 | 0 | 0 | 0 | 0 | 0 | 0 | 0 | 0 | 0 | 0 | 0 | 0 | 0 | 0 | 0 | 0 | 0 | 0 | 0 | 0 | 0 | 0 | 0
Commercial_Office_New_Food Preparation_Natural Gas_Oven_E10_Baseline Forecast | Commercial | Office | New | Food Preparation | Natural Gas | Oven | E10 |  | Baseline Forecast | 0 | 0 | 0 | 0 | 0 | 0 | 0 | 0 | 0 | 0 | 0 | 0 | 0 | 0 | 0 | 0 | 0 | 0 | 0 | 0 | 0 | 0 | 0 | 0 | 0
Commercial_Office_New_Food Preparation_Natural Gas_Oven_Vintage_Baseline Forecast | Commercial | Office | New | Food Preparation | Natural Gas | Oven | Vintage | Vintage | Baseline Forecast | 0 | 0 | 0 | 0 | 0 | 0 | 0 | 0 | 0 | 0 | 0 | 0 | 0 | 0 | 0 | 0 | 0 | 0 | 0 | 0 | 0 | 0 | 0 | 0 | Vintage
Commercial_Office_New_Food Preparation_Natural Gas_Conveyor Oven_E1_Baseline Forecast | Commercial | Office | New | Food Preparation | Natural Gas | Conveyor Oven | E1 | Standard | Baseline Forecast | 0 | 3879.7328 | 9850.0399 | 12525.4908 | 15151.971 | 17748.6061 | 20315.4844 | 22861.9853 | 25378.5045 | 27868.8564 | 30323.5159 | 32747.1646 | 35144.8706 | 37506.4849 | 39836.6085 | 42130.1112 | 44396.7474 | 46633.6069 | 48835.7771 | 51017.1865 | 53170.3253 | 55315.508 | 0 | 0 | 1
Commercial_Office_New_Food Preparation_Natural Gas_Conveyor Oven_E2_Baseline Forecast | Commercial | Office | New | Food Preparation | Natural Gas | Conveyor Oven | E2 | ENERGY STAR (EF ≥ 44%) Convection Oven utilizing ASTM Std F1496 | Baseline Forecast | 0 | 5583.0301 | 14174.4477 | 18024.4868 | 21804.0558 | 25540.6771 | 29234.4776 | 32898.9544 | 36520.2869 | 40103.9641 | 43636.2789 | 47123.9685 | 50574.326 | 53972.7466 | 57325.8513 | 60626.2575 | 63888.0023 | 67106.8978 | 70275.8743 | 73414.9757 | 76513.3949 | 79600.3652 | 0 | 0 | 1
Commercial_Office_New_Food Preparation_Natural Gas_Conveyor Oven_E3_Baseline Forecast | Commercial | Office | New | Food Preparation | Natural Gas | Conveyor Oven | E3 |  | Baseline Forecast | 0 | 0 | 0 | 0 | 0 | 0 | 0 | 0 | 0 | 0 | 0 | 0 | 0 | 0 | 0 | 0 | 0 | 0 | 0 | 0 | 0 | 0 | 0 | 0 | 0
Commercial_Office_New_Food Preparation_Natural Gas_Conveyor Oven_E4_Baseline Forecast | Commercial | Office | New | Food Preparation | Natural Gas | Conveyor Oven | E4 |  | Baseline Forecast | 0 | 0 | 0 | 0 | 0 | 0 | 0 | 0 | 0 | 0 | 0 | 0 | 0 | 0 | 0 | 0 | 0 | 0 | 0 | 0 | 0 | 0 | 0 | 0 | 0
Commercial_Office_New_Food Preparation_Natural Gas_Conveyor Oven_E5_Baseline Forecast | Commercial | Office | New | Food Preparation | Natural Gas | Conveyor Oven | E5 |  | Baseline Forecast | 0 | 0 | 0 | 0 | 0 | 0 | 0 | 0 | 0 | 0 | 0 | 0 | 0 | 0 | 0 | 0 | 0 | 0 | 0 | 0 | 0 | 0 | 0 | 0 | 0
Commercial_Office_New_Food Preparation_Natural Gas_Conveyor Oven_E6_Baseline Forecast | Commercial | Office | New | Food Preparation | Natural Gas | Conveyor Oven | E6 |  | Baseline Forecast | 0 | 0 | 0 | 0 | 0 | 0 | 0 | 0 | 0 | 0 | 0 | 0 | 0 | 0 | 0 | 0 | 0 | 0 | 0 | 0 | 0 | 0 | 0 | 0 | 0
Commercial_Office_New_Food Preparation_Natural Gas_Conveyor Oven_E7_Baseline Forecast | Commercial | Office | New | Food Preparation | Natural Gas | Conveyor Oven | E7 |  | Baseline Forecast | 0 | 0 | 0 | 0 | 0 | 0 | 0 | 0 | 0 | 0 | 0 | 0 | 0 | 0 | 0 | 0 | 0 | 0 | 0 | 0 | 0 | 0 | 0 | 0 | 0
Commercial_Office_New_Food Preparation_Natural Gas_Conveyor Oven_E8_Baseline Forecast | Commercial | Office | New | Food Preparation | Natural Gas | Conveyor Oven | E8 |  | Baseline Forecast | 0 | 0 | 0 | 0 | 0 | 0 | 0 | 0 | 0 | 0 | 0 | 0 | 0 | 0 | 0 | 0 | 0 | 0 | 0 | 0 | 0 | 0 | 0 | 0 | 0
Commercial_Office_New_Food Preparation_Natural Gas_Conveyor Oven_E9_Baseline Forecast | Commercial | Office | New | Food Preparation | Natural Gas | Conveyor Oven | E9 |  | Baseline Forecast | 0 | 0 | 0 | 0 | 0 | 0 | 0 | 0 | 0 | 0 | 0 | 0 | 0 | 0 | 0 | 0 | 0 | 0 | 0 | 0 | 0 | 0 | 0 | 0 | 0
Commercial_Office_New_Food Preparation_Natural Gas_Conveyor Oven_E10_Baseline Forecast | Commercial | Office | New | Food Preparation | Natural Gas | Conveyor Oven | E10 |  | Baseline Forecast | 0 | 0 | 0 | 0 | 0 | 0 | 0 | 0 | 0 | 0 | 0 | 0 | 0 | 0 | 0 | 0 | 0 | 0 | 0 | 0 | 0 | 0 | 0 | 0 | 0
Commercial_Office_New_Food Preparation_Natural Gas_Conveyor Oven_Vintage_Baseline Forecast | Commercial | Office | New | Food Preparation | Natural Gas | Conveyor Oven | Vintage | Vintage | Baseline Forecast | 0 | 0 | 0 | 0 | 0 | 0 | 0 | 0 | 0 | 0 | 0 | 0 | 0 | 0 | 0 | 0 | 0 | 0 | 0 | 0 | 0 | 0 | 0 | 0 | Vintage
Commercial_Office_New_Food Preparation_Natural Gas_Double Rack Oven_E1_Baseline Forecast | Commercial | Office | New | Food Preparation | Natural Gas | Double Rack Oven | E1 | Standard | Baseline Forecast | 0 | 3879.7328 | 9850.0399 | 12525.4908 | 15151.971 | 17748.6061 | 20315.4844 | 22861.9853 | 25378.5045 | 27868.8564 | 30323.5159 | 32747.1646 | 35144.8706 | 37506.4849 | 39836.6085 | 42130.1112 | 44396.7474 | 46633.6069 | 48835.7771 | 51017.1865 | 53170.3253 | 55315.508 | 0 | 0 | 1
Commercial_Office_New_Food Preparation_Natural Gas_Double Rack Oven_E2_Baseline Forecast | Commercial | Office | New | Food Preparation | Natural Gas | Double Rack Oven | E2 | FTSC Qualified (>50% Cooking Efficiency) | Baseline Forecast | 0 | 5583.0301 | 14174.4477 | 18024.4868 | 21804.0558 | 25540.6771 | 29234.4776 | 32898.9544 | 36520.2869 | 40103.9641 | 43636.2789 | 47123.9685 | 50574.326 | 53972.7466 | 57325.8513 | 60626.2575 | 63888.0023 | 67106.8978 | 70275.8743 | 73414.9757 | 76513.3949 | 79600.3652 | 0 | 0 | 1
Commercial_Office_New_Food Preparation_Natural Gas_Double Rack Oven_E3_Baseline Forecast | Commercial | Office | New | Food Preparation | Natural Gas | Double Rack Oven | E3 |  | Baseline Forecast | 0 | 0 | 0 | 0 | 0 | 0 | 0 | 0 | 0 | 0 | 0 | 0 | 0 | 0 | 0 | 0 | 0 | 0 | 0 | 0 | 0 | 0 | 0 | 0 | 0
Commercial_Office_New_Food Preparation_Natural Gas_Double Rack Oven_E4_Baseline Forecast | Commercial | Office | New | Food Preparation | Natural Gas | Double Rack Oven | E4 |  | Baseline Forecast | 0 | 0 | 0 | 0 | 0 | 0 | 0 | 0 | 0 | 0 | 0 | 0 | 0 | 0 | 0 | 0 | 0 | 0 | 0 | 0 | 0 | 0 | 0 | 0 | 0
Commercial_Office_New_Food Preparation_Natural Gas_Double Rack Oven_E5_Baseline Forecast | Commercial | Office | New | Food Preparation | Natural Gas | Double Rack Oven | E5 |  | Baseline Forecast | 0 | 0 | 0 | 0 | 0 | 0 | 0 | 0 | 0 | 0 | 0 | 0 | 0 | 0 | 0 | 0 | 0 | 0 | 0 | 0 | 0 | 0 | 0 | 0 | 0
Commercial_Office_New_Food Preparation_Natural Gas_Double Rack Oven_E6_Baseline Forecast | Commercial | Office | New | Food Preparation | Natural Gas | Double Rack Oven | E6 |  | Baseline Forecast | 0 | 0 | 0 | 0 | 0 | 0 | 0 | 0 | 0 | 0 | 0 | 0 | 0 | 0 | 0 | 0 | 0 | 0 | 0 | 0 | 0 | 0 | 0 | 0 | 0
Commercial_Office_New_Food Preparation_Natural Gas_Double Rack Oven_E7_Baseline Forecast | Commercial | Office | New | Food Preparation | Natural Gas | Double Rack Oven | E7 |  | Baseline Forecast | 0 | 0 | 0 | 0 | 0 | 0 | 0 | 0 | 0 | 0 | 0 | 0 | 0 | 0 | 0 | 0 | 0 | 0 | 0 | 0 | 0 | 0 | 0 | 0 | 0
Commercial_Office_New_Food Preparation_Natural Gas_Double Rack Oven_E8_Baseline Forecast | Commercial | Office | New | Food Preparation | Natural Gas | Double Rack Oven | E8 |  | Baseline Forecast | 0 | 0 | 0 | 0 | 0 | 0 | 0 | 0 | 0 | 0 | 0 | 0 | 0 | 0 | 0 | 0 | 0 | 0 | 0 | 0 | 0 | 0 | 0 | 0 | 0
Commercial_Office_New_Food Preparation_Natural Gas_Double Rack Oven_E9_Baseline Forecast | Commercial | Office | New | Food Preparation | Natural Gas | Double Rack Oven | E9 |  | Baseline Forecast | 0 | 0 | 0 | 0 | 0 | 0 | 0 | 0 | 0 | 0 | 0 | 0 | 0 | 0 | 0 | 0 | 0 | 0 | 0 | 0 | 0 | 0 | 0 | 0 | 0
Commercial_Office_New_Food Preparation_Natural Gas_Double Rack Oven_E10_Baseline Forecast | Commercial | Office | New | Food Preparation | Natural Gas | Double Rack Oven | E10 |  | Baseline Forecast | 0 | 0 | 0 | 0 | 0 | 0 | 0 | 0 | 0 | 0 | 0 | 0 | 0 | 0 | 0 | 0 | 0 | 0 | 0 | 0 | 0 | 0 | 0 | 0 | 0
Commercial_Office_New_Food Preparation_Natural Gas_Double Rack Oven_Vintage_Baseline Forecast | Commercial | Office | New | Food Preparation | Natural Gas | Double Rack Oven | Vintage | Vintage | Baseline Forecast | 0 | 0 | 0 | 0 | 0 | 0 | 0 | 0 | 0 | 0 | 0 | 0 | 0 | 0 | 0 | 0 | 0 | 0 | 0 | 0 | 0 | 0 | 0 | 0 | Vintage
Commercial_Office_New_Food Preparation_Natural Gas_Fryer_E1_Baseline Forecast | Commercial | Office | New | Food Preparation | Natural Gas | Fryer | E1 | Standard | Baseline Forecast | 0 | 29056.2434 | 73769.2958 | 93806.385 | 113476.7208 | 132923.5398 | 152147.5034 | 171218.8547 | 190065.6665 | 208716.5058 | 227100.0352 | 245251.3178 | 263208.3094 | 280895.0018 | 298345.8526 | 315522.4405 | 332497.8191 | 349250.1932 | 365742.77 | 382079.8652 | 398205.2345 | 414271.0187 | 0 | 0 | 1
Commercial_Office_New_Food Preparation_Natural Gas_Fryer_E2_Baseline Forecast | Commercial | Office | New | Food Preparation | Natural Gas | Fryer | E2 | ENERGY STAR | Baseline Forecast | 0 | 10208.9504 | 25918.9418 | 32959.0001 | 39870.1992 | 46702.8653 | 53457.2309 | 60157.976 | 66779.8288 | 73332.8264 | 79791.9043 | 86169.3819 | 92478.5952 | 98692.8385 | 104824.2185 | 110859.2358 | 116823.5581 | 122709.5274 | 128504.2165 | 134244.277 | 139909.9472 | 145554.6823 | 0 | 0 | 1
Commercial_Office_New_Food Preparation_Natural Gas_Fryer_E3_Baseline Forecast | Commercial | Office | New | Food Preparation | Natural Gas | Fryer | E3 |  | Baseline Forecast | 0 | 0 | 0 | 0 | 0 | 0 | 0 | 0 | 0 | 0 | 0 | 0 | 0 | 0 | 0 | 0 | 0 | 0 | 0 | 0 | 0 | 0 | 0 | 0 | 0
Commercial_Office_New_Food Preparation_Natural Gas_Fryer_E4_Baseline Forecast | Commercial | Office | New | Food Preparation | Natural Gas | Fryer | E4 |  | Baseline Forecast | 0 | 0 | 0 | 0 | 0 | 0 | 0 | 0 | 0 | 0 | 0 | 0 | 0 | 0 | 0 | 0 | 0 | 0 | 0 | 0 | 0 | 0 | 0 | 0 | 0
Commercial_Office_New_Food Preparation_Natural Gas_Fryer_E5_Baseline Forecast | Commercial | Office | New | Food Preparation | Natural Gas | Fryer | E5 |  | Baseline Forecast | 0 | 0 | 0 | 0 | 0 | 0 | 0 | 0 | 0 | 0 | 0 | 0 | 0 | 0 | 0 | 0 | 0 | 0 | 0 | 0 | 0 | 0 | 0 | 0 | 0
Commercial_Office_New_Food Preparation_Natural Gas_Fryer_E6_Baseline Forecast | Commercial | Office | New | Food Preparation | Natural Gas | Fryer | E6 |  | Baseline Forecast | 0 | 0 | 0 | 0 | 0 | 0 | 0 | 0 | 0 | 0 | 0 | 0 | 0 | 0 | 0 | 0 | 0 | 0 | 0 | 0 | 0 | 0 | 0 | 0 | 0
Commercial_Office_New_Food Preparation_Natural Gas_Fryer_E7_Baseline Forecast | Commercial | Office | New | Food Preparation | Natural Gas | Fryer | E7 |  | Baseline Forecast | 0 | 0 | 0 | 0 | 0 | 0 | 0 | 0 | 0 | 0 | 0 | 0 | 0 | 0 | 0 | 0 | 0 | 0 | 0 | 0 | 0 | 0 | 0 | 0 | 0
Commercial_Office_New_Food Preparation_Natural Gas_Fryer_E8_Baseline Forecast | Commercial | Office | New | Food Preparation | Natural Gas | Fryer | E8 |  | Baseline Forecast | 0 | 0 | 0 | 0 | 0 | 0 | 0 | 0 | 0 | 0 | 0 | 0 | 0 | 0 | 0 | 0 | 0 | 0 | 0 | 0 | 0 | 0 | 0 | 0 | 0
Commercial_Office_New_Food Preparation_Natural Gas_Fryer_E9_Baseline Forecast | Commercial | Office | New | Food Preparation | Natural Gas | Fryer | E9 |  | Baseline Forecast | 0 | 0 | 0 | 0 | 0 | 0 | 0 | 0 | 0 | 0 | 0 | 0 | 0 | 0 | 0 | 0 | 0 | 0 | 0 | 0 | 0 | 0 | 0 | 0 | 0
Commercial_Office_New_Food Preparation_Natural Gas_Fryer_E10_Baseline Forecast | Commercial | Office | New | Food Preparation | Natural Gas | Fryer | E10 |  | Baseline Forecast | 0 | 0 | 0 | 0 | 0 | 0 | 0 | 0 | 0 | 0 | 0 | 0 | 0 | 0 | 0 | 0 | 0 | 0 | 0 | 0 | 0 | 0 | 0 | 0 | 0
Commercial_Office_New_Food Preparation_Natural Gas_Fryer_Vintage_Baseline Forecast | Commercial | Office | New | Food Preparation | Natural Gas | Fryer | Vintage | Vintage | Baseline Forecast | 0 | 0 | 0 | 0 | 0 | 0 | 0 | 0 | 0 | 0 | 0 | 0 | 0 | 0 | 0 | 0 | 0 | 0 | 0 | 0 | 0 | 0 | 0 | 0 | Vintage
Commercial_Office_New_Food Preparation_Natural Gas_Broiler_E1_Baseline Forecast | Commercial | Office | New | Food Preparation | Natural Gas | Broiler | E1 | Standard | Baseline Forecast | 0 | 5961.3369 | 15134.9099 | 19245.8281 | 23281.5012 | 27271.3163 | 31215.4093 | 35128.1914 | 38994.9059 | 42821.4135 | 46593.0783 | 50317.0942 | 54001.2483 | 57629.9463 | 61210.2577 | 64734.2999 | 68217.0609 | 71654.0691 | 75037.7759 | 78389.5832 | 81697.9516 | 84994.0953 | 0 | 0 | 1
Commercial_Office_New_Food Preparation_Natural Gas_Broiler_E2_Baseline Forecast | Commercial | Office | New | Food Preparation | Natural Gas | Broiler | E2 | Infrared Burners | Baseline Forecast | 0 | 2094.5238 | 5317.6711 | 6762.0477 | 8179.9869 | 9581.8139 | 10967.5762 | 12342.3375 | 13700.9129 | 15045.3615 | 16370.541 | 17678.979 | 18973.4116 | 20248.3595 | 21506.3068 | 22744.4838 | 23968.1565 | 25175.754 | 26364.6239 | 27542.286 | 28704.6857 | 29862.7902 | 0 | 0 | 1
Commercial_Office_New_Food Preparation_Natural Gas_Broiler_E3_Baseline Forecast | Commercial | Office | New | Food Preparation | Natural Gas | Broiler | E3 |  | Baseline Forecast | 0 | 0 | 0 | 0 | 0 | 0 | 0 | 0 | 0 | 0 | 0 | 0 | 0 | 0 | 0 | 0 | 0 | 0 | 0 | 0 | 0 | 0 | 0 | 0 | 0
Commercial_Office_New_Food Preparation_Natural Gas_Broiler_E4_Baseline Forecast | Commercial | Office | New | Food Preparation | Natural Gas | Broiler | E4 |  | Baseline Forecast | 0 | 0 | 0 | 0 | 0 | 0 | 0 | 0 | 0 | 0 | 0 | 0 | 0 | 0 | 0 | 0 | 0 | 0 | 0 | 0 | 0 | 0 | 0 | 0 | 0
Commercial_Office_New_Food Preparation_Natural Gas_Broiler_E5_Baseline Forecast | Commercial | Office | New | Food Preparation | Natural Gas | Broiler | E5 |  | Baseline Forecast | 0 | 0 | 0 | 0 | 0 | 0 | 0 | 0 | 0 | 0 | 0 | 0 | 0 | 0 | 0 | 0 | 0 | 0 | 0 | 0 | 0 | 0 | 0 | 0 | 0
Commercial_Office_New_Food Preparation_Natural Gas_Broiler_E6_Baseline Forecast | Commercial | Office | New | Food Preparation | Natural Gas | Broiler | E6 |  | Baseline Forecast | 0 | 0 | 0 | 0 | 0 | 0 | 0 | 0 | 0 | 0 | 0 | 0 | 0 | 0 | 0 | 0 | 0 | 0 | 0 | 0 | 0 | 0 | 0 | 0 | 0
Commercial_Office_New_Food Preparation_Natural Gas_Broiler_E7_Baseline Forecast | Commercial | Office | New | Food Preparation | Natural Gas | Broiler | E7 |  | Baseline Forecast | 0 | 0 | 0 | 0 | 0 | 0 | 0 | 0 | 0 | 0 | 0 | 0 | 0 | 0 | 0 | 0 | 0 | 0 | 0 | 0 | 0 | 0 | 0 | 0 | 0
Commercial_Office_New_Food Preparation_Natural Gas_Broiler_E8_Baseline Forecast | Commercial | Office | New | Food Preparation | Natural Gas | Broiler | E8 |  | Baseline Forecast | 0 | 0 | 0 | 0 | 0 | 0 | 0 | 0 | 0 | 0 | 0 | 0 | 0 | 0 | 0 | 0 | 0 | 0 | 0 | 0 | 0 | 0 | 0 | 0 | 0
Commercial_Office_New_Food Preparation_Natural Gas_Broiler_E9_Baseline Forecast | Commercial | Office | New | Food Preparation | Natural Gas | Broiler | E9 |  | Baseline Forecast | 0 | 0 | 0 | 0 | 0 | 0 | 0 | 0 | 0 | 0 | 0 | 0 | 0 | 0 | 0 | 0 | 0 | 0 | 0 | 0 | 0 | 0 | 0 | 0 | 0
Commercial_Office_New_Food Preparation_Natural Gas_Broiler_E10_Baseline Forecast | Commercial | Office | New | Food Preparation | Natural Gas | Broiler | E10 |  | Baseline Forecast | 0 | 0 | 0 | 0 | 0 | 0 | 0 | 0 | 0 | 0 | 0 | 0 | 0 | 0 | 0 | 0 | 0 | 0 | 0 | 0 | 0 | 0 | 0 | 0 | 0
Commercial_Office_New_Food Preparation_Natural Gas_Broiler_Vintage_Baseline Forecast | Commercial | Office | New | Food Preparation | Natural Gas | Broiler | Vintage | Vintage | Baseline Forecast | 0 | 0 | 0 | 0 | 0 | 0 | 0 | 0 | 0 | 0 | 0 | 0 | 0 | 0 | 0 | 0 | 0 | 0 | 0 | 0 | 0 | 0 | 0 | 0 | Vintage
Commercial_Office_New_Food Preparation_Natural Gas_Griddle_E1_Baseline Forecast | Commercial | Office | New | Food Preparation | Natural Gas | Griddle | E1 | Standard | Baseline Forecast | 0 | 15027.5047 | 38152.5038 | 48515.4213 | 58688.6587 | 68746.2962 | 78688.6759 | 88552.1265 | 98299.4482 | 107945.4155 | 117453.1337 | 126840.7369 | 136127.8554 | 145275.1788 | 154300.5279 | 163184.0319 | 171963.4732 | 180627.5795 | 189157.322 | 197606.6514 | 205946.4791 | 214255.4902 | 0 | 0 | 1
Commercial_Office_New_Food Preparation_Natural Gas_Griddle_E2_Baseline Forecast | Commercial | Office | New | Food Preparation | Natural Gas | Griddle | E2 | ENERGY STAR | Baseline Forecast | 0 | 6137.9949 | 15583.4171 | 19816.158 | 23971.424 | 28079.4731 | 32140.4451 | 36169.1784 | 40150.4788 | 44090.381 | 47973.8152 | 51808.1883 | 55601.5184 | 59337.7491 | 63024.1593 | 66652.6328 | 70238.6017 | 73777.462 | 77261.4414 | 80712.5759 | 84118.9844 | 87512.8058 | 0 | 0 | 1
Commercial_Office_New_Food Preparation_Natural Gas_Griddle_E3_Baseline Forecast | Commercial | Office | New | Food Preparation | Natural Gas | Griddle | E3 |  | Baseline Forecast | 0 | 0 | 0 | 0 | 0 | 0 | 0 | 0 | 0 | 0 | 0 | 0 | 0 | 0 | 0 | 0 | 0 | 0 | 0 | 0 | 0 | 0 | 0 | 0 | 0
Commercial_Office_New_Food Preparation_Natural Gas_Griddle_E4_Baseline Forecast | Commercial | Office | New | Food Preparation | Natural Gas | Griddle | E4 |  | Baseline Forecast | 0 | 0 | 0 | 0 | 0 | 0 | 0 | 0 | 0 | 0 | 0 | 0 | 0 | 0 | 0 | 0 | 0 | 0 | 0 | 0 | 0 | 0 | 0 | 0 | 0
Commercial_Office_New_Food Preparation_Natural Gas_Griddle_E5_Baseline Forecast | Commercial | Office | New | Food Preparation | Natural Gas | Griddle | E5 |  | Baseline Forecast | 0 | 0 | 0 | 0 | 0 | 0 | 0 | 0 | 0 | 0 | 0 | 0 | 0 | 0 | 0 | 0 | 0 | 0 | 0 | 0 | 0 | 0 | 0 | 0 | 0
Commercial_Office_New_Food Preparation_Natural Gas_Griddle_E6_Baseline Forecast | Commercial | Office | New | Food Preparation | Natural Gas | Griddle | E6 |  | Baseline Forecast | 0 | 0 | 0 | 0 | 0 | 0 | 0 | 0 | 0 | 0 | 0 | 0 | 0 | 0 | 0 | 0 | 0 | 0 | 0 | 0 | 0 | 0 | 0 | 0 | 0
Commercial_Office_New_Food Preparation_Natural Gas_Griddle_E7_Baseline Forecast | Commercial | Office | New | Food Preparation | Natural Gas | Griddle | E7 |  | Baseline Forecast | 0 | 0 | 0 | 0 | 0 | 0 | 0 | 0 | 0 | 0 | 0 | 0 | 0 | 0 | 0 | 0 | 0 | 0 | 0 | 0 | 0 | 0 | 0 | 0 | 0
Commercial_Office_New_Food Preparation_Natural Gas_Griddle_E8_Baseline Forecast | Commercial | Office | New | Food Preparation | Natural Gas | Griddle | E8 |  | Baseline Forecast | 0 | 0 | 0 | 0 | 0 | 0 | 0 | 0 | 0 | 0 | 0 | 0 | 0 | 0 | 0 | 0 | 0 | 0 | 0 | 0 | 0 | 0 | 0 | 0 | 0
Commercial_Office_New_Food Preparation_Natural Gas_Griddle_E9_Baseline Forecast | Commercial | Office | New | Food Preparation | Natural Gas | Griddle | E9 |  | Baseline Forecast | 0 | 0 | 0 | 0 | 0 | 0 | 0 | 0 | 0 | 0 | 0 | 0 | 0 | 0 | 0 | 0 | 0 | 0 | 0 | 0 | 0 | 0 | 0 | 0 | 0
Commercial_Office_New_Food Preparation_Natural Gas_Griddle_E10_Baseline Forecast | Commercial | Office | New | Food Preparation | Natural Gas | Griddle | E10 |  | Baseline Forecast | 0 | 0 | 0 | 0 | 0 | 0 | 0 | 0 | 0 | 0 | 0 | 0 | 0 | 0 | 0 | 0 | 0 | 0 | 0 | 0 | 0 | 0 | 0 | 0 | 0
Commercial_Office_New_Food Preparation_Natural Gas_Griddle_Vintage_Baseline Forecast | Commercial | Office | New | Food Preparation | Natural Gas | Griddle | Vintage | Vintage | Baseline Forecast | 0 | 0 | 0 | 0 | 0 | 0 | 0 | 0 | 0 | 0 | 0 | 0 | 0 | 0 | 0 | 0 | 0 | 0 | 0 | 0 | 0 | 0 | 0 | 0 | Vintage
Commercial_Office_New_Food Preparation_Natural Gas_Range_E1_Baseline Forecast | Commercial | Office | New | Food Preparation | Natural Gas | Range | E1 | Standard | Baseline Forecast | 0 | 46354.5458 | 117687.003 | 149652.9443 | 181033.7896 | 212058.0501 | 242726.7807 | 273152.0431 | 303219.089 | 332973.4922 | 362301.4458 | 391258.887 | 419906.3684 | 448122.631 | 475962.6464 | 503365.1195 | 530446.5959 | 557172.3045 | 583483.5483 | 609546.7464 | 635272.17 | 660902.5353 | 0 | 0 | 1
Commercial_Office_New_Food Preparation_Natural Gas_Range_E2_Baseline Forecast | Commercial | Office | New | Food Preparation | Natural Gas | Range | E2 | High Efficiency | Baseline Forecast | 0 | 66705.322 | 169354.4678 | 215354.2369 | 260512.0387 | 305156.7062 | 349289.7576 | 393072.4522 | 436339.6647 | 479156.9766 | 521360.6171 | 563031.0813 | 604255.5057 | 644859.3958 | 684921.857 | 724354.6842 | 763325.5892 | 801784.5357 | 839647.0573 | 877152.6351 | 914172.1471 | 951054.8679 | 0 | 0 | 1
Commercial_Office_New_Food Preparation_Natural Gas_Range_E3_Baseline Forecast | Commercial | Office | New | Food Preparation | Natural Gas | Range | E3 |  | Baseline Forecast | 0 | 0 | 0 | 0 | 0 | 0 | 0 | 0 | 0 | 0 | 0 | 0 | 0 | 0 | 0 | 0 | 0 | 0 | 0 | 0 | 0 | 0 | 0 | 0 | 0
Commercial_Office_New_Food Preparation_Natural Gas_Range_E4_Baseline Forecast | Commercial | Office | New | Food Preparation | Natural Gas | Range | E4 |  | Baseline Forecast | 0 | 0 | 0 | 0 | 0 | 0 | 0 | 0 | 0 | 0 | 0 | 0 | 0 | 0 | 0 | 0 | 0 | 0 | 0 | 0 | 0 | 0 | 0 | 0 | 0
Commercial_Office_New_Food Preparation_Natural Gas_Range_E5_Baseline Forecast | Commercial | Office | New | Food Preparation | Natural Gas | Range | E5 |  | Baseline Forecast | 0 | 0 | 0 | 0 | 0 | 0 | 0 | 0 | 0 | 0 | 0 | 0 | 0 | 0 | 0 | 0 | 0 | 0 | 0 | 0 | 0 | 0 | 0 | 0 | 0
Commercial_Office_New_Food Preparation_Natural Gas_Range_E6_Baseline Forecast | Commercial | Office | New | Food Preparation | Natural Gas | Range | E6 |  | Baseline Forecast | 0 | 0 | 0 | 0 | 0 | 0 | 0 | 0 | 0 | 0 | 0 | 0 | 0 | 0 | 0 | 0 | 0 | 0 | 0 | 0 | 0 | 0 | 0 | 0 | 0
Commercial_Office_New_Food Preparation_Natural Gas_Range_E7_Baseline Forecast | Commercial | Office | New | Food Preparation | Natural Gas | Range | E7 |  | Baseline Forecast | 0 | 0 | 0 | 0 | 0 | 0 | 0 | 0 | 0 | 0 | 0 | 0 | 0 | 0 | 0 | 0 | 0 | 0 | 0 | 0 | 0 | 0 | 0 | 0 | 0
Commercial_Office_New_Food Preparation_Natural Gas_Range_E8_Baseline Forecast | Commercial | Office | New | Food Preparation | Natural Gas | Range | E8 |  | Baseline Forecast | 0 | 0 | 0 | 0 | 0 | 0 | 0 | 0 | 0 | 0 | 0 | 0 | 0 | 0 | 0 | 0 | 0 | 0 | 0 | 0 | 0 | 0 | 0 | 0 | 0
Commercial_Office_New_Food Preparation_Natural Gas_Range_E9_Baseline Forecast | Commercial | Office | New | Food Preparation | Natural Gas | Range | E9 |  | Baseline Forecast | 0 | 0 | 0 | 0 | 0 | 0 | 0 | 0 | 0 | 0 | 0 | 0 | 0 | 0 | 0 | 0 | 0 | 0 | 0 | 0 | 0 | 0 | 0 | 0 | 0
Commercial_Office_New_Food Preparation_Natural Gas_Range_E10_Baseline Forecast | Commercial | Office | New | Food Preparation | Natural Gas | Range | E10 |  | Baseline Forecast | 0 | 0 | 0 | 0 | 0 | 0 | 0 | 0 | 0 | 0 | 0 | 0 | 0 | 0 | 0 | 0 | 0 | 0 | 0 | 0 | 0 | 0 | 0 | 0 | 0
Commercial_Office_New_Food Preparation_Natural Gas_Range_Vintage_Baseline Forecast | Commercial | Office | New | Food Preparation | Natural Gas | Range | Vintage | Vintage | Baseline Forecast | 0 | 0 | 0 | 0 | 0 | 0 | 0 | 0 | 0 | 0 | 0 | 0 | 0 | 0 | 0 | 0 | 0 | 0 | 0 | 0 | 0 | 0 | 0 | 0 | Vintage
Commercial_Office_New_Food Preparation_Natural Gas_Steamer_E1_Baseline Forecast | Commercial | Office | New | Food Preparation | Natural Gas | Steamer | E1 | Standard | Baseline Forecast | 0 | 3845.2958 | 9762.6096 | 12414.3129 | 15017.48 | 17591.0671 | 20135.1615 | 22659.0592 | 25153.2414 | 27621.4887 | 30054.3602 | 32456.4963 | 34832.9199 | 37173.5723 | 39483.0134 | 41756.1586 | 44002.6758 | 46219.6807 | 48402.3041 | 50564.3511 | 52698.3783 | 54824.52 | 0 | 0 | 1
Commercial_Office_New_Food Preparation_Natural Gas_Steamer_E2_Baseline Forecast | Commercial | Office | New | Food Preparation | Natural Gas | Steamer | E2 | ENERGY STAR | Baseline Forecast | 0 | 3845.2958 | 9762.6096 | 12414.3129 | 15017.48 | 17591.0671 | 20135.1615 | 22659.0592 | 25153.2414 | 27621.4887 | 30054.3602 | 32456.4963 | 34832.9199 | 37173.5723 | 39483.0134 | 41756.1586 | 44002.6758 | 46219.6807 | 48402.3041 | 50564.3511 | 52698.3783 | 54824.52 | 0 | 0 | 1
Commercial_Office_New_Food Preparation_Natural Gas_Steamer_E3_Baseline Forecast | Commercial | Office | New | Food Preparation | Natural Gas | Steamer | E3 |  | Baseline Forecast | 0 | 0 | 0 | 0 | 0 | 0 | 0 | 0 | 0 | 0 | 0 | 0 | 0 | 0 | 0 | 0 | 0 | 0 | 0 | 0 | 0 | 0 | 0 | 0 | 0
Commercial_Office_New_Food Preparation_Natural Gas_Steamer_E4_Baseline Forecast | Commercial | Office | New | Food Preparation | Natural Gas | Steamer | E4 |  | Baseline Forecast | 0 | 0 | 0 | 0 | 0 | 0 | 0 | 0 | 0 | 0 | 0 | 0 | 0 | 0 | 0 | 0 | 0 | 0 | 0 | 0 | 0 | 0 | 0 | 0 | 0
Commercial_Office_New_Food Preparation_Natural Gas_Steamer_E5_Baseline Forecast | Commercial | Office | New | Food Preparation | Natural Gas | Steamer | E5 |  | Baseline Forecast | 0 | 0 | 0 | 0 | 0 | 0 | 0 | 0 | 0 | 0 | 0 | 0 | 0 | 0 | 0 | 0 | 0 | 0 | 0 | 0 | 0 | 0 | 0 | 0 | 0
Commercial_Office_New_Food Preparation_Natural Gas_Steamer_E6_Baseline Forecast | Commercial | Office | New | Food Preparation | Natural Gas | Steamer | E6 |  | Baseline Forecast | 0 | 0 | 0 | 0 | 0 | 0 | 0 | 0 | 0 | 0 | 0 | 0 | 0 | 0 | 0 | 0 | 0 | 0 | 0 | 0 | 0 | 0 | 0 | 0 | 0
Commercial_Office_New_Food Preparation_Natural Gas_Steamer_E7_Baseline Forecast | Commercial | Office | New | Food Preparation | Natural Gas | Steamer | E7 |  | Baseline Forecast | 0 | 0 | 0 | 0 | 0 | 0 | 0 | 0 | 0 | 0 | 0 | 0 | 0 | 0 | 0 | 0 | 0 | 0 | 0 | 0 | 0 | 0 | 0 | 0 | 0
Commercial_Office_New_Food Preparation_Natural Gas_Steamer_E8_Baseline Forecast | Commercial | Office | New | Food Preparation | Natural Gas | Steamer | E8 |  | Baseline Forecast | 0 | 0 | 0 | 0 | 0 | 0 | 0 | 0 | 0 | 0 | 0 | 0 | 0 | 0 | 0 | 0 | 0 | 0 | 0 | 0 | 0 | 0 | 0 | 0 | 0
Commercial_Office_New_Food Preparation_Natural Gas_Steamer_E9_Baseline Forecast | Commercial | Office | New | Food Preparation | Natural Gas | Steamer | E9 |  | Baseline Forecast | 0 | 0 | 0 | 0 | 0 | 0 | 0 | 0 | 0 | 0 | 0 | 0 | 0 | 0 | 0 | 0 | 0 | 0 | 0 | 0 | 0 | 0 | 0 | 0 | 0
Commercial_Office_New_Food Preparation_Natural Gas_Steamer_E10_Baseline Forecast | Commercial | Office | New | Food Preparation | Natural Gas | Steamer | E10 |  | Baseline Forecast | 0 | 0 | 0 | 0 | 0 | 0 | 0 | 0 | 0 | 0 | 0 | 0 | 0 | 0 | 0 | 0 | 0 | 0 | 0 | 0 | 0 | 0 | 0 | 0 | 0
Commercial_Office_New_Food Preparation_Natural Gas_Steamer_Vintage_Baseline Forecast | Commercial | Office | New | Food Preparation | Natural Gas | Steamer | Vintage | Vintage | Baseline Forecast | 0 | 0 | 0 | 0 | 0 | 0 | 0 | 0 | 0 | 0 | 0 | 0 | 0 | 0 | 0 | 0 | 0 | 0 | 0 | 0 | 0 | 0 | 0 | 0 | Vintage
Commercial_Office_New_Food Preparation_Natural Gas_Food Prep Other_E1_Baseline Forecast | Commercial | Office | New | Food Preparation | Natural Gas | Food Prep Other | E1 | Standard | Baseline Forecast | 0 | 12493.4301 | 31718.8817 | 40334.3097 | 48792.0433 | 57153.6705 | 65419.4757 | 73619.6615 | 81723.3012 | 89742.6778 | 97647.1181 | 105451.6983 | 113172.7384 | 120777.5569 | 128280.9696 | 135666.4563 | 142965.4283 | 150168.5142 | 157259.894 | 164284.4207 | 171217.9107 | 178125.7808 | 0 | 0 | 1
Commercial_Office_New_Food Preparation_Natural Gas_Food Prep Other_E2_Baseline Forecast | Commercial | Office | New | Food Preparation | Natural Gas | Food Prep Other | E2 | ENERGY STAR | Baseline Forecast | 0 | 4389.5836 | 11144.4719 | 14171.5142 | 17143.1504 | 20081.0194 | 22985.2212 | 25866.3676 | 28713.5923 | 31531.2111 | 34308.4469 | 37050.5967 | 39763.3946 | 42435.3578 | 45071.692 | 47666.5928 | 50231.0964 | 52761.9104 | 55253.4763 | 57721.5532 | 60157.6443 | 62584.7338 | 0 | 0 | 1
Commercial_Office_New_Food Preparation_Natural Gas_Food Prep Other_E3_Baseline Forecast | Commercial | Office | New | Food Preparation | Natural Gas | Food Prep Other | E3 |  | Baseline Forecast | 0 | 0 | 0 | 0 | 0 | 0 | 0 | 0 | 0 | 0 | 0 | 0 | 0 | 0 | 0 | 0 | 0 | 0 | 0 | 0 | 0 | 0 | 0 | 0 | 0
Commercial_Office_New_Food Preparation_Natural Gas_Food Prep Other_E4_Baseline Forecast | Commercial | Office | New | Food Preparation | Natural Gas | Food Prep Other | E4 |  | Baseline Forecast | 0 | 0 | 0 | 0 | 0 | 0 | 0 | 0 | 0 | 0 | 0 | 0 | 0 | 0 | 0 | 0 | 0 | 0 | 0 | 0 | 0 | 0 | 0 | 0 | 0
Commercial_Office_New_Food Preparation_Natural Gas_Food Prep Other_E5_Baseline Forecast | Commercial | Office | New | Food Preparation | Natural Gas | Food Prep Other | E5 |  | Baseline Forecast | 0 | 0 | 0 | 0 | 0 | 0 | 0 | 0 | 0 | 0 | 0 | 0 | 0 | 0 | 0 | 0 | 0 | 0 | 0 | 0 | 0 | 0 | 0 | 0 | 0
Commercial_Office_New_Food Preparation_Natural Gas_Food Prep Other_E6_Baseline Forecast | Commercial | Office | New | Food Preparation | Natural Gas | Food Prep Other | E6 |  | Baseline Forecast | 0 | 0 | 0 | 0 | 0 | 0 | 0 | 0 | 0 | 0 | 0 | 0 | 0 | 0 | 0 | 0 | 0 | 0 | 0 | 0 | 0 | 0 | 0 | 0 | 0
Commercial_Office_New_Food Preparation_Natural Gas_Food Prep Other_E7_Baseline Forecast | Commercial | Office | New | Food Preparation | Natural Gas | Food Prep Other | E7 |  | Baseline Forecast | 0 | 0 | 0 | 0 | 0 | 0 | 0 | 0 | 0 | 0 | 0 | 0 | 0 | 0 | 0 | 0 | 0 | 0 | 0 | 0 | 0 | 0 | 0 | 0 | 0
Commercial_Office_New_Food Preparation_Natural Gas_Food Prep Other_E8_Baseline Forecast | Commercial | Office | New | Food Preparation | Natural Gas | Food Prep Other | E8 |  | Baseline Forecast | 0 | 0 | 0 | 0 | 0 | 0 | 0 | 0 | 0 | 0 | 0 | 0 | 0 | 0 | 0 | 0 | 0 | 0 | 0 | 0 | 0 | 0 | 0 | 0 | 0
Commercial_Office_New_Food Preparation_Natural Gas_Food Prep Other_E9_Baseline Forecast | Commercial | Office | New | Food Preparation | Natural Gas | Food Prep Other | E9 |  | Baseline Forecast | 0 | 0 | 0 | 0 | 0 | 0 | 0 | 0 | 0 | 0 | 0 | 0 | 0 | 0 | 0 | 0 | 0 | 0 | 0 | 0 | 0 | 0 | 0 | 0 | 0
Commercial_Office_New_Food Preparation_Natural Gas_Food Prep Other_E10_Baseline Forecast | Commercial | Office | New | Food Preparation | Natural Gas | Food Prep Other | E10 |  | Baseline Forecast | 0 | 0 | 0 | 0 | 0 | 0 | 0 | 0 | 0 | 0 | 0 | 0 | 0 | 0 | 0 | 0 | 0 | 0 | 0 | 0 | 0 | 0 | 0 | 0 | 0
Commercial_Office_New_Food Preparation_Natural Gas_Food Prep Other_Vintage_Baseline Forecast | Commercial | Office | New | Food Preparation | Natural Gas | Food Prep Other | Vintage | Vintage | Baseline Forecast | 0 | 0 | 0 | 0 | 0 | 0 | 0 | 0 | 0 | 0 | 0 | 0 | 0 | 0 | 0 | 0 | 0 | 0 | 0 | 0 | 0 | 0 | 0 | 0 | Vintage
Commercial_Office_New_Miscellaneous_Natural Gas_Pool Heater_E1_Baseline Forecast | Commercial | Office | New | Miscellaneous | Natural Gas | Pool Heater | E1 | Standard (EF .82) | Baseline Forecast | 0 | 18521.445 | 47023.0765 | 59795.4036 | 72333.9495 | 84730.0182 | 96984.0312 | 109140.7639 | 121154.3675 | 133043.0514 | 144761.3428 | 156331.5922 | 167777.9939 | 179052.0976 | 190175.8677 | 201124.8133 | 211945.5012 | 222624.0384 | 233136.9719 | 243550.796 | 253829.6589 | 264070.5402 | 0 | 0 | 1
Commercial_Office_New_Miscellaneous_Natural Gas_Pool Heater_E2_Baseline Forecast | Commercial | Office | New | Miscellaneous | Natural Gas | Pool Heater | E2 | Condensing (EF .90) | Baseline Forecast | 0 | 2057.9383 | 5224.7863 | 6643.9337 | 8037.1055 | 9414.4465 | 10776.0035 | 12126.7515 | 13461.5964 | 14782.5613 | 16084.5936 | 17370.1769 | 18641.9993 | 19894.6775 | 21130.652 | 22347.2015 | 23549.5001 | 24736.0043 | 25904.108 | 27061.1996 | 28203.2954 | 29341.1711 | 0 | 0 | 1
Commercial_Office_New_Miscellaneous_Natural Gas_Pool Heater_E3_Baseline Forecast | Commercial | Office | New | Miscellaneous | Natural Gas | Pool Heater | E3 |  | Baseline Forecast | 0 | 0 | 0 | 0 | 0 | 0 | 0 | 0 | 0 | 0 | 0 | 0 | 0 | 0 | 0 | 0 | 0 | 0 | 0 | 0 | 0 | 0 | 0 | 0 | 0
Commercial_Office_New_Miscellaneous_Natural Gas_Pool Heater_E4_Baseline Forecast | Commercial | Office | New | Miscellaneous | Natural Gas | Pool Heater | E4 |  | Baseline Forecast | 0 | 0 | 0 | 0 | 0 | 0 | 0 | 0 | 0 | 0 | 0 | 0 | 0 | 0 | 0 | 0 | 0 | 0 | 0 | 0 | 0 | 0 | 0 | 0 | 0
Commercial_Office_New_Miscellaneous_Natural Gas_Pool Heater_E5_Baseline Forecast | Commercial | Office | New | Miscellaneous | Natural Gas | Pool Heater | E5 |  | Baseline Forecast | 0 | 0 | 0 | 0 | 0 | 0 | 0 | 0 | 0 | 0 | 0 | 0 | 0 | 0 | 0 | 0 | 0 | 0 | 0 | 0 | 0 | 0 | 0 | 0 | 0
Commercial_Office_New_Miscellaneous_Natural Gas_Pool Heater_E6_Baseline Forecast | Commercial | Office | New | Miscellaneous | Natural Gas | Pool Heater | E6 |  | Baseline Forecast | 0 | 0 | 0 | 0 | 0 | 0 | 0 | 0 | 0 | 0 | 0 | 0 | 0 | 0 | 0 | 0 | 0 | 0 | 0 | 0 | 0 | 0 | 0 | 0 | 0
Commercial_Office_New_Miscellaneous_Natural Gas_Pool Heater_E7_Baseline Forecast | Commercial | Office | New | Miscellaneous | Natural Gas | Pool Heater | E7 |  | Baseline Forecast | 0 | 0 | 0 | 0 | 0 | 0 | 0 | 0 | 0 | 0 | 0 | 0 | 0 | 0 | 0 | 0 | 0 | 0 | 0 | 0 | 0 | 0 | 0 | 0 | 0
Commercial_Office_New_Miscellaneous_Natural Gas_Pool Heater_E8_Baseline Forecast | Commercial | Office | New | Miscellaneous | Natural Gas | Pool Heater | E8 |  | Baseline Forecast | 0 | 0 | 0 | 0 | 0 | 0 | 0 | 0 | 0 | 0 | 0 | 0 | 0 | 0 | 0 | 0 | 0 | 0 | 0 | 0 | 0 | 0 | 0 | 0 | 0
Commercial_Office_New_Miscellaneous_Natural Gas_Pool Heater_E9_Baseline Forecast | Commercial | Office | New | Miscellaneous | Natural Gas | Pool Heater | E9 |  | Baseline Forecast | 0 | 0 | 0 | 0 | 0 | 0 | 0 | 0 | 0 | 0 | 0 | 0 | 0 | 0 | 0 | 0 | 0 | 0 | 0 | 0 | 0 | 0 | 0 | 0 | 0
Commercial_Office_New_Miscellaneous_Natural Gas_Pool Heater_E10_Baseline Forecast | Commercial | Office | New | Miscellaneous | Natural Gas | Pool Heater | E10 |  | Baseline Forecast | 0 | 0 | 0 | 0 | 0 | 0 | 0 | 0 | 0 | 0 | 0 | 0 | 0 | 0 | 0 | 0 | 0 | 0 | 0 | 0 | 0 | 0 | 0 | 0 | 0
Commercial_Office_New_Miscellaneous_Natural Gas_Pool Heater_Vintage_Baseline Forecast | Commercial | Office | New | Miscellaneous | Natural Gas | Pool Heater | Vintage | Vintage | Baseline Forecast | 0 | 0 | 0 | 0 | 0 | 0 | 0 | 0 | 0 | 0 | 0 | 0 | 0 | 0 | 0 | 0 | 0 | 0 | 0 | 0 | 0 | 0 | 0 | 0 | Vintage
Commercial_Office_New_Miscellaneous_Natural Gas_Miscellaneous_E1_Baseline Forecast | Commercial | Office | New | Miscellaneous | Natural Gas | Miscellaneous | E1 | Standard | Baseline Forecast | 0 | 2130818.4229 | 5409817.5264 | 6879222.8546 | 8321732.5844 | 9747850.8787 | 11157626.2341 | 12556209.8782 | 13938327.0862 | 15306072.7834 | 16654215.5111 | 17985326.5832 | 19302189.4738 | 20599230.168 | 21878975.5874 | 23138608.1345 | 24383485.153 | 25612008.2957 | 26821479.3882 | 28019548.3521 | 29202090.5532 | 30380263.128 | 0 | 0 | 1
Commercial_Office_New_Miscellaneous_Natural Gas_Miscellaneous_E2_Baseline Forecast | Commercial | Office | New | Miscellaneous | Natural Gas | Miscellaneous | E2 |  | Baseline Forecast | 0 | 0 | 0 | 0 | 0 | 0 | 0 | 0 | 0 | 0 | 0 | 0 | 0 | 0 | 0 | 0 | 0 | 0 | 0 | 0 | 0 | 0 | 0 | 0 | 0
Commercial_Office_New_Miscellaneous_Natural Gas_Miscellaneous_E3_Baseline Forecast | Commercial | Office | New | Miscellaneous | Natural Gas | Miscellaneous | E3 |  | Baseline Forecast | 0 | 0 | 0 | 0 | 0 | 0 | 0 | 0 | 0 | 0 | 0 | 0 | 0 | 0 | 0 | 0 | 0 | 0 | 0 | 0 | 0 | 0 | 0 | 0 | 0
Commercial_Office_New_Miscellaneous_Natural Gas_Miscellaneous_E4_Baseline Forecast | Commercial | Office | New | Miscellaneous | Natural Gas | Miscellaneous | E4 |  | Baseline Forecast | 0 | 0 | 0 | 0 | 0 | 0 | 0 | 0 | 0 | 0 | 0 | 0 | 0 | 0 | 0 | 0 | 0 | 0 | 0 | 0 | 0 | 0 | 0 | 0 | 0
Commercial_Office_New_Miscellaneous_Natural Gas_Miscellaneous_E5_Baseline Forecast | Commercial | Office | New | Miscellaneous | Natural Gas | Miscellaneous | E5 |  | Baseline Forecast | 0 | 0 | 0 | 0 | 0 | 0 | 0 | 0 | 0 | 0 | 0 | 0 | 0 | 0 | 0 | 0 | 0 | 0 | 0 | 0 | 0 | 0 | 0 | 0 | 0
Commercial_Office_New_Miscellaneous_Natural Gas_Miscellaneous_E6_Baseline Forecast | Commercial | Office | New | Miscellaneous | Natural Gas | Miscellaneous | E6 |  | Baseline Forecast | 0 | 0 | 0 | 0 | 0 | 0 | 0 | 0 | 0 | 0 | 0 | 0 | 0 | 0 | 0 | 0 | 0 | 0 | 0 | 0 | 0 | 0 | 0 | 0 | 0
Commercial_Office_New_Miscellaneous_Natural Gas_Miscellaneous_E7_Baseline Forecast | Commercial | Office | New | Miscellaneous | Natural Gas | Miscellaneous | E7 |  | Baseline Forecast | 0 | 0 | 0 | 0 | 0 | 0 | 0 | 0 | 0 | 0 | 0 | 0 | 0 | 0 | 0 | 0 | 0 | 0 | 0 | 0 | 0 | 0 | 0 | 0 | 0
Commercial_Office_New_Miscellaneous_Natural Gas_Miscellaneous_E8_Baseline Forecast | Commercial | Office | New | Miscellaneous | Natural Gas | Miscellaneous | E8 |  | Baseline Forecast | 0 | 0 | 0 | 0 | 0 | 0 | 0 | 0 | 0 | 0 | 0 | 0 | 0 | 0 | 0 | 0 | 0 | 0 | 0 | 0 | 0 | 0 | 0 | 0 | 0
Commercial_Office_New_Miscellaneous_Natural Gas_Miscellaneous_E9_Baseline Forecast | Commercial | Office | New | Miscellaneous | Natural Gas | Miscellaneous | E9 |  | Baseline Forecast | 0 | 0 | 0 | 0 | 0 | 0 | 0 | 0 | 0 | 0 | 0 | 0 | 0 | 0 | 0 | 0 | 0 | 0 | 0 | 0 | 0 | 0 | 0 | 0 | 0
Commercial_Office_New_Miscellaneous_Natural Gas_Miscellaneous_E10_Baseline Forecast | Commercial | Office | New | Miscellaneous | Natural Gas | Miscellaneous | E10 |  | Baseline Forecast | 0 | 0 | 0 | 0 | 0 | 0 | 0 | 0 | 0 | 0 | 0 | 0 | 0 | 0 | 0 | 0 | 0 | 0 | 0 | 0 | 0 | 0 | 0 | 0 | 0
Commercial_Office_New_Miscellaneous_Natural Gas_Miscellaneous_Vintage_Baseline Forecast | Commercial | Office | New | Miscellaneous | Natural Gas | Miscellaneous | Vintage | Vintage | Baseline Forecast | 0 | 0 | 0 | 0 | 0 | 0 | 0 | 0 | 0 | 0 | 0 | 0 | 0 | 0 | 0 | 0 | 0 | 0 | 0 | 0 | 0 | 0 | 0 | 0 | Vintage
Commercial_Retail_Existing_Space Heating_Natural Gas_Furnace_E1_Baseline Forecast | Commercial | Retail | Existing | Space Heating | Natural Gas | Furnace | E1 | AFUE 80% (Standard) | Baseline Forecast | 0 | 859879.1079 | 1748006.1419 | 2659103.0111 | 3588361.1476 | 4531405.0433 | 5484258.52 | 6443313.5298 | 7405301.2979 | 8367265.6336 | 9326538.2492 | 10280715.9362 | 11137758.6449 | 11905282.5098 | 12590333.1432 | 13199427.9667 | 13738595.4091 | 14213411.2017 | 14629031.985 | 14990226.4281 | 15301404.0417 | 15566641.8592 | 0 | 0 | 400
Commercial_Retail_Existing_Space Heating_Natural Gas_Furnace_E2_Baseline Forecast | Commercial | Retail | Existing | Space Heating | Natural Gas | Furnace | E2 | AFUE 90% | Baseline Forecast | 0 | 0 | 0 | 0 | 0 | 0 | 0 | 0 | 0 | 0 | 0 | 0 | 0 | 0 | 0 | 0 | 0 | 0 | 0 | 0 | 0 | 0 | 0 | 0 | 400
Commercial_Retail_Existing_Space Heating_Natural Gas_Furnace_E3_Baseline Forecast | Commercial | Retail | Existing | Space Heating | Natural Gas | Furnace | E3 | AFUE 95% | Baseline Forecast | 0 | 0 | 0 | 0 | 0 | 0 | 0 | 0 | 0 | 0 | 0 | 0 | 0 | 0 | 0 | 0 | 0 | 0 | 0 | 0 | 0 | 0 | 0 | 0 | 400
Commercial_Retail_Existing_Space Heating_Natural Gas_Furnace_E4_Baseline Forecast | Commercial | Retail | Existing | Space Heating | Natural Gas | Furnace | E4 |  | Baseline Forecast | 0 | 0 | 0 | 0 | 0 | 0 | 0 | 0 | 0 | 0 | 0 | 0 | 0 | 0 | 0 | 0 | 0 | 0 | 0 | 0 | 0 | 0 | 0 | 0 | 0
Commercial_Retail_Existing_Space Heating_Natural Gas_Furnace_E5_Baseline Forecast | Commercial | Retail | Existing | Space Heating | Natural Gas | Furnace | E5 |  | Baseline Forecast | 0 | 0 | 0 | 0 | 0 | 0 | 0 | 0 | 0 | 0 | 0 | 0 | 0 | 0 | 0 | 0 | 0 | 0 | 0 | 0 | 0 | 0 | 0 | 0 | 0
Commercial_Retail_Existing_Space Heating_Natural Gas_Furnace_E6_Baseline Forecast | Commercial | Retail | Existing | Space Heating | Natural Gas | Furnace | E6 |  | Baseline Forecast | 0 | 0 | 0 | 0 | 0 | 0 | 0 | 0 | 0 | 0 | 0 | 0 | 0 | 0 | 0 | 0 | 0 | 0 | 0 | 0 | 0 | 0 | 0 | 0 | 0
Commercial_Retail_Existing_Space Heating_Natural Gas_Furnace_E7_Baseline Forecast | Commercial | Retail | Existing | Space Heating | Natural Gas | Furnace | E7 |  | Baseline Forecast | 0 | 0 | 0 | 0 | 0 | 0 | 0 | 0 | 0 | 0 | 0 | 0 | 0 | 0 | 0 | 0 | 0 | 0 | 0 | 0 | 0 | 0 | 0 | 0 | 0
Commercial_Retail_Existing_Space Heating_Natural Gas_Furnace_E8_Baseline Forecast | Commercial | Retail | Existing | Space Heating | Natural Gas | Furnace | E8 |  | Baseline Forecast | 0 | 0 | 0 | 0 | 0 | 0 | 0 | 0 | 0 | 0 | 0 | 0 | 0 | 0 | 0 | 0 | 0 | 0 | 0 | 0 | 0 | 0 | 0 | 0 | 0
Commercial_Retail_Existing_Space Heating_Natural Gas_Furnace_E9_Baseline Forecast | Commercial | Retail | Existing | Space Heating | Natural Gas | Furnace | E9 |  | Baseline Forecast | 0 | 0 | 0 | 0 | 0 | 0 | 0 | 0 | 0 | 0 | 0 | 0 | 0 | 0 | 0 | 0 | 0 | 0 | 0 | 0 | 0 | 0 | 0 | 0 | 0
Commercial_Retail_Existing_Space Heating_Natural Gas_Furnace_E10_Baseline Forecast | Commercial | Retail | Existing | Space Heating | Natural Gas | Furnace | E10 |  | Baseline Forecast | 0 | 0 | 0 | 0 | 0 | 0 | 0 | 0 | 0 | 0 | 0 | 0 | 0 | 0 | 0 | 0 | 0 | 0 | 0 | 0 | 0 | 0 | 0 | 0 | 0
Commercial_Retail_Existing_Space Heating_Natural Gas_Furnace_Vintage_Baseline Forecast | Commercial | Retail | Existing | Space Heating | Natural Gas | Furnace | Vintage | Vintage | Baseline Forecast | 33429562.3676 | 32030496.7699 | 30611879.8023 | 29178849.2889 | 27736075.7927 | 26287799.0431 | 24837861.6295 | 23389740.1657 | 21946574.1123 | 20511192.4312 | 19086138.2339 | 17673691.5714 | 16365771.3223 | 15154642.1352 | 14033141.1044 | 12994635.4059 | 12032983.0704 | 11142496.6572 | 10317909.6181 | 9554345.1492 | 8847287.3488 | 8192554.5089 | 0 | 0 | Vintage
Commercial_Retail_Existing_Space Heating_Natural Gas_Boiler_E1_Baseline Forecast | Commercial | Retail | Existing | Space Heating | Natural Gas | Boiler | E1 | AFUE 80% (Standard) | Baseline Forecast | 0 | 54753.3171 | 107957.4288 | 160143.1488 | 210729.4419 | 260274.1567 | 308192.6131 | 355066.7354 | 400305.6628 | 444513.4209 | 487090.5382 | 528662.0253 | 568773.412 | 607911.7077 | 645457.4824 | 681428.6254 | 716650.3233 | 750650.5221 | 783449.7545 | 815069.2331 | 845530.7157 | 874856.3849 | 0 | 0 | 800
Commercial_Retail_Existing_Space Heating_Natural Gas_Boiler_E2_Baseline Forecast | Commercial | Retail | Existing | Space Heating | Natural Gas | Boiler | E2 | AFUE 85% | Baseline Forecast | 0 | 0 | 0 | 0 | 0 | 0 | 0 | 0 | 0 | 0 | 0 | 0 | 0 | 0 | 0 | 0 | 0 | 0 | 0 | 0 | 0 | 0 | 0 | 0 | 800
Commercial_Retail_Existing_Space Heating_Natural Gas_Boiler_E3_Baseline Forecast | Commercial | Retail | Existing | Space Heating | Natural Gas | Boiler | E3 | AFUE 98% | Baseline Forecast | 0 | 17241.9068 | 34354.538 | 50774.5127 | 67058.9631 | 82633.7731 | 98074.0731 | 112794.2883 | 127386.798 | 141253.6136 | 155004.182 | 168026.8903 | 180792.5681 | 192833.1182 | 204789.0709 | 216665.5024 | 227661.7681 | 238275.7855 | 248513.9804 | 258382.9922 | 267889.6313 | 277040.8416 | 0 | 0 | 800
Commercial_Retail_Existing_Space Heating_Natural Gas_Boiler_E4_Baseline Forecast | Commercial | Retail | Existing | Space Heating | Natural Gas | Boiler | E4 | Convert to NG Air Source Heat Pump | Baseline Forecast | 0 | 0 | 0 | 0 | 0 | 0 | 0 | 0 | 0 | 0 | 0 | 0 | 0 | 0 | 0 | 0 | 0 | 0 | 0 | 0 | 0 | 0 | 0 | 0 | 800
Commercial_Retail_Existing_Space Heating_Natural Gas_Boiler_E5_Baseline Forecast | Commercial | Retail | Existing | Space Heating | Natural Gas | Boiler | E5 |  | Baseline Forecast | 0 | 0 | 0 | 0 | 0 | 0 | 0 | 0 | 0 | 0 | 0 | 0 | 0 | 0 | 0 | 0 | 0 | 0 | 0 | 0 | 0 | 0 | 0 | 0 | 0
Commercial_Retail_Existing_Space Heating_Natural Gas_Boiler_E6_Baseline Forecast | Commercial | Retail | Existing | Space Heating | Natural Gas | Boiler | E6 |  | Baseline Forecast | 0 | 0 | 0 | 0 | 0 | 0 | 0 | 0 | 0 | 0 | 0 | 0 | 0 | 0 | 0 | 0 | 0 | 0 | 0 | 0 | 0 | 0 | 0 | 0 | 0
Commercial_Retail_Existing_Space Heating_Natural Gas_Boiler_E7_Baseline Forecast | Commercial | Retail | Existing | Space Heating | Natural Gas | Boiler | E7 |  | Baseline Forecast | 0 | 0 | 0 | 0 | 0 | 0 | 0 | 0 | 0 | 0 | 0 | 0 | 0 | 0 | 0 | 0 | 0 | 0 | 0 | 0 | 0 | 0 | 0 | 0 | 0
Commercial_Retail_Existing_Space Heating_Natural Gas_Boiler_E8_Baseline Forecast | Commercial | Retail | Existing | Space Heating | Natural Gas | Boiler | E8 |  | Baseline Forecast | 0 | 0 | 0 | 0 | 0 | 0 | 0 | 0 | 0 | 0 | 0 | 0 | 0 | 0 | 0 | 0 | 0 | 0 | 0 | 0 | 0 | 0 | 0 | 0 | 0
Commercial_Retail_Existing_Space Heating_Natural Gas_Boiler_E9_Baseline Forecast | Commercial | Retail | Existing | Space Heating | Natural Gas | Boiler | E9 |  | Baseline Forecast | 0 | 0 | 0 | 0 | 0 | 0 | 0 | 0 | 0 | 0 | 0 | 0 | 0 | 0 | 0 | 0 | 0 | 0 | 0 | 0 | 0 | 0 | 0 | 0 | 0
Commercial_Retail_Existing_Space Heating_Natural Gas_Boiler_E10_Baseline Forecast | Commercial | Retail | Existing | Space Heating | Natural Gas | Boiler | E10 |  | Baseline Forecast | 0 | 0 | 0 | 0 | 0 | 0 | 0 | 0 | 0 | 0 | 0 | 0 | 0 | 0 | 0 | 0 | 0 | 0 | 0 | 0 | 0 | 0 | 0 | 0 | 0
Commercial_Retail_Existing_Space Heating_Natural Gas_Boiler_Vintage_Baseline Forecast | Commercial | Retail | Existing | Space Heating | Natural Gas | Boiler | Vintage | Vintage | Baseline Forecast | 2414790.626 | 2303847.1662 | 2195210.3847 | 2088902.7167 | 1984938.0961 | 1883322.9826 | 1784057.276 | 1687135.1327 | 1592545.693 | 1500273.7298 | 1410300.2252 | 1322602.8855 | 1237156.5984 | 1153933.8402 | 1072905.0374 | 994038.8889 | 917302.6509 | 842662.3904 | 770083.21 | 699529.4463 | 630964.846 | 564352.7215 | 0 | 0 | Vintage
Commercial_Retail_Existing_Space Heating_Natural Gas_Unit Heater_E1_Baseline Forecast | Commercial | Retail | Existing | Space Heating | Natural Gas | Unit Heater | E1 | Standard | Baseline Forecast | 0 | 11527.3136 | 44334.5212 | 106604.825 | 205135.2397 | 345499.9721 | 532196.0917 | 768773.3733 | 1057949.9932 | 1401715.5836 | 1791465.0063 | 2219571.1203 | 2679280.0293 | 3164617.4179 | 3670304.8066 | 4191684.6768 | 4724653.5292 | 5185622.1212 | 5582445.4235 | 5922145.05 | 6210997.3028 | 6454611.9212 | 0 | 0 | 125
Commercial_Retail_Existing_Space Heating_Natural Gas_Unit Heater_E2_Baseline Forecast | Commercial | Retail | Existing | Space Heating | Natural Gas | Unit Heater | E2 | Condensing | Baseline Forecast | 0 | 0 | 0 | 0 | 0 | 0 | 0 | 0 | 0 | 0 | 0 | 0 | 0 | 0 | 0 | 0 | 0 | 0 | 0 | 0 | 0 | 0 | 0 | 0 | 125
Commercial_Retail_Existing_Space Heating_Natural Gas_Unit Heater_E3_Baseline Forecast | Commercial | Retail | Existing | Space Heating | Natural Gas | Unit Heater | E3 | Infrared Radiant | Baseline Forecast | 0 | 0 | 0 | 0 | 0 | 0 | 0 | 0 | 0 | 0 | 0 | 0 | 0 | 0 | 0 | 0 | 0 | 0 | 0 | 0 | 0 | 0 | 0 | 0 | 125
Commercial_Retail_Existing_Space Heating_Natural Gas_Unit Heater_E4_Baseline Forecast | Commercial | Retail | Existing | Space Heating | Natural Gas | Unit Heater | E4 |  | Baseline Forecast | 0 | 0 | 0 | 0 | 0 | 0 | 0 | 0 | 0 | 0 | 0 | 0 | 0 | 0 | 0 | 0 | 0 | 0 | 0 | 0 | 0 | 0 | 0 | 0 | 0
Commercial_Retail_Existing_Space Heating_Natural Gas_Unit Heater_E5_Baseline Forecast | Commercial | Retail | Existing | Space Heating | Natural Gas | Unit Heater | E5 |  | Baseline Forecast | 0 | 0 | 0 | 0 | 0 | 0 | 0 | 0 | 0 | 0 | 0 | 0 | 0 | 0 | 0 | 0 | 0 | 0 | 0 | 0 | 0 | 0 | 0 | 0 | 0
Commercial_Retail_Existing_Space Heating_Natural Gas_Unit Heater_E6_Baseline Forecast | Commercial | Retail | Existing | Space Heating | Natural Gas | Unit Heater | E6 |  | Baseline Forecast | 0 | 0 | 0 | 0 | 0 | 0 | 0 | 0 | 0 | 0 | 0 | 0 | 0 | 0 | 0 | 0 | 0 | 0 | 0 | 0 | 0 | 0 | 0 | 0 | 0
Commercial_Retail_Existing_Space Heating_Natural Gas_Unit Heater_E7_Baseline Forecast | Commercial | Retail | Existing | Space Heating | Natural Gas | Unit Heater | E7 |  | Baseline Forecast | 0 | 0 | 0 | 0 | 0 | 0 | 0 | 0 | 0 | 0 | 0 | 0 | 0 | 0 | 0 | 0 | 0 | 0 | 0 | 0 | 0 | 0 | 0 | 0 | 0
Commercial_Retail_Existing_Space Heating_Natural Gas_Unit Heater_E8_Baseline Forecast | Commercial | Retail | Existing | Space Heating | Natural Gas | Unit Heater | E8 |  | Baseline Forecast | 0 | 0 | 0 | 0 | 0 | 0 | 0 | 0 | 0 | 0 | 0 | 0 | 0 | 0 | 0 | 0 | 0 | 0 | 0 | 0 | 0 | 0 | 0 | 0 | 0
Commercial_Retail_Existing_Space Heating_Natural Gas_Unit Heater_E9_Baseline Forecast | Commercial | Retail | Existing | Space Heating | Natural Gas | Unit Heater | E9 |  | Baseline Forecast | 0 | 0 | 0 | 0 | 0 | 0 | 0 | 0 | 0 | 0 | 0 | 0 | 0 | 0 | 0 | 0 | 0 | 0 | 0 | 0 | 0 | 0 | 0 | 0 | 0
Commercial_Retail_Existing_Space Heating_Natural Gas_Unit Heater_E10_Baseline Forecast | Commercial | Retail | Existing | Space Heating | Natural Gas | Unit Heater | E10 |  | Baseline Forecast | 0 | 0 | 0 | 0 | 0 | 0 | 0 | 0 | 0 | 0 | 0 | 0 | 0 | 0 | 0 | 0 | 0 | 0 | 0 | 0 | 0 | 0 | 0 | 0 | 0
Commercial_Retail_Existing_Space Heating_Natural Gas_Unit Heater_Vintage_Baseline Forecast | Commercial | Retail | Existing | Space Heating | Natural Gas | Unit Heater | Vintage | Vintage | Baseline Forecast | 13918947.6687 | 13682921.1992 | 13429235.7897 | 13149649.8357 | 12837308.862 | 12486582.128 | 12092916.9422 | 11652708.8052 | 11163185.6986 | 10622305.0164 | 10038619.7776 | 9419705.8444 | 8772266.6619 | 8102226.9073 | 7414816.223 | 6714644.0781 | 6005766.6974 | 5371726.8115 | 4804623.6877 | 4297390.6884 | 3843707.214 | 3437919.9421 | 0 | 0 | Vintage
Commercial_Retail_Existing_Water Heating_Natural Gas_Water Heater_E1_Baseline Forecast | Commercial | Retail | Existing | Water Heating | Natural Gas | Water Heater | E1 | TE 0.80 | Baseline Forecast | 0 | 170299.7551 | 353384.4772 | 546867.7493 | 748640.5316 | 956841.3265 | 1169829.5063 | 1386161.4659 | 1604569.3053 | 1823941.7721 | 2043307.227 | 2261818.4172 | 2450257.3174 | 2611911.6773 | 2749720.3305 | 2866310.0599 | 2964028.5707 | 3044973.981 | 3111021.1995 | 3163845.5179 | 3204943.7112 | 3235652.9116 | 0 | 0 | 1
Commercial_Retail_Existing_Water Heating_Natural Gas_Water Heater_E2_Baseline Forecast | Commercial | Retail | Existing | Water Heating | Natural Gas | Water Heater | E2 | TE 0.90 | Baseline Forecast | 0 | 0 | 0 | 0 | 0 | 0 | 0 | 0 | 0 | 0 | 0 | 0 | 0 | 0 | 0 | 0 | 0 | 0 | 0 | 0 | 0 | 0 | 0 | 0 | 1
Commercial_Retail_Existing_Water Heating_Natural Gas_Water Heater_E3_Baseline Forecast | Commercial | Retail | Existing | Water Heating | Natural Gas | Water Heater | E3 | TE 0.94 | Baseline Forecast | 0 | 192040.1494 | 398497.3891 | 616680.6535 | 844211.6633 | 1078991.2831 | 1319169.4433 | 1563118.2488 | 1809407.94 | 2056785.4026 | 2304154.9581 | 2550561.1938 | 2763056.1239 | 2945347.2106 | 3100748.4578 | 3232221.9825 | 3342415.1967 | 3433694.0636 | 3508172.842 | 3567740.6903 | 3614085.4616 | 3648714.9854 | 0 | 0 | 1
Commercial_Retail_Existing_Water Heating_Natural Gas_Water Heater_E4_Baseline Forecast | Commercial | Retail | Existing | Water Heating | Natural Gas | Water Heater | E4 | Instantaneous TE 0.94 | Baseline Forecast | 0 | 0 | 0 | 0 | 0 | 0 | 0 | 0 | 0 | 0 | 0 | 0 | 0 | 0 | 0 | 0 | 0 | 0 | 0 | 0 | 0 | 0 | 0 | 0 | 1
Commercial_Retail_Existing_Water Heating_Natural Gas_Water Heater_E5_Baseline Forecast | Commercial | Retail | Existing | Water Heating | Natural Gas | Water Heater | E5 | Gas-Fired Absorption HPWH | Baseline Forecast | 0 | 0 | 0 | 0 | 0 | 0 | 0 | 0 | 0 | 0 | 0 | 0 | 0 | 0 | 0 | 0 | 0 | 0 | 0 | 0 | 0 | 0 | 0 | 0 | 0
Commercial_Retail_Existing_Water Heating_Natural Gas_Water Heater_E6_Baseline Forecast | Commercial | Retail | Existing | Water Heating | Natural Gas | Water Heater | E6 |  | Baseline Forecast | 0 | 0 | 0 | 0 | 0 | 0 | 0 | 0 | 0 | 0 | 0 | 0 | 0 | 0 | 0 | 0 | 0 | 0 | 0 | 0 | 0 | 0 | 0 | 0 | 0
Commercial_Retail_Existing_Water Heating_Natural Gas_Water Heater_E7_Baseline Forecast | Commercial | Retail | Existing | Water Heating | Natural Gas | Water Heater | E7 |  | Baseline Forecast | 0 | 0 | 0 | 0 | 0 | 0 | 0 | 0 | 0 | 0 | 0 | 0 | 0 | 0 | 0 | 0 | 0 | 0 | 0 | 0 | 0 | 0 | 0 | 0 | 0
Commercial_Retail_Existing_Water Heating_Natural Gas_Water Heater_E8_Baseline Forecast | Commercial | Retail | Existing | Water Heating | Natural Gas | Water Heater | E8 |  | Baseline Forecast | 0 | 0 | 0 | 0 | 0 | 0 | 0 | 0 | 0 | 0 | 0 | 0 | 0 | 0 | 0 | 0 | 0 | 0 | 0 | 0 | 0 | 0 | 0 | 0 | 0
Commercial_Retail_Existing_Water Heating_Natural Gas_Water Heater_E9_Baseline Forecast | Commercial | Retail | Existing | Water Heating | Natural Gas | Water Heater | E9 |  | Baseline Forecast | 0 | 0 | 0 | 0 | 0 | 0 | 0 | 0 | 0 | 0 | 0 | 0 | 0 | 0 | 0 | 0 | 0 | 0 | 0 | 0 | 0 | 0 | 0 | 0 | 0
Commercial_Retail_Existing_Water Heating_Natural Gas_Water Heater_E10_Baseline Forecast | Commercial | Retail | Existing | Water Heating | Natural Gas | Water Heater | E10 |  | Baseline Forecast | 0 | 0 | 0 | 0 | 0 | 0 | 0 | 0 | 0 | 0 | 0 | 0 | 0 | 0 | 0 | 0 | 0 | 0 | 0 | 0 | 0 | 0 | 0 | 0 | 0
Commercial_Retail_Existing_Water Heating_Natural Gas_Water Heater_Vintage_Baseline Forecast | Commercial | Retail | Existing | Water Heating | Natural Gas | Water Heater | Vintage | Vintage | Baseline Forecast | 12153236.7961 | 11594876.9433 | 11012476.6452 | 10411062.3907 | 9795071.3279 | 9168414.7272 | 8534534.7206 | 7896455.0253 | 7256826.2892 | 6617966.6254 | 5981897.844 | 5350377.837 | 4785528.5639 | 4280311.4721 | 3828431.0821 | 3424256.5397 | 3062751.4505 | 2739411.1214 | 2450206.4282 | 2191533.6088 | 1960169.3569 | 1753230.6564 | 0 | 0 | Vintage
Commercial_Retail_Existing_Food Preparation_Natural Gas_Oven_E1_Baseline Forecast | Commercial | Retail | Existing | Food Preparation | Natural Gas | Oven | E1 | Standard | Baseline Forecast | 0 | 24376.5149 | 55161.6941 | 90610.6257 | 129359.1515 | 170342.6039 | 212731.8476 | 255882.9427 | 299297.5279 | 342591.6428 | 374942.2441 | 398707.0808 | 415741.4805 | 427505.3237 | 435147.2432 | 439570.8962 | 441487.1278 | 441455.028 | 439914.2473 | 437210.4325 | 433615.2468 | 429342.1277 | 0 | 0 | 1
Commercial_Retail_Existing_Food Preparation_Natural Gas_Oven_E2_Baseline Forecast | Commercial | Retail | Existing | Food Preparation | Natural Gas | Oven | E2 | ENERGY STAR (EF ≥ 44%) Convection Oven utilizing ASTM Std F1496 | Baseline Forecast | 0 | 35078.3994 | 79379.0232 | 130390.9004 | 186150.9741 | 245127.1616 | 306126.3173 | 368221.7956 | 430696.4426 | 492997.7298 | 539551.0341 | 573749.2138 | 598262.1304 | 615190.5878 | 626187.4963 | 632553.2408 | 635310.7449 | 635264.5525 | 633047.3315 | 629156.476 | 623982.9162 | 617833.7935 | 0 | 0 | 1
Commercial_Retail_Existing_Food Preparation_Natural Gas_Oven_E3_Baseline Forecast | Commercial | Retail | Existing | Food Preparation | Natural Gas | Oven | E3 |  | Baseline Forecast | 0 | 0 | 0 | 0 | 0 | 0 | 0 | 0 | 0 | 0 | 0 | 0 | 0 | 0 | 0 | 0 | 0 | 0 | 0 | 0 | 0 | 0 | 0 | 0 | 0
Commercial_Retail_Existing_Food Preparation_Natural Gas_Oven_E4_Baseline Forecast | Commercial | Retail | Existing | Food Preparation | Natural Gas | Oven | E4 |  | Baseline Forecast | 0 | 0 | 0 | 0 | 0 | 0 | 0 | 0 | 0 | 0 | 0 | 0 | 0 | 0 | 0 | 0 | 0 | 0 | 0 | 0 | 0 | 0 | 0 | 0 | 0
Commercial_Retail_Existing_Food Preparation_Natural Gas_Oven_E5_Baseline Forecast | Commercial | Retail | Existing | Food Preparation | Natural Gas | Oven | E5 |  | Baseline Forecast | 0 | 0 | 0 | 0 | 0 | 0 | 0 | 0 | 0 | 0 | 0 | 0 | 0 | 0 | 0 | 0 | 0 | 0 | 0 | 0 | 0 | 0 | 0 | 0 | 0
Commercial_Retail_Existing_Food Preparation_Natural Gas_Oven_E6_Baseline Forecast | Commercial | Retail | Existing | Food Preparation | Natural Gas | Oven | E6 |  | Baseline Forecast | 0 | 0 | 0 | 0 | 0 | 0 | 0 | 0 | 0 | 0 | 0 | 0 | 0 | 0 | 0 | 0 | 0 | 0 | 0 | 0 | 0 | 0 | 0 | 0 | 0
Commercial_Retail_Existing_Food Preparation_Natural Gas_Oven_E7_Baseline Forecast | Commercial | Retail | Existing | Food Preparation | Natural Gas | Oven | E7 |  | Baseline Forecast | 0 | 0 | 0 | 0 | 0 | 0 | 0 | 0 | 0 | 0 | 0 | 0 | 0 | 0 | 0 | 0 | 0 | 0 | 0 | 0 | 0 | 0 | 0 | 0 | 0
Commercial_Retail_Existing_Food Preparation_Natural Gas_Oven_E8_Baseline Forecast | Commercial | Retail | Existing | Food Preparation | Natural Gas | Oven | E8 |  | Baseline Forecast | 0 | 0 | 0 | 0 | 0 | 0 | 0 | 0 | 0 | 0 | 0 | 0 | 0 | 0 | 0 | 0 | 0 | 0 | 0 | 0 | 0 | 0 | 0 | 0 | 0
Commercial_Retail_Existing_Food Preparation_Natural Gas_Oven_E9_Baseline Forecast | Commercial | Retail | Existing | Food Preparation | Natural Gas | Oven | E9 |  | Baseline Forecast | 0 | 0 | 0 | 0 | 0 | 0 | 0 | 0 | 0 | 0 | 0 | 0 | 0 | 0 | 0 | 0 | 0 | 0 | 0 | 0 | 0 | 0 | 0 | 0 | 0
Commercial_Retail_Existing_Food Preparation_Natural Gas_Oven_E10_Baseline Forecast | Commercial | Retail | Existing | Food Preparation | Natural Gas | Oven | E10 |  | Baseline Forecast | 0 | 0 | 0 | 0 | 0 | 0 | 0 | 0 | 0 | 0 | 0 | 0 | 0 | 0 | 0 | 0 | 0 | 0 | 0 | 0 | 0 | 0 | 0 | 0 | 0
Commercial_Retail_Existing_Food Preparation_Natural Gas_Oven_Vintage_Baseline Forecast | Commercial | Retail | Existing | Food Preparation | Natural Gas | Oven | Vintage | Vintage | Baseline Forecast | 1510739.6249 | 1426917.9425 | 1327858.3837 | 1217810.4927 | 1100095.2477 | 977303.263 | 851450.7826 | 724102.452 | 596467.9424 | 469477.9934 | 369524.6141 | 290851.6318 | 228928.3811 | 180188.7903 | 141826.0156 | 111630.7994 | 87864.2421 | 69157.6615 | 54433.7723 | 42844.6466 | 33722.8831 | 26543.1725 | 0 | 0 | Vintage
Commercial_Retail_Existing_Food Preparation_Natural Gas_Conveyor Oven_E1_Baseline Forecast | Commercial | Retail | Existing | Food Preparation | Natural Gas | Conveyor Oven | E1 | Standard | Baseline Forecast | 0 | 0 | 0 | 0 | 0 | 1142.0739 | 4269.8827 | 9993.9903 | 18743.2252 | 30805.0607 | 45304.4573 | 61556.8047 | 79027.2894 | 97298.9155 | 116047.3353 | 135021.0404 | 154025.7721 | 168214.1553 | 178624.0284 | 186072.0703 | 191200.8892 | 194516.0859 | 0 | 0 | 1
Commercial_Retail_Existing_Food Preparation_Natural Gas_Conveyor Oven_E2_Baseline Forecast | Commercial | Retail | Existing | Food Preparation | Natural Gas | Conveyor Oven | E2 | ENERGY STAR (EF ≥ 44%) Convection Oven utilizing ASTM Std F1496 | Baseline Forecast | 0 | 0 | 0 | 0 | 0 | 1643.4722 | 6144.4653 | 14381.5957 | 26971.9582 | 44329.2337 | 65194.2191 | 88581.7434 | 113722.197 | 140015.5126 | 166994.9459 | 194298.5704 | 221646.8427 | 242064.2722 | 257044.3335 | 267762.2475 | 275142.743 | 279913.392 | 0 | 0 | 1
Commercial_Retail_Existing_Food Preparation_Natural Gas_Conveyor Oven_E3_Baseline Forecast | Commercial | Retail | Existing | Food Preparation | Natural Gas | Conveyor Oven | E3 |  | Baseline Forecast | 0 | 0 | 0 | 0 | 0 | 0 | 0 | 0 | 0 | 0 | 0 | 0 | 0 | 0 | 0 | 0 | 0 | 0 | 0 | 0 | 0 | 0 | 0 | 0 | 0
Commercial_Retail_Existing_Food Preparation_Natural Gas_Conveyor Oven_E4_Baseline Forecast | Commercial | Retail | Existing | Food Preparation | Natural Gas | Conveyor Oven | E4 |  | Baseline Forecast | 0 | 0 | 0 | 0 | 0 | 0 | 0 | 0 | 0 | 0 | 0 | 0 | 0 | 0 | 0 | 0 | 0 | 0 | 0 | 0 | 0 | 0 | 0 | 0 | 0
Commercial_Retail_Existing_Food Preparation_Natural Gas_Conveyor Oven_E5_Baseline Forecast | Commercial | Retail | Existing | Food Preparation | Natural Gas | Conveyor Oven | E5 |  | Baseline Forecast | 0 | 0 | 0 | 0 | 0 | 0 | 0 | 0 | 0 | 0 | 0 | 0 | 0 | 0 | 0 | 0 | 0 | 0 | 0 | 0 | 0 | 0 | 0 | 0 | 0
Commercial_Retail_Existing_Food Preparation_Natural Gas_Conveyor Oven_E6_Baseline Forecast | Commercial | Retail | Existing | Food Preparation | Natural Gas | Conveyor Oven | E6 |  | Baseline Forecast | 0 | 0 | 0 | 0 | 0 | 0 | 0 | 0 | 0 | 0 | 0 | 0 | 0 | 0 | 0 | 0 | 0 | 0 | 0 | 0 | 0 | 0 | 0 | 0 | 0
Commercial_Retail_Existing_Food Preparation_Natural Gas_Conveyor Oven_E7_Baseline Forecast | Commercial | Retail | Existing | Food Preparation | Natural Gas | Conveyor Oven | E7 |  | Baseline Forecast | 0 | 0 | 0 | 0 | 0 | 0 | 0 | 0 | 0 | 0 | 0 | 0 | 0 | 0 | 0 | 0 | 0 | 0 | 0 | 0 | 0 | 0 | 0 | 0 | 0
Commercial_Retail_Existing_Food Preparation_Natural Gas_Conveyor Oven_E8_Baseline Forecast | Commercial | Retail | Existing | Food Preparation | Natural Gas | Conveyor Oven | E8 |  | Baseline Forecast | 0 | 0 | 0 | 0 | 0 | 0 | 0 | 0 | 0 | 0 | 0 | 0 | 0 | 0 | 0 | 0 | 0 | 0 | 0 | 0 | 0 | 0 | 0 | 0 | 0
Commercial_Retail_Existing_Food Preparation_Natural Gas_Conveyor Oven_E9_Baseline Forecast | Commercial | Retail | Existing | Food Preparation | Natural Gas | Conveyor Oven | E9 |  | Baseline Forecast | 0 | 0 | 0 | 0 | 0 | 0 | 0 | 0 | 0 | 0 | 0 | 0 | 0 | 0 | 0 | 0 | 0 | 0 | 0 | 0 | 0 | 0 | 0 | 0 | 0
Commercial_Retail_Existing_Food Preparation_Natural Gas_Conveyor Oven_E10_Baseline Forecast | Commercial | Retail | Existing | Food Preparation | Natural Gas | Conveyor Oven | E10 |  | Baseline Forecast | 0 | 0 | 0 | 0 | 0 | 0 | 0 | 0 | 0 | 0 | 0 | 0 | 0 | 0 | 0 | 0 | 0 | 0 | 0 | 0 | 0 | 0 | 0 | 0 | 0
Commercial_Retail_Existing_Food Preparation_Natural Gas_Conveyor Oven_Vintage_Baseline Forecast | Commercial | Retail | Existing | Food Preparation | Natural Gas | Conveyor Oven | Vintage | Vintage | Baseline Forecast | 755369.8125 | 743186.4284 | 731199.5505 | 719406.0094 | 707802.6866 | 693600.9682 | 674740.1257 | 649728.0091 | 617515.7731 | 577399.3886 | 531510.2698 | 481515.4151 | 428716.5096 | 374127.9228 | 318538.0963 | 262557.8574 | 206658.4426 | 162660.1935 | 128029.3136 | 100771.4598 | 79316.8909 | 62430.069 | 0 | 0 | Vintage
Commercial_Retail_Existing_Food Preparation_Natural Gas_Double Rack Oven_E1_Baseline Forecast | Commercial | Retail | Existing | Food Preparation | Natural Gas | Double Rack Oven | E1 | Standard | Baseline Forecast | 0 | 6771.2541 | 15914.8742 | 27027.5607 | 39759.1788 | 53806.033 | 68904.9871 | 84828.3233 | 101379.2466 | 118387.9544 | 132783.4931 | 144901.4129 | 155035.045 | 163440.8002 | 170342.8023 | 175936.9405 | 180394.4129 | 183864.8266 | 186478.9074 | 188350.8704 | 189580.4932 | 190254.929 | 0 | 0 | 1
Commercial_Retail_Existing_Food Preparation_Natural Gas_Double Rack Oven_E2_Baseline Forecast | Commercial | Retail | Existing | Food Preparation | Natural Gas | Double Rack Oven | E2 | FTSC Qualified (>50% Cooking Efficiency) | Baseline Forecast | 0 | 9743.9998 | 22901.8921 | 38893.3191 | 57214.4281 | 77428.1938 | 99155.957 | 122070.0262 | 145887.2085 | 170363.1539 | 191078.6852 | 208516.6673 | 223099.2111 | 235195.2979 | 245127.4472 | 253177.5485 | 259591.9601 | 264585.97 | 268347.696 | 271041.4964 | 272810.9537 | 273781.4832 | 0 | 0 | 1
Commercial_Retail_Existing_Food Preparation_Natural Gas_Double Rack Oven_E3_Baseline Forecast | Commercial | Retail | Existing | Food Preparation | Natural Gas | Double Rack Oven | E3 |  | Baseline Forecast | 0 | 0 | 0 | 0 | 0 | 0 | 0 | 0 | 0 | 0 | 0 | 0 | 0 | 0 | 0 | 0 | 0 | 0 | 0 | 0 | 0 | 0 | 0 | 0 | 0
Commercial_Retail_Existing_Food Preparation_Natural Gas_Double Rack Oven_E4_Baseline Forecast | Commercial | Retail | Existing | Food Preparation | Natural Gas | Double Rack Oven | E4 |  | Baseline Forecast | 0 | 0 | 0 | 0 | 0 | 0 | 0 | 0 | 0 | 0 | 0 | 0 | 0 | 0 | 0 | 0 | 0 | 0 | 0 | 0 | 0 | 0 | 0 | 0 | 0
Commercial_Retail_Existing_Food Preparation_Natural Gas_Double Rack Oven_E5_Baseline Forecast | Commercial | Retail | Existing | Food Preparation | Natural Gas | Double Rack Oven | E5 |  | Baseline Forecast | 0 | 0 | 0 | 0 | 0 | 0 | 0 | 0 | 0 | 0 | 0 | 0 | 0 | 0 | 0 | 0 | 0 | 0 | 0 | 0 | 0 | 0 | 0 | 0 | 0
Commercial_Retail_Existing_Food Preparation_Natural Gas_Double Rack Oven_E6_Baseline Forecast | Commercial | Retail | Existing | Food Preparation | Natural Gas | Double Rack Oven | E6 |  | Baseline Forecast | 0 | 0 | 0 | 0 | 0 | 0 | 0 | 0 | 0 | 0 | 0 | 0 | 0 | 0 | 0 | 0 | 0 | 0 | 0 | 0 | 0 | 0 | 0 | 0 | 0
Commercial_Retail_Existing_Food Preparation_Natural Gas_Double Rack Oven_E7_Baseline Forecast | Commercial | Retail | Existing | Food Preparation | Natural Gas | Double Rack Oven | E7 |  | Baseline Forecast | 0 | 0 | 0 | 0 | 0 | 0 | 0 | 0 | 0 | 0 | 0 | 0 | 0 | 0 | 0 | 0 | 0 | 0 | 0 | 0 | 0 | 0 | 0 | 0 | 0
Commercial_Retail_Existing_Food Preparation_Natural Gas_Double Rack Oven_E8_Baseline Forecast | Commercial | Retail | Existing | Food Preparation | Natural Gas | Double Rack Oven | E8 |  | Baseline Forecast | 0 | 0 | 0 | 0 | 0 | 0 | 0 | 0 | 0 | 0 | 0 | 0 | 0 | 0 | 0 | 0 | 0 | 0 | 0 | 0 | 0 | 0 | 0 | 0 | 0
Commercial_Retail_Existing_Food Preparation_Natural Gas_Double Rack Oven_E9_Baseline Forecast | Commercial | Retail | Existing | Food Preparation | Natural Gas | Double Rack Oven | E9 |  | Baseline Forecast | 0 | 0 | 0 | 0 | 0 | 0 | 0 | 0 | 0 | 0 | 0 | 0 | 0 | 0 | 0 | 0 | 0 | 0 | 0 | 0 | 0 | 0 | 0 | 0 | 0
Commercial_Retail_Existing_Food Preparation_Natural Gas_Double Rack Oven_E10_Baseline Forecast | Commercial | Retail | Existing | Food Preparation | Natural Gas | Double Rack Oven | E10 |  | Baseline Forecast | 0 | 0 | 0 | 0 | 0 | 0 | 0 | 0 | 0 | 0 | 0 | 0 | 0 | 0 | 0 | 0 | 0 | 0 | 0 | 0 | 0 | 0 | 0 | 0 | 0
Commercial_Retail_Existing_Food Preparation_Natural Gas_Double Rack Oven_Vintage_Baseline Forecast | Commercial | Retail | Existing | Food Preparation | Natural Gas | Double Rack Oven | Vintage | Vintage | Baseline Forecast | 755369.8125 | 726671.1744 | 692382.7842 | 653485.1295 | 610829.0797 | 565152.2876 | 517093.5296 | 467205.2456 | 415964.5014 | 363782.5747 | 318146.7678 | 278235.883 | 243331.74 | 212806.2529 | 186110.128 | 162762.9793 | 142344.6844 | 124487.8243 | 108871.0722 | 95213.4108 | 83269.0761 | 72823.1347 | 0 | 0 | Vintage
Commercial_Retail_Existing_Food Preparation_Natural Gas_Fryer_E1_Baseline Forecast | Commercial | Retail | Existing | Food Preparation | Natural Gas | Fryer | E1 | Standard | Baseline Forecast | 0 | 58524.7374 | 121443.1208 | 187935.0408 | 257275.7107 | 328825.4134 | 402020.3354 | 476364.3715 | 551421.7985 | 626810.7268 | 702197.2453 | 777290.1896 | 842048.5749 | 897602.26 | 944961.1962 | 985028.0964 | 1018609.7665 | 1046427.2397 | 1069124.8421 | 1087278.2995 | 1101401.9897 | 1111955.4276 | 0 | 0 | 1
Commercial_Retail_Existing_Food Preparation_Natural Gas_Fryer_E2_Baseline Forecast | Commercial | Retail | Existing | Food Preparation | Natural Gas | Fryer | E2 | ENERGY STAR | Baseline Forecast | 0 | 20562.7456 | 42669.2046 | 66031.2306 | 90394.1686 | 115533.2534 | 141250.3881 | 167371.2656 | 193742.7941 | 220230.7959 | 246717.951 | 273101.9585 | 295854.9047 | 315373.767 | 332013.3933 | 346090.9528 | 357889.9179 | 367663.6248 | 375638.458 | 382016.6998 | 386979.0775 | 390687.0421 | 0 | 0 | 1
Commercial_Retail_Existing_Food Preparation_Natural Gas_Fryer_E3_Baseline Forecast | Commercial | Retail | Existing | Food Preparation | Natural Gas | Fryer | E3 |  | Baseline Forecast | 0 | 0 | 0 | 0 | 0 | 0 | 0 | 0 | 0 | 0 | 0 | 0 | 0 | 0 | 0 | 0 | 0 | 0 | 0 | 0 | 0 | 0 | 0 | 0 | 0
Commercial_Retail_Existing_Food Preparation_Natural Gas_Fryer_E4_Baseline Forecast | Commercial | Retail | Existing | Food Preparation | Natural Gas | Fryer | E4 |  | Baseline Forecast | 0 | 0 | 0 | 0 | 0 | 0 | 0 | 0 | 0 | 0 | 0 | 0 | 0 | 0 | 0 | 0 | 0 | 0 | 0 | 0 | 0 | 0 | 0 | 0 | 0
Commercial_Retail_Existing_Food Preparation_Natural Gas_Fryer_E5_Baseline Forecast | Commercial | Retail | Existing | Food Preparation | Natural Gas | Fryer | E5 |  | Baseline Forecast | 0 | 0 | 0 | 0 | 0 | 0 | 0 | 0 | 0 | 0 | 0 | 0 | 0 | 0 | 0 | 0 | 0 | 0 | 0 | 0 | 0 | 0 | 0 | 0 | 0
Commercial_Retail_Existing_Food Preparation_Natural Gas_Fryer_E6_Baseline Forecast | Commercial | Retail | Existing | Food Preparation | Natural Gas | Fryer | E6 |  | Baseline Forecast | 0 | 0 | 0 | 0 | 0 | 0 | 0 | 0 | 0 | 0 | 0 | 0 | 0 | 0 | 0 | 0 | 0 | 0 | 0 | 0 | 0 | 0 | 0 | 0 | 0
Commercial_Retail_Existing_Food Preparation_Natural Gas_Fryer_E7_Baseline Forecast | Commercial | Retail | Existing | Food Preparation | Natural Gas | Fryer | E7 |  | Baseline Forecast | 0 | 0 | 0 | 0 | 0 | 0 | 0 | 0 | 0 | 0 | 0 | 0 | 0 | 0 | 0 | 0 | 0 | 0 | 0 | 0 | 0 | 0 | 0 | 0 | 0
Commercial_Retail_Existing_Food Preparation_Natural Gas_Fryer_E8_Baseline Forecast | Commercial | Retail | Existing | Food Preparation | Natural Gas | Fryer | E8 |  | Baseline Forecast | 0 | 0 | 0 | 0 | 0 | 0 | 0 | 0 | 0 | 0 | 0 | 0 | 0 | 0 | 0 | 0 | 0 | 0 | 0 | 0 | 0 | 0 | 0 | 0 | 0
Commercial_Retail_Existing_Food Preparation_Natural Gas_Fryer_E9_Baseline Forecast | Commercial | Retail | Existing | Food Preparation | Natural Gas | Fryer | E9 |  | Baseline Forecast | 0 | 0 | 0 | 0 | 0 | 0 | 0 | 0 | 0 | 0 | 0 | 0 | 0 | 0 | 0 | 0 | 0 | 0 | 0 | 0 | 0 | 0 | 0 | 0 | 0
Commercial_Retail_Existing_Food Preparation_Natural Gas_Fryer_E10_Baseline Forecast | Commercial | Retail | Existing | Food Preparation | Natural Gas | Fryer | E10 |  | Baseline Forecast | 0 | 0 | 0 | 0 | 0 | 0 | 0 | 0 | 0 | 0 | 0 | 0 | 0 | 0 | 0 | 0 | 0 | 0 | 0 | 0 | 0 | 0 | 0 | 0 | 0
Commercial_Retail_Existing_Food Preparation_Natural Gas_Fryer_Vintage_Baseline Forecast | Commercial | Retail | Existing | Food Preparation | Natural Gas | Fryer | Vintage | Vintage | Baseline Forecast | 2652671.9703 | 2530799.4556 | 2403679.6625 | 2272409.7167 | 2137958.109 | 2001178.5475 | 1862822.3421 | 1723549.4759 | 1583938.5025 | 1444495.3935 | 1305661.4469 | 1167820.3558 | 1044531.4033 | 934258.2932 | 835626.9192 | 747408.2415 | 668502.9726 | 597927.8787 | 534803.5279 | 478343.3314 | 427843.7421 | 382675.4878 | 0 | 0 | Vintage
Commercial_Retail_Existing_Food Preparation_Natural Gas_Broiler_E1_Baseline Forecast | Commercial | Retail | Existing | Food Preparation | Natural Gas | Broiler | E1 | Standard | Baseline Forecast | 0 | 13231.3298 | 27843.887 | 43562.8584 | 60150.3896 | 77400.8955 | 95136.9591 | 113205.7466 | 131475.8727 | 149834.6607 | 165328.2431 | 178325.1209 | 189147.4211 | 198076.7168 | 205359.1166 | 211209.7161 | 215816.4904 | 219343.6989 | 221934.8621 | 223715.3658 | 224794.738 | 225268.6401 | 0 | 0 | 1
Commercial_Retail_Existing_Food Preparation_Natural Gas_Broiler_E2_Baseline Forecast | Commercial | Retail | Existing | Food Preparation | Natural Gas | Broiler | E2 | Infrared Burners | Baseline Forecast | 0 | 4648.8456 | 9782.9873 | 15305.8692 | 21133.9207 | 27194.9092 | 33426.4991 | 39774.992 | 46194.2256 | 52644.6105 | 58088.3016 | 62654.7722 | 66457.202 | 69594.5221 | 72153.2031 | 74208.8192 | 75827.4155 | 77066.705 | 77977.1137 | 78602.6961 | 78981.935 | 79148.4411 | 0 | 0 | 1
Commercial_Retail_Existing_Food Preparation_Natural Gas_Broiler_E3_Baseline Forecast | Commercial | Retail | Existing | Food Preparation | Natural Gas | Broiler | E3 |  | Baseline Forecast | 0 | 0 | 0 | 0 | 0 | 0 | 0 | 0 | 0 | 0 | 0 | 0 | 0 | 0 | 0 | 0 | 0 | 0 | 0 | 0 | 0 | 0 | 0 | 0 | 0
Commercial_Retail_Existing_Food Preparation_Natural Gas_Broiler_E4_Baseline Forecast | Commercial | Retail | Existing | Food Preparation | Natural Gas | Broiler | E4 |  | Baseline Forecast | 0 | 0 | 0 | 0 | 0 | 0 | 0 | 0 | 0 | 0 | 0 | 0 | 0 | 0 | 0 | 0 | 0 | 0 | 0 | 0 | 0 | 0 | 0 | 0 | 0
Commercial_Retail_Existing_Food Preparation_Natural Gas_Broiler_E5_Baseline Forecast | Commercial | Retail | Existing | Food Preparation | Natural Gas | Broiler | E5 |  | Baseline Forecast | 0 | 0 | 0 | 0 | 0 | 0 | 0 | 0 | 0 | 0 | 0 | 0 | 0 | 0 | 0 | 0 | 0 | 0 | 0 | 0 | 0 | 0 | 0 | 0 | 0
Commercial_Retail_Existing_Food Preparation_Natural Gas_Broiler_E6_Baseline Forecast | Commercial | Retail | Existing | Food Preparation | Natural Gas | Broiler | E6 |  | Baseline Forecast | 0 | 0 | 0 | 0 | 0 | 0 | 0 | 0 | 0 | 0 | 0 | 0 | 0 | 0 | 0 | 0 | 0 | 0 | 0 | 0 | 0 | 0 | 0 | 0 | 0
Commercial_Retail_Existing_Food Preparation_Natural Gas_Broiler_E7_Baseline Forecast | Commercial | Retail | Existing | Food Preparation | Natural Gas | Broiler | E7 |  | Baseline Forecast | 0 | 0 | 0 | 0 | 0 | 0 | 0 | 0 | 0 | 0 | 0 | 0 | 0 | 0 | 0 | 0 | 0 | 0 | 0 | 0 | 0 | 0 | 0 | 0 | 0
Commercial_Retail_Existing_Food Preparation_Natural Gas_Broiler_E8_Baseline Forecast | Commercial | Retail | Existing | Food Preparation | Natural Gas | Broiler | E8 |  | Baseline Forecast | 0 | 0 | 0 | 0 | 0 | 0 | 0 | 0 | 0 | 0 | 0 | 0 | 0 | 0 | 0 | 0 | 0 | 0 | 0 | 0 | 0 | 0 | 0 | 0 | 0
Commercial_Retail_Existing_Food Preparation_Natural Gas_Broiler_E9_Baseline Forecast | Commercial | Retail | Existing | Food Preparation | Natural Gas | Broiler | E9 |  | Baseline Forecast | 0 | 0 | 0 | 0 | 0 | 0 | 0 | 0 | 0 | 0 | 0 | 0 | 0 | 0 | 0 | 0 | 0 | 0 | 0 | 0 | 0 | 0 | 0 | 0 | 0
Commercial_Retail_Existing_Food Preparation_Natural Gas_Broiler_E10_Baseline Forecast | Commercial | Retail | Existing | Food Preparation | Natural Gas | Broiler | E10 |  | Baseline Forecast | 0 | 0 | 0 | 0 | 0 | 0 | 0 | 0 | 0 | 0 | 0 | 0 | 0 | 0 | 0 | 0 | 0 | 0 | 0 | 0 | 0 | 0 | 0 | 0 | 0
Commercial_Retail_Existing_Food Preparation_Natural Gas_Broiler_Vintage_Baseline Forecast | Commercial | Retail | Existing | Food Preparation | Natural Gas | Broiler | Vintage | Vintage | Baseline Forecast | 490678.9101 | 464884.5588 | 437351.3318 | 408448.5398 | 378495.5818 | 347768.2827 | 316504.4342 | 284908.6394 | 253156.5478 | 221398.558 | 193624.5453 | 169334.7278 | 148092.02 | 129514.168 | 113266.871 | 99057.7653 | 86631.1639 | 75763.4552 | 66259.0791 | 57947.0082 | 50677.6703 | 44320.2564 | 0 | 0 | Vintage
Commercial_Retail_Existing_Food Preparation_Natural Gas_Griddle_E1_Baseline Forecast | Commercial | Retail | Existing | Food Preparation | Natural Gas | Griddle | E1 | Standard | Baseline Forecast | 0 | 44379.6914 | 93392.2091 | 146115.7911 | 201752.6418 | 259613.2002 | 319102.3857 | 379707.5727 | 440988.0771 | 502565.9655 | 554533.562 | 598126.8693 | 634426.3459 | 664376.4261 | 688802.5921 | 708426.3037 | 723878.0556 | 735708.7957 | 744399.9119 | 750371.9651 | 753992.327 | 755581.8597 | 0 | 0 | 1
Commercial_Retail_Existing_Food Preparation_Natural Gas_Griddle_E2_Baseline Forecast | Commercial | Retail | Existing | Food Preparation | Natural Gas | Griddle | E2 | ENERGY STAR | Baseline Forecast | 0 | 18126.9162 | 38146.1136 | 59681.0978 | 82406.0086 | 106039.1944 | 130337.5942 | 155091.8255 | 180121.8906 | 205273.4225 | 226499.6239 | 244305.341 | 259131.8878 | 271365.0191 | 281341.9038 | 289357.2227 | 295668.5016 | 300500.7757 | 304050.6682 | 306489.9576 | 307968.697 | 308617.9427 | 0 | 0 | 1
Commercial_Retail_Existing_Food Preparation_Natural Gas_Griddle_E3_Baseline Forecast | Commercial | Retail | Existing | Food Preparation | Natural Gas | Griddle | E3 |  | Baseline Forecast | 0 | 0 | 0 | 0 | 0 | 0 | 0 | 0 | 0 | 0 | 0 | 0 | 0 | 0 | 0 | 0 | 0 | 0 | 0 | 0 | 0 | 0 | 0 | 0 | 0
Commercial_Retail_Existing_Food Preparation_Natural Gas_Griddle_E4_Baseline Forecast | Commercial | Retail | Existing | Food Preparation | Natural Gas | Griddle | E4 |  | Baseline Forecast | 0 | 0 | 0 | 0 | 0 | 0 | 0 | 0 | 0 | 0 | 0 | 0 | 0 | 0 | 0 | 0 | 0 | 0 | 0 | 0 | 0 | 0 | 0 | 0 | 0
Commercial_Retail_Existing_Food Preparation_Natural Gas_Griddle_E5_Baseline Forecast | Commercial | Retail | Existing | Food Preparation | Natural Gas | Griddle | E5 |  | Baseline Forecast | 0 | 0 | 0 | 0 | 0 | 0 | 0 | 0 | 0 | 0 | 0 | 0 | 0 | 0 | 0 | 0 | 0 | 0 | 0 | 0 | 0 | 0 | 0 | 0 | 0
Commercial_Retail_Existing_Food Preparation_Natural Gas_Griddle_E6_Baseline Forecast | Commercial | Retail | Existing | Food Preparation | Natural Gas | Griddle | E6 |  | Baseline Forecast | 0 | 0 | 0 | 0 | 0 | 0 | 0 | 0 | 0 | 0 | 0 | 0 | 0 | 0 | 0 | 0 | 0 | 0 | 0 | 0 | 0 | 0 | 0 | 0 | 0
Commercial_Retail_Existing_Food Preparation_Natural Gas_Griddle_E7_Baseline Forecast | Commercial | Retail | Existing | Food Preparation | Natural Gas | Griddle | E7 |  | Baseline Forecast | 0 | 0 | 0 | 0 | 0 | 0 | 0 | 0 | 0 | 0 | 0 | 0 | 0 | 0 | 0 | 0 | 0 | 0 | 0 | 0 | 0 | 0 | 0 | 0 | 0
Commercial_Retail_Existing_Food Preparation_Natural Gas_Griddle_E8_Baseline Forecast | Commercial | Retail | Existing | Food Preparation | Natural Gas | Griddle | E8 |  | Baseline Forecast | 0 | 0 | 0 | 0 | 0 | 0 | 0 | 0 | 0 | 0 | 0 | 0 | 0 | 0 | 0 | 0 | 0 | 0 | 0 | 0 | 0 | 0 | 0 | 0 | 0
Commercial_Retail_Existing_Food Preparation_Natural Gas_Griddle_E9_Baseline Forecast | Commercial | Retail | Existing | Food Preparation | Natural Gas | Griddle | E9 |  | Baseline Forecast | 0 | 0 | 0 | 0 | 0 | 0 | 0 | 0 | 0 | 0 | 0 | 0 | 0 | 0 | 0 | 0 | 0 | 0 | 0 | 0 | 0 | 0 | 0 | 0 | 0
Commercial_Retail_Existing_Food Preparation_Natural Gas_Griddle_E10_Baseline Forecast | Commercial | Retail | Existing | Food Preparation | Natural Gas | Griddle | E10 |  | Baseline Forecast | 0 | 0 | 0 | 0 | 0 | 0 | 0 | 0 | 0 | 0 | 0 | 0 | 0 | 0 | 0 | 0 | 0 | 0 | 0 | 0 | 0 | 0 | 0 | 0 | 0
Commercial_Retail_Existing_Food Preparation_Natural Gas_Griddle_Vintage_Baseline Forecast | Commercial | Retail | Existing | Food Preparation | Natural Gas | Griddle | Vintage | Vintage | Baseline Forecast | 1715345.2662 | 1625171.7994 | 1528919.4649 | 1427879.3215 | 1323167.9437 | 1215749.5769 | 1106455.5082 | 996001.0015 | 885000.1029 | 773978.5846 | 676884.4969 | 591970.6712 | 517709.1174 | 452763.5292 | 395965.237 | 346292.1786 | 302850.5075 | 264858.5083 | 231632.5306 | 202574.6862 | 177162.0912 | 154937.4561 | 0 | 0 | Vintage
Commercial_Retail_Existing_Food Preparation_Natural Gas_Range_E1_Baseline Forecast | Commercial | Retail | Existing | Food Preparation | Natural Gas | Range | E1 | Standard | Baseline Forecast | 0 | 38010.3116 | 86013.6568 | 141289.1933 | 201709.7887 | 265615.3061 | 331712.8748 | 398998.3986 | 466694.7828 | 534203.3174 | 584647.6259 | 621704.1475 | 648265.8953 | 666609.2619 | 678525.3107 | 685423.115 | 688411.096 | 688361.0427 | 685958.5026 | 681742.4428 | 676136.468 | 669473.3913 | 0 | 0 | 1
Commercial_Retail_Existing_Food Preparation_Natural Gas_Range_E2_Baseline Forecast | Commercial | Retail | Existing | Food Preparation | Natural Gas | Range | E2 | High Efficiency | Baseline Forecast | 0 | 54697.7655 | 123775.75 | 203318.5952 | 290265.3056 | 382226.9039 | 477342.9173 | 574168.4273 | 671585.1752 | 768731.6031 | 841322.1934 | 894647.4318 | 932870.4348 | 959266.9867 | 976414.4715 | 986340.5801 | 990640.3576 | 990568.3297 | 987111.0159 | 981044.003 | 972976.8686 | 963388.5387 | 0 | 0 | 1
Commercial_Retail_Existing_Food Preparation_Natural Gas_Range_E3_Baseline Forecast | Commercial | Retail | Existing | Food Preparation | Natural Gas | Range | E3 |  | Baseline Forecast | 0 | 0 | 0 | 0 | 0 | 0 | 0 | 0 | 0 | 0 | 0 | 0 | 0 | 0 | 0 | 0 | 0 | 0 | 0 | 0 | 0 | 0 | 0 | 0 | 0
Commercial_Retail_Existing_Food Preparation_Natural Gas_Range_E4_Baseline Forecast | Commercial | Retail | Existing | Food Preparation | Natural Gas | Range | E4 |  | Baseline Forecast | 0 | 0 | 0 | 0 | 0 | 0 | 0 | 0 | 0 | 0 | 0 | 0 | 0 | 0 | 0 | 0 | 0 | 0 | 0 | 0 | 0 | 0 | 0 | 0 | 0
Commercial_Retail_Existing_Food Preparation_Natural Gas_Range_E5_Baseline Forecast | Commercial | Retail | Existing | Food Preparation | Natural Gas | Range | E5 |  | Baseline Forecast | 0 | 0 | 0 | 0 | 0 | 0 | 0 | 0 | 0 | 0 | 0 | 0 | 0 | 0 | 0 | 0 | 0 | 0 | 0 | 0 | 0 | 0 | 0 | 0 | 0
Commercial_Retail_Existing_Food Preparation_Natural Gas_Range_E6_Baseline Forecast | Commercial | Retail | Existing | Food Preparation | Natural Gas | Range | E6 |  | Baseline Forecast | 0 | 0 | 0 | 0 | 0 | 0 | 0 | 0 | 0 | 0 | 0 | 0 | 0 | 0 | 0 | 0 | 0 | 0 | 0 | 0 | 0 | 0 | 0 | 0 | 0
Commercial_Retail_Existing_Food Preparation_Natural Gas_Range_E7_Baseline Forecast | Commercial | Retail | Existing | Food Preparation | Natural Gas | Range | E7 |  | Baseline Forecast | 0 | 0 | 0 | 0 | 0 | 0 | 0 | 0 | 0 | 0 | 0 | 0 | 0 | 0 | 0 | 0 | 0 | 0 | 0 | 0 | 0 | 0 | 0 | 0 | 0
Commercial_Retail_Existing_Food Preparation_Natural Gas_Range_E8_Baseline Forecast | Commercial | Retail | Existing | Food Preparation | Natural Gas | Range | E8 |  | Baseline Forecast | 0 | 0 | 0 | 0 | 0 | 0 | 0 | 0 | 0 | 0 | 0 | 0 | 0 | 0 | 0 | 0 | 0 | 0 | 0 | 0 | 0 | 0 | 0 | 0 | 0
Commercial_Retail_Existing_Food Preparation_Natural Gas_Range_E9_Baseline Forecast | Commercial | Retail | Existing | Food Preparation | Natural Gas | Range | E9 |  | Baseline Forecast | 0 | 0 | 0 | 0 | 0 | 0 | 0 | 0 | 0 | 0 | 0 | 0 | 0 | 0 | 0 | 0 | 0 | 0 | 0 | 0 | 0 | 0 | 0 | 0 | 0
Commercial_Retail_Existing_Food Preparation_Natural Gas_Range_E10_Baseline Forecast | Commercial | Retail | Existing | Food Preparation | Natural Gas | Range | E10 |  | Baseline Forecast | 0 | 0 | 0 | 0 | 0 | 0 | 0 | 0 | 0 | 0 | 0 | 0 | 0 | 0 | 0 | 0 | 0 | 0 | 0 | 0 | 0 | 0 | 0 | 0 | 0
Commercial_Retail_Existing_Food Preparation_Natural Gas_Range_Vintage_Baseline Forecast | Commercial | Retail | Existing | Food Preparation | Natural Gas | Range | Vintage | Vintage | Baseline Forecast | 2355697.0415 | 2224993.8508 | 2070530.232 | 1898932.5013 | 1715379.0618 | 1523909.4596 | 1327667.6248 | 1129093.3102 | 930072.7565 | 732057.2664 | 576199.9129 | 453525.0927 | 356968.1375 | 280968.4695 | 221149.376 | 174065.9605 | 137006.756 | 107837.5757 | 84878.608 | 66807.6785 | 52584.1083 | 41388.782 | 0 | 0 | Vintage
Commercial_Retail_Existing_Food Preparation_Natural Gas_Steamer_E1_Baseline Forecast | Commercial | Retail | Existing | Food Preparation | Natural Gas | Steamer | E1 | Standard | Baseline Forecast | 0 | 8175.0585 | 17203.517 | 26915.5803 | 37164.2885 | 47822.6198 | 58780.9559 | 69944.8675 | 81233.1774 | 92576.2676 | 102149.0729 | 110179.2738 | 116865.8986 | 122382.9189 | 126882.3945 | 130497.2234 | 133343.5473 | 135522.8548 | 137123.8209 | 138223.9161 | 138890.8128 | 139183.6162 | 0 | 0 | 1
Commercial_Retail_Existing_Food Preparation_Natural Gas_Steamer_E2_Baseline Forecast | Commercial | Retail | Existing | Food Preparation | Natural Gas | Steamer | E2 | ENERGY STAR | Baseline Forecast | 0 | 8175.0585 | 17203.517 | 26915.5803 | 37164.2885 | 47822.6198 | 58780.9559 | 69944.8675 | 81233.1774 | 92576.2676 | 102149.0729 | 110179.2738 | 116865.8986 | 122382.9189 | 126882.3945 | 130497.2234 | 133343.5473 | 135522.8548 | 137123.8209 | 138223.9161 | 138890.8128 | 139183.6162 | 0 | 0 | 1
Commercial_Retail_Existing_Food Preparation_Natural Gas_Steamer_E3_Baseline Forecast | Commercial | Retail | Existing | Food Preparation | Natural Gas | Steamer | E3 |  | Baseline Forecast | 0 | 0 | 0 | 0 | 0 | 0 | 0 | 0 | 0 | 0 | 0 | 0 | 0 | 0 | 0 | 0 | 0 | 0 | 0 | 0 | 0 | 0 | 0 | 0 | 0
Commercial_Retail_Existing_Food Preparation_Natural Gas_Steamer_E4_Baseline Forecast | Commercial | Retail | Existing | Food Preparation | Natural Gas | Steamer | E4 |  | Baseline Forecast | 0 | 0 | 0 | 0 | 0 | 0 | 0 | 0 | 0 | 0 | 0 | 0 | 0 | 0 | 0 | 0 | 0 | 0 | 0 | 0 | 0 | 0 | 0 | 0 | 0
Commercial_Retail_Existing_Food Preparation_Natural Gas_Steamer_E5_Baseline Forecast | Commercial | Retail | Existing | Food Preparation | Natural Gas | Steamer | E5 |  | Baseline Forecast | 0 | 0 | 0 | 0 | 0 | 0 | 0 | 0 | 0 | 0 | 0 | 0 | 0 | 0 | 0 | 0 | 0 | 0 | 0 | 0 | 0 | 0 | 0 | 0 | 0
Commercial_Retail_Existing_Food Preparation_Natural Gas_Steamer_E6_Baseline Forecast | Commercial | Retail | Existing | Food Preparation | Natural Gas | Steamer | E6 |  | Baseline Forecast | 0 | 0 | 0 | 0 | 0 | 0 | 0 | 0 | 0 | 0 | 0 | 0 | 0 | 0 | 0 | 0 | 0 | 0 | 0 | 0 | 0 | 0 | 0 | 0 | 0
Commercial_Retail_Existing_Food Preparation_Natural Gas_Steamer_E7_Baseline Forecast | Commercial | Retail | Existing | Food Preparation | Natural Gas | Steamer | E7 |  | Baseline Forecast | 0 | 0 | 0 | 0 | 0 | 0 | 0 | 0 | 0 | 0 | 0 | 0 | 0 | 0 | 0 | 0 | 0 | 0 | 0 | 0 | 0 | 0 | 0 | 0 | 0
Commercial_Retail_Existing_Food Preparation_Natural Gas_Steamer_E8_Baseline Forecast | Commercial | Retail | Existing | Food Preparation | Natural Gas | Steamer | E8 |  | Baseline Forecast | 0 | 0 | 0 | 0 | 0 | 0 | 0 | 0 | 0 | 0 | 0 | 0 | 0 | 0 | 0 | 0 | 0 | 0 | 0 | 0 | 0 | 0 | 0 | 0 | 0
Commercial_Retail_Existing_Food Preparation_Natural Gas_Steamer_E9_Baseline Forecast | Commercial | Retail | Existing | Food Preparation | Natural Gas | Steamer | E9 |  | Baseline Forecast | 0 | 0 | 0 | 0 | 0 | 0 | 0 | 0 | 0 | 0 | 0 | 0 | 0 | 0 | 0 | 0 | 0 | 0 | 0 | 0 | 0 | 0 | 0 | 0 | 0
Commercial_Retail_Existing_Food Preparation_Natural Gas_Steamer_E10_Baseline Forecast | Commercial | Retail | Existing | Food Preparation | Natural Gas | Steamer | E10 |  | Baseline Forecast | 0 | 0 | 0 | 0 | 0 | 0 | 0 | 0 | 0 | 0 | 0 | 0 | 0 | 0 | 0 | 0 | 0 | 0 | 0 | 0 | 0 | 0 | 0 | 0 | 0
Commercial_Retail_Existing_Food Preparation_Natural Gas_Steamer_Vintage_Baseline Forecast | Commercial | Retail | Existing | Food Preparation | Natural Gas | Steamer | Vintage | Vintage | Baseline Forecast | 448690.0986 | 425103.0444 | 399925.9152 | 373496.4186 | 346106.6217 | 318008.7463 | 289420.2356 | 260528.1842 | 231493.2109 | 202452.8439 | 177055.5338 | 154844.2661 | 135419.3581 | 118431.2666 | 103574.2977 | 90581.1062 | 79217.885 | 69280.1575 | 60589.0983 | 52988.3154 | 46341.0357 | 40527.6441 | 0 | 0 | Vintage
Commercial_Retail_Existing_Food Preparation_Natural Gas_Food Prep Other_E1_Baseline Forecast | Commercial | Retail | Existing | Food Preparation | Natural Gas | Food Prep Other | E1 | Standard | Baseline Forecast | 0 | 13067.0136 | 29569.3872 | 48571.762 | 69342.8819 | 91312.0326 | 114034.7568 | 137165.8708 | 160438.2286 | 183646.0083 | 200987.5253 | 213726.6492 | 222857.9272 | 229163.9271 | 233260.3726 | 235631.6687 | 236658.8633 | 236641.6562 | 235815.7218 | 234366.3437 | 232439.147 | 230148.5445 | 0 | 0 | 1
Commercial_Retail_Existing_Food Preparation_Natural Gas_Food Prep Other_E2_Baseline Forecast | Commercial | Retail | Existing | Food Preparation | Natural Gas | Food Prep Other | E2 | ENERGY STAR | Baseline Forecast | 0 | 4591.1129 | 10389.2441 | 17065.7542 | 24363.7152 | 32082.606 | 40066.2659 | 48193.4141 | 56370.1884 | 64524.2732 | 70617.2386 | 75093.147 | 78301.4339 | 80517.0555 | 81956.3471 | 82789.5052 | 83150.4114 | 83144.3657 | 82854.1725 | 82344.9316 | 81667.8084 | 80863.0021 | 0 | 0 | 1
Commercial_Retail_Existing_Food Preparation_Natural Gas_Food Prep Other_E3_Baseline Forecast | Commercial | Retail | Existing | Food Preparation | Natural Gas | Food Prep Other | E3 |  | Baseline Forecast | 0 | 0 | 0 | 0 | 0 | 0 | 0 | 0 | 0 | 0 | 0 | 0 | 0 | 0 | 0 | 0 | 0 | 0 | 0 | 0 | 0 | 0 | 0 | 0 | 0
Commercial_Retail_Existing_Food Preparation_Natural Gas_Food Prep Other_E4_Baseline Forecast | Commercial | Retail | Existing | Food Preparation | Natural Gas | Food Prep Other | E4 |  | Baseline Forecast | 0 | 0 | 0 | 0 | 0 | 0 | 0 | 0 | 0 | 0 | 0 | 0 | 0 | 0 | 0 | 0 | 0 | 0 | 0 | 0 | 0 | 0 | 0 | 0 | 0
Commercial_Retail_Existing_Food Preparation_Natural Gas_Food Prep Other_E5_Baseline Forecast | Commercial | Retail | Existing | Food Preparation | Natural Gas | Food Prep Other | E5 |  | Baseline Forecast | 0 | 0 | 0 | 0 | 0 | 0 | 0 | 0 | 0 | 0 | 0 | 0 | 0 | 0 | 0 | 0 | 0 | 0 | 0 | 0 | 0 | 0 | 0 | 0 | 0
Commercial_Retail_Existing_Food Preparation_Natural Gas_Food Prep Other_E6_Baseline Forecast | Commercial | Retail | Existing | Food Preparation | Natural Gas | Food Prep Other | E6 |  | Baseline Forecast | 0 | 0 | 0 | 0 | 0 | 0 | 0 | 0 | 0 | 0 | 0 | 0 | 0 | 0 | 0 | 0 | 0 | 0 | 0 | 0 | 0 | 0 | 0 | 0 | 0
Commercial_Retail_Existing_Food Preparation_Natural Gas_Food Prep Other_E7_Baseline Forecast | Commercial | Retail | Existing | Food Preparation | Natural Gas | Food Prep Other | E7 |  | Baseline Forecast | 0 | 0 | 0 | 0 | 0 | 0 | 0 | 0 | 0 | 0 | 0 | 0 | 0 | 0 | 0 | 0 | 0 | 0 | 0 | 0 | 0 | 0 | 0 | 0 | 0
Commercial_Retail_Existing_Food Preparation_Natural Gas_Food Prep Other_E8_Baseline Forecast | Commercial | Retail | Existing | Food Preparation | Natural Gas | Food Prep Other | E8 |  | Baseline Forecast | 0 | 0 | 0 | 0 | 0 | 0 | 0 | 0 | 0 | 0 | 0 | 0 | 0 | 0 | 0 | 0 | 0 | 0 | 0 | 0 | 0 | 0 | 0 | 0 | 0
Commercial_Retail_Existing_Food Preparation_Natural Gas_Food Prep Other_E9_Baseline Forecast | Commercial | Retail | Existing | Food Preparation | Natural Gas | Food Prep Other | E9 |  | Baseline Forecast | 0 | 0 | 0 | 0 | 0 | 0 | 0 | 0 | 0 | 0 | 0 | 0 | 0 | 0 | 0 | 0 | 0 | 0 | 0 | 0 | 0 | 0 | 0 | 0 | 0
Commercial_Retail_Existing_Food Preparation_Natural Gas_Food Prep Other_E10_Baseline Forecast | Commercial | Retail | Existing | Food Preparation | Natural Gas | Food Prep Other | E10 |  | Baseline Forecast | 0 | 0 | 0 | 0 | 0 | 0 | 0 | 0 | 0 | 0 | 0 | 0 | 0 | 0 | 0 | 0 | 0 | 0 | 0 | 0 | 0 | 0 | 0 | 0 | 0
Commercial_Retail_Existing_Food Preparation_Natural Gas_Food Prep Other_Vintage_Baseline Forecast | Commercial | Retail | Existing | Food Preparation | Natural Gas | Food Prep Other | Vintage | Vintage | Baseline Forecast | 448690.0986 | 423795.0351 | 394374.3179 | 361690.0629 | 326728.6017 | 290259.3473 | 252881.1248 | 215058.6343 | 177151.1487 | 139435.0977 | 109748.9156 | 86383.0174 | 67991.7944 | 53516.122 | 42122.367 | 33154.3792 | 26095.7049 | 20539.8452 | 16166.8459 | 12724.8722 | 10015.7059 | 7883.3298 | 0 | 0 | Vintage
Commercial_Retail_Existing_Miscellaneous_Natural Gas_Pool Heater_E1_Baseline Forecast | Commercial | Retail | Existing | Miscellaneous | Natural Gas | Pool Heater | E1 | Standard (EF .82) | Baseline Forecast | 0 | 10999.4734 | 21283.3897 | 30948.7716 | 40073.347 | 48719.627 | 55248.0212 | 60113.9031 | 63675.6236 | 66215.1687 | 67954.4189 | 69067.9468 | 69693.0908 | 69937.8825 | 69887.2884 | 69608.1207 | 69152.9038 | 68562.9173 | 67870.591 | 67101.39 | 66275.2984 | 65407.9875 | 0 | 0 | 1
Commercial_Retail_Existing_Miscellaneous_Natural Gas_Pool Heater_E2_Baseline Forecast | Commercial | Retail | Existing | Miscellaneous | Natural Gas | Pool Heater | E2 | Condensing (EF .90) | Baseline Forecast | 0 | 1222.1637 | 2364.8211 | 3438.7524 | 4452.5941 | 5413.2919 | 6138.669 | 6679.3226 | 7075.0693 | 7357.241 | 7550.491 | 7674.2163 | 7743.6768 | 7770.8758 | 7765.2543 | 7734.2356 | 7683.656 | 7618.1019 | 7541.1768 | 7455.71 | 7363.922 | 7267.5542 | 0 | 0 | 1
Commercial_Retail_Existing_Miscellaneous_Natural Gas_Pool Heater_E3_Baseline Forecast | Commercial | Retail | Existing | Miscellaneous | Natural Gas | Pool Heater | E3 |  | Baseline Forecast | 0 | 0 | 0 | 0 | 0 | 0 | 0 | 0 | 0 | 0 | 0 | 0 | 0 | 0 | 0 | 0 | 0 | 0 | 0 | 0 | 0 | 0 | 0 | 0 | 0
Commercial_Retail_Existing_Miscellaneous_Natural Gas_Pool Heater_E4_Baseline Forecast | Commercial | Retail | Existing | Miscellaneous | Natural Gas | Pool Heater | E4 |  | Baseline Forecast | 0 | 0 | 0 | 0 | 0 | 0 | 0 | 0 | 0 | 0 | 0 | 0 | 0 | 0 | 0 | 0 | 0 | 0 | 0 | 0 | 0 | 0 | 0 | 0 | 0
Commercial_Retail_Existing_Miscellaneous_Natural Gas_Pool Heater_E5_Baseline Forecast | Commercial | Retail | Existing | Miscellaneous | Natural Gas | Pool Heater | E5 |  | Baseline Forecast | 0 | 0 | 0 | 0 | 0 | 0 | 0 | 0 | 0 | 0 | 0 | 0 | 0 | 0 | 0 | 0 | 0 | 0 | 0 | 0 | 0 | 0 | 0 | 0 | 0
Commercial_Retail_Existing_Miscellaneous_Natural Gas_Pool Heater_E6_Baseline Forecast | Commercial | Retail | Existing | Miscellaneous | Natural Gas | Pool Heater | E6 |  | Baseline Forecast | 0 | 0 | 0 | 0 | 0 | 0 | 0 | 0 | 0 | 0 | 0 | 0 | 0 | 0 | 0 | 0 | 0 | 0 | 0 | 0 | 0 | 0 | 0 | 0 | 0
Commercial_Retail_Existing_Miscellaneous_Natural Gas_Pool Heater_E7_Baseline Forecast | Commercial | Retail | Existing | Miscellaneous | Natural Gas | Pool Heater | E7 |  | Baseline Forecast | 0 | 0 | 0 | 0 | 0 | 0 | 0 | 0 | 0 | 0 | 0 | 0 | 0 | 0 | 0 | 0 | 0 | 0 | 0 | 0 | 0 | 0 | 0 | 0 | 0
Commercial_Retail_Existing_Miscellaneous_Natural Gas_Pool Heater_E8_Baseline Forecast | Commercial | Retail | Existing | Miscellaneous | Natural Gas | Pool Heater | E8 |  | Baseline Forecast | 0 | 0 | 0 | 0 | 0 | 0 | 0 | 0 | 0 | 0 | 0 | 0 | 0 | 0 | 0 | 0 | 0 | 0 | 0 | 0 | 0 | 0 | 0 | 0 | 0
Commercial_Retail_Existing_Miscellaneous_Natural Gas_Pool Heater_E9_Baseline Forecast | Commercial | Retail | Existing | Miscellaneous | Natural Gas | Pool Heater | E9 |  | Baseline Forecast | 0 | 0 | 0 | 0 | 0 | 0 | 0 | 0 | 0 | 0 | 0 | 0 | 0 | 0 | 0 | 0 | 0 | 0 | 0 | 0 | 0 | 0 | 0 | 0 | 0
Commercial_Retail_Existing_Miscellaneous_Natural Gas_Pool Heater_E10_Baseline Forecast | Commercial | Retail | Existing | Miscellaneous | Natural Gas | Pool Heater | E10 |  | Baseline Forecast | 0 | 0 | 0 | 0 | 0 | 0 | 0 | 0 | 0 | 0 | 0 | 0 | 0 | 0 | 0 | 0 | 0 | 0 | 0 | 0 | 0 | 0 | 0 | 0 | 0
Commercial_Retail_Existing_Miscellaneous_Natural Gas_Pool Heater_Vintage_Baseline Forecast | Commercial | Retail | Existing | Miscellaneous | Natural Gas | Pool Heater | Vintage | Vintage | Baseline Forecast | 103516.5988 | 89625.3391 | 76556.0723 | 64200.5609 | 52472.0135 | 41300.5526 | 32507.5317 | 25586.5733 | 20139.1093 | 15851.428 | 12476.6078 | 9820.2978 | 7729.5247 | 6083.884 | 4788.6054 | 3769.0959 | 2966.6432 | 2335.0353 | 1837.8988 | 1446.6042 | 1138.6175 | 896.2022 | 0 | 0 | Vintage
Commercial_Retail_Existing_Miscellaneous_Natural Gas_Miscellaneous_E1_Baseline Forecast | Commercial | Retail | Existing | Miscellaneous | Natural Gas | Miscellaneous | E1 | Standard | Baseline Forecast | 0 | 3396340.5574 | 7319609.527 | 11652199.478 | 15217572.3663 | 18137362.7701 | 20514124.3238 | 22434319.7301 | 23970842.2848 | 25185142.3174 | 26129020.4523 | 26846139.8906 | 27373301.7409 | 27741520.5217 | 27976931.1469 | 28101553.7981 | 28133938.9496 | 28089711.3236 | 27982028.6142 | 27821968.3303 | 27618854.0244 | 27380530.4007 | 0 | 0 | 1
Commercial_Retail_Existing_Miscellaneous_Natural Gas_Miscellaneous_E2_Baseline Forecast | Commercial | Retail | Existing | Miscellaneous | Natural Gas | Miscellaneous | E2 |  | Baseline Forecast | 0 | 0 | 0 | 0 | 0 | 0 | 0 | 0 | 0 | 0 | 0 | 0 | 0 | 0 | 0 | 0 | 0 | 0 | 0 | 0 | 0 | 0 | 0 | 0 | 0
Commercial_Retail_Existing_Miscellaneous_Natural Gas_Miscellaneous_E3_Baseline Forecast | Commercial | Retail | Existing | Miscellaneous | Natural Gas | Miscellaneous | E3 |  | Baseline Forecast | 0 | 0 | 0 | 0 | 0 | 0 | 0 | 0 | 0 | 0 | 0 | 0 | 0 | 0 | 0 | 0 | 0 | 0 | 0 | 0 | 0 | 0 | 0 | 0 | 0
Commercial_Retail_Existing_Miscellaneous_Natural Gas_Miscellaneous_E4_Baseline Forecast | Commercial | Retail | Existing | Miscellaneous | Natural Gas | Miscellaneous | E4 |  | Baseline Forecast | 0 | 0 | 0 | 0 | 0 | 0 | 0 | 0 | 0 | 0 | 0 | 0 | 0 | 0 | 0 | 0 | 0 | 0 | 0 | 0 | 0 | 0 | 0 | 0 | 0
Commercial_Retail_Existing_Miscellaneous_Natural Gas_Miscellaneous_E5_Baseline Forecast | Commercial | Retail | Existing | Miscellaneous | Natural Gas | Miscellaneous | E5 |  | Baseline Forecast | 0 | 0 | 0 | 0 | 0 | 0 | 0 | 0 | 0 | 0 | 0 | 0 | 0 | 0 | 0 | 0 | 0 | 0 | 0 | 0 | 0 | 0 | 0 | 0 | 0
Commercial_Retail_Existing_Miscellaneous_Natural Gas_Miscellaneous_E6_Baseline Forecast | Commercial | Retail | Existing | Miscellaneous | Natural Gas | Miscellaneous | E6 |  | Baseline Forecast | 0 | 0 | 0 | 0 | 0 | 0 | 0 | 0 | 0 | 0 | 0 | 0 | 0 | 0 | 0 | 0 | 0 | 0 | 0 | 0 | 0 | 0 | 0 | 0 | 0
Commercial_Retail_Existing_Miscellaneous_Natural Gas_Miscellaneous_E7_Baseline Forecast | Commercial | Retail | Existing | Miscellaneous | Natural Gas | Miscellaneous | E7 |  | Baseline Forecast | 0 | 0 | 0 | 0 | 0 | 0 | 0 | 0 | 0 | 0 | 0 | 0 | 0 | 0 | 0 | 0 | 0 | 0 | 0 | 0 | 0 | 0 | 0 | 0 | 0
Commercial_Retail_Existing_Miscellaneous_Natural Gas_Miscellaneous_E8_Baseline Forecast | Commercial | Retail | Existing | Miscellaneous | Natural Gas | Miscellaneous | E8 |  | Baseline Forecast | 0 | 0 | 0 | 0 | 0 | 0 | 0 | 0 | 0 | 0 | 0 | 0 | 0 | 0 | 0 | 0 | 0 | 0 | 0 | 0 | 0 | 0 | 0 | 0 | 0
Commercial_Retail_Existing_Miscellaneous_Natural Gas_Miscellaneous_E9_Baseline Forecast | Commercial | Retail | Existing | Miscellaneous | Natural Gas | Miscellaneous | E9 |  | Baseline Forecast | 0 | 0 | 0 | 0 | 0 | 0 | 0 | 0 | 0 | 0 | 0 | 0 | 0 | 0 | 0 | 0 | 0 | 0 | 0 | 0 | 0 | 0 | 0 | 0 | 0
Commercial_Retail_Existing_Miscellaneous_Natural Gas_Miscellaneous_E10_Baseline Forecast | Commercial | Retail | Existing | Miscellaneous | Natural Gas | Miscellaneous | E10 |  | Baseline Forecast | 0 | 0 | 0 | 0 | 0 | 0 | 0 | 0 | 0 | 0 | 0 | 0 | 0 | 0 | 0 | 0 | 0 | 0 | 0 | 0 | 0 | 0 | 0 | 0 | 0
Commercial_Retail_Existing_Miscellaneous_Natural Gas_Miscellaneous_Vintage_Baseline Forecast | Commercial | Retail | Existing | Miscellaneous | Natural Gas | Miscellaneous | Vintage | Vintage | Baseline Forecast | 40273546.5008 | 36227632.6127 | 31665267.3017 | 26703889.0148 | 22519869.5378 | 18991410.7162 | 16015797.9773 | 13506410.2758 | 11390198.5275 | 9605559.1269 | 8100540.6462 | 6831331.5127 | 5760984.6397 | 4858341.8851 | 4097127.0275 | 3455180.8573 | 2913816.1147 | 2457273.4976 | 2072262.9035 | 1747576.55 | 1473762.7127 | 1242850.5826 | 0 | 0 | Vintage
Commercial_Retail_New_Space Heating_Natural Gas_Furnace_E1_Baseline Forecast | Commercial | Retail | New | Space Heating | Natural Gas | Furnace | E1 | AFUE 80% (Standard) | Baseline Forecast | 0 | 1514336.1947 | 3883996.8435 | 4911625.4495 | 5921508.2377 | 6921390.7168 | 7911252.336 | 8894864.6061 | 9868254.9953 | 10832927.0456 | 11784942.8347 | 12726162.2221 | 13658603.847 | 14578078.8109 | 15486417.4236 | 16381480.7085 | 17267203.8265 | 18142355.6839 | 19004889.1626 | 19860445.6244 | 20705920.2324 | 21549561.755 | 0 | 0 | 400
Commercial_Retail_New_Space Heating_Natural Gas_Furnace_E2_Baseline Forecast | Commercial | Retail | New | Space Heating | Natural Gas | Furnace | E2 | AFUE 90% | Baseline Forecast | 0 | 0 | 0 | 0 | 0 | 0 | 0 | 0 | 0 | 0 | 0 | 0 | 0 | 0 | 0 | 0 | 0 | 0 | 0 | 0 | 0 | 0 | 0 | 0 | 400
Commercial_Retail_New_Space Heating_Natural Gas_Furnace_E3_Baseline Forecast | Commercial | Retail | New | Space Heating | Natural Gas | Furnace | E3 | AFUE 95% | Baseline Forecast | 0 | 0 | 0 | 0 | 0 | 0 | 0 | 0 | 0 | 0 | 0 | 0 | 0 | 0 | 0 | 0 | 0 | 0 | 0 | 0 | 0 | 0 | 0 | 0 | 400
Commercial_Retail_New_Space Heating_Natural Gas_Furnace_E4_Baseline Forecast | Commercial | Retail | New | Space Heating | Natural Gas | Furnace | E4 |  | Baseline Forecast | 0 | 0 | 0 | 0 | 0 | 0 | 0 | 0 | 0 | 0 | 0 | 0 | 0 | 0 | 0 | 0 | 0 | 0 | 0 | 0 | 0 | 0 | 0 | 0 | 0
Commercial_Retail_New_Space Heating_Natural Gas_Furnace_E5_Baseline Forecast | Commercial | Retail | New | Space Heating | Natural Gas | Furnace | E5 |  | Baseline Forecast | 0 | 0 | 0 | 0 | 0 | 0 | 0 | 0 | 0 | 0 | 0 | 0 | 0 | 0 | 0 | 0 | 0 | 0 | 0 | 0 | 0 | 0 | 0 | 0 | 0
Commercial_Retail_New_Space Heating_Natural Gas_Furnace_E6_Baseline Forecast | Commercial | Retail | New | Space Heating | Natural Gas | Furnace | E6 |  | Baseline Forecast | 0 | 0 | 0 | 0 | 0 | 0 | 0 | 0 | 0 | 0 | 0 | 0 | 0 | 0 | 0 | 0 | 0 | 0 | 0 | 0 | 0 | 0 | 0 | 0 | 0
Commercial_Retail_New_Space Heating_Natural Gas_Furnace_E7_Baseline Forecast | Commercial | Retail | New | Space Heating | Natural Gas | Furnace | E7 |  | Baseline Forecast | 0 | 0 | 0 | 0 | 0 | 0 | 0 | 0 | 0 | 0 | 0 | 0 | 0 | 0 | 0 | 0 | 0 | 0 | 0 | 0 | 0 | 0 | 0 | 0 | 0
Commercial_Retail_New_Space Heating_Natural Gas_Furnace_E8_Baseline Forecast | Commercial | Retail | New | Space Heating | Natural Gas | Furnace | E8 |  | Baseline Forecast | 0 | 0 | 0 | 0 | 0 | 0 | 0 | 0 | 0 | 0 | 0 | 0 | 0 | 0 | 0 | 0 | 0 | 0 | 0 | 0 | 0 | 0 | 0 | 0 | 0
Commercial_Retail_New_Space Heating_Natural Gas_Furnace_E9_Baseline Forecast | Commercial | Retail | New | Space Heating | Natural Gas | Furnace | E9 |  | Baseline Forecast | 0 | 0 | 0 | 0 | 0 | 0 | 0 | 0 | 0 | 0 | 0 | 0 | 0 | 0 | 0 | 0 | 0 | 0 | 0 | 0 | 0 | 0 | 0 | 0 | 0
Commercial_Retail_New_Space Heating_Natural Gas_Furnace_E10_Baseline Forecast | Commercial | Retail | New | Space Heating | Natural Gas | Furnace | E10 |  | Baseline Forecast | 0 | 0 | 0 | 0 | 0 | 0 | 0 | 0 | 0 | 0 | 0 | 0 | 0 | 0 | 0 | 0 | 0 | 0 | 0 | 0 | 0 | 0 | 0 | 0 | 0
Commercial_Retail_New_Space Heating_Natural Gas_Furnace_Vintage_Baseline Forecast | Commercial | Retail | New | Space Heating | Natural Gas | Furnace | Vintage | Vintage | Baseline Forecast | 0 | 0 | 0 | 0 | 0 | 0 | 0 | 0 | 0 | 0 | 0 | 0 | 0 | 0 | 0 | 0 | 0 | 0 | 0 | 0 | 0 | 0 | 0 | 0 | Vintage
Commercial_Retail_New_Space Heating_Natural Gas_Boiler_E1_Baseline Forecast | Commercial | Retail | New | Space Heating | Natural Gas | Boiler | E1 | AFUE 80% (Standard) | Baseline Forecast | 0 | 96464.8366 | 246934.2974 | 311968.4861 | 375654.1823 | 438709.2343 | 500900.0742 | 562698.2811 | 623613.8699 | 683983.8577 | 743314.007 | 801971.3187 | 860081.5953 | 919216.5548 | 977422.5295 | 1034777.8265 | 1091314.5 | 1147176.3983 | 1202232.8517 | 1256843.9546 | 1310811.5217 | 1364662.081 | 0 | 0 | 800
Commercial_Retail_New_Space Heating_Natural Gas_Boiler_E2_Baseline Forecast | Commercial | Retail | New | Space Heating | Natural Gas | Boiler | E2 | AFUE 85% | Baseline Forecast | 0 | 0 | 0 | 0 | 0 | 0 | 0 | 0 | 0 | 0 | 0 | 0 | 0 | 0 | 0 | 0 | 0 | 0 | 0 | 0 | 0 | 0 | 0 | 0 | 800
Commercial_Retail_New_Space Heating_Natural Gas_Boiler_E3_Baseline Forecast | Commercial | Retail | New | Space Heating | Natural Gas | Boiler | E3 | AFUE 98% | Baseline Forecast | 0 | 12923.5188 | 33626.9335 | 42823.6875 | 52087.0615 | 61258.7054 | 70570.7028 | 79823.9103 | 89221.3565 | 98534.6328 | 107973.5202 | 117305.3653 | 126550.182 | 133833.6668 | 141241.6999 | 148541.465 | 155985.1649 | 163340.023 | 170588.8351 | 177779.0116 | 184884.4593 | 191974.5016 | 0 | 0 | 800
Commercial_Retail_New_Space Heating_Natural Gas_Boiler_E4_Baseline Forecast | Commercial | Retail | New | Space Heating | Natural Gas | Boiler | E4 | Convert to NG Air Source Heat Pump | Baseline Forecast | 0 | 0 | 0 | 0 | 0 | 0 | 0 | 0 | 0 | 0 | 0 | 0 | 0 | 0 | 0 | 0 | 0 | 0 | 0 | 0 | 0 | 0 | 0 | 0 | 800
Commercial_Retail_New_Space Heating_Natural Gas_Boiler_E5_Baseline Forecast | Commercial | Retail | New | Space Heating | Natural Gas | Boiler | E5 |  | Baseline Forecast | 0 | 0 | 0 | 0 | 0 | 0 | 0 | 0 | 0 | 0 | 0 | 0 | 0 | 0 | 0 | 0 | 0 | 0 | 0 | 0 | 0 | 0 | 0 | 0 | 0
Commercial_Retail_New_Space Heating_Natural Gas_Boiler_E6_Baseline Forecast | Commercial | Retail | New | Space Heating | Natural Gas | Boiler | E6 |  | Baseline Forecast | 0 | 0 | 0 | 0 | 0 | 0 | 0 | 0 | 0 | 0 | 0 | 0 | 0 | 0 | 0 | 0 | 0 | 0 | 0 | 0 | 0 | 0 | 0 | 0 | 0
Commercial_Retail_New_Space Heating_Natural Gas_Boiler_E7_Baseline Forecast | Commercial | Retail | New | Space Heating | Natural Gas | Boiler | E7 |  | Baseline Forecast | 0 | 0 | 0 | 0 | 0 | 0 | 0 | 0 | 0 | 0 | 0 | 0 | 0 | 0 | 0 | 0 | 0 | 0 | 0 | 0 | 0 | 0 | 0 | 0 | 0
Commercial_Retail_New_Space Heating_Natural Gas_Boiler_E8_Baseline Forecast | Commercial | Retail | New | Space Heating | Natural Gas | Boiler | E8 |  | Baseline Forecast | 0 | 0 | 0 | 0 | 0 | 0 | 0 | 0 | 0 | 0 | 0 | 0 | 0 | 0 | 0 | 0 | 0 | 0 | 0 | 0 | 0 | 0 | 0 | 0 | 0
Commercial_Retail_New_Space Heating_Natural Gas_Boiler_E9_Baseline Forecast | Commercial | Retail | New | Space Heating | Natural Gas | Boiler | E9 |  | Baseline Forecast | 0 | 0 | 0 | 0 | 0 | 0 | 0 | 0 | 0 | 0 | 0 | 0 | 0 | 0 | 0 | 0 | 0 | 0 | 0 | 0 | 0 | 0 | 0 | 0 | 0
Commercial_Retail_New_Space Heating_Natural Gas_Boiler_E10_Baseline Forecast | Commercial | Retail | New | Space Heating | Natural Gas | Boiler | E10 |  | Baseline Forecast | 0 | 0 | 0 | 0 | 0 | 0 | 0 | 0 | 0 | 0 | 0 | 0 | 0 | 0 | 0 | 0 | 0 | 0 | 0 | 0 | 0 | 0 | 0 | 0 | 0
Commercial_Retail_New_Space Heating_Natural Gas_Boiler_Vintage_Baseline Forecast | Commercial | Retail | New | Space Heating | Natural Gas | Boiler | Vintage | Vintage | Baseline Forecast | 0 | 0 | 0 | 0 | 0 | 0 | 0 | 0 | 0 | 0 | 0 | 0 | 0 | 0 | 0 | 0 | 0 | 0 | 0 | 0 | 0 | 0 | 0 | 0 | Vintage
Commercial_Retail_New_Space Heating_Natural Gas_Unit Heater_E1_Baseline Forecast | Commercial | Retail | New | Space Heating | Natural Gas | Unit Heater | E1 | Standard | Baseline Forecast | 0 | 630518.7611 | 1617165.9149 | 2045035.9729 | 2465517.268 | 2881834.7701 | 3293979.9226 | 3703523.0558 | 4108810.1409 | 4510467.2023 | 4906854.6214 | 5298746.7812 | 5686984.1754 | 6069822.6871 | 6448024.396 | 6820698.7041 | 7189484.0801 | 7553867.938 | 7912997.9266 | 8269222.9196 | 8621250.1671 | 8972514.1793 | 0 | 0 | 125
Commercial_Retail_New_Space Heating_Natural Gas_Unit Heater_E2_Baseline Forecast | Commercial | Retail | New | Space Heating | Natural Gas | Unit Heater | E2 | Condensing | Baseline Forecast | 0 | 0 | 0 | 0 | 0 | 0 | 0 | 0 | 0 | 0 | 0 | 0 | 0 | 0 | 0 | 0 | 0 | 0 | 0 | 0 | 0 | 0 | 0 | 0 | 125
Commercial_Retail_New_Space Heating_Natural Gas_Unit Heater_E3_Baseline Forecast | Commercial | Retail | New | Space Heating | Natural Gas | Unit Heater | E3 | Infrared Radiant | Baseline Forecast | 0 | 0 | 0 | 0 | 0 | 0 | 0 | 0 | 0 | 0 | 0 | 0 | 0 | 0 | 0 | 0 | 0 | 0 | 0 | 0 | 0 | 0 | 0 | 0 | 125
Commercial_Retail_New_Space Heating_Natural Gas_Unit Heater_E4_Baseline Forecast | Commercial | Retail | New | Space Heating | Natural Gas | Unit Heater | E4 |  | Baseline Forecast | 0 | 0 | 0 | 0 | 0 | 0 | 0 | 0 | 0 | 0 | 0 | 0 | 0 | 0 | 0 | 0 | 0 | 0 | 0 | 0 | 0 | 0 | 0 | 0 | 0
Commercial_Retail_New_Space Heating_Natural Gas_Unit Heater_E5_Baseline Forecast | Commercial | Retail | New | Space Heating | Natural Gas | Unit Heater | E5 |  | Baseline Forecast | 0 | 0 | 0 | 0 | 0 | 0 | 0 | 0 | 0 | 0 | 0 | 0 | 0 | 0 | 0 | 0 | 0 | 0 | 0 | 0 | 0 | 0 | 0 | 0 | 0
Commercial_Retail_New_Space Heating_Natural Gas_Unit Heater_E6_Baseline Forecast | Commercial | Retail | New | Space Heating | Natural Gas | Unit Heater | E6 |  | Baseline Forecast | 0 | 0 | 0 | 0 | 0 | 0 | 0 | 0 | 0 | 0 | 0 | 0 | 0 | 0 | 0 | 0 | 0 | 0 | 0 | 0 | 0 | 0 | 0 | 0 | 0
Commercial_Retail_New_Space Heating_Natural Gas_Unit Heater_E7_Baseline Forecast | Commercial | Retail | New | Space Heating | Natural Gas | Unit Heater | E7 |  | Baseline Forecast | 0 | 0 | 0 | 0 | 0 | 0 | 0 | 0 | 0 | 0 | 0 | 0 | 0 | 0 | 0 | 0 | 0 | 0 | 0 | 0 | 0 | 0 | 0 | 0 | 0
Commercial_Retail_New_Space Heating_Natural Gas_Unit Heater_E8_Baseline Forecast | Commercial | Retail | New | Space Heating | Natural Gas | Unit Heater | E8 |  | Baseline Forecast | 0 | 0 | 0 | 0 | 0 | 0 | 0 | 0 | 0 | 0 | 0 | 0 | 0 | 0 | 0 | 0 | 0 | 0 | 0 | 0 | 0 | 0 | 0 | 0 | 0
Commercial_Retail_New_Space Heating_Natural Gas_Unit Heater_E9_Baseline Forecast | Commercial | Retail | New | Space Heating | Natural Gas | Unit Heater | E9 |  | Baseline Forecast | 0 | 0 | 0 | 0 | 0 | 0 | 0 | 0 | 0 | 0 | 0 | 0 | 0 | 0 | 0 | 0 | 0 | 0 | 0 | 0 | 0 | 0 | 0 | 0 | 0
Commercial_Retail_New_Space Heating_Natural Gas_Unit Heater_E10_Baseline Forecast | Commercial | Retail | New | Space Heating | Natural Gas | Unit Heater | E10 |  | Baseline Forecast | 0 | 0 | 0 | 0 | 0 | 0 | 0 | 0 | 0 | 0 | 0 | 0 | 0 | 0 | 0 | 0 | 0 | 0 | 0 | 0 | 0 | 0 | 0 | 0 | 0
Commercial_Retail_New_Space Heating_Natural Gas_Unit Heater_Vintage_Baseline Forecast | Commercial | Retail | New | Space Heating | Natural Gas | Unit Heater | Vintage | Vintage | Baseline Forecast | 0 | 0 | 0 | 0 | 0 | 0 | 0 | 0 | 0 | 0 | 0 | 0 | 0 | 0 | 0 | 0 | 0 | 0 | 0 | 0 | 0 | 0 | 0 | 0 | Vintage
Commercial_Retail_New_Water Heating_Natural Gas_Water Heater_E1_Baseline Forecast | Commercial | Retail | New | Water Heating | Natural Gas | Water Heater | E1 | TE 0.80 | Baseline Forecast | 0 | 284625.7018 | 730013.1445 | 923160.1579 | 1112971.7719 | 1300903.7868 | 1486952.34 | 1671826.3024 | 1854779.0203 | 2036093.0906 | 2215028.3647 | 2391934.4108 | 2567190.6405 | 2740009.7329 | 2910735.7025 | 3078966.5198 | 3245441.8143 | 3409930.1971 | 3572046.9037 | 3732852.2515 | 3891762.6734 | 4050328.5594 | 0 | 0 | 1
Commercial_Retail_New_Water Heating_Natural Gas_Water Heater_E2_Baseline Forecast | Commercial | Retail | New | Water Heating | Natural Gas | Water Heater | E2 | TE 0.90 | Baseline Forecast | 0 | 0 | 0 | 0 | 0 | 0 | 0 | 0 | 0 | 0 | 0 | 0 | 0 | 0 | 0 | 0 | 0 | 0 | 0 | 0 | 0 | 0 | 0 | 0 | 1
Commercial_Retail_New_Water Heating_Natural Gas_Water Heater_E3_Baseline Forecast | Commercial | Retail | New | Water Heating | Natural Gas | Water Heater | E3 | TE 0.94 | Baseline Forecast | 0 | 320960.8978 | 823206.3119 | 1041010.3908 | 1255053.2747 | 1466976.6107 | 1676776.043 | 1885250.9367 | 2091559.3207 | 2296019.8681 | 2497797.9432 | 2697287.7399 | 2894917.1052 | 3089798.2095 | 3282318.9837 | 3472026.0755 | 3659753.5353 | 3845240.435 | 4028052.8915 | 4209386.5815 | 4388583.4402 | 4567391.7798 | 0 | 0 | 1
Commercial_Retail_New_Water Heating_Natural Gas_Water Heater_E4_Baseline Forecast | Commercial | Retail | New | Water Heating | Natural Gas | Water Heater | E4 | Instantaneous TE 0.94 | Baseline Forecast | 0 | 0 | 0 | 0 | 0 | 0 | 0 | 0 | 0 | 0 | 0 | 0 | 0 | 0 | 0 | 0 | 0 | 0 | 0 | 0 | 0 | 0 | 0 | 0 | 1
Commercial_Retail_New_Water Heating_Natural Gas_Water Heater_E5_Baseline Forecast | Commercial | Retail | New | Water Heating | Natural Gas | Water Heater | E5 | Gas-Fired Absorption HPWH | Baseline Forecast | 0 | 0 | 0 | 0 | 0 | 0 | 0 | 0 | 0 | 0 | 0 | 0 | 0 | 0 | 0 | 0 | 0 | 0 | 0 | 0 | 0 | 0 | 0 | 0 | 0
Commercial_Retail_New_Water Heating_Natural Gas_Water Heater_E6_Baseline Forecast | Commercial | Retail | New | Water Heating | Natural Gas | Water Heater | E6 |  | Baseline Forecast | 0 | 0 | 0 | 0 | 0 | 0 | 0 | 0 | 0 | 0 | 0 | 0 | 0 | 0 | 0 | 0 | 0 | 0 | 0 | 0 | 0 | 0 | 0 | 0 | 0
Commercial_Retail_New_Water Heating_Natural Gas_Water Heater_E7_Baseline Forecast | Commercial | Retail | New | Water Heating | Natural Gas | Water Heater | E7 |  | Baseline Forecast | 0 | 0 | 0 | 0 | 0 | 0 | 0 | 0 | 0 | 0 | 0 | 0 | 0 | 0 | 0 | 0 | 0 | 0 | 0 | 0 | 0 | 0 | 0 | 0 | 0
Commercial_Retail_New_Water Heating_Natural Gas_Water Heater_E8_Baseline Forecast | Commercial | Retail | New | Water Heating | Natural Gas | Water Heater | E8 |  | Baseline Forecast | 0 | 0 | 0 | 0 | 0 | 0 | 0 | 0 | 0 | 0 | 0 | 0 | 0 | 0 | 0 | 0 | 0 | 0 | 0 | 0 | 0 | 0 | 0 | 0 | 0
Commercial_Retail_New_Water Heating_Natural Gas_Water Heater_E9_Baseline Forecast | Commercial | Retail | New | Water Heating | Natural Gas | Water Heater | E9 |  | Baseline Forecast | 0 | 0 | 0 | 0 | 0 | 0 | 0 | 0 | 0 | 0 | 0 | 0 | 0 | 0 | 0 | 0 | 0 | 0 | 0 | 0 | 0 | 0 | 0 | 0 | 0
Commercial_Retail_New_Water Heating_Natural Gas_Water Heater_E10_Baseline Forecast | Commercial | Retail | New | Water Heating | Natural Gas | Water Heater | E10 |  | Baseline Forecast | 0 | 0 | 0 | 0 | 0 | 0 | 0 | 0 | 0 | 0 | 0 | 0 | 0 | 0 | 0 | 0 | 0 | 0 | 0 | 0 | 0 | 0 | 0 | 0 | 0
Commercial_Retail_New_Water Heating_Natural Gas_Water Heater_Vintage_Baseline Forecast | Commercial | Retail | New | Water Heating | Natural Gas | Water Heater | Vintage | Vintage | Baseline Forecast | 0 | 0 | 0 | 0 | 0 | 0 | 0 | 0 | 0 | 0 | 0 | 0 | 0 | 0 | 0 | 0 | 0 | 0 | 0 | 0 | 0 | 0 | 0 | 0 | Vintage
Commercial_Retail_New_Food Preparation_Natural Gas_Oven_E1_Baseline Forecast | Commercial | Retail | New | Food Preparation | Natural Gas | Oven | E1 | Standard | Baseline Forecast | 0 | 28058.5413 | 71965.0538 | 91005.5811 | 109717.303 | 128243.7332 | 146584.4908 | 164809.4567 | 182845.0254 | 200719.0553 | 218358.5824 | 235798.0672 | 253074.9122 | 270111.5031 | 286941.7529 | 303526.0294 | 319937.2455 | 336152.591 | 352134.1354 | 367986.4054 | 383651.8728 | 399283.3756 | 0 | 0 | 1
Commercial_Retail_New_Food Preparation_Natural Gas_Oven_E2_Baseline Forecast | Commercial | Retail | New | Food Preparation | Natural Gas | Oven | E2 | ENERGY STAR (EF ≥ 44%) Convection Oven utilizing ASTM Std F1496 | Baseline Forecast | 0 | 40376.9252 | 103559.4676 | 130959.2508 | 157885.8751 | 184545.86 | 210938.6575 | 237164.8279 | 263118.4511 | 288839.6162 | 314223.3259 | 339319.1698 | 364180.9712 | 388697.041 | 412916.181 | 436781.3593 | 460397.4997 | 483731.7772 | 506729.6095 | 529541.4127 | 552084.4023 | 574578.516 | 0 | 0 | 1
Commercial_Retail_New_Food Preparation_Natural Gas_Oven_E3_Baseline Forecast | Commercial | Retail | New | Food Preparation | Natural Gas | Oven | E3 |  | Baseline Forecast | 0 | 0 | 0 | 0 | 0 | 0 | 0 | 0 | 0 | 0 | 0 | 0 | 0 | 0 | 0 | 0 | 0 | 0 | 0 | 0 | 0 | 0 | 0 | 0 | 0
Commercial_Retail_New_Food Preparation_Natural Gas_Oven_E4_Baseline Forecast | Commercial | Retail | New | Food Preparation | Natural Gas | Oven | E4 |  | Baseline Forecast | 0 | 0 | 0 | 0 | 0 | 0 | 0 | 0 | 0 | 0 | 0 | 0 | 0 | 0 | 0 | 0 | 0 | 0 | 0 | 0 | 0 | 0 | 0 | 0 | 0
Commercial_Retail_New_Food Preparation_Natural Gas_Oven_E5_Baseline Forecast | Commercial | Retail | New | Food Preparation | Natural Gas | Oven | E5 |  | Baseline Forecast | 0 | 0 | 0 | 0 | 0 | 0 | 0 | 0 | 0 | 0 | 0 | 0 | 0 | 0 | 0 | 0 | 0 | 0 | 0 | 0 | 0 | 0 | 0 | 0 | 0
Commercial_Retail_New_Food Preparation_Natural Gas_Oven_E6_Baseline Forecast | Commercial | Retail | New | Food Preparation | Natural Gas | Oven | E6 |  | Baseline Forecast | 0 | 0 | 0 | 0 | 0 | 0 | 0 | 0 | 0 | 0 | 0 | 0 | 0 | 0 | 0 | 0 | 0 | 0 | 0 | 0 | 0 | 0 | 0 | 0 | 0
Commercial_Retail_New_Food Preparation_Natural Gas_Oven_E7_Baseline Forecast | Commercial | Retail | New | Food Preparation | Natural Gas | Oven | E7 |  | Baseline Forecast | 0 | 0 | 0 | 0 | 0 | 0 | 0 | 0 | 0 | 0 | 0 | 0 | 0 | 0 | 0 | 0 | 0 | 0 | 0 | 0 | 0 | 0 | 0 | 0 | 0
Commercial_Retail_New_Food Preparation_Natural Gas_Oven_E8_Baseline Forecast | Commercial | Retail | New | Food Preparation | Natural Gas | Oven | E8 |  | Baseline Forecast | 0 | 0 | 0 | 0 | 0 | 0 | 0 | 0 | 0 | 0 | 0 | 0 | 0 | 0 | 0 | 0 | 0 | 0 | 0 | 0 | 0 | 0 | 0 | 0 | 0
Commercial_Retail_New_Food Preparation_Natural Gas_Oven_E9_Baseline Forecast | Commercial | Retail | New | Food Preparation | Natural Gas | Oven | E9 |  | Baseline Forecast | 0 | 0 | 0 | 0 | 0 | 0 | 0 | 0 | 0 | 0 | 0 | 0 | 0 | 0 | 0 | 0 | 0 | 0 | 0 | 0 | 0 | 0 | 0 | 0 | 0
Commercial_Retail_New_Food Preparation_Natural Gas_Oven_E10_Baseline Forecast | Commercial | Retail | New | Food Preparation | Natural Gas | Oven | E10 |  | Baseline Forecast | 0 | 0 | 0 | 0 | 0 | 0 | 0 | 0 | 0 | 0 | 0 | 0 | 0 | 0 | 0 | 0 | 0 | 0 | 0 | 0 | 0 | 0 | 0 | 0 | 0
Commercial_Retail_New_Food Preparation_Natural Gas_Oven_Vintage_Baseline Forecast | Commercial | Retail | New | Food Preparation | Natural Gas | Oven | Vintage | Vintage | Baseline Forecast | 0 | 0 | 0 | 0 | 0 | 0 | 0 | 0 | 0 | 0 | 0 | 0 | 0 | 0 | 0 | 0 | 0 | 0 | 0 | 0 | 0 | 0 | 0 | 0 | Vintage
Commercial_Retail_New_Food Preparation_Natural Gas_Conveyor Oven_E1_Baseline Forecast | Commercial | Retail | New | Food Preparation | Natural Gas | Conveyor Oven | E1 | Standard | Baseline Forecast | 0 | 14029.2706 | 35982.5269 | 45502.7905 | 54858.6515 | 64121.8666 | 73292.2454 | 82404.7284 | 91422.5127 | 100359.5277 | 109179.2912 | 117899.0336 | 126537.4561 | 135055.7515 | 143470.8764 | 151763.0147 | 159968.6228 | 168076.2955 | 176067.0677 | 183993.2027 | 191825.9364 | 199641.6878 | 0 | 0 | 1
Commercial_Retail_New_Food Preparation_Natural Gas_Conveyor Oven_E2_Baseline Forecast | Commercial | Retail | New | Food Preparation | Natural Gas | Conveyor Oven | E2 | ENERGY STAR (EF ≥ 44%) Convection Oven utilizing ASTM Std F1496 | Baseline Forecast | 0 | 20188.4626 | 51779.7338 | 65479.6254 | 78942.9376 | 92272.93 | 105469.3288 | 118582.414 | 131559.2256 | 144419.8081 | 157111.6629 | 169659.5849 | 182090.4856 | 194348.5205 | 206458.0905 | 218390.6797 | 230198.7498 | 241865.8886 | 253364.8047 | 264770.7064 | 276042.2011 | 287289.258 | 0 | 0 | 1
Commercial_Retail_New_Food Preparation_Natural Gas_Conveyor Oven_E3_Baseline Forecast | Commercial | Retail | New | Food Preparation | Natural Gas | Conveyor Oven | E3 |  | Baseline Forecast | 0 | 0 | 0 | 0 | 0 | 0 | 0 | 0 | 0 | 0 | 0 | 0 | 0 | 0 | 0 | 0 | 0 | 0 | 0 | 0 | 0 | 0 | 0 | 0 | 0
Commercial_Retail_New_Food Preparation_Natural Gas_Conveyor Oven_E4_Baseline Forecast | Commercial | Retail | New | Food Preparation | Natural Gas | Conveyor Oven | E4 |  | Baseline Forecast | 0 | 0 | 0 | 0 | 0 | 0 | 0 | 0 | 0 | 0 | 0 | 0 | 0 | 0 | 0 | 0 | 0 | 0 | 0 | 0 | 0 | 0 | 0 | 0 | 0
Commercial_Retail_New_Food Preparation_Natural Gas_Conveyor Oven_E5_Baseline Forecast | Commercial | Retail | New | Food Preparation | Natural Gas | Conveyor Oven | E5 |  | Baseline Forecast | 0 | 0 | 0 | 0 | 0 | 0 | 0 | 0 | 0 | 0 | 0 | 0 | 0 | 0 | 0 | 0 | 0 | 0 | 0 | 0 | 0 | 0 | 0 | 0 | 0
Commercial_Retail_New_Food Preparation_Natural Gas_Conveyor Oven_E6_Baseline Forecast | Commercial | Retail | New | Food Preparation | Natural Gas | Conveyor Oven | E6 |  | Baseline Forecast | 0 | 0 | 0 | 0 | 0 | 0 | 0 | 0 | 0 | 0 | 0 | 0 | 0 | 0 | 0 | 0 | 0 | 0 | 0 | 0 | 0 | 0 | 0 | 0 | 0
Commercial_Retail_New_Food Preparation_Natural Gas_Conveyor Oven_E7_Baseline Forecast | Commercial | Retail | New | Food Preparation | Natural Gas | Conveyor Oven | E7 |  | Baseline Forecast | 0 | 0 | 0 | 0 | 0 | 0 | 0 | 0 | 0 | 0 | 0 | 0 | 0 | 0 | 0 | 0 | 0 | 0 | 0 | 0 | 0 | 0 | 0 | 0 | 0
Commercial_Retail_New_Food Preparation_Natural Gas_Conveyor Oven_E8_Baseline Forecast | Commercial | Retail | New | Food Preparation | Natural Gas | Conveyor Oven | E8 |  | Baseline Forecast | 0 | 0 | 0 | 0 | 0 | 0 | 0 | 0 | 0 | 0 | 0 | 0 | 0 | 0 | 0 | 0 | 0 | 0 | 0 | 0 | 0 | 0 | 0 | 0 | 0
Commercial_Retail_New_Food Preparation_Natural Gas_Conveyor Oven_E9_Baseline Forecast | Commercial | Retail | New | Food Preparation | Natural Gas | Conveyor Oven | E9 |  | Baseline Forecast | 0 | 0 | 0 | 0 | 0 | 0 | 0 | 0 | 0 | 0 | 0 | 0 | 0 | 0 | 0 | 0 | 0 | 0 | 0 | 0 | 0 | 0 | 0 | 0 | 0
Commercial_Retail_New_Food Preparation_Natural Gas_Conveyor Oven_E10_Baseline Forecast | Commercial | Retail | New | Food Preparation | Natural Gas | Conveyor Oven | E10 |  | Baseline Forecast | 0 | 0 | 0 | 0 | 0 | 0 | 0 | 0 | 0 | 0 | 0 | 0 | 0 | 0 | 0 | 0 | 0 | 0 | 0 | 0 | 0 | 0 | 0 | 0 | 0
Commercial_Retail_New_Food Preparation_Natural Gas_Conveyor Oven_Vintage_Baseline Forecast | Commercial | Retail | New | Food Preparation | Natural Gas | Conveyor Oven | Vintage | Vintage | Baseline Forecast | 0 | 0 | 0 | 0 | 0 | 0 | 0 | 0 | 0 | 0 | 0 | 0 | 0 | 0 | 0 | 0 | 0 | 0 | 0 | 0 | 0 | 0 | 0 | 0 | Vintage
Commercial_Retail_New_Food Preparation_Natural Gas_Double Rack Oven_E1_Baseline Forecast | Commercial | Retail | New | Food Preparation | Natural Gas | Double Rack Oven | E1 | Standard | Baseline Forecast | 0 | 14029.2706 | 35982.5269 | 45502.7905 | 54858.6515 | 64121.8666 | 73292.2454 | 82404.7284 | 91422.5127 | 100359.5277 | 109179.2912 | 117899.0336 | 126537.4561 | 135055.7515 | 143470.8764 | 151763.0147 | 159968.6228 | 168076.2955 | 176067.0677 | 183993.2027 | 191825.9364 | 199641.6878 | 0 | 0 | 1
Commercial_Retail_New_Food Preparation_Natural Gas_Double Rack Oven_E2_Baseline Forecast | Commercial | Retail | New | Food Preparation | Natural Gas | Double Rack Oven | E2 | FTSC Qualified (>50% Cooking Efficiency) | Baseline Forecast | 0 | 20188.4626 | 51779.7338 | 65479.6254 | 78942.9376 | 92272.93 | 105469.3288 | 118582.414 | 131559.2256 | 144419.8081 | 157111.6629 | 169659.5849 | 182090.4856 | 194348.5205 | 206458.0905 | 218390.6797 | 230198.7498 | 241865.8886 | 253364.8047 | 264770.7064 | 276042.2011 | 287289.258 | 0 | 0 | 1
Commercial_Retail_New_Food Preparation_Natural Gas_Double Rack Oven_E3_Baseline Forecast | Commercial | Retail | New | Food Preparation | Natural Gas | Double Rack Oven | E3 |  | Baseline Forecast | 0 | 0 | 0 | 0 | 0 | 0 | 0 | 0 | 0 | 0 | 0 | 0 | 0 | 0 | 0 | 0 | 0 | 0 | 0 | 0 | 0 | 0 | 0 | 0 | 0
Commercial_Retail_New_Food Preparation_Natural Gas_Double Rack Oven_E4_Baseline Forecast | Commercial | Retail | New | Food Preparation | Natural Gas | Double Rack Oven | E4 |  | Baseline Forecast | 0 | 0 | 0 | 0 | 0 | 0 | 0 | 0 | 0 | 0 | 0 | 0 | 0 | 0 | 0 | 0 | 0 | 0 | 0 | 0 | 0 | 0 | 0 | 0 | 0
Commercial_Retail_New_Food Preparation_Natural Gas_Double Rack Oven_E5_Baseline Forecast | Commercial | Retail | New | Food Preparation | Natural Gas | Double Rack Oven | E5 |  | Baseline Forecast | 0 | 0 | 0 | 0 | 0 | 0 | 0 | 0 | 0 | 0 | 0 | 0 | 0 | 0 | 0 | 0 | 0 | 0 | 0 | 0 | 0 | 0 | 0 | 0 | 0
Commercial_Retail_New_Food Preparation_Natural Gas_Double Rack Oven_E6_Baseline Forecast | Commercial | Retail | New | Food Preparation | Natural Gas | Double Rack Oven | E6 |  | Baseline Forecast | 0 | 0 | 0 | 0 | 0 | 0 | 0 | 0 | 0 | 0 | 0 | 0 | 0 | 0 | 0 | 0 | 0 | 0 | 0 | 0 | 0 | 0 | 0 | 0 | 0
Commercial_Retail_New_Food Preparation_Natural Gas_Double Rack Oven_E7_Baseline Forecast | Commercial | Retail | New | Food Preparation | Natural Gas | Double Rack Oven | E7 |  | Baseline Forecast | 0 | 0 | 0 | 0 | 0 | 0 | 0 | 0 | 0 | 0 | 0 | 0 | 0 | 0 | 0 | 0 | 0 | 0 | 0 | 0 | 0 | 0 | 0 | 0 | 0
Commercial_Retail_New_Food Preparation_Natural Gas_Double Rack Oven_E8_Baseline Forecast | Commercial | Retail | New | Food Preparation | Natural Gas | Double Rack Oven | E8 |  | Baseline Forecast | 0 | 0 | 0 | 0 | 0 | 0 | 0 | 0 | 0 | 0 | 0 | 0 | 0 | 0 | 0 | 0 | 0 | 0 | 0 | 0 | 0 | 0 | 0 | 0 | 0
Commercial_Retail_New_Food Preparation_Natural Gas_Double Rack Oven_E9_Baseline Forecast | Commercial | Retail | New | Food Preparation | Natural Gas | Double Rack Oven | E9 |  | Baseline Forecast | 0 | 0 | 0 | 0 | 0 | 0 | 0 | 0 | 0 | 0 | 0 | 0 | 0 | 0 | 0 | 0 | 0 | 0 | 0 | 0 | 0 | 0 | 0 | 0 | 0
Commercial_Retail_New_Food Preparation_Natural Gas_Double Rack Oven_E10_Baseline Forecast | Commercial | Retail | New | Food Preparation | Natural Gas | Double Rack Oven | E10 |  | Baseline Forecast | 0 | 0 | 0 | 0 | 0 | 0 | 0 | 0 | 0 | 0 | 0 | 0 | 0 | 0 | 0 | 0 | 0 | 0 | 0 | 0 | 0 | 0 | 0 | 0 | 0
Commercial_Retail_New_Food Preparation_Natural Gas_Double Rack Oven_Vintage_Baseline Forecast | Commercial | Retail | New | Food Preparation | Natural Gas | Double Rack Oven | Vintage | Vintage | Baseline Forecast | 0 | 0 | 0 | 0 | 0 | 0 | 0 | 0 | 0 | 0 | 0 | 0 | 0 | 0 | 0 | 0 | 0 | 0 | 0 | 0 | 0 | 0 | 0 | 0 | Vintage
Commercial_Retail_New_Food Preparation_Natural Gas_Fryer_E1_Baseline Forecast | Commercial | Retail | New | Food Preparation | Natural Gas | Fryer | E1 | Standard | Baseline Forecast | 0 | 88921.5204 | 228067.5227 | 288409.6702 | 347709.7868 | 406422.6873 | 464547.1648 | 522304.6818 | 579461.972 | 636107.3231 | 692009.501 | 747277.7163 | 802030.5032 | 856021.8904 | 909359.3532 | 961917.2914 | 1013926.7768 | 1065315.5199 | 1115963.3144 | 1166201.4198 | 1215847.5207 | 1265385.9832 | 0 | 0 | 1
Commercial_Retail_New_Food Preparation_Natural Gas_Fryer_E2_Baseline Forecast | Commercial | Retail | New | Food Preparation | Natural Gas | Fryer | E2 | ENERGY STAR | Baseline Forecast | 0 | 31242.6963 | 80131.8323 | 101333.1274 | 122168.3035 | 142797.1604 | 163219.2741 | 183512.4558 | 203594.7469 | 223497.1676 | 243138.4733 | 262557.0355 | 281794.5011 | 300764.448 | 319504.6376 | 337970.9402 | 356244.5432 | 374300.0475 | 392095.2186 | 409746.4448 | 427189.6694 | 444595.0752 | 0 | 0 | 1
Commercial_Retail_New_Food Preparation_Natural Gas_Fryer_E3_Baseline Forecast | Commercial | Retail | New | Food Preparation | Natural Gas | Fryer | E3 |  | Baseline Forecast | 0 | 0 | 0 | 0 | 0 | 0 | 0 | 0 | 0 | 0 | 0 | 0 | 0 | 0 | 0 | 0 | 0 | 0 | 0 | 0 | 0 | 0 | 0 | 0 | 0
Commercial_Retail_New_Food Preparation_Natural Gas_Fryer_E4_Baseline Forecast | Commercial | Retail | New | Food Preparation | Natural Gas | Fryer | E4 |  | Baseline Forecast | 0 | 0 | 0 | 0 | 0 | 0 | 0 | 0 | 0 | 0 | 0 | 0 | 0 | 0 | 0 | 0 | 0 | 0 | 0 | 0 | 0 | 0 | 0 | 0 | 0
Commercial_Retail_New_Food Preparation_Natural Gas_Fryer_E5_Baseline Forecast | Commercial | Retail | New | Food Preparation | Natural Gas | Fryer | E5 |  | Baseline Forecast | 0 | 0 | 0 | 0 | 0 | 0 | 0 | 0 | 0 | 0 | 0 | 0 | 0 | 0 | 0 | 0 | 0 | 0 | 0 | 0 | 0 | 0 | 0 | 0 | 0
Commercial_Retail_New_Food Preparation_Natural Gas_Fryer_E6_Baseline Forecast | Commercial | Retail | New | Food Preparation | Natural Gas | Fryer | E6 |  | Baseline Forecast | 0 | 0 | 0 | 0 | 0 | 0 | 0 | 0 | 0 | 0 | 0 | 0 | 0 | 0 | 0 | 0 | 0 | 0 | 0 | 0 | 0 | 0 | 0 | 0 | 0
Commercial_Retail_New_Food Preparation_Natural Gas_Fryer_E7_Baseline Forecast | Commercial | Retail | New | Food Preparation | Natural Gas | Fryer | E7 |  | Baseline Forecast | 0 | 0 | 0 | 0 | 0 | 0 | 0 | 0 | 0 | 0 | 0 | 0 | 0 | 0 | 0 | 0 | 0 | 0 | 0 | 0 | 0 | 0 | 0 | 0 | 0
Commercial_Retail_New_Food Preparation_Natural Gas_Fryer_E8_Baseline Forecast | Commercial | Retail | New | Food Preparation | Natural Gas | Fryer | E8 |  | Baseline Forecast | 0 | 0 | 0 | 0 | 0 | 0 | 0 | 0 | 0 | 0 | 0 | 0 | 0 | 0 | 0 | 0 | 0 | 0 | 0 | 0 | 0 | 0 | 0 | 0 | 0
Commercial_Retail_New_Food Preparation_Natural Gas_Fryer_E9_Baseline Forecast | Commercial | Retail | New | Food Preparation | Natural Gas | Fryer | E9 |  | Baseline Forecast | 0 | 0 | 0 | 0 | 0 | 0 | 0 | 0 | 0 | 0 | 0 | 0 | 0 | 0 | 0 | 0 | 0 | 0 | 0 | 0 | 0 | 0 | 0 | 0 | 0
Commercial_Retail_New_Food Preparation_Natural Gas_Fryer_E10_Baseline Forecast | Commercial | Retail | New | Food Preparation | Natural Gas | Fryer | E10 |  | Baseline Forecast | 0 | 0 | 0 | 0 | 0 | 0 | 0 | 0 | 0 | 0 | 0 | 0 | 0 | 0 | 0 | 0 | 0 | 0 | 0 | 0 | 0 | 0 | 0 | 0 | 0
Commercial_Retail_New_Food Preparation_Natural Gas_Fryer_Vintage_Baseline Forecast | Commercial | Retail | New | Food Preparation | Natural Gas | Fryer | Vintage | Vintage | Baseline Forecast | 0 | 0 | 0 | 0 | 0 | 0 | 0 | 0 | 0 | 0 | 0 | 0 | 0 | 0 | 0 | 0 | 0 | 0 | 0 | 0 | 0 | 0 | 0 | 0 | Vintage
Commercial_Retail_New_Food Preparation_Natural Gas_Broiler_E1_Baseline Forecast | Commercial | Retail | New | Food Preparation | Natural Gas | Broiler | E1 | Standard | Baseline Forecast | 0 | 16448.2888 | 42186.8685 | 53348.6779 | 64317.7374 | 75178.1764 | 85929.7716 | 96613.4882 | 107186.1776 | 117664.1709 | 128004.6955 | 138227.9526 | 148355.8682 | 158342.9436 | 168209.0591 | 177930.9818 | 187551.4543 | 197057.1047 | 206425.6979 | 215718.5087 | 224901.8133 | 234065.2075 | 0 | 0 | 1
Commercial_Retail_New_Food Preparation_Natural Gas_Broiler_E2_Baseline Forecast | Commercial | Retail | New | Food Preparation | Natural Gas | Broiler | E2 | Infrared Burners | Baseline Forecast | 0 | 5779.1285 | 14822.4132 | 18744.1301 | 22598.124 | 26413.9539 | 30191.5414 | 33945.2796 | 37660.0083 | 41341.4654 | 44974.6227 | 48566.5779 | 52125.0348 | 55634.0072 | 59100.4802 | 62516.2909 | 65896.4569 | 69236.28 | 72527.9479 | 75792.9896 | 79019.556 | 82239.127 | 0 | 0 | 1
Commercial_Retail_New_Food Preparation_Natural Gas_Broiler_E3_Baseline Forecast | Commercial | Retail | New | Food Preparation | Natural Gas | Broiler | E3 |  | Baseline Forecast | 0 | 0 | 0 | 0 | 0 | 0 | 0 | 0 | 0 | 0 | 0 | 0 | 0 | 0 | 0 | 0 | 0 | 0 | 0 | 0 | 0 | 0 | 0 | 0 | 0
Commercial_Retail_New_Food Preparation_Natural Gas_Broiler_E4_Baseline Forecast | Commercial | Retail | New | Food Preparation | Natural Gas | Broiler | E4 |  | Baseline Forecast | 0 | 0 | 0 | 0 | 0 | 0 | 0 | 0 | 0 | 0 | 0 | 0 | 0 | 0 | 0 | 0 | 0 | 0 | 0 | 0 | 0 | 0 | 0 | 0 | 0
Commercial_Retail_New_Food Preparation_Natural Gas_Broiler_E5_Baseline Forecast | Commercial | Retail | New | Food Preparation | Natural Gas | Broiler | E5 |  | Baseline Forecast | 0 | 0 | 0 | 0 | 0 | 0 | 0 | 0 | 0 | 0 | 0 | 0 | 0 | 0 | 0 | 0 | 0 | 0 | 0 | 0 | 0 | 0 | 0 | 0 | 0
Commercial_Retail_New_Food Preparation_Natural Gas_Broiler_E6_Baseline Forecast | Commercial | Retail | New | Food Preparation | Natural Gas | Broiler | E6 |  | Baseline Forecast | 0 | 0 | 0 | 0 | 0 | 0 | 0 | 0 | 0 | 0 | 0 | 0 | 0 | 0 | 0 | 0 | 0 | 0 | 0 | 0 | 0 | 0 | 0 | 0 | 0
Commercial_Retail_New_Food Preparation_Natural Gas_Broiler_E7_Baseline Forecast | Commercial | Retail | New | Food Preparation | Natural Gas | Broiler | E7 |  | Baseline Forecast | 0 | 0 | 0 | 0 | 0 | 0 | 0 | 0 | 0 | 0 | 0 | 0 | 0 | 0 | 0 | 0 | 0 | 0 | 0 | 0 | 0 | 0 | 0 | 0 | 0
Commercial_Retail_New_Food Preparation_Natural Gas_Broiler_E8_Baseline Forecast | Commercial | Retail | New | Food Preparation | Natural Gas | Broiler | E8 |  | Baseline Forecast | 0 | 0 | 0 | 0 | 0 | 0 | 0 | 0 | 0 | 0 | 0 | 0 | 0 | 0 | 0 | 0 | 0 | 0 | 0 | 0 | 0 | 0 | 0 | 0 | 0
Commercial_Retail_New_Food Preparation_Natural Gas_Broiler_E9_Baseline Forecast | Commercial | Retail | New | Food Preparation | Natural Gas | Broiler | E9 |  | Baseline Forecast | 0 | 0 | 0 | 0 | 0 | 0 | 0 | 0 | 0 | 0 | 0 | 0 | 0 | 0 | 0 | 0 | 0 | 0 | 0 | 0 | 0 | 0 | 0 | 0 | 0
Commercial_Retail_New_Food Preparation_Natural Gas_Broiler_E10_Baseline Forecast | Commercial | Retail | New | Food Preparation | Natural Gas | Broiler | E10 |  | Baseline Forecast | 0 | 0 | 0 | 0 | 0 | 0 | 0 | 0 | 0 | 0 | 0 | 0 | 0 | 0 | 0 | 0 | 0 | 0 | 0 | 0 | 0 | 0 | 0 | 0 | 0
Commercial_Retail_New_Food Preparation_Natural Gas_Broiler_Vintage_Baseline Forecast | Commercial | Retail | New | Food Preparation | Natural Gas | Broiler | Vintage | Vintage | Baseline Forecast | 0 | 0 | 0 | 0 | 0 | 0 | 0 | 0 | 0 | 0 | 0 | 0 | 0 | 0 | 0 | 0 | 0 | 0 | 0 | 0 | 0 | 0 | 0 | 0 | Vintage
Commercial_Retail_New_Food Preparation_Natural Gas_Griddle_E1_Baseline Forecast | Commercial | Retail | New | Food Preparation | Natural Gas | Griddle | E1 | Standard | Baseline Forecast | 0 | 55169.8126 | 141500.5325 | 178938.7696 | 215730.4968 | 252157.8959 | 288220.2183 | 324054.8664 | 359517.1141 | 394661.7382 | 429345.2733 | 463635.4774 | 497605.8929 | 531103.9111 | 564196.2133 | 596804.873 | 629073.2548 | 660956.5077 | 692380.0519 | 723549.4117 | 754351.4726 | 785086.7511 | 0 | 0 | 1
Commercial_Retail_New_Food Preparation_Natural Gas_Griddle_E2_Baseline Forecast | Commercial | Retail | New | Food Preparation | Natural Gas | Griddle | E2 | ENERGY STAR | Baseline Forecast | 0 | 22534.1488 | 57795.9921 | 73087.6665 | 88115.2733 | 102994.0702 | 117723.7511 | 132360.4384 | 146845.0184 | 161199.8649 | 175366.3792 | 189372.2373 | 203247.4774 | 216929.7665 | 230446.3406 | 243765.3707 | 256945.4139 | 269968.151 | 282803.1198 | 295534.2667 | 308115.3902 | 320669.2363 | 0 | 0 | 1
Commercial_Retail_New_Food Preparation_Natural Gas_Griddle_E3_Baseline Forecast | Commercial | Retail | New | Food Preparation | Natural Gas | Griddle | E3 |  | Baseline Forecast | 0 | 0 | 0 | 0 | 0 | 0 | 0 | 0 | 0 | 0 | 0 | 0 | 0 | 0 | 0 | 0 | 0 | 0 | 0 | 0 | 0 | 0 | 0 | 0 | 0
Commercial_Retail_New_Food Preparation_Natural Gas_Griddle_E4_Baseline Forecast | Commercial | Retail | New | Food Preparation | Natural Gas | Griddle | E4 |  | Baseline Forecast | 0 | 0 | 0 | 0 | 0 | 0 | 0 | 0 | 0 | 0 | 0 | 0 | 0 | 0 | 0 | 0 | 0 | 0 | 0 | 0 | 0 | 0 | 0 | 0 | 0
Commercial_Retail_New_Food Preparation_Natural Gas_Griddle_E5_Baseline Forecast | Commercial | Retail | New | Food Preparation | Natural Gas | Griddle | E5 |  | Baseline Forecast | 0 | 0 | 0 | 0 | 0 | 0 | 0 | 0 | 0 | 0 | 0 | 0 | 0 | 0 | 0 | 0 | 0 | 0 | 0 | 0 | 0 | 0 | 0 | 0 | 0
Commercial_Retail_New_Food Preparation_Natural Gas_Griddle_E6_Baseline Forecast | Commercial | Retail | New | Food Preparation | Natural Gas | Griddle | E6 |  | Baseline Forecast | 0 | 0 | 0 | 0 | 0 | 0 | 0 | 0 | 0 | 0 | 0 | 0 | 0 | 0 | 0 | 0 | 0 | 0 | 0 | 0 | 0 | 0 | 0 | 0 | 0
Commercial_Retail_New_Food Preparation_Natural Gas_Griddle_E7_Baseline Forecast | Commercial | Retail | New | Food Preparation | Natural Gas | Griddle | E7 |  | Baseline Forecast | 0 | 0 | 0 | 0 | 0 | 0 | 0 | 0 | 0 | 0 | 0 | 0 | 0 | 0 | 0 | 0 | 0 | 0 | 0 | 0 | 0 | 0 | 0 | 0 | 0
Commercial_Retail_New_Food Preparation_Natural Gas_Griddle_E8_Baseline Forecast | Commercial | Retail | New | Food Preparation | Natural Gas | Griddle | E8 |  | Baseline Forecast | 0 | 0 | 0 | 0 | 0 | 0 | 0 | 0 | 0 | 0 | 0 | 0 | 0 | 0 | 0 | 0 | 0 | 0 | 0 | 0 | 0 | 0 | 0 | 0 | 0
Commercial_Retail_New_Food Preparation_Natural Gas_Griddle_E9_Baseline Forecast | Commercial | Retail | New | Food Preparation | Natural Gas | Griddle | E9 |  | Baseline Forecast | 0 | 0 | 0 | 0 | 0 | 0 | 0 | 0 | 0 | 0 | 0 | 0 | 0 | 0 | 0 | 0 | 0 | 0 | 0 | 0 | 0 | 0 | 0 | 0 | 0
Commercial_Retail_New_Food Preparation_Natural Gas_Griddle_E10_Baseline Forecast | Commercial | Retail | New | Food Preparation | Natural Gas | Griddle | E10 |  | Baseline Forecast | 0 | 0 | 0 | 0 | 0 | 0 | 0 | 0 | 0 | 0 | 0 | 0 | 0 | 0 | 0 | 0 | 0 | 0 | 0 | 0 | 0 | 0 | 0 | 0 | 0
Commercial_Retail_New_Food Preparation_Natural Gas_Griddle_Vintage_Baseline Forecast | Commercial | Retail | New | Food Preparation | Natural Gas | Griddle | Vintage | Vintage | Baseline Forecast | 0 | 0 | 0 | 0 | 0 | 0 | 0 | 0 | 0 | 0 | 0 | 0 | 0 | 0 | 0 | 0 | 0 | 0 | 0 | 0 | 0 | 0 | 0 | 0 | Vintage
Commercial_Retail_New_Food Preparation_Natural Gas_Range_E1_Baseline Forecast | Commercial | Retail | New | Food Preparation | Natural Gas | Range | E1 | Standard | Baseline Forecast | 0 | 43751.6972 | 112215.1438 | 141905.0474 | 171082.2447 | 199970.5164 | 228569.2688 | 256987.467 | 285110.3381 | 312981.3219 | 340486.6451 | 367680.0423 | 394619.8353 | 421184.9999 | 447428.4167 | 473288.2871 | 498878.3046 | 524162.9007 | 549082.9308 | 573801.3833 | 598228.5542 | 622602.7643 | 0 | 0 | 1
Commercial_Retail_New_Food Preparation_Natural Gas_Range_E2_Baseline Forecast | Commercial | Retail | New | Food Preparation | Natural Gas | Range | E2 | High Efficiency | Baseline Forecast | 0 | 62959.7594 | 161480.3289 | 204204.8243 | 246191.5229 | 287762.4505 | 328916.7526 | 369811.2331 | 410280.7305 | 450387.7558 | 489968.5869 | 529100.5487 | 567867.5679 | 606095.4876 | 643860.4045 | 681073.3888 | 717898.0481 | 754283.1986 | 790143.7298 | 825714.1858 | 860865.4805 | 895940.5632 | 0 | 0 | 1
Commercial_Retail_New_Food Preparation_Natural Gas_Range_E3_Baseline Forecast | Commercial | Retail | New | Food Preparation | Natural Gas | Range | E3 |  | Baseline Forecast | 0 | 0 | 0 | 0 | 0 | 0 | 0 | 0 | 0 | 0 | 0 | 0 | 0 | 0 | 0 | 0 | 0 | 0 | 0 | 0 | 0 | 0 | 0 | 0 | 0
Commercial_Retail_New_Food Preparation_Natural Gas_Range_E4_Baseline Forecast | Commercial | Retail | New | Food Preparation | Natural Gas | Range | E4 |  | Baseline Forecast | 0 | 0 | 0 | 0 | 0 | 0 | 0 | 0 | 0 | 0 | 0 | 0 | 0 | 0 | 0 | 0 | 0 | 0 | 0 | 0 | 0 | 0 | 0 | 0 | 0
Commercial_Retail_New_Food Preparation_Natural Gas_Range_E5_Baseline Forecast | Commercial | Retail | New | Food Preparation | Natural Gas | Range | E5 |  | Baseline Forecast | 0 | 0 | 0 | 0 | 0 | 0 | 0 | 0 | 0 | 0 | 0 | 0 | 0 | 0 | 0 | 0 | 0 | 0 | 0 | 0 | 0 | 0 | 0 | 0 | 0
Commercial_Retail_New_Food Preparation_Natural Gas_Range_E6_Baseline Forecast | Commercial | Retail | New | Food Preparation | Natural Gas | Range | E6 |  | Baseline Forecast | 0 | 0 | 0 | 0 | 0 | 0 | 0 | 0 | 0 | 0 | 0 | 0 | 0 | 0 | 0 | 0 | 0 | 0 | 0 | 0 | 0 | 0 | 0 | 0 | 0
Commercial_Retail_New_Food Preparation_Natural Gas_Range_E7_Baseline Forecast | Commercial | Retail | New | Food Preparation | Natural Gas | Range | E7 |  | Baseline Forecast | 0 | 0 | 0 | 0 | 0 | 0 | 0 | 0 | 0 | 0 | 0 | 0 | 0 | 0 | 0 | 0 | 0 | 0 | 0 | 0 | 0 | 0 | 0 | 0 | 0
Commercial_Retail_New_Food Preparation_Natural Gas_Range_E8_Baseline Forecast | Commercial | Retail | New | Food Preparation | Natural Gas | Range | E8 |  | Baseline Forecast | 0 | 0 | 0 | 0 | 0 | 0 | 0 | 0 | 0 | 0 | 0 | 0 | 0 | 0 | 0 | 0 | 0 | 0 | 0 | 0 | 0 | 0 | 0 | 0 | 0
Commercial_Retail_New_Food Preparation_Natural Gas_Range_E9_Baseline Forecast | Commercial | Retail | New | Food Preparation | Natural Gas | Range | E9 |  | Baseline Forecast | 0 | 0 | 0 | 0 | 0 | 0 | 0 | 0 | 0 | 0 | 0 | 0 | 0 | 0 | 0 | 0 | 0 | 0 | 0 | 0 | 0 | 0 | 0 | 0 | 0
Commercial_Retail_New_Food Preparation_Natural Gas_Range_E10_Baseline Forecast | Commercial | Retail | New | Food Preparation | Natural Gas | Range | E10 |  | Baseline Forecast | 0 | 0 | 0 | 0 | 0 | 0 | 0 | 0 | 0 | 0 | 0 | 0 | 0 | 0 | 0 | 0 | 0 | 0 | 0 | 0 | 0 | 0 | 0 | 0 | 0
Commercial_Retail_New_Food Preparation_Natural Gas_Range_Vintage_Baseline Forecast | Commercial | Retail | New | Food Preparation | Natural Gas | Range | Vintage | Vintage | Baseline Forecast | 0 | 0 | 0 | 0 | 0 | 0 | 0 | 0 | 0 | 0 | 0 | 0 | 0 | 0 | 0 | 0 | 0 | 0 | 0 | 0 | 0 | 0 | 0 | 0 | Vintage
Commercial_Retail_New_Food Preparation_Natural Gas_Steamer_E1_Baseline Forecast | Commercial | Retail | New | Food Preparation | Natural Gas | Steamer | E1 | Standard | Baseline Forecast | 0 | 10162.6765 | 26065.4164 | 32961.8091 | 39739.11 | 46449.2991 | 53092.2384 | 59693.2385 | 66225.6397 | 72699.5324 | 79088.4892 | 85404.9915 | 91662.5865 | 97833.1626 | 103929.0028 | 109935.7526 | 115879.8207 | 121752.9454 | 127541.3883 | 133283.0087 | 138956.97 | 144618.6295 | 0 | 0 | 1
Commercial_Retail_New_Food Preparation_Natural Gas_Steamer_E2_Baseline Forecast | Commercial | Retail | New | Food Preparation | Natural Gas | Steamer | E2 | ENERGY STAR | Baseline Forecast | 0 | 10162.6765 | 26065.4164 | 32961.8091 | 39739.11 | 46449.2991 | 53092.2384 | 59693.2385 | 66225.6397 | 72699.5324 | 79088.4892 | 85404.9915 | 91662.5865 | 97833.1626 | 103929.0028 | 109935.7526 | 115879.8207 | 121752.9454 | 127541.3883 | 133283.0087 | 138956.97 | 144618.6295 | 0 | 0 | 1
Commercial_Retail_New_Food Preparation_Natural Gas_Steamer_E3_Baseline Forecast | Commercial | Retail | New | Food Preparation | Natural Gas | Steamer | E3 |  | Baseline Forecast | 0 | 0 | 0 | 0 | 0 | 0 | 0 | 0 | 0 | 0 | 0 | 0 | 0 | 0 | 0 | 0 | 0 | 0 | 0 | 0 | 0 | 0 | 0 | 0 | 0
Commercial_Retail_New_Food Preparation_Natural Gas_Steamer_E4_Baseline Forecast | Commercial | Retail | New | Food Preparation | Natural Gas | Steamer | E4 |  | Baseline Forecast | 0 | 0 | 0 | 0 | 0 | 0 | 0 | 0 | 0 | 0 | 0 | 0 | 0 | 0 | 0 | 0 | 0 | 0 | 0 | 0 | 0 | 0 | 0 | 0 | 0
Commercial_Retail_New_Food Preparation_Natural Gas_Steamer_E5_Baseline Forecast | Commercial | Retail | New | Food Preparation | Natural Gas | Steamer | E5 |  | Baseline Forecast | 0 | 0 | 0 | 0 | 0 | 0 | 0 | 0 | 0 | 0 | 0 | 0 | 0 | 0 | 0 | 0 | 0 | 0 | 0 | 0 | 0 | 0 | 0 | 0 | 0
Commercial_Retail_New_Food Preparation_Natural Gas_Steamer_E6_Baseline Forecast | Commercial | Retail | New | Food Preparation | Natural Gas | Steamer | E6 |  | Baseline Forecast | 0 | 0 | 0 | 0 | 0 | 0 | 0 | 0 | 0 | 0 | 0 | 0 | 0 | 0 | 0 | 0 | 0 | 0 | 0 | 0 | 0 | 0 | 0 | 0 | 0
Commercial_Retail_New_Food Preparation_Natural Gas_Steamer_E7_Baseline Forecast | Commercial | Retail | New | Food Preparation | Natural Gas | Steamer | E7 |  | Baseline Forecast | 0 | 0 | 0 | 0 | 0 | 0 | 0 | 0 | 0 | 0 | 0 | 0 | 0 | 0 | 0 | 0 | 0 | 0 | 0 | 0 | 0 | 0 | 0 | 0 | 0
Commercial_Retail_New_Food Preparation_Natural Gas_Steamer_E8_Baseline Forecast | Commercial | Retail | New | Food Preparation | Natural Gas | Steamer | E8 |  | Baseline Forecast | 0 | 0 | 0 | 0 | 0 | 0 | 0 | 0 | 0 | 0 | 0 | 0 | 0 | 0 | 0 | 0 | 0 | 0 | 0 | 0 | 0 | 0 | 0 | 0 | 0
Commercial_Retail_New_Food Preparation_Natural Gas_Steamer_E9_Baseline Forecast | Commercial | Retail | New | Food Preparation | Natural Gas | Steamer | E9 |  | Baseline Forecast | 0 | 0 | 0 | 0 | 0 | 0 | 0 | 0 | 0 | 0 | 0 | 0 | 0 | 0 | 0 | 0 | 0 | 0 | 0 | 0 | 0 | 0 | 0 | 0 | 0
Commercial_Retail_New_Food Preparation_Natural Gas_Steamer_E10_Baseline Forecast | Commercial | Retail | New | Food Preparation | Natural Gas | Steamer | E10 |  | Baseline Forecast | 0 | 0 | 0 | 0 | 0 | 0 | 0 | 0 | 0 | 0 | 0 | 0 | 0 | 0 | 0 | 0 | 0 | 0 | 0 | 0 | 0 | 0 | 0 | 0 | 0
Commercial_Retail_New_Food Preparation_Natural Gas_Steamer_Vintage_Baseline Forecast | Commercial | Retail | New | Food Preparation | Natural Gas | Steamer | Vintage | Vintage | Baseline Forecast | 0 | 0 | 0 | 0 | 0 | 0 | 0 | 0 | 0 | 0 | 0 | 0 | 0 | 0 | 0 | 0 | 0 | 0 | 0 | 0 | 0 | 0 | 0 | 0 | Vintage
Commercial_Retail_New_Food Preparation_Natural Gas_Food Prep Other_E1_Baseline Forecast | Commercial | Retail | New | Food Preparation | Natural Gas | Food Prep Other | E1 | Standard | Baseline Forecast | 0 | 15040.7612 | 38576.8163 | 48783.4775 | 58813.8829 | 68744.9627 | 78576.5129 | 88345.9929 | 98013.9468 | 107595.3079 | 117050.964 | 126399.3875 | 135660.6281 | 144793.0806 | 153814.9241 | 162704.9138 | 171502.1347 | 180194.3591 | 188761.2548 | 197258.8529 | 205656.3156 | 214035.5717 | 0 | 0 | 1
Commercial_Retail_New_Food Preparation_Natural Gas_Food Prep Other_E2_Baseline Forecast | Commercial | Retail | New | Food Preparation | Natural Gas | Food Prep Other | E2 | ENERGY STAR | Baseline Forecast | 0 | 5284.5918 | 13554.0165 | 17140.1407 | 20664.3372 | 24153.6355 | 27607.964 | 31040.484 | 34437.3327 | 37803.7568 | 41126.0144 | 44410.5956 | 47664.545 | 50873.2445 | 54043.0814 | 57166.5913 | 60257.5068 | 63311.5316 | 66321.5219 | 69307.1645 | 72257.6244 | 75201.6873 | 0 | 0 | 1
Commercial_Retail_New_Food Preparation_Natural Gas_Food Prep Other_E3_Baseline Forecast | Commercial | Retail | New | Food Preparation | Natural Gas | Food Prep Other | E3 |  | Baseline Forecast | 0 | 0 | 0 | 0 | 0 | 0 | 0 | 0 | 0 | 0 | 0 | 0 | 0 | 0 | 0 | 0 | 0 | 0 | 0 | 0 | 0 | 0 | 0 | 0 | 0
Commercial_Retail_New_Food Preparation_Natural Gas_Food Prep Other_E4_Baseline Forecast | Commercial | Retail | New | Food Preparation | Natural Gas | Food Prep Other | E4 |  | Baseline Forecast | 0 | 0 | 0 | 0 | 0 | 0 | 0 | 0 | 0 | 0 | 0 | 0 | 0 | 0 | 0 | 0 | 0 | 0 | 0 | 0 | 0 | 0 | 0 | 0 | 0
Commercial_Retail_New_Food Preparation_Natural Gas_Food Prep Other_E5_Baseline Forecast | Commercial | Retail | New | Food Preparation | Natural Gas | Food Prep Other | E5 |  | Baseline Forecast | 0 | 0 | 0 | 0 | 0 | 0 | 0 | 0 | 0 | 0 | 0 | 0 | 0 | 0 | 0 | 0 | 0 | 0 | 0 | 0 | 0 | 0 | 0 | 0 | 0
Commercial_Retail_New_Food Preparation_Natural Gas_Food Prep Other_E6_Baseline Forecast | Commercial | Retail | New | Food Preparation | Natural Gas | Food Prep Other | E6 |  | Baseline Forecast | 0 | 0 | 0 | 0 | 0 | 0 | 0 | 0 | 0 | 0 | 0 | 0 | 0 | 0 | 0 | 0 | 0 | 0 | 0 | 0 | 0 | 0 | 0 | 0 | 0
Commercial_Retail_New_Food Preparation_Natural Gas_Food Prep Other_E7_Baseline Forecast | Commercial | Retail | New | Food Preparation | Natural Gas | Food Prep Other | E7 |  | Baseline Forecast | 0 | 0 | 0 | 0 | 0 | 0 | 0 | 0 | 0 | 0 | 0 | 0 | 0 | 0 | 0 | 0 | 0 | 0 | 0 | 0 | 0 | 0 | 0 | 0 | 0
Commercial_Retail_New_Food Preparation_Natural Gas_Food Prep Other_E8_Baseline Forecast | Commercial | Retail | New | Food Preparation | Natural Gas | Food Prep Other | E8 |  | Baseline Forecast | 0 | 0 | 0 | 0 | 0 | 0 | 0 | 0 | 0 | 0 | 0 | 0 | 0 | 0 | 0 | 0 | 0 | 0 | 0 | 0 | 0 | 0 | 0 | 0 | 0
Commercial_Retail_New_Food Preparation_Natural Gas_Food Prep Other_E9_Baseline Forecast | Commercial | Retail | New | Food Preparation | Natural Gas | Food Prep Other | E9 |  | Baseline Forecast | 0 | 0 | 0 | 0 | 0 | 0 | 0 | 0 | 0 | 0 | 0 | 0 | 0 | 0 | 0 | 0 | 0 | 0 | 0 | 0 | 0 | 0 | 0 | 0 | 0
Commercial_Retail_New_Food Preparation_Natural Gas_Food Prep Other_E10_Baseline Forecast | Commercial | Retail | New | Food Preparation | Natural Gas | Food Prep Other | E10 |  | Baseline Forecast | 0 | 0 | 0 | 0 | 0 | 0 | 0 | 0 | 0 | 0 | 0 | 0 | 0 | 0 | 0 | 0 | 0 | 0 | 0 | 0 | 0 | 0 | 0 | 0 | 0
Commercial_Retail_New_Food Preparation_Natural Gas_Food Prep Other_Vintage_Baseline Forecast | Commercial | Retail | New | Food Preparation | Natural Gas | Food Prep Other | Vintage | Vintage | Baseline Forecast | 0 | 0 | 0 | 0 | 0 | 0 | 0 | 0 | 0 | 0 | 0 | 0 | 0 | 0 | 0 | 0 | 0 | 0 | 0 | 0 | 0 | 0 | 0 | 0 | Vintage
Commercial_Retail_New_Miscellaneous_Natural Gas_Pool Heater_E1_Baseline Forecast | Commercial | Retail | New | Miscellaneous | Natural Gas | Pool Heater | E1 | Standard (EF .82) | Baseline Forecast | 0 | 4220.3077 | 10824.3214 | 13688.2224 | 16502.6675 | 19289.2427 | 22047.8908 | 24789.1225 | 27501.8669 | 30190.3141 | 32843.4895 | 35466.5764 | 38065.2005 | 40627.6878 | 43159.1391 | 45653.5935 | 48122.0176 | 50560.9807 | 52964.7777 | 55349.1303 | 57705.3858 | 60056.5327 | 0 | 0 | 1
Commercial_Retail_New_Miscellaneous_Natural Gas_Pool Heater_E2_Baseline Forecast | Commercial | Retail | New | Miscellaneous | Natural Gas | Pool Heater | E2 | Condensing (EF .90) | Baseline Forecast | 0 | 468.9231 | 1202.7024 | 1520.9136 | 1833.6297 | 2143.2492 | 2449.7656 | 2754.3469 | 3055.763 | 3354.4793 | 3649.2766 | 3940.7307 | 4229.4667 | 4514.1875 | 4795.4599 | 5072.6215 | 5346.8908 | 5617.8867 | 5884.9753 | 6149.9034 | 6411.7095 | 6672.9481 | 0 | 0 | 1
Commercial_Retail_New_Miscellaneous_Natural Gas_Pool Heater_E3_Baseline Forecast | Commercial | Retail | New | Miscellaneous | Natural Gas | Pool Heater | E3 |  | Baseline Forecast | 0 | 0 | 0 | 0 | 0 | 0 | 0 | 0 | 0 | 0 | 0 | 0 | 0 | 0 | 0 | 0 | 0 | 0 | 0 | 0 | 0 | 0 | 0 | 0 | 0
Commercial_Retail_New_Miscellaneous_Natural Gas_Pool Heater_E4_Baseline Forecast | Commercial | Retail | New | Miscellaneous | Natural Gas | Pool Heater | E4 |  | Baseline Forecast | 0 | 0 | 0 | 0 | 0 | 0 | 0 | 0 | 0 | 0 | 0 | 0 | 0 | 0 | 0 | 0 | 0 | 0 | 0 | 0 | 0 | 0 | 0 | 0 | 0
Commercial_Retail_New_Miscellaneous_Natural Gas_Pool Heater_E5_Baseline Forecast | Commercial | Retail | New | Miscellaneous | Natural Gas | Pool Heater | E5 |  | Baseline Forecast | 0 | 0 | 0 | 0 | 0 | 0 | 0 | 0 | 0 | 0 | 0 | 0 | 0 | 0 | 0 | 0 | 0 | 0 | 0 | 0 | 0 | 0 | 0 | 0 | 0
Commercial_Retail_New_Miscellaneous_Natural Gas_Pool Heater_E6_Baseline Forecast | Commercial | Retail | New | Miscellaneous | Natural Gas | Pool Heater | E6 |  | Baseline Forecast | 0 | 0 | 0 | 0 | 0 | 0 | 0 | 0 | 0 | 0 | 0 | 0 | 0 | 0 | 0 | 0 | 0 | 0 | 0 | 0 | 0 | 0 | 0 | 0 | 0
Commercial_Retail_New_Miscellaneous_Natural Gas_Pool Heater_E7_Baseline Forecast | Commercial | Retail | New | Miscellaneous | Natural Gas | Pool Heater | E7 |  | Baseline Forecast | 0 | 0 | 0 | 0 | 0 | 0 | 0 | 0 | 0 | 0 | 0 | 0 | 0 | 0 | 0 | 0 | 0 | 0 | 0 | 0 | 0 | 0 | 0 | 0 | 0
Commercial_Retail_New_Miscellaneous_Natural Gas_Pool Heater_E8_Baseline Forecast | Commercial | Retail | New | Miscellaneous | Natural Gas | Pool Heater | E8 |  | Baseline Forecast | 0 | 0 | 0 | 0 | 0 | 0 | 0 | 0 | 0 | 0 | 0 | 0 | 0 | 0 | 0 | 0 | 0 | 0 | 0 | 0 | 0 | 0 | 0 | 0 | 0
Commercial_Retail_New_Miscellaneous_Natural Gas_Pool Heater_E9_Baseline Forecast | Commercial | Retail | New | Miscellaneous | Natural Gas | Pool Heater | E9 |  | Baseline Forecast | 0 | 0 | 0 | 0 | 0 | 0 | 0 | 0 | 0 | 0 | 0 | 0 | 0 | 0 | 0 | 0 | 0 | 0 | 0 | 0 | 0 | 0 | 0 | 0 | 0
Commercial_Retail_New_Miscellaneous_Natural Gas_Pool Heater_E10_Baseline Forecast | Commercial | Retail | New | Miscellaneous | Natural Gas | Pool Heater | E10 |  | Baseline Forecast | 0 | 0 | 0 | 0 | 0 | 0 | 0 | 0 | 0 | 0 | 0 | 0 | 0 | 0 | 0 | 0 | 0 | 0 | 0 | 0 | 0 | 0 | 0 | 0 | 0
Commercial_Retail_New_Miscellaneous_Natural Gas_Pool Heater_Vintage_Baseline Forecast | Commercial | Retail | New | Miscellaneous | Natural Gas | Pool Heater | Vintage | Vintage | Baseline Forecast | 0 | 0 | 0 | 0 | 0 | 0 | 0 | 0 | 0 | 0 | 0 | 0 | 0 | 0 | 0 | 0 | 0 | 0 | 0 | 0 | 0 | 0 | 0 | 0 | Vintage
Commercial_Retail_New_Miscellaneous_Natural Gas_Miscellaneous_E1_Baseline Forecast | Commercial | Retail | New | Miscellaneous | Natural Gas | Miscellaneous | E1 | Standard | Baseline Forecast | 0 | 1824363.9712 | 4679161.6883 | 5917175.1566 | 7133809.7323 | 8338396.6508 | 9530911.1537 | 10715896.8877 | 11888568.0305 | 13050735.9419 | 14197656.4946 | 15331570.3147 | 16454909.3141 | 17562627.0074 | 18656928.4211 | 19735236.6691 | 20802292.5517 | 21856612.9355 | 22895731.5987 | 23926444.851 | 24945012.2066 | 25961371.192 | 0 | 0 | 1
Commercial_Retail_New_Miscellaneous_Natural Gas_Miscellaneous_E2_Baseline Forecast | Commercial | Retail | New | Miscellaneous | Natural Gas | Miscellaneous | E2 |  | Baseline Forecast | 0 | 0 | 0 | 0 | 0 | 0 | 0 | 0 | 0 | 0 | 0 | 0 | 0 | 0 | 0 | 0 | 0 | 0 | 0 | 0 | 0 | 0 | 0 | 0 | 0
Commercial_Retail_New_Miscellaneous_Natural Gas_Miscellaneous_E3_Baseline Forecast | Commercial | Retail | New | Miscellaneous | Natural Gas | Miscellaneous | E3 |  | Baseline Forecast | 0 | 0 | 0 | 0 | 0 | 0 | 0 | 0 | 0 | 0 | 0 | 0 | 0 | 0 | 0 | 0 | 0 | 0 | 0 | 0 | 0 | 0 | 0 | 0 | 0
Commercial_Retail_New_Miscellaneous_Natural Gas_Miscellaneous_E4_Baseline Forecast | Commercial | Retail | New | Miscellaneous | Natural Gas | Miscellaneous | E4 |  | Baseline Forecast | 0 | 0 | 0 | 0 | 0 | 0 | 0 | 0 | 0 | 0 | 0 | 0 | 0 | 0 | 0 | 0 | 0 | 0 | 0 | 0 | 0 | 0 | 0 | 0 | 0
Commercial_Retail_New_Miscellaneous_Natural Gas_Miscellaneous_E5_Baseline Forecast | Commercial | Retail | New | Miscellaneous | Natural Gas | Miscellaneous | E5 |  | Baseline Forecast | 0 | 0 | 0 | 0 | 0 | 0 | 0 | 0 | 0 | 0 | 0 | 0 | 0 | 0 | 0 | 0 | 0 | 0 | 0 | 0 | 0 | 0 | 0 | 0 | 0
Commercial_Retail_New_Miscellaneous_Natural Gas_Miscellaneous_E6_Baseline Forecast | Commercial | Retail | New | Miscellaneous | Natural Gas | Miscellaneous | E6 |  | Baseline Forecast | 0 | 0 | 0 | 0 | 0 | 0 | 0 | 0 | 0 | 0 | 0 | 0 | 0 | 0 | 0 | 0 | 0 | 0 | 0 | 0 | 0 | 0 | 0 | 0 | 0
Commercial_Retail_New_Miscellaneous_Natural Gas_Miscellaneous_E7_Baseline Forecast | Commercial | Retail | New | Miscellaneous | Natural Gas | Miscellaneous | E7 |  | Baseline Forecast | 0 | 0 | 0 | 0 | 0 | 0 | 0 | 0 | 0 | 0 | 0 | 0 | 0 | 0 | 0 | 0 | 0 | 0 | 0 | 0 | 0 | 0 | 0 | 0 | 0
Commercial_Retail_New_Miscellaneous_Natural Gas_Miscellaneous_E8_Baseline Forecast | Commercial | Retail | New | Miscellaneous | Natural Gas | Miscellaneous | E8 |  | Baseline Forecast | 0 | 0 | 0 | 0 | 0 | 0 | 0 | 0 | 0 | 0 | 0 | 0 | 0 | 0 | 0 | 0 | 0 | 0 | 0 | 0 | 0 | 0 | 0 | 0 | 0
Commercial_Retail_New_Miscellaneous_Natural Gas_Miscellaneous_E9_Baseline Forecast | Commercial | Retail | New | Miscellaneous | Natural Gas | Miscellaneous | E9 |  | Baseline Forecast | 0 | 0 | 0 | 0 | 0 | 0 | 0 | 0 | 0 | 0 | 0 | 0 | 0 | 0 | 0 | 0 | 0 | 0 | 0 | 0 | 0 | 0 | 0 | 0 | 0
Commercial_Retail_New_Miscellaneous_Natural Gas_Miscellaneous_E10_Baseline Forecast | Commercial | Retail | New | Miscellaneous | Natural Gas | Miscellaneous | E10 |  | Baseline Forecast | 0 | 0 | 0 | 0 | 0 | 0 | 0 | 0 | 0 | 0 | 0 | 0 | 0 | 0 | 0 | 0 | 0 | 0 | 0 | 0 | 0 | 0 | 0 | 0 | 0
Commercial_Retail_New_Miscellaneous_Natural Gas_Miscellaneous_Vintage_Baseline Forecast | Commercial | Retail | New | Miscellaneous | Natural Gas | Miscellaneous | Vintage | Vintage | Baseline Forecast | 0 | 0 | 0 | 0 | 0 | 0 | 0 | 0 | 0 | 0 | 0 | 0 | 0 | 0 | 0 | 0 | 0 | 0 | 0 | 0 | 0 | 0 | 0 | 0 | Vintage
Commercial_Restaurant_Existing_Space Heating_Natural Gas_Furnace_E1_Baseline Forecast | Commercial | Restaurant | Existing | Space Heating | Natural Gas | Furnace | E1 | AFUE 80% (Standard) | Baseline Forecast | 0 | 107420.8202 | 218370.5265 | 332189.7508 | 448277.7802 | 566088.0025 | 685123.6914 | 804934.11 | 925110.9047 | 1045284.7722 | 1165122.3753 | 1284323.4919 | 1391389.9735 | 1487273.2696 | 1572853.5568 | 1648945.027 | 1716300.7848 | 1775617.381 | 1827539.0117 | 1872661.405 | 1911535.4214 | 1944670.3861 | 0 | 0 | 400
Commercial_Restaurant_Existing_Space Heating_Natural Gas_Furnace_E2_Baseline Forecast | Commercial | Restaurant | Existing | Space Heating | Natural Gas | Furnace | E2 | AFUE 90% | Baseline Forecast | 0 | 0 | 0 | 0 | 0 | 0 | 0 | 0 | 0 | 0 | 0 | 0 | 0 | 0 | 0 | 0 | 0 | 0 | 0 | 0 | 0 | 0 | 0 | 0 | 400
Commercial_Restaurant_Existing_Space Heating_Natural Gas_Furnace_E3_Baseline Forecast | Commercial | Restaurant | Existing | Space Heating | Natural Gas | Furnace | E3 | AFUE 95% | Baseline Forecast | 0 | 0 | 0 | 0 | 0 | 0 | 0 | 0 | 0 | 0 | 0 | 0 | 0 | 0 | 0 | 0 | 0 | 0 | 0 | 0 | 0 | 0 | 0 | 0 | 400
Commercial_Restaurant_Existing_Space Heating_Natural Gas_Furnace_E4_Baseline Forecast | Commercial | Restaurant | Existing | Space Heating | Natural Gas | Furnace | E4 |  | Baseline Forecast | 0 | 0 | 0 | 0 | 0 | 0 | 0 | 0 | 0 | 0 | 0 | 0 | 0 | 0 | 0 | 0 | 0 | 0 | 0 | 0 | 0 | 0 | 0 | 0 | 0
Commercial_Restaurant_Existing_Space Heating_Natural Gas_Furnace_E5_Baseline Forecast | Commercial | Restaurant | Existing | Space Heating | Natural Gas | Furnace | E5 |  | Baseline Forecast | 0 | 0 | 0 | 0 | 0 | 0 | 0 | 0 | 0 | 0 | 0 | 0 | 0 | 0 | 0 | 0 | 0 | 0 | 0 | 0 | 0 | 0 | 0 | 0 | 0
Commercial_Restaurant_Existing_Space Heating_Natural Gas_Furnace_E6_Baseline Forecast | Commercial | Restaurant | Existing | Space Heating | Natural Gas | Furnace | E6 |  | Baseline Forecast | 0 | 0 | 0 | 0 | 0 | 0 | 0 | 0 | 0 | 0 | 0 | 0 | 0 | 0 | 0 | 0 | 0 | 0 | 0 | 0 | 0 | 0 | 0 | 0 | 0
Commercial_Restaurant_Existing_Space Heating_Natural Gas_Furnace_E7_Baseline Forecast | Commercial | Restaurant | Existing | Space Heating | Natural Gas | Furnace | E7 |  | Baseline Forecast | 0 | 0 | 0 | 0 | 0 | 0 | 0 | 0 | 0 | 0 | 0 | 0 | 0 | 0 | 0 | 0 | 0 | 0 | 0 | 0 | 0 | 0 | 0 | 0 | 0
Commercial_Restaurant_Existing_Space Heating_Natural Gas_Furnace_E8_Baseline Forecast | Commercial | Restaurant | Existing | Space Heating | Natural Gas | Furnace | E8 |  | Baseline Forecast | 0 | 0 | 0 | 0 | 0 | 0 | 0 | 0 | 0 | 0 | 0 | 0 | 0 | 0 | 0 | 0 | 0 | 0 | 0 | 0 | 0 | 0 | 0 | 0 | 0
Commercial_Restaurant_Existing_Space Heating_Natural Gas_Furnace_E9_Baseline Forecast | Commercial | Restaurant | Existing | Space Heating | Natural Gas | Furnace | E9 |  | Baseline Forecast | 0 | 0 | 0 | 0 | 0 | 0 | 0 | 0 | 0 | 0 | 0 | 0 | 0 | 0 | 0 | 0 | 0 | 0 | 0 | 0 | 0 | 0 | 0 | 0 | 0
Commercial_Restaurant_Existing_Space Heating_Natural Gas_Furnace_E10_Baseline Forecast | Commercial | Restaurant | Existing | Space Heating | Natural Gas | Furnace | E10 |  | Baseline Forecast | 0 | 0 | 0 | 0 | 0 | 0 | 0 | 0 | 0 | 0 | 0 | 0 | 0 | 0 | 0 | 0 | 0 | 0 | 0 | 0 | 0 | 0 | 0 | 0 | 0
Commercial_Restaurant_Existing_Space Heating_Natural Gas_Furnace_Vintage_Baseline Forecast | Commercial | Restaurant | Existing | Space Heating | Natural Gas | Furnace | Vintage | Vintage | Baseline Forecast | 4176204.5112 | 4001425.5537 | 3824204.1317 | 3645182.0904 | 3464942.9022 | 3284016.2173 | 3102882.0732 | 2921974.7875 | 2741686.5589 | 2562370.7968 | 2384345.2007 | 2207894.6071 | 2044502.0271 | 1893201.1181 | 1753097.0505 | 1623361.2157 | 1503226.3249 | 1391981.872 | 1288969.9309 | 1193581.2642 | 1105251.721 | 1023458.8991 | 0 | 0 | Vintage
Commercial_Restaurant_Existing_Space Heating_Natural Gas_Boiler_E1_Baseline Forecast | Commercial | Restaurant | Existing | Space Heating | Natural Gas | Boiler | E1 | AFUE 80% (Standard) | Baseline Forecast | 0 | 4016.0805 | 7938.531 | 11680.6105 | 14916.3016 | 18067.0283 | 21011.0453 | 23872.7062 | 26652.0741 | 29349.4245 | 31831.7351 | 34236.9372 | 36876.0174 | 39430.4536 | 41901.2981 | 44154.5092 | 46330.5611 | 48430.6783 | 50456.1375 | 52408.2579 | 54288.393 | 56097.923 | 0 | 0 | 800
Commercial_Restaurant_Existing_Space Heating_Natural Gas_Boiler_E2_Baseline Forecast | Commercial | Restaurant | Existing | Space Heating | Natural Gas | Boiler | E2 | AFUE 85% | Baseline Forecast | 0 | 0 | 0 | 0 | 0 | 0 | 0 | 0 | 0 | 0 | 0 | 0 | 0 | 0 | 0 | 0 | 0 | 0 | 0 | 0 | 0 | 0 | 0 | 0 | 800
Commercial_Restaurant_Existing_Space Heating_Natural Gas_Boiler_E3_Baseline Forecast | Commercial | Restaurant | Existing | Space Heating | Natural Gas | Boiler | E3 | AFUE 98% | Baseline Forecast | 0 | 1277.8438 | 2525.8962 | 3828.5035 | 5509.9255 | 7147.542 | 8862.396 | 10529.8655 | 12149.9992 | 13722.9654 | 15382.5199 | 16991.7166 | 18240.7718 | 19449.5982 | 20618.6952 | 21883.793 | 23106.2221 | 24286.6598 | 25425.8117 | 26524.4066 | 27583.1915 | 28602.9282 | 0 | 0 | 800
Commercial_Restaurant_Existing_Space Heating_Natural Gas_Boiler_E4_Baseline Forecast | Commercial | Restaurant | Existing | Space Heating | Natural Gas | Boiler | E4 | Convert to NG Air Source Heat Pump | Baseline Forecast | 0 | 0 | 0 | 0 | 0 | 0 | 0 | 0 | 0 | 0 | 0 | 0 | 0 | 0 | 0 | 0 | 0 | 0 | 0 | 0 | 0 | 0 | 0 | 0 | 800
Commercial_Restaurant_Existing_Space Heating_Natural Gas_Boiler_E5_Baseline Forecast | Commercial | Restaurant | Existing | Space Heating | Natural Gas | Boiler | E5 |  | Baseline Forecast | 0 | 0 | 0 | 0 | 0 | 0 | 0 | 0 | 0 | 0 | 0 | 0 | 0 | 0 | 0 | 0 | 0 | 0 | 0 | 0 | 0 | 0 | 0 | 0 | 0
Commercial_Restaurant_Existing_Space Heating_Natural Gas_Boiler_E6_Baseline Forecast | Commercial | Restaurant | Existing | Space Heating | Natural Gas | Boiler | E6 |  | Baseline Forecast | 0 | 0 | 0 | 0 | 0 | 0 | 0 | 0 | 0 | 0 | 0 | 0 | 0 | 0 | 0 | 0 | 0 | 0 | 0 | 0 | 0 | 0 | 0 | 0 | 0
Commercial_Restaurant_Existing_Space Heating_Natural Gas_Boiler_E7_Baseline Forecast | Commercial | Restaurant | Existing | Space Heating | Natural Gas | Boiler | E7 |  | Baseline Forecast | 0 | 0 | 0 | 0 | 0 | 0 | 0 | 0 | 0 | 0 | 0 | 0 | 0 | 0 | 0 | 0 | 0 | 0 | 0 | 0 | 0 | 0 | 0 | 0 | 0
Commercial_Restaurant_Existing_Space Heating_Natural Gas_Boiler_E8_Baseline Forecast | Commercial | Restaurant | Existing | Space Heating | Natural Gas | Boiler | E8 |  | Baseline Forecast | 0 | 0 | 0 | 0 | 0 | 0 | 0 | 0 | 0 | 0 | 0 | 0 | 0 | 0 | 0 | 0 | 0 | 0 | 0 | 0 | 0 | 0 | 0 | 0 | 0
Commercial_Restaurant_Existing_Space Heating_Natural Gas_Boiler_E9_Baseline Forecast | Commercial | Restaurant | Existing | Space Heating | Natural Gas | Boiler | E9 |  | Baseline Forecast | 0 | 0 | 0 | 0 | 0 | 0 | 0 | 0 | 0 | 0 | 0 | 0 | 0 | 0 | 0 | 0 | 0 | 0 | 0 | 0 | 0 | 0 | 0 | 0 | 0
Commercial_Restaurant_Existing_Space Heating_Natural Gas_Boiler_E10_Baseline Forecast | Commercial | Restaurant | Existing | Space Heating | Natural Gas | Boiler | E10 |  | Baseline Forecast | 0 | 0 | 0 | 0 | 0 | 0 | 0 | 0 | 0 | 0 | 0 | 0 | 0 | 0 | 0 | 0 | 0 | 0 | 0 | 0 | 0 | 0 | 0 | 0 | 0
Commercial_Restaurant_Existing_Space Heating_Natural Gas_Boiler_Vintage_Baseline Forecast | Commercial | Restaurant | Existing | Space Heating | Natural Gas | Boiler | Vintage | Vintage | Baseline Forecast | 177563.4292 | 169405.5786 | 161417.3417 | 153600.3683 | 145955.683 | 138483.7606 | 131184.594 | 124057.7533 | 117102.44 | 110317.5345 | 103701.6383 | 97253.1123 | 90970.1097 | 84850.6067 | 78892.4288 | 73093.2744 | 67450.7357 | 61962.3176 | 56625.454 | 51437.5226 | 46395.8575 | 41497.7611 | 0 | 0 | Vintage
Commercial_Restaurant_Existing_Space Heating_Natural Gas_Unit Heater_E1_Baseline Forecast | Commercial | Restaurant | Existing | Space Heating | Natural Gas | Unit Heater | E1 | Standard | Baseline Forecast | 0 | 554.9252 | 2134.2652 | 5131.9595 | 9875.2166 | 16632.3791 | 25619.9359 | 37008.7734 | 50929.7446 | 67478.6306 | 86241.1796 | 106850.2208 | 128980.6216 | 152344.7782 | 176688.5843 | 201787.827 | 227444.9637 | 249636.0057 | 268739.0914 | 285092.2417 | 298997.5979 | 310725.213 | 0 | 0 | 125
Commercial_Restaurant_Existing_Space Heating_Natural Gas_Unit Heater_E2_Baseline Forecast | Commercial | Restaurant | Existing | Space Heating | Natural Gas | Unit Heater | E2 | Condensing | Baseline Forecast | 0 | 0 | 0 | 0 | 0 | 0 | 0 | 0 | 0 | 0 | 0 | 0 | 0 | 0 | 0 | 0 | 0 | 0 | 0 | 0 | 0 | 0 | 0 | 0 | 125
Commercial_Restaurant_Existing_Space Heating_Natural Gas_Unit Heater_E3_Baseline Forecast | Commercial | Restaurant | Existing | Space Heating | Natural Gas | Unit Heater | E3 | Infrared Radiant | Baseline Forecast | 0 | 0 | 0 | 0 | 0 | 0 | 0 | 0 | 0 | 0 | 0 | 0 | 0 | 0 | 0 | 0 | 0 | 0 | 0 | 0 | 0 | 0 | 0 | 0 | 125
Commercial_Restaurant_Existing_Space Heating_Natural Gas_Unit Heater_E4_Baseline Forecast | Commercial | Restaurant | Existing | Space Heating | Natural Gas | Unit Heater | E4 |  | Baseline Forecast | 0 | 0 | 0 | 0 | 0 | 0 | 0 | 0 | 0 | 0 | 0 | 0 | 0 | 0 | 0 | 0 | 0 | 0 | 0 | 0 | 0 | 0 | 0 | 0 | 0
Commercial_Restaurant_Existing_Space Heating_Natural Gas_Unit Heater_E5_Baseline Forecast | Commercial | Restaurant | Existing | Space Heating | Natural Gas | Unit Heater | E5 |  | Baseline Forecast | 0 | 0 | 0 | 0 | 0 | 0 | 0 | 0 | 0 | 0 | 0 | 0 | 0 | 0 | 0 | 0 | 0 | 0 | 0 | 0 | 0 | 0 | 0 | 0 | 0
Commercial_Restaurant_Existing_Space Heating_Natural Gas_Unit Heater_E6_Baseline Forecast | Commercial | Restaurant | Existing | Space Heating | Natural Gas | Unit Heater | E6 |  | Baseline Forecast | 0 | 0 | 0 | 0 | 0 | 0 | 0 | 0 | 0 | 0 | 0 | 0 | 0 | 0 | 0 | 0 | 0 | 0 | 0 | 0 | 0 | 0 | 0 | 0 | 0
Commercial_Restaurant_Existing_Space Heating_Natural Gas_Unit Heater_E7_Baseline Forecast | Commercial | Restaurant | Existing | Space Heating | Natural Gas | Unit Heater | E7 |  | Baseline Forecast | 0 | 0 | 0 | 0 | 0 | 0 | 0 | 0 | 0 | 0 | 0 | 0 | 0 | 0 | 0 | 0 | 0 | 0 | 0 | 0 | 0 | 0 | 0 | 0 | 0
Commercial_Restaurant_Existing_Space Heating_Natural Gas_Unit Heater_E8_Baseline Forecast | Commercial | Restaurant | Existing | Space Heating | Natural Gas | Unit Heater | E8 |  | Baseline Forecast | 0 | 0 | 0 | 0 | 0 | 0 | 0 | 0 | 0 | 0 | 0 | 0 | 0 | 0 | 0 | 0 | 0 | 0 | 0 | 0 | 0 | 0 | 0 | 0 | 0
Commercial_Restaurant_Existing_Space Heating_Natural Gas_Unit Heater_E9_Baseline Forecast | Commercial | Restaurant | Existing | Space Heating | Natural Gas | Unit Heater | E9 |  | Baseline Forecast | 0 | 0 | 0 | 0 | 0 | 0 | 0 | 0 | 0 | 0 | 0 | 0 | 0 | 0 | 0 | 0 | 0 | 0 | 0 | 0 | 0 | 0 | 0 | 0 | 0
Commercial_Restaurant_Existing_Space Heating_Natural Gas_Unit Heater_E10_Baseline Forecast | Commercial | Restaurant | Existing | Space Heating | Natural Gas | Unit Heater | E10 |  | Baseline Forecast | 0 | 0 | 0 | 0 | 0 | 0 | 0 | 0 | 0 | 0 | 0 | 0 | 0 | 0 | 0 | 0 | 0 | 0 | 0 | 0 | 0 | 0 | 0 | 0 | 0
Commercial_Restaurant_Existing_Space Heating_Natural Gas_Unit Heater_Vintage_Baseline Forecast | Commercial | Restaurant | Existing | Space Heating | Natural Gas | Unit Heater | Vintage | Vintage | Baseline Forecast | 670058.5615 | 658696.2401 | 646483.8168 | 633024.5406 | 617988.4366 | 601104.4411 | 582153.3871 | 560961.7541 | 537396.097 | 511358.0846 | 483259.4595 | 453464.9241 | 422297.1823 | 390041.4482 | 356949.4771 | 323243.1689 | 289117.7903 | 258595.0911 | 231294.7296 | 206876.5176 | 185036.1815 | 165501.5699 | 0 | 0 | Vintage
Commercial_Restaurant_Existing_Water Heating_Natural Gas_Water Heater_E1_Baseline Forecast | Commercial | Restaurant | Existing | Water Heating | Natural Gas | Water Heater | E1 | TE 0.80 | Baseline Forecast | 0 | 53192.0682 | 110377.4413 | 170810.7368 | 233833.2091 | 298863.4312 | 365388.9631 | 432958.9038 | 501177.2326 | 569696.8569 | 638214.291 | 706464.9008 | 765322.6181 | 815814.351 | 858858.0258 | 895274.1019 | 925795.8704 | 951078.6653 | 971708.1028 | 988207.4498 | 1001044.2146 | 1010636.0421 | 0 | 0 | 1
Commercial_Restaurant_Existing_Water Heating_Natural Gas_Water Heater_E2_Baseline Forecast | Commercial | Restaurant | Existing | Water Heating | Natural Gas | Water Heater | E2 | TE 0.90 | Baseline Forecast | 0 | 0 | 0 | 0 | 0 | 0 | 0 | 0 | 0 | 0 | 0 | 0 | 0 | 0 | 0 | 0 | 0 | 0 | 0 | 0 | 0 | 0 | 0 | 0 | 1
Commercial_Restaurant_Existing_Water Heating_Natural Gas_Water Heater_E3_Baseline Forecast | Commercial | Restaurant | Existing | Water Heating | Natural Gas | Water Heater | E3 | TE 0.94 | Baseline Forecast | 0 | 59982.545 | 124468.1785 | 192616.3627 | 263684.2571 | 337016.2096 | 412034.3626 | 488230.2532 | 565157.3049 | 642424.1152 | 719688.4558 | 796651.9094 | 863023.3779 | 919960.8639 | 968499.4759 | 1009564.4128 | 1043982.5772 | 1072492.963 | 1095755.9457 | 1114361.5923 | 1128837.0931 | 1139653.4092 | 0 | 0 | 1
Commercial_Restaurant_Existing_Water Heating_Natural Gas_Water Heater_E4_Baseline Forecast | Commercial | Restaurant | Existing | Water Heating | Natural Gas | Water Heater | E4 | Instantaneous TE 0.94 | Baseline Forecast | 0 | 0 | 0 | 0 | 0 | 0 | 0 | 0 | 0 | 0 | 0 | 0 | 0 | 0 | 0 | 0 | 0 | 0 | 0 | 0 | 0 | 0 | 0 | 0 | 1
Commercial_Restaurant_Existing_Water Heating_Natural Gas_Water Heater_E5_Baseline Forecast | Commercial | Restaurant | Existing | Water Heating | Natural Gas | Water Heater | E5 | Gas-Fired Absorption HPWH | Baseline Forecast | 0 | 0 | 0 | 0 | 0 | 0 | 0 | 0 | 0 | 0 | 0 | 0 | 0 | 0 | 0 | 0 | 0 | 0 | 0 | 0 | 0 | 0 | 0 | 0 | 0
Commercial_Restaurant_Existing_Water Heating_Natural Gas_Water Heater_E6_Baseline Forecast | Commercial | Restaurant | Existing | Water Heating | Natural Gas | Water Heater | E6 |  | Baseline Forecast | 0 | 0 | 0 | 0 | 0 | 0 | 0 | 0 | 0 | 0 | 0 | 0 | 0 | 0 | 0 | 0 | 0 | 0 | 0 | 0 | 0 | 0 | 0 | 0 | 0
Commercial_Restaurant_Existing_Water Heating_Natural Gas_Water Heater_E7_Baseline Forecast | Commercial | Restaurant | Existing | Water Heating | Natural Gas | Water Heater | E7 |  | Baseline Forecast | 0 | 0 | 0 | 0 | 0 | 0 | 0 | 0 | 0 | 0 | 0 | 0 | 0 | 0 | 0 | 0 | 0 | 0 | 0 | 0 | 0 | 0 | 0 | 0 | 0
Commercial_Restaurant_Existing_Water Heating_Natural Gas_Water Heater_E8_Baseline Forecast | Commercial | Restaurant | Existing | Water Heating | Natural Gas | Water Heater | E8 |  | Baseline Forecast | 0 | 0 | 0 | 0 | 0 | 0 | 0 | 0 | 0 | 0 | 0 | 0 | 0 | 0 | 0 | 0 | 0 | 0 | 0 | 0 | 0 | 0 | 0 | 0 | 0
Commercial_Restaurant_Existing_Water Heating_Natural Gas_Water Heater_E9_Baseline Forecast | Commercial | Restaurant | Existing | Water Heating | Natural Gas | Water Heater | E9 |  | Baseline Forecast | 0 | 0 | 0 | 0 | 0 | 0 | 0 | 0 | 0 | 0 | 0 | 0 | 0 | 0 | 0 | 0 | 0 | 0 | 0 | 0 | 0 | 0 | 0 | 0 | 0
Commercial_Restaurant_Existing_Water Heating_Natural Gas_Water Heater_E10_Baseline Forecast | Commercial | Restaurant | Existing | Water Heating | Natural Gas | Water Heater | E10 |  | Baseline Forecast | 0 | 0 | 0 | 0 | 0 | 0 | 0 | 0 | 0 | 0 | 0 | 0 | 0 | 0 | 0 | 0 | 0 | 0 | 0 | 0 | 0 | 0 | 0 | 0 | 0
Commercial_Restaurant_Existing_Water Heating_Natural Gas_Water Heater_Vintage_Baseline Forecast | Commercial | Restaurant | Existing | Water Heating | Natural Gas | Water Heater | Vintage | Vintage | Baseline Forecast | 3795987.8487 | 3621587.6249 | 3439678.5178 | 3251830.5197 | 3059429.5463 | 2863697.2586 | 2665708.785 | 2466408.5648 | 2266624.5113 | 2067080.6728 | 1868408.549 | 1671157.2066 | 1494730.0528 | 1336928.6396 | 1195786.6131 | 1069545.2112 | 956631.3472 | 855638.0085 | 765306.7232 | 684511.8785 | 612246.6948 | 547610.6801 | 0 | 0 | Vintage
Commercial_Restaurant_Existing_Food Preparation_Natural Gas_Oven_E1_Baseline Forecast | Commercial | Restaurant | Existing | Food Preparation | Natural Gas | Oven | E1 | Standard | Baseline Forecast | 0 | 12556.5429 | 28414.2414 | 46674.2771 | 66633.9608 | 87744.8736 | 109579.921 | 131807.4043 | 154170.6136 | 176471.7675 | 193135.8278 | 205377.2903 | 214151.8494 | 220211.5016 | 224147.9171 | 226426.577 | 227413.6437 | 227397.1088 | 226603.44 | 225210.6828 | 223358.7732 | 221157.6544 | 0 | 0 | 1
Commercial_Restaurant_Existing_Food Preparation_Natural Gas_Oven_E2_Baseline Forecast | Commercial | Restaurant | Existing | Food Preparation | Natural Gas | Oven | E2 | ENERGY STAR (EF ≥ 44%) Convection Oven utilizing ASTM Std F1496 | Baseline Forecast | 0 | 18069.1715 | 40888.7865 | 67165.4232 | 95887.8949 | 126267.0132 | 157688.179 | 189674.0696 | 221855.2732 | 253947.1776 | 277927.1668 | 295542.9299 | 308169.7345 | 316889.7219 | 322554.3197 | 325833.367 | 327253.78 | 327229.9859 | 326087.8771 | 324083.6655 | 321418.7224 | 318251.2588 | 0 | 0 | 1
Commercial_Restaurant_Existing_Food Preparation_Natural Gas_Oven_E3_Baseline Forecast | Commercial | Restaurant | Existing | Food Preparation | Natural Gas | Oven | E3 |  | Baseline Forecast | 0 | 0 | 0 | 0 | 0 | 0 | 0 | 0 | 0 | 0 | 0 | 0 | 0 | 0 | 0 | 0 | 0 | 0 | 0 | 0 | 0 | 0 | 0 | 0 | 0
Commercial_Restaurant_Existing_Food Preparation_Natural Gas_Oven_E4_Baseline Forecast | Commercial | Restaurant | Existing | Food Preparation | Natural Gas | Oven | E4 |  | Baseline Forecast | 0 | 0 | 0 | 0 | 0 | 0 | 0 | 0 | 0 | 0 | 0 | 0 | 0 | 0 | 0 | 0 | 0 | 0 | 0 | 0 | 0 | 0 | 0 | 0 | 0
Commercial_Restaurant_Existing_Food Preparation_Natural Gas_Oven_E5_Baseline Forecast | Commercial | Restaurant | Existing | Food Preparation | Natural Gas | Oven | E5 |  | Baseline Forecast | 0 | 0 | 0 | 0 | 0 | 0 | 0 | 0 | 0 | 0 | 0 | 0 | 0 | 0 | 0 | 0 | 0 | 0 | 0 | 0 | 0 | 0 | 0 | 0 | 0
Commercial_Restaurant_Existing_Food Preparation_Natural Gas_Oven_E6_Baseline Forecast | Commercial | Restaurant | Existing | Food Preparation | Natural Gas | Oven | E6 |  | Baseline Forecast | 0 | 0 | 0 | 0 | 0 | 0 | 0 | 0 | 0 | 0 | 0 | 0 | 0 | 0 | 0 | 0 | 0 | 0 | 0 | 0 | 0 | 0 | 0 | 0 | 0
Commercial_Restaurant_Existing_Food Preparation_Natural Gas_Oven_E7_Baseline Forecast | Commercial | Restaurant | Existing | Food Preparation | Natural Gas | Oven | E7 |  | Baseline Forecast | 0 | 0 | 0 | 0 | 0 | 0 | 0 | 0 | 0 | 0 | 0 | 0 | 0 | 0 | 0 | 0 | 0 | 0 | 0 | 0 | 0 | 0 | 0 | 0 | 0
Commercial_Restaurant_Existing_Food Preparation_Natural Gas_Oven_E8_Baseline Forecast | Commercial | Restaurant | Existing | Food Preparation | Natural Gas | Oven | E8 |  | Baseline Forecast | 0 | 0 | 0 | 0 | 0 | 0 | 0 | 0 | 0 | 0 | 0 | 0 | 0 | 0 | 0 | 0 | 0 | 0 | 0 | 0 | 0 | 0 | 0 | 0 | 0
Commercial_Restaurant_Existing_Food Preparation_Natural Gas_Oven_E9_Baseline Forecast | Commercial | Restaurant | Existing | Food Preparation | Natural Gas | Oven | E9 |  | Baseline Forecast | 0 | 0 | 0 | 0 | 0 | 0 | 0 | 0 | 0 | 0 | 0 | 0 | 0 | 0 | 0 | 0 | 0 | 0 | 0 | 0 | 0 | 0 | 0 | 0 | 0
Commercial_Restaurant_Existing_Food Preparation_Natural Gas_Oven_E10_Baseline Forecast | Commercial | Restaurant | Existing | Food Preparation | Natural Gas | Oven | E10 |  | Baseline Forecast | 0 | 0 | 0 | 0 | 0 | 0 | 0 | 0 | 0 | 0 | 0 | 0 | 0 | 0 | 0 | 0 | 0 | 0 | 0 | 0 | 0 | 0 | 0 | 0 | 0
Commercial_Restaurant_Existing_Food Preparation_Natural Gas_Oven_Vintage_Baseline Forecast | Commercial | Restaurant | Existing | Food Preparation | Natural Gas | Oven | Vintage | Vintage | Baseline Forecast | 778194.3824 | 735017.1457 | 683990.7538 | 627304.1817 | 566668.0927 | 503416.9334 | 438589.2876 | 372991.1171 | 307245.5335 | 241831.9683 | 190345.1622 | 149820.0631 | 117922.8884 | 92816.7251 | 73055.7449 | 57501.9411 | 45259.5924 | 35623.6792 | 28039.283 | 22069.6292 | 17370.9339 | 13672.6061 | 0 | 0 | Vintage
Commercial_Restaurant_Existing_Food Preparation_Natural Gas_Conveyor Oven_E1_Baseline Forecast | Commercial | Restaurant | Existing | Food Preparation | Natural Gas | Conveyor Oven | E1 | Standard | Baseline Forecast | 0 | 0 | 0 | 0 | 0 | 588.2916 | 2199.4516 | 5147.9864 | 9654.7892 | 15867.9396 | 23336.6979 | 31708.4154 | 40707.6055 | 50119.4701 | 59776.935 | 69550.4463 | 79339.9396 | 86648.4922 | 92010.7033 | 95847.2509 | 98489.1476 | 100196.8326 | 0 | 0 | 1
Commercial_Restaurant_Existing_Food Preparation_Natural Gas_Conveyor Oven_E2_Baseline Forecast | Commercial | Restaurant | Existing | Food Preparation | Natural Gas | Conveyor Oven | E2 | ENERGY STAR (EF ≥ 44%) Convection Oven utilizing ASTM Std F1496 | Baseline Forecast | 0 | 0 | 0 | 0 | 0 | 846.566 | 3165.0645 | 7408.078 | 13893.4771 | 22834.3522 | 33582.0774 | 45629.1832 | 58579.2372 | 72123.1399 | 86020.4675 | 100084.7886 | 114172.1082 | 124689.2937 | 132405.6463 | 137926.5317 | 141728.2855 | 144185.686 | 0 | 0 | 1
Commercial_Restaurant_Existing_Food Preparation_Natural Gas_Conveyor Oven_E3_Baseline Forecast | Commercial | Restaurant | Existing | Food Preparation | Natural Gas | Conveyor Oven | E3 |  | Baseline Forecast | 0 | 0 | 0 | 0 | 0 | 0 | 0 | 0 | 0 | 0 | 0 | 0 | 0 | 0 | 0 | 0 | 0 | 0 | 0 | 0 | 0 | 0 | 0 | 0 | 0
Commercial_Restaurant_Existing_Food Preparation_Natural Gas_Conveyor Oven_E4_Baseline Forecast | Commercial | Restaurant | Existing | Food Preparation | Natural Gas | Conveyor Oven | E4 |  | Baseline Forecast | 0 | 0 | 0 | 0 | 0 | 0 | 0 | 0 | 0 | 0 | 0 | 0 | 0 | 0 | 0 | 0 | 0 | 0 | 0 | 0 | 0 | 0 | 0 | 0 | 0
Commercial_Restaurant_Existing_Food Preparation_Natural Gas_Conveyor Oven_E5_Baseline Forecast | Commercial | Restaurant | Existing | Food Preparation | Natural Gas | Conveyor Oven | E5 |  | Baseline Forecast | 0 | 0 | 0 | 0 | 0 | 0 | 0 | 0 | 0 | 0 | 0 | 0 | 0 | 0 | 0 | 0 | 0 | 0 | 0 | 0 | 0 | 0 | 0 | 0 | 0
Commercial_Restaurant_Existing_Food Preparation_Natural Gas_Conveyor Oven_E6_Baseline Forecast | Commercial | Restaurant | Existing | Food Preparation | Natural Gas | Conveyor Oven | E6 |  | Baseline Forecast | 0 | 0 | 0 | 0 | 0 | 0 | 0 | 0 | 0 | 0 | 0 | 0 | 0 | 0 | 0 | 0 | 0 | 0 | 0 | 0 | 0 | 0 | 0 | 0 | 0
Commercial_Restaurant_Existing_Food Preparation_Natural Gas_Conveyor Oven_E7_Baseline Forecast | Commercial | Restaurant | Existing | Food Preparation | Natural Gas | Conveyor Oven | E7 |  | Baseline Forecast | 0 | 0 | 0 | 0 | 0 | 0 | 0 | 0 | 0 | 0 | 0 | 0 | 0 | 0 | 0 | 0 | 0 | 0 | 0 | 0 | 0 | 0 | 0 | 0 | 0
Commercial_Restaurant_Existing_Food Preparation_Natural Gas_Conveyor Oven_E8_Baseline Forecast | Commercial | Restaurant | Existing | Food Preparation | Natural Gas | Conveyor Oven | E8 |  | Baseline Forecast | 0 | 0 | 0 | 0 | 0 | 0 | 0 | 0 | 0 | 0 | 0 | 0 | 0 | 0 | 0 | 0 | 0 | 0 | 0 | 0 | 0 | 0 | 0 | 0 | 0
Commercial_Restaurant_Existing_Food Preparation_Natural Gas_Conveyor Oven_E9_Baseline Forecast | Commercial | Restaurant | Existing | Food Preparation | Natural Gas | Conveyor Oven | E9 |  | Baseline Forecast | 0 | 0 | 0 | 0 | 0 | 0 | 0 | 0 | 0 | 0 | 0 | 0 | 0 | 0 | 0 | 0 | 0 | 0 | 0 | 0 | 0 | 0 | 0 | 0 | 0
Commercial_Restaurant_Existing_Food Preparation_Natural Gas_Conveyor Oven_E10_Baseline Forecast | Commercial | Restaurant | Existing | Food Preparation | Natural Gas | Conveyor Oven | E10 |  | Baseline Forecast | 0 | 0 | 0 | 0 | 0 | 0 | 0 | 0 | 0 | 0 | 0 | 0 | 0 | 0 | 0 | 0 | 0 | 0 | 0 | 0 | 0 | 0 | 0 | 0 | 0
Commercial_Restaurant_Existing_Food Preparation_Natural Gas_Conveyor Oven_Vintage_Baseline Forecast | Commercial | Restaurant | Existing | Food Preparation | Natural Gas | Conveyor Oven | Vintage | Vintage | Baseline Forecast | 389097.1912 | 382821.4301 | 376646.8909 | 370571.941 | 364594.9742 | 357279.5525 | 347564.1777 | 334680.2311 | 318087.4439 | 297423.1649 | 273785.3031 | 248032.5431 | 220835.3934 | 192716.3643 | 164081.5883 | 135245.7077 | 106451.4602 | 83787.601 | 65948.9504 | 51908.2062 | 40856.7816 | 32158.241 | 0 | 0 | Vintage
Commercial_Restaurant_Existing_Food Preparation_Natural Gas_Double Rack Oven_E1_Baseline Forecast | Commercial | Restaurant | Existing | Food Preparation | Natural Gas | Double Rack Oven | E1 | Standard | Baseline Forecast | 0 | 3487.9286 | 8197.8823 | 13922.1184 | 20480.2794 | 27715.9293 | 35493.5245 | 43695.7657 | 52221.2821 | 60982.6072 | 68397.8673 | 74639.9073 | 79859.8243 | 84189.6979 | 87744.9758 | 90626.5623 | 92922.643 | 94710.2815 | 96056.816 | 97021.0795 | 97654.4683 | 98001.8757 | 0 | 0 | 1
Commercial_Restaurant_Existing_Food Preparation_Natural Gas_Double Rack Oven_E2_Baseline Forecast | Commercial | Restaurant | Existing | Food Preparation | Natural Gas | Double Rack Oven | E2 | FTSC Qualified (>50% Cooking Efficiency) | Baseline Forecast | 0 | 5019.2143 | 11796.9526 | 20034.268 | 29471.6216 | 39883.8982 | 51076.0474 | 62879.2726 | 75147.6987 | 87755.4591 | 98426.1993 | 107408.647 | 114920.235 | 121151.0286 | 126267.1603 | 130413.8335 | 133717.9496 | 136290.4051 | 138228.101 | 139615.6997 | 140527.1617 | 141027.0895 | 0 | 0 | 1
Commercial_Restaurant_Existing_Food Preparation_Natural Gas_Double Rack Oven_E3_Baseline Forecast | Commercial | Restaurant | Existing | Food Preparation | Natural Gas | Double Rack Oven | E3 |  | Baseline Forecast | 0 | 0 | 0 | 0 | 0 | 0 | 0 | 0 | 0 | 0 | 0 | 0 | 0 | 0 | 0 | 0 | 0 | 0 | 0 | 0 | 0 | 0 | 0 | 0 | 0
Commercial_Restaurant_Existing_Food Preparation_Natural Gas_Double Rack Oven_E4_Baseline Forecast | Commercial | Restaurant | Existing | Food Preparation | Natural Gas | Double Rack Oven | E4 |  | Baseline Forecast | 0 | 0 | 0 | 0 | 0 | 0 | 0 | 0 | 0 | 0 | 0 | 0 | 0 | 0 | 0 | 0 | 0 | 0 | 0 | 0 | 0 | 0 | 0 | 0 | 0
Commercial_Restaurant_Existing_Food Preparation_Natural Gas_Double Rack Oven_E5_Baseline Forecast | Commercial | Restaurant | Existing | Food Preparation | Natural Gas | Double Rack Oven | E5 |  | Baseline Forecast | 0 | 0 | 0 | 0 | 0 | 0 | 0 | 0 | 0 | 0 | 0 | 0 | 0 | 0 | 0 | 0 | 0 | 0 | 0 | 0 | 0 | 0 | 0 | 0 | 0
Commercial_Restaurant_Existing_Food Preparation_Natural Gas_Double Rack Oven_E6_Baseline Forecast | Commercial | Restaurant | Existing | Food Preparation | Natural Gas | Double Rack Oven | E6 |  | Baseline Forecast | 0 | 0 | 0 | 0 | 0 | 0 | 0 | 0 | 0 | 0 | 0 | 0 | 0 | 0 | 0 | 0 | 0 | 0 | 0 | 0 | 0 | 0 | 0 | 0 | 0
Commercial_Restaurant_Existing_Food Preparation_Natural Gas_Double Rack Oven_E7_Baseline Forecast | Commercial | Restaurant | Existing | Food Preparation | Natural Gas | Double Rack Oven | E7 |  | Baseline Forecast | 0 | 0 | 0 | 0 | 0 | 0 | 0 | 0 | 0 | 0 | 0 | 0 | 0 | 0 | 0 | 0 | 0 | 0 | 0 | 0 | 0 | 0 | 0 | 0 | 0
Commercial_Restaurant_Existing_Food Preparation_Natural Gas_Double Rack Oven_E8_Baseline Forecast | Commercial | Restaurant | Existing | Food Preparation | Natural Gas | Double Rack Oven | E8 |  | Baseline Forecast | 0 | 0 | 0 | 0 | 0 | 0 | 0 | 0 | 0 | 0 | 0 | 0 | 0 | 0 | 0 | 0 | 0 | 0 | 0 | 0 | 0 | 0 | 0 | 0 | 0
Commercial_Restaurant_Existing_Food Preparation_Natural Gas_Double Rack Oven_E9_Baseline Forecast | Commercial | Restaurant | Existing | Food Preparation | Natural Gas | Double Rack Oven | E9 |  | Baseline Forecast | 0 | 0 | 0 | 0 | 0 | 0 | 0 | 0 | 0 | 0 | 0 | 0 | 0 | 0 | 0 | 0 | 0 | 0 | 0 | 0 | 0 | 0 | 0 | 0 | 0
Commercial_Restaurant_Existing_Food Preparation_Natural Gas_Double Rack Oven_E10_Baseline Forecast | Commercial | Restaurant | Existing | Food Preparation | Natural Gas | Double Rack Oven | E10 |  | Baseline Forecast | 0 | 0 | 0 | 0 | 0 | 0 | 0 | 0 | 0 | 0 | 0 | 0 | 0 | 0 | 0 | 0 | 0 | 0 | 0 | 0 | 0 | 0 | 0 | 0 | 0
Commercial_Restaurant_Existing_Food Preparation_Natural Gas_Double Rack Oven_Vintage_Baseline Forecast | Commercial | Restaurant | Existing | Food Preparation | Natural Gas | Double Rack Oven | Vintage | Vintage | Baseline Forecast | 389097.1912 | 374314.2872 | 356652.0559 | 336615.5546 | 314643.0732 | 291114.5826 | 266359.1219 | 240661.2573 | 214266.7293 | 187387.3905 | 163880.0118 | 143321.5874 | 125342.1768 | 109618.2478 | 95866.8547 | 83840.5467 | 73322.9154 | 64124.7002 | 56080.383 | 49045.2095 | 42892.5847 | 37511.7945 | 0 | 0 | Vintage
Commercial_Restaurant_Existing_Food Preparation_Natural Gas_Fryer_E1_Baseline Forecast | Commercial | Restaurant | Existing | Food Preparation | Natural Gas | Fryer | E1 | Standard | Baseline Forecast | 0 | 68823.6987 | 142814.2204 | 221007.1363 | 302550.1142 | 386690.8621 | 472766.3488 | 560193.1662 | 648458.9145 | 737114.5003 | 825767.2524 | 914074.7681 | 990229.0884 | 1055558.9002 | 1111251.8823 | 1158369.6037 | 1197860.8486 | 1230573.5352 | 1257265.3755 | 1278613.4095 | 1295222.5331 | 1307633.1249 | 0 | 0 | 1
Commercial_Restaurant_Existing_Food Preparation_Natural Gas_Fryer_E2_Baseline Forecast | Commercial | Restaurant | Existing | Food Preparation | Natural Gas | Fryer | E2 | ENERGY STAR | Baseline Forecast | 0 | 24181.2995 | 50177.9693 | 77651.156 | 106301.3915 | 135864.357 | 166107.0955 | 196824.626 | 227836.9159 | 258986.1758 | 290134.44 | 321161.405 | 347918.3283 | 370872.046 | 390439.8505 | 406994.7256 | 420870.0279 | 432363.6745 | 441741.8887 | 449242.5493 | 455078.1873 | 459438.6655 | 0 | 0 | 1
Commercial_Restaurant_Existing_Food Preparation_Natural Gas_Fryer_E3_Baseline Forecast | Commercial | Restaurant | Existing | Food Preparation | Natural Gas | Fryer | E3 |  | Baseline Forecast | 0 | 0 | 0 | 0 | 0 | 0 | 0 | 0 | 0 | 0 | 0 | 0 | 0 | 0 | 0 | 0 | 0 | 0 | 0 | 0 | 0 | 0 | 0 | 0 | 0
Commercial_Restaurant_Existing_Food Preparation_Natural Gas_Fryer_E4_Baseline Forecast | Commercial | Restaurant | Existing | Food Preparation | Natural Gas | Fryer | E4 |  | Baseline Forecast | 0 | 0 | 0 | 0 | 0 | 0 | 0 | 0 | 0 | 0 | 0 | 0 | 0 | 0 | 0 | 0 | 0 | 0 | 0 | 0 | 0 | 0 | 0 | 0 | 0
Commercial_Restaurant_Existing_Food Preparation_Natural Gas_Fryer_E5_Baseline Forecast | Commercial | Restaurant | Existing | Food Preparation | Natural Gas | Fryer | E5 |  | Baseline Forecast | 0 | 0 | 0 | 0 | 0 | 0 | 0 | 0 | 0 | 0 | 0 | 0 | 0 | 0 | 0 | 0 | 0 | 0 | 0 | 0 | 0 | 0 | 0 | 0 | 0
Commercial_Restaurant_Existing_Food Preparation_Natural Gas_Fryer_E6_Baseline Forecast | Commercial | Restaurant | Existing | Food Preparation | Natural Gas | Fryer | E6 |  | Baseline Forecast | 0 | 0 | 0 | 0 | 0 | 0 | 0 | 0 | 0 | 0 | 0 | 0 | 0 | 0 | 0 | 0 | 0 | 0 | 0 | 0 | 0 | 0 | 0 | 0 | 0
Commercial_Restaurant_Existing_Food Preparation_Natural Gas_Fryer_E7_Baseline Forecast | Commercial | Restaurant | Existing | Food Preparation | Natural Gas | Fryer | E7 |  | Baseline Forecast | 0 | 0 | 0 | 0 | 0 | 0 | 0 | 0 | 0 | 0 | 0 | 0 | 0 | 0 | 0 | 0 | 0 | 0 | 0 | 0 | 0 | 0 | 0 | 0 | 0
Commercial_Restaurant_Existing_Food Preparation_Natural Gas_Fryer_E8_Baseline Forecast | Commercial | Restaurant | Existing | Food Preparation | Natural Gas | Fryer | E8 |  | Baseline Forecast | 0 | 0 | 0 | 0 | 0 | 0 | 0 | 0 | 0 | 0 | 0 | 0 | 0 | 0 | 0 | 0 | 0 | 0 | 0 | 0 | 0 | 0 | 0 | 0 | 0
Commercial_Restaurant_Existing_Food Preparation_Natural Gas_Fryer_E9_Baseline Forecast | Commercial | Restaurant | Existing | Food Preparation | Natural Gas | Fryer | E9 |  | Baseline Forecast | 0 | 0 | 0 | 0 | 0 | 0 | 0 | 0 | 0 | 0 | 0 | 0 | 0 | 0 | 0 | 0 | 0 | 0 | 0 | 0 | 0 | 0 | 0 | 0 | 0
Commercial_Restaurant_Existing_Food Preparation_Natural Gas_Fryer_E10_Baseline Forecast | Commercial | Restaurant | Existing | Food Preparation | Natural Gas | Fryer | E10 |  | Baseline Forecast | 0 | 0 | 0 | 0 | 0 | 0 | 0 | 0 | 0 | 0 | 0 | 0 | 0 | 0 | 0 | 0 | 0 | 0 | 0 | 0 | 0 | 0 | 0 | 0 | 0
Commercial_Restaurant_Existing_Food Preparation_Natural Gas_Fryer_Vintage_Baseline Forecast | Commercial | Restaurant | Existing | Food Preparation | Natural Gas | Fryer | Vintage | Vintage | Baseline Forecast | 3119479.1195 | 2976159.9419 | 2826670.09 | 2672299.7572 | 2514187.8656 | 2353338.3559 | 2190634.7504 | 2026853.1736 | 1862673.9907 | 1698692.2124 | 1535426.7947 | 1373328.9513 | 1228344.0767 | 1098665.5231 | 982677.374 | 878934.3082 | 786143.5894 | 703148.9583 | 628916.2237 | 562520.376 | 503134.0607 | 450017.2683 | 0 | 0 | Vintage
Commercial_Restaurant_Existing_Food Preparation_Natural Gas_Broiler_E1_Baseline Forecast | Commercial | Restaurant | Existing | Food Preparation | Natural Gas | Broiler | E1 | Standard | Baseline Forecast | 0 | 33302.4438 | 70081.3524 | 109645.0373 | 151394.834 | 194813.2971 | 239453.8792 | 284931.9068 | 330916.6915 | 377124.6326 | 416121.0273 | 448833.3698 | 476072.4344 | 498546.9228 | 516876.2756 | 531601.8749 | 543196.8428 | 552074.6098 | 558596.4083 | 563077.8268 | 565794.5401 | 566987.3227 | 0 | 0 | 1
Commercial_Restaurant_Existing_Food Preparation_Natural Gas_Broiler_E2_Baseline Forecast | Commercial | Restaurant | Existing | Food Preparation | Natural Gas | Broiler | E2 | Infrared Burners | Baseline Forecast | 0 | 11700.8586 | 24623.1779 | 38523.932 | 53192.7795 | 68447.9152 | 84132.444 | 100111.2105 | 116268.0267 | 132503.2493 | 146204.6853 | 157698.211 | 167268.6932 | 175165.1351 | 181605.1779 | 186779.0371 | 190852.9448 | 193972.1602 | 196263.6029 | 197838.1553 | 198792.6763 | 199211.762 | 0 | 0 | 1
Commercial_Restaurant_Existing_Food Preparation_Natural Gas_Broiler_E3_Baseline Forecast | Commercial | Restaurant | Existing | Food Preparation | Natural Gas | Broiler | E3 |  | Baseline Forecast | 0 | 0 | 0 | 0 | 0 | 0 | 0 | 0 | 0 | 0 | 0 | 0 | 0 | 0 | 0 | 0 | 0 | 0 | 0 | 0 | 0 | 0 | 0 | 0 | 0
Commercial_Restaurant_Existing_Food Preparation_Natural Gas_Broiler_E4_Baseline Forecast | Commercial | Restaurant | Existing | Food Preparation | Natural Gas | Broiler | E4 |  | Baseline Forecast | 0 | 0 | 0 | 0 | 0 | 0 | 0 | 0 | 0 | 0 | 0 | 0 | 0 | 0 | 0 | 0 | 0 | 0 | 0 | 0 | 0 | 0 | 0 | 0 | 0
Commercial_Restaurant_Existing_Food Preparation_Natural Gas_Broiler_E5_Baseline Forecast | Commercial | Restaurant | Existing | Food Preparation | Natural Gas | Broiler | E5 |  | Baseline Forecast | 0 | 0 | 0 | 0 | 0 | 0 | 0 | 0 | 0 | 0 | 0 | 0 | 0 | 0 | 0 | 0 | 0 | 0 | 0 | 0 | 0 | 0 | 0 | 0 | 0
Commercial_Restaurant_Existing_Food Preparation_Natural Gas_Broiler_E6_Baseline Forecast | Commercial | Restaurant | Existing | Food Preparation | Natural Gas | Broiler | E6 |  | Baseline Forecast | 0 | 0 | 0 | 0 | 0 | 0 | 0 | 0 | 0 | 0 | 0 | 0 | 0 | 0 | 0 | 0 | 0 | 0 | 0 | 0 | 0 | 0 | 0 | 0 | 0
Commercial_Restaurant_Existing_Food Preparation_Natural Gas_Broiler_E7_Baseline Forecast | Commercial | Restaurant | Existing | Food Preparation | Natural Gas | Broiler | E7 |  | Baseline Forecast | 0 | 0 | 0 | 0 | 0 | 0 | 0 | 0 | 0 | 0 | 0 | 0 | 0 | 0 | 0 | 0 | 0 | 0 | 0 | 0 | 0 | 0 | 0 | 0 | 0
Commercial_Restaurant_Existing_Food Preparation_Natural Gas_Broiler_E8_Baseline Forecast | Commercial | Restaurant | Existing | Food Preparation | Natural Gas | Broiler | E8 |  | Baseline Forecast | 0 | 0 | 0 | 0 | 0 | 0 | 0 | 0 | 0 | 0 | 0 | 0 | 0 | 0 | 0 | 0 | 0 | 0 | 0 | 0 | 0 | 0 | 0 | 0 | 0
Commercial_Restaurant_Existing_Food Preparation_Natural Gas_Broiler_E9_Baseline Forecast | Commercial | Restaurant | Existing | Food Preparation | Natural Gas | Broiler | E9 |  | Baseline Forecast | 0 | 0 | 0 | 0 | 0 | 0 | 0 | 0 | 0 | 0 | 0 | 0 | 0 | 0 | 0 | 0 | 0 | 0 | 0 | 0 | 0 | 0 | 0 | 0 | 0
Commercial_Restaurant_Existing_Food Preparation_Natural Gas_Broiler_E10_Baseline Forecast | Commercial | Restaurant | Existing | Food Preparation | Natural Gas | Broiler | E10 |  | Baseline Forecast | 0 | 0 | 0 | 0 | 0 | 0 | 0 | 0 | 0 | 0 | 0 | 0 | 0 | 0 | 0 | 0 | 0 | 0 | 0 | 0 | 0 | 0 | 0 | 0 | 0
Commercial_Restaurant_Existing_Food Preparation_Natural Gas_Broiler_Vintage_Baseline Forecast | Commercial | Restaurant | Existing | Food Preparation | Natural Gas | Broiler | Vintage | Vintage | Baseline Forecast | 1235008.6609 | 1170085.8639 | 1100786.4237 | 1028039.8725 | 952650.118 | 875311.3945 | 796622.2092 | 717097.5356 | 637179.4726 | 557246.5638 | 487341.0809 | 426205.103 | 372738.513 | 325979.2014 | 285085.7532 | 249322.3074 | 218045.3155 | 190691.9605 | 166770.0299 | 145849.0584 | 127552.5816 | 111551.3617 | 0 | 0 | Vintage
Commercial_Restaurant_Existing_Food Preparation_Natural Gas_Griddle_E1_Baseline Forecast | Commercial | Restaurant | Existing | Food Preparation | Natural Gas | Griddle | E1 | Standard | Baseline Forecast | 0 | 46526.4867 | 97909.905 | 153183.9044 | 211512.0971 | 272171.5657 | 334538.4437 | 398075.3078 | 462320.1568 | 526876.7752 | 581358.2195 | 627060.282 | 665115.6867 | 696514.5532 | 722122.2952 | 742695.2719 | 758894.477 | 771297.5099 | 780409.0447 | 786669.9862 | 790465.4773 | 792131.901 | 0 | 0 | 1
Commercial_Restaurant_Existing_Food Preparation_Natural Gas_Griddle_E2_Baseline Forecast | Commercial | Restaurant | Existing | Food Preparation | Natural Gas | Griddle | E2 | ENERGY STAR | Baseline Forecast | 0 | 19003.7763 | 39991.3697 | 62568.0736 | 86392.265 | 111168.6677 | 136642.4629 | 162594.1398 | 188834.9936 | 215203.1899 | 237456.1742 | 256123.2138 | 271666.9706 | 284491.8598 | 294951.36 | 303354.4068 | 309970.9836 | 315037.0111 | 318758.6239 | 321315.9099 | 322866.1809 | 323546.8328 | 0 | 0 | 1
Commercial_Restaurant_Existing_Food Preparation_Natural Gas_Griddle_E3_Baseline Forecast | Commercial | Restaurant | Existing | Food Preparation | Natural Gas | Griddle | E3 |  | Baseline Forecast | 0 | 0 | 0 | 0 | 0 | 0 | 0 | 0 | 0 | 0 | 0 | 0 | 0 | 0 | 0 | 0 | 0 | 0 | 0 | 0 | 0 | 0 | 0 | 0 | 0
Commercial_Restaurant_Existing_Food Preparation_Natural Gas_Griddle_E4_Baseline Forecast | Commercial | Restaurant | Existing | Food Preparation | Natural Gas | Griddle | E4 |  | Baseline Forecast | 0 | 0 | 0 | 0 | 0 | 0 | 0 | 0 | 0 | 0 | 0 | 0 | 0 | 0 | 0 | 0 | 0 | 0 | 0 | 0 | 0 | 0 | 0 | 0 | 0
Commercial_Restaurant_Existing_Food Preparation_Natural Gas_Griddle_E5_Baseline Forecast | Commercial | Restaurant | Existing | Food Preparation | Natural Gas | Griddle | E5 |  | Baseline Forecast | 0 | 0 | 0 | 0 | 0 | 0 | 0 | 0 | 0 | 0 | 0 | 0 | 0 | 0 | 0 | 0 | 0 | 0 | 0 | 0 | 0 | 0 | 0 | 0 | 0
Commercial_Restaurant_Existing_Food Preparation_Natural Gas_Griddle_E6_Baseline Forecast | Commercial | Restaurant | Existing | Food Preparation | Natural Gas | Griddle | E6 |  | Baseline Forecast | 0 | 0 | 0 | 0 | 0 | 0 | 0 | 0 | 0 | 0 | 0 | 0 | 0 | 0 | 0 | 0 | 0 | 0 | 0 | 0 | 0 | 0 | 0 | 0 | 0
Commercial_Restaurant_Existing_Food Preparation_Natural Gas_Griddle_E7_Baseline Forecast | Commercial | Restaurant | Existing | Food Preparation | Natural Gas | Griddle | E7 |  | Baseline Forecast | 0 | 0 | 0 | 0 | 0 | 0 | 0 | 0 | 0 | 0 | 0 | 0 | 0 | 0 | 0 | 0 | 0 | 0 | 0 | 0 | 0 | 0 | 0 | 0 | 0
Commercial_Restaurant_Existing_Food Preparation_Natural Gas_Griddle_E8_Baseline Forecast | Commercial | Restaurant | Existing | Food Preparation | Natural Gas | Griddle | E8 |  | Baseline Forecast | 0 | 0 | 0 | 0 | 0 | 0 | 0 | 0 | 0 | 0 | 0 | 0 | 0 | 0 | 0 | 0 | 0 | 0 | 0 | 0 | 0 | 0 | 0 | 0 | 0
Commercial_Restaurant_Existing_Food Preparation_Natural Gas_Griddle_E9_Baseline Forecast | Commercial | Restaurant | Existing | Food Preparation | Natural Gas | Griddle | E9 |  | Baseline Forecast | 0 | 0 | 0 | 0 | 0 | 0 | 0 | 0 | 0 | 0 | 0 | 0 | 0 | 0 | 0 | 0 | 0 | 0 | 0 | 0 | 0 | 0 | 0 | 0 | 0
Commercial_Restaurant_Existing_Food Preparation_Natural Gas_Griddle_E10_Baseline Forecast | Commercial | Restaurant | Existing | Food Preparation | Natural Gas | Griddle | E10 |  | Baseline Forecast | 0 | 0 | 0 | 0 | 0 | 0 | 0 | 0 | 0 | 0 | 0 | 0 | 0 | 0 | 0 | 0 | 0 | 0 | 0 | 0 | 0 | 0 | 0 | 0 | 0
Commercial_Restaurant_Existing_Food Preparation_Natural Gas_Griddle_Vintage_Baseline Forecast | Commercial | Restaurant | Existing | Food Preparation | Natural Gas | Griddle | Vintage | Vintage | Baseline Forecast | 1798322.2984 | 1703786.8371 | 1602878.4528 | 1496950.6571 | 1387174.037 | 1274559.4817 | 1159978.4906 | 1044180.927 | 927810.5408 | 811418.5375 | 709627.6816 | 620606.2878 | 542752.4524 | 474665.2272 | 415119.4102 | 363043.4985 | 317500.4073 | 277670.6071 | 242837.3768 | 212373.9066 | 185732.0187 | 162432.3031 | 0 | 0 | Vintage
Commercial_Restaurant_Existing_Food Preparation_Natural Gas_Range_E1_Baseline Forecast | Commercial | Restaurant | Existing | Food Preparation | Natural Gas | Range | E1 | Standard | Baseline Forecast | 0 | 44440.7032 | 100565.0105 | 165191.7817 | 235834.0266 | 310550.7551 | 387830.3748 | 466498.922 | 545647.8368 | 624577.1225 | 683555.343 | 726880.8988 | 757936.2283 | 779382.8325 | 793314.7779 | 801379.5178 | 804872.9902 | 804814.4691 | 802005.4794 | 797076.1681 | 790521.803 | 782731.5007 | 0 | 0 | 1
Commercial_Restaurant_Existing_Food Preparation_Natural Gas_Range_E2_Baseline Forecast | Commercial | Restaurant | Existing | Food Preparation | Natural Gas | Range | E2 | High Efficiency | Baseline Forecast | 0 | 63951.2558 | 144715.503 | 237715.0029 | 339370.9164 | 446890.111 | 558097.3687 | 671303.3268 | 785200.5456 | 898781.7129 | 983652.8107 | 1045999.3422 | 1090688.7188 | 1121550.9054 | 1141599.3146 | 1153204.6719 | 1158231.8639 | 1158147.6507 | 1154105.446 | 1147012.0468 | 1137580.1555 | 1126369.7206 | 0 | 0 | 1
Commercial_Restaurant_Existing_Food Preparation_Natural Gas_Range_E3_Baseline Forecast | Commercial | Restaurant | Existing | Food Preparation | Natural Gas | Range | E3 |  | Baseline Forecast | 0 | 0 | 0 | 0 | 0 | 0 | 0 | 0 | 0 | 0 | 0 | 0 | 0 | 0 | 0 | 0 | 0 | 0 | 0 | 0 | 0 | 0 | 0 | 0 | 0
Commercial_Restaurant_Existing_Food Preparation_Natural Gas_Range_E4_Baseline Forecast | Commercial | Restaurant | Existing | Food Preparation | Natural Gas | Range | E4 |  | Baseline Forecast | 0 | 0 | 0 | 0 | 0 | 0 | 0 | 0 | 0 | 0 | 0 | 0 | 0 | 0 | 0 | 0 | 0 | 0 | 0 | 0 | 0 | 0 | 0 | 0 | 0
Commercial_Restaurant_Existing_Food Preparation_Natural Gas_Range_E5_Baseline Forecast | Commercial | Restaurant | Existing | Food Preparation | Natural Gas | Range | E5 |  | Baseline Forecast | 0 | 0 | 0 | 0 | 0 | 0 | 0 | 0 | 0 | 0 | 0 | 0 | 0 | 0 | 0 | 0 | 0 | 0 | 0 | 0 | 0 | 0 | 0 | 0 | 0
Commercial_Restaurant_Existing_Food Preparation_Natural Gas_Range_E6_Baseline Forecast | Commercial | Restaurant | Existing | Food Preparation | Natural Gas | Range | E6 |  | Baseline Forecast | 0 | 0 | 0 | 0 | 0 | 0 | 0 | 0 | 0 | 0 | 0 | 0 | 0 | 0 | 0 | 0 | 0 | 0 | 0 | 0 | 0 | 0 | 0 | 0 | 0
Commercial_Restaurant_Existing_Food Preparation_Natural Gas_Range_E7_Baseline Forecast | Commercial | Restaurant | Existing | Food Preparation | Natural Gas | Range | E7 |  | Baseline Forecast | 0 | 0 | 0 | 0 | 0 | 0 | 0 | 0 | 0 | 0 | 0 | 0 | 0 | 0 | 0 | 0 | 0 | 0 | 0 | 0 | 0 | 0 | 0 | 0 | 0
Commercial_Restaurant_Existing_Food Preparation_Natural Gas_Range_E8_Baseline Forecast | Commercial | Restaurant | Existing | Food Preparation | Natural Gas | Range | E8 |  | Baseline Forecast | 0 | 0 | 0 | 0 | 0 | 0 | 0 | 0 | 0 | 0 | 0 | 0 | 0 | 0 | 0 | 0 | 0 | 0 | 0 | 0 | 0 | 0 | 0 | 0 | 0
Commercial_Restaurant_Existing_Food Preparation_Natural Gas_Range_E9_Baseline Forecast | Commercial | Restaurant | Existing | Food Preparation | Natural Gas | Range | E9 |  | Baseline Forecast | 0 | 0 | 0 | 0 | 0 | 0 | 0 | 0 | 0 | 0 | 0 | 0 | 0 | 0 | 0 | 0 | 0 | 0 | 0 | 0 | 0 | 0 | 0 | 0 | 0
Commercial_Restaurant_Existing_Food Preparation_Natural Gas_Range_E10_Baseline Forecast | Commercial | Restaurant | Existing | Food Preparation | Natural Gas | Range | E10 |  | Baseline Forecast | 0 | 0 | 0 | 0 | 0 | 0 | 0 | 0 | 0 | 0 | 0 | 0 | 0 | 0 | 0 | 0 | 0 | 0 | 0 | 0 | 0 | 0 | 0 | 0 | 0
Commercial_Restaurant_Existing_Food Preparation_Natural Gas_Range_Vintage_Baseline Forecast | Commercial | Restaurant | Existing | Food Preparation | Natural Gas | Range | Vintage | Vintage | Baseline Forecast | 2754221.9073 | 2601407.0144 | 2420812.0247 | 2220184.2611 | 2005578.1826 | 1781716.7252 | 1552275.6931 | 1320107.584 | 1087417.7435 | 855902.9981 | 673678.4888 | 530250.1654 | 417358.1947 | 328501.2887 | 258562.3047 | 203513.5559 | 160184.8634 | 126080.9892 | 99237.9399 | 78109.8624 | 61480.0207 | 48390.726 | 0 | 0 | Vintage
Commercial_Restaurant_Existing_Food Preparation_Natural Gas_Steamer_E1_Baseline Forecast | Commercial | Restaurant | Existing | Food Preparation | Natural Gas | Steamer | E1 | Standard | Baseline Forecast | 0 | 6522.4359 | 13725.7534 | 21474.482 | 29651.3706 | 38155.0751 | 46898.1373 | 55805.2169 | 64811.5473 | 73861.5839 | 81499.2061 | 87906.068 | 93240.9633 | 97642.6947 | 101232.5822 | 104116.6582 | 106387.5857 | 108126.3369 | 109403.661 | 110281.3673 | 110813.4481 | 111047.06 | 0 | 0 | 1
Commercial_Restaurant_Existing_Food Preparation_Natural Gas_Steamer_E2_Baseline Forecast | Commercial | Restaurant | Existing | Food Preparation | Natural Gas | Steamer | E2 | ENERGY STAR | Baseline Forecast | 0 | 6522.4359 | 13725.7534 | 21474.482 | 29651.3706 | 38155.0751 | 46898.1373 | 55805.2169 | 64811.5473 | 73861.5839 | 81499.2061 | 87906.068 | 93240.9633 | 97642.6947 | 101232.5822 | 104116.6582 | 106387.5857 | 108126.3369 | 109403.661 | 110281.3673 | 110813.4481 | 111047.06 | 0 | 0 | 1
Commercial_Restaurant_Existing_Food Preparation_Natural Gas_Steamer_E3_Baseline Forecast | Commercial | Restaurant | Existing | Food Preparation | Natural Gas | Steamer | E3 |  | Baseline Forecast | 0 | 0 | 0 | 0 | 0 | 0 | 0 | 0 | 0 | 0 | 0 | 0 | 0 | 0 | 0 | 0 | 0 | 0 | 0 | 0 | 0 | 0 | 0 | 0 | 0
Commercial_Restaurant_Existing_Food Preparation_Natural Gas_Steamer_E4_Baseline Forecast | Commercial | Restaurant | Existing | Food Preparation | Natural Gas | Steamer | E4 |  | Baseline Forecast | 0 | 0 | 0 | 0 | 0 | 0 | 0 | 0 | 0 | 0 | 0 | 0 | 0 | 0 | 0 | 0 | 0 | 0 | 0 | 0 | 0 | 0 | 0 | 0 | 0
Commercial_Restaurant_Existing_Food Preparation_Natural Gas_Steamer_E5_Baseline Forecast | Commercial | Restaurant | Existing | Food Preparation | Natural Gas | Steamer | E5 |  | Baseline Forecast | 0 | 0 | 0 | 0 | 0 | 0 | 0 | 0 | 0 | 0 | 0 | 0 | 0 | 0 | 0 | 0 | 0 | 0 | 0 | 0 | 0 | 0 | 0 | 0 | 0
Commercial_Restaurant_Existing_Food Preparation_Natural Gas_Steamer_E6_Baseline Forecast | Commercial | Restaurant | Existing | Food Preparation | Natural Gas | Steamer | E6 |  | Baseline Forecast | 0 | 0 | 0 | 0 | 0 | 0 | 0 | 0 | 0 | 0 | 0 | 0 | 0 | 0 | 0 | 0 | 0 | 0 | 0 | 0 | 0 | 0 | 0 | 0 | 0
Commercial_Restaurant_Existing_Food Preparation_Natural Gas_Steamer_E7_Baseline Forecast | Commercial | Restaurant | Existing | Food Preparation | Natural Gas | Steamer | E7 |  | Baseline Forecast | 0 | 0 | 0 | 0 | 0 | 0 | 0 | 0 | 0 | 0 | 0 | 0 | 0 | 0 | 0 | 0 | 0 | 0 | 0 | 0 | 0 | 0 | 0 | 0 | 0
Commercial_Restaurant_Existing_Food Preparation_Natural Gas_Steamer_E8_Baseline Forecast | Commercial | Restaurant | Existing | Food Preparation | Natural Gas | Steamer | E8 |  | Baseline Forecast | 0 | 0 | 0 | 0 | 0 | 0 | 0 | 0 | 0 | 0 | 0 | 0 | 0 | 0 | 0 | 0 | 0 | 0 | 0 | 0 | 0 | 0 | 0 | 0 | 0
Commercial_Restaurant_Existing_Food Preparation_Natural Gas_Steamer_E9_Baseline Forecast | Commercial | Restaurant | Existing | Food Preparation | Natural Gas | Steamer | E9 |  | Baseline Forecast | 0 | 0 | 0 | 0 | 0 | 0 | 0 | 0 | 0 | 0 | 0 | 0 | 0 | 0 | 0 | 0 | 0 | 0 | 0 | 0 | 0 | 0 | 0 | 0 | 0
Commercial_Restaurant_Existing_Food Preparation_Natural Gas_Steamer_E10_Baseline Forecast | Commercial | Restaurant | Existing | Food Preparation | Natural Gas | Steamer | E10 |  | Baseline Forecast | 0 | 0 | 0 | 0 | 0 | 0 | 0 | 0 | 0 | 0 | 0 | 0 | 0 | 0 | 0 | 0 | 0 | 0 | 0 | 0 | 0 | 0 | 0 | 0 | 0
Commercial_Restaurant_Existing_Food Preparation_Natural Gas_Steamer_Vintage_Baseline Forecast | Commercial | Restaurant | Existing | Food Preparation | Natural Gas | Steamer | Vintage | Vintage | Baseline Forecast | 357985.499 | 339166.6675 | 319079.2013 | 297992.5392 | 276139.7055 | 253721.9343 | 230912.7119 | 207861.3108 | 184695.88 | 161526.1459 | 141263.0094 | 123541.8433 | 108043.7626 | 94489.8856 | 82636.3157 | 72269.7528 | 63203.6548 | 55274.8809 | 48340.756 | 42276.5035 | 36972.9995 | 32334.8096 | 0 | 0 | Vintage
Commercial_Restaurant_Existing_Food Preparation_Natural Gas_Food Prep Other_E1_Baseline Forecast | Commercial | Restaurant | Existing | Food Preparation | Natural Gas | Food Prep Other | E1 | Standard | Baseline Forecast | 0 | 10425.4616 | 23591.8106 | 38752.775 | 55324.9252 | 72852.9193 | 90982.1488 | 109437.2104 | 128004.9627 | 146521.1916 | 160357.0477 | 170520.9039 | 177806.2554 | 182837.4707 | 186105.8025 | 187997.731 | 188817.2739 | 188803.5453 | 188144.577 | 186988.1969 | 185450.5911 | 183623.0436 | 0 | 0 | 1
Commercial_Restaurant_Existing_Food Preparation_Natural Gas_Food Prep Other_E2_Baseline Forecast | Commercial | Restaurant | Existing | Food Preparation | Natural Gas | Food Prep Other | E2 | ENERGY STAR | Baseline Forecast | 0 | 3663 | 8289.0145 | 13615.8399 | 19438.4872 | 25596.9716 | 31966.7009 | 38450.9118 | 44974.7166 | 51480.4187 | 56341.6654 | 59912.75 | 62472.4681 | 64240.1924 | 65388.5252 | 66053.2569 | 66341.2044 | 66336.3808 | 66104.8514 | 65698.5557 | 65158.3158 | 64516.2045 | 0 | 0 | 1
Commercial_Restaurant_Existing_Food Preparation_Natural Gas_Food Prep Other_E3_Baseline Forecast | Commercial | Restaurant | Existing | Food Preparation | Natural Gas | Food Prep Other | E3 |  | Baseline Forecast | 0 | 0 | 0 | 0 | 0 | 0 | 0 | 0 | 0 | 0 | 0 | 0 | 0 | 0 | 0 | 0 | 0 | 0 | 0 | 0 | 0 | 0 | 0 | 0 | 0
Commercial_Restaurant_Existing_Food Preparation_Natural Gas_Food Prep Other_E4_Baseline Forecast | Commercial | Restaurant | Existing | Food Preparation | Natural Gas | Food Prep Other | E4 |  | Baseline Forecast | 0 | 0 | 0 | 0 | 0 | 0 | 0 | 0 | 0 | 0 | 0 | 0 | 0 | 0 | 0 | 0 | 0 | 0 | 0 | 0 | 0 | 0 | 0 | 0 | 0
Commercial_Restaurant_Existing_Food Preparation_Natural Gas_Food Prep Other_E5_Baseline Forecast | Commercial | Restaurant | Existing | Food Preparation | Natural Gas | Food Prep Other | E5 |  | Baseline Forecast | 0 | 0 | 0 | 0 | 0 | 0 | 0 | 0 | 0 | 0 | 0 | 0 | 0 | 0 | 0 | 0 | 0 | 0 | 0 | 0 | 0 | 0 | 0 | 0 | 0
Commercial_Restaurant_Existing_Food Preparation_Natural Gas_Food Prep Other_E6_Baseline Forecast | Commercial | Restaurant | Existing | Food Preparation | Natural Gas | Food Prep Other | E6 |  | Baseline Forecast | 0 | 0 | 0 | 0 | 0 | 0 | 0 | 0 | 0 | 0 | 0 | 0 | 0 | 0 | 0 | 0 | 0 | 0 | 0 | 0 | 0 | 0 | 0 | 0 | 0
Commercial_Restaurant_Existing_Food Preparation_Natural Gas_Food Prep Other_E7_Baseline Forecast | Commercial | Restaurant | Existing | Food Preparation | Natural Gas | Food Prep Other | E7 |  | Baseline Forecast | 0 | 0 | 0 | 0 | 0 | 0 | 0 | 0 | 0 | 0 | 0 | 0 | 0 | 0 | 0 | 0 | 0 | 0 | 0 | 0 | 0 | 0 | 0 | 0 | 0
Commercial_Restaurant_Existing_Food Preparation_Natural Gas_Food Prep Other_E8_Baseline Forecast | Commercial | Restaurant | Existing | Food Preparation | Natural Gas | Food Prep Other | E8 |  | Baseline Forecast | 0 | 0 | 0 | 0 | 0 | 0 | 0 | 0 | 0 | 0 | 0 | 0 | 0 | 0 | 0 | 0 | 0 | 0 | 0 | 0 | 0 | 0 | 0 | 0 | 0
Commercial_Restaurant_Existing_Food Preparation_Natural Gas_Food Prep Other_E9_Baseline Forecast | Commercial | Restaurant | Existing | Food Preparation | Natural Gas | Food Prep Other | E9 |  | Baseline Forecast | 0 | 0 | 0 | 0 | 0 | 0 | 0 | 0 | 0 | 0 | 0 | 0 | 0 | 0 | 0 | 0 | 0 | 0 | 0 | 0 | 0 | 0 | 0 | 0 | 0
Commercial_Restaurant_Existing_Food Preparation_Natural Gas_Food Prep Other_E10_Baseline Forecast | Commercial | Restaurant | Existing | Food Preparation | Natural Gas | Food Prep Other | E10 |  | Baseline Forecast | 0 | 0 | 0 | 0 | 0 | 0 | 0 | 0 | 0 | 0 | 0 | 0 | 0 | 0 | 0 | 0 | 0 | 0 | 0 | 0 | 0 | 0 | 0 | 0 | 0
Commercial_Restaurant_Existing_Food Preparation_Natural Gas_Food Prep Other_Vintage_Baseline Forecast | Commercial | Restaurant | Existing | Food Preparation | Natural Gas | Food Prep Other | Vintage | Vintage | Baseline Forecast | 357985.499 | 338123.0777 | 314649.8829 | 288572.8882 | 260679.0341 | 231582.1936 | 201760.1367 | 171583.6226 | 141339.2953 | 111247.7034 | 87562.7085 | 68920.3254 | 54246.9658 | 42697.6118 | 33607.1525 | 26452.0813 | 20820.3479 | 16387.6287 | 12898.6497 | 10152.4855 | 7990.9886 | 6289.6814 | 0 | 0 | Vintage
Commercial_Restaurant_Existing_Miscellaneous_Natural Gas_Pool Heater_E1_Baseline Forecast | Commercial | Restaurant | Existing | Miscellaneous | Natural Gas | Pool Heater | E1 | Standard (EF .82) | Baseline Forecast | 0 | 3480.8302 | 6735.2193 | 9793.8706 | 12681.3814 | 15417.5335 | 17483.4717 | 19023.3007 | 20150.4223 | 20954.0722 | 21504.4653 | 21856.846 | 22054.6755 | 22132.1409 | 22116.1301 | 22027.7863 | 21883.731 | 21697.0272 | 21477.9376 | 21234.5207 | 20973.1005 | 20698.6363 | 0 | 0 | 1
Commercial_Restaurant_Existing_Miscellaneous_Natural Gas_Pool Heater_E2_Baseline Forecast | Commercial | Restaurant | Existing | Miscellaneous | Natural Gas | Pool Heater | E2 | Condensing (EF .90) | Baseline Forecast | 0 | 386.7589 | 748.3577 | 1088.2078 | 1409.0424 | 1713.0593 | 1942.608 | 2113.7001 | 2238.9358 | 2328.2302 | 2389.385 | 2428.5384 | 2450.5195 | 2459.1268 | 2457.3478 | 2447.5318 | 2431.5257 | 2410.7808 | 2386.4375 | 2359.3912 | 2330.3445 | 2299.8485 | 0 | 0 | 1
Commercial_Restaurant_Existing_Miscellaneous_Natural Gas_Pool Heater_E3_Baseline Forecast | Commercial | Restaurant | Existing | Miscellaneous | Natural Gas | Pool Heater | E3 |  | Baseline Forecast | 0 | 0 | 0 | 0 | 0 | 0 | 0 | 0 | 0 | 0 | 0 | 0 | 0 | 0 | 0 | 0 | 0 | 0 | 0 | 0 | 0 | 0 | 0 | 0 | 0
Commercial_Restaurant_Existing_Miscellaneous_Natural Gas_Pool Heater_E4_Baseline Forecast | Commercial | Restaurant | Existing | Miscellaneous | Natural Gas | Pool Heater | E4 |  | Baseline Forecast | 0 | 0 | 0 | 0 | 0 | 0 | 0 | 0 | 0 | 0 | 0 | 0 | 0 | 0 | 0 | 0 | 0 | 0 | 0 | 0 | 0 | 0 | 0 | 0 | 0
Commercial_Restaurant_Existing_Miscellaneous_Natural Gas_Pool Heater_E5_Baseline Forecast | Commercial | Restaurant | Existing | Miscellaneous | Natural Gas | Pool Heater | E5 |  | Baseline Forecast | 0 | 0 | 0 | 0 | 0 | 0 | 0 | 0 | 0 | 0 | 0 | 0 | 0 | 0 | 0 | 0 | 0 | 0 | 0 | 0 | 0 | 0 | 0 | 0 | 0
Commercial_Restaurant_Existing_Miscellaneous_Natural Gas_Pool Heater_E6_Baseline Forecast | Commercial | Restaurant | Existing | Miscellaneous | Natural Gas | Pool Heater | E6 |  | Baseline Forecast | 0 | 0 | 0 | 0 | 0 | 0 | 0 | 0 | 0 | 0 | 0 | 0 | 0 | 0 | 0 | 0 | 0 | 0 | 0 | 0 | 0 | 0 | 0 | 0 | 0
Commercial_Restaurant_Existing_Miscellaneous_Natural Gas_Pool Heater_E7_Baseline Forecast | Commercial | Restaurant | Existing | Miscellaneous | Natural Gas | Pool Heater | E7 |  | Baseline Forecast | 0 | 0 | 0 | 0 | 0 | 0 | 0 | 0 | 0 | 0 | 0 | 0 | 0 | 0 | 0 | 0 | 0 | 0 | 0 | 0 | 0 | 0 | 0 | 0 | 0
Commercial_Restaurant_Existing_Miscellaneous_Natural Gas_Pool Heater_E8_Baseline Forecast | Commercial | Restaurant | Existing | Miscellaneous | Natural Gas | Pool Heater | E8 |  | Baseline Forecast | 0 | 0 | 0 | 0 | 0 | 0 | 0 | 0 | 0 | 0 | 0 | 0 | 0 | 0 | 0 | 0 | 0 | 0 | 0 | 0 | 0 | 0 | 0 | 0 | 0
Commercial_Restaurant_Existing_Miscellaneous_Natural Gas_Pool Heater_E9_Baseline Forecast | Commercial | Restaurant | Existing | Miscellaneous | Natural Gas | Pool Heater | E9 |  | Baseline Forecast | 0 | 0 | 0 | 0 | 0 | 0 | 0 | 0 | 0 | 0 | 0 | 0 | 0 | 0 | 0 | 0 | 0 | 0 | 0 | 0 | 0 | 0 | 0 | 0 | 0
Commercial_Restaurant_Existing_Miscellaneous_Natural Gas_Pool Heater_E10_Baseline Forecast | Commercial | Restaurant | Existing | Miscellaneous | Natural Gas | Pool Heater | E10 |  | Baseline Forecast | 0 | 0 | 0 | 0 | 0 | 0 | 0 | 0 | 0 | 0 | 0 | 0 | 0 | 0 | 0 | 0 | 0 | 0 | 0 | 0 | 0 | 0 | 0 | 0 | 0
Commercial_Restaurant_Existing_Miscellaneous_Natural Gas_Pool Heater_Vintage_Baseline Forecast | Commercial | Restaurant | Existing | Miscellaneous | Natural Gas | Pool Heater | Vintage | Vintage | Baseline Forecast | 32758.2687 | 28362.3204 | 24226.4952 | 20316.541 | 16604.9922 | 13069.7358 | 10287.1469 | 8096.9801 | 6373.1069 | 5016.2519 | 3948.2757 | 3107.6751 | 2446.041 | 1925.271 | 1515.3746 | 1192.7465 | 938.8069 | 738.9319 | 581.6109 | 457.7841 | 360.3204 | 283.607 | 0 | 0 | Vintage
Commercial_Restaurant_Existing_Miscellaneous_Natural Gas_Miscellaneous_E1_Baseline Forecast | Commercial | Restaurant | Existing | Miscellaneous | Natural Gas | Miscellaneous | E1 | Standard | Baseline Forecast | 0 | 450596.3623 | 971100.916 | 1545910.5495 | 2018932.6233 | 2406304.535 | 2721632.1919 | 2976386.6991 | 3180238.893 | 3341341.4586 | 3466566.8436 | 3561707.8946 | 3631647.0565 | 3680499.0607 | 3711731.2559 | 3728265.0847 | 3732561.6596 | 3726693.9302 | 3712407.5427 | 3691172.1629 | 3664224.7571 | 3632606.091 | 0 | 0 | 1
Commercial_Restaurant_Existing_Miscellaneous_Natural Gas_Miscellaneous_E2_Baseline Forecast | Commercial | Restaurant | Existing | Miscellaneous | Natural Gas | Miscellaneous | E2 |  | Baseline Forecast | 0 | 0 | 0 | 0 | 0 | 0 | 0 | 0 | 0 | 0 | 0 | 0 | 0 | 0 | 0 | 0 | 0 | 0 | 0 | 0 | 0 | 0 | 0 | 0 | 0
Commercial_Restaurant_Existing_Miscellaneous_Natural Gas_Miscellaneous_E3_Baseline Forecast | Commercial | Restaurant | Existing | Miscellaneous | Natural Gas | Miscellaneous | E3 |  | Baseline Forecast | 0 | 0 | 0 | 0 | 0 | 0 | 0 | 0 | 0 | 0 | 0 | 0 | 0 | 0 | 0 | 0 | 0 | 0 | 0 | 0 | 0 | 0 | 0 | 0 | 0
Commercial_Restaurant_Existing_Miscellaneous_Natural Gas_Miscellaneous_E4_Baseline Forecast | Commercial | Restaurant | Existing | Miscellaneous | Natural Gas | Miscellaneous | E4 |  | Baseline Forecast | 0 | 0 | 0 | 0 | 0 | 0 | 0 | 0 | 0 | 0 | 0 | 0 | 0 | 0 | 0 | 0 | 0 | 0 | 0 | 0 | 0 | 0 | 0 | 0 | 0
Commercial_Restaurant_Existing_Miscellaneous_Natural Gas_Miscellaneous_E5_Baseline Forecast | Commercial | Restaurant | Existing | Miscellaneous | Natural Gas | Miscellaneous | E5 |  | Baseline Forecast | 0 | 0 | 0 | 0 | 0 | 0 | 0 | 0 | 0 | 0 | 0 | 0 | 0 | 0 | 0 | 0 | 0 | 0 | 0 | 0 | 0 | 0 | 0 | 0 | 0
Commercial_Restaurant_Existing_Miscellaneous_Natural Gas_Miscellaneous_E6_Baseline Forecast | Commercial | Restaurant | Existing | Miscellaneous | Natural Gas | Miscellaneous | E6 |  | Baseline Forecast | 0 | 0 | 0 | 0 | 0 | 0 | 0 | 0 | 0 | 0 | 0 | 0 | 0 | 0 | 0 | 0 | 0 | 0 | 0 | 0 | 0 | 0 | 0 | 0 | 0
Commercial_Restaurant_Existing_Miscellaneous_Natural Gas_Miscellaneous_E7_Baseline Forecast | Commercial | Restaurant | Existing | Miscellaneous | Natural Gas | Miscellaneous | E7 |  | Baseline Forecast | 0 | 0 | 0 | 0 | 0 | 0 | 0 | 0 | 0 | 0 | 0 | 0 | 0 | 0 | 0 | 0 | 0 | 0 | 0 | 0 | 0 | 0 | 0 | 0 | 0
Commercial_Restaurant_Existing_Miscellaneous_Natural Gas_Miscellaneous_E8_Baseline Forecast | Commercial | Restaurant | Existing | Miscellaneous | Natural Gas | Miscellaneous | E8 |  | Baseline Forecast | 0 | 0 | 0 | 0 | 0 | 0 | 0 | 0 | 0 | 0 | 0 | 0 | 0 | 0 | 0 | 0 | 0 | 0 | 0 | 0 | 0 | 0 | 0 | 0 | 0
Commercial_Restaurant_Existing_Miscellaneous_Natural Gas_Miscellaneous_E9_Baseline Forecast | Commercial | Restaurant | Existing | Miscellaneous | Natural Gas | Miscellaneous | E9 |  | Baseline Forecast | 0 | 0 | 0 | 0 | 0 | 0 | 0 | 0 | 0 | 0 | 0 | 0 | 0 | 0 | 0 | 0 | 0 | 0 | 0 | 0 | 0 | 0 | 0 | 0 | 0
Commercial_Restaurant_Existing_Miscellaneous_Natural Gas_Miscellaneous_E10_Baseline Forecast | Commercial | Restaurant | Existing | Miscellaneous | Natural Gas | Miscellaneous | E10 |  | Baseline Forecast | 0 | 0 | 0 | 0 | 0 | 0 | 0 | 0 | 0 | 0 | 0 | 0 | 0 | 0 | 0 | 0 | 0 | 0 | 0 | 0 | 0 | 0 | 0 | 0 | 0
Commercial_Restaurant_Existing_Miscellaneous_Natural Gas_Miscellaneous_Vintage_Baseline Forecast | Commercial | Restaurant | Existing | Miscellaneous | Natural Gas | Miscellaneous | Vintage | Vintage | Baseline Forecast | 5343137.1922 | 4806361.1978 | 4201067.006 | 3542835.3092 | 2987736.6893 | 2519612.0468 | 2124834.1224 | 1791910.8037 | 1511150.5856 | 1274380.4478 | 1074707.9352 | 906320.5168 | 764316.3805 | 644561.7402 | 543570.4998 | 458402.7718 | 386579.296 | 326009.2681 | 274929.4749 | 231852.9673 | 195525.7743 | 164890.3995 | 0 | 0 | Vintage
Commercial_Restaurant_New_Space Heating_Natural Gas_Furnace_E1_Baseline Forecast | Commercial | Restaurant | New | Space Heating | Natural Gas | Furnace | E1 | AFUE 80% (Standard) | Baseline Forecast | 0 | 189179.1935 | 485210.2149 | 613587.2236 | 739747.3273 | 864658.1375 | 988317.0869 | 1111195.3332 | 1232796.6061 | 1353308.7361 | 1472239.7766 | 1589822.0712 | 1706307.7995 | 1821173.6614 | 1934648.3091 | 2046464.5299 | 2157113.9258 | 2266442.7018 | 2374195.1206 | 2481075.9321 | 2586697.2631 | 2692089.595 | 0 | 0 | 400
Commercial_Restaurant_New_Space Heating_Natural Gas_Furnace_E2_Baseline Forecast | Commercial | Restaurant | New | Space Heating | Natural Gas | Furnace | E2 | AFUE 90% | Baseline Forecast | 0 | 0 | 0 | 0 | 0 | 0 | 0 | 0 | 0 | 0 | 0 | 0 | 0 | 0 | 0 | 0 | 0 | 0 | 0 | 0 | 0 | 0 | 0 | 0 | 400
Commercial_Restaurant_New_Space Heating_Natural Gas_Furnace_E3_Baseline Forecast | Commercial | Restaurant | New | Space Heating | Natural Gas | Furnace | E3 | AFUE 95% | Baseline Forecast | 0 | 0 | 0 | 0 | 0 | 0 | 0 | 0 | 0 | 0 | 0 | 0 | 0 | 0 | 0 | 0 | 0 | 0 | 0 | 0 | 0 | 0 | 0 | 0 | 400
Commercial_Restaurant_New_Space Heating_Natural Gas_Furnace_E4_Baseline Forecast | Commercial | Restaurant | New | Space Heating | Natural Gas | Furnace | E4 |  | Baseline Forecast | 0 | 0 | 0 | 0 | 0 | 0 | 0 | 0 | 0 | 0 | 0 | 0 | 0 | 0 | 0 | 0 | 0 | 0 | 0 | 0 | 0 | 0 | 0 | 0 | 0
Commercial_Restaurant_New_Space Heating_Natural Gas_Furnace_E5_Baseline Forecast | Commercial | Restaurant | New | Space Heating | Natural Gas | Furnace | E5 |  | Baseline Forecast | 0 | 0 | 0 | 0 | 0 | 0 | 0 | 0 | 0 | 0 | 0 | 0 | 0 | 0 | 0 | 0 | 0 | 0 | 0 | 0 | 0 | 0 | 0 | 0 | 0
Commercial_Restaurant_New_Space Heating_Natural Gas_Furnace_E6_Baseline Forecast | Commercial | Restaurant | New | Space Heating | Natural Gas | Furnace | E6 |  | Baseline Forecast | 0 | 0 | 0 | 0 | 0 | 0 | 0 | 0 | 0 | 0 | 0 | 0 | 0 | 0 | 0 | 0 | 0 | 0 | 0 | 0 | 0 | 0 | 0 | 0 | 0
Commercial_Restaurant_New_Space Heating_Natural Gas_Furnace_E7_Baseline Forecast | Commercial | Restaurant | New | Space Heating | Natural Gas | Furnace | E7 |  | Baseline Forecast | 0 | 0 | 0 | 0 | 0 | 0 | 0 | 0 | 0 | 0 | 0 | 0 | 0 | 0 | 0 | 0 | 0 | 0 | 0 | 0 | 0 | 0 | 0 | 0 | 0
Commercial_Restaurant_New_Space Heating_Natural Gas_Furnace_E8_Baseline Forecast | Commercial | Restaurant | New | Space Heating | Natural Gas | Furnace | E8 |  | Baseline Forecast | 0 | 0 | 0 | 0 | 0 | 0 | 0 | 0 | 0 | 0 | 0 | 0 | 0 | 0 | 0 | 0 | 0 | 0 | 0 | 0 | 0 | 0 | 0 | 0 | 0
Commercial_Restaurant_New_Space Heating_Natural Gas_Furnace_E9_Baseline Forecast | Commercial | Restaurant | New | Space Heating | Natural Gas | Furnace | E9 |  | Baseline Forecast | 0 | 0 | 0 | 0 | 0 | 0 | 0 | 0 | 0 | 0 | 0 | 0 | 0 | 0 | 0 | 0 | 0 | 0 | 0 | 0 | 0 | 0 | 0 | 0 | 0
Commercial_Restaurant_New_Space Heating_Natural Gas_Furnace_E10_Baseline Forecast | Commercial | Restaurant | New | Space Heating | Natural Gas | Furnace | E10 |  | Baseline Forecast | 0 | 0 | 0 | 0 | 0 | 0 | 0 | 0 | 0 | 0 | 0 | 0 | 0 | 0 | 0 | 0 | 0 | 0 | 0 | 0 | 0 | 0 | 0 | 0 | 0
Commercial_Restaurant_New_Space Heating_Natural Gas_Furnace_Vintage_Baseline Forecast | Commercial | Restaurant | New | Space Heating | Natural Gas | Furnace | Vintage | Vintage | Baseline Forecast | 0 | 0 | 0 | 0 | 0 | 0 | 0 | 0 | 0 | 0 | 0 | 0 | 0 | 0 | 0 | 0 | 0 | 0 | 0 | 0 | 0 | 0 | 0 | 0 | Vintage
Commercial_Restaurant_New_Space Heating_Natural Gas_Boiler_E1_Baseline Forecast | Commercial | Restaurant | New | Space Heating | Natural Gas | Boiler | E1 | AFUE 80% (Standard) | Baseline Forecast | 0 | 6411.4865 | 16444.2965 | 20795.1316 | 25070.8333 | 28316.4107 | 31529.4608 | 34722.2258 | 37881.8109 | 41013.0967 | 44103.3008 | 47158.4603 | 50185.1274 | 53614.2169 | 57001.7746 | 60339.8232 | 63643.0386 | 66906.8295 | 70123.5615 | 73314.2734 | 76467.386 | 79613.6623 | 0 | 0 | 800
Commercial_Restaurant_New_Space Heating_Natural Gas_Boiler_E2_Baseline Forecast | Commercial | Restaurant | New | Space Heating | Natural Gas | Boiler | E2 | AFUE 85% | Baseline Forecast | 0 | 0 | 0 | 0 | 0 | 0 | 0 | 0 | 0 | 0 | 0 | 0 | 0 | 0 | 0 | 0 | 0 | 0 | 0 | 0 | 0 | 0 | 0 | 0 | 800
Commercial_Restaurant_New_Space Heating_Natural Gas_Boiler_E3_Baseline Forecast | Commercial | Restaurant | New | Space Heating | Natural Gas | Boiler | E3 | AFUE 98% | Baseline Forecast | 0 | 1632.0148 | 4185.8209 | 5293.3062 | 6381.6667 | 8447.0341 | 10491.7023 | 12523.4619 | 14534.107 | 16526.7434 | 18493.2369 | 20437.4293 | 22363.4902 | 23818.2554 | 25255.4011 | 26671.5429 | 28072.907 | 29457.5456 | 30822.2198 | 32175.8551 | 33513.5393 | 34848.3232 | 0 | 0 | 800
Commercial_Restaurant_New_Space Heating_Natural Gas_Boiler_E4_Baseline Forecast | Commercial | Restaurant | New | Space Heating | Natural Gas | Boiler | E4 | Convert to NG Air Source Heat Pump | Baseline Forecast | 0 | 0 | 0 | 0 | 0 | 0 | 0 | 0 | 0 | 0 | 0 | 0 | 0 | 0 | 0 | 0 | 0 | 0 | 0 | 0 | 0 | 0 | 0 | 0 | 800
Commercial_Restaurant_New_Space Heating_Natural Gas_Boiler_E5_Baseline Forecast | Commercial | Restaurant | New | Space Heating | Natural Gas | Boiler | E5 |  | Baseline Forecast | 0 | 0 | 0 | 0 | 0 | 0 | 0 | 0 | 0 | 0 | 0 | 0 | 0 | 0 | 0 | 0 | 0 | 0 | 0 | 0 | 0 | 0 | 0 | 0 | 0
Commercial_Restaurant_New_Space Heating_Natural Gas_Boiler_E6_Baseline Forecast | Commercial | Restaurant | New | Space Heating | Natural Gas | Boiler | E6 |  | Baseline Forecast | 0 | 0 | 0 | 0 | 0 | 0 | 0 | 0 | 0 | 0 | 0 | 0 | 0 | 0 | 0 | 0 | 0 | 0 | 0 | 0 | 0 | 0 | 0 | 0 | 0
Commercial_Restaurant_New_Space Heating_Natural Gas_Boiler_E7_Baseline Forecast | Commercial | Restaurant | New | Space Heating | Natural Gas | Boiler | E7 |  | Baseline Forecast | 0 | 0 | 0 | 0 | 0 | 0 | 0 | 0 | 0 | 0 | 0 | 0 | 0 | 0 | 0 | 0 | 0 | 0 | 0 | 0 | 0 | 0 | 0 | 0 | 0
Commercial_Restaurant_New_Space Heating_Natural Gas_Boiler_E8_Baseline Forecast | Commercial | Restaurant | New | Space Heating | Natural Gas | Boiler | E8 |  | Baseline Forecast | 0 | 0 | 0 | 0 | 0 | 0 | 0 | 0 | 0 | 0 | 0 | 0 | 0 | 0 | 0 | 0 | 0 | 0 | 0 | 0 | 0 | 0 | 0 | 0 | 0
Commercial_Restaurant_New_Space Heating_Natural Gas_Boiler_E9_Baseline Forecast | Commercial | Restaurant | New | Space Heating | Natural Gas | Boiler | E9 |  | Baseline Forecast | 0 | 0 | 0 | 0 | 0 | 0 | 0 | 0 | 0 | 0 | 0 | 0 | 0 | 0 | 0 | 0 | 0 | 0 | 0 | 0 | 0 | 0 | 0 | 0 | 0
Commercial_Restaurant_New_Space Heating_Natural Gas_Boiler_E10_Baseline Forecast | Commercial | Restaurant | New | Space Heating | Natural Gas | Boiler | E10 |  | Baseline Forecast | 0 | 0 | 0 | 0 | 0 | 0 | 0 | 0 | 0 | 0 | 0 | 0 | 0 | 0 | 0 | 0 | 0 | 0 | 0 | 0 | 0 | 0 | 0 | 0 | 0
Commercial_Restaurant_New_Space Heating_Natural Gas_Boiler_Vintage_Baseline Forecast | Commercial | Restaurant | New | Space Heating | Natural Gas | Boiler | Vintage | Vintage | Baseline Forecast | 0 | 0 | 0 | 0 | 0 | 0 | 0 | 0 | 0 | 0 | 0 | 0 | 0 | 0 | 0 | 0 | 0 | 0 | 0 | 0 | 0 | 0 | 0 | 0 | Vintage
Commercial_Restaurant_New_Space Heating_Natural Gas_Unit Heater_E1_Baseline Forecast | Commercial | Restaurant | New | Space Heating | Natural Gas | Unit Heater | E1 | Standard | Baseline Forecast | 0 | 30353.1922 | 77850.416 | 98448.0936 | 118690.0758 | 138731.6129 | 158572.293 | 178287.7118 | 197798.2444 | 217134.0275 | 236216.1298 | 255081.8302 | 273771.5901 | 292201.4476 | 310408.0893 | 328348.6418 | 346101.9809 | 363643.4309 | 380931.9594 | 398080.6413 | 415027.2436 | 431937.1038 | 0 | 0 | 125
Commercial_Restaurant_New_Space Heating_Natural Gas_Unit Heater_E2_Baseline Forecast | Commercial | Restaurant | New | Space Heating | Natural Gas | Unit Heater | E2 | Condensing | Baseline Forecast | 0 | 0 | 0 | 0 | 0 | 0 | 0 | 0 | 0 | 0 | 0 | 0 | 0 | 0 | 0 | 0 | 0 | 0 | 0 | 0 | 0 | 0 | 0 | 0 | 125
Commercial_Restaurant_New_Space Heating_Natural Gas_Unit Heater_E3_Baseline Forecast | Commercial | Restaurant | New | Space Heating | Natural Gas | Unit Heater | E3 | Infrared Radiant | Baseline Forecast | 0 | 0 | 0 | 0 | 0 | 0 | 0 | 0 | 0 | 0 | 0 | 0 | 0 | 0 | 0 | 0 | 0 | 0 | 0 | 0 | 0 | 0 | 0 | 0 | 125
Commercial_Restaurant_New_Space Heating_Natural Gas_Unit Heater_E4_Baseline Forecast | Commercial | Restaurant | New | Space Heating | Natural Gas | Unit Heater | E4 |  | Baseline Forecast | 0 | 0 | 0 | 0 | 0 | 0 | 0 | 0 | 0 | 0 | 0 | 0 | 0 | 0 | 0 | 0 | 0 | 0 | 0 | 0 | 0 | 0 | 0 | 0 | 0
Commercial_Restaurant_New_Space Heating_Natural Gas_Unit Heater_E5_Baseline Forecast | Commercial | Restaurant | New | Space Heating | Natural Gas | Unit Heater | E5 |  | Baseline Forecast | 0 | 0 | 0 | 0 | 0 | 0 | 0 | 0 | 0 | 0 | 0 | 0 | 0 | 0 | 0 | 0 | 0 | 0 | 0 | 0 | 0 | 0 | 0 | 0 | 0
Commercial_Restaurant_New_Space Heating_Natural Gas_Unit Heater_E6_Baseline Forecast | Commercial | Restaurant | New | Space Heating | Natural Gas | Unit Heater | E6 |  | Baseline Forecast | 0 | 0 | 0 | 0 | 0 | 0 | 0 | 0 | 0 | 0 | 0 | 0 | 0 | 0 | 0 | 0 | 0 | 0 | 0 | 0 | 0 | 0 | 0 | 0 | 0
Commercial_Restaurant_New_Space Heating_Natural Gas_Unit Heater_E7_Baseline Forecast | Commercial | Restaurant | New | Space Heating | Natural Gas | Unit Heater | E7 |  | Baseline Forecast | 0 | 0 | 0 | 0 | 0 | 0 | 0 | 0 | 0 | 0 | 0 | 0 | 0 | 0 | 0 | 0 | 0 | 0 | 0 | 0 | 0 | 0 | 0 | 0 | 0
Commercial_Restaurant_New_Space Heating_Natural Gas_Unit Heater_E8_Baseline Forecast | Commercial | Restaurant | New | Space Heating | Natural Gas | Unit Heater | E8 |  | Baseline Forecast | 0 | 0 | 0 | 0 | 0 | 0 | 0 | 0 | 0 | 0 | 0 | 0 | 0 | 0 | 0 | 0 | 0 | 0 | 0 | 0 | 0 | 0 | 0 | 0 | 0
Commercial_Restaurant_New_Space Heating_Natural Gas_Unit Heater_E9_Baseline Forecast | Commercial | Restaurant | New | Space Heating | Natural Gas | Unit Heater | E9 |  | Baseline Forecast | 0 | 0 | 0 | 0 | 0 | 0 | 0 | 0 | 0 | 0 | 0 | 0 | 0 | 0 | 0 | 0 | 0 | 0 | 0 | 0 | 0 | 0 | 0 | 0 | 0
Commercial_Restaurant_New_Space Heating_Natural Gas_Unit Heater_E10_Baseline Forecast | Commercial | Restaurant | New | Space Heating | Natural Gas | Unit Heater | E10 |  | Baseline Forecast | 0 | 0 | 0 | 0 | 0 | 0 | 0 | 0 | 0 | 0 | 0 | 0 | 0 | 0 | 0 | 0 | 0 | 0 | 0 | 0 | 0 | 0 | 0 | 0 | 0
Commercial_Restaurant_New_Space Heating_Natural Gas_Unit Heater_Vintage_Baseline Forecast | Commercial | Restaurant | New | Space Heating | Natural Gas | Unit Heater | Vintage | Vintage | Baseline Forecast | 0 | 0 | 0 | 0 | 0 | 0 | 0 | 0 | 0 | 0 | 0 | 0 | 0 | 0 | 0 | 0 | 0 | 0 | 0 | 0 | 0 | 0 | 0 | 0 | Vintage
Commercial_Restaurant_New_Water Heating_Natural Gas_Water Heater_E1_Baseline Forecast | Commercial | Restaurant | New | Water Heating | Natural Gas | Water Heater | E1 | TE 0.80 | Baseline Forecast | 0 | 88901.0659 | 228015.0607 | 288343.3278 | 347629.8037 | 406329.1985 | 464440.3058 | 522184.537 | 579328.6794 | 635961.0004 | 691850.3192 | 747105.8213 | 801846.0135 | 855824.9811 | 909150.1748 | 961696.0232 | 1013693.545 | 1065070.4672 | 1115706.6113 | 1165933.1605 | 1215567.8414 | 1265094.9087 | 0 | 0 | 1
Commercial_Restaurant_New_Water Heating_Natural Gas_Water Heater_E2_Baseline Forecast | Commercial | Restaurant | New | Water Heating | Natural Gas | Water Heater | E2 | TE 0.90 | Baseline Forecast | 0 | 0 | 0 | 0 | 0 | 0 | 0 | 0 | 0 | 0 | 0 | 0 | 0 | 0 | 0 | 0 | 0 | 0 | 0 | 0 | 0 | 0 | 0 | 0 | 1
Commercial_Restaurant_New_Water Heating_Natural Gas_Water Heater_E3_Baseline Forecast | Commercial | Restaurant | New | Water Heating | Natural Gas | Water Heater | E3 | TE 0.94 | Baseline Forecast | 0 | 100250.1382 | 257123.3663 | 325153.1144 | 392008.0765 | 458201.0111 | 523730.5576 | 588846.3927 | 653285.532 | 717147.5111 | 780171.6366 | 842481.0326 | 904209.3344 | 965079.234 | 1025211.8992 | 1084465.7283 | 1143101.2316 | 1201036.9099 | 1258137.2425 | 1314775.6916 | 1370746.7148 | 1426596.3864 | 0 | 0 | 1
Commercial_Restaurant_New_Water Heating_Natural Gas_Water Heater_E4_Baseline Forecast | Commercial | Restaurant | New | Water Heating | Natural Gas | Water Heater | E4 | Instantaneous TE 0.94 | Baseline Forecast | 0 | 0 | 0 | 0 | 0 | 0 | 0 | 0 | 0 | 0 | 0 | 0 | 0 | 0 | 0 | 0 | 0 | 0 | 0 | 0 | 0 | 0 | 0 | 0 | 1
Commercial_Restaurant_New_Water Heating_Natural Gas_Water Heater_E5_Baseline Forecast | Commercial | Restaurant | New | Water Heating | Natural Gas | Water Heater | E5 | Gas-Fired Absorption HPWH | Baseline Forecast | 0 | 0 | 0 | 0 | 0 | 0 | 0 | 0 | 0 | 0 | 0 | 0 | 0 | 0 | 0 | 0 | 0 | 0 | 0 | 0 | 0 | 0 | 0 | 0 | 0
Commercial_Restaurant_New_Water Heating_Natural Gas_Water Heater_E6_Baseline Forecast | Commercial | Restaurant | New | Water Heating | Natural Gas | Water Heater | E6 |  | Baseline Forecast | 0 | 0 | 0 | 0 | 0 | 0 | 0 | 0 | 0 | 0 | 0 | 0 | 0 | 0 | 0 | 0 | 0 | 0 | 0 | 0 | 0 | 0 | 0 | 0 | 0
Commercial_Restaurant_New_Water Heating_Natural Gas_Water Heater_E7_Baseline Forecast | Commercial | Restaurant | New | Water Heating | Natural Gas | Water Heater | E7 |  | Baseline Forecast | 0 | 0 | 0 | 0 | 0 | 0 | 0 | 0 | 0 | 0 | 0 | 0 | 0 | 0 | 0 | 0 | 0 | 0 | 0 | 0 | 0 | 0 | 0 | 0 | 0
Commercial_Restaurant_New_Water Heating_Natural Gas_Water Heater_E8_Baseline Forecast | Commercial | Restaurant | New | Water Heating | Natural Gas | Water Heater | E8 |  | Baseline Forecast | 0 | 0 | 0 | 0 | 0 | 0 | 0 | 0 | 0 | 0 | 0 | 0 | 0 | 0 | 0 | 0 | 0 | 0 | 0 | 0 | 0 | 0 | 0 | 0 | 0
Commercial_Restaurant_New_Water Heating_Natural Gas_Water Heater_E9_Baseline Forecast | Commercial | Restaurant | New | Water Heating | Natural Gas | Water Heater | E9 |  | Baseline Forecast | 0 | 0 | 0 | 0 | 0 | 0 | 0 | 0 | 0 | 0 | 0 | 0 | 0 | 0 | 0 | 0 | 0 | 0 | 0 | 0 | 0 | 0 | 0 | 0 | 0
Commercial_Restaurant_New_Water Heating_Natural Gas_Water Heater_E10_Baseline Forecast | Commercial | Restaurant | New | Water Heating | Natural Gas | Water Heater | E10 |  | Baseline Forecast | 0 | 0 | 0 | 0 | 0 | 0 | 0 | 0 | 0 | 0 | 0 | 0 | 0 | 0 | 0 | 0 | 0 | 0 | 0 | 0 | 0 | 0 | 0 | 0 | 0
Commercial_Restaurant_New_Water Heating_Natural Gas_Water Heater_Vintage_Baseline Forecast | Commercial | Restaurant | New | Water Heating | Natural Gas | Water Heater | Vintage | Vintage | Baseline Forecast | 0 | 0 | 0 | 0 | 0 | 0 | 0 | 0 | 0 | 0 | 0 | 0 | 0 | 0 | 0 | 0 | 0 | 0 | 0 | 0 | 0 | 0 | 0 | 0 | Vintage
Commercial_Restaurant_New_Food Preparation_Natural Gas_Oven_E1_Baseline Forecast | Commercial | Restaurant | New | Food Preparation | Natural Gas | Oven | E1 | Standard | Baseline Forecast | 0 | 14453.1849 | 37069.79 | 46877.7219 | 56516.2835 | 66059.3997 | 75506.8745 | 84894.7041 | 94184.9735 | 103392.0331 | 112478.2983 | 121461.5201 | 130360.9648 | 139136.6526 | 147806.0524 | 156348.7494 | 164802.3015 | 173154.9591 | 181387.1838 | 189552.8182 | 197622.229 | 205674.1445 | 0 | 0 | 1
Commercial_Restaurant_New_Food Preparation_Natural Gas_Oven_E2_Baseline Forecast | Commercial | Restaurant | New | Food Preparation | Natural Gas | Oven | E2 | ENERGY STAR (EF ≥ 44%) Convection Oven utilizing ASTM Std F1496 | Baseline Forecast | 0 | 20798.4856 | 53344.3319 | 67458.1851 | 81328.3104 | 95061.0874 | 108656.2341 | 122165.5498 | 135534.4741 | 148783.6574 | 161859.0146 | 174786.0898 | 187592.6078 | 200221.0366 | 212696.5145 | 224989.6637 | 237154.5315 | 249174.2094 | 261020.5816 | 272771.1287 | 284383.2076 | 295970.1103 | 0 | 0 | 1
Commercial_Restaurant_New_Food Preparation_Natural Gas_Oven_E3_Baseline Forecast | Commercial | Restaurant | New | Food Preparation | Natural Gas | Oven | E3 |  | Baseline Forecast | 0 | 0 | 0 | 0 | 0 | 0 | 0 | 0 | 0 | 0 | 0 | 0 | 0 | 0 | 0 | 0 | 0 | 0 | 0 | 0 | 0 | 0 | 0 | 0 | 0
Commercial_Restaurant_New_Food Preparation_Natural Gas_Oven_E4_Baseline Forecast | Commercial | Restaurant | New | Food Preparation | Natural Gas | Oven | E4 |  | Baseline Forecast | 0 | 0 | 0 | 0 | 0 | 0 | 0 | 0 | 0 | 0 | 0 | 0 | 0 | 0 | 0 | 0 | 0 | 0 | 0 | 0 | 0 | 0 | 0 | 0 | 0
Commercial_Restaurant_New_Food Preparation_Natural Gas_Oven_E5_Baseline Forecast | Commercial | Restaurant | New | Food Preparation | Natural Gas | Oven | E5 |  | Baseline Forecast | 0 | 0 | 0 | 0 | 0 | 0 | 0 | 0 | 0 | 0 | 0 | 0 | 0 | 0 | 0 | 0 | 0 | 0 | 0 | 0 | 0 | 0 | 0 | 0 | 0
Commercial_Restaurant_New_Food Preparation_Natural Gas_Oven_E6_Baseline Forecast | Commercial | Restaurant | New | Food Preparation | Natural Gas | Oven | E6 |  | Baseline Forecast | 0 | 0 | 0 | 0 | 0 | 0 | 0 | 0 | 0 | 0 | 0 | 0 | 0 | 0 | 0 | 0 | 0 | 0 | 0 | 0 | 0 | 0 | 0 | 0 | 0
Commercial_Restaurant_New_Food Preparation_Natural Gas_Oven_E7_Baseline Forecast | Commercial | Restaurant | New | Food Preparation | Natural Gas | Oven | E7 |  | Baseline Forecast | 0 | 0 | 0 | 0 | 0 | 0 | 0 | 0 | 0 | 0 | 0 | 0 | 0 | 0 | 0 | 0 | 0 | 0 | 0 | 0 | 0 | 0 | 0 | 0 | 0
Commercial_Restaurant_New_Food Preparation_Natural Gas_Oven_E8_Baseline Forecast | Commercial | Restaurant | New | Food Preparation | Natural Gas | Oven | E8 |  | Baseline Forecast | 0 | 0 | 0 | 0 | 0 | 0 | 0 | 0 | 0 | 0 | 0 | 0 | 0 | 0 | 0 | 0 | 0 | 0 | 0 | 0 | 0 | 0 | 0 | 0 | 0
Commercial_Restaurant_New_Food Preparation_Natural Gas_Oven_E9_Baseline Forecast | Commercial | Restaurant | New | Food Preparation | Natural Gas | Oven | E9 |  | Baseline Forecast | 0 | 0 | 0 | 0 | 0 | 0 | 0 | 0 | 0 | 0 | 0 | 0 | 0 | 0 | 0 | 0 | 0 | 0 | 0 | 0 | 0 | 0 | 0 | 0 | 0
Commercial_Restaurant_New_Food Preparation_Natural Gas_Oven_E10_Baseline Forecast | Commercial | Restaurant | New | Food Preparation | Natural Gas | Oven | E10 |  | Baseline Forecast | 0 | 0 | 0 | 0 | 0 | 0 | 0 | 0 | 0 | 0 | 0 | 0 | 0 | 0 | 0 | 0 | 0 | 0 | 0 | 0 | 0 | 0 | 0 | 0 | 0
Commercial_Restaurant_New_Food Preparation_Natural Gas_Oven_Vintage_Baseline Forecast | Commercial | Restaurant | New | Food Preparation | Natural Gas | Oven | Vintage | Vintage | Baseline Forecast | 0 | 0 | 0 | 0 | 0 | 0 | 0 | 0 | 0 | 0 | 0 | 0 | 0 | 0 | 0 | 0 | 0 | 0 | 0 | 0 | 0 | 0 | 0 | 0 | Vintage
Commercial_Restaurant_New_Food Preparation_Natural Gas_Conveyor Oven_E1_Baseline Forecast | Commercial | Restaurant | New | Food Preparation | Natural Gas | Conveyor Oven | E1 | Standard | Baseline Forecast | 0 | 7226.5925 | 18534.895 | 23438.8609 | 28258.1417 | 33029.6999 | 37753.4373 | 42447.352 | 47092.4868 | 51696.0165 | 56239.1491 | 60730.76 | 65180.4824 | 69568.3263 | 73903.0262 | 78174.3747 | 82401.1508 | 86577.4795 | 90693.5919 | 94776.4091 | 98811.1145 | 102837.0722 | 0 | 0 | 1
Commercial_Restaurant_New_Food Preparation_Natural Gas_Conveyor Oven_E2_Baseline Forecast | Commercial | Restaurant | New | Food Preparation | Natural Gas | Conveyor Oven | E2 | ENERGY STAR (EF ≥ 44%) Convection Oven utilizing ASTM Std F1496 | Baseline Forecast | 0 | 10399.2428 | 26672.1659 | 33729.0926 | 40664.1552 | 47530.5437 | 54328.117 | 61082.7749 | 67767.2371 | 74391.8287 | 80929.5073 | 87393.0449 | 93796.3039 | 100110.5183 | 106348.2572 | 112494.8319 | 118577.2657 | 124587.1047 | 130510.2908 | 136385.5643 | 142191.6038 | 147985.0552 | 0 | 0 | 1
Commercial_Restaurant_New_Food Preparation_Natural Gas_Conveyor Oven_E3_Baseline Forecast | Commercial | Restaurant | New | Food Preparation | Natural Gas | Conveyor Oven | E3 |  | Baseline Forecast | 0 | 0 | 0 | 0 | 0 | 0 | 0 | 0 | 0 | 0 | 0 | 0 | 0 | 0 | 0 | 0 | 0 | 0 | 0 | 0 | 0 | 0 | 0 | 0 | 0
Commercial_Restaurant_New_Food Preparation_Natural Gas_Conveyor Oven_E4_Baseline Forecast | Commercial | Restaurant | New | Food Preparation | Natural Gas | Conveyor Oven | E4 |  | Baseline Forecast | 0 | 0 | 0 | 0 | 0 | 0 | 0 | 0 | 0 | 0 | 0 | 0 | 0 | 0 | 0 | 0 | 0 | 0 | 0 | 0 | 0 | 0 | 0 | 0 | 0
Commercial_Restaurant_New_Food Preparation_Natural Gas_Conveyor Oven_E5_Baseline Forecast | Commercial | Restaurant | New | Food Preparation | Natural Gas | Conveyor Oven | E5 |  | Baseline Forecast | 0 | 0 | 0 | 0 | 0 | 0 | 0 | 0 | 0 | 0 | 0 | 0 | 0 | 0 | 0 | 0 | 0 | 0 | 0 | 0 | 0 | 0 | 0 | 0 | 0
Commercial_Restaurant_New_Food Preparation_Natural Gas_Conveyor Oven_E6_Baseline Forecast | Commercial | Restaurant | New | Food Preparation | Natural Gas | Conveyor Oven | E6 |  | Baseline Forecast | 0 | 0 | 0 | 0 | 0 | 0 | 0 | 0 | 0 | 0 | 0 | 0 | 0 | 0 | 0 | 0 | 0 | 0 | 0 | 0 | 0 | 0 | 0 | 0 | 0
Commercial_Restaurant_New_Food Preparation_Natural Gas_Conveyor Oven_E7_Baseline Forecast | Commercial | Restaurant | New | Food Preparation | Natural Gas | Conveyor Oven | E7 |  | Baseline Forecast | 0 | 0 | 0 | 0 | 0 | 0 | 0 | 0 | 0 | 0 | 0 | 0 | 0 | 0 | 0 | 0 | 0 | 0 | 0 | 0 | 0 | 0 | 0 | 0 | 0
Commercial_Restaurant_New_Food Preparation_Natural Gas_Conveyor Oven_E8_Baseline Forecast | Commercial | Restaurant | New | Food Preparation | Natural Gas | Conveyor Oven | E8 |  | Baseline Forecast | 0 | 0 | 0 | 0 | 0 | 0 | 0 | 0 | 0 | 0 | 0 | 0 | 0 | 0 | 0 | 0 | 0 | 0 | 0 | 0 | 0 | 0 | 0 | 0 | 0
Commercial_Restaurant_New_Food Preparation_Natural Gas_Conveyor Oven_E9_Baseline Forecast | Commercial | Restaurant | New | Food Preparation | Natural Gas | Conveyor Oven | E9 |  | Baseline Forecast | 0 | 0 | 0 | 0 | 0 | 0 | 0 | 0 | 0 | 0 | 0 | 0 | 0 | 0 | 0 | 0 | 0 | 0 | 0 | 0 | 0 | 0 | 0 | 0 | 0
Commercial_Restaurant_New_Food Preparation_Natural Gas_Conveyor Oven_E10_Baseline Forecast | Commercial | Restaurant | New | Food Preparation | Natural Gas | Conveyor Oven | E10 |  | Baseline Forecast | 0 | 0 | 0 | 0 | 0 | 0 | 0 | 0 | 0 | 0 | 0 | 0 | 0 | 0 | 0 | 0 | 0 | 0 | 0 | 0 | 0 | 0 | 0 | 0 | 0
Commercial_Restaurant_New_Food Preparation_Natural Gas_Conveyor Oven_Vintage_Baseline Forecast | Commercial | Restaurant | New | Food Preparation | Natural Gas | Conveyor Oven | Vintage | Vintage | Baseline Forecast | 0 | 0 | 0 | 0 | 0 | 0 | 0 | 0 | 0 | 0 | 0 | 0 | 0 | 0 | 0 | 0 | 0 | 0 | 0 | 0 | 0 | 0 | 0 | 0 | Vintage
Commercial_Restaurant_New_Food Preparation_Natural Gas_Double Rack Oven_E1_Baseline Forecast | Commercial | Restaurant | New | Food Preparation | Natural Gas | Double Rack Oven | E1 | Standard | Baseline Forecast | 0 | 7226.5925 | 18534.895 | 23438.8609 | 28258.1417 | 33029.6999 | 37753.4373 | 42447.352 | 47092.4868 | 51696.0165 | 56239.1491 | 60730.76 | 65180.4824 | 69568.3263 | 73903.0262 | 78174.3747 | 82401.1508 | 86577.4795 | 90693.5919 | 94776.4091 | 98811.1145 | 102837.0722 | 0 | 0 | 1
Commercial_Restaurant_New_Food Preparation_Natural Gas_Double Rack Oven_E2_Baseline Forecast | Commercial | Restaurant | New | Food Preparation | Natural Gas | Double Rack Oven | E2 | FTSC Qualified (>50% Cooking Efficiency) | Baseline Forecast | 0 | 10399.2428 | 26672.1659 | 33729.0926 | 40664.1552 | 47530.5437 | 54328.117 | 61082.7749 | 67767.2371 | 74391.8287 | 80929.5073 | 87393.0449 | 93796.3039 | 100110.5183 | 106348.2572 | 112494.8319 | 118577.2657 | 124587.1047 | 130510.2908 | 136385.5643 | 142191.6038 | 147985.0552 | 0 | 0 | 1
Commercial_Restaurant_New_Food Preparation_Natural Gas_Double Rack Oven_E3_Baseline Forecast | Commercial | Restaurant | New | Food Preparation | Natural Gas | Double Rack Oven | E3 |  | Baseline Forecast | 0 | 0 | 0 | 0 | 0 | 0 | 0 | 0 | 0 | 0 | 0 | 0 | 0 | 0 | 0 | 0 | 0 | 0 | 0 | 0 | 0 | 0 | 0 | 0 | 0
Commercial_Restaurant_New_Food Preparation_Natural Gas_Double Rack Oven_E4_Baseline Forecast | Commercial | Restaurant | New | Food Preparation | Natural Gas | Double Rack Oven | E4 |  | Baseline Forecast | 0 | 0 | 0 | 0 | 0 | 0 | 0 | 0 | 0 | 0 | 0 | 0 | 0 | 0 | 0 | 0 | 0 | 0 | 0 | 0 | 0 | 0 | 0 | 0 | 0
Commercial_Restaurant_New_Food Preparation_Natural Gas_Double Rack Oven_E5_Baseline Forecast | Commercial | Restaurant | New | Food Preparation | Natural Gas | Double Rack Oven | E5 |  | Baseline Forecast | 0 | 0 | 0 | 0 | 0 | 0 | 0 | 0 | 0 | 0 | 0 | 0 | 0 | 0 | 0 | 0 | 0 | 0 | 0 | 0 | 0 | 0 | 0 | 0 | 0
Commercial_Restaurant_New_Food Preparation_Natural Gas_Double Rack Oven_E6_Baseline Forecast | Commercial | Restaurant | New | Food Preparation | Natural Gas | Double Rack Oven | E6 |  | Baseline Forecast | 0 | 0 | 0 | 0 | 0 | 0 | 0 | 0 | 0 | 0 | 0 | 0 | 0 | 0 | 0 | 0 | 0 | 0 | 0 | 0 | 0 | 0 | 0 | 0 | 0
Commercial_Restaurant_New_Food Preparation_Natural Gas_Double Rack Oven_E7_Baseline Forecast | Commercial | Restaurant | New | Food Preparation | Natural Gas | Double Rack Oven | E7 |  | Baseline Forecast | 0 | 0 | 0 | 0 | 0 | 0 | 0 | 0 | 0 | 0 | 0 | 0 | 0 | 0 | 0 | 0 | 0 | 0 | 0 | 0 | 0 | 0 | 0 | 0 | 0
Commercial_Restaurant_New_Food Preparation_Natural Gas_Double Rack Oven_E8_Baseline Forecast | Commercial | Restaurant | New | Food Preparation | Natural Gas | Double Rack Oven | E8 |  | Baseline Forecast | 0 | 0 | 0 | 0 | 0 | 0 | 0 | 0 | 0 | 0 | 0 | 0 | 0 | 0 | 0 | 0 | 0 | 0 | 0 | 0 | 0 | 0 | 0 | 0 | 0
Commercial_Restaurant_New_Food Preparation_Natural Gas_Double Rack Oven_E9_Baseline Forecast | Commercial | Restaurant | New | Food Preparation | Natural Gas | Double Rack Oven | E9 |  | Baseline Forecast | 0 | 0 | 0 | 0 | 0 | 0 | 0 | 0 | 0 | 0 | 0 | 0 | 0 | 0 | 0 | 0 | 0 | 0 | 0 | 0 | 0 | 0 | 0 | 0 | 0
Commercial_Restaurant_New_Food Preparation_Natural Gas_Double Rack Oven_E10_Baseline Forecast | Commercial | Restaurant | New | Food Preparation | Natural Gas | Double Rack Oven | E10 |  | Baseline Forecast | 0 | 0 | 0 | 0 | 0 | 0 | 0 | 0 | 0 | 0 | 0 | 0 | 0 | 0 | 0 | 0 | 0 | 0 | 0 | 0 | 0 | 0 | 0 | 0 | 0
Commercial_Restaurant_New_Food Preparation_Natural Gas_Double Rack Oven_Vintage_Baseline Forecast | Commercial | Restaurant | New | Food Preparation | Natural Gas | Double Rack Oven | Vintage | Vintage | Baseline Forecast | 0 | 0 | 0 | 0 | 0 | 0 | 0 | 0 | 0 | 0 | 0 | 0 | 0 | 0 | 0 | 0 | 0 | 0 | 0 | 0 | 0 | 0 | 0 | 0 | Vintage
Commercial_Restaurant_New_Food Preparation_Natural Gas_Fryer_E1_Baseline Forecast | Commercial | Restaurant | New | Food Preparation | Natural Gas | Fryer | E1 | Standard | Baseline Forecast | 0 | 104569.5922 | 268201.9801 | 339162.9097 | 408898.4359 | 477943.4098 | 546296.4124 | 614217.8781 | 681433.4914 | 748047.0764 | 813786.7075 | 878780.8137 | 943168.7883 | 1006661.3749 | 1069384.962 | 1131191.8468 | 1192353.7642 | 1252785.7033 | 1312346.3045 | 1371425.1211 | 1429807.7545 | 1488063.8077 | 0 | 0 | 1
Commercial_Restaurant_New_Food Preparation_Natural Gas_Fryer_E2_Baseline Forecast | Commercial | Restaurant | New | Food Preparation | Natural Gas | Fryer | E2 | ENERGY STAR | Baseline Forecast | 0 | 36740.6675 | 94233.1281 | 119165.3467 | 143667.018 | 167926.0629 | 191941.9827 | 215806.2815 | 239422.578 | 262827.3512 | 285925.0594 | 308760.8264 | 331383.6283 | 353691.8344 | 375729.8515 | 397445.784 | 418935.1063 | 440167.9498 | 461094.6475 | 481852.0696 | 502364.8867 | 522833.2297 | 0 | 0 | 1
Commercial_Restaurant_New_Food Preparation_Natural Gas_Fryer_E3_Baseline Forecast | Commercial | Restaurant | New | Food Preparation | Natural Gas | Fryer | E3 |  | Baseline Forecast | 0 | 0 | 0 | 0 | 0 | 0 | 0 | 0 | 0 | 0 | 0 | 0 | 0 | 0 | 0 | 0 | 0 | 0 | 0 | 0 | 0 | 0 | 0 | 0 | 0
Commercial_Restaurant_New_Food Preparation_Natural Gas_Fryer_E4_Baseline Forecast | Commercial | Restaurant | New | Food Preparation | Natural Gas | Fryer | E4 |  | Baseline Forecast | 0 | 0 | 0 | 0 | 0 | 0 | 0 | 0 | 0 | 0 | 0 | 0 | 0 | 0 | 0 | 0 | 0 | 0 | 0 | 0 | 0 | 0 | 0 | 0 | 0
Commercial_Restaurant_New_Food Preparation_Natural Gas_Fryer_E5_Baseline Forecast | Commercial | Restaurant | New | Food Preparation | Natural Gas | Fryer | E5 |  | Baseline Forecast | 0 | 0 | 0 | 0 | 0 | 0 | 0 | 0 | 0 | 0 | 0 | 0 | 0 | 0 | 0 | 0 | 0 | 0 | 0 | 0 | 0 | 0 | 0 | 0 | 0
Commercial_Restaurant_New_Food Preparation_Natural Gas_Fryer_E6_Baseline Forecast | Commercial | Restaurant | New | Food Preparation | Natural Gas | Fryer | E6 |  | Baseline Forecast | 0 | 0 | 0 | 0 | 0 | 0 | 0 | 0 | 0 | 0 | 0 | 0 | 0 | 0 | 0 | 0 | 0 | 0 | 0 | 0 | 0 | 0 | 0 | 0 | 0
Commercial_Restaurant_New_Food Preparation_Natural Gas_Fryer_E7_Baseline Forecast | Commercial | Restaurant | New | Food Preparation | Natural Gas | Fryer | E7 |  | Baseline Forecast | 0 | 0 | 0 | 0 | 0 | 0 | 0 | 0 | 0 | 0 | 0 | 0 | 0 | 0 | 0 | 0 | 0 | 0 | 0 | 0 | 0 | 0 | 0 | 0 | 0
Commercial_Restaurant_New_Food Preparation_Natural Gas_Fryer_E8_Baseline Forecast | Commercial | Restaurant | New | Food Preparation | Natural Gas | Fryer | E8 |  | Baseline Forecast | 0 | 0 | 0 | 0 | 0 | 0 | 0 | 0 | 0 | 0 | 0 | 0 | 0 | 0 | 0 | 0 | 0 | 0 | 0 | 0 | 0 | 0 | 0 | 0 | 0
Commercial_Restaurant_New_Food Preparation_Natural Gas_Fryer_E9_Baseline Forecast | Commercial | Restaurant | New | Food Preparation | Natural Gas | Fryer | E9 |  | Baseline Forecast | 0 | 0 | 0 | 0 | 0 | 0 | 0 | 0 | 0 | 0 | 0 | 0 | 0 | 0 | 0 | 0 | 0 | 0 | 0 | 0 | 0 | 0 | 0 | 0 | 0
Commercial_Restaurant_New_Food Preparation_Natural Gas_Fryer_E10_Baseline Forecast | Commercial | Restaurant | New | Food Preparation | Natural Gas | Fryer | E10 |  | Baseline Forecast | 0 | 0 | 0 | 0 | 0 | 0 | 0 | 0 | 0 | 0 | 0 | 0 | 0 | 0 | 0 | 0 | 0 | 0 | 0 | 0 | 0 | 0 | 0 | 0 | 0
Commercial_Restaurant_New_Food Preparation_Natural Gas_Fryer_Vintage_Baseline Forecast | Commercial | Restaurant | New | Food Preparation | Natural Gas | Fryer | Vintage | Vintage | Baseline Forecast | 0 | 0 | 0 | 0 | 0 | 0 | 0 | 0 | 0 | 0 | 0 | 0 | 0 | 0 | 0 | 0 | 0 | 0 | 0 | 0 | 0 | 0 | 0 | 0 | Vintage
Commercial_Restaurant_New_Food Preparation_Natural Gas_Broiler_E1_Baseline Forecast | Commercial | Restaurant | New | Food Preparation | Natural Gas | Broiler | E1 | Standard | Baseline Forecast | 0 | 41399.3321 | 106181.7552 | 134275.3437 | 161883.7923 | 189218.8497 | 216279.9541 | 243170.2121 | 269781.0216 | 296153.4868 | 322179.9516 | 347911.2616 | 373402.6027 | 398539.4577 | 423371.8641 | 447841.3461 | 472055.484 | 495980.622 | 519560.7953 | 542950.229 | 566064.0423 | 589127.7422 | 0 | 0 | 1
Commercial_Restaurant_New_Food Preparation_Natural Gas_Broiler_E2_Baseline Forecast | Commercial | Restaurant | New | Food Preparation | Natural Gas | Broiler | E2 | Infrared Burners | Baseline Forecast | 0 | 14545.7113 | 37307.1032 | 47177.8235 | 56878.0892 | 66482.2985 | 75990.2541 | 85438.1826 | 94787.9265 | 104053.9278 | 113198.3614 | 122239.0919 | 131195.509 | 140027.377 | 148752.2766 | 157349.6621 | 165857.3322 | 174263.4618 | 182548.3875 | 190766.2967 | 198887.3662 | 206990.8283 | 0 | 0 | 1
Commercial_Restaurant_New_Food Preparation_Natural Gas_Broiler_E3_Baseline Forecast | Commercial | Restaurant | New | Food Preparation | Natural Gas | Broiler | E3 |  | Baseline Forecast | 0 | 0 | 0 | 0 | 0 | 0 | 0 | 0 | 0 | 0 | 0 | 0 | 0 | 0 | 0 | 0 | 0 | 0 | 0 | 0 | 0 | 0 | 0 | 0 | 0
Commercial_Restaurant_New_Food Preparation_Natural Gas_Broiler_E4_Baseline Forecast | Commercial | Restaurant | New | Food Preparation | Natural Gas | Broiler | E4 |  | Baseline Forecast | 0 | 0 | 0 | 0 | 0 | 0 | 0 | 0 | 0 | 0 | 0 | 0 | 0 | 0 | 0 | 0 | 0 | 0 | 0 | 0 | 0 | 0 | 0 | 0 | 0
Commercial_Restaurant_New_Food Preparation_Natural Gas_Broiler_E5_Baseline Forecast | Commercial | Restaurant | New | Food Preparation | Natural Gas | Broiler | E5 |  | Baseline Forecast | 0 | 0 | 0 | 0 | 0 | 0 | 0 | 0 | 0 | 0 | 0 | 0 | 0 | 0 | 0 | 0 | 0 | 0 | 0 | 0 | 0 | 0 | 0 | 0 | 0
Commercial_Restaurant_New_Food Preparation_Natural Gas_Broiler_E6_Baseline Forecast | Commercial | Restaurant | New | Food Preparation | Natural Gas | Broiler | E6 |  | Baseline Forecast | 0 | 0 | 0 | 0 | 0 | 0 | 0 | 0 | 0 | 0 | 0 | 0 | 0 | 0 | 0 | 0 | 0 | 0 | 0 | 0 | 0 | 0 | 0 | 0 | 0
Commercial_Restaurant_New_Food Preparation_Natural Gas_Broiler_E7_Baseline Forecast | Commercial | Restaurant | New | Food Preparation | Natural Gas | Broiler | E7 |  | Baseline Forecast | 0 | 0 | 0 | 0 | 0 | 0 | 0 | 0 | 0 | 0 | 0 | 0 | 0 | 0 | 0 | 0 | 0 | 0 | 0 | 0 | 0 | 0 | 0 | 0 | 0
Commercial_Restaurant_New_Food Preparation_Natural Gas_Broiler_E8_Baseline Forecast | Commercial | Restaurant | New | Food Preparation | Natural Gas | Broiler | E8 |  | Baseline Forecast | 0 | 0 | 0 | 0 | 0 | 0 | 0 | 0 | 0 | 0 | 0 | 0 | 0 | 0 | 0 | 0 | 0 | 0 | 0 | 0 | 0 | 0 | 0 | 0 | 0
Commercial_Restaurant_New_Food Preparation_Natural Gas_Broiler_E9_Baseline Forecast | Commercial | Restaurant | New | Food Preparation | Natural Gas | Broiler | E9 |  | Baseline Forecast | 0 | 0 | 0 | 0 | 0 | 0 | 0 | 0 | 0 | 0 | 0 | 0 | 0 | 0 | 0 | 0 | 0 | 0 | 0 | 0 | 0 | 0 | 0 | 0 | 0
Commercial_Restaurant_New_Food Preparation_Natural Gas_Broiler_E10_Baseline Forecast | Commercial | Restaurant | New | Food Preparation | Natural Gas | Broiler | E10 |  | Baseline Forecast | 0 | 0 | 0 | 0 | 0 | 0 | 0 | 0 | 0 | 0 | 0 | 0 | 0 | 0 | 0 | 0 | 0 | 0 | 0 | 0 | 0 | 0 | 0 | 0 | 0
Commercial_Restaurant_New_Food Preparation_Natural Gas_Broiler_Vintage_Baseline Forecast | Commercial | Restaurant | New | Food Preparation | Natural Gas | Broiler | Vintage | Vintage | Baseline Forecast | 0 | 0 | 0 | 0 | 0 | 0 | 0 | 0 | 0 | 0 | 0 | 0 | 0 | 0 | 0 | 0 | 0 | 0 | 0 | 0 | 0 | 0 | 0 | 0 | Vintage
Commercial_Restaurant_New_Food Preparation_Natural Gas_Griddle_E1_Baseline Forecast | Commercial | Restaurant | New | Food Preparation | Natural Gas | Griddle | E1 | Standard | Baseline Forecast | 0 | 57838.5624 | 148345.3902 | 187594.6411 | 226166.1081 | 264355.6233 | 302162.4017 | 339730.4925 | 376908.1687 | 413752.8567 | 450114.1513 | 486063.0882 | 521676.7671 | 556795.1974 | 591488.2858 | 625674.3363 | 659503.6484 | 692929.2018 | 725872.8088 | 758549.9355 | 790841.9959 | 823064.0434 | 0 | 0 | 1
Commercial_Restaurant_New_Food Preparation_Natural Gas_Griddle_E2_Baseline Forecast | Commercial | Restaurant | New | Food Preparation | Natural Gas | Griddle | E2 | ENERGY STAR | Baseline Forecast | 0 | 23624.2015 | 60591.7791 | 76623.1632 | 92377.7061 | 107976.2405 | 123418.4458 | 138763.1589 | 153948.4069 | 168997.6457 | 183849.4421 | 198532.8107 | 213079.2429 | 227423.3905 | 241593.8069 | 255557.1233 | 269374.7296 | 283027.4205 | 296483.2599 | 309830.2554 | 323019.9702 | 336181.0882 | 0 | 0 | 1
Commercial_Restaurant_New_Food Preparation_Natural Gas_Griddle_E3_Baseline Forecast | Commercial | Restaurant | New | Food Preparation | Natural Gas | Griddle | E3 |  | Baseline Forecast | 0 | 0 | 0 | 0 | 0 | 0 | 0 | 0 | 0 | 0 | 0 | 0 | 0 | 0 | 0 | 0 | 0 | 0 | 0 | 0 | 0 | 0 | 0 | 0 | 0
Commercial_Restaurant_New_Food Preparation_Natural Gas_Griddle_E4_Baseline Forecast | Commercial | Restaurant | New | Food Preparation | Natural Gas | Griddle | E4 |  | Baseline Forecast | 0 | 0 | 0 | 0 | 0 | 0 | 0 | 0 | 0 | 0 | 0 | 0 | 0 | 0 | 0 | 0 | 0 | 0 | 0 | 0 | 0 | 0 | 0 | 0 | 0
Commercial_Restaurant_New_Food Preparation_Natural Gas_Griddle_E5_Baseline Forecast | Commercial | Restaurant | New | Food Preparation | Natural Gas | Griddle | E5 |  | Baseline Forecast | 0 | 0 | 0 | 0 | 0 | 0 | 0 | 0 | 0 | 0 | 0 | 0 | 0 | 0 | 0 | 0 | 0 | 0 | 0 | 0 | 0 | 0 | 0 | 0 | 0
Commercial_Restaurant_New_Food Preparation_Natural Gas_Griddle_E6_Baseline Forecast | Commercial | Restaurant | New | Food Preparation | Natural Gas | Griddle | E6 |  | Baseline Forecast | 0 | 0 | 0 | 0 | 0 | 0 | 0 | 0 | 0 | 0 | 0 | 0 | 0 | 0 | 0 | 0 | 0 | 0 | 0 | 0 | 0 | 0 | 0 | 0 | 0
Commercial_Restaurant_New_Food Preparation_Natural Gas_Griddle_E7_Baseline Forecast | Commercial | Restaurant | New | Food Preparation | Natural Gas | Griddle | E7 |  | Baseline Forecast | 0 | 0 | 0 | 0 | 0 | 0 | 0 | 0 | 0 | 0 | 0 | 0 | 0 | 0 | 0 | 0 | 0 | 0 | 0 | 0 | 0 | 0 | 0 | 0 | 0
Commercial_Restaurant_New_Food Preparation_Natural Gas_Griddle_E8_Baseline Forecast | Commercial | Restaurant | New | Food Preparation | Natural Gas | Griddle | E8 |  | Baseline Forecast | 0 | 0 | 0 | 0 | 0 | 0 | 0 | 0 | 0 | 0 | 0 | 0 | 0 | 0 | 0 | 0 | 0 | 0 | 0 | 0 | 0 | 0 | 0 | 0 | 0
Commercial_Restaurant_New_Food Preparation_Natural Gas_Griddle_E9_Baseline Forecast | Commercial | Restaurant | New | Food Preparation | Natural Gas | Griddle | E9 |  | Baseline Forecast | 0 | 0 | 0 | 0 | 0 | 0 | 0 | 0 | 0 | 0 | 0 | 0 | 0 | 0 | 0 | 0 | 0 | 0 | 0 | 0 | 0 | 0 | 0 | 0 | 0
Commercial_Restaurant_New_Food Preparation_Natural Gas_Griddle_E10_Baseline Forecast | Commercial | Restaurant | New | Food Preparation | Natural Gas | Griddle | E10 |  | Baseline Forecast | 0 | 0 | 0 | 0 | 0 | 0 | 0 | 0 | 0 | 0 | 0 | 0 | 0 | 0 | 0 | 0 | 0 | 0 | 0 | 0 | 0 | 0 | 0 | 0 | 0
Commercial_Restaurant_New_Food Preparation_Natural Gas_Griddle_Vintage_Baseline Forecast | Commercial | Restaurant | New | Food Preparation | Natural Gas | Griddle | Vintage | Vintage | Baseline Forecast | 0 | 0 | 0 | 0 | 0 | 0 | 0 | 0 | 0 | 0 | 0 | 0 | 0 | 0 | 0 | 0 | 0 | 0 | 0 | 0 | 0 | 0 | 0 | 0 | Vintage
Commercial_Restaurant_New_Food Preparation_Natural Gas_Range_E1_Baseline Forecast | Commercial | Restaurant | New | Food Preparation | Natural Gas | Range | E1 | Standard | Baseline Forecast | 0 | 51153.3872 | 131199.1321 | 165911.8229 | 200025.0703 | 233800.5131 | 267237.4573 | 300463.302 | 333343.8576 | 365929.9129 | 398088.4471 | 429882.2852 | 461379.6156 | 492438.9398 | 523122.0847 | 553356.7967 | 583276.0034 | 612838.1191 | 641973.9934 | 670874.1882 | 699433.8239 | 727931.539 | 0 | 0 | 1
Commercial_Restaurant_New_Food Preparation_Natural Gas_Range_E2_Baseline Forecast | Commercial | Restaurant | New | Food Preparation | Natural Gas | Range | E2 | High Efficiency | Baseline Forecast | 0 | 73610.9718 | 188798.7511 | 238751.1597 | 287840.9548 | 336444.6409 | 384561.219 | 432374.02 | 479689.9415 | 526582.0698 | 572858.9848 | 618611.0933 | 663936.52 | 708631.6451 | 752785.4389 | 796293.927 | 839348.3951 | 881889.0007 | 923816.2344 | 965404.3196 | 1006502.3319 | 1047511.239 | 0 | 0 | 1
Commercial_Restaurant_New_Food Preparation_Natural Gas_Range_E3_Baseline Forecast | Commercial | Restaurant | New | Food Preparation | Natural Gas | Range | E3 |  | Baseline Forecast | 0 | 0 | 0 | 0 | 0 | 0 | 0 | 0 | 0 | 0 | 0 | 0 | 0 | 0 | 0 | 0 | 0 | 0 | 0 | 0 | 0 | 0 | 0 | 0 | 0
Commercial_Restaurant_New_Food Preparation_Natural Gas_Range_E4_Baseline Forecast | Commercial | Restaurant | New | Food Preparation | Natural Gas | Range | E4 |  | Baseline Forecast | 0 | 0 | 0 | 0 | 0 | 0 | 0 | 0 | 0 | 0 | 0 | 0 | 0 | 0 | 0 | 0 | 0 | 0 | 0 | 0 | 0 | 0 | 0 | 0 | 0
Commercial_Restaurant_New_Food Preparation_Natural Gas_Range_E5_Baseline Forecast | Commercial | Restaurant | New | Food Preparation | Natural Gas | Range | E5 |  | Baseline Forecast | 0 | 0 | 0 | 0 | 0 | 0 | 0 | 0 | 0 | 0 | 0 | 0 | 0 | 0 | 0 | 0 | 0 | 0 | 0 | 0 | 0 | 0 | 0 | 0 | 0
Commercial_Restaurant_New_Food Preparation_Natural Gas_Range_E6_Baseline Forecast | Commercial | Restaurant | New | Food Preparation | Natural Gas | Range | E6 |  | Baseline Forecast | 0 | 0 | 0 | 0 | 0 | 0 | 0 | 0 | 0 | 0 | 0 | 0 | 0 | 0 | 0 | 0 | 0 | 0 | 0 | 0 | 0 | 0 | 0 | 0 | 0
Commercial_Restaurant_New_Food Preparation_Natural Gas_Range_E7_Baseline Forecast | Commercial | Restaurant | New | Food Preparation | Natural Gas | Range | E7 |  | Baseline Forecast | 0 | 0 | 0 | 0 | 0 | 0 | 0 | 0 | 0 | 0 | 0 | 0 | 0 | 0 | 0 | 0 | 0 | 0 | 0 | 0 | 0 | 0 | 0 | 0 | 0
Commercial_Restaurant_New_Food Preparation_Natural Gas_Range_E8_Baseline Forecast | Commercial | Restaurant | New | Food Preparation | Natural Gas | Range | E8 |  | Baseline Forecast | 0 | 0 | 0 | 0 | 0 | 0 | 0 | 0 | 0 | 0 | 0 | 0 | 0 | 0 | 0 | 0 | 0 | 0 | 0 | 0 | 0 | 0 | 0 | 0 | 0
Commercial_Restaurant_New_Food Preparation_Natural Gas_Range_E9_Baseline Forecast | Commercial | Restaurant | New | Food Preparation | Natural Gas | Range | E9 |  | Baseline Forecast | 0 | 0 | 0 | 0 | 0 | 0 | 0 | 0 | 0 | 0 | 0 | 0 | 0 | 0 | 0 | 0 | 0 | 0 | 0 | 0 | 0 | 0 | 0 | 0 | 0
Commercial_Restaurant_New_Food Preparation_Natural Gas_Range_E10_Baseline Forecast | Commercial | Restaurant | New | Food Preparation | Natural Gas | Range | E10 |  | Baseline Forecast | 0 | 0 | 0 | 0 | 0 | 0 | 0 | 0 | 0 | 0 | 0 | 0 | 0 | 0 | 0 | 0 | 0 | 0 | 0 | 0 | 0 | 0 | 0 | 0 | 0
Commercial_Restaurant_New_Food Preparation_Natural Gas_Range_Vintage_Baseline Forecast | Commercial | Restaurant | New | Food Preparation | Natural Gas | Range | Vintage | Vintage | Baseline Forecast | 0 | 0 | 0 | 0 | 0 | 0 | 0 | 0 | 0 | 0 | 0 | 0 | 0 | 0 | 0 | 0 | 0 | 0 | 0 | 0 | 0 | 0 | 0 | 0 | Vintage
Commercial_Restaurant_New_Food Preparation_Natural Gas_Steamer_E1_Baseline Forecast | Commercial | Restaurant | New | Food Preparation | Natural Gas | Steamer | E1 | Standard | Baseline Forecast | 0 | 8108.2485 | 20796.1823 | 26298.4401 | 31705.681 | 37059.377 | 42359.418 | 47625.9981 | 52837.8468 | 58003.0147 | 63100.4169 | 68140.0116 | 73132.6073 | 78055.7753 | 82919.3157 | 87711.7756 | 92454.2252 | 97140.0729 | 101758.3577 | 106339.2853 | 110866.2313 | 115383.3624 | 0 | 0 | 1
Commercial_Restaurant_New_Food Preparation_Natural Gas_Steamer_E2_Baseline Forecast | Commercial | Restaurant | New | Food Preparation | Natural Gas | Steamer | E2 | ENERGY STAR | Baseline Forecast | 0 | 8108.2485 | 20796.1823 | 26298.4401 | 31705.681 | 37059.377 | 42359.418 | 47625.9981 | 52837.8468 | 58003.0147 | 63100.4169 | 68140.0116 | 73132.6073 | 78055.7753 | 82919.3157 | 87711.7756 | 92454.2252 | 97140.0729 | 101758.3577 | 106339.2853 | 110866.2313 | 115383.3624 | 0 | 0 | 1
Commercial_Restaurant_New_Food Preparation_Natural Gas_Steamer_E3_Baseline Forecast | Commercial | Restaurant | New | Food Preparation | Natural Gas | Steamer | E3 |  | Baseline Forecast | 0 | 0 | 0 | 0 | 0 | 0 | 0 | 0 | 0 | 0 | 0 | 0 | 0 | 0 | 0 | 0 | 0 | 0 | 0 | 0 | 0 | 0 | 0 | 0 | 0
Commercial_Restaurant_New_Food Preparation_Natural Gas_Steamer_E4_Baseline Forecast | Commercial | Restaurant | New | Food Preparation | Natural Gas | Steamer | E4 |  | Baseline Forecast | 0 | 0 | 0 | 0 | 0 | 0 | 0 | 0 | 0 | 0 | 0 | 0 | 0 | 0 | 0 | 0 | 0 | 0 | 0 | 0 | 0 | 0 | 0 | 0 | 0
Commercial_Restaurant_New_Food Preparation_Natural Gas_Steamer_E5_Baseline Forecast | Commercial | Restaurant | New | Food Preparation | Natural Gas | Steamer | E5 |  | Baseline Forecast | 0 | 0 | 0 | 0 | 0 | 0 | 0 | 0 | 0 | 0 | 0 | 0 | 0 | 0 | 0 | 0 | 0 | 0 | 0 | 0 | 0 | 0 | 0 | 0 | 0
Commercial_Restaurant_New_Food Preparation_Natural Gas_Steamer_E6_Baseline Forecast | Commercial | Restaurant | New | Food Preparation | Natural Gas | Steamer | E6 |  | Baseline Forecast | 0 | 0 | 0 | 0 | 0 | 0 | 0 | 0 | 0 | 0 | 0 | 0 | 0 | 0 | 0 | 0 | 0 | 0 | 0 | 0 | 0 | 0 | 0 | 0 | 0
Commercial_Restaurant_New_Food Preparation_Natural Gas_Steamer_E7_Baseline Forecast | Commercial | Restaurant | New | Food Preparation | Natural Gas | Steamer | E7 |  | Baseline Forecast | 0 | 0 | 0 | 0 | 0 | 0 | 0 | 0 | 0 | 0 | 0 | 0 | 0 | 0 | 0 | 0 | 0 | 0 | 0 | 0 | 0 | 0 | 0 | 0 | 0
Commercial_Restaurant_New_Food Preparation_Natural Gas_Steamer_E8_Baseline Forecast | Commercial | Restaurant | New | Food Preparation | Natural Gas | Steamer | E8 |  | Baseline Forecast | 0 | 0 | 0 | 0 | 0 | 0 | 0 | 0 | 0 | 0 | 0 | 0 | 0 | 0 | 0 | 0 | 0 | 0 | 0 | 0 | 0 | 0 | 0 | 0 | 0
Commercial_Restaurant_New_Food Preparation_Natural Gas_Steamer_E9_Baseline Forecast | Commercial | Restaurant | New | Food Preparation | Natural Gas | Steamer | E9 |  | Baseline Forecast | 0 | 0 | 0 | 0 | 0 | 0 | 0 | 0 | 0 | 0 | 0 | 0 | 0 | 0 | 0 | 0 | 0 | 0 | 0 | 0 | 0 | 0 | 0 | 0 | 0
Commercial_Restaurant_New_Food Preparation_Natural Gas_Steamer_E10_Baseline Forecast | Commercial | Restaurant | New | Food Preparation | Natural Gas | Steamer | E10 |  | Baseline Forecast | 0 | 0 | 0 | 0 | 0 | 0 | 0 | 0 | 0 | 0 | 0 | 0 | 0 | 0 | 0 | 0 | 0 | 0 | 0 | 0 | 0 | 0 | 0 | 0 | 0
Commercial_Restaurant_New_Food Preparation_Natural Gas_Steamer_Vintage_Baseline Forecast | Commercial | Restaurant | New | Food Preparation | Natural Gas | Steamer | Vintage | Vintage | Baseline Forecast | 0 | 0 | 0 | 0 | 0 | 0 | 0 | 0 | 0 | 0 | 0 | 0 | 0 | 0 | 0 | 0 | 0 | 0 | 0 | 0 | 0 | 0 | 0 | 0 | Vintage
Commercial_Restaurant_New_Food Preparation_Natural Gas_Food Prep Other_E1_Baseline Forecast | Commercial | Restaurant | New | Food Preparation | Natural Gas | Food Prep Other | E1 | Standard | Baseline Forecast | 0 | 12000.2078 | 30778.3498 | 38921.6914 | 46924.4079 | 54847.878 | 62691.9387 | 70486.4771 | 78200.0132 | 85844.4617 | 93388.6169 | 100847.2171 | 108236.2588 | 115522.5474 | 122720.5872 | 129813.4279 | 136832.2534 | 143767.3079 | 150602.3694 | 157382.1422 | 164082.0223 | 170767.3763 | 0 | 0 | 1
Commercial_Restaurant_New_Food Preparation_Natural Gas_Food Prep Other_E2_Baseline Forecast | Commercial | Restaurant | New | Food Preparation | Natural Gas | Food Prep Other | E2 | ENERGY STAR | Baseline Forecast | 0 | 4216.2892 | 10814.0148 | 13675.1889 | 16486.9541 | 19270.876 | 22026.8974 | 24765.519 | 27475.6803 | 30161.5676 | 32812.2168 | 35432.806 | 38028.9558 | 40589.0032 | 43118.0441 | 45610.1233 | 48076.1971 | 50512.8379 | 52914.346 | 55296.4283 | 57650.4403 | 59999.3484 | 0 | 0 | 1
Commercial_Restaurant_New_Food Preparation_Natural Gas_Food Prep Other_E3_Baseline Forecast | Commercial | Restaurant | New | Food Preparation | Natural Gas | Food Prep Other | E3 |  | Baseline Forecast | 0 | 0 | 0 | 0 | 0 | 0 | 0 | 0 | 0 | 0 | 0 | 0 | 0 | 0 | 0 | 0 | 0 | 0 | 0 | 0 | 0 | 0 | 0 | 0 | 0
Commercial_Restaurant_New_Food Preparation_Natural Gas_Food Prep Other_E4_Baseline Forecast | Commercial | Restaurant | New | Food Preparation | Natural Gas | Food Prep Other | E4 |  | Baseline Forecast | 0 | 0 | 0 | 0 | 0 | 0 | 0 | 0 | 0 | 0 | 0 | 0 | 0 | 0 | 0 | 0 | 0 | 0 | 0 | 0 | 0 | 0 | 0 | 0 | 0
Commercial_Restaurant_New_Food Preparation_Natural Gas_Food Prep Other_E5_Baseline Forecast | Commercial | Restaurant | New | Food Preparation | Natural Gas | Food Prep Other | E5 |  | Baseline Forecast | 0 | 0 | 0 | 0 | 0 | 0 | 0 | 0 | 0 | 0 | 0 | 0 | 0 | 0 | 0 | 0 | 0 | 0 | 0 | 0 | 0 | 0 | 0 | 0 | 0
Commercial_Restaurant_New_Food Preparation_Natural Gas_Food Prep Other_E6_Baseline Forecast | Commercial | Restaurant | New | Food Preparation | Natural Gas | Food Prep Other | E6 |  | Baseline Forecast | 0 | 0 | 0 | 0 | 0 | 0 | 0 | 0 | 0 | 0 | 0 | 0 | 0 | 0 | 0 | 0 | 0 | 0 | 0 | 0 | 0 | 0 | 0 | 0 | 0
Commercial_Restaurant_New_Food Preparation_Natural Gas_Food Prep Other_E7_Baseline Forecast | Commercial | Restaurant | New | Food Preparation | Natural Gas | Food Prep Other | E7 |  | Baseline Forecast | 0 | 0 | 0 | 0 | 0 | 0 | 0 | 0 | 0 | 0 | 0 | 0 | 0 | 0 | 0 | 0 | 0 | 0 | 0 | 0 | 0 | 0 | 0 | 0 | 0
Commercial_Restaurant_New_Food Preparation_Natural Gas_Food Prep Other_E8_Baseline Forecast | Commercial | Restaurant | New | Food Preparation | Natural Gas | Food Prep Other | E8 |  | Baseline Forecast | 0 | 0 | 0 | 0 | 0 | 0 | 0 | 0 | 0 | 0 | 0 | 0 | 0 | 0 | 0 | 0 | 0 | 0 | 0 | 0 | 0 | 0 | 0 | 0 | 0
Commercial_Restaurant_New_Food Preparation_Natural Gas_Food Prep Other_E9_Baseline Forecast | Commercial | Restaurant | New | Food Preparation | Natural Gas | Food Prep Other | E9 |  | Baseline Forecast | 0 | 0 | 0 | 0 | 0 | 0 | 0 | 0 | 0 | 0 | 0 | 0 | 0 | 0 | 0 | 0 | 0 | 0 | 0 | 0 | 0 | 0 | 0 | 0 | 0
Commercial_Restaurant_New_Food Preparation_Natural Gas_Food Prep Other_E10_Baseline Forecast | Commercial | Restaurant | New | Food Preparation | Natural Gas | Food Prep Other | E10 |  | Baseline Forecast | 0 | 0 | 0 | 0 | 0 | 0 | 0 | 0 | 0 | 0 | 0 | 0 | 0 | 0 | 0 | 0 | 0 | 0 | 0 | 0 | 0 | 0 | 0 | 0 | 0
Commercial_Restaurant_New_Food Preparation_Natural Gas_Food Prep Other_Vintage_Baseline Forecast | Commercial | Restaurant | New | Food Preparation | Natural Gas | Food Prep Other | Vintage | Vintage | Baseline Forecast | 0 | 0 | 0 | 0 | 0 | 0 | 0 | 0 | 0 | 0 | 0 | 0 | 0 | 0 | 0 | 0 | 0 | 0 | 0 | 0 | 0 | 0 | 0 | 0 | Vintage
Commercial_Restaurant_New_Miscellaneous_Natural Gas_Pool Heater_E1_Baseline Forecast | Commercial | Restaurant | New | Miscellaneous | Natural Gas | Pool Heater | E1 | Standard (EF .82) | Baseline Forecast | 0 | 1335.5343 | 3425.4026 | 4331.6963 | 5222.3394 | 6104.163 | 6977.149 | 7844.6234 | 8703.0829 | 9553.8535 | 10393.4622 | 11223.5492 | 12045.8948 | 12856.8049 | 13657.8934 | 14447.2741 | 15228.4175 | 16000.2377 | 16760.9295 | 17515.4681 | 18261.1152 | 19005.1456 | 0 | 0 | 1
Commercial_Restaurant_New_Miscellaneous_Natural Gas_Pool Heater_E2_Baseline Forecast | Commercial | Restaurant | New | Miscellaneous | Natural Gas | Pool Heater | E2 | Condensing (EF .90) | Baseline Forecast | 0 | 148.3927 | 380.6003 | 481.2996 | 580.2599 | 678.2403 | 775.2388 | 871.6248 | 967.0092 | 1061.5393 | 1154.8291 | 1247.061 | 1338.4328 | 1428.5339 | 1517.5437 | 1605.2527 | 1692.0464 | 1777.8042 | 1862.3255 | 1946.1631 | 2029.0128 | 2111.6828 | 0 | 0 | 1
Commercial_Restaurant_New_Miscellaneous_Natural Gas_Pool Heater_E3_Baseline Forecast | Commercial | Restaurant | New | Miscellaneous | Natural Gas | Pool Heater | E3 |  | Baseline Forecast | 0 | 0 | 0 | 0 | 0 | 0 | 0 | 0 | 0 | 0 | 0 | 0 | 0 | 0 | 0 | 0 | 0 | 0 | 0 | 0 | 0 | 0 | 0 | 0 | 0
Commercial_Restaurant_New_Miscellaneous_Natural Gas_Pool Heater_E4_Baseline Forecast | Commercial | Restaurant | New | Miscellaneous | Natural Gas | Pool Heater | E4 |  | Baseline Forecast | 0 | 0 | 0 | 0 | 0 | 0 | 0 | 0 | 0 | 0 | 0 | 0 | 0 | 0 | 0 | 0 | 0 | 0 | 0 | 0 | 0 | 0 | 0 | 0 | 0
Commercial_Restaurant_New_Miscellaneous_Natural Gas_Pool Heater_E5_Baseline Forecast | Commercial | Restaurant | New | Miscellaneous | Natural Gas | Pool Heater | E5 |  | Baseline Forecast | 0 | 0 | 0 | 0 | 0 | 0 | 0 | 0 | 0 | 0 | 0 | 0 | 0 | 0 | 0 | 0 | 0 | 0 | 0 | 0 | 0 | 0 | 0 | 0 | 0
Commercial_Restaurant_New_Miscellaneous_Natural Gas_Pool Heater_E6_Baseline Forecast | Commercial | Restaurant | New | Miscellaneous | Natural Gas | Pool Heater | E6 |  | Baseline Forecast | 0 | 0 | 0 | 0 | 0 | 0 | 0 | 0 | 0 | 0 | 0 | 0 | 0 | 0 | 0 | 0 | 0 | 0 | 0 | 0 | 0 | 0 | 0 | 0 | 0
Commercial_Restaurant_New_Miscellaneous_Natural Gas_Pool Heater_E7_Baseline Forecast | Commercial | Restaurant | New | Miscellaneous | Natural Gas | Pool Heater | E7 |  | Baseline Forecast | 0 | 0 | 0 | 0 | 0 | 0 | 0 | 0 | 0 | 0 | 0 | 0 | 0 | 0 | 0 | 0 | 0 | 0 | 0 | 0 | 0 | 0 | 0 | 0 | 0
Commercial_Restaurant_New_Miscellaneous_Natural Gas_Pool Heater_E8_Baseline Forecast | Commercial | Restaurant | New | Miscellaneous | Natural Gas | Pool Heater | E8 |  | Baseline Forecast | 0 | 0 | 0 | 0 | 0 | 0 | 0 | 0 | 0 | 0 | 0 | 0 | 0 | 0 | 0 | 0 | 0 | 0 | 0 | 0 | 0 | 0 | 0 | 0 | 0
Commercial_Restaurant_New_Miscellaneous_Natural Gas_Pool Heater_E9_Baseline Forecast | Commercial | Restaurant | New | Miscellaneous | Natural Gas | Pool Heater | E9 |  | Baseline Forecast | 0 | 0 | 0 | 0 | 0 | 0 | 0 | 0 | 0 | 0 | 0 | 0 | 0 | 0 | 0 | 0 | 0 | 0 | 0 | 0 | 0 | 0 | 0 | 0 | 0
Commercial_Restaurant_New_Miscellaneous_Natural Gas_Pool Heater_E10_Baseline Forecast | Commercial | Restaurant | New | Miscellaneous | Natural Gas | Pool Heater | E10 |  | Baseline Forecast | 0 | 0 | 0 | 0 | 0 | 0 | 0 | 0 | 0 | 0 | 0 | 0 | 0 | 0 | 0 | 0 | 0 | 0 | 0 | 0 | 0 | 0 | 0 | 0 | 0
Commercial_Restaurant_New_Miscellaneous_Natural Gas_Pool Heater_Vintage_Baseline Forecast | Commercial | Restaurant | New | Miscellaneous | Natural Gas | Pool Heater | Vintage | Vintage | Baseline Forecast | 0 | 0 | 0 | 0 | 0 | 0 | 0 | 0 | 0 | 0 | 0 | 0 | 0 | 0 | 0 | 0 | 0 | 0 | 0 | 0 | 0 | 0 | 0 | 0 | Vintage
Commercial_Restaurant_New_Miscellaneous_Natural Gas_Miscellaneous_E1_Baseline Forecast | Commercial | Restaurant | New | Miscellaneous | Natural Gas | Miscellaneous | E1 | Standard | Baseline Forecast | 0 | 242040.4418 | 620789.6999 | 785038.3539 | 946450.646 | 1106264.5617 | 1264476.8163 | 1421690.2206 | 1577269.834 | 1731455.9718 | 1883619.2253 | 2034056.8607 | 2183091.5226 | 2330053.6881 | 2475235.9005 | 2618296.2814 | 2759863.7983 | 2899741.682 | 3037602.7362 | 3174348.635 | 3309483.1238 | 3444324.6257 | 0 | 0 | 1
Commercial_Restaurant_New_Miscellaneous_Natural Gas_Miscellaneous_E2_Baseline Forecast | Commercial | Restaurant | New | Miscellaneous | Natural Gas | Miscellaneous | E2 |  | Baseline Forecast | 0 | 0 | 0 | 0 | 0 | 0 | 0 | 0 | 0 | 0 | 0 | 0 | 0 | 0 | 0 | 0 | 0 | 0 | 0 | 0 | 0 | 0 | 0 | 0 | 0
Commercial_Restaurant_New_Miscellaneous_Natural Gas_Miscellaneous_E3_Baseline Forecast | Commercial | Restaurant | New | Miscellaneous | Natural Gas | Miscellaneous | E3 |  | Baseline Forecast | 0 | 0 | 0 | 0 | 0 | 0 | 0 | 0 | 0 | 0 | 0 | 0 | 0 | 0 | 0 | 0 | 0 | 0 | 0 | 0 | 0 | 0 | 0 | 0 | 0
Commercial_Restaurant_New_Miscellaneous_Natural Gas_Miscellaneous_E4_Baseline Forecast | Commercial | Restaurant | New | Miscellaneous | Natural Gas | Miscellaneous | E4 |  | Baseline Forecast | 0 | 0 | 0 | 0 | 0 | 0 | 0 | 0 | 0 | 0 | 0 | 0 | 0 | 0 | 0 | 0 | 0 | 0 | 0 | 0 | 0 | 0 | 0 | 0 | 0
Commercial_Restaurant_New_Miscellaneous_Natural Gas_Miscellaneous_E5_Baseline Forecast | Commercial | Restaurant | New | Miscellaneous | Natural Gas | Miscellaneous | E5 |  | Baseline Forecast | 0 | 0 | 0 | 0 | 0 | 0 | 0 | 0 | 0 | 0 | 0 | 0 | 0 | 0 | 0 | 0 | 0 | 0 | 0 | 0 | 0 | 0 | 0 | 0 | 0
Commercial_Restaurant_New_Miscellaneous_Natural Gas_Miscellaneous_E6_Baseline Forecast | Commercial | Restaurant | New | Miscellaneous | Natural Gas | Miscellaneous | E6 |  | Baseline Forecast | 0 | 0 | 0 | 0 | 0 | 0 | 0 | 0 | 0 | 0 | 0 | 0 | 0 | 0 | 0 | 0 | 0 | 0 | 0 | 0 | 0 | 0 | 0 | 0 | 0
Commercial_Restaurant_New_Miscellaneous_Natural Gas_Miscellaneous_E7_Baseline Forecast | Commercial | Restaurant | New | Miscellaneous | Natural Gas | Miscellaneous | E7 |  | Baseline Forecast | 0 | 0 | 0 | 0 | 0 | 0 | 0 | 0 | 0 | 0 | 0 | 0 | 0 | 0 | 0 | 0 | 0 | 0 | 0 | 0 | 0 | 0 | 0 | 0 | 0
Commercial_Restaurant_New_Miscellaneous_Natural Gas_Miscellaneous_E8_Baseline Forecast | Commercial | Restaurant | New | Miscellaneous | Natural Gas | Miscellaneous | E8 |  | Baseline Forecast | 0 | 0 | 0 | 0 | 0 | 0 | 0 | 0 | 0 | 0 | 0 | 0 | 0 | 0 | 0 | 0 | 0 | 0 | 0 | 0 | 0 | 0 | 0 | 0 | 0
Commercial_Restaurant_New_Miscellaneous_Natural Gas_Miscellaneous_E9_Baseline Forecast | Commercial | Restaurant | New | Miscellaneous | Natural Gas | Miscellaneous | E9 |  | Baseline Forecast | 0 | 0 | 0 | 0 | 0 | 0 | 0 | 0 | 0 | 0 | 0 | 0 | 0 | 0 | 0 | 0 | 0 | 0 | 0 | 0 | 0 | 0 | 0 | 0 | 0
Commercial_Restaurant_New_Miscellaneous_Natural Gas_Miscellaneous_E10_Baseline Forecast | Commercial | Restaurant | New | Miscellaneous | Natural Gas | Miscellaneous | E10 |  | Baseline Forecast | 0 | 0 | 0 | 0 | 0 | 0 | 0 | 0 | 0 | 0 | 0 | 0 | 0 | 0 | 0 | 0 | 0 | 0 | 0 | 0 | 0 | 0 | 0 | 0 | 0
Commercial_Restaurant_New_Miscellaneous_Natural Gas_Miscellaneous_Vintage_Baseline Forecast | Commercial | Restaurant | New | Miscellaneous | Natural Gas | Miscellaneous | Vintage | Vintage | Baseline Forecast | 0 | 0 | 0 | 0 | 0 | 0 | 0 | 0 | 0 | 0 | 0 | 0 | 0 | 0 | 0 | 0 | 0 | 0 | 0 | 0 | 0 | 0 | 0 | 0 | Vintage
Commercial_Grocery_Existing_Space Heating_Natural Gas_Furnace_E1_Baseline Forecast | Commercial | Grocery | Existing | Space Heating | Natural Gas | Furnace | E1 | AFUE 80% (Standard) | Baseline Forecast | 0 | 62956.8745 | 127714.9216 | 193877.2154 | 261084.2551 | 329010.9445 | 397363.8041 | 465878.4001 | 518926.5076 | 571774.0262 | 624267.7684 | 676271.0385 | 722517.9869 | 763478.5868 | 799586.526 | 831241.973 | 858814.1336 | 882643.6119 | 903044.5928 | 919610.3389 | 932653.4333 | 942465.7828 | 0 | 0 | 400
Commercial_Grocery_Existing_Space Heating_Natural Gas_Furnace_E2_Baseline Forecast | Commercial | Grocery | Existing | Space Heating | Natural Gas | Furnace | E2 | AFUE 90% | Baseline Forecast | 0 | 0 | 0 | 0 | 0 | 0 | 0 | 0 | 15390.4639 | 30692.2159 | 45867.6328 | 60883.2044 | 74422.2185 | 86602.914 | 97534.4399 | 107317.548 | 116045.2318 | 123803.3184 | 130671.0142 | 137417.9286 | 144066.1611 | 150632.4496 | 0 | 0 | 400
Commercial_Grocery_Existing_Space Heating_Natural Gas_Furnace_E3_Baseline Forecast | Commercial | Grocery | Existing | Space Heating | Natural Gas | Furnace | E3 | AFUE 95% | Baseline Forecast | 0 | 0 | 0 | 0 | 0 | 0 | 0 | 0 | 0 | 0 | 0 | 0 | 0 | 0 | 0 | 0 | 0 | 0 | 0 | 0 | 0 | 0 | 0 | 0 | 400
Commercial_Grocery_Existing_Space Heating_Natural Gas_Furnace_E4_Baseline Forecast | Commercial | Grocery | Existing | Space Heating | Natural Gas | Furnace | E4 |  | Baseline Forecast | 0 | 0 | 0 | 0 | 0 | 0 | 0 | 0 | 0 | 0 | 0 | 0 | 0 | 0 | 0 | 0 | 0 | 0 | 0 | 0 | 0 | 0 | 0 | 0 | 0
Commercial_Grocery_Existing_Space Heating_Natural Gas_Furnace_E5_Baseline Forecast | Commercial | Grocery | Existing | Space Heating | Natural Gas | Furnace | E5 |  | Baseline Forecast | 0 | 0 | 0 | 0 | 0 | 0 | 0 | 0 | 0 | 0 | 0 | 0 | 0 | 0 | 0 | 0 | 0 | 0 | 0 | 0 | 0 | 0 | 0 | 0 | 0
Commercial_Grocery_Existing_Space Heating_Natural Gas_Furnace_E6_Baseline Forecast | Commercial | Grocery | Existing | Space Heating | Natural Gas | Furnace | E6 |  | Baseline Forecast | 0 | 0 | 0 | 0 | 0 | 0 | 0 | 0 | 0 | 0 | 0 | 0 | 0 | 0 | 0 | 0 | 0 | 0 | 0 | 0 | 0 | 0 | 0 | 0 | 0
Commercial_Grocery_Existing_Space Heating_Natural Gas_Furnace_E7_Baseline Forecast | Commercial | Grocery | Existing | Space Heating | Natural Gas | Furnace | E7 |  | Baseline Forecast | 0 | 0 | 0 | 0 | 0 | 0 | 0 | 0 | 0 | 0 | 0 | 0 | 0 | 0 | 0 | 0 | 0 | 0 | 0 | 0 | 0 | 0 | 0 | 0 | 0
Commercial_Grocery_Existing_Space Heating_Natural Gas_Furnace_E8_Baseline Forecast | Commercial | Grocery | Existing | Space Heating | Natural Gas | Furnace | E8 |  | Baseline Forecast | 0 | 0 | 0 | 0 | 0 | 0 | 0 | 0 | 0 | 0 | 0 | 0 | 0 | 0 | 0 | 0 | 0 | 0 | 0 | 0 | 0 | 0 | 0 | 0 | 0
Commercial_Grocery_Existing_Space Heating_Natural Gas_Furnace_E9_Baseline Forecast | Commercial | Grocery | Existing | Space Heating | Natural Gas | Furnace | E9 |  | Baseline Forecast | 0 | 0 | 0 | 0 | 0 | 0 | 0 | 0 | 0 | 0 | 0 | 0 | 0 | 0 | 0 | 0 | 0 | 0 | 0 | 0 | 0 | 0 | 0 | 0 | 0
Commercial_Grocery_Existing_Space Heating_Natural Gas_Furnace_E10_Baseline Forecast | Commercial | Grocery | Existing | Space Heating | Natural Gas | Furnace | E10 |  | Baseline Forecast | 0 | 0 | 0 | 0 | 0 | 0 | 0 | 0 | 0 | 0 | 0 | 0 | 0 | 0 | 0 | 0 | 0 | 0 | 0 | 0 | 0 | 0 | 0 | 0 | 0
Commercial_Grocery_Existing_Space Heating_Natural Gas_Furnace_Vintage_Baseline Forecast | Commercial | Grocery | Existing | Space Heating | Natural Gas | Furnace | Vintage | Vintage | Baseline Forecast | 2452694.9017 | 2345143.5745 | 2236601.8828 | 2127452.0108 | 2018038.9851 | 1908673.6914 | 1799635.6566 | 1691175.6158 | 1583517.8805 | 1476862.5217 | 1371387.3851 | 1267249.9473 | 1171020.2722 | 1082097.8772 | 999927.8779 | 923997.5257 | 853833.0077 | 788996.4906 | 729083.3881 | 673719.8367 | 622560.3624 | 575285.7253 | 0 | 0 | Vintage
Commercial_Grocery_Existing_Space Heating_Natural Gas_Boiler_E1_Baseline Forecast | Commercial | Grocery | Existing | Space Heating | Natural Gas | Boiler | E1 | AFUE 80% (Standard) | Baseline Forecast | 0 | 3294.5576 | 6498.719 | 9611.523 | 12632.4126 | 15561.1841 | 18397.9421 | 21143.0593 | 23797.1406 | 26360.9913 | 28835.5896 | 31222.0606 | 33521.6551 | 35735.7295 | 37865.7284 | 39913.1696 | 41879.63 | 43766.7341 | 45576.1431 | 47309.546 | 48968.6507 | 50555.1778 | 0 | 0 | 800
Commercial_Grocery_Existing_Space Heating_Natural Gas_Boiler_E2_Baseline Forecast | Commercial | Grocery | Existing | Space Heating | Natural Gas | Boiler | E2 | AFUE 85% | Baseline Forecast | 0 | 0 | 0 | 0 | 0 | 0 | 0 | 0 | 0 | 0 | 0 | 0 | 0 | 0 | 0 | 0 | 0 | 0 | 0 | 0 | 0 | 0 | 0 | 0 | 800
Commercial_Grocery_Existing_Space Heating_Natural Gas_Boiler_E3_Baseline Forecast | Commercial | Grocery | Existing | Space Heating | Natural Gas | Boiler | E3 | AFUE 98% | Baseline Forecast | 0 | 4193.0733 | 8271.0969 | 12232.8475 | 16077.616 | 19805.1434 | 23415.5627 | 26909.3482 | 30287.2698 | 33550.3526 | 36699.8412 | 39737.168 | 42663.9247 | 45481.8375 | 48192.7452 | 50798.5794 | 53301.3472 | 55703.1161 | 58006.0004 | 60212.1494 | 62323.7373 | 64342.9535 | 0 | 0 | 800
Commercial_Grocery_Existing_Space Heating_Natural Gas_Boiler_E4_Baseline Forecast | Commercial | Grocery | Existing | Space Heating | Natural Gas | Boiler | E4 | Convert to NG Air Source Heat Pump | Baseline Forecast | 0 | 0 | 0 | 0 | 0 | 0 | 0 | 0 | 0 | 0 | 0 | 0 | 0 | 0 | 0 | 0 | 0 | 0 | 0 | 0 | 0 | 0 | 0 | 0 | 800
Commercial_Grocery_Existing_Space Heating_Natural Gas_Boiler_E5_Baseline Forecast | Commercial | Grocery | Existing | Space Heating | Natural Gas | Boiler | E5 |  | Baseline Forecast | 0 | 0 | 0 | 0 | 0 | 0 | 0 | 0 | 0 | 0 | 0 | 0 | 0 | 0 | 0 | 0 | 0 | 0 | 0 | 0 | 0 | 0 | 0 | 0 | 0
Commercial_Grocery_Existing_Space Heating_Natural Gas_Boiler_E6_Baseline Forecast | Commercial | Grocery | Existing | Space Heating | Natural Gas | Boiler | E6 |  | Baseline Forecast | 0 | 0 | 0 | 0 | 0 | 0 | 0 | 0 | 0 | 0 | 0 | 0 | 0 | 0 | 0 | 0 | 0 | 0 | 0 | 0 | 0 | 0 | 0 | 0 | 0
Commercial_Grocery_Existing_Space Heating_Natural Gas_Boiler_E7_Baseline Forecast | Commercial | Grocery | Existing | Space Heating | Natural Gas | Boiler | E7 |  | Baseline Forecast | 0 | 0 | 0 | 0 | 0 | 0 | 0 | 0 | 0 | 0 | 0 | 0 | 0 | 0 | 0 | 0 | 0 | 0 | 0 | 0 | 0 | 0 | 0 | 0 | 0
Commercial_Grocery_Existing_Space Heating_Natural Gas_Boiler_E8_Baseline Forecast | Commercial | Grocery | Existing | Space Heating | Natural Gas | Boiler | E8 |  | Baseline Forecast | 0 | 0 | 0 | 0 | 0 | 0 | 0 | 0 | 0 | 0 | 0 | 0 | 0 | 0 | 0 | 0 | 0 | 0 | 0 | 0 | 0 | 0 | 0 | 0 | 0
Commercial_Grocery_Existing_Space Heating_Natural Gas_Boiler_E9_Baseline Forecast | Commercial | Grocery | Existing | Space Heating | Natural Gas | Boiler | E9 |  | Baseline Forecast | 0 | 0 | 0 | 0 | 0 | 0 | 0 | 0 | 0 | 0 | 0 | 0 | 0 | 0 | 0 | 0 | 0 | 0 | 0 | 0 | 0 | 0 | 0 | 0 | 0
Commercial_Grocery_Existing_Space Heating_Natural Gas_Boiler_E10_Baseline Forecast | Commercial | Grocery | Existing | Space Heating | Natural Gas | Boiler | E10 |  | Baseline Forecast | 0 | 0 | 0 | 0 | 0 | 0 | 0 | 0 | 0 | 0 | 0 | 0 | 0 | 0 | 0 | 0 | 0 | 0 | 0 | 0 | 0 | 0 | 0 | 0 | 0
Commercial_Grocery_Existing_Space Heating_Natural Gas_Boiler_Vintage_Baseline Forecast | Commercial | Grocery | Existing | Space Heating | Natural Gas | Boiler | Vintage | Vintage | Baseline Forecast | 251667.5915 | 239604.1863 | 227829.4227 | 216343.9729 | 205147.6176 | 194239.3615 | 183617.5353 | 173279.8864 | 163223.66 | 153445.6706 | 143942.3654 | 134709.8804 | 125744.0908 | 117040.6551 | 108595.0534 | 100402.6231 | 92458.5881 | 84758.0867 | 77296.1945 | 70067.9455 | 63068.3503 | 56292.4118 | 0 | 0 | Vintage
Commercial_Grocery_Existing_Space Heating_Natural Gas_Unit Heater_E1_Baseline Forecast | Commercial | Grocery | Existing | Space Heating | Natural Gas | Unit Heater | E1 | Standard | Baseline Forecast | 0 | 1062.3062 | 4077.1487 | 9783.2763 | 18786.2741 | 31574.8519 | 48535.3216 | 69964.4603 | 96080.9349 | 127035.443 | 162019.1163 | 200317.9744 | 241302.536 | 284418.5501 | 329178.727 | 375155.3626 | 421973.7591 | 462178.0009 | 496507.5011 | 525621.7082 | 550108.7065 | 570492.8929 | 0 | 0 | 125
Commercial_Grocery_Existing_Space Heating_Natural Gas_Unit Heater_E2_Baseline Forecast | Commercial | Grocery | Existing | Space Heating | Natural Gas | Unit Heater | E2 | Condensing | Baseline Forecast | 0 | 0 | 0 | 0 | 0 | 0 | 0 | 0 | 0 | 0 | 0 | 0 | 0 | 0 | 0 | 0 | 0 | 0 | 0 | 0 | 0 | 0 | 0 | 0 | 125
Commercial_Grocery_Existing_Space Heating_Natural Gas_Unit Heater_E3_Baseline Forecast | Commercial | Grocery | Existing | Space Heating | Natural Gas | Unit Heater | E3 | Infrared Radiant | Baseline Forecast | 0 | 0 | 0 | 0 | 0 | 0 | 0 | 0 | 0 | 0 | 0 | 0 | 0 | 0 | 0 | 0 | 0 | 0 | 0 | 0 | 0 | 0 | 0 | 0 | 125
Commercial_Grocery_Existing_Space Heating_Natural Gas_Unit Heater_E4_Baseline Forecast | Commercial | Grocery | Existing | Space Heating | Natural Gas | Unit Heater | E4 |  | Baseline Forecast | 0 | 0 | 0 | 0 | 0 | 0 | 0 | 0 | 0 | 0 | 0 | 0 | 0 | 0 | 0 | 0 | 0 | 0 | 0 | 0 | 0 | 0 | 0 | 0 | 0
Commercial_Grocery_Existing_Space Heating_Natural Gas_Unit Heater_E5_Baseline Forecast | Commercial | Grocery | Existing | Space Heating | Natural Gas | Unit Heater | E5 |  | Baseline Forecast | 0 | 0 | 0 | 0 | 0 | 0 | 0 | 0 | 0 | 0 | 0 | 0 | 0 | 0 | 0 | 0 | 0 | 0 | 0 | 0 | 0 | 0 | 0 | 0 | 0
Commercial_Grocery_Existing_Space Heating_Natural Gas_Unit Heater_E6_Baseline Forecast | Commercial | Grocery | Existing | Space Heating | Natural Gas | Unit Heater | E6 |  | Baseline Forecast | 0 | 0 | 0 | 0 | 0 | 0 | 0 | 0 | 0 | 0 | 0 | 0 | 0 | 0 | 0 | 0 | 0 | 0 | 0 | 0 | 0 | 0 | 0 | 0 | 0
Commercial_Grocery_Existing_Space Heating_Natural Gas_Unit Heater_E7_Baseline Forecast | Commercial | Grocery | Existing | Space Heating | Natural Gas | Unit Heater | E7 |  | Baseline Forecast | 0 | 0 | 0 | 0 | 0 | 0 | 0 | 0 | 0 | 0 | 0 | 0 | 0 | 0 | 0 | 0 | 0 | 0 | 0 | 0 | 0 | 0 | 0 | 0 | 0
Commercial_Grocery_Existing_Space Heating_Natural Gas_Unit Heater_E8_Baseline Forecast | Commercial | Grocery | Existing | Space Heating | Natural Gas | Unit Heater | E8 |  | Baseline Forecast | 0 | 0 | 0 | 0 | 0 | 0 | 0 | 0 | 0 | 0 | 0 | 0 | 0 | 0 | 0 | 0 | 0 | 0 | 0 | 0 | 0 | 0 | 0 | 0 | 0
Commercial_Grocery_Existing_Space Heating_Natural Gas_Unit Heater_E9_Baseline Forecast | Commercial | Grocery | Existing | Space Heating | Natural Gas | Unit Heater | E9 |  | Baseline Forecast | 0 | 0 | 0 | 0 | 0 | 0 | 0 | 0 | 0 | 0 | 0 | 0 | 0 | 0 | 0 | 0 | 0 | 0 | 0 | 0 | 0 | 0 | 0 | 0 | 0
Commercial_Grocery_Existing_Space Heating_Natural Gas_Unit Heater_E10_Baseline Forecast | Commercial | Grocery | Existing | Space Heating | Natural Gas | Unit Heater | E10 |  | Baseline Forecast | 0 | 0 | 0 | 0 | 0 | 0 | 0 | 0 | 0 | 0 | 0 | 0 | 0 | 0 | 0 | 0 | 0 | 0 | 0 | 0 | 0 | 0 | 0 | 0 | 0
Commercial_Grocery_Existing_Space Heating_Natural Gas_Unit Heater_Vintage_Baseline Forecast | Commercial | Grocery | Existing | Space Heating | Natural Gas | Unit Heater | Vintage | Vintage | Baseline Forecast | 1285390.4932 | 1260957.4508 | 1234996.7945 | 1206762.0498 | 1175640.0461 | 1141134.6261 | 1102852.1659 | 1060488.7092 | 1013818.5406 | 962684.042 | 907887.2873 | 850135.5855 | 790051.8681 | 728183.9558 | 665012.8243 | 600959.9786 | 536394.0305 | 478764.9198 | 427327.3664 | 381416.1618 | 340437.5659 | 303861.6291 | 0 | 0 | Vintage
Commercial_Grocery_Existing_Water Heating_Natural Gas_Water Heater_E1_Baseline Forecast | Commercial | Grocery | Existing | Water Heating | Natural Gas | Water Heater | E1 | TE 0.80 | Baseline Forecast | 0 | 29001.3551 | 60054.3763 | 92741.1399 | 126694.0963 | 161590.5247 | 197147.5856 | 233117.9085 | 269285.6565 | 305463.0162 | 341487.0681 | 377216.9956 | 407791.4683 | 433788.3181 | 455722.8606 | 474054.6193 | 489193.3281 | 501504.2878 | 511313.1474 | 518910.172 | 524554.051 | 528475.2982 | 0 | 0 | 1
Commercial_Grocery_Existing_Water Heating_Natural Gas_Water Heater_E2_Baseline Forecast | Commercial | Grocery | Existing | Water Heating | Natural Gas | Water Heater | E2 | TE 0.90 | Baseline Forecast | 0 | 0 | 0 | 0 | 0 | 0 | 0 | 0 | 0 | 0 | 0 | 0 | 0 | 0 | 0 | 0 | 0 | 0 | 0 | 0 | 0 | 0 | 0 | 0 | 1
Commercial_Grocery_Existing_Water Heating_Natural Gas_Water Heater_E3_Baseline Forecast | Commercial | Grocery | Existing | Water Heating | Natural Gas | Water Heater | E3 | TE 0.94 | Baseline Forecast | 0 | 32703.6557 | 67720.8924 | 104580.4343 | 142867.8107 | 182219.1024 | 222315.3625 | 262877.6415 | 303662.5488 | 344458.2948 | 385081.1619 | 425372.3567 | 459849.9536 | 489165.5502 | 513900.247 | 534572.2303 | 551643.5402 | 565526.1118 | 576587.1662 | 585154.0237 | 591518.398 | 595940.2299 | 0 | 0 | 1
Commercial_Grocery_Existing_Water Heating_Natural Gas_Water Heater_E4_Baseline Forecast | Commercial | Grocery | Existing | Water Heating | Natural Gas | Water Heater | E4 | Instantaneous TE 0.94 | Baseline Forecast | 0 | 0 | 0 | 0 | 0 | 0 | 0 | 0 | 0 | 0 | 0 | 0 | 0 | 0 | 0 | 0 | 0 | 0 | 0 | 0 | 0 | 0 | 0 | 0 | 1
Commercial_Grocery_Existing_Water Heating_Natural Gas_Water Heater_E5_Baseline Forecast | Commercial | Grocery | Existing | Water Heating | Natural Gas | Water Heater | E5 | Gas-Fired Absorption HPWH | Baseline Forecast | 0 | 0 | 0 | 0 | 0 | 0 | 0 | 0 | 0 | 0 | 0 | 0 | 0 | 0 | 0 | 0 | 0 | 0 | 0 | 0 | 0 | 0 | 0 | 0 | 0
Commercial_Grocery_Existing_Water Heating_Natural Gas_Water Heater_E6_Baseline Forecast | Commercial | Grocery | Existing | Water Heating | Natural Gas | Water Heater | E6 |  | Baseline Forecast | 0 | 0 | 0 | 0 | 0 | 0 | 0 | 0 | 0 | 0 | 0 | 0 | 0 | 0 | 0 | 0 | 0 | 0 | 0 | 0 | 0 | 0 | 0 | 0 | 0
Commercial_Grocery_Existing_Water Heating_Natural Gas_Water Heater_E7_Baseline Forecast | Commercial | Grocery | Existing | Water Heating | Natural Gas | Water Heater | E7 |  | Baseline Forecast | 0 | 0 | 0 | 0 | 0 | 0 | 0 | 0 | 0 | 0 | 0 | 0 | 0 | 0 | 0 | 0 | 0 | 0 | 0 | 0 | 0 | 0 | 0 | 0 | 0
Commercial_Grocery_Existing_Water Heating_Natural Gas_Water Heater_E8_Baseline Forecast | Commercial | Grocery | Existing | Water Heating | Natural Gas | Water Heater | E8 |  | Baseline Forecast | 0 | 0 | 0 | 0 | 0 | 0 | 0 | 0 | 0 | 0 | 0 | 0 | 0 | 0 | 0 | 0 | 0 | 0 | 0 | 0 | 0 | 0 | 0 | 0 | 0
Commercial_Grocery_Existing_Water Heating_Natural Gas_Water Heater_E9_Baseline Forecast | Commercial | Grocery | Existing | Water Heating | Natural Gas | Water Heater | E9 |  | Baseline Forecast | 0 | 0 | 0 | 0 | 0 | 0 | 0 | 0 | 0 | 0 | 0 | 0 | 0 | 0 | 0 | 0 | 0 | 0 | 0 | 0 | 0 | 0 | 0 | 0 | 0
Commercial_Grocery_Existing_Water Heating_Natural Gas_Water Heater_E10_Baseline Forecast | Commercial | Grocery | Existing | Water Heating | Natural Gas | Water Heater | E10 |  | Baseline Forecast | 0 | 0 | 0 | 0 | 0 | 0 | 0 | 0 | 0 | 0 | 0 | 0 | 0 | 0 | 0 | 0 | 0 | 0 | 0 | 0 | 0 | 0 | 0 | 0 | 0
Commercial_Grocery_Existing_Water Heating_Natural Gas_Water Heater_Vintage_Baseline Forecast | Commercial | Grocery | Existing | Water Heating | Natural Gas | Water Heater | Vintage | Vintage | Baseline Forecast | 2073973.9756 | 1974560.3471 | 1871467.0827 | 1765570.9163 | 1657641.629 | 1548353.8447 | 1438297.5515 | 1327987.4859 | 1217871.5028 | 1108338.0387 | 999722.7678 | 892314.5366 | 796446.0327 | 710877.4506 | 634502.1873 | 566332.5309 | 505486.887 | 451178.3785 | 402704.6684 | 359438.8776 | 320821.4775 | 286353.0543 | 0 | 0 | Vintage
Commercial_Grocery_Existing_Food Preparation_Natural Gas_Oven_E1_Baseline Forecast | Commercial | Grocery | Existing | Food Preparation | Natural Gas | Oven | E1 | Standard | Baseline Forecast | 0 | 11477.4853 | 25918.2487 | 42485.4391 | 60527.267 | 79537.166 | 99122.5048 | 118980.0144 | 138876.4912 | 158633.6419 | 173251.0317 | 183847.754 | 191302.5077 | 196305.1788 | 199397.354 | 201004.1433 | 201459.1744 | 201024.2251 | 199904.643 | 198261.4577 | 196220.893 | 193881.8399 | 0 | 0 | 1
Commercial_Grocery_Existing_Food Preparation_Natural Gas_Oven_E2_Baseline Forecast | Commercial | Grocery | Existing | Food Preparation | Natural Gas | Oven | E2 | ENERGY STAR (EF ≥ 44%) Convection Oven utilizing ASTM Std F1496 | Baseline Forecast | 0 | 16516.3813 | 37296.992 | 61137.5831 | 87100.2135 | 114455.9219 | 142639.702 | 171215.1427 | 199846.6581 | 228277.6799 | 249312.4603 | 264561.4021 | 275288.9745 | 282487.9402 | 286937.6558 | 289249.8647 | 289904.6656 | 289278.7629 | 287667.657 | 285303.0732 | 282366.6509 | 279000.6964 | 0 | 0 | 1
Commercial_Grocery_Existing_Food Preparation_Natural Gas_Oven_E3_Baseline Forecast | Commercial | Grocery | Existing | Food Preparation | Natural Gas | Oven | E3 |  | Baseline Forecast | 0 | 0 | 0 | 0 | 0 | 0 | 0 | 0 | 0 | 0 | 0 | 0 | 0 | 0 | 0 | 0 | 0 | 0 | 0 | 0 | 0 | 0 | 0 | 0 | 0
Commercial_Grocery_Existing_Food Preparation_Natural Gas_Oven_E4_Baseline Forecast | Commercial | Grocery | Existing | Food Preparation | Natural Gas | Oven | E4 |  | Baseline Forecast | 0 | 0 | 0 | 0 | 0 | 0 | 0 | 0 | 0 | 0 | 0 | 0 | 0 | 0 | 0 | 0 | 0 | 0 | 0 | 0 | 0 | 0 | 0 | 0 | 0
Commercial_Grocery_Existing_Food Preparation_Natural Gas_Oven_E5_Baseline Forecast | Commercial | Grocery | Existing | Food Preparation | Natural Gas | Oven | E5 |  | Baseline Forecast | 0 | 0 | 0 | 0 | 0 | 0 | 0 | 0 | 0 | 0 | 0 | 0 | 0 | 0 | 0 | 0 | 0 | 0 | 0 | 0 | 0 | 0 | 0 | 0 | 0
Commercial_Grocery_Existing_Food Preparation_Natural Gas_Oven_E6_Baseline Forecast | Commercial | Grocery | Existing | Food Preparation | Natural Gas | Oven | E6 |  | Baseline Forecast | 0 | 0 | 0 | 0 | 0 | 0 | 0 | 0 | 0 | 0 | 0 | 0 | 0 | 0 | 0 | 0 | 0 | 0 | 0 | 0 | 0 | 0 | 0 | 0 | 0
Commercial_Grocery_Existing_Food Preparation_Natural Gas_Oven_E7_Baseline Forecast | Commercial | Grocery | Existing | Food Preparation | Natural Gas | Oven | E7 |  | Baseline Forecast | 0 | 0 | 0 | 0 | 0 | 0 | 0 | 0 | 0 | 0 | 0 | 0 | 0 | 0 | 0 | 0 | 0 | 0 | 0 | 0 | 0 | 0 | 0 | 0 | 0
Commercial_Grocery_Existing_Food Preparation_Natural Gas_Oven_E8_Baseline Forecast | Commercial | Grocery | Existing | Food Preparation | Natural Gas | Oven | E8 |  | Baseline Forecast | 0 | 0 | 0 | 0 | 0 | 0 | 0 | 0 | 0 | 0 | 0 | 0 | 0 | 0 | 0 | 0 | 0 | 0 | 0 | 0 | 0 | 0 | 0 | 0 | 0
Commercial_Grocery_Existing_Food Preparation_Natural Gas_Oven_E9_Baseline Forecast | Commercial | Grocery | Existing | Food Preparation | Natural Gas | Oven | E9 |  | Baseline Forecast | 0 | 0 | 0 | 0 | 0 | 0 | 0 | 0 | 0 | 0 | 0 | 0 | 0 | 0 | 0 | 0 | 0 | 0 | 0 | 0 | 0 | 0 | 0 | 0 | 0
Commercial_Grocery_Existing_Food Preparation_Natural Gas_Oven_E10_Baseline Forecast | Commercial | Grocery | Existing | Food Preparation | Natural Gas | Oven | E10 |  | Baseline Forecast | 0 | 0 | 0 | 0 | 0 | 0 | 0 | 0 | 0 | 0 | 0 | 0 | 0 | 0 | 0 | 0 | 0 | 0 | 0 | 0 | 0 | 0 | 0 | 0 | 0
Commercial_Grocery_Existing_Food Preparation_Natural Gas_Oven_Vintage_Baseline Forecast | Commercial | Grocery | Existing | Food Preparation | Natural Gas | Oven | Vintage | Vintage | Baseline Forecast | 712806.7891 | 671852.799 | 623906.9402 | 571006.0281 | 514735.587 | 456327.0148 | 396733.894 | 336691.9236 | 276765.9845 | 217387.1005 | 170747.6862 | 134114.5463 | 105340.88 | 82740.473 | 64988.8806 | 51045.8117 | 40094.1648 | 31492.144 | 24735.6477 | 19428.7269 | 15260.3818 | 11986.3363 | 0 | 0 | Vintage
Commercial_Grocery_Existing_Food Preparation_Natural Gas_Conveyor Oven_E1_Baseline Forecast | Commercial | Grocery | Existing | Food Preparation | Natural Gas | Conveyor Oven | E1 | Standard | Baseline Forecast | 0 | 0 | 0 | 0 | 0 | 533.2625 | 1989.5539 | 4646.9886 | 8697.0092 | 14263.976 | 20934.0081 | 28384.4477 | 36364.2296 | 44678.4635 | 53176.3259 | 61741.5502 | 70284.9594 | 76599.2413 | 81169.8481 | 84377.9497 | 86522.8091 | 87839.3575 | 0 | 0 | 1
Commercial_Grocery_Existing_Food Preparation_Natural Gas_Conveyor Oven_E2_Baseline Forecast | Commercial | Grocery | Existing | Food Preparation | Natural Gas | Conveyor Oven | E2 | ENERGY STAR (EF ≥ 44%) Convection Oven utilizing ASTM Std F1496 | Baseline Forecast | 0 | 0 | 0 | 0 | 0 | 767.3777 | 2863.0165 | 6687.1299 | 12515.2083 | 20526.2093 | 30124.5482 | 40845.9126 | 52329.0133 | 64293.3987 | 76522.0299 | 88847.5966 | 101141.7709 | 110228.1765 | 116805.3912 | 121421.9276 | 124508.4326 | 126402.9778 | 0 | 0 | 1
Commercial_Grocery_Existing_Food Preparation_Natural Gas_Conveyor Oven_E3_Baseline Forecast | Commercial | Grocery | Existing | Food Preparation | Natural Gas | Conveyor Oven | E3 |  | Baseline Forecast | 0 | 0 | 0 | 0 | 0 | 0 | 0 | 0 | 0 | 0 | 0 | 0 | 0 | 0 | 0 | 0 | 0 | 0 | 0 | 0 | 0 | 0 | 0 | 0 | 0
Commercial_Grocery_Existing_Food Preparation_Natural Gas_Conveyor Oven_E4_Baseline Forecast | Commercial | Grocery | Existing | Food Preparation | Natural Gas | Conveyor Oven | E4 |  | Baseline Forecast | 0 | 0 | 0 | 0 | 0 | 0 | 0 | 0 | 0 | 0 | 0 | 0 | 0 | 0 | 0 | 0 | 0 | 0 | 0 | 0 | 0 | 0 | 0 | 0 | 0
Commercial_Grocery_Existing_Food Preparation_Natural Gas_Conveyor Oven_E5_Baseline Forecast | Commercial | Grocery | Existing | Food Preparation | Natural Gas | Conveyor Oven | E5 |  | Baseline Forecast | 0 | 0 | 0 | 0 | 0 | 0 | 0 | 0 | 0 | 0 | 0 | 0 | 0 | 0 | 0 | 0 | 0 | 0 | 0 | 0 | 0 | 0 | 0 | 0 | 0
Commercial_Grocery_Existing_Food Preparation_Natural Gas_Conveyor Oven_E6_Baseline Forecast | Commercial | Grocery | Existing | Food Preparation | Natural Gas | Conveyor Oven | E6 |  | Baseline Forecast | 0 | 0 | 0 | 0 | 0 | 0 | 0 | 0 | 0 | 0 | 0 | 0 | 0 | 0 | 0 | 0 | 0 | 0 | 0 | 0 | 0 | 0 | 0 | 0 | 0
Commercial_Grocery_Existing_Food Preparation_Natural Gas_Conveyor Oven_E7_Baseline Forecast | Commercial | Grocery | Existing | Food Preparation | Natural Gas | Conveyor Oven | E7 |  | Baseline Forecast | 0 | 0 | 0 | 0 | 0 | 0 | 0 | 0 | 0 | 0 | 0 | 0 | 0 | 0 | 0 | 0 | 0 | 0 | 0 | 0 | 0 | 0 | 0 | 0 | 0
Commercial_Grocery_Existing_Food Preparation_Natural Gas_Conveyor Oven_E8_Baseline Forecast | Commercial | Grocery | Existing | Food Preparation | Natural Gas | Conveyor Oven | E8 |  | Baseline Forecast | 0 | 0 | 0 | 0 | 0 | 0 | 0 | 0 | 0 | 0 | 0 | 0 | 0 | 0 | 0 | 0 | 0 | 0 | 0 | 0 | 0 | 0 | 0 | 0 | 0
Commercial_Grocery_Existing_Food Preparation_Natural Gas_Conveyor Oven_E9_Baseline Forecast | Commercial | Grocery | Existing | Food Preparation | Natural Gas | Conveyor Oven | E9 |  | Baseline Forecast | 0 | 0 | 0 | 0 | 0 | 0 | 0 | 0 | 0 | 0 | 0 | 0 | 0 | 0 | 0 | 0 | 0 | 0 | 0 | 0 | 0 | 0 | 0 | 0 | 0
Commercial_Grocery_Existing_Food Preparation_Natural Gas_Conveyor Oven_E10_Baseline Forecast | Commercial | Grocery | Existing | Food Preparation | Natural Gas | Conveyor Oven | E10 |  | Baseline Forecast | 0 | 0 | 0 | 0 | 0 | 0 | 0 | 0 | 0 | 0 | 0 | 0 | 0 | 0 | 0 | 0 | 0 | 0 | 0 | 0 | 0 | 0 | 0 | 0 | 0
Commercial_Grocery_Existing_Food Preparation_Natural Gas_Conveyor Oven_Vintage_Baseline Forecast | Commercial | Grocery | Existing | Food Preparation | Natural Gas | Conveyor Oven | Vintage | Vintage | Baseline Forecast | 356403.3945 | 349923.3328 | 343561.0904 | 337314.5251 | 331181.5338 | 323859.4111 | 314395.48 | 302109.422 | 286532.3494 | 267359.0258 | 245597.0328 | 222031.4909 | 197272.9382 | 171794.9338 | 145963.5894 | 120060.763 | 94302.272 | 74070.1482 | 58178.7346 | 45696.7515 | 35892.7212 | 28192.101 | 0 | 0 | Vintage
Commercial_Grocery_Existing_Food Preparation_Natural Gas_Double Rack Oven_E1_Baseline Forecast | Commercial | Grocery | Existing | Food Preparation | Natural Gas | Double Rack Oven | E1 | Standard | Baseline Forecast | 0 | 3188.1904 | 7477.7556 | 12672.6615 | 18603.3567 | 25123.3648 | 32106.3112 | 39443.3291 | 47040.7963 | 54818.3611 | 61355.7889 | 66815.4658 | 71339.0275 | 75050.0023 | 78056.1168 | 80451.309 | 82317.4838 | 83726.0467 | 84739.241 | 85411.3153 | 85789.5426 | 85915.109 | 0 | 0 | 1
Commercial_Grocery_Existing_Food Preparation_Natural Gas_Double Rack Oven_E2_Baseline Forecast | Commercial | Grocery | Existing | Food Preparation | Natural Gas | Double Rack Oven | E2 | FTSC Qualified (>50% Cooking Efficiency) | Baseline Forecast | 0 | 4587.8837 | 10760.6727 | 18236.2689 | 26770.684 | 36153.1347 | 46201.765 | 56759.9127 | 67692.8532 | 78884.9586 | 88292.4767 | 96149.0849 | 102658.6005 | 107998.7837 | 112324.6559 | 115771.3958 | 118456.8669 | 120483.8233 | 121941.8346 | 122908.9659 | 123453.2442 | 123633.9373 | 0 | 0 | 1
Commercial_Grocery_Existing_Food Preparation_Natural Gas_Double Rack Oven_E3_Baseline Forecast | Commercial | Grocery | Existing | Food Preparation | Natural Gas | Double Rack Oven | E3 |  | Baseline Forecast | 0 | 0 | 0 | 0 | 0 | 0 | 0 | 0 | 0 | 0 | 0 | 0 | 0 | 0 | 0 | 0 | 0 | 0 | 0 | 0 | 0 | 0 | 0 | 0 | 0
Commercial_Grocery_Existing_Food Preparation_Natural Gas_Double Rack Oven_E4_Baseline Forecast | Commercial | Grocery | Existing | Food Preparation | Natural Gas | Double Rack Oven | E4 |  | Baseline Forecast | 0 | 0 | 0 | 0 | 0 | 0 | 0 | 0 | 0 | 0 | 0 | 0 | 0 | 0 | 0 | 0 | 0 | 0 | 0 | 0 | 0 | 0 | 0 | 0 | 0
Commercial_Grocery_Existing_Food Preparation_Natural Gas_Double Rack Oven_E5_Baseline Forecast | Commercial | Grocery | Existing | Food Preparation | Natural Gas | Double Rack Oven | E5 |  | Baseline Forecast | 0 | 0 | 0 | 0 | 0 | 0 | 0 | 0 | 0 | 0 | 0 | 0 | 0 | 0 | 0 | 0 | 0 | 0 | 0 | 0 | 0 | 0 | 0 | 0 | 0
Commercial_Grocery_Existing_Food Preparation_Natural Gas_Double Rack Oven_E6_Baseline Forecast | Commercial | Grocery | Existing | Food Preparation | Natural Gas | Double Rack Oven | E6 |  | Baseline Forecast | 0 | 0 | 0 | 0 | 0 | 0 | 0 | 0 | 0 | 0 | 0 | 0 | 0 | 0 | 0 | 0 | 0 | 0 | 0 | 0 | 0 | 0 | 0 | 0 | 0
Commercial_Grocery_Existing_Food Preparation_Natural Gas_Double Rack Oven_E7_Baseline Forecast | Commercial | Grocery | Existing | Food Preparation | Natural Gas | Double Rack Oven | E7 |  | Baseline Forecast | 0 | 0 | 0 | 0 | 0 | 0 | 0 | 0 | 0 | 0 | 0 | 0 | 0 | 0 | 0 | 0 | 0 | 0 | 0 | 0 | 0 | 0 | 0 | 0 | 0
Commercial_Grocery_Existing_Food Preparation_Natural Gas_Double Rack Oven_E8_Baseline Forecast | Commercial | Grocery | Existing | Food Preparation | Natural Gas | Double Rack Oven | E8 |  | Baseline Forecast | 0 | 0 | 0 | 0 | 0 | 0 | 0 | 0 | 0 | 0 | 0 | 0 | 0 | 0 | 0 | 0 | 0 | 0 | 0 | 0 | 0 | 0 | 0 | 0 | 0
Commercial_Grocery_Existing_Food Preparation_Natural Gas_Double Rack Oven_E9_Baseline Forecast | Commercial | Grocery | Existing | Food Preparation | Natural Gas | Double Rack Oven | E9 |  | Baseline Forecast | 0 | 0 | 0 | 0 | 0 | 0 | 0 | 0 | 0 | 0 | 0 | 0 | 0 | 0 | 0 | 0 | 0 | 0 | 0 | 0 | 0 | 0 | 0 | 0 | 0
Commercial_Grocery_Existing_Food Preparation_Natural Gas_Double Rack Oven_E10_Baseline Forecast | Commercial | Grocery | Existing | Food Preparation | Natural Gas | Double Rack Oven | E10 |  | Baseline Forecast | 0 | 0 | 0 | 0 | 0 | 0 | 0 | 0 | 0 | 0 | 0 | 0 | 0 | 0 | 0 | 0 | 0 | 0 | 0 | 0 | 0 | 0 | 0 | 0 | 0
Commercial_Grocery_Existing_Food Preparation_Natural Gas_Double Rack Oven_Vintage_Baseline Forecast | Commercial | Grocery | Existing | Food Preparation | Natural Gas | Double Rack Oven | Vintage | Vintage | Baseline Forecast | 356403.3945 | 342147.2588 | 325322.6622 | 306405.5947 | 285807.4931 | 263883.5518 | 240939.9742 | 217240.2986 | 193010.9174 | 168445.8915 | 147007.3235 | 128297.3005 | 111968.5532 | 97718.01 | 85281.1724 | 74427.205 | 64954.6516 | 56687.696 | 49472.8983 | 43176.3476 | 37681.1761 | 32885.3901 | 0 | 0 | Vintage
Commercial_Grocery_Existing_Food Preparation_Natural Gas_Fryer_E1_Baseline Forecast | Commercial | Grocery | Existing | Food Preparation | Natural Gas | Fryer | E1 | Standard | Baseline Forecast | 0 | 33408.1522 | 69179.724 | 106833.2876 | 145945.444 | 186144.4342 | 227104.441 | 268540.5055 | 310203.994 | 351878.5549 | 393376.5126 | 434535.6532 | 469755.9604 | 499703.0685 | 524970.5958 | 546087.8913 | 563526.9484 | 577708.5758 | 589007.9056 | 597759.3089 | 604260.7833 | 608777.8696 | 0 | 0 | 1
Commercial_Grocery_Existing_Food Preparation_Natural Gas_Fryer_E2_Baseline Forecast | Commercial | Grocery | Existing | Food Preparation | Natural Gas | Fryer | E2 | ENERGY STAR | Baseline Forecast | 0 | 11737.9994 | 24306.3895 | 37536.02 | 51278.129 | 65402.0985 | 79793.4522 | 94352.0695 | 108990.5925 | 123633.0058 | 138213.3693 | 152674.689 | 165049.3915 | 175571.3484 | 184449.1283 | 191868.7186 | 197995.9549 | 202978.6888 | 206948.7236 | 210023.5409 | 212307.8428 | 213894.9271 | 0 | 0 | 1
Commercial_Grocery_Existing_Food Preparation_Natural Gas_Fryer_E3_Baseline Forecast | Commercial | Grocery | Existing | Food Preparation | Natural Gas | Fryer | E3 |  | Baseline Forecast | 0 | 0 | 0 | 0 | 0 | 0 | 0 | 0 | 0 | 0 | 0 | 0 | 0 | 0 | 0 | 0 | 0 | 0 | 0 | 0 | 0 | 0 | 0 | 0 | 0
Commercial_Grocery_Existing_Food Preparation_Natural Gas_Fryer_E4_Baseline Forecast | Commercial | Grocery | Existing | Food Preparation | Natural Gas | Fryer | E4 |  | Baseline Forecast | 0 | 0 | 0 | 0 | 0 | 0 | 0 | 0 | 0 | 0 | 0 | 0 | 0 | 0 | 0 | 0 | 0 | 0 | 0 | 0 | 0 | 0 | 0 | 0 | 0
Commercial_Grocery_Existing_Food Preparation_Natural Gas_Fryer_E5_Baseline Forecast | Commercial | Grocery | Existing | Food Preparation | Natural Gas | Fryer | E5 |  | Baseline Forecast | 0 | 0 | 0 | 0 | 0 | 0 | 0 | 0 | 0 | 0 | 0 | 0 | 0 | 0 | 0 | 0 | 0 | 0 | 0 | 0 | 0 | 0 | 0 | 0 | 0
Commercial_Grocery_Existing_Food Preparation_Natural Gas_Fryer_E6_Baseline Forecast | Commercial | Grocery | Existing | Food Preparation | Natural Gas | Fryer | E6 |  | Baseline Forecast | 0 | 0 | 0 | 0 | 0 | 0 | 0 | 0 | 0 | 0 | 0 | 0 | 0 | 0 | 0 | 0 | 0 | 0 | 0 | 0 | 0 | 0 | 0 | 0 | 0
Commercial_Grocery_Existing_Food Preparation_Natural Gas_Fryer_E7_Baseline Forecast | Commercial | Grocery | Existing | Food Preparation | Natural Gas | Fryer | E7 |  | Baseline Forecast | 0 | 0 | 0 | 0 | 0 | 0 | 0 | 0 | 0 | 0 | 0 | 0 | 0 | 0 | 0 | 0 | 0 | 0 | 0 | 0 | 0 | 0 | 0 | 0 | 0
Commercial_Grocery_Existing_Food Preparation_Natural Gas_Fryer_E8_Baseline Forecast | Commercial | Grocery | Existing | Food Preparation | Natural Gas | Fryer | E8 |  | Baseline Forecast | 0 | 0 | 0 | 0 | 0 | 0 | 0 | 0 | 0 | 0 | 0 | 0 | 0 | 0 | 0 | 0 | 0 | 0 | 0 | 0 | 0 | 0 | 0 | 0 | 0
Commercial_Grocery_Existing_Food Preparation_Natural Gas_Fryer_E9_Baseline Forecast | Commercial | Grocery | Existing | Food Preparation | Natural Gas | Fryer | E9 |  | Baseline Forecast | 0 | 0 | 0 | 0 | 0 | 0 | 0 | 0 | 0 | 0 | 0 | 0 | 0 | 0 | 0 | 0 | 0 | 0 | 0 | 0 | 0 | 0 | 0 | 0 | 0
Commercial_Grocery_Existing_Food Preparation_Natural Gas_Fryer_E10_Baseline Forecast | Commercial | Grocery | Existing | Food Preparation | Natural Gas | Fryer | E10 |  | Baseline Forecast | 0 | 0 | 0 | 0 | 0 | 0 | 0 | 0 | 0 | 0 | 0 | 0 | 0 | 0 | 0 | 0 | 0 | 0 | 0 | 0 | 0 | 0 | 0 | 0 | 0
Commercial_Grocery_Existing_Food Preparation_Natural Gas_Fryer_Vintage_Baseline Forecast | Commercial | Grocery | Existing | Food Preparation | Natural Gas | Fryer | Vintage | Vintage | Baseline Forecast | 1517412.3162 | 1444676.8498 | 1369249.1969 | 1291770.8153 | 1212804.9114 | 1132845.0701 | 1052322.9532 | 971615.1652 | 891049.3765 | 810909.7849 | 731441.9846 | 652857.3086 | 582715.6143 | 520109.8045 | 464230.2387 | 414354.2626 | 369836.8625 | 330102.3236 | 294636.7847 | 262981.5929 | 234727.3722 | 209508.7289 | 0 | 0 | Vintage
Commercial_Grocery_Existing_Food Preparation_Natural Gas_Broiler_E1_Baseline Forecast | Commercial | Grocery | Existing | Food Preparation | Natural Gas | Broiler | E1 | Standard | Baseline Forecast | 0 | 2270.6801 | 4768.4282 | 7444.8282 | 10258.165 | 13172.5588 | 16157.2094 | 19185.7369 | 22235.6075 | 25287.6312 | 27844.27 | 29970.5172 | 31723.0591 | 33151.3325 | 34298.4483 | 35201.9971 | 35894.7523 | 36405.2839 | 36758.4942 | 36976.0848 | 37076.9648 | 37077.6069 | 0 | 0 | 1
Commercial_Grocery_Existing_Food Preparation_Natural Gas_Broiler_E2_Baseline Forecast | Commercial | Grocery | Existing | Food Preparation | Natural Gas | Broiler | E2 | Infrared Burners | Baseline Forecast | 0 | 797.8065 | 1675.3937 | 2615.7505 | 3604.2201 | 4628.1963 | 5676.8573 | 6740.9346 | 7812.5107 | 8884.8434 | 9783.1219 | 10530.1817 | 11145.9397 | 11647.7655 | 12050.8062 | 12368.2692 | 12611.6697 | 12791.0457 | 12915.1466 | 12991.5973 | 13027.0417 | 13027.2673 | 0 | 0 | 1
Commercial_Grocery_Existing_Food Preparation_Natural Gas_Broiler_E3_Baseline Forecast | Commercial | Grocery | Existing | Food Preparation | Natural Gas | Broiler | E3 |  | Baseline Forecast | 0 | 0 | 0 | 0 | 0 | 0 | 0 | 0 | 0 | 0 | 0 | 0 | 0 | 0 | 0 | 0 | 0 | 0 | 0 | 0 | 0 | 0 | 0 | 0 | 0
Commercial_Grocery_Existing_Food Preparation_Natural Gas_Broiler_E4_Baseline Forecast | Commercial | Grocery | Existing | Food Preparation | Natural Gas | Broiler | E4 |  | Baseline Forecast | 0 | 0 | 0 | 0 | 0 | 0 | 0 | 0 | 0 | 0 | 0 | 0 | 0 | 0 | 0 | 0 | 0 | 0 | 0 | 0 | 0 | 0 | 0 | 0 | 0
Commercial_Grocery_Existing_Food Preparation_Natural Gas_Broiler_E5_Baseline Forecast | Commercial | Grocery | Existing | Food Preparation | Natural Gas | Broiler | E5 |  | Baseline Forecast | 0 | 0 | 0 | 0 | 0 | 0 | 0 | 0 | 0 | 0 | 0 | 0 | 0 | 0 | 0 | 0 | 0 | 0 | 0 | 0 | 0 | 0 | 0 | 0 | 0
Commercial_Grocery_Existing_Food Preparation_Natural Gas_Broiler_E6_Baseline Forecast | Commercial | Grocery | Existing | Food Preparation | Natural Gas | Broiler | E6 |  | Baseline Forecast | 0 | 0 | 0 | 0 | 0 | 0 | 0 | 0 | 0 | 0 | 0 | 0 | 0 | 0 | 0 | 0 | 0 | 0 | 0 | 0 | 0 | 0 | 0 | 0 | 0
Commercial_Grocery_Existing_Food Preparation_Natural Gas_Broiler_E7_Baseline Forecast | Commercial | Grocery | Existing | Food Preparation | Natural Gas | Broiler | E7 |  | Baseline Forecast | 0 | 0 | 0 | 0 | 0 | 0 | 0 | 0 | 0 | 0 | 0 | 0 | 0 | 0 | 0 | 0 | 0 | 0 | 0 | 0 | 0 | 0 | 0 | 0 | 0
Commercial_Grocery_Existing_Food Preparation_Natural Gas_Broiler_E8_Baseline Forecast | Commercial | Grocery | Existing | Food Preparation | Natural Gas | Broiler | E8 |  | Baseline Forecast | 0 | 0 | 0 | 0 | 0 | 0 | 0 | 0 | 0 | 0 | 0 | 0 | 0 | 0 | 0 | 0 | 0 | 0 | 0 | 0 | 0 | 0 | 0 | 0 | 0
Commercial_Grocery_Existing_Food Preparation_Natural Gas_Broiler_E9_Baseline Forecast | Commercial | Grocery | Existing | Food Preparation | Natural Gas | Broiler | E9 |  | Baseline Forecast | 0 | 0 | 0 | 0 | 0 | 0 | 0 | 0 | 0 | 0 | 0 | 0 | 0 | 0 | 0 | 0 | 0 | 0 | 0 | 0 | 0 | 0 | 0 | 0 | 0
Commercial_Grocery_Existing_Food Preparation_Natural Gas_Broiler_E10_Baseline Forecast | Commercial | Grocery | Existing | Food Preparation | Natural Gas | Broiler | E10 |  | Baseline Forecast | 0 | 0 | 0 | 0 | 0 | 0 | 0 | 0 | 0 | 0 | 0 | 0 | 0 | 0 | 0 | 0 | 0 | 0 | 0 | 0 | 0 | 0 | 0 | 0 | 0
Commercial_Grocery_Existing_Food Preparation_Natural Gas_Broiler_Vintage_Baseline Forecast | Commercial | Grocery | Existing | Food Preparation | Natural Gas | Broiler | Vintage | Vintage | Baseline Forecast | 84383.3824 | 79780.6525 | 74898.9692 | 69803.2526 | 64549.3764 | 59185.338 | 53752.2794 | 48285.3774 | 42814.6207 | 37365.4872 | 32609.8797 | 28459.5314 | 24837.4092 | 21676.2844 | 18917.4846 | 16509.8047 | 14408.5568 | 12574.7405 | 10974.319 | 9577.5875 | 8358.6218 | 7294.7972 | 0 | 0 | Vintage
Commercial_Grocery_Existing_Food Preparation_Natural Gas_Griddle_E1_Baseline Forecast | Commercial | Grocery | Existing | Food Preparation | Natural Gas | Griddle | E1 | Standard | Baseline Forecast | 0 | 4855.9835 | 10197.5654 | 15921.2049 | 21937.6919 | 28170.2952 | 34553.1466 | 41029.8317 | 47552.16 | 54079.0932 | 59546.6162 | 64093.7215 | 67841.6357 | 70896.0828 | 73349.2578 | 75281.5502 | 76763.0481 | 77854.8502 | 78610.2112 | 79075.5415 | 79291.2795 | 79292.6527 | 0 | 0 | 1
Commercial_Grocery_Existing_Food Preparation_Natural Gas_Griddle_E2_Baseline Forecast | Commercial | Grocery | Existing | Food Preparation | Natural Gas | Griddle | E2 | ENERGY STAR | Baseline Forecast | 0 | 1983.4299 | 4165.2028 | 6503.0274 | 8960.4657 | 11506.1769 | 14113.2571 | 16758.6637 | 19422.7133 | 22088.6437 | 24321.8573 | 26179.1257 | 27709.9639 | 28957.555 | 29959.556 | 30748.8022 | 31353.9211 | 31799.8684 | 32108.3961 | 32298.4606 | 32386.5789 | 32387.1398 | 0 | 0 | 1
Commercial_Grocery_Existing_Food Preparation_Natural Gas_Griddle_E3_Baseline Forecast | Commercial | Grocery | Existing | Food Preparation | Natural Gas | Griddle | E3 |  | Baseline Forecast | 0 | 0 | 0 | 0 | 0 | 0 | 0 | 0 | 0 | 0 | 0 | 0 | 0 | 0 | 0 | 0 | 0 | 0 | 0 | 0 | 0 | 0 | 0 | 0 | 0
Commercial_Grocery_Existing_Food Preparation_Natural Gas_Griddle_E4_Baseline Forecast | Commercial | Grocery | Existing | Food Preparation | Natural Gas | Griddle | E4 |  | Baseline Forecast | 0 | 0 | 0 | 0 | 0 | 0 | 0 | 0 | 0 | 0 | 0 | 0 | 0 | 0 | 0 | 0 | 0 | 0 | 0 | 0 | 0 | 0 | 0 | 0 | 0
Commercial_Grocery_Existing_Food Preparation_Natural Gas_Griddle_E5_Baseline Forecast | Commercial | Grocery | Existing | Food Preparation | Natural Gas | Griddle | E5 |  | Baseline Forecast | 0 | 0 | 0 | 0 | 0 | 0 | 0 | 0 | 0 | 0 | 0 | 0 | 0 | 0 | 0 | 0 | 0 | 0 | 0 | 0 | 0 | 0 | 0 | 0 | 0
Commercial_Grocery_Existing_Food Preparation_Natural Gas_Griddle_E6_Baseline Forecast | Commercial | Grocery | Existing | Food Preparation | Natural Gas | Griddle | E6 |  | Baseline Forecast | 0 | 0 | 0 | 0 | 0 | 0 | 0 | 0 | 0 | 0 | 0 | 0 | 0 | 0 | 0 | 0 | 0 | 0 | 0 | 0 | 0 | 0 | 0 | 0 | 0
Commercial_Grocery_Existing_Food Preparation_Natural Gas_Griddle_E7_Baseline Forecast | Commercial | Grocery | Existing | Food Preparation | Natural Gas | Griddle | E7 |  | Baseline Forecast | 0 | 0 | 0 | 0 | 0 | 0 | 0 | 0 | 0 | 0 | 0 | 0 | 0 | 0 | 0 | 0 | 0 | 0 | 0 | 0 | 0 | 0 | 0 | 0 | 0
Commercial_Grocery_Existing_Food Preparation_Natural Gas_Griddle_E8_Baseline Forecast | Commercial | Grocery | Existing | Food Preparation | Natural Gas | Griddle | E8 |  | Baseline Forecast | 0 | 0 | 0 | 0 | 0 | 0 | 0 | 0 | 0 | 0 | 0 | 0 | 0 | 0 | 0 | 0 | 0 | 0 | 0 | 0 | 0 | 0 | 0 | 0 | 0
Commercial_Grocery_Existing_Food Preparation_Natural Gas_Griddle_E9_Baseline Forecast | Commercial | Grocery | Existing | Food Preparation | Natural Gas | Griddle | E9 |  | Baseline Forecast | 0 | 0 | 0 | 0 | 0 | 0 | 0 | 0 | 0 | 0 | 0 | 0 | 0 | 0 | 0 | 0 | 0 | 0 | 0 | 0 | 0 | 0 | 0 | 0 | 0
Commercial_Grocery_Existing_Food Preparation_Natural Gas_Griddle_E10_Baseline Forecast | Commercial | Grocery | Existing | Food Preparation | Natural Gas | Griddle | E10 |  | Baseline Forecast | 0 | 0 | 0 | 0 | 0 | 0 | 0 | 0 | 0 | 0 | 0 | 0 | 0 | 0 | 0 | 0 | 0 | 0 | 0 | 0 | 0 | 0 | 0 | 0 | 0
Commercial_Grocery_Existing_Food Preparation_Natural Gas_Griddle_Vintage_Baseline Forecast | Commercial | Grocery | Existing | Food Preparation | Natural Gas | Griddle | Vintage | Vintage | Baseline Forecast | 188083.8697 | 177824.7496 | 166943.8645 | 155585.9163 | 143875.4428 | 131919.4265 | 119809.5694 | 107624.2783 | 95430.3953 | 83284.7087 | 72684.8367 | 63434.0393 | 55360.6161 | 48314.7195 | 42165.5734 | 36799.0459 | 32115.5309 | 28028.0997 | 24460.887 | 21347.6832 | 18630.7054 | 16259.5247 | 0 | 0 | Vintage
Commercial_Grocery_Existing_Food Preparation_Natural Gas_Range_E1_Baseline Forecast | Commercial | Grocery | Existing | Food Preparation | Natural Gas | Range | E1 | Standard | Baseline Forecast | 0 | 12668.2563 | 28607.2262 | 46893.2365 | 66806.8757 | 87789.0218 | 109406.3086 | 131324.0036 | 153284.7086 | 175091.6325 | 191225.5535 | 202921.669 | 211149.8417 | 216671.5321 | 220084.5156 | 221858.0067 | 222360.2465 | 221880.1719 | 220644.435 | 218830.7718 | 216578.5017 | 213996.7755 | 0 | 0 | 1
Commercial_Grocery_Existing_Food Preparation_Natural Gas_Range_E2_Baseline Forecast | Commercial | Grocery | Existing | Food Preparation | Natural Gas | Range | E2 | High Efficiency | Baseline Forecast | 0 | 18229.9299 | 41166.4962 | 67480.511 | 96136.7235 | 126330.5436 | 157438.3465 | 188978.4442 | 220580.4343 | 251961.1297 | 275178.2356 | 292009.231 | 303849.7723 | 311795.6193 | 316706.9858 | 319259.0828 | 319981.8182 | 319290.9791 | 317512.7236 | 314902.8179 | 311661.7464 | 307946.5794 | 0 | 0 | 1
Commercial_Grocery_Existing_Food Preparation_Natural Gas_Range_E3_Baseline Forecast | Commercial | Grocery | Existing | Food Preparation | Natural Gas | Range | E3 |  | Baseline Forecast | 0 | 0 | 0 | 0 | 0 | 0 | 0 | 0 | 0 | 0 | 0 | 0 | 0 | 0 | 0 | 0 | 0 | 0 | 0 | 0 | 0 | 0 | 0 | 0 | 0
Commercial_Grocery_Existing_Food Preparation_Natural Gas_Range_E4_Baseline Forecast | Commercial | Grocery | Existing | Food Preparation | Natural Gas | Range | E4 |  | Baseline Forecast | 0 | 0 | 0 | 0 | 0 | 0 | 0 | 0 | 0 | 0 | 0 | 0 | 0 | 0 | 0 | 0 | 0 | 0 | 0 | 0 | 0 | 0 | 0 | 0 | 0
Commercial_Grocery_Existing_Food Preparation_Natural Gas_Range_E5_Baseline Forecast | Commercial | Grocery | Existing | Food Preparation | Natural Gas | Range | E5 |  | Baseline Forecast | 0 | 0 | 0 | 0 | 0 | 0 | 0 | 0 | 0 | 0 | 0 | 0 | 0 | 0 | 0 | 0 | 0 | 0 | 0 | 0 | 0 | 0 | 0 | 0 | 0
Commercial_Grocery_Existing_Food Preparation_Natural Gas_Range_E6_Baseline Forecast | Commercial | Grocery | Existing | Food Preparation | Natural Gas | Range | E6 |  | Baseline Forecast | 0 | 0 | 0 | 0 | 0 | 0 | 0 | 0 | 0 | 0 | 0 | 0 | 0 | 0 | 0 | 0 | 0 | 0 | 0 | 0 | 0 | 0 | 0 | 0 | 0
Commercial_Grocery_Existing_Food Preparation_Natural Gas_Range_E7_Baseline Forecast | Commercial | Grocery | Existing | Food Preparation | Natural Gas | Range | E7 |  | Baseline Forecast | 0 | 0 | 0 | 0 | 0 | 0 | 0 | 0 | 0 | 0 | 0 | 0 | 0 | 0 | 0 | 0 | 0 | 0 | 0 | 0 | 0 | 0 | 0 | 0 | 0
Commercial_Grocery_Existing_Food Preparation_Natural Gas_Range_E8_Baseline Forecast | Commercial | Grocery | Existing | Food Preparation | Natural Gas | Range | E8 |  | Baseline Forecast | 0 | 0 | 0 | 0 | 0 | 0 | 0 | 0 | 0 | 0 | 0 | 0 | 0 | 0 | 0 | 0 | 0 | 0 | 0 | 0 | 0 | 0 | 0 | 0 | 0
Commercial_Grocery_Existing_Food Preparation_Natural Gas_Range_E9_Baseline Forecast | Commercial | Grocery | Existing | Food Preparation | Natural Gas | Range | E9 |  | Baseline Forecast | 0 | 0 | 0 | 0 | 0 | 0 | 0 | 0 | 0 | 0 | 0 | 0 | 0 | 0 | 0 | 0 | 0 | 0 | 0 | 0 | 0 | 0 | 0 | 0 | 0
Commercial_Grocery_Existing_Food Preparation_Natural Gas_Range_E10_Baseline Forecast | Commercial | Grocery | Existing | Food Preparation | Natural Gas | Range | E10 |  | Baseline Forecast | 0 | 0 | 0 | 0 | 0 | 0 | 0 | 0 | 0 | 0 | 0 | 0 | 0 | 0 | 0 | 0 | 0 | 0 | 0 | 0 | 0 | 0 | 0 | 0 | 0
Commercial_Grocery_Existing_Food Preparation_Natural Gas_Range_Vintage_Baseline Forecast | Commercial | Grocery | Existing | Food Preparation | Natural Gas | Range | Vintage | Vintage | Baseline Forecast | 786759.3712 | 741556.4692 | 688636.303 | 630247.0046 | 568138.5938 | 503670.2241 | 437894.4109 | 371623.1806 | 305480.0197 | 239940.67 | 188462.4899 | 148028.7193 | 116269.8305 | 91324.6668 | 71731.3747 | 56341.7343 | 44253.8713 | 34759.4044 | 27301.9322 | 21444.4267 | 16843.6224 | 13229.8998 | 0 | 0 | Vintage
Commercial_Grocery_Existing_Food Preparation_Natural Gas_Steamer_E1_Baseline Forecast | Commercial | Grocery | Existing | Food Preparation | Natural Gas | Steamer | E1 | Standard | Baseline Forecast | 0 | 1049.1099 | 2203.1307 | 3439.6931 | 4739.5237 | 6086.0451 | 7465.0268 | 8864.2807 | 10273.3957 | 11683.5055 | 12864.7353 | 13847.1136 | 14656.8309 | 15316.7282 | 15846.7239 | 16264.1856 | 16584.2554 | 16820.1336 | 16983.3254 | 17083.8575 | 17130.4666 | 17130.7633 | 0 | 0 | 1
Commercial_Grocery_Existing_Food Preparation_Natural Gas_Steamer_E2_Baseline Forecast | Commercial | Grocery | Existing | Food Preparation | Natural Gas | Steamer | E2 | ENERGY STAR | Baseline Forecast | 0 | 1049.1099 | 2203.1307 | 3439.6931 | 4739.5237 | 6086.0451 | 7465.0268 | 8864.2807 | 10273.3957 | 11683.5055 | 12864.7353 | 13847.1136 | 14656.8309 | 15316.7282 | 15846.7239 | 16264.1856 | 16584.2554 | 16820.1336 | 16983.3254 | 17083.8575 | 17130.4666 | 17130.7633 | 0 | 0 | 1
Commercial_Grocery_Existing_Food Preparation_Natural Gas_Steamer_E3_Baseline Forecast | Commercial | Grocery | Existing | Food Preparation | Natural Gas | Steamer | E3 |  | Baseline Forecast | 0 | 0 | 0 | 0 | 0 | 0 | 0 | 0 | 0 | 0 | 0 | 0 | 0 | 0 | 0 | 0 | 0 | 0 | 0 | 0 | 0 | 0 | 0 | 0 | 0
Commercial_Grocery_Existing_Food Preparation_Natural Gas_Steamer_E4_Baseline Forecast | Commercial | Grocery | Existing | Food Preparation | Natural Gas | Steamer | E4 |  | Baseline Forecast | 0 | 0 | 0 | 0 | 0 | 0 | 0 | 0 | 0 | 0 | 0 | 0 | 0 | 0 | 0 | 0 | 0 | 0 | 0 | 0 | 0 | 0 | 0 | 0 | 0
Commercial_Grocery_Existing_Food Preparation_Natural Gas_Steamer_E5_Baseline Forecast | Commercial | Grocery | Existing | Food Preparation | Natural Gas | Steamer | E5 |  | Baseline Forecast | 0 | 0 | 0 | 0 | 0 | 0 | 0 | 0 | 0 | 0 | 0 | 0 | 0 | 0 | 0 | 0 | 0 | 0 | 0 | 0 | 0 | 0 | 0 | 0 | 0
Commercial_Grocery_Existing_Food Preparation_Natural Gas_Steamer_E6_Baseline Forecast | Commercial | Grocery | Existing | Food Preparation | Natural Gas | Steamer | E6 |  | Baseline Forecast | 0 | 0 | 0 | 0 | 0 | 0 | 0 | 0 | 0 | 0 | 0 | 0 | 0 | 0 | 0 | 0 | 0 | 0 | 0 | 0 | 0 | 0 | 0 | 0 | 0
Commercial_Grocery_Existing_Food Preparation_Natural Gas_Steamer_E7_Baseline Forecast | Commercial | Grocery | Existing | Food Preparation | Natural Gas | Steamer | E7 |  | Baseline Forecast | 0 | 0 | 0 | 0 | 0 | 0 | 0 | 0 | 0 | 0 | 0 | 0 | 0 | 0 | 0 | 0 | 0 | 0 | 0 | 0 | 0 | 0 | 0 | 0 | 0
Commercial_Grocery_Existing_Food Preparation_Natural Gas_Steamer_E8_Baseline Forecast | Commercial | Grocery | Existing | Food Preparation | Natural Gas | Steamer | E8 |  | Baseline Forecast | 0 | 0 | 0 | 0 | 0 | 0 | 0 | 0 | 0 | 0 | 0 | 0 | 0 | 0 | 0 | 0 | 0 | 0 | 0 | 0 | 0 | 0 | 0 | 0 | 0
Commercial_Grocery_Existing_Food Preparation_Natural Gas_Steamer_E9_Baseline Forecast | Commercial | Grocery | Existing | Food Preparation | Natural Gas | Steamer | E9 |  | Baseline Forecast | 0 | 0 | 0 | 0 | 0 | 0 | 0 | 0 | 0 | 0 | 0 | 0 | 0 | 0 | 0 | 0 | 0 | 0 | 0 | 0 | 0 | 0 | 0 | 0 | 0
Commercial_Grocery_Existing_Food Preparation_Natural Gas_Steamer_E10_Baseline Forecast | Commercial | Grocery | Existing | Food Preparation | Natural Gas | Steamer | E10 |  | Baseline Forecast | 0 | 0 | 0 | 0 | 0 | 0 | 0 | 0 | 0 | 0 | 0 | 0 | 0 | 0 | 0 | 0 | 0 | 0 | 0 | 0 | 0 | 0 | 0 | 0 | 0
Commercial_Grocery_Existing_Food Preparation_Natural Gas_Steamer_Vintage_Baseline Forecast | Commercial | Grocery | Existing | Food Preparation | Natural Gas | Steamer | Vintage | Vintage | Baseline Forecast | 57701.0429 | 54553.7133 | 51215.6364 | 47731.2044 | 44138.6234 | 40470.7139 | 36755.6086 | 33017.3614 | 29276.4783 | 25550.3811 | 22298.5144 | 19460.5217 | 16983.728 | 14822.1626 | 12935.7056 | 11289.343 | 9852.5176 | 8598.5608 | 7504.1985 | 6549.1187 | 5715.5945 | 4988.1552 | 0 | 0 | Vintage
Commercial_Grocery_Existing_Food Preparation_Natural Gas_Food Prep Other_E1_Baseline Forecast | Commercial | Grocery | Existing | Food Preparation | Natural Gas | Food Prep Other | E1 | Standard | Baseline Forecast | 0 | 1676.8972 | 3786.7388 | 6207.2582 | 8843.2268 | 11620.6337 | 14482.1141 | 17383.3597 | 20290.2984 | 23176.8811 | 25312.5284 | 26860.7433 | 27949.9066 | 28680.8128 | 29132.5895 | 29367.3465 | 29433.828 | 29370.2805 | 29206.706 | 28966.6314 | 28668.4984 | 28326.7553 | 0 | 0 | 1
Commercial_Grocery_Existing_Food Preparation_Natural Gas_Food Prep Other_E2_Baseline Forecast | Commercial | Grocery | Existing | Food Preparation | Natural Gas | Food Prep Other | E2 | ENERGY STAR | Baseline Forecast | 0 | 589.1801 | 1330.4758 | 2180.9285 | 3107.0797 | 4082.9253 | 5088.3104 | 6107.6669 | 7129.0238 | 8143.2285 | 8893.5911 | 9437.5585 | 9820.2375 | 10077.0423 | 10235.7747 | 10318.2569 | 10341.6153 | 10319.2878 | 10261.8156 | 10177.4651 | 10072.7157 | 9952.6437 | 0 | 0 | 1
Commercial_Grocery_Existing_Food Preparation_Natural Gas_Food Prep Other_E3_Baseline Forecast | Commercial | Grocery | Existing | Food Preparation | Natural Gas | Food Prep Other | E3 |  | Baseline Forecast | 0 | 0 | 0 | 0 | 0 | 0 | 0 | 0 | 0 | 0 | 0 | 0 | 0 | 0 | 0 | 0 | 0 | 0 | 0 | 0 | 0 | 0 | 0 | 0 | 0
Commercial_Grocery_Existing_Food Preparation_Natural Gas_Food Prep Other_E4_Baseline Forecast | Commercial | Grocery | Existing | Food Preparation | Natural Gas | Food Prep Other | E4 |  | Baseline Forecast | 0 | 0 | 0 | 0 | 0 | 0 | 0 | 0 | 0 | 0 | 0 | 0 | 0 | 0 | 0 | 0 | 0 | 0 | 0 | 0 | 0 | 0 | 0 | 0 | 0
Commercial_Grocery_Existing_Food Preparation_Natural Gas_Food Prep Other_E5_Baseline Forecast | Commercial | Grocery | Existing | Food Preparation | Natural Gas | Food Prep Other | E5 |  | Baseline Forecast | 0 | 0 | 0 | 0 | 0 | 0 | 0 | 0 | 0 | 0 | 0 | 0 | 0 | 0 | 0 | 0 | 0 | 0 | 0 | 0 | 0 | 0 | 0 | 0 | 0
Commercial_Grocery_Existing_Food Preparation_Natural Gas_Food Prep Other_E6_Baseline Forecast | Commercial | Grocery | Existing | Food Preparation | Natural Gas | Food Prep Other | E6 |  | Baseline Forecast | 0 | 0 | 0 | 0 | 0 | 0 | 0 | 0 | 0 | 0 | 0 | 0 | 0 | 0 | 0 | 0 | 0 | 0 | 0 | 0 | 0 | 0 | 0 | 0 | 0
Commercial_Grocery_Existing_Food Preparation_Natural Gas_Food Prep Other_E7_Baseline Forecast | Commercial | Grocery | Existing | Food Preparation | Natural Gas | Food Prep Other | E7 |  | Baseline Forecast | 0 | 0 | 0 | 0 | 0 | 0 | 0 | 0 | 0 | 0 | 0 | 0 | 0 | 0 | 0 | 0 | 0 | 0 | 0 | 0 | 0 | 0 | 0 | 0 | 0
Commercial_Grocery_Existing_Food Preparation_Natural Gas_Food Prep Other_E8_Baseline Forecast | Commercial | Grocery | Existing | Food Preparation | Natural Gas | Food Prep Other | E8 |  | Baseline Forecast | 0 | 0 | 0 | 0 | 0 | 0 | 0 | 0 | 0 | 0 | 0 | 0 | 0 | 0 | 0 | 0 | 0 | 0 | 0 | 0 | 0 | 0 | 0 | 0 | 0
Commercial_Grocery_Existing_Food Preparation_Natural Gas_Food Prep Other_E9_Baseline Forecast | Commercial | Grocery | Existing | Food Preparation | Natural Gas | Food Prep Other | E9 |  | Baseline Forecast | 0 | 0 | 0 | 0 | 0 | 0 | 0 | 0 | 0 | 0 | 0 | 0 | 0 | 0 | 0 | 0 | 0 | 0 | 0 | 0 | 0 | 0 | 0 | 0 | 0
Commercial_Grocery_Existing_Food Preparation_Natural Gas_Food Prep Other_E10_Baseline Forecast | Commercial | Grocery | Existing | Food Preparation | Natural Gas | Food Prep Other | E10 |  | Baseline Forecast | 0 | 0 | 0 | 0 | 0 | 0 | 0 | 0 | 0 | 0 | 0 | 0 | 0 | 0 | 0 | 0 | 0 | 0 | 0 | 0 | 0 | 0 | 0 | 0 | 0
Commercial_Grocery_Existing_Food Preparation_Natural Gas_Food Prep Other_Vintage_Baseline Forecast | Commercial | Grocery | Existing | Food Preparation | Natural Gas | Food Prep Other | Vintage | Vintage | Baseline Forecast | 57701.0429 | 54385.8557 | 50504.6833 | 46222.4039 | 41667.3643 | 36939.245 | 32115.2377 | 27254.8963 | 22403.9476 | 17597.2825 | 13821.8655 | 10856.4471 | 8527.2457 | 6697.7639 | 5260.7891 | 4132.1107 | 3245.5851 | 2549.2596 | 2002.3275 | 1572.7373 | 1235.3136 | 970.2827 | 0 | 0 | Vintage
Commercial_Grocery_Existing_Miscellaneous_Natural Gas_Pool Heater_E1_Baseline Forecast | Commercial | Grocery | Existing | Miscellaneous | Natural Gas | Pool Heater | E1 | Standard (EF .82) | Baseline Forecast | 0 | 589.1348 | 1137.5658 | 1650.7149 | 2132.9329 | 2587.727 | 2928.3579 | 3179.6205 | 3360.9843 | 3487.7367 | 3571.8798 | 3622.8354 | 3647.999 | 3653.1742 | 3642.9149 | 3620.7927 | 3589.6086 | 3551.5579 | 3508.3601 | 3461.3616 | 3411.6154 | 3359.9444 | 0 | 0 | 1
Commercial_Grocery_Existing_Miscellaneous_Natural Gas_Pool Heater_E2_Baseline Forecast | Commercial | Grocery | Existing | Miscellaneous | Natural Gas | Pool Heater | E2 | Condensing (EF .90) | Baseline Forecast | 0 | 65.4594 | 126.3962 | 183.4128 | 236.9925 | 287.5252 | 325.3731 | 353.2912 | 373.4427 | 387.5263 | 396.8755 | 402.5373 | 405.3332 | 405.9082 | 404.7683 | 402.3103 | 398.8454 | 394.6175 | 389.8178 | 384.5957 | 379.0684 | 373.3272 | 0 | 0 | 1
Commercial_Grocery_Existing_Miscellaneous_Natural Gas_Pool Heater_E3_Baseline Forecast | Commercial | Grocery | Existing | Miscellaneous | Natural Gas | Pool Heater | E3 |  | Baseline Forecast | 0 | 0 | 0 | 0 | 0 | 0 | 0 | 0 | 0 | 0 | 0 | 0 | 0 | 0 | 0 | 0 | 0 | 0 | 0 | 0 | 0 | 0 | 0 | 0 | 0
Commercial_Grocery_Existing_Miscellaneous_Natural Gas_Pool Heater_E4_Baseline Forecast | Commercial | Grocery | Existing | Miscellaneous | Natural Gas | Pool Heater | E4 |  | Baseline Forecast | 0 | 0 | 0 | 0 | 0 | 0 | 0 | 0 | 0 | 0 | 0 | 0 | 0 | 0 | 0 | 0 | 0 | 0 | 0 | 0 | 0 | 0 | 0 | 0 | 0
Commercial_Grocery_Existing_Miscellaneous_Natural Gas_Pool Heater_E5_Baseline Forecast | Commercial | Grocery | Existing | Miscellaneous | Natural Gas | Pool Heater | E5 |  | Baseline Forecast | 0 | 0 | 0 | 0 | 0 | 0 | 0 | 0 | 0 | 0 | 0 | 0 | 0 | 0 | 0 | 0 | 0 | 0 | 0 | 0 | 0 | 0 | 0 | 0 | 0
Commercial_Grocery_Existing_Miscellaneous_Natural Gas_Pool Heater_E6_Baseline Forecast | Commercial | Grocery | Existing | Miscellaneous | Natural Gas | Pool Heater | E6 |  | Baseline Forecast | 0 | 0 | 0 | 0 | 0 | 0 | 0 | 0 | 0 | 0 | 0 | 0 | 0 | 0 | 0 | 0 | 0 | 0 | 0 | 0 | 0 | 0 | 0 | 0 | 0
Commercial_Grocery_Existing_Miscellaneous_Natural Gas_Pool Heater_E7_Baseline Forecast | Commercial | Grocery | Existing | Miscellaneous | Natural Gas | Pool Heater | E7 |  | Baseline Forecast | 0 | 0 | 0 | 0 | 0 | 0 | 0 | 0 | 0 | 0 | 0 | 0 | 0 | 0 | 0 | 0 | 0 | 0 | 0 | 0 | 0 | 0 | 0 | 0 | 0
Commercial_Grocery_Existing_Miscellaneous_Natural Gas_Pool Heater_E8_Baseline Forecast | Commercial | Grocery | Existing | Miscellaneous | Natural Gas | Pool Heater | E8 |  | Baseline Forecast | 0 | 0 | 0 | 0 | 0 | 0 | 0 | 0 | 0 | 0 | 0 | 0 | 0 | 0 | 0 | 0 | 0 | 0 | 0 | 0 | 0 | 0 | 0 | 0 | 0
Commercial_Grocery_Existing_Miscellaneous_Natural Gas_Pool Heater_E9_Baseline Forecast | Commercial | Grocery | Existing | Miscellaneous | Natural Gas | Pool Heater | E9 |  | Baseline Forecast | 0 | 0 | 0 | 0 | 0 | 0 | 0 | 0 | 0 | 0 | 0 | 0 | 0 | 0 | 0 | 0 | 0 | 0 | 0 | 0 | 0 | 0 | 0 | 0 | 0
Commercial_Grocery_Existing_Miscellaneous_Natural Gas_Pool Heater_E10_Baseline Forecast | Commercial | Grocery | Existing | Miscellaneous | Natural Gas | Pool Heater | E10 |  | Baseline Forecast | 0 | 0 | 0 | 0 | 0 | 0 | 0 | 0 | 0 | 0 | 0 | 0 | 0 | 0 | 0 | 0 | 0 | 0 | 0 | 0 | 0 | 0 | 0 | 0 | 0
Commercial_Grocery_Existing_Miscellaneous_Natural Gas_Pool Heater_Vintage_Baseline Forecast | Commercial | Grocery | Existing | Miscellaneous | Natural Gas | Pool Heater | Vintage | Vintage | Baseline Forecast | 5555.9698 | 4800.3579 | 4091.8092 | 3424.2659 | 2792.8609 | 2193.6653 | 1723.0244 | 1353.3573 | 1063.0007 | 834.9387 | 655.8064 | 515.1061 | 404.5924 | 317.789 | 249.6088 | 196.0564 | 153.9934 | 120.9548 | 95.0045 | 74.6217 | 58.612 | 46.037 | 0 | 0 | Vintage
Commercial_Grocery_Existing_Miscellaneous_Natural Gas_Miscellaneous_E1_Baseline Forecast | Commercial | Grocery | Existing | Miscellaneous | Natural Gas | Miscellaneous | E1 | Standard | Baseline Forecast | 0 | 246987.0783 | 531182.5996 | 843833.4984 | 1099732.7326 | 1308003.3018 | 1476320.3586 | 1611140.6506 | 1717895.6093 | 1801153.8442 | 1864757.8912 | 1911939.2925 | 1945415.4437 | 1967471.0942 | 1980026.9348 | 1984697.317 | 1982838.8269 | 1975591.1616 | 1963911.5294 | 1948603.5979 | 1930341.8559 | 1909692.1136 | 0 | 0 | 1
Commercial_Grocery_Existing_Miscellaneous_Natural Gas_Miscellaneous_E2_Baseline Forecast | Commercial | Grocery | Existing | Miscellaneous | Natural Gas | Miscellaneous | E2 |  | Baseline Forecast | 0 | 0 | 0 | 0 | 0 | 0 | 0 | 0 | 0 | 0 | 0 | 0 | 0 | 0 | 0 | 0 | 0 | 0 | 0 | 0 | 0 | 0 | 0 | 0 | 0
Commercial_Grocery_Existing_Miscellaneous_Natural Gas_Miscellaneous_E3_Baseline Forecast | Commercial | Grocery | Existing | Miscellaneous | Natural Gas | Miscellaneous | E3 |  | Baseline Forecast | 0 | 0 | 0 | 0 | 0 | 0 | 0 | 0 | 0 | 0 | 0 | 0 | 0 | 0 | 0 | 0 | 0 | 0 | 0 | 0 | 0 | 0 | 0 | 0 | 0
Commercial_Grocery_Existing_Miscellaneous_Natural Gas_Miscellaneous_E4_Baseline Forecast | Commercial | Grocery | Existing | Miscellaneous | Natural Gas | Miscellaneous | E4 |  | Baseline Forecast | 0 | 0 | 0 | 0 | 0 | 0 | 0 | 0 | 0 | 0 | 0 | 0 | 0 | 0 | 0 | 0 | 0 | 0 | 0 | 0 | 0 | 0 | 0 | 0 | 0
Commercial_Grocery_Existing_Miscellaneous_Natural Gas_Miscellaneous_E5_Baseline Forecast | Commercial | Grocery | Existing | Miscellaneous | Natural Gas | Miscellaneous | E5 |  | Baseline Forecast | 0 | 0 | 0 | 0 | 0 | 0 | 0 | 0 | 0 | 0 | 0 | 0 | 0 | 0 | 0 | 0 | 0 | 0 | 0 | 0 | 0 | 0 | 0 | 0 | 0
Commercial_Grocery_Existing_Miscellaneous_Natural Gas_Miscellaneous_E6_Baseline Forecast | Commercial | Grocery | Existing | Miscellaneous | Natural Gas | Miscellaneous | E6 |  | Baseline Forecast | 0 | 0 | 0 | 0 | 0 | 0 | 0 | 0 | 0 | 0 | 0 | 0 | 0 | 0 | 0 | 0 | 0 | 0 | 0 | 0 | 0 | 0 | 0 | 0 | 0
Commercial_Grocery_Existing_Miscellaneous_Natural Gas_Miscellaneous_E7_Baseline Forecast | Commercial | Grocery | Existing | Miscellaneous | Natural Gas | Miscellaneous | E7 |  | Baseline Forecast | 0 | 0 | 0 | 0 | 0 | 0 | 0 | 0 | 0 | 0 | 0 | 0 | 0 | 0 | 0 | 0 | 0 | 0 | 0 | 0 | 0 | 0 | 0 | 0 | 0
Commercial_Grocery_Existing_Miscellaneous_Natural Gas_Miscellaneous_E8_Baseline Forecast | Commercial | Grocery | Existing | Miscellaneous | Natural Gas | Miscellaneous | E8 |  | Baseline Forecast | 0 | 0 | 0 | 0 | 0 | 0 | 0 | 0 | 0 | 0 | 0 | 0 | 0 | 0 | 0 | 0 | 0 | 0 | 0 | 0 | 0 | 0 | 0 | 0 | 0
Commercial_Grocery_Existing_Miscellaneous_Natural Gas_Miscellaneous_E9_Baseline Forecast | Commercial | Grocery | Existing | Miscellaneous | Natural Gas | Miscellaneous | E9 |  | Baseline Forecast | 0 | 0 | 0 | 0 | 0 | 0 | 0 | 0 | 0 | 0 | 0 | 0 | 0 | 0 | 0 | 0 | 0 | 0 | 0 | 0 | 0 | 0 | 0 | 0 | 0
Commercial_Grocery_Existing_Miscellaneous_Natural Gas_Miscellaneous_E10_Baseline Forecast | Commercial | Grocery | Existing | Miscellaneous | Natural Gas | Miscellaneous | E10 |  | Baseline Forecast | 0 | 0 | 0 | 0 | 0 | 0 | 0 | 0 | 0 | 0 | 0 | 0 | 0 | 0 | 0 | 0 | 0 | 0 | 0 | 0 | 0 | 0 | 0 | 0 | 0
Commercial_Grocery_Existing_Miscellaneous_Natural Gas_Miscellaneous_Vintage_Baseline Forecast | Commercial | Grocery | Existing | Miscellaneous | Natural Gas | Miscellaneous | Vintage | Vintage | Baseline Forecast | 2934877.3195 | 2634528.8354 | 2297942.1157 | 1933852.5857 | 1627449.9682 | 1369594.2589 | 1152593.6101 | 969974.8823 | 816290.5503 | 686956.2034 | 578113.7919 | 486516.5418 | 409432.1027 | 344561.0423 | 289968.2537 | 244025.2317 | 205361.4937 | 172823.6986 | 145441.2425 | 122397.3053 | 103004.4855 | 86684.2943 | 0 | 0 | Vintage
Commercial_Grocery_New_Space Heating_Natural Gas_Furnace_E1_Baseline Forecast | Commercial | Grocery | New | Space Heating | Natural Gas | Furnace | E1 | AFUE 80% (Standard) | Baseline Forecast | 0 | 116140.2506 | 294862.085 | 374952.0172 | 453576.0049 | 531306.5775 | 608146.3782 | 684376.1747 | 744924.4018 | 804843.0372 | 863902.8996 | 922216.6337 | 979906.1791 | 1036727.3474 | 1092790.8388 | 1147973.2192 | 1202509.1847 | 1256328.7145 | 1309313.606 | 1360045.7061 | 1407534.4416 | 1453954.727 | 0 | 0 | 400
Commercial_Grocery_New_Space Heating_Natural Gas_Furnace_E2_Baseline Forecast | Commercial | Grocery | New | Space Heating | Natural Gas | Furnace | E2 | AFUE 90% | Baseline Forecast | 0 | 0 | 0 | 0 | 0 | 0 | 0 | 0 | 14784.0664 | 29414.4054 | 43835.0576 | 58073.5277 | 72159.5895 | 86033.6197 | 99722.6477 | 113196.5349 | 126512.5868 | 139653.7066 | 152591.0326 | 167159.6771 | 184125.4001 | 201921.4067 | 0 | 0 | 400
Commercial_Grocery_New_Space Heating_Natural Gas_Furnace_E3_Baseline Forecast | Commercial | Grocery | New | Space Heating | Natural Gas | Furnace | E3 | AFUE 95% | Baseline Forecast | 0 | 0 | 0 | 0 | 0 | 0 | 0 | 0 | 0 | 0 | 0 | 0 | 0 | 0 | 0 | 0 | 0 | 0 | 0 | 0 | 0 | 0 | 0 | 0 | 400
Commercial_Grocery_New_Space Heating_Natural Gas_Furnace_E4_Baseline Forecast | Commercial | Grocery | New | Space Heating | Natural Gas | Furnace | E4 |  | Baseline Forecast | 0 | 0 | 0 | 0 | 0 | 0 | 0 | 0 | 0 | 0 | 0 | 0 | 0 | 0 | 0 | 0 | 0 | 0 | 0 | 0 | 0 | 0 | 0 | 0 | 0
Commercial_Grocery_New_Space Heating_Natural Gas_Furnace_E5_Baseline Forecast | Commercial | Grocery | New | Space Heating | Natural Gas | Furnace | E5 |  | Baseline Forecast | 0 | 0 | 0 | 0 | 0 | 0 | 0 | 0 | 0 | 0 | 0 | 0 | 0 | 0 | 0 | 0 | 0 | 0 | 0 | 0 | 0 | 0 | 0 | 0 | 0
Commercial_Grocery_New_Space Heating_Natural Gas_Furnace_E6_Baseline Forecast | Commercial | Grocery | New | Space Heating | Natural Gas | Furnace | E6 |  | Baseline Forecast | 0 | 0 | 0 | 0 | 0 | 0 | 0 | 0 | 0 | 0 | 0 | 0 | 0 | 0 | 0 | 0 | 0 | 0 | 0 | 0 | 0 | 0 | 0 | 0 | 0
Commercial_Grocery_New_Space Heating_Natural Gas_Furnace_E7_Baseline Forecast | Commercial | Grocery | New | Space Heating | Natural Gas | Furnace | E7 |  | Baseline Forecast | 0 | 0 | 0 | 0 | 0 | 0 | 0 | 0 | 0 | 0 | 0 | 0 | 0 | 0 | 0 | 0 | 0 | 0 | 0 | 0 | 0 | 0 | 0 | 0 | 0
Commercial_Grocery_New_Space Heating_Natural Gas_Furnace_E8_Baseline Forecast | Commercial | Grocery | New | Space Heating | Natural Gas | Furnace | E8 |  | Baseline Forecast | 0 | 0 | 0 | 0 | 0 | 0 | 0 | 0 | 0 | 0 | 0 | 0 | 0 | 0 | 0 | 0 | 0 | 0 | 0 | 0 | 0 | 0 | 0 | 0 | 0
Commercial_Grocery_New_Space Heating_Natural Gas_Furnace_E9_Baseline Forecast | Commercial | Grocery | New | Space Heating | Natural Gas | Furnace | E9 |  | Baseline Forecast | 0 | 0 | 0 | 0 | 0 | 0 | 0 | 0 | 0 | 0 | 0 | 0 | 0 | 0 | 0 | 0 | 0 | 0 | 0 | 0 | 0 | 0 | 0 | 0 | 0
Commercial_Grocery_New_Space Heating_Natural Gas_Furnace_E10_Baseline Forecast | Commercial | Grocery | New | Space Heating | Natural Gas | Furnace | E10 |  | Baseline Forecast | 0 | 0 | 0 | 0 | 0 | 0 | 0 | 0 | 0 | 0 | 0 | 0 | 0 | 0 | 0 | 0 | 0 | 0 | 0 | 0 | 0 | 0 | 0 | 0 | 0
Commercial_Grocery_New_Space Heating_Natural Gas_Furnace_Vintage_Baseline Forecast | Commercial | Grocery | New | Space Heating | Natural Gas | Furnace | Vintage | Vintage | Baseline Forecast | 0 | 0 | 0 | 0 | 0 | 0 | 0 | 0 | 0 | 0 | 0 | 0 | 0 | 0 | 0 | 0 | 0 | 0 | 0 | 0 | 0 | 0 | 0 | 0 | Vintage
Commercial_Grocery_New_Space Heating_Natural Gas_Boiler_E1_Baseline Forecast | Commercial | Grocery | New | Space Heating | Natural Gas | Boiler | E1 | AFUE 80% (Standard) | Baseline Forecast | 0 | 5243.475 | 13312.3698 | 16928.2528 | 20477.9516 | 23987.3147 | 27456.4615 | 30898.0679 | 34299.154 | 37664.875 | 40982.3575 | 44257.9287 | 47498.4383 | 50690.1699 | 53839.3416 | 56939.02 | 63901.2205 | 70771.9591 | 77536.1456 | 84236.5636 | 90850.1454 | 97439.2892 | 0 | 0 | 800
Commercial_Grocery_New_Space Heating_Natural Gas_Boiler_E2_Baseline Forecast | Commercial | Grocery | New | Space Heating | Natural Gas | Boiler | E2 | AFUE 85% | Baseline Forecast | 0 | 0 | 0 | 0 | 0 | 0 | 0 | 0 | 0 | 0 | 0 | 0 | 0 | 0 | 0 | 0 | 0 | 0 | 0 | 0 | 0 | 0 | 0 | 0 | 800
Commercial_Grocery_New_Space Heating_Natural Gas_Boiler_E3_Baseline Forecast | Commercial | Grocery | New | Space Heating | Natural Gas | Boiler | E3 | AFUE 98% | Baseline Forecast | 0 | 6673.5136 | 16943.0161 | 21545.049 | 26062.8475 | 30529.3097 | 34944.5873 | 39324.8137 | 43653.4688 | 47937.1137 | 52159.364 | 56328.2729 | 60452.5579 | 64514.7617 | 68522.7984 | 72467.8436 | 72467.8436 | 72467.8436 | 72467.8436 | 72467.8436 | 72467.8436 | 72467.8436 | 0 | 0 | 800
Commercial_Grocery_New_Space Heating_Natural Gas_Boiler_E4_Baseline Forecast | Commercial | Grocery | New | Space Heating | Natural Gas | Boiler | E4 | Convert to NG Air Source Heat Pump | Baseline Forecast | 0 | 0 | 0 | 0 | 0 | 0 | 0 | 0 | 0 | 0 | 0 | 0 | 0 | 0 | 0 | 0 | 0 | 0 | 0 | 0 | 0 | 0 | 0 | 0 | 800
Commercial_Grocery_New_Space Heating_Natural Gas_Boiler_E5_Baseline Forecast | Commercial | Grocery | New | Space Heating | Natural Gas | Boiler | E5 |  | Baseline Forecast | 0 | 0 | 0 | 0 | 0 | 0 | 0 | 0 | 0 | 0 | 0 | 0 | 0 | 0 | 0 | 0 | 0 | 0 | 0 | 0 | 0 | 0 | 0 | 0 | 0
Commercial_Grocery_New_Space Heating_Natural Gas_Boiler_E6_Baseline Forecast | Commercial | Grocery | New | Space Heating | Natural Gas | Boiler | E6 |  | Baseline Forecast | 0 | 0 | 0 | 0 | 0 | 0 | 0 | 0 | 0 | 0 | 0 | 0 | 0 | 0 | 0 | 0 | 0 | 0 | 0 | 0 | 0 | 0 | 0 | 0 | 0
Commercial_Grocery_New_Space Heating_Natural Gas_Boiler_E7_Baseline Forecast | Commercial | Grocery | New | Space Heating | Natural Gas | Boiler | E7 |  | Baseline Forecast | 0 | 0 | 0 | 0 | 0 | 0 | 0 | 0 | 0 | 0 | 0 | 0 | 0 | 0 | 0 | 0 | 0 | 0 | 0 | 0 | 0 | 0 | 0 | 0 | 0
Commercial_Grocery_New_Space Heating_Natural Gas_Boiler_E8_Baseline Forecast | Commercial | Grocery | New | Space Heating | Natural Gas | Boiler | E8 |  | Baseline Forecast | 0 | 0 | 0 | 0 | 0 | 0 | 0 | 0 | 0 | 0 | 0 | 0 | 0 | 0 | 0 | 0 | 0 | 0 | 0 | 0 | 0 | 0 | 0 | 0 | 0
Commercial_Grocery_New_Space Heating_Natural Gas_Boiler_E9_Baseline Forecast | Commercial | Grocery | New | Space Heating | Natural Gas | Boiler | E9 |  | Baseline Forecast | 0 | 0 | 0 | 0 | 0 | 0 | 0 | 0 | 0 | 0 | 0 | 0 | 0 | 0 | 0 | 0 | 0 | 0 | 0 | 0 | 0 | 0 | 0 | 0 | 0
Commercial_Grocery_New_Space Heating_Natural Gas_Boiler_E10_Baseline Forecast | Commercial | Grocery | New | Space Heating | Natural Gas | Boiler | E10 |  | Baseline Forecast | 0 | 0 | 0 | 0 | 0 | 0 | 0 | 0 | 0 | 0 | 0 | 0 | 0 | 0 | 0 | 0 | 0 | 0 | 0 | 0 | 0 | 0 | 0 | 0 | 0
Commercial_Grocery_New_Space Heating_Natural Gas_Boiler_Vintage_Baseline Forecast | Commercial | Grocery | New | Space Heating | Natural Gas | Boiler | Vintage | Vintage | Baseline Forecast | 0 | 0 | 0 | 0 | 0 | 0 | 0 | 0 | 0 | 0 | 0 | 0 | 0 | 0 | 0 | 0 | 0 | 0 | 0 | 0 | 0 | 0 | 0 | 0 | Vintage
Commercial_Grocery_New_Space Heating_Natural Gas_Unit Heater_E1_Baseline Forecast | Commercial | Grocery | New | Space Heating | Natural Gas | Unit Heater | E1 | Standard | Baseline Forecast | 0 | 60865.9372 | 154529.1755 | 196502.1243 | 237706.8115 | 278443.2842 | 318712.9278 | 358662.8847 | 398142.4848 | 437211.5688 | 475720.702 | 513743.3332 | 551358.971 | 588408.3961 | 624963.7889 | 660944.6659 | 696504.0573 | 731596.3072 | 766144.3432 | 800366.6822 | 834145.5057 | 867799.5126 | 0 | 0 | 125
Commercial_Grocery_New_Space Heating_Natural Gas_Unit Heater_E2_Baseline Forecast | Commercial | Grocery | New | Space Heating | Natural Gas | Unit Heater | E2 | Condensing | Baseline Forecast | 0 | 0 | 0 | 0 | 0 | 0 | 0 | 0 | 0 | 0 | 0 | 0 | 0 | 0 | 0 | 0 | 0 | 0 | 0 | 0 | 0 | 0 | 0 | 0 | 125
Commercial_Grocery_New_Space Heating_Natural Gas_Unit Heater_E3_Baseline Forecast | Commercial | Grocery | New | Space Heating | Natural Gas | Unit Heater | E3 | Infrared Radiant | Baseline Forecast | 0 | 0 | 0 | 0 | 0 | 0 | 0 | 0 | 0 | 0 | 0 | 0 | 0 | 0 | 0 | 0 | 0 | 0 | 0 | 0 | 0 | 0 | 0 | 0 | 125
Commercial_Grocery_New_Space Heating_Natural Gas_Unit Heater_E4_Baseline Forecast | Commercial | Grocery | New | Space Heating | Natural Gas | Unit Heater | E4 |  | Baseline Forecast | 0 | 0 | 0 | 0 | 0 | 0 | 0 | 0 | 0 | 0 | 0 | 0 | 0 | 0 | 0 | 0 | 0 | 0 | 0 | 0 | 0 | 0 | 0 | 0 | 0
Commercial_Grocery_New_Space Heating_Natural Gas_Unit Heater_E5_Baseline Forecast | Commercial | Grocery | New | Space Heating | Natural Gas | Unit Heater | E5 |  | Baseline Forecast | 0 | 0 | 0 | 0 | 0 | 0 | 0 | 0 | 0 | 0 | 0 | 0 | 0 | 0 | 0 | 0 | 0 | 0 | 0 | 0 | 0 | 0 | 0 | 0 | 0
Commercial_Grocery_New_Space Heating_Natural Gas_Unit Heater_E6_Baseline Forecast | Commercial | Grocery | New | Space Heating | Natural Gas | Unit Heater | E6 |  | Baseline Forecast | 0 | 0 | 0 | 0 | 0 | 0 | 0 | 0 | 0 | 0 | 0 | 0 | 0 | 0 | 0 | 0 | 0 | 0 | 0 | 0 | 0 | 0 | 0 | 0 | 0
Commercial_Grocery_New_Space Heating_Natural Gas_Unit Heater_E7_Baseline Forecast | Commercial | Grocery | New | Space Heating | Natural Gas | Unit Heater | E7 |  | Baseline Forecast | 0 | 0 | 0 | 0 | 0 | 0 | 0 | 0 | 0 | 0 | 0 | 0 | 0 | 0 | 0 | 0 | 0 | 0 | 0 | 0 | 0 | 0 | 0 | 0 | 0
Commercial_Grocery_New_Space Heating_Natural Gas_Unit Heater_E8_Baseline Forecast | Commercial | Grocery | New | Space Heating | Natural Gas | Unit Heater | E8 |  | Baseline Forecast | 0 | 0 | 0 | 0 | 0 | 0 | 0 | 0 | 0 | 0 | 0 | 0 | 0 | 0 | 0 | 0 | 0 | 0 | 0 | 0 | 0 | 0 | 0 | 0 | 0
Commercial_Grocery_New_Space Heating_Natural Gas_Unit Heater_E9_Baseline Forecast | Commercial | Grocery | New | Space Heating | Natural Gas | Unit Heater | E9 |  | Baseline Forecast | 0 | 0 | 0 | 0 | 0 | 0 | 0 | 0 | 0 | 0 | 0 | 0 | 0 | 0 | 0 | 0 | 0 | 0 | 0 | 0 | 0 | 0 | 0 | 0 | 0
Commercial_Grocery_New_Space Heating_Natural Gas_Unit Heater_E10_Baseline Forecast | Commercial | Grocery | New | Space Heating | Natural Gas | Unit Heater | E10 |  | Baseline Forecast | 0 | 0 | 0 | 0 | 0 | 0 | 0 | 0 | 0 | 0 | 0 | 0 | 0 | 0 | 0 | 0 | 0 | 0 | 0 | 0 | 0 | 0 | 0 | 0 | 0
Commercial_Grocery_New_Space Heating_Natural Gas_Unit Heater_Vintage_Baseline Forecast | Commercial | Grocery | New | Space Heating | Natural Gas | Unit Heater | Vintage | Vintage | Baseline Forecast | 0 | 0 | 0 | 0 | 0 | 0 | 0 | 0 | 0 | 0 | 0 | 0 | 0 | 0 | 0 | 0 | 0 | 0 | 0 | 0 | 0 | 0 | 0 | 0 | Vintage
Commercial_Grocery_New_Water Heating_Natural Gas_Water Heater_E1_Baseline Forecast | Commercial | Grocery | New | Water Heating | Natural Gas | Water Heater | E1 | TE 0.80 | Baseline Forecast | 0 | 50773.0293 | 128904.8475 | 163917.7604 | 198289.8064 | 232271.2781 | 265863.3311 | 299188.7087 | 332121.7248 | 364712.2974 | 396835.7714 | 428553.416 | 459931.5557 | 490837.3732 | 521331.0797 | 551345.5378 | 581008.4019 | 610281.5868 | 639100.8004 | 667648.3246 | 695825.878 | 723899.3121 | 0 | 0 | 1
Commercial_Grocery_New_Water Heating_Natural Gas_Water Heater_E2_Baseline Forecast | Commercial | Grocery | New | Water Heating | Natural Gas | Water Heater | E2 | TE 0.90 | Baseline Forecast | 0 | 0 | 0 | 0 | 0 | 0 | 0 | 0 | 0 | 0 | 0 | 0 | 0 | 0 | 0 | 0 | 0 | 0 | 0 | 0 | 0 | 0 | 0 | 0 | 1
Commercial_Grocery_New_Water Heating_Natural Gas_Water Heater_E3_Baseline Forecast | Commercial | Grocery | New | Water Heating | Natural Gas | Water Heater | E3 | TE 0.94 | Baseline Forecast | 0 | 57254.6926 | 145360.7855 | 184843.432 | 223603.3987 | 261922.9306 | 299803.3309 | 337383.0119 | 374520.2429 | 411271.314 | 447495.6571 | 483262.3627 | 518646.2224 | 553497.4633 | 587883.9835 | 621730.0745 | 655179.6873 | 688189.8744 | 720688.1366 | 752880.0256 | 784654.7135 | 816311.9903 | 0 | 0 | 1
Commercial_Grocery_New_Water Heating_Natural Gas_Water Heater_E4_Baseline Forecast | Commercial | Grocery | New | Water Heating | Natural Gas | Water Heater | E4 | Instantaneous TE 0.94 | Baseline Forecast | 0 | 0 | 0 | 0 | 0 | 0 | 0 | 0 | 0 | 0 | 0 | 0 | 0 | 0 | 0 | 0 | 0 | 0 | 0 | 0 | 0 | 0 | 0 | 0 | 1
Commercial_Grocery_New_Water Heating_Natural Gas_Water Heater_E5_Baseline Forecast | Commercial | Grocery | New | Water Heating | Natural Gas | Water Heater | E5 | Gas-Fired Absorption HPWH | Baseline Forecast | 0 | 0 | 0 | 0 | 0 | 0 | 0 | 0 | 0 | 0 | 0 | 0 | 0 | 0 | 0 | 0 | 0 | 0 | 0 | 0 | 0 | 0 | 0 | 0 | 0
Commercial_Grocery_New_Water Heating_Natural Gas_Water Heater_E6_Baseline Forecast | Commercial | Grocery | New | Water Heating | Natural Gas | Water Heater | E6 |  | Baseline Forecast | 0 | 0 | 0 | 0 | 0 | 0 | 0 | 0 | 0 | 0 | 0 | 0 | 0 | 0 | 0 | 0 | 0 | 0 | 0 | 0 | 0 | 0 | 0 | 0 | 0
Commercial_Grocery_New_Water Heating_Natural Gas_Water Heater_E7_Baseline Forecast | Commercial | Grocery | New | Water Heating | Natural Gas | Water Heater | E7 |  | Baseline Forecast | 0 | 0 | 0 | 0 | 0 | 0 | 0 | 0 | 0 | 0 | 0 | 0 | 0 | 0 | 0 | 0 | 0 | 0 | 0 | 0 | 0 | 0 | 0 | 0 | 0
Commercial_Grocery_New_Water Heating_Natural Gas_Water Heater_E8_Baseline Forecast | Commercial | Grocery | New | Water Heating | Natural Gas | Water Heater | E8 |  | Baseline Forecast | 0 | 0 | 0 | 0 | 0 | 0 | 0 | 0 | 0 | 0 | 0 | 0 | 0 | 0 | 0 | 0 | 0 | 0 | 0 | 0 | 0 | 0 | 0 | 0 | 0
Commercial_Grocery_New_Water Heating_Natural Gas_Water Heater_E9_Baseline Forecast | Commercial | Grocery | New | Water Heating | Natural Gas | Water Heater | E9 |  | Baseline Forecast | 0 | 0 | 0 | 0 | 0 | 0 | 0 | 0 | 0 | 0 | 0 | 0 | 0 | 0 | 0 | 0 | 0 | 0 | 0 | 0 | 0 | 0 | 0 | 0 | 0
Commercial_Grocery_New_Water Heating_Natural Gas_Water Heater_E10_Baseline Forecast | Commercial | Grocery | New | Water Heating | Natural Gas | Water Heater | E10 |  | Baseline Forecast | 0 | 0 | 0 | 0 | 0 | 0 | 0 | 0 | 0 | 0 | 0 | 0 | 0 | 0 | 0 | 0 | 0 | 0 | 0 | 0 | 0 | 0 | 0 | 0 | 0
Commercial_Grocery_New_Water Heating_Natural Gas_Water Heater_Vintage_Baseline Forecast | Commercial | Grocery | New | Water Heating | Natural Gas | Water Heater | Vintage | Vintage | Baseline Forecast | 0 | 0 | 0 | 0 | 0 | 0 | 0 | 0 | 0 | 0 | 0 | 0 | 0 | 0 | 0 | 0 | 0 | 0 | 0 | 0 | 0 | 0 | 0 | 0 | Vintage
Commercial_Grocery_New_Food Preparation_Natural Gas_Oven_E1_Baseline Forecast | Commercial | Grocery | New | Food Preparation | Natural Gas | Oven | E1 | Standard | Baseline Forecast | 0 | 13838.6879 | 35134.2824 | 44677.3958 | 54045.8345 | 63307.8185 | 72463.6625 | 81546.8215 | 90523.0385 | 99405.9192 | 108161.4876 | 116806.4432 | 125358.8634 | 133782.5476 | 142093.9068 | 150274.6422 | 158359.5472 | 166338.2413 | 174193.201 | 181974.1092 | 189654.1782 | 197305.8684 | 0 | 0 | 1
Commercial_Grocery_New_Food Preparation_Natural Gas_Oven_E2_Baseline Forecast | Commercial | Grocery | New | Food Preparation | Natural Gas | Oven | E2 | ENERGY STAR (EF ≥ 44%) Convection Oven utilizing ASTM Std F1496 | Baseline Forecast | 0 | 19914.2094 | 50559.0893 | 64291.8622 | 77773.2741 | 91101.4948 | 104276.9777 | 117347.8651 | 130264.8603 | 143047.5423 | 155647.0188 | 168087.3207 | 180394.462 | 192516.3489 | 204476.5976 | 216248.8754 | 227883.2508 | 239364.7862 | 250668.2649 | 261865.1815 | 272916.9881 | 283927.957 | 0 | 0 | 1
Commercial_Grocery_New_Food Preparation_Natural Gas_Oven_E3_Baseline Forecast | Commercial | Grocery | New | Food Preparation | Natural Gas | Oven | E3 |  | Baseline Forecast | 0 | 0 | 0 | 0 | 0 | 0 | 0 | 0 | 0 | 0 | 0 | 0 | 0 | 0 | 0 | 0 | 0 | 0 | 0 | 0 | 0 | 0 | 0 | 0 | 0
Commercial_Grocery_New_Food Preparation_Natural Gas_Oven_E4_Baseline Forecast | Commercial | Grocery | New | Food Preparation | Natural Gas | Oven | E4 |  | Baseline Forecast | 0 | 0 | 0 | 0 | 0 | 0 | 0 | 0 | 0 | 0 | 0 | 0 | 0 | 0 | 0 | 0 | 0 | 0 | 0 | 0 | 0 | 0 | 0 | 0 | 0
Commercial_Grocery_New_Food Preparation_Natural Gas_Oven_E5_Baseline Forecast | Commercial | Grocery | New | Food Preparation | Natural Gas | Oven | E5 |  | Baseline Forecast | 0 | 0 | 0 | 0 | 0 | 0 | 0 | 0 | 0 | 0 | 0 | 0 | 0 | 0 | 0 | 0 | 0 | 0 | 0 | 0 | 0 | 0 | 0 | 0 | 0
Commercial_Grocery_New_Food Preparation_Natural Gas_Oven_E6_Baseline Forecast | Commercial | Grocery | New | Food Preparation | Natural Gas | Oven | E6 |  | Baseline Forecast | 0 | 0 | 0 | 0 | 0 | 0 | 0 | 0 | 0 | 0 | 0 | 0 | 0 | 0 | 0 | 0 | 0 | 0 | 0 | 0 | 0 | 0 | 0 | 0 | 0
Commercial_Grocery_New_Food Preparation_Natural Gas_Oven_E7_Baseline Forecast | Commercial | Grocery | New | Food Preparation | Natural Gas | Oven | E7 |  | Baseline Forecast | 0 | 0 | 0 | 0 | 0 | 0 | 0 | 0 | 0 | 0 | 0 | 0 | 0 | 0 | 0 | 0 | 0 | 0 | 0 | 0 | 0 | 0 | 0 | 0 | 0
Commercial_Grocery_New_Food Preparation_Natural Gas_Oven_E8_Baseline Forecast | Commercial | Grocery | New | Food Preparation | Natural Gas | Oven | E8 |  | Baseline Forecast | 0 | 0 | 0 | 0 | 0 | 0 | 0 | 0 | 0 | 0 | 0 | 0 | 0 | 0 | 0 | 0 | 0 | 0 | 0 | 0 | 0 | 0 | 0 | 0 | 0
Commercial_Grocery_New_Food Preparation_Natural Gas_Oven_E9_Baseline Forecast | Commercial | Grocery | New | Food Preparation | Natural Gas | Oven | E9 |  | Baseline Forecast | 0 | 0 | 0 | 0 | 0 | 0 | 0 | 0 | 0 | 0 | 0 | 0 | 0 | 0 | 0 | 0 | 0 | 0 | 0 | 0 | 0 | 0 | 0 | 0 | 0
Commercial_Grocery_New_Food Preparation_Natural Gas_Oven_E10_Baseline Forecast | Commercial | Grocery | New | Food Preparation | Natural Gas | Oven | E10 |  | Baseline Forecast | 0 | 0 | 0 | 0 | 0 | 0 | 0 | 0 | 0 | 0 | 0 | 0 | 0 | 0 | 0 | 0 | 0 | 0 | 0 | 0 | 0 | 0 | 0 | 0 | 0
Commercial_Grocery_New_Food Preparation_Natural Gas_Oven_Vintage_Baseline Forecast | Commercial | Grocery | New | Food Preparation | Natural Gas | Oven | Vintage | Vintage | Baseline Forecast | 0 | 0 | 0 | 0 | 0 | 0 | 0 | 0 | 0 | 0 | 0 | 0 | 0 | 0 | 0 | 0 | 0 | 0 | 0 | 0 | 0 | 0 | 0 | 0 | Vintage
Commercial_Grocery_New_Food Preparation_Natural Gas_Conveyor Oven_E1_Baseline Forecast | Commercial | Grocery | New | Food Preparation | Natural Gas | Conveyor Oven | E1 | Standard | Baseline Forecast | 0 | 6919.3439 | 17567.1412 | 22338.6979 | 27022.9173 | 31653.9092 | 36231.8312 | 40773.4107 | 45261.5193 | 49702.9596 | 54080.7438 | 58403.2216 | 62679.4317 | 66891.2738 | 71046.9534 | 75137.3211 | 79179.7736 | 83169.1206 | 87096.6005 | 90987.0546 | 94827.0891 | 98652.9342 | 0 | 0 | 1
Commercial_Grocery_New_Food Preparation_Natural Gas_Conveyor Oven_E2_Baseline Forecast | Commercial | Grocery | New | Food Preparation | Natural Gas | Conveyor Oven | E2 | ENERGY STAR (EF ≥ 44%) Convection Oven utilizing ASTM Std F1496 | Baseline Forecast | 0 | 9957.1047 | 25279.5447 | 32145.9311 | 38886.637 | 45550.7474 | 52138.4889 | 58673.9325 | 65132.4302 | 71523.7711 | 77823.5094 | 84043.6604 | 90197.231 | 96258.1745 | 102238.2988 | 108124.4377 | 113941.6254 | 119682.3931 | 125334.1324 | 130932.5908 | 136458.494 | 141963.9785 | 0 | 0 | 1
Commercial_Grocery_New_Food Preparation_Natural Gas_Conveyor Oven_E3_Baseline Forecast | Commercial | Grocery | New | Food Preparation | Natural Gas | Conveyor Oven | E3 |  | Baseline Forecast | 0 | 0 | 0 | 0 | 0 | 0 | 0 | 0 | 0 | 0 | 0 | 0 | 0 | 0 | 0 | 0 | 0 | 0 | 0 | 0 | 0 | 0 | 0 | 0 | 0
Commercial_Grocery_New_Food Preparation_Natural Gas_Conveyor Oven_E4_Baseline Forecast | Commercial | Grocery | New | Food Preparation | Natural Gas | Conveyor Oven | E4 |  | Baseline Forecast | 0 | 0 | 0 | 0 | 0 | 0 | 0 | 0 | 0 | 0 | 0 | 0 | 0 | 0 | 0 | 0 | 0 | 0 | 0 | 0 | 0 | 0 | 0 | 0 | 0
Commercial_Grocery_New_Food Preparation_Natural Gas_Conveyor Oven_E5_Baseline Forecast | Commercial | Grocery | New | Food Preparation | Natural Gas | Conveyor Oven | E5 |  | Baseline Forecast | 0 | 0 | 0 | 0 | 0 | 0 | 0 | 0 | 0 | 0 | 0 | 0 | 0 | 0 | 0 | 0 | 0 | 0 | 0 | 0 | 0 | 0 | 0 | 0 | 0
Commercial_Grocery_New_Food Preparation_Natural Gas_Conveyor Oven_E6_Baseline Forecast | Commercial | Grocery | New | Food Preparation | Natural Gas | Conveyor Oven | E6 |  | Baseline Forecast | 0 | 0 | 0 | 0 | 0 | 0 | 0 | 0 | 0 | 0 | 0 | 0 | 0 | 0 | 0 | 0 | 0 | 0 | 0 | 0 | 0 | 0 | 0 | 0 | 0
Commercial_Grocery_New_Food Preparation_Natural Gas_Conveyor Oven_E7_Baseline Forecast | Commercial | Grocery | New | Food Preparation | Natural Gas | Conveyor Oven | E7 |  | Baseline Forecast | 0 | 0 | 0 | 0 | 0 | 0 | 0 | 0 | 0 | 0 | 0 | 0 | 0 | 0 | 0 | 0 | 0 | 0 | 0 | 0 | 0 | 0 | 0 | 0 | 0
Commercial_Grocery_New_Food Preparation_Natural Gas_Conveyor Oven_E8_Baseline Forecast | Commercial | Grocery | New | Food Preparation | Natural Gas | Conveyor Oven | E8 |  | Baseline Forecast | 0 | 0 | 0 | 0 | 0 | 0 | 0 | 0 | 0 | 0 | 0 | 0 | 0 | 0 | 0 | 0 | 0 | 0 | 0 | 0 | 0 | 0 | 0 | 0 | 0
Commercial_Grocery_New_Food Preparation_Natural Gas_Conveyor Oven_E9_Baseline Forecast | Commercial | Grocery | New | Food Preparation | Natural Gas | Conveyor Oven | E9 |  | Baseline Forecast | 0 | 0 | 0 | 0 | 0 | 0 | 0 | 0 | 0 | 0 | 0 | 0 | 0 | 0 | 0 | 0 | 0 | 0 | 0 | 0 | 0 | 0 | 0 | 0 | 0
Commercial_Grocery_New_Food Preparation_Natural Gas_Conveyor Oven_E10_Baseline Forecast | Commercial | Grocery | New | Food Preparation | Natural Gas | Conveyor Oven | E10 |  | Baseline Forecast | 0 | 0 | 0 | 0 | 0 | 0 | 0 | 0 | 0 | 0 | 0 | 0 | 0 | 0 | 0 | 0 | 0 | 0 | 0 | 0 | 0 | 0 | 0 | 0 | 0
Commercial_Grocery_New_Food Preparation_Natural Gas_Conveyor Oven_Vintage_Baseline Forecast | Commercial | Grocery | New | Food Preparation | Natural Gas | Conveyor Oven | Vintage | Vintage | Baseline Forecast | 0 | 0 | 0 | 0 | 0 | 0 | 0 | 0 | 0 | 0 | 0 | 0 | 0 | 0 | 0 | 0 | 0 | 0 | 0 | 0 | 0 | 0 | 0 | 0 | Vintage
Commercial_Grocery_New_Food Preparation_Natural Gas_Double Rack Oven_E1_Baseline Forecast | Commercial | Grocery | New | Food Preparation | Natural Gas | Double Rack Oven | E1 | Standard | Baseline Forecast | 0 | 6919.3439 | 17567.1412 | 22338.6979 | 27022.9173 | 31653.9092 | 36231.8312 | 40773.4107 | 45261.5193 | 49702.9596 | 54080.7438 | 58403.2216 | 62679.4317 | 66891.2738 | 71046.9534 | 75137.3211 | 79179.7736 | 83169.1206 | 87096.6005 | 90987.0546 | 94827.0891 | 98652.9342 | 0 | 0 | 1
Commercial_Grocery_New_Food Preparation_Natural Gas_Double Rack Oven_E2_Baseline Forecast | Commercial | Grocery | New | Food Preparation | Natural Gas | Double Rack Oven | E2 | FTSC Qualified (>50% Cooking Efficiency) | Baseline Forecast | 0 | 9957.1047 | 25279.5447 | 32145.9311 | 38886.637 | 45550.7474 | 52138.4889 | 58673.9325 | 65132.4302 | 71523.7711 | 77823.5094 | 84043.6604 | 90197.231 | 96258.1745 | 102238.2988 | 108124.4377 | 113941.6254 | 119682.3931 | 125334.1324 | 130932.5908 | 136458.494 | 141963.9785 | 0 | 0 | 1
Commercial_Grocery_New_Food Preparation_Natural Gas_Double Rack Oven_E3_Baseline Forecast | Commercial | Grocery | New | Food Preparation | Natural Gas | Double Rack Oven | E3 |  | Baseline Forecast | 0 | 0 | 0 | 0 | 0 | 0 | 0 | 0 | 0 | 0 | 0 | 0 | 0 | 0 | 0 | 0 | 0 | 0 | 0 | 0 | 0 | 0 | 0 | 0 | 0
Commercial_Grocery_New_Food Preparation_Natural Gas_Double Rack Oven_E4_Baseline Forecast | Commercial | Grocery | New | Food Preparation | Natural Gas | Double Rack Oven | E4 |  | Baseline Forecast | 0 | 0 | 0 | 0 | 0 | 0 | 0 | 0 | 0 | 0 | 0 | 0 | 0 | 0 | 0 | 0 | 0 | 0 | 0 | 0 | 0 | 0 | 0 | 0 | 0
Commercial_Grocery_New_Food Preparation_Natural Gas_Double Rack Oven_E5_Baseline Forecast | Commercial | Grocery | New | Food Preparation | Natural Gas | Double Rack Oven | E5 |  | Baseline Forecast | 0 | 0 | 0 | 0 | 0 | 0 | 0 | 0 | 0 | 0 | 0 | 0 | 0 | 0 | 0 | 0 | 0 | 0 | 0 | 0 | 0 | 0 | 0 | 0 | 0
Commercial_Grocery_New_Food Preparation_Natural Gas_Double Rack Oven_E6_Baseline Forecast | Commercial | Grocery | New | Food Preparation | Natural Gas | Double Rack Oven | E6 |  | Baseline Forecast | 0 | 0 | 0 | 0 | 0 | 0 | 0 | 0 | 0 | 0 | 0 | 0 | 0 | 0 | 0 | 0 | 0 | 0 | 0 | 0 | 0 | 0 | 0 | 0 | 0
Commercial_Grocery_New_Food Preparation_Natural Gas_Double Rack Oven_E7_Baseline Forecast | Commercial | Grocery | New | Food Preparation | Natural Gas | Double Rack Oven | E7 |  | Baseline Forecast | 0 | 0 | 0 | 0 | 0 | 0 | 0 | 0 | 0 | 0 | 0 | 0 | 0 | 0 | 0 | 0 | 0 | 0 | 0 | 0 | 0 | 0 | 0 | 0 | 0
Commercial_Grocery_New_Food Preparation_Natural Gas_Double Rack Oven_E8_Baseline Forecast | Commercial | Grocery | New | Food Preparation | Natural Gas | Double Rack Oven | E8 |  | Baseline Forecast | 0 | 0 | 0 | 0 | 0 | 0 | 0 | 0 | 0 | 0 | 0 | 0 | 0 | 0 | 0 | 0 | 0 | 0 | 0 | 0 | 0 | 0 | 0 | 0 | 0
Commercial_Grocery_New_Food Preparation_Natural Gas_Double Rack Oven_E9_Baseline Forecast | Commercial | Grocery | New | Food Preparation | Natural Gas | Double Rack Oven | E9 |  | Baseline Forecast | 0 | 0 | 0 | 0 | 0 | 0 | 0 | 0 | 0 | 0 | 0 | 0 | 0 | 0 | 0 | 0 | 0 | 0 | 0 | 0 | 0 | 0 | 0 | 0 | 0
Commercial_Grocery_New_Food Preparation_Natural Gas_Double Rack Oven_E10_Baseline Forecast | Commercial | Grocery | New | Food Preparation | Natural Gas | Double Rack Oven | E10 |  | Baseline Forecast | 0 | 0 | 0 | 0 | 0 | 0 | 0 | 0 | 0 | 0 | 0 | 0 | 0 | 0 | 0 | 0 | 0 | 0 | 0 | 0 | 0 | 0 | 0 | 0 | 0
Commercial_Grocery_New_Food Preparation_Natural Gas_Double Rack Oven_Vintage_Baseline Forecast | Commercial | Grocery | New | Food Preparation | Natural Gas | Double Rack Oven | Vintage | Vintage | Baseline Forecast | 0 | 0 | 0 | 0 | 0 | 0 | 0 | 0 | 0 | 0 | 0 | 0 | 0 | 0 | 0 | 0 | 0 | 0 | 0 | 0 | 0 | 0 | 0 | 0 | Vintage
Commercial_Grocery_New_Food Preparation_Natural Gas_Fryer_E1_Baseline Forecast | Commercial | Grocery | New | Food Preparation | Natural Gas | Fryer | E1 | Standard | Baseline Forecast | 0 | 53170.9665 | 134992.8382 | 171659.3606 | 207654.7489 | 243241.1167 | 278419.6741 | 313318.9613 | 347807.3565 | 381937.1349 | 415577.7544 | 448793.3778 | 481653.462 | 514018.9167 | 545952.7972 | 577384.795 | 608448.5936 | 639104.3089 | 669284.6125 | 699180.3953 | 728688.734 | 758088.0361 | 0 | 0 | 1
Commercial_Grocery_New_Food Preparation_Natural Gas_Fryer_E2_Baseline Forecast | Commercial | Grocery | New | Food Preparation | Natural Gas | Fryer | E2 | ENERGY STAR | Baseline Forecast | 0 | 18681.6909 | 47429.9161 | 60312.7483 | 72959.7766 | 85463.0951 | 97823.1287 | 110085.0405 | 122202.5847 | 134194.1285 | 146013.8056 | 157684.1598 | 169229.5947 | 180601.241 | 191821.2531 | 202864.928 | 213779.2356 | 224550.1626 | 235154.053 | 245657.9767 | 256025.7714 | 266355.2559 | 0 | 0 | 1
Commercial_Grocery_New_Food Preparation_Natural Gas_Fryer_E3_Baseline Forecast | Commercial | Grocery | New | Food Preparation | Natural Gas | Fryer | E3 |  | Baseline Forecast | 0 | 0 | 0 | 0 | 0 | 0 | 0 | 0 | 0 | 0 | 0 | 0 | 0 | 0 | 0 | 0 | 0 | 0 | 0 | 0 | 0 | 0 | 0 | 0 | 0
Commercial_Grocery_New_Food Preparation_Natural Gas_Fryer_E4_Baseline Forecast | Commercial | Grocery | New | Food Preparation | Natural Gas | Fryer | E4 |  | Baseline Forecast | 0 | 0 | 0 | 0 | 0 | 0 | 0 | 0 | 0 | 0 | 0 | 0 | 0 | 0 | 0 | 0 | 0 | 0 | 0 | 0 | 0 | 0 | 0 | 0 | 0
Commercial_Grocery_New_Food Preparation_Natural Gas_Fryer_E5_Baseline Forecast | Commercial | Grocery | New | Food Preparation | Natural Gas | Fryer | E5 |  | Baseline Forecast | 0 | 0 | 0 | 0 | 0 | 0 | 0 | 0 | 0 | 0 | 0 | 0 | 0 | 0 | 0 | 0 | 0 | 0 | 0 | 0 | 0 | 0 | 0 | 0 | 0
Commercial_Grocery_New_Food Preparation_Natural Gas_Fryer_E6_Baseline Forecast | Commercial | Grocery | New | Food Preparation | Natural Gas | Fryer | E6 |  | Baseline Forecast | 0 | 0 | 0 | 0 | 0 | 0 | 0 | 0 | 0 | 0 | 0 | 0 | 0 | 0 | 0 | 0 | 0 | 0 | 0 | 0 | 0 | 0 | 0 | 0 | 0
Commercial_Grocery_New_Food Preparation_Natural Gas_Fryer_E7_Baseline Forecast | Commercial | Grocery | New | Food Preparation | Natural Gas | Fryer | E7 |  | Baseline Forecast | 0 | 0 | 0 | 0 | 0 | 0 | 0 | 0 | 0 | 0 | 0 | 0 | 0 | 0 | 0 | 0 | 0 | 0 | 0 | 0 | 0 | 0 | 0 | 0 | 0
Commercial_Grocery_New_Food Preparation_Natural Gas_Fryer_E8_Baseline Forecast | Commercial | Grocery | New | Food Preparation | Natural Gas | Fryer | E8 |  | Baseline Forecast | 0 | 0 | 0 | 0 | 0 | 0 | 0 | 0 | 0 | 0 | 0 | 0 | 0 | 0 | 0 | 0 | 0 | 0 | 0 | 0 | 0 | 0 | 0 | 0 | 0
Commercial_Grocery_New_Food Preparation_Natural Gas_Fryer_E9_Baseline Forecast | Commercial | Grocery | New | Food Preparation | Natural Gas | Fryer | E9 |  | Baseline Forecast | 0 | 0 | 0 | 0 | 0 | 0 | 0 | 0 | 0 | 0 | 0 | 0 | 0 | 0 | 0 | 0 | 0 | 0 | 0 | 0 | 0 | 0 | 0 | 0 | 0
Commercial_Grocery_New_Food Preparation_Natural Gas_Fryer_E10_Baseline Forecast | Commercial | Grocery | New | Food Preparation | Natural Gas | Fryer | E10 |  | Baseline Forecast | 0 | 0 | 0 | 0 | 0 | 0 | 0 | 0 | 0 | 0 | 0 | 0 | 0 | 0 | 0 | 0 | 0 | 0 | 0 | 0 | 0 | 0 | 0 | 0 | 0
Commercial_Grocery_New_Food Preparation_Natural Gas_Fryer_Vintage_Baseline Forecast | Commercial | Grocery | New | Food Preparation | Natural Gas | Fryer | Vintage | Vintage | Baseline Forecast | 0 | 0 | 0 | 0 | 0 | 0 | 0 | 0 | 0 | 0 | 0 | 0 | 0 | 0 | 0 | 0 | 0 | 0 | 0 | 0 | 0 | 0 | 0 | 0 | Vintage
Commercial_Grocery_New_Food Preparation_Natural Gas_Broiler_E1_Baseline Forecast | Commercial | Grocery | New | Food Preparation | Natural Gas | Broiler | E1 | Standard | Baseline Forecast | 0 | 2956.8404 | 7506.9592 | 9545.9865 | 11547.692 | 13526.6519 | 15482.9334 | 17423.6847 | 19341.5862 | 21239.5451 | 23110.3018 | 24957.4244 | 26784.7755 | 28584.6203 | 30360.4651 | 32108.4002 | 33835.8598 | 35540.6258 | 37218.9541 | 38881.4603 | 40522.4206 | 42157.3174 | 0 | 0 | 1
Commercial_Grocery_New_Food Preparation_Natural Gas_Broiler_E2_Baseline Forecast | Commercial | Grocery | New | Food Preparation | Natural Gas | Broiler | E2 | Infrared Burners | Baseline Forecast | 0 | 1038.8899 | 2637.5802 | 3353.9953 | 4057.2972 | 4752.6074 | 5439.9496 | 6121.8352 | 6795.6925 | 7462.5429 | 8119.8358 | 8768.8248 | 9410.8671 | 10043.245 | 10667.1904 | 11281.3298 | 11888.2751 | 12487.2469 | 13076.9298 | 13661.0536 | 14237.6072 | 14812.0304 | 0 | 0 | 1
Commercial_Grocery_New_Food Preparation_Natural Gas_Broiler_E3_Baseline Forecast | Commercial | Grocery | New | Food Preparation | Natural Gas | Broiler | E3 |  | Baseline Forecast | 0 | 0 | 0 | 0 | 0 | 0 | 0 | 0 | 0 | 0 | 0 | 0 | 0 | 0 | 0 | 0 | 0 | 0 | 0 | 0 | 0 | 0 | 0 | 0 | 0
Commercial_Grocery_New_Food Preparation_Natural Gas_Broiler_E4_Baseline Forecast | Commercial | Grocery | New | Food Preparation | Natural Gas | Broiler | E4 |  | Baseline Forecast | 0 | 0 | 0 | 0 | 0 | 0 | 0 | 0 | 0 | 0 | 0 | 0 | 0 | 0 | 0 | 0 | 0 | 0 | 0 | 0 | 0 | 0 | 0 | 0 | 0
Commercial_Grocery_New_Food Preparation_Natural Gas_Broiler_E5_Baseline Forecast | Commercial | Grocery | New | Food Preparation | Natural Gas | Broiler | E5 |  | Baseline Forecast | 0 | 0 | 0 | 0 | 0 | 0 | 0 | 0 | 0 | 0 | 0 | 0 | 0 | 0 | 0 | 0 | 0 | 0 | 0 | 0 | 0 | 0 | 0 | 0 | 0
Commercial_Grocery_New_Food Preparation_Natural Gas_Broiler_E6_Baseline Forecast | Commercial | Grocery | New | Food Preparation | Natural Gas | Broiler | E6 |  | Baseline Forecast | 0 | 0 | 0 | 0 | 0 | 0 | 0 | 0 | 0 | 0 | 0 | 0 | 0 | 0 | 0 | 0 | 0 | 0 | 0 | 0 | 0 | 0 | 0 | 0 | 0
Commercial_Grocery_New_Food Preparation_Natural Gas_Broiler_E7_Baseline Forecast | Commercial | Grocery | New | Food Preparation | Natural Gas | Broiler | E7 |  | Baseline Forecast | 0 | 0 | 0 | 0 | 0 | 0 | 0 | 0 | 0 | 0 | 0 | 0 | 0 | 0 | 0 | 0 | 0 | 0 | 0 | 0 | 0 | 0 | 0 | 0 | 0
Commercial_Grocery_New_Food Preparation_Natural Gas_Broiler_E8_Baseline Forecast | Commercial | Grocery | New | Food Preparation | Natural Gas | Broiler | E8 |  | Baseline Forecast | 0 | 0 | 0 | 0 | 0 | 0 | 0 | 0 | 0 | 0 | 0 | 0 | 0 | 0 | 0 | 0 | 0 | 0 | 0 | 0 | 0 | 0 | 0 | 0 | 0
Commercial_Grocery_New_Food Preparation_Natural Gas_Broiler_E9_Baseline Forecast | Commercial | Grocery | New | Food Preparation | Natural Gas | Broiler | E9 |  | Baseline Forecast | 0 | 0 | 0 | 0 | 0 | 0 | 0 | 0 | 0 | 0 | 0 | 0 | 0 | 0 | 0 | 0 | 0 | 0 | 0 | 0 | 0 | 0 | 0 | 0 | 0
Commercial_Grocery_New_Food Preparation_Natural Gas_Broiler_E10_Baseline Forecast | Commercial | Grocery | New | Food Preparation | Natural Gas | Broiler | E10 |  | Baseline Forecast | 0 | 0 | 0 | 0 | 0 | 0 | 0 | 0 | 0 | 0 | 0 | 0 | 0 | 0 | 0 | 0 | 0 | 0 | 0 | 0 | 0 | 0 | 0 | 0 | 0
Commercial_Grocery_New_Food Preparation_Natural Gas_Broiler_Vintage_Baseline Forecast | Commercial | Grocery | New | Food Preparation | Natural Gas | Broiler | Vintage | Vintage | Baseline Forecast | 0 | 0 | 0 | 0 | 0 | 0 | 0 | 0 | 0 | 0 | 0 | 0 | 0 | 0 | 0 | 0 | 0 | 0 | 0 | 0 | 0 | 0 | 0 | 0 | Vintage
Commercial_Grocery_New_Food Preparation_Natural Gas_Griddle_E1_Baseline Forecast | Commercial | Grocery | New | Food Preparation | Natural Gas | Griddle | E1 | Standard | Baseline Forecast | 0 | 6323.3778 | 16054.0756 | 20414.656 | 24695.4215 | 28927.5441 | 33111.1677 | 37261.5789 | 41363.1247 | 45422.0218 | 49422.7456 | 53372.9264 | 57280.8247 | 61129.899 | 64927.6481 | 68665.7106 | 72359.9849 | 76005.7277 | 79594.932 | 83150.2996 | 86659.5902 | 90155.9136 | 0 | 0 | 1
Commercial_Grocery_New_Food Preparation_Natural Gas_Griddle_E2_Baseline Forecast | Commercial | Grocery | New | Food Preparation | Natural Gas | Griddle | E2 | ENERGY STAR | Baseline Forecast | 0 | 2582.7881 | 6557.2985 | 8338.3806 | 10086.8623 | 11815.4758 | 13524.2798 | 15219.5182 | 16894.7974 | 18552.6568 | 20186.7552 | 21800.2094 | 23396.3932 | 24968.5503 | 26519.7436 | 28046.5578 | 29555.4868 | 31044.593 | 32510.606 | 33962.7984 | 35396.1706 | 36824.2464 | 0 | 0 | 1
Commercial_Grocery_New_Food Preparation_Natural Gas_Griddle_E3_Baseline Forecast | Commercial | Grocery | New | Food Preparation | Natural Gas | Griddle | E3 |  | Baseline Forecast | 0 | 0 | 0 | 0 | 0 | 0 | 0 | 0 | 0 | 0 | 0 | 0 | 0 | 0 | 0 | 0 | 0 | 0 | 0 | 0 | 0 | 0 | 0 | 0 | 0
Commercial_Grocery_New_Food Preparation_Natural Gas_Griddle_E4_Baseline Forecast | Commercial | Grocery | New | Food Preparation | Natural Gas | Griddle | E4 |  | Baseline Forecast | 0 | 0 | 0 | 0 | 0 | 0 | 0 | 0 | 0 | 0 | 0 | 0 | 0 | 0 | 0 | 0 | 0 | 0 | 0 | 0 | 0 | 0 | 0 | 0 | 0
Commercial_Grocery_New_Food Preparation_Natural Gas_Griddle_E5_Baseline Forecast | Commercial | Grocery | New | Food Preparation | Natural Gas | Griddle | E5 |  | Baseline Forecast | 0 | 0 | 0 | 0 | 0 | 0 | 0 | 0 | 0 | 0 | 0 | 0 | 0 | 0 | 0 | 0 | 0 | 0 | 0 | 0 | 0 | 0 | 0 | 0 | 0
Commercial_Grocery_New_Food Preparation_Natural Gas_Griddle_E6_Baseline Forecast | Commercial | Grocery | New | Food Preparation | Natural Gas | Griddle | E6 |  | Baseline Forecast | 0 | 0 | 0 | 0 | 0 | 0 | 0 | 0 | 0 | 0 | 0 | 0 | 0 | 0 | 0 | 0 | 0 | 0 | 0 | 0 | 0 | 0 | 0 | 0 | 0
Commercial_Grocery_New_Food Preparation_Natural Gas_Griddle_E7_Baseline Forecast | Commercial | Grocery | New | Food Preparation | Natural Gas | Griddle | E7 |  | Baseline Forecast | 0 | 0 | 0 | 0 | 0 | 0 | 0 | 0 | 0 | 0 | 0 | 0 | 0 | 0 | 0 | 0 | 0 | 0 | 0 | 0 | 0 | 0 | 0 | 0 | 0
Commercial_Grocery_New_Food Preparation_Natural Gas_Griddle_E8_Baseline Forecast | Commercial | Grocery | New | Food Preparation | Natural Gas | Griddle | E8 |  | Baseline Forecast | 0 | 0 | 0 | 0 | 0 | 0 | 0 | 0 | 0 | 0 | 0 | 0 | 0 | 0 | 0 | 0 | 0 | 0 | 0 | 0 | 0 | 0 | 0 | 0 | 0
Commercial_Grocery_New_Food Preparation_Natural Gas_Griddle_E9_Baseline Forecast | Commercial | Grocery | New | Food Preparation | Natural Gas | Griddle | E9 |  | Baseline Forecast | 0 | 0 | 0 | 0 | 0 | 0 | 0 | 0 | 0 | 0 | 0 | 0 | 0 | 0 | 0 | 0 | 0 | 0 | 0 | 0 | 0 | 0 | 0 | 0 | 0
Commercial_Grocery_New_Food Preparation_Natural Gas_Griddle_E10_Baseline Forecast | Commercial | Grocery | New | Food Preparation | Natural Gas | Griddle | E10 |  | Baseline Forecast | 0 | 0 | 0 | 0 | 0 | 0 | 0 | 0 | 0 | 0 | 0 | 0 | 0 | 0 | 0 | 0 | 0 | 0 | 0 | 0 | 0 | 0 | 0 | 0 | 0
Commercial_Grocery_New_Food Preparation_Natural Gas_Griddle_Vintage_Baseline Forecast | Commercial | Grocery | New | Food Preparation | Natural Gas | Griddle | Vintage | Vintage | Baseline Forecast | 0 | 0 | 0 | 0 | 0 | 0 | 0 | 0 | 0 | 0 | 0 | 0 | 0 | 0 | 0 | 0 | 0 | 0 | 0 | 0 | 0 | 0 | 0 | 0 | Vintage
Commercial_Grocery_New_Food Preparation_Natural Gas_Range_E1_Baseline Forecast | Commercial | Grocery | New | Food Preparation | Natural Gas | Range | E1 | Standard | Baseline Forecast | 0 | 15274.43 | 38779.4089 | 49312.6052 | 59653.0048 | 69875.9049 | 79981.6534 | 90007.1758 | 99914.6613 | 109719.1268 | 119383.0717 | 128924.9278 | 138364.6481 | 147662.2762 | 156835.9259 | 165865.3997 | 174789.1009 | 183595.5719 | 192265.4714 | 200853.6365 | 209330.5006 | 217776.0416 | 0 | 0 | 1
Commercial_Grocery_New_Food Preparation_Natural Gas_Range_E2_Baseline Forecast | Commercial | Grocery | New | Food Preparation | Natural Gas | Range | E2 | High Efficiency | Baseline Forecast | 0 | 21980.2773 | 55804.5153 | 70962.0417 | 85842.1288 | 100553.1315 | 115095.55 | 129522.5213 | 143779.6345 | 157888.4996 | 171795.1519 | 185526.1156 | 199110.1034 | 212489.617 | 225690.7227 | 238684.3557 | 251525.7794 | 264198.506 | 276674.7027 | 289033.2818 | 301231.6959 | 313385.0355 | 0 | 0 | 1
Commercial_Grocery_New_Food Preparation_Natural Gas_Range_E3_Baseline Forecast | Commercial | Grocery | New | Food Preparation | Natural Gas | Range | E3 |  | Baseline Forecast | 0 | 0 | 0 | 0 | 0 | 0 | 0 | 0 | 0 | 0 | 0 | 0 | 0 | 0 | 0 | 0 | 0 | 0 | 0 | 0 | 0 | 0 | 0 | 0 | 0
Commercial_Grocery_New_Food Preparation_Natural Gas_Range_E4_Baseline Forecast | Commercial | Grocery | New | Food Preparation | Natural Gas | Range | E4 |  | Baseline Forecast | 0 | 0 | 0 | 0 | 0 | 0 | 0 | 0 | 0 | 0 | 0 | 0 | 0 | 0 | 0 | 0 | 0 | 0 | 0 | 0 | 0 | 0 | 0 | 0 | 0
Commercial_Grocery_New_Food Preparation_Natural Gas_Range_E5_Baseline Forecast | Commercial | Grocery | New | Food Preparation | Natural Gas | Range | E5 |  | Baseline Forecast | 0 | 0 | 0 | 0 | 0 | 0 | 0 | 0 | 0 | 0 | 0 | 0 | 0 | 0 | 0 | 0 | 0 | 0 | 0 | 0 | 0 | 0 | 0 | 0 | 0
Commercial_Grocery_New_Food Preparation_Natural Gas_Range_E6_Baseline Forecast | Commercial | Grocery | New | Food Preparation | Natural Gas | Range | E6 |  | Baseline Forecast | 0 | 0 | 0 | 0 | 0 | 0 | 0 | 0 | 0 | 0 | 0 | 0 | 0 | 0 | 0 | 0 | 0 | 0 | 0 | 0 | 0 | 0 | 0 | 0 | 0
Commercial_Grocery_New_Food Preparation_Natural Gas_Range_E7_Baseline Forecast | Commercial | Grocery | New | Food Preparation | Natural Gas | Range | E7 |  | Baseline Forecast | 0 | 0 | 0 | 0 | 0 | 0 | 0 | 0 | 0 | 0 | 0 | 0 | 0 | 0 | 0 | 0 | 0 | 0 | 0 | 0 | 0 | 0 | 0 | 0 | 0
Commercial_Grocery_New_Food Preparation_Natural Gas_Range_E8_Baseline Forecast | Commercial | Grocery | New | Food Preparation | Natural Gas | Range | E8 |  | Baseline Forecast | 0 | 0 | 0 | 0 | 0 | 0 | 0 | 0 | 0 | 0 | 0 | 0 | 0 | 0 | 0 | 0 | 0 | 0 | 0 | 0 | 0 | 0 | 0 | 0 | 0
Commercial_Grocery_New_Food Preparation_Natural Gas_Range_E9_Baseline Forecast | Commercial | Grocery | New | Food Preparation | Natural Gas | Range | E9 |  | Baseline Forecast | 0 | 0 | 0 | 0 | 0 | 0 | 0 | 0 | 0 | 0 | 0 | 0 | 0 | 0 | 0 | 0 | 0 | 0 | 0 | 0 | 0 | 0 | 0 | 0 | 0
Commercial_Grocery_New_Food Preparation_Natural Gas_Range_E10_Baseline Forecast | Commercial | Grocery | New | Food Preparation | Natural Gas | Range | E10 |  | Baseline Forecast | 0 | 0 | 0 | 0 | 0 | 0 | 0 | 0 | 0 | 0 | 0 | 0 | 0 | 0 | 0 | 0 | 0 | 0 | 0 | 0 | 0 | 0 | 0 | 0 | 0
Commercial_Grocery_New_Food Preparation_Natural Gas_Range_Vintage_Baseline Forecast | Commercial | Grocery | New | Food Preparation | Natural Gas | Range | Vintage | Vintage | Baseline Forecast | 0 | 0 | 0 | 0 | 0 | 0 | 0 | 0 | 0 | 0 | 0 | 0 | 0 | 0 | 0 | 0 | 0 | 0 | 0 | 0 | 0 | 0 | 0 | 0 | Vintage
Commercial_Grocery_New_Food Preparation_Natural Gas_Steamer_E1_Baseline Forecast | Commercial | Grocery | New | Food Preparation | Natural Gas | Steamer | E1 | Standard | Baseline Forecast | 0 | 1366.1327 | 3468.3991 | 4410.4798 | 5335.3168 | 6249.6447 | 7153.4948 | 8050.1694 | 8936.287 | 9813.1905 | 10677.5259 | 11530.9419 | 12375.2229 | 13206.7952 | 14027.2791 | 14834.868 | 15632.9966 | 16420.6403 | 17196.0692 | 17964.1877 | 18722.3516 | 19477.714 | 0 | 0 | 1
Commercial_Grocery_New_Food Preparation_Natural Gas_Steamer_E2_Baseline Forecast | Commercial | Grocery | New | Food Preparation | Natural Gas | Steamer | E2 | ENERGY STAR | Baseline Forecast | 0 | 1366.1327 | 3468.3991 | 4410.4798 | 5335.3168 | 6249.6447 | 7153.4948 | 8050.1694 | 8936.287 | 9813.1905 | 10677.5259 | 11530.9419 | 12375.2229 | 13206.7952 | 14027.2791 | 14834.868 | 15632.9966 | 16420.6403 | 17196.0692 | 17964.1877 | 18722.3516 | 19477.714 | 0 | 0 | 1
Commercial_Grocery_New_Food Preparation_Natural Gas_Steamer_E3_Baseline Forecast | Commercial | Grocery | New | Food Preparation | Natural Gas | Steamer | E3 |  | Baseline Forecast | 0 | 0 | 0 | 0 | 0 | 0 | 0 | 0 | 0 | 0 | 0 | 0 | 0 | 0 | 0 | 0 | 0 | 0 | 0 | 0 | 0 | 0 | 0 | 0 | 0
Commercial_Grocery_New_Food Preparation_Natural Gas_Steamer_E4_Baseline Forecast | Commercial | Grocery | New | Food Preparation | Natural Gas | Steamer | E4 |  | Baseline Forecast | 0 | 0 | 0 | 0 | 0 | 0 | 0 | 0 | 0 | 0 | 0 | 0 | 0 | 0 | 0 | 0 | 0 | 0 | 0 | 0 | 0 | 0 | 0 | 0 | 0
Commercial_Grocery_New_Food Preparation_Natural Gas_Steamer_E5_Baseline Forecast | Commercial | Grocery | New | Food Preparation | Natural Gas | Steamer | E5 |  | Baseline Forecast | 0 | 0 | 0 | 0 | 0 | 0 | 0 | 0 | 0 | 0 | 0 | 0 | 0 | 0 | 0 | 0 | 0 | 0 | 0 | 0 | 0 | 0 | 0 | 0 | 0
Commercial_Grocery_New_Food Preparation_Natural Gas_Steamer_E6_Baseline Forecast | Commercial | Grocery | New | Food Preparation | Natural Gas | Steamer | E6 |  | Baseline Forecast | 0 | 0 | 0 | 0 | 0 | 0 | 0 | 0 | 0 | 0 | 0 | 0 | 0 | 0 | 0 | 0 | 0 | 0 | 0 | 0 | 0 | 0 | 0 | 0 | 0
Commercial_Grocery_New_Food Preparation_Natural Gas_Steamer_E7_Baseline Forecast | Commercial | Grocery | New | Food Preparation | Natural Gas | Steamer | E7 |  | Baseline Forecast | 0 | 0 | 0 | 0 | 0 | 0 | 0 | 0 | 0 | 0 | 0 | 0 | 0 | 0 | 0 | 0 | 0 | 0 | 0 | 0 | 0 | 0 | 0 | 0 | 0
Commercial_Grocery_New_Food Preparation_Natural Gas_Steamer_E8_Baseline Forecast | Commercial | Grocery | New | Food Preparation | Natural Gas | Steamer | E8 |  | Baseline Forecast | 0 | 0 | 0 | 0 | 0 | 0 | 0 | 0 | 0 | 0 | 0 | 0 | 0 | 0 | 0 | 0 | 0 | 0 | 0 | 0 | 0 | 0 | 0 | 0 | 0
Commercial_Grocery_New_Food Preparation_Natural Gas_Steamer_E9_Baseline Forecast | Commercial | Grocery | New | Food Preparation | Natural Gas | Steamer | E9 |  | Baseline Forecast | 0 | 0 | 0 | 0 | 0 | 0 | 0 | 0 | 0 | 0 | 0 | 0 | 0 | 0 | 0 | 0 | 0 | 0 | 0 | 0 | 0 | 0 | 0 | 0 | 0
Commercial_Grocery_New_Food Preparation_Natural Gas_Steamer_E10_Baseline Forecast | Commercial | Grocery | New | Food Preparation | Natural Gas | Steamer | E10 |  | Baseline Forecast | 0 | 0 | 0 | 0 | 0 | 0 | 0 | 0 | 0 | 0 | 0 | 0 | 0 | 0 | 0 | 0 | 0 | 0 | 0 | 0 | 0 | 0 | 0 | 0 | 0
Commercial_Grocery_New_Food Preparation_Natural Gas_Steamer_Vintage_Baseline Forecast | Commercial | Grocery | New | Food Preparation | Natural Gas | Steamer | Vintage | Vintage | Baseline Forecast | 0 | 0 | 0 | 0 | 0 | 0 | 0 | 0 | 0 | 0 | 0 | 0 | 0 | 0 | 0 | 0 | 0 | 0 | 0 | 0 | 0 | 0 | 0 | 0 | Vintage
Commercial_Grocery_New_Food Preparation_Natural Gas_Food Prep Other_E1_Baseline Forecast | Commercial | Grocery | New | Food Preparation | Natural Gas | Food Prep Other | E1 | Standard | Baseline Forecast | 0 | 2021.8764 | 5133.2307 | 6527.51 | 7896.2688 | 9249.4742 | 10587.1722 | 11914.2508 | 13225.7047 | 14523.5219 | 15802.7384 | 17065.794 | 18315.3298 | 19546.057 | 20760.3731 | 21955.6046 | 23136.835 | 24302.5477 | 25450.1823 | 26586.9978 | 27709.0804 | 28827.0168 | 0 | 0 | 1
Commercial_Grocery_New_Food Preparation_Natural Gas_Food Prep Other_E2_Baseline Forecast | Commercial | Grocery | New | Food Preparation | Natural Gas | Food Prep Other | E2 | ENERGY STAR | Baseline Forecast | 0 | 710.389 | 1803.5676 | 2293.4495 | 2774.3647 | 3249.8153 | 3719.8173 | 4186.0881 | 4646.8692 | 5102.859 | 5552.3135 | 5996.0898 | 6435.1159 | 6867.5335 | 7294.1851 | 7714.1313 | 8129.1582 | 8538.733 | 8941.956 | 9341.3776 | 9735.6229 | 10128.4113 | 0 | 0 | 1
Commercial_Grocery_New_Food Preparation_Natural Gas_Food Prep Other_E3_Baseline Forecast | Commercial | Grocery | New | Food Preparation | Natural Gas | Food Prep Other | E3 |  | Baseline Forecast | 0 | 0 | 0 | 0 | 0 | 0 | 0 | 0 | 0 | 0 | 0 | 0 | 0 | 0 | 0 | 0 | 0 | 0 | 0 | 0 | 0 | 0 | 0 | 0 | 0
Commercial_Grocery_New_Food Preparation_Natural Gas_Food Prep Other_E4_Baseline Forecast | Commercial | Grocery | New | Food Preparation | Natural Gas | Food Prep Other | E4 |  | Baseline Forecast | 0 | 0 | 0 | 0 | 0 | 0 | 0 | 0 | 0 | 0 | 0 | 0 | 0 | 0 | 0 | 0 | 0 | 0 | 0 | 0 | 0 | 0 | 0 | 0 | 0
Commercial_Grocery_New_Food Preparation_Natural Gas_Food Prep Other_E5_Baseline Forecast | Commercial | Grocery | New | Food Preparation | Natural Gas | Food Prep Other | E5 |  | Baseline Forecast | 0 | 0 | 0 | 0 | 0 | 0 | 0 | 0 | 0 | 0 | 0 | 0 | 0 | 0 | 0 | 0 | 0 | 0 | 0 | 0 | 0 | 0 | 0 | 0 | 0
Commercial_Grocery_New_Food Preparation_Natural Gas_Food Prep Other_E6_Baseline Forecast | Commercial | Grocery | New | Food Preparation | Natural Gas | Food Prep Other | E6 |  | Baseline Forecast | 0 | 0 | 0 | 0 | 0 | 0 | 0 | 0 | 0 | 0 | 0 | 0 | 0 | 0 | 0 | 0 | 0 | 0 | 0 | 0 | 0 | 0 | 0 | 0 | 0
Commercial_Grocery_New_Food Preparation_Natural Gas_Food Prep Other_E7_Baseline Forecast | Commercial | Grocery | New | Food Preparation | Natural Gas | Food Prep Other | E7 |  | Baseline Forecast | 0 | 0 | 0 | 0 | 0 | 0 | 0 | 0 | 0 | 0 | 0 | 0 | 0 | 0 | 0 | 0 | 0 | 0 | 0 | 0 | 0 | 0 | 0 | 0 | 0
Commercial_Grocery_New_Food Preparation_Natural Gas_Food Prep Other_E8_Baseline Forecast | Commercial | Grocery | New | Food Preparation | Natural Gas | Food Prep Other | E8 |  | Baseline Forecast | 0 | 0 | 0 | 0 | 0 | 0 | 0 | 0 | 0 | 0 | 0 | 0 | 0 | 0 | 0 | 0 | 0 | 0 | 0 | 0 | 0 | 0 | 0 | 0 | 0
Commercial_Grocery_New_Food Preparation_Natural Gas_Food Prep Other_E9_Baseline Forecast | Commercial | Grocery | New | Food Preparation | Natural Gas | Food Prep Other | E9 |  | Baseline Forecast | 0 | 0 | 0 | 0 | 0 | 0 | 0 | 0 | 0 | 0 | 0 | 0 | 0 | 0 | 0 | 0 | 0 | 0 | 0 | 0 | 0 | 0 | 0 | 0 | 0
Commercial_Grocery_New_Food Preparation_Natural Gas_Food Prep Other_E10_Baseline Forecast | Commercial | Grocery | New | Food Preparation | Natural Gas | Food Prep Other | E10 |  | Baseline Forecast | 0 | 0 | 0 | 0 | 0 | 0 | 0 | 0 | 0 | 0 | 0 | 0 | 0 | 0 | 0 | 0 | 0 | 0 | 0 | 0 | 0 | 0 | 0 | 0 | 0
Commercial_Grocery_New_Food Preparation_Natural Gas_Food Prep Other_Vintage_Baseline Forecast | Commercial | Grocery | New | Food Preparation | Natural Gas | Food Prep Other | Vintage | Vintage | Baseline Forecast | 0 | 0 | 0 | 0 | 0 | 0 | 0 | 0 | 0 | 0 | 0 | 0 | 0 | 0 | 0 | 0 | 0 | 0 | 0 | 0 | 0 | 0 | 0 | 0 | Vintage
Commercial_Grocery_New_Miscellaneous_Natural Gas_Pool Heater_E1_Baseline Forecast | Commercial | Grocery | New | Miscellaneous | Natural Gas | Pool Heater | E1 | Standard (EF .82) | Baseline Forecast | 0 | 236.7781 | 601.143 | 764.4244 | 924.7172 | 1083.1885 | 1239.8438 | 1395.2555 | 1548.8374 | 1700.8223 | 1850.629 | 1998.543 | 2144.8738 | 2289.002 | 2431.2082 | 2571.1796 | 2709.5112 | 2846.0256 | 2980.423 | 3113.5533 | 3244.9583 | 3375.8777 | 0 | 0 | 1
Commercial_Grocery_New_Miscellaneous_Natural Gas_Pool Heater_E2_Baseline Forecast | Commercial | Grocery | New | Miscellaneous | Natural Gas | Pool Heater | E2 | Condensing (EF .90) | Baseline Forecast | 0 | 26.3087 | 66.7937 | 84.936 | 102.7464 | 120.3543 | 137.7604 | 155.0284 | 172.093 | 188.9803 | 205.6254 | 222.0603 | 238.3193 | 254.3336 | 270.1342 | 285.6866 | 301.0568 | 316.2251 | 331.1581 | 345.9504 | 360.5509 | 375.0975 | 0 | 0 | 1
Commercial_Grocery_New_Miscellaneous_Natural Gas_Pool Heater_E3_Baseline Forecast | Commercial | Grocery | New | Miscellaneous | Natural Gas | Pool Heater | E3 |  | Baseline Forecast | 0 | 0 | 0 | 0 | 0 | 0 | 0 | 0 | 0 | 0 | 0 | 0 | 0 | 0 | 0 | 0 | 0 | 0 | 0 | 0 | 0 | 0 | 0 | 0 | 0
Commercial_Grocery_New_Miscellaneous_Natural Gas_Pool Heater_E4_Baseline Forecast | Commercial | Grocery | New | Miscellaneous | Natural Gas | Pool Heater | E4 |  | Baseline Forecast | 0 | 0 | 0 | 0 | 0 | 0 | 0 | 0 | 0 | 0 | 0 | 0 | 0 | 0 | 0 | 0 | 0 | 0 | 0 | 0 | 0 | 0 | 0 | 0 | 0
Commercial_Grocery_New_Miscellaneous_Natural Gas_Pool Heater_E5_Baseline Forecast | Commercial | Grocery | New | Miscellaneous | Natural Gas | Pool Heater | E5 |  | Baseline Forecast | 0 | 0 | 0 | 0 | 0 | 0 | 0 | 0 | 0 | 0 | 0 | 0 | 0 | 0 | 0 | 0 | 0 | 0 | 0 | 0 | 0 | 0 | 0 | 0 | 0
Commercial_Grocery_New_Miscellaneous_Natural Gas_Pool Heater_E6_Baseline Forecast | Commercial | Grocery | New | Miscellaneous | Natural Gas | Pool Heater | E6 |  | Baseline Forecast | 0 | 0 | 0 | 0 | 0 | 0 | 0 | 0 | 0 | 0 | 0 | 0 | 0 | 0 | 0 | 0 | 0 | 0 | 0 | 0 | 0 | 0 | 0 | 0 | 0
Commercial_Grocery_New_Miscellaneous_Natural Gas_Pool Heater_E7_Baseline Forecast | Commercial | Grocery | New | Miscellaneous | Natural Gas | Pool Heater | E7 |  | Baseline Forecast | 0 | 0 | 0 | 0 | 0 | 0 | 0 | 0 | 0 | 0 | 0 | 0 | 0 | 0 | 0 | 0 | 0 | 0 | 0 | 0 | 0 | 0 | 0 | 0 | 0
Commercial_Grocery_New_Miscellaneous_Natural Gas_Pool Heater_E8_Baseline Forecast | Commercial | Grocery | New | Miscellaneous | Natural Gas | Pool Heater | E8 |  | Baseline Forecast | 0 | 0 | 0 | 0 | 0 | 0 | 0 | 0 | 0 | 0 | 0 | 0 | 0 | 0 | 0 | 0 | 0 | 0 | 0 | 0 | 0 | 0 | 0 | 0 | 0
Commercial_Grocery_New_Miscellaneous_Natural Gas_Pool Heater_E9_Baseline Forecast | Commercial | Grocery | New | Miscellaneous | Natural Gas | Pool Heater | E9 |  | Baseline Forecast | 0 | 0 | 0 | 0 | 0 | 0 | 0 | 0 | 0 | 0 | 0 | 0 | 0 | 0 | 0 | 0 | 0 | 0 | 0 | 0 | 0 | 0 | 0 | 0 | 0
Commercial_Grocery_New_Miscellaneous_Natural Gas_Pool Heater_E10_Baseline Forecast | Commercial | Grocery | New | Miscellaneous | Natural Gas | Pool Heater | E10 |  | Baseline Forecast | 0 | 0 | 0 | 0 | 0 | 0 | 0 | 0 | 0 | 0 | 0 | 0 | 0 | 0 | 0 | 0 | 0 | 0 | 0 | 0 | 0 | 0 | 0 | 0 | 0
Commercial_Grocery_New_Miscellaneous_Natural Gas_Pool Heater_Vintage_Baseline Forecast | Commercial | Grocery | New | Miscellaneous | Natural Gas | Pool Heater | Vintage | Vintage | Baseline Forecast | 0 | 0 | 0 | 0 | 0 | 0 | 0 | 0 | 0 | 0 | 0 | 0 | 0 | 0 | 0 | 0 | 0 | 0 | 0 | 0 | 0 | 0 | 0 | 0 | Vintage
Commercial_Grocery_New_Miscellaneous_Natural Gas_Miscellaneous_E1_Baseline Forecast | Commercial | Grocery | New | Miscellaneous | Natural Gas | Miscellaneous | E1 | Standard | Baseline Forecast | 0 | 138972.5999 | 352829.8791 | 448664.9238 | 542745.8297 | 635757.6814 | 727703.6419 | 818919.6756 | 909061.7636 | 998266.5375 | 1086192.7999 | 1173008.2528 | 1258894.4352 | 1343487.8081 | 1426953.1781 | 1509106.7807 | 1590298.0235 | 1670422.6617 | 1749304.7196 | 1827443.1273 | 1904568.8751 | 1981409.6345 | 0 | 0 | 1
Commercial_Grocery_New_Miscellaneous_Natural Gas_Miscellaneous_E2_Baseline Forecast | Commercial | Grocery | New | Miscellaneous | Natural Gas | Miscellaneous | E2 |  | Baseline Forecast | 0 | 0 | 0 | 0 | 0 | 0 | 0 | 0 | 0 | 0 | 0 | 0 | 0 | 0 | 0 | 0 | 0 | 0 | 0 | 0 | 0 | 0 | 0 | 0 | 0
Commercial_Grocery_New_Miscellaneous_Natural Gas_Miscellaneous_E3_Baseline Forecast | Commercial | Grocery | New | Miscellaneous | Natural Gas | Miscellaneous | E3 |  | Baseline Forecast | 0 | 0 | 0 | 0 | 0 | 0 | 0 | 0 | 0 | 0 | 0 | 0 | 0 | 0 | 0 | 0 | 0 | 0 | 0 | 0 | 0 | 0 | 0 | 0 | 0
Commercial_Grocery_New_Miscellaneous_Natural Gas_Miscellaneous_E4_Baseline Forecast | Commercial | Grocery | New | Miscellaneous | Natural Gas | Miscellaneous | E4 |  | Baseline Forecast | 0 | 0 | 0 | 0 | 0 | 0 | 0 | 0 | 0 | 0 | 0 | 0 | 0 | 0 | 0 | 0 | 0 | 0 | 0 | 0 | 0 | 0 | 0 | 0 | 0
Commercial_Grocery_New_Miscellaneous_Natural Gas_Miscellaneous_E5_Baseline Forecast | Commercial | Grocery | New | Miscellaneous | Natural Gas | Miscellaneous | E5 |  | Baseline Forecast | 0 | 0 | 0 | 0 | 0 | 0 | 0 | 0 | 0 | 0 | 0 | 0 | 0 | 0 | 0 | 0 | 0 | 0 | 0 | 0 | 0 | 0 | 0 | 0 | 0
Commercial_Grocery_New_Miscellaneous_Natural Gas_Miscellaneous_E6_Baseline Forecast | Commercial | Grocery | New | Miscellaneous | Natural Gas | Miscellaneous | E6 |  | Baseline Forecast | 0 | 0 | 0 | 0 | 0 | 0 | 0 | 0 | 0 | 0 | 0 | 0 | 0 | 0 | 0 | 0 | 0 | 0 | 0 | 0 | 0 | 0 | 0 | 0 | 0
Commercial_Grocery_New_Miscellaneous_Natural Gas_Miscellaneous_E7_Baseline Forecast | Commercial | Grocery | New | Miscellaneous | Natural Gas | Miscellaneous | E7 |  | Baseline Forecast | 0 | 0 | 0 | 0 | 0 | 0 | 0 | 0 | 0 | 0 | 0 | 0 | 0 | 0 | 0 | 0 | 0 | 0 | 0 | 0 | 0 | 0 | 0 | 0 | 0
Commercial_Grocery_New_Miscellaneous_Natural Gas_Miscellaneous_E8_Baseline Forecast | Commercial | Grocery | New | Miscellaneous | Natural Gas | Miscellaneous | E8 |  | Baseline Forecast | 0 | 0 | 0 | 0 | 0 | 0 | 0 | 0 | 0 | 0 | 0 | 0 | 0 | 0 | 0 | 0 | 0 | 0 | 0 | 0 | 0 | 0 | 0 | 0 | 0
Commercial_Grocery_New_Miscellaneous_Natural Gas_Miscellaneous_E9_Baseline Forecast | Commercial | Grocery | New | Miscellaneous | Natural Gas | Miscellaneous | E9 |  | Baseline Forecast | 0 | 0 | 0 | 0 | 0 | 0 | 0 | 0 | 0 | 0 | 0 | 0 | 0 | 0 | 0 | 0 | 0 | 0 | 0 | 0 | 0 | 0 | 0 | 0 | 0
Commercial_Grocery_New_Miscellaneous_Natural Gas_Miscellaneous_E10_Baseline Forecast | Commercial | Grocery | New | Miscellaneous | Natural Gas | Miscellaneous | E10 |  | Baseline Forecast | 0 | 0 | 0 | 0 | 0 | 0 | 0 | 0 | 0 | 0 | 0 | 0 | 0 | 0 | 0 | 0 | 0 | 0 | 0 | 0 | 0 | 0 | 0 | 0 | 0
Commercial_Grocery_New_Miscellaneous_Natural Gas_Miscellaneous_Vintage_Baseline Forecast | Commercial | Grocery | New | Miscellaneous | Natural Gas | Miscellaneous | Vintage | Vintage | Baseline Forecast | 0 | 0 | 0 | 0 | 0 | 0 | 0 | 0 | 0 | 0 | 0 | 0 | 0 | 0 | 0 | 0 | 0 | 0 | 0 | 0 | 0 | 0 | 0 | 0 | Vintage
Commercial_Education_Existing_Space Heating_Natural Gas_Furnace_E1_Baseline Forecast | Commercial | Education | Existing | Space Heating | Natural Gas | Furnace | E1 | AFUE 80% (Standard) | Baseline Forecast | 0 | 631925.9471 | 1281931.059 | 1946031.2152 | 2620617.9477 | 3302428.121 | 3988515.9534 | 4676227.2053 | 5363175.3654 | 6047219.684 | 6726444.9126 | 7399142.618 | 7999240.7225 | 8532643.3684 | 9004799.2492 | 9420736.3232 | 9785093.8895 | 10102152.2258 | 10375859.9736 | 10609859.4412 | 10807509.9836 | 10971909.6043 | 0 | 0 | 400
Commercial_Education_Existing_Space Heating_Natural Gas_Furnace_E2_Baseline Forecast | Commercial | Education | Existing | Space Heating | Natural Gas | Furnace | E2 | AFUE 90% | Baseline Forecast | 0 | 0 | 0 | 0 | 0 | 0 | 0 | 0 | 0 | 0 | 0 | 0 | 0 | 0 | 0 | 0 | 0 | 0 | 0 | 0 | 0 | 0 | 0 | 0 | 400
Commercial_Education_Existing_Space Heating_Natural Gas_Furnace_E3_Baseline Forecast | Commercial | Education | Existing | Space Heating | Natural Gas | Furnace | E3 | AFUE 95% | Baseline Forecast | 0 | 0 | 0 | 0 | 0 | 0 | 0 | 0 | 0 | 0 | 0 | 0 | 0 | 0 | 0 | 0 | 0 | 0 | 0 | 0 | 0 | 0 | 0 | 0 | 400
Commercial_Education_Existing_Space Heating_Natural Gas_Furnace_E4_Baseline Forecast | Commercial | Education | Existing | Space Heating | Natural Gas | Furnace | E4 |  | Baseline Forecast | 0 | 0 | 0 | 0 | 0 | 0 | 0 | 0 | 0 | 0 | 0 | 0 | 0 | 0 | 0 | 0 | 0 | 0 | 0 | 0 | 0 | 0 | 0 | 0 | 0
Commercial_Education_Existing_Space Heating_Natural Gas_Furnace_E5_Baseline Forecast | Commercial | Education | Existing | Space Heating | Natural Gas | Furnace | E5 |  | Baseline Forecast | 0 | 0 | 0 | 0 | 0 | 0 | 0 | 0 | 0 | 0 | 0 | 0 | 0 | 0 | 0 | 0 | 0 | 0 | 0 | 0 | 0 | 0 | 0 | 0 | 0
Commercial_Education_Existing_Space Heating_Natural Gas_Furnace_E6_Baseline Forecast | Commercial | Education | Existing | Space Heating | Natural Gas | Furnace | E6 |  | Baseline Forecast | 0 | 0 | 0 | 0 | 0 | 0 | 0 | 0 | 0 | 0 | 0 | 0 | 0 | 0 | 0 | 0 | 0 | 0 | 0 | 0 | 0 | 0 | 0 | 0 | 0
Commercial_Education_Existing_Space Heating_Natural Gas_Furnace_E7_Baseline Forecast | Commercial | Education | Existing | Space Heating | Natural Gas | Furnace | E7 |  | Baseline Forecast | 0 | 0 | 0 | 0 | 0 | 0 | 0 | 0 | 0 | 0 | 0 | 0 | 0 | 0 | 0 | 0 | 0 | 0 | 0 | 0 | 0 | 0 | 0 | 0 | 0
Commercial_Education_Existing_Space Heating_Natural Gas_Furnace_E8_Baseline Forecast | Commercial | Education | Existing | Space Heating | Natural Gas | Furnace | E8 |  | Baseline Forecast | 0 | 0 | 0 | 0 | 0 | 0 | 0 | 0 | 0 | 0 | 0 | 0 | 0 | 0 | 0 | 0 | 0 | 0 | 0 | 0 | 0 | 0 | 0 | 0 | 0
Commercial_Education_Existing_Space Heating_Natural Gas_Furnace_E9_Baseline Forecast | Commercial | Education | Existing | Space Heating | Natural Gas | Furnace | E9 |  | Baseline Forecast | 0 | 0 | 0 | 0 | 0 | 0 | 0 | 0 | 0 | 0 | 0 | 0 | 0 | 0 | 0 | 0 | 0 | 0 | 0 | 0 | 0 | 0 | 0 | 0 | 0
Commercial_Education_Existing_Space Heating_Natural Gas_Furnace_E10_Baseline Forecast | Commercial | Education | Existing | Space Heating | Natural Gas | Furnace | E10 |  | Baseline Forecast | 0 | 0 | 0 | 0 | 0 | 0 | 0 | 0 | 0 | 0 | 0 | 0 | 0 | 0 | 0 | 0 | 0 | 0 | 0 | 0 | 0 | 0 | 0 | 0 | 0
Commercial_Education_Existing_Space Heating_Natural Gas_Furnace_Vintage_Baseline Forecast | Commercial | Education | Existing | Space Heating | Natural Gas | Furnace | Vintage | Vintage | Baseline Forecast | 24618781.69 | 23539241.5303 | 22449760.6461 | 21354175.1863 | 20255948.3373 | 19158200.5952 | 18063737.6952 | 16975076.3769 | 15894468.1518 | 14823921.2238 | 13765220.706 | 12719947.262 | 11754047.5234 | 10861494.182 | 10036717.6185 | 9274571.1469 | 8570298.8994 | 7919506.1487 | 7318131.885 | 6762423.4745 | 6248913.2428 | 5774396.8361 | 0 | 0 | Vintage
Commercial_Education_Existing_Space Heating_Natural Gas_Boiler_E1_Baseline Forecast | Commercial | Education | Existing | Space Heating | Natural Gas | Boiler | E1 | AFUE 80% (Standard) | Baseline Forecast | 0 | 450876.2752 | 889381.3997 | 1324891.7884 | 1740379.422 | 2143196.6842 | 2525916.4116 | 2906247.5721 | 3273971.4665 | 3621313.0246 | 3967495.6449 | 4301367.3996 | 4614688.6584 | 4916344.6211 | 5197692.4032 | 5488594.9736 | 5759121.3762 | 6018731.3822 | 6267653.5178 | 6506120.0959 | 6734366.0912 | 6952628.1518 | 0 | 0 | 800
Commercial_Education_Existing_Space Heating_Natural Gas_Boiler_E2_Baseline Forecast | Commercial | Education | Existing | Space Heating | Natural Gas | Boiler | E2 | AFUE 85% | Baseline Forecast | 0 | 0 | 0 | 0 | 0 | 0 | 0 | 0 | 0 | 0 | 0 | 0 | 0 | 0 | 0 | 0 | 0 | 0 | 0 | 0 | 0 | 0 | 0 | 0 | 800
Commercial_Education_Existing_Space Heating_Natural Gas_Boiler_E3_Baseline Forecast | Commercial | Education | Existing | Space Heating | Natural Gas | Boiler | E3 | AFUE 98% | Baseline Forecast | 0 | 249496.7531 | 492147.8101 | 718372.3991 | 945080.1238 | 1164875.3167 | 1385207.3765 | 1588446.5453 | 1784940.1155 | 1982634.3909 | 2162513.8628 | 2335969.6954 | 2511507.3942 | 2680530.1035 | 2851987.8282 | 2996340.2298 | 3143853.5194 | 3285413.2575 | 3421144.0793 | 3551172.6859 | 3675627.2305 | 3794636.7793 | 0 | 0 | 800
Commercial_Education_Existing_Space Heating_Natural Gas_Boiler_E4_Baseline Forecast | Commercial | Education | Existing | Space Heating | Natural Gas | Boiler | E4 | Convert to NG Air Source Heat Pump | Baseline Forecast | 0 | 0 | 0 | 0 | 0 | 0 | 0 | 0 | 0 | 0 | 0 | 0 | 0 | 0 | 0 | 0 | 0 | 0 | 0 | 0 | 0 | 0 | 0 | 0 | 800
Commercial_Education_Existing_Space Heating_Natural Gas_Boiler_E5_Baseline Forecast | Commercial | Education | Existing | Space Heating | Natural Gas | Boiler | E5 |  | Baseline Forecast | 0 | 0 | 0 | 0 | 0 | 0 | 0 | 0 | 0 | 0 | 0 | 0 | 0 | 0 | 0 | 0 | 0 | 0 | 0 | 0 | 0 | 0 | 0 | 0 | 0
Commercial_Education_Existing_Space Heating_Natural Gas_Boiler_E6_Baseline Forecast | Commercial | Education | Existing | Space Heating | Natural Gas | Boiler | E6 |  | Baseline Forecast | 0 | 0 | 0 | 0 | 0 | 0 | 0 | 0 | 0 | 0 | 0 | 0 | 0 | 0 | 0 | 0 | 0 | 0 | 0 | 0 | 0 | 0 | 0 | 0 | 0
Commercial_Education_Existing_Space Heating_Natural Gas_Boiler_E7_Baseline Forecast | Commercial | Education | Existing | Space Heating | Natural Gas | Boiler | E7 |  | Baseline Forecast | 0 | 0 | 0 | 0 | 0 | 0 | 0 | 0 | 0 | 0 | 0 | 0 | 0 | 0 | 0 | 0 | 0 | 0 | 0 | 0 | 0 | 0 | 0 | 0 | 0
Commercial_Education_Existing_Space Heating_Natural Gas_Boiler_E8_Baseline Forecast | Commercial | Education | Existing | Space Heating | Natural Gas | Boiler | E8 |  | Baseline Forecast | 0 | 0 | 0 | 0 | 0 | 0 | 0 | 0 | 0 | 0 | 0 | 0 | 0 | 0 | 0 | 0 | 0 | 0 | 0 | 0 | 0 | 0 | 0 | 0 | 0
Commercial_Education_Existing_Space Heating_Natural Gas_Boiler_E9_Baseline Forecast | Commercial | Education | Existing | Space Heating | Natural Gas | Boiler | E9 |  | Baseline Forecast | 0 | 0 | 0 | 0 | 0 | 0 | 0 | 0 | 0 | 0 | 0 | 0 | 0 | 0 | 0 | 0 | 0 | 0 | 0 | 0 | 0 | 0 | 0 | 0 | 0
Commercial_Education_Existing_Space Heating_Natural Gas_Boiler_E10_Baseline Forecast | Commercial | Education | Existing | Space Heating | Natural Gas | Boiler | E10 |  | Baseline Forecast | 0 | 0 | 0 | 0 | 0 | 0 | 0 | 0 | 0 | 0 | 0 | 0 | 0 | 0 | 0 | 0 | 0 | 0 | 0 | 0 | 0 | 0 | 0 | 0 | 0
Commercial_Education_Existing_Space Heating_Natural Gas_Boiler_Vintage_Baseline Forecast | Commercial | Education | Existing | Space Heating | Natural Gas | Boiler | Vintage | Vintage | Baseline Forecast | 23540315.6733 | 22411936.9055 | 21310556.907 | 20236238.5454 | 19188961.3192 | 18168632.1211 | 17175094.8045 | 16208138.6826 | 15267506.0762 | 14352899.0125 | 13463985.167 | 12600403.1311 | 11761767.0784 | 10947670.895 | 10157691.8315 | 9391393.7311 | 8648329.8764 | 7928045.5002 | 7230079.9948 | 6553968.8537 | 5899245.3751 | 5265442.153 | 0 | 0 | Vintage
Commercial_Education_Existing_Space Heating_Natural Gas_Unit Heater_E1_Baseline Forecast | Commercial | Education | Existing | Space Heating | Natural Gas | Unit Heater | E1 | Standard | Baseline Forecast | 0 | 5441.7318 | 20885.4565 | 50115.4617 | 96233.8969 | 161744.2091 | 248625.3055 | 358397.4464 | 492180.7668 | 650747.2251 | 829953.3406 | 1026141.7039 | 1236087.7563 | 1456952.3108 | 1686239.1949 | 1921757.4669 | 2161587.7132 | 2367536.5269 | 2543391.5994 | 2692530.9971 | 2817967.2202 | 2922386.5258 | 0 | 0 | 125
Commercial_Education_Existing_Space Heating_Natural Gas_Unit Heater_E2_Baseline Forecast | Commercial | Education | Existing | Space Heating | Natural Gas | Unit Heater | E2 | Condensing | Baseline Forecast | 0 | 0 | 0 | 0 | 0 | 0 | 0 | 0 | 0 | 0 | 0 | 0 | 0 | 0 | 0 | 0 | 0 | 0 | 0 | 0 | 0 | 0 | 0 | 0 | 125
Commercial_Education_Existing_Space Heating_Natural Gas_Unit Heater_E3_Baseline Forecast | Commercial | Education | Existing | Space Heating | Natural Gas | Unit Heater | E3 | Infrared Radiant | Baseline Forecast | 0 | 0 | 0 | 0 | 0 | 0 | 0 | 0 | 0 | 0 | 0 | 0 | 0 | 0 | 0 | 0 | 0 | 0 | 0 | 0 | 0 | 0 | 0 | 0 | 125
Commercial_Education_Existing_Space Heating_Natural Gas_Unit Heater_E4_Baseline Forecast | Commercial | Education | Existing | Space Heating | Natural Gas | Unit Heater | E4 |  | Baseline Forecast | 0 | 0 | 0 | 0 | 0 | 0 | 0 | 0 | 0 | 0 | 0 | 0 | 0 | 0 | 0 | 0 | 0 | 0 | 0 | 0 | 0 | 0 | 0 | 0 | 0
Commercial_Education_Existing_Space Heating_Natural Gas_Unit Heater_E5_Baseline Forecast | Commercial | Education | Existing | Space Heating | Natural Gas | Unit Heater | E5 |  | Baseline Forecast | 0 | 0 | 0 | 0 | 0 | 0 | 0 | 0 | 0 | 0 | 0 | 0 | 0 | 0 | 0 | 0 | 0 | 0 | 0 | 0 | 0 | 0 | 0 | 0 | 0
Commercial_Education_Existing_Space Heating_Natural Gas_Unit Heater_E6_Baseline Forecast | Commercial | Education | Existing | Space Heating | Natural Gas | Unit Heater | E6 |  | Baseline Forecast | 0 | 0 | 0 | 0 | 0 | 0 | 0 | 0 | 0 | 0 | 0 | 0 | 0 | 0 | 0 | 0 | 0 | 0 | 0 | 0 | 0 | 0 | 0 | 0 | 0
Commercial_Education_Existing_Space Heating_Natural Gas_Unit Heater_E7_Baseline Forecast | Commercial | Education | Existing | Space Heating | Natural Gas | Unit Heater | E7 |  | Baseline Forecast | 0 | 0 | 0 | 0 | 0 | 0 | 0 | 0 | 0 | 0 | 0 | 0 | 0 | 0 | 0 | 0 | 0 | 0 | 0 | 0 | 0 | 0 | 0 | 0 | 0
Commercial_Education_Existing_Space Heating_Natural Gas_Unit Heater_E8_Baseline Forecast | Commercial | Education | Existing | Space Heating | Natural Gas | Unit Heater | E8 |  | Baseline Forecast | 0 | 0 | 0 | 0 | 0 | 0 | 0 | 0 | 0 | 0 | 0 | 0 | 0 | 0 | 0 | 0 | 0 | 0 | 0 | 0 | 0 | 0 | 0 | 0 | 0
Commercial_Education_Existing_Space Heating_Natural Gas_Unit Heater_E9_Baseline Forecast | Commercial | Education | Existing | Space Heating | Natural Gas | Unit Heater | E9 |  | Baseline Forecast | 0 | 0 | 0 | 0 | 0 | 0 | 0 | 0 | 0 | 0 | 0 | 0 | 0 | 0 | 0 | 0 | 0 | 0 | 0 | 0 | 0 | 0 | 0 | 0 | 0
Commercial_Education_Existing_Space Heating_Natural Gas_Unit Heater_E10_Baseline Forecast | Commercial | Education | Existing | Space Heating | Natural Gas | Unit Heater | E10 |  | Baseline Forecast | 0 | 0 | 0 | 0 | 0 | 0 | 0 | 0 | 0 | 0 | 0 | 0 | 0 | 0 | 0 | 0 | 0 | 0 | 0 | 0 | 0 | 0 | 0 | 0 | 0
Commercial_Education_Existing_Space Heating_Natural Gas_Unit Heater_Vintage_Baseline Forecast | Commercial | Education | Existing | Space Heating | Natural Gas | Unit Heater | Vintage | Vintage | Baseline Forecast | 6584495.4506 | 6459335.6197 | 6326350.4886 | 6181716.1935 | 6022291.7282 | 5845535.4956 | 5649431.1318 | 5432421.6011 | 5193350.6617 | 4931410.9046 | 4650711.005 | 4354874.1991 | 4047091.4938 | 3730169.1348 | 3406570.9517 | 3078456.1316 | 2747712.9108 | 2452504.0857 | 2189011.9112 | 1953828.8133 | 1743913.321 | 1556550.7328 | 0 | 0 | Vintage
Commercial_Education_Existing_Water Heating_Natural Gas_Water Heater_E1_Baseline Forecast | Commercial | Education | Existing | Water Heating | Natural Gas | Water Heater | E1 | TE 0.80 | Baseline Forecast | 0 | 445975.2973 | 923500.5826 | 1426149.1329 | 1948268.8684 | 2484897.0702 | 3031684.3064 | 3584826.5784 | 4141004.8014 | 4697330.8318 | 5251299.335 | 5800744.8681 | 6270911.159 | 6670683.9558 | 7007987.6463 | 7289888.6656 | 7522687.7928 | 7712002.5289 | 7862840.6218 | 7979665.6901 | 8066455.7944 | 8126755.7138 | 0 | 0 | 1
Commercial_Education_Existing_Water Heating_Natural Gas_Water Heater_E2_Baseline Forecast | Commercial | Education | Existing | Water Heating | Natural Gas | Water Heater | E2 | TE 0.90 | Baseline Forecast | 0 | 0 | 0 | 0 | 0 | 0 | 0 | 0 | 0 | 0 | 0 | 0 | 0 | 0 | 0 | 0 | 0 | 0 | 0 | 0 | 0 | 0 | 0 | 0 | 1
Commercial_Education_Existing_Water Heating_Natural Gas_Water Heater_E3_Baseline Forecast | Commercial | Education | Existing | Water Heating | Natural Gas | Water Heater | E3 | TE 0.94 | Baseline Forecast | 0 | 502908.314 | 1041394.274 | 1608210.7243 | 2196984.0431 | 2802117.9727 | 3418707.8349 | 4042464.0139 | 4669643.7123 | 5296990.0869 | 5921677.9735 | 6541265.4896 | 7071453.009 | 7522260.631 | 7902624.3671 | 8220512.7505 | 8483030.9153 | 8696513.4901 | 8866607.5097 | 8998346.4165 | 9096216.1086 | 9164213.89 | 0 | 0 | 1
Commercial_Education_Existing_Water Heating_Natural Gas_Water Heater_E4_Baseline Forecast | Commercial | Education | Existing | Water Heating | Natural Gas | Water Heater | E4 | Instantaneous TE 0.94 | Baseline Forecast | 0 | 0 | 0 | 0 | 0 | 0 | 0 | 0 | 0 | 0 | 0 | 0 | 0 | 0 | 0 | 0 | 0 | 0 | 0 | 0 | 0 | 0 | 0 | 0 | 1
Commercial_Education_Existing_Water Heating_Natural Gas_Water Heater_E5_Baseline Forecast | Commercial | Education | Existing | Water Heating | Natural Gas | Water Heater | E5 | Gas-Fired Absorption HPWH | Baseline Forecast | 0 | 0 | 0 | 0 | 0 | 0 | 0 | 0 | 0 | 0 | 0 | 0 | 0 | 0 | 0 | 0 | 0 | 0 | 0 | 0 | 0 | 0 | 0 | 0 | 0
Commercial_Education_Existing_Water Heating_Natural Gas_Water Heater_E6_Baseline Forecast | Commercial | Education | Existing | Water Heating | Natural Gas | Water Heater | E6 |  | Baseline Forecast | 0 | 0 | 0 | 0 | 0 | 0 | 0 | 0 | 0 | 0 | 0 | 0 | 0 | 0 | 0 | 0 | 0 | 0 | 0 | 0 | 0 | 0 | 0 | 0 | 0
Commercial_Education_Existing_Water Heating_Natural Gas_Water Heater_E7_Baseline Forecast | Commercial | Education | Existing | Water Heating | Natural Gas | Water Heater | E7 |  | Baseline Forecast | 0 | 0 | 0 | 0 | 0 | 0 | 0 | 0 | 0 | 0 | 0 | 0 | 0 | 0 | 0 | 0 | 0 | 0 | 0 | 0 | 0 | 0 | 0 | 0 | 0
Commercial_Education_Existing_Water Heating_Natural Gas_Water Heater_E8_Baseline Forecast | Commercial | Education | Existing | Water Heating | Natural Gas | Water Heater | E8 |  | Baseline Forecast | 0 | 0 | 0 | 0 | 0 | 0 | 0 | 0 | 0 | 0 | 0 | 0 | 0 | 0 | 0 | 0 | 0 | 0 | 0 | 0 | 0 | 0 | 0 | 0 | 0
Commercial_Education_Existing_Water Heating_Natural Gas_Water Heater_E9_Baseline Forecast | Commercial | Education | Existing | Water Heating | Natural Gas | Water Heater | E9 |  | Baseline Forecast | 0 | 0 | 0 | 0 | 0 | 0 | 0 | 0 | 0 | 0 | 0 | 0 | 0 | 0 | 0 | 0 | 0 | 0 | 0 | 0 | 0 | 0 | 0 | 0 | 0
Commercial_Education_Existing_Water Heating_Natural Gas_Water Heater_E10_Baseline Forecast | Commercial | Education | Existing | Water Heating | Natural Gas | Water Heater | E10 |  | Baseline Forecast | 0 | 0 | 0 | 0 | 0 | 0 | 0 | 0 | 0 | 0 | 0 | 0 | 0 | 0 | 0 | 0 | 0 | 0 | 0 | 0 | 0 | 0 | 0 | 0 | 0
Commercial_Education_Existing_Water Heating_Natural Gas_Water Heater_Vintage_Baseline Forecast | Commercial | Education | Existing | Water Heating | Natural Gas | Water Heater | Vintage | Vintage | Baseline Forecast | 31893032.4921 | 30364275.5627 | 28778934.1506 | 27150490.4409 | 25490781.9266 | 23810182.7981 | 22117765.739 | 20421446.2356 | 18728111.281 | 17043734.1525 | 15373476.7613 | 13721780.9109 | 12247539.9866 | 10931688.5831 | 9757209.6444 | 8708914.3934 | 7773245.9048 | 6938103.7828 | 6192687.6739 | 5527357.5932 | 4933509.2568 | 4403462.8077 | 0 | 0 | Vintage
Commercial_Education_Existing_Food Preparation_Natural Gas_Oven_E1_Baseline Forecast | Commercial | Education | Existing | Food Preparation | Natural Gas | Oven | E1 | Standard | Baseline Forecast | 0 | 42939.5319 | 96965.2703 | 158946.3908 | 226444.4207 | 297564.1951 | 370836.8027 | 445127.6553 | 519564.2917 | 593479.6816 | 648166.2143 | 687810.6382 | 715700.3395 | 734416.3167 | 745984.7528 | 751996.0677 | 753698.4287 | 752071.1977 | 747882.6209 | 741735.141 | 734100.987 | 725350.1288 | 0 | 0 | 1
Commercial_Education_Existing_Food Preparation_Natural Gas_Oven_E2_Baseline Forecast | Commercial | Education | Existing | Food Preparation | Natural Gas | Oven | E2 | ENERGY STAR (EF ≥ 44%) Convection Oven utilizing ASTM Std F1496 | Baseline Forecast | 0 | 61791.0337 | 139535.3889 | 228727.7332 | 325859.0444 | 428202.1344 | 533643.2039 | 640549.5528 | 747665.688 | 854031.7369 | 932726.9913 | 989776.2842 | 1029910.2446 | 1056842.9924 | 1073490.2541 | 1082140.6829 | 1084590.4218 | 1082248.7966 | 1076221.3325 | 1067374.959 | 1056389.2252 | 1043796.5268 | 0 | 0 | 1
Commercial_Education_Existing_Food Preparation_Natural Gas_Oven_E3_Baseline Forecast | Commercial | Education | Existing | Food Preparation | Natural Gas | Oven | E3 |  | Baseline Forecast | 0 | 0 | 0 | 0 | 0 | 0 | 0 | 0 | 0 | 0 | 0 | 0 | 0 | 0 | 0 | 0 | 0 | 0 | 0 | 0 | 0 | 0 | 0 | 0 | 0
Commercial_Education_Existing_Food Preparation_Natural Gas_Oven_E4_Baseline Forecast | Commercial | Education | Existing | Food Preparation | Natural Gas | Oven | E4 |  | Baseline Forecast | 0 | 0 | 0 | 0 | 0 | 0 | 0 | 0 | 0 | 0 | 0 | 0 | 0 | 0 | 0 | 0 | 0 | 0 | 0 | 0 | 0 | 0 | 0 | 0 | 0
Commercial_Education_Existing_Food Preparation_Natural Gas_Oven_E5_Baseline Forecast | Commercial | Education | Existing | Food Preparation | Natural Gas | Oven | E5 |  | Baseline Forecast | 0 | 0 | 0 | 0 | 0 | 0 | 0 | 0 | 0 | 0 | 0 | 0 | 0 | 0 | 0 | 0 | 0 | 0 | 0 | 0 | 0 | 0 | 0 | 0 | 0
Commercial_Education_Existing_Food Preparation_Natural Gas_Oven_E6_Baseline Forecast | Commercial | Education | Existing | Food Preparation | Natural Gas | Oven | E6 |  | Baseline Forecast | 0 | 0 | 0 | 0 | 0 | 0 | 0 | 0 | 0 | 0 | 0 | 0 | 0 | 0 | 0 | 0 | 0 | 0 | 0 | 0 | 0 | 0 | 0 | 0 | 0
Commercial_Education_Existing_Food Preparation_Natural Gas_Oven_E7_Baseline Forecast | Commercial | Education | Existing | Food Preparation | Natural Gas | Oven | E7 |  | Baseline Forecast | 0 | 0 | 0 | 0 | 0 | 0 | 0 | 0 | 0 | 0 | 0 | 0 | 0 | 0 | 0 | 0 | 0 | 0 | 0 | 0 | 0 | 0 | 0 | 0 | 0
Commercial_Education_Existing_Food Preparation_Natural Gas_Oven_E8_Baseline Forecast | Commercial | Education | Existing | Food Preparation | Natural Gas | Oven | E8 |  | Baseline Forecast | 0 | 0 | 0 | 0 | 0 | 0 | 0 | 0 | 0 | 0 | 0 | 0 | 0 | 0 | 0 | 0 | 0 | 0 | 0 | 0 | 0 | 0 | 0 | 0 | 0
Commercial_Education_Existing_Food Preparation_Natural Gas_Oven_E9_Baseline Forecast | Commercial | Education | Existing | Food Preparation | Natural Gas | Oven | E9 |  | Baseline Forecast | 0 | 0 | 0 | 0 | 0 | 0 | 0 | 0 | 0 | 0 | 0 | 0 | 0 | 0 | 0 | 0 | 0 | 0 | 0 | 0 | 0 | 0 | 0 | 0 | 0
Commercial_Education_Existing_Food Preparation_Natural Gas_Oven_E10_Baseline Forecast | Commercial | Education | Existing | Food Preparation | Natural Gas | Oven | E10 |  | Baseline Forecast | 0 | 0 | 0 | 0 | 0 | 0 | 0 | 0 | 0 | 0 | 0 | 0 | 0 | 0 | 0 | 0 | 0 | 0 | 0 | 0 | 0 | 0 | 0 | 0 | 0
Commercial_Education_Existing_Food Preparation_Natural Gas_Oven_Vintage_Baseline Forecast | Commercial | Education | Existing | Food Preparation | Natural Gas | Oven | Vintage | Vintage | Baseline Forecast | 2666750.5145 | 2513533.5758 | 2334158.6797 | 2136245.9542 | 1925727.1571 | 1707209.1905 | 1484259.5948 | 1259630.7643 | 1035436.0296 | 813287.9359 | 638800.7061 | 501748.9182 | 394100.9685 | 309548.3971 | 243136.1955 | 190972.4299 | 150000.1631 | 117818.31 | 92540.9271 | 72686.6918 | 57092.0925 | 44843.2436 | 0 | 0 | Vintage
Commercial_Education_Existing_Food Preparation_Natural Gas_Conveyor Oven_E1_Baseline Forecast | Commercial | Education | Existing | Food Preparation | Natural Gas | Conveyor Oven | E1 | Standard | Baseline Forecast | 0 | 0 | 0 | 0 | 0 | 1995.0399 | 7443.3126 | 17385.2989 | 32537.2233 | 53364.342 | 78318.2452 | 106191.8064 | 136045.7412 | 167150.927 | 198943.1028 | 230987.2932 | 262949.8689 | 286572.8402 | 303672.3801 | 315674.5197 | 323698.8609 | 328624.3275 | 0 | 0 | 1
Commercial_Education_Existing_Food Preparation_Natural Gas_Conveyor Oven_E2_Baseline Forecast | Commercial | Education | Existing | Food Preparation | Natural Gas | Conveyor Oven | E2 | ENERGY STAR (EF ≥ 44%) Convection Oven utilizing ASTM Std F1496 | Baseline Forecast | 0 | 0 | 0 | 0 | 0 | 2870.9111 | 10711.1084 | 25017.8692 | 46821.858 | 76792.5898 | 112701.865 | 152812.5994 | 195773.1398 | 240534.2608 | 286283.9772 | 332396.3487 | 378391.2748 | 412385.3067 | 436991.9616 | 454263.3333 | 465810.5559 | 472898.4225 | 0 | 0 | 1
Commercial_Education_Existing_Food Preparation_Natural Gas_Conveyor Oven_E3_Baseline Forecast | Commercial | Education | Existing | Food Preparation | Natural Gas | Conveyor Oven | E3 |  | Baseline Forecast | 0 | 0 | 0 | 0 | 0 | 0 | 0 | 0 | 0 | 0 | 0 | 0 | 0 | 0 | 0 | 0 | 0 | 0 | 0 | 0 | 0 | 0 | 0 | 0 | 0
Commercial_Education_Existing_Food Preparation_Natural Gas_Conveyor Oven_E4_Baseline Forecast | Commercial | Education | Existing | Food Preparation | Natural Gas | Conveyor Oven | E4 |  | Baseline Forecast | 0 | 0 | 0 | 0 | 0 | 0 | 0 | 0 | 0 | 0 | 0 | 0 | 0 | 0 | 0 | 0 | 0 | 0 | 0 | 0 | 0 | 0 | 0 | 0 | 0
Commercial_Education_Existing_Food Preparation_Natural Gas_Conveyor Oven_E5_Baseline Forecast | Commercial | Education | Existing | Food Preparation | Natural Gas | Conveyor Oven | E5 |  | Baseline Forecast | 0 | 0 | 0 | 0 | 0 | 0 | 0 | 0 | 0 | 0 | 0 | 0 | 0 | 0 | 0 | 0 | 0 | 0 | 0 | 0 | 0 | 0 | 0 | 0 | 0
Commercial_Education_Existing_Food Preparation_Natural Gas_Conveyor Oven_E6_Baseline Forecast | Commercial | Education | Existing | Food Preparation | Natural Gas | Conveyor Oven | E6 |  | Baseline Forecast | 0 | 0 | 0 | 0 | 0 | 0 | 0 | 0 | 0 | 0 | 0 | 0 | 0 | 0 | 0 | 0 | 0 | 0 | 0 | 0 | 0 | 0 | 0 | 0 | 0
Commercial_Education_Existing_Food Preparation_Natural Gas_Conveyor Oven_E7_Baseline Forecast | Commercial | Education | Existing | Food Preparation | Natural Gas | Conveyor Oven | E7 |  | Baseline Forecast | 0 | 0 | 0 | 0 | 0 | 0 | 0 | 0 | 0 | 0 | 0 | 0 | 0 | 0 | 0 | 0 | 0 | 0 | 0 | 0 | 0 | 0 | 0 | 0 | 0
Commercial_Education_Existing_Food Preparation_Natural Gas_Conveyor Oven_E8_Baseline Forecast | Commercial | Education | Existing | Food Preparation | Natural Gas | Conveyor Oven | E8 |  | Baseline Forecast | 0 | 0 | 0 | 0 | 0 | 0 | 0 | 0 | 0 | 0 | 0 | 0 | 0 | 0 | 0 | 0 | 0 | 0 | 0 | 0 | 0 | 0 | 0 | 0 | 0
Commercial_Education_Existing_Food Preparation_Natural Gas_Conveyor Oven_E9_Baseline Forecast | Commercial | Education | Existing | Food Preparation | Natural Gas | Conveyor Oven | E9 |  | Baseline Forecast | 0 | 0 | 0 | 0 | 0 | 0 | 0 | 0 | 0 | 0 | 0 | 0 | 0 | 0 | 0 | 0 | 0 | 0 | 0 | 0 | 0 | 0 | 0 | 0 | 0
Commercial_Education_Existing_Food Preparation_Natural Gas_Conveyor Oven_E10_Baseline Forecast | Commercial | Education | Existing | Food Preparation | Natural Gas | Conveyor Oven | E10 |  | Baseline Forecast | 0 | 0 | 0 | 0 | 0 | 0 | 0 | 0 | 0 | 0 | 0 | 0 | 0 | 0 | 0 | 0 | 0 | 0 | 0 | 0 | 0 | 0 | 0 | 0 | 0
Commercial_Education_Existing_Food Preparation_Natural Gas_Conveyor Oven_Vintage_Baseline Forecast | Commercial | Education | Existing | Food Preparation | Natural Gas | Conveyor Oven | Vintage | Vintage | Baseline Forecast | 1333375.2572 | 1309132.0707 | 1285329.6694 | 1261960.0391 | 1239015.3111 | 1211621.809 | 1176215.3798 | 1130250.818 | 1071973.9233 | 1000242.7454 | 918826.8457 | 830663.5144 | 738036.8953 | 642718.6653 | 546078.5211 | 449170.9484 | 352803.3631 | 277111.0052 | 217658.0986 | 170960.5429 | 134281.7355 | 105472.1996 | 0 | 0 | Vintage
Commercial_Education_Existing_Food Preparation_Natural Gas_Double Rack Oven_E1_Baseline Forecast | Commercial | Education | Existing | Food Preparation | Natural Gas | Double Rack Oven | E1 | Standard | Baseline Forecast | 0 | 11927.6478 | 27975.7556 | 47410.9212 | 69598.8194 | 93991.4533 | 120116.0305 | 147565.2588 | 175988.879 | 205086.2797 | 229544.0842 | 249969.8101 | 266893.3449 | 280776.8321 | 292023.2985 | 300984.1838 | 307965.9111 | 313235.6222 | 317026.1815 | 319540.5439 | 320955.5665 | 321425.3351 | 0 | 0 | 1
Commercial_Education_Existing_Food Preparation_Natural Gas_Double Rack Oven_E2_Baseline Forecast | Commercial | Education | Existing | Food Preparation | Natural Gas | Double Rack Oven | E2 | FTSC Qualified (>50% Cooking Efficiency) | Baseline Forecast | 0 | 17164.176 | 40257.7947 | 68225.472 | 100154.3986 | 135255.9937 | 172849.8976 | 212350.0065 | 253252.2893 | 295124.1586 | 330319.5359 | 359712.6535 | 384066.0329 | 404044.7096 | 420228.6491 | 433123.5815 | 443170.4575 | 450753.7003 | 456208.4075 | 459826.6363 | 461862.8884 | 462538.8968 | 0 | 0 | 1
Commercial_Education_Existing_Food Preparation_Natural Gas_Double Rack Oven_E3_Baseline Forecast | Commercial | Education | Existing | Food Preparation | Natural Gas | Double Rack Oven | E3 |  | Baseline Forecast | 0 | 0 | 0 | 0 | 0 | 0 | 0 | 0 | 0 | 0 | 0 | 0 | 0 | 0 | 0 | 0 | 0 | 0 | 0 | 0 | 0 | 0 | 0 | 0 | 0
Commercial_Education_Existing_Food Preparation_Natural Gas_Double Rack Oven_E4_Baseline Forecast | Commercial | Education | Existing | Food Preparation | Natural Gas | Double Rack Oven | E4 |  | Baseline Forecast | 0 | 0 | 0 | 0 | 0 | 0 | 0 | 0 | 0 | 0 | 0 | 0 | 0 | 0 | 0 | 0 | 0 | 0 | 0 | 0 | 0 | 0 | 0 | 0 | 0
Commercial_Education_Existing_Food Preparation_Natural Gas_Double Rack Oven_E5_Baseline Forecast | Commercial | Education | Existing | Food Preparation | Natural Gas | Double Rack Oven | E5 |  | Baseline Forecast | 0 | 0 | 0 | 0 | 0 | 0 | 0 | 0 | 0 | 0 | 0 | 0 | 0 | 0 | 0 | 0 | 0 | 0 | 0 | 0 | 0 | 0 | 0 | 0 | 0
Commercial_Education_Existing_Food Preparation_Natural Gas_Double Rack Oven_E6_Baseline Forecast | Commercial | Education | Existing | Food Preparation | Natural Gas | Double Rack Oven | E6 |  | Baseline Forecast | 0 | 0 | 0 | 0 | 0 | 0 | 0 | 0 | 0 | 0 | 0 | 0 | 0 | 0 | 0 | 0 | 0 | 0 | 0 | 0 | 0 | 0 | 0 | 0 | 0
Commercial_Education_Existing_Food Preparation_Natural Gas_Double Rack Oven_E7_Baseline Forecast | Commercial | Education | Existing | Food Preparation | Natural Gas | Double Rack Oven | E7 |  | Baseline Forecast | 0 | 0 | 0 | 0 | 0 | 0 | 0 | 0 | 0 | 0 | 0 | 0 | 0 | 0 | 0 | 0 | 0 | 0 | 0 | 0 | 0 | 0 | 0 | 0 | 0
Commercial_Education_Existing_Food Preparation_Natural Gas_Double Rack Oven_E8_Baseline Forecast | Commercial | Education | Existing | Food Preparation | Natural Gas | Double Rack Oven | E8 |  | Baseline Forecast | 0 | 0 | 0 | 0 | 0 | 0 | 0 | 0 | 0 | 0 | 0 | 0 | 0 | 0 | 0 | 0 | 0 | 0 | 0 | 0 | 0 | 0 | 0 | 0 | 0
Commercial_Education_Existing_Food Preparation_Natural Gas_Double Rack Oven_E9_Baseline Forecast | Commercial | Education | Existing | Food Preparation | Natural Gas | Double Rack Oven | E9 |  | Baseline Forecast | 0 | 0 | 0 | 0 | 0 | 0 | 0 | 0 | 0 | 0 | 0 | 0 | 0 | 0 | 0 | 0 | 0 | 0 | 0 | 0 | 0 | 0 | 0 | 0 | 0
Commercial_Education_Existing_Food Preparation_Natural Gas_Double Rack Oven_E10_Baseline Forecast | Commercial | Education | Existing | Food Preparation | Natural Gas | Double Rack Oven | E10 |  | Baseline Forecast | 0 | 0 | 0 | 0 | 0 | 0 | 0 | 0 | 0 | 0 | 0 | 0 | 0 | 0 | 0 | 0 | 0 | 0 | 0 | 0 | 0 | 0 | 0 | 0 | 0
Commercial_Education_Existing_Food Preparation_Natural Gas_Double Rack Oven_Vintage_Baseline Forecast | Commercial | Education | Existing | Food Preparation | Natural Gas | Double Rack Oven | Vintage | Vintage | Baseline Forecast | 1333375.2572 | 1280040.2469 | 1217096.1191 | 1146323.6459 | 1069262.0931 | 987240.313 | 901403.8726 | 812738.7208 | 722091.8362 | 630189.2389 | 549983.3358 | 479985.4567 | 418896.3985 | 365582.3115 | 319053.6536 | 278446.825 | 243008.1382 | 212079.8297 | 185087.8514 | 161531.2157 | 140972.6974 | 123030.7177 | 0 | 0 | Vintage
Commercial_Education_Existing_Food Preparation_Natural Gas_Fryer_E1_Baseline Forecast | Commercial | Education | Existing | Food Preparation | Natural Gas | Fryer | E1 | Standard | Baseline Forecast | 0 | 65462.0794 | 135555.1952 | 209336.0066 | 285974.8783 | 364743.362 | 445003.0304 | 526195.517 | 607833.6328 | 689493.4445 | 770807.2086 | 851457.0727 | 920470.0052 | 979150.2925 | 1028661.1087 | 1070039.694 | 1104210.9027 | 1131999.2945 | 1154139.9271 | 1171287.9888 | 1184027.3955 | 1192878.4644 | 0 | 0 | 1
Commercial_Education_Existing_Food Preparation_Natural Gas_Fryer_E2_Baseline Forecast | Commercial | Education | Existing | Food Preparation | Natural Gas | Fryer | E2 | ENERGY STAR | Baseline Forecast | 0 | 23000.1901 | 47627.501 | 73550.4888 | 100477.6599 | 128153.0731 | 156352.4161 | 184879.506 | 213563.1683 | 242254.4535 | 270824.1544 | 299160.5931 | 323408.3802 | 344025.7784 | 361421.4706 | 375959.8925 | 387965.9928 | 397729.4818 | 405508.623 | 411533.6177 | 416009.6254 | 419119.4605 | 0 | 0 | 1
Commercial_Education_Existing_Food Preparation_Natural Gas_Fryer_E3_Baseline Forecast | Commercial | Education | Existing | Food Preparation | Natural Gas | Fryer | E3 |  | Baseline Forecast | 0 | 0 | 0 | 0 | 0 | 0 | 0 | 0 | 0 | 0 | 0 | 0 | 0 | 0 | 0 | 0 | 0 | 0 | 0 | 0 | 0 | 0 | 0 | 0 | 0
Commercial_Education_Existing_Food Preparation_Natural Gas_Fryer_E4_Baseline Forecast | Commercial | Education | Existing | Food Preparation | Natural Gas | Fryer | E4 |  | Baseline Forecast | 0 | 0 | 0 | 0 | 0 | 0 | 0 | 0 | 0 | 0 | 0 | 0 | 0 | 0 | 0 | 0 | 0 | 0 | 0 | 0 | 0 | 0 | 0 | 0 | 0
Commercial_Education_Existing_Food Preparation_Natural Gas_Fryer_E5_Baseline Forecast | Commercial | Education | Existing | Food Preparation | Natural Gas | Fryer | E5 |  | Baseline Forecast | 0 | 0 | 0 | 0 | 0 | 0 | 0 | 0 | 0 | 0 | 0 | 0 | 0 | 0 | 0 | 0 | 0 | 0 | 0 | 0 | 0 | 0 | 0 | 0 | 0
Commercial_Education_Existing_Food Preparation_Natural Gas_Fryer_E6_Baseline Forecast | Commercial | Education | Existing | Food Preparation | Natural Gas | Fryer | E6 |  | Baseline Forecast | 0 | 0 | 0 | 0 | 0 | 0 | 0 | 0 | 0 | 0 | 0 | 0 | 0 | 0 | 0 | 0 | 0 | 0 | 0 | 0 | 0 | 0 | 0 | 0 | 0
Commercial_Education_Existing_Food Preparation_Natural Gas_Fryer_E7_Baseline Forecast | Commercial | Education | Existing | Food Preparation | Natural Gas | Fryer | E7 |  | Baseline Forecast | 0 | 0 | 0 | 0 | 0 | 0 | 0 | 0 | 0 | 0 | 0 | 0 | 0 | 0 | 0 | 0 | 0 | 0 | 0 | 0 | 0 | 0 | 0 | 0 | 0
Commercial_Education_Existing_Food Preparation_Natural Gas_Fryer_E8_Baseline Forecast | Commercial | Education | Existing | Food Preparation | Natural Gas | Fryer | E8 |  | Baseline Forecast | 0 | 0 | 0 | 0 | 0 | 0 | 0 | 0 | 0 | 0 | 0 | 0 | 0 | 0 | 0 | 0 | 0 | 0 | 0 | 0 | 0 | 0 | 0 | 0 | 0
Commercial_Education_Existing_Food Preparation_Natural Gas_Fryer_E9_Baseline Forecast | Commercial | Education | Existing | Food Preparation | Natural Gas | Fryer | E9 |  | Baseline Forecast | 0 | 0 | 0 | 0 | 0 | 0 | 0 | 0 | 0 | 0 | 0 | 0 | 0 | 0 | 0 | 0 | 0 | 0 | 0 | 0 | 0 | 0 | 0 | 0 | 0
Commercial_Education_Existing_Food Preparation_Natural Gas_Fryer_E10_Baseline Forecast | Commercial | Education | Existing | Food Preparation | Natural Gas | Fryer | E10 |  | Baseline Forecast | 0 | 0 | 0 | 0 | 0 | 0 | 0 | 0 | 0 | 0 | 0 | 0 | 0 | 0 | 0 | 0 | 0 | 0 | 0 | 0 | 0 | 0 | 0 | 0 | 0
Commercial_Education_Existing_Food Preparation_Natural Gas_Fryer_Vintage_Baseline Forecast | Commercial | Education | Existing | Food Preparation | Natural Gas | Fryer | Vintage | Vintage | Baseline Forecast | 2973315.1683 | 2830792.623 | 2682994.8346 | 2531178.7166 | 2376447.8518 | 2219769.4023 | 2061989.1939 | 1903845.1695 | 1745979.3878 | 1588948.7239 | 1433234.4111 | 1279250.5488 | 1141810.4072 | 1019136.5618 | 909642.551 | 811912.3596 | 724682.1061 | 646823.698 | 577330.2428 | 515303.0267 | 459939.8916 | 410524.8619 | 0 | 0 | Vintage
Commercial_Education_Existing_Food Preparation_Natural Gas_Broiler_E1_Baseline Forecast | Commercial | Education | Existing | Food Preparation | Natural Gas | Broiler | E1 | Standard | Baseline Forecast | 0 | 30671.3863 | 64409.9111 | 100561.5897 | 138562.9534 | 177929.3519 | 218244.7484 | 259152.8172 | 300349.1783 | 341574.6245 | 376108.6192 | 404829.0668 | 428501.6608 | 447794.1738 | 463288.929 | 475493.6837 | 484851.1279 | 491747.1732 | 496518.1879 | 499457.3095 | 500819.9547 | 500828.6281 | 0 | 0 | 1
Commercial_Education_Existing_Food Preparation_Natural Gas_Broiler_E2_Baseline Forecast | Commercial | Education | Existing | Food Preparation | Natural Gas | Broiler | E2 | Infrared Burners | Baseline Forecast | 0 | 10776.433 | 22630.5093 | 35332.4504 | 48684.2809 | 62515.7182 | 76680.5873 | 91053.6925 | 105528.0897 | 120012.7059 | 132146.2716 | 142237.2397 | 150554.6376 | 157333.0881 | 162777.1913 | 167065.3483 | 170353.099 | 172776.0338 | 174452.3363 | 175485.0006 | 175963.7679 | 175966.8153 | 0 | 0 | 1
Commercial_Education_Existing_Food Preparation_Natural Gas_Broiler_E3_Baseline Forecast | Commercial | Education | Existing | Food Preparation | Natural Gas | Broiler | E3 |  | Baseline Forecast | 0 | 0 | 0 | 0 | 0 | 0 | 0 | 0 | 0 | 0 | 0 | 0 | 0 | 0 | 0 | 0 | 0 | 0 | 0 | 0 | 0 | 0 | 0 | 0 | 0
Commercial_Education_Existing_Food Preparation_Natural Gas_Broiler_E4_Baseline Forecast | Commercial | Education | Existing | Food Preparation | Natural Gas | Broiler | E4 |  | Baseline Forecast | 0 | 0 | 0 | 0 | 0 | 0 | 0 | 0 | 0 | 0 | 0 | 0 | 0 | 0 | 0 | 0 | 0 | 0 | 0 | 0 | 0 | 0 | 0 | 0 | 0
Commercial_Education_Existing_Food Preparation_Natural Gas_Broiler_E5_Baseline Forecast | Commercial | Education | Existing | Food Preparation | Natural Gas | Broiler | E5 |  | Baseline Forecast | 0 | 0 | 0 | 0 | 0 | 0 | 0 | 0 | 0 | 0 | 0 | 0 | 0 | 0 | 0 | 0 | 0 | 0 | 0 | 0 | 0 | 0 | 0 | 0 | 0
Commercial_Education_Existing_Food Preparation_Natural Gas_Broiler_E6_Baseline Forecast | Commercial | Education | Existing | Food Preparation | Natural Gas | Broiler | E6 |  | Baseline Forecast | 0 | 0 | 0 | 0 | 0 | 0 | 0 | 0 | 0 | 0 | 0 | 0 | 0 | 0 | 0 | 0 | 0 | 0 | 0 | 0 | 0 | 0 | 0 | 0 | 0
Commercial_Education_Existing_Food Preparation_Natural Gas_Broiler_E7_Baseline Forecast | Commercial | Education | Existing | Food Preparation | Natural Gas | Broiler | E7 |  | Baseline Forecast | 0 | 0 | 0 | 0 | 0 | 0 | 0 | 0 | 0 | 0 | 0 | 0 | 0 | 0 | 0 | 0 | 0 | 0 | 0 | 0 | 0 | 0 | 0 | 0 | 0
Commercial_Education_Existing_Food Preparation_Natural Gas_Broiler_E8_Baseline Forecast | Commercial | Education | Existing | Food Preparation | Natural Gas | Broiler | E8 |  | Baseline Forecast | 0 | 0 | 0 | 0 | 0 | 0 | 0 | 0 | 0 | 0 | 0 | 0 | 0 | 0 | 0 | 0 | 0 | 0 | 0 | 0 | 0 | 0 | 0 | 0 | 0
Commercial_Education_Existing_Food Preparation_Natural Gas_Broiler_E9_Baseline Forecast | Commercial | Education | Existing | Food Preparation | Natural Gas | Broiler | E9 |  | Baseline Forecast | 0 | 0 | 0 | 0 | 0 | 0 | 0 | 0 | 0 | 0 | 0 | 0 | 0 | 0 | 0 | 0 | 0 | 0 | 0 | 0 | 0 | 0 | 0 | 0 | 0
Commercial_Education_Existing_Food Preparation_Natural Gas_Broiler_E10_Baseline Forecast | Commercial | Education | Existing | Food Preparation | Natural Gas | Broiler | E10 |  | Baseline Forecast | 0 | 0 | 0 | 0 | 0 | 0 | 0 | 0 | 0 | 0 | 0 | 0 | 0 | 0 | 0 | 0 | 0 | 0 | 0 | 0 | 0 | 0 | 0 | 0 | 0
Commercial_Education_Existing_Food Preparation_Natural Gas_Broiler_Vintage_Baseline Forecast | Commercial | Education | Existing | Food Preparation | Natural Gas | Broiler | Vintage | Vintage | Baseline Forecast | 1139815.0297 | 1077643.3008 | 1011703.5883 | 942872.8049 | 871905.6681 | 799450.5068 | 726063.0489 | 652218.4497 | 578321.783 | 504717.1924 | 440480.4589 | 384419.3095 | 335493.2156 | 292794.0791 | 255529.3781 | 223007.4573 | 194624.69 | 169854.2749 | 148236.4581 | 129369.9998 | 112904.7271 | 98535.0345 | 0 | 0 | Vintage
Commercial_Education_Existing_Food Preparation_Natural Gas_Griddle_E1_Baseline Forecast | Commercial | Education | Existing | Food Preparation | Natural Gas | Griddle | E1 | Standard | Baseline Forecast | 0 | 35097.8165 | 73705.4147 | 115074.4278 | 158560.0687 | 203607.7434 | 249741.3735 | 296553.2092 | 343694.943 | 390869.9592 | 430387.8277 | 463253.1502 | 490342.1234 | 512418.8915 | 530149.8173 | 544115.9367 | 554823.8276 | 562715.0958 | 568174.6533 | 571537.9427 | 573097.2421 | 573107.1672 | 0 | 0 | 1
Commercial_Education_Existing_Food Preparation_Natural Gas_Griddle_E2_Baseline Forecast | Commercial | Education | Existing | Food Preparation | Natural Gas | Griddle | E2 | ENERGY STAR | Baseline Forecast | 0 | 14335.7279 | 30105.0285 | 47002.2311 | 64763.9717 | 83163.7262 | 102007.0399 | 121127.3671 | 140382.4415 | 159651.1101 | 175792.2113 | 189216.0754 | 200280.5856 | 209297.8571 | 216540.0662 | 222244.5375 | 226618.1831 | 229841.3771 | 232071.3373 | 233445.0752 | 234081.9721 | 234086.026 | 0 | 0 | 1
Commercial_Education_Existing_Food Preparation_Natural Gas_Griddle_E3_Baseline Forecast | Commercial | Education | Existing | Food Preparation | Natural Gas | Griddle | E3 |  | Baseline Forecast | 0 | 0 | 0 | 0 | 0 | 0 | 0 | 0 | 0 | 0 | 0 | 0 | 0 | 0 | 0 | 0 | 0 | 0 | 0 | 0 | 0 | 0 | 0 | 0 | 0
Commercial_Education_Existing_Food Preparation_Natural Gas_Griddle_E4_Baseline Forecast | Commercial | Education | Existing | Food Preparation | Natural Gas | Griddle | E4 |  | Baseline Forecast | 0 | 0 | 0 | 0 | 0 | 0 | 0 | 0 | 0 | 0 | 0 | 0 | 0 | 0 | 0 | 0 | 0 | 0 | 0 | 0 | 0 | 0 | 0 | 0 | 0
Commercial_Education_Existing_Food Preparation_Natural Gas_Griddle_E5_Baseline Forecast | Commercial | Education | Existing | Food Preparation | Natural Gas | Griddle | E5 |  | Baseline Forecast | 0 | 0 | 0 | 0 | 0 | 0 | 0 | 0 | 0 | 0 | 0 | 0 | 0 | 0 | 0 | 0 | 0 | 0 | 0 | 0 | 0 | 0 | 0 | 0 | 0
Commercial_Education_Existing_Food Preparation_Natural Gas_Griddle_E6_Baseline Forecast | Commercial | Education | Existing | Food Preparation | Natural Gas | Griddle | E6 |  | Baseline Forecast | 0 | 0 | 0 | 0 | 0 | 0 | 0 | 0 | 0 | 0 | 0 | 0 | 0 | 0 | 0 | 0 | 0 | 0 | 0 | 0 | 0 | 0 | 0 | 0 | 0
Commercial_Education_Existing_Food Preparation_Natural Gas_Griddle_E7_Baseline Forecast | Commercial | Education | Existing | Food Preparation | Natural Gas | Griddle | E7 |  | Baseline Forecast | 0 | 0 | 0 | 0 | 0 | 0 | 0 | 0 | 0 | 0 | 0 | 0 | 0 | 0 | 0 | 0 | 0 | 0 | 0 | 0 | 0 | 0 | 0 | 0 | 0
Commercial_Education_Existing_Food Preparation_Natural Gas_Griddle_E8_Baseline Forecast | Commercial | Education | Existing | Food Preparation | Natural Gas | Griddle | E8 |  | Baseline Forecast | 0 | 0 | 0 | 0 | 0 | 0 | 0 | 0 | 0 | 0 | 0 | 0 | 0 | 0 | 0 | 0 | 0 | 0 | 0 | 0 | 0 | 0 | 0 | 0 | 0
Commercial_Education_Existing_Food Preparation_Natural Gas_Griddle_E9_Baseline Forecast | Commercial | Education | Existing | Food Preparation | Natural Gas | Griddle | E9 |  | Baseline Forecast | 0 | 0 | 0 | 0 | 0 | 0 | 0 | 0 | 0 | 0 | 0 | 0 | 0 | 0 | 0 | 0 | 0 | 0 | 0 | 0 | 0 | 0 | 0 | 0 | 0
Commercial_Education_Existing_Food Preparation_Natural Gas_Griddle_E10_Baseline Forecast | Commercial | Education | Existing | Food Preparation | Natural Gas | Griddle | E10 |  | Baseline Forecast | 0 | 0 | 0 | 0 | 0 | 0 | 0 | 0 | 0 | 0 | 0 | 0 | 0 | 0 | 0 | 0 | 0 | 0 | 0 | 0 | 0 | 0 | 0 | 0 | 0
Commercial_Education_Existing_Food Preparation_Natural Gas_Griddle_Vintage_Baseline Forecast | Commercial | Education | Existing | Food Preparation | Natural Gas | Griddle | Vintage | Vintage | Baseline Forecast | 1359422.4703 | 1285272.1537 | 1206627.8786 | 1124535.5116 | 1039895.1815 | 953480.1301 | 865953.1572 | 777880.9657 | 689746.675 | 601960.7346 | 525347.5502 | 458485.1347 | 400132.4812 | 349206.529 | 304762.0617 | 265974.1629 | 232122.9058 | 202579.9905 | 176797.0827 | 154295.6358 | 134658.0094 | 117519.7173 | 0 | 0 | Vintage
Commercial_Education_Existing_Food Preparation_Natural Gas_Range_E1_Baseline Forecast | Commercial | Education | Existing | Food Preparation | Natural Gas | Range | E1 | Standard | Baseline Forecast | 0 | 112880.5572 | 254904.8219 | 417842.4021 | 595282.9768 | 782244.4877 | 974865.4224 | 1170163.146 | 1365844.1097 | 1560154.8073 | 1703916.1854 | 1808134.4769 | 1881451.6483 | 1930652.6956 | 1961064.101 | 1976866.8019 | 1981342.0126 | 1977064.3054 | 1966053.266 | 1949892.611 | 1929823.7487 | 1906819.2652 | 0 | 0 | 1
Commercial_Education_Existing_Food Preparation_Natural Gas_Range_E2_Baseline Forecast | Commercial | Education | Existing | Food Preparation | Natural Gas | Range | E2 | High Efficiency | Baseline Forecast | 0 | 162437.875 | 366814.2559 | 601285.4079 | 856626.7227 | 1125668.8969 | 1402855.1201 | 1683893.3076 | 1965482.9871 | 2245100.8202 | 2451976.9497 | 2601949.6131 | 2707454.811 | 2778256.3181 | 2822019.0722 | 2844759.5442 | 2851199.4815 | 2845043.7565 | 2829198.6023 | 2805943.0257 | 2777063.4432 | 2743959.4305 | 0 | 0 | 1
Commercial_Education_Existing_Food Preparation_Natural Gas_Range_E3_Baseline Forecast | Commercial | Education | Existing | Food Preparation | Natural Gas | Range | E3 |  | Baseline Forecast | 0 | 0 | 0 | 0 | 0 | 0 | 0 | 0 | 0 | 0 | 0 | 0 | 0 | 0 | 0 | 0 | 0 | 0 | 0 | 0 | 0 | 0 | 0 | 0 | 0
Commercial_Education_Existing_Food Preparation_Natural Gas_Range_E4_Baseline Forecast | Commercial | Education | Existing | Food Preparation | Natural Gas | Range | E4 |  | Baseline Forecast | 0 | 0 | 0 | 0 | 0 | 0 | 0 | 0 | 0 | 0 | 0 | 0 | 0 | 0 | 0 | 0 | 0 | 0 | 0 | 0 | 0 | 0 | 0 | 0 | 0
Commercial_Education_Existing_Food Preparation_Natural Gas_Range_E5_Baseline Forecast | Commercial | Education | Existing | Food Preparation | Natural Gas | Range | E5 |  | Baseline Forecast | 0 | 0 | 0 | 0 | 0 | 0 | 0 | 0 | 0 | 0 | 0 | 0 | 0 | 0 | 0 | 0 | 0 | 0 | 0 | 0 | 0 | 0 | 0 | 0 | 0
Commercial_Education_Existing_Food Preparation_Natural Gas_Range_E6_Baseline Forecast | Commercial | Education | Existing | Food Preparation | Natural Gas | Range | E6 |  | Baseline Forecast | 0 | 0 | 0 | 0 | 0 | 0 | 0 | 0 | 0 | 0 | 0 | 0 | 0 | 0 | 0 | 0 | 0 | 0 | 0 | 0 | 0 | 0 | 0 | 0 | 0
Commercial_Education_Existing_Food Preparation_Natural Gas_Range_E7_Baseline Forecast | Commercial | Education | Existing | Food Preparation | Natural Gas | Range | E7 |  | Baseline Forecast | 0 | 0 | 0 | 0 | 0 | 0 | 0 | 0 | 0 | 0 | 0 | 0 | 0 | 0 | 0 | 0 | 0 | 0 | 0 | 0 | 0 | 0 | 0 | 0 | 0
Commercial_Education_Existing_Food Preparation_Natural Gas_Range_E8_Baseline Forecast | Commercial | Education | Existing | Food Preparation | Natural Gas | Range | E8 |  | Baseline Forecast | 0 | 0 | 0 | 0 | 0 | 0 | 0 | 0 | 0 | 0 | 0 | 0 | 0 | 0 | 0 | 0 | 0 | 0 | 0 | 0 | 0 | 0 | 0 | 0 | 0
Commercial_Education_Existing_Food Preparation_Natural Gas_Range_E9_Baseline Forecast | Commercial | Education | Existing | Food Preparation | Natural Gas | Range | E9 |  | Baseline Forecast | 0 | 0 | 0 | 0 | 0 | 0 | 0 | 0 | 0 | 0 | 0 | 0 | 0 | 0 | 0 | 0 | 0 | 0 | 0 | 0 | 0 | 0 | 0 | 0 | 0
Commercial_Education_Existing_Food Preparation_Natural Gas_Range_E10_Baseline Forecast | Commercial | Education | Existing | Food Preparation | Natural Gas | Range | E10 |  | Baseline Forecast | 0 | 0 | 0 | 0 | 0 | 0 | 0 | 0 | 0 | 0 | 0 | 0 | 0 | 0 | 0 | 0 | 0 | 0 | 0 | 0 | 0 | 0 | 0 | 0 | 0
Commercial_Education_Existing_Food Preparation_Natural Gas_Range_Vintage_Baseline Forecast | Commercial | Education | Existing | Food Preparation | Natural Gas | Range | Vintage | Vintage | Baseline Forecast | 7010423.0422 | 6607642.3729 | 6136096.9853 | 5615818.8701 | 5062401.5866 | 4487955.8781 | 3901860.1881 | 3311350.0819 | 2721981.1381 | 2137992.4576 | 1679295.8939 | 1319010.5931 | 1036022.8658 | 813748.8692 | 639162.7481 | 502033.2858 | 394324.3263 | 309723.8345 | 243273.9936 | 191080.6641 | 150085.1762 | 117885.0838 | 0 | 0 | Vintage
Commercial_Education_Existing_Food Preparation_Natural Gas_Steamer_E1_Baseline Forecast | Commercial | Education | Existing | Food Preparation | Natural Gas | Steamer | E1 | Standard | Baseline Forecast | 0 | 38095.7355 | 80001.0445 | 124903.6378 | 172103.6529 | 220999.1248 | 271073.3101 | 321883.6307 | 373052.0279 | 424256.5505 | 467149.8817 | 502822.4321 | 532225.24 | 556187.7198 | 575433.1523 | 590592.2033 | 602214.7205 | 610780.0302 | 616705.9219 | 620356.4904 | 622048.9791 | 622059.7519 | 0 | 0 | 1
Commercial_Education_Existing_Food Preparation_Natural Gas_Steamer_E2_Baseline Forecast | Commercial | Education | Existing | Food Preparation | Natural Gas | Steamer | E2 | ENERGY STAR | Baseline Forecast | 0 | 38095.7355 | 80001.0445 | 124903.6378 | 172103.6529 | 220999.1248 | 271073.3101 | 321883.6307 | 373052.0279 | 424256.5505 | 467149.8817 | 502822.4321 | 532225.24 | 556187.7198 | 575433.1523 | 590592.2033 | 602214.7205 | 610780.0302 | 616705.9219 | 620356.4904 | 622048.9791 | 622059.7519 | 0 | 0 | 1
Commercial_Education_Existing_Food Preparation_Natural Gas_Steamer_E3_Baseline Forecast | Commercial | Education | Existing | Food Preparation | Natural Gas | Steamer | E3 |  | Baseline Forecast | 0 | 0 | 0 | 0 | 0 | 0 | 0 | 0 | 0 | 0 | 0 | 0 | 0 | 0 | 0 | 0 | 0 | 0 | 0 | 0 | 0 | 0 | 0 | 0 | 0
Commercial_Education_Existing_Food Preparation_Natural Gas_Steamer_E4_Baseline Forecast | Commercial | Education | Existing | Food Preparation | Natural Gas | Steamer | E4 |  | Baseline Forecast | 0 | 0 | 0 | 0 | 0 | 0 | 0 | 0 | 0 | 0 | 0 | 0 | 0 | 0 | 0 | 0 | 0 | 0 | 0 | 0 | 0 | 0 | 0 | 0 | 0
Commercial_Education_Existing_Food Preparation_Natural Gas_Steamer_E5_Baseline Forecast | Commercial | Education | Existing | Food Preparation | Natural Gas | Steamer | E5 |  | Baseline Forecast | 0 | 0 | 0 | 0 | 0 | 0 | 0 | 0 | 0 | 0 | 0 | 0 | 0 | 0 | 0 | 0 | 0 | 0 | 0 | 0 | 0 | 0 | 0 | 0 | 0
Commercial_Education_Existing_Food Preparation_Natural Gas_Steamer_E6_Baseline Forecast | Commercial | Education | Existing | Food Preparation | Natural Gas | Steamer | E6 |  | Baseline Forecast | 0 | 0 | 0 | 0 | 0 | 0 | 0 | 0 | 0 | 0 | 0 | 0 | 0 | 0 | 0 | 0 | 0 | 0 | 0 | 0 | 0 | 0 | 0 | 0 | 0
Commercial_Education_Existing_Food Preparation_Natural Gas_Steamer_E7_Baseline Forecast | Commercial | Education | Existing | Food Preparation | Natural Gas | Steamer | E7 |  | Baseline Forecast | 0 | 0 | 0 | 0 | 0 | 0 | 0 | 0 | 0 | 0 | 0 | 0 | 0 | 0 | 0 | 0 | 0 | 0 | 0 | 0 | 0 | 0 | 0 | 0 | 0
Commercial_Education_Existing_Food Preparation_Natural Gas_Steamer_E8_Baseline Forecast | Commercial | Education | Existing | Food Preparation | Natural Gas | Steamer | E8 |  | Baseline Forecast | 0 | 0 | 0 | 0 | 0 | 0 | 0 | 0 | 0 | 0 | 0 | 0 | 0 | 0 | 0 | 0 | 0 | 0 | 0 | 0 | 0 | 0 | 0 | 0 | 0
Commercial_Education_Existing_Food Preparation_Natural Gas_Steamer_E9_Baseline Forecast | Commercial | Education | Existing | Food Preparation | Natural Gas | Steamer | E9 |  | Baseline Forecast | 0 | 0 | 0 | 0 | 0 | 0 | 0 | 0 | 0 | 0 | 0 | 0 | 0 | 0 | 0 | 0 | 0 | 0 | 0 | 0 | 0 | 0 | 0 | 0 | 0
Commercial_Education_Existing_Food Preparation_Natural Gas_Steamer_E10_Baseline Forecast | Commercial | Education | Existing | Food Preparation | Natural Gas | Steamer | E10 |  | Baseline Forecast | 0 | 0 | 0 | 0 | 0 | 0 | 0 | 0 | 0 | 0 | 0 | 0 | 0 | 0 | 0 | 0 | 0 | 0 | 0 | 0 | 0 | 0 | 0 | 0 | 0
Commercial_Education_Existing_Food Preparation_Natural Gas_Steamer_Vintage_Baseline Forecast | Commercial | Education | Existing | Food Preparation | Natural Gas | Steamer | Vintage | Vintage | Baseline Forecast | 2095265.4499 | 1980978.2436 | 1859764.5399 | 1733236.3236 | 1602780.9551 | 1469590.2249 | 1334685.7001 | 1198940.835 | 1063100.2569 | 927796.5878 | 809713.3857 | 706658.9548 | 616720.5424 | 538228.837 | 469726.985 | 409943.5506 | 357768.9169 | 312234.6911 | 272495.7304 | 237814.4556 | 207547.1613 | 181132.068 | 0 | 0 | Vintage
Commercial_Education_Existing_Food Preparation_Natural Gas_Food Prep Other_E1_Baseline Forecast | Commercial | Education | Existing | Food Preparation | Natural Gas | Food Prep Other | E1 | Standard | Baseline Forecast | 0 | 60892.2235 | 137505.7121 | 225400.6677 | 321119.1103 | 421973.5213 | 525880.8488 | 631232.1416 | 736790.1693 | 841609.0215 | 919159.5775 | 975379.0334 | 1014929.2066 | 1041470.1916 | 1057875.3028 | 1066399.9028 | 1068814.0079 | 1066506.4439 | 1060566.6551 | 1051848.9606 | 1041023.0249 | 1028613.4995 | 0 | 0 | 1
Commercial_Education_Existing_Food Preparation_Natural Gas_Food Prep Other_E2_Baseline Forecast | Commercial | Education | Existing | Food Preparation | Natural Gas | Food Prep Other | E2 | ENERGY STAR | Baseline Forecast | 0 | 21394.565 | 48312.8178 | 79194.8292 | 112825.6333 | 148260.967 | 184768.9469 | 221784.266 | 258872.2217 | 295700.467 | 322947.9597 | 342700.7415 | 356596.7483 | 365921.9592 | 371685.9172 | 374681.0469 | 375529.246 | 374718.4803 | 372631.5275 | 369568.5537 | 365764.8466 | 361404.7431 | 0 | 0 | 1
Commercial_Education_Existing_Food Preparation_Natural Gas_Food Prep Other_E3_Baseline Forecast | Commercial | Education | Existing | Food Preparation | Natural Gas | Food Prep Other | E3 |  | Baseline Forecast | 0 | 0 | 0 | 0 | 0 | 0 | 0 | 0 | 0 | 0 | 0 | 0 | 0 | 0 | 0 | 0 | 0 | 0 | 0 | 0 | 0 | 0 | 0 | 0 | 0
Commercial_Education_Existing_Food Preparation_Natural Gas_Food Prep Other_E4_Baseline Forecast | Commercial | Education | Existing | Food Preparation | Natural Gas | Food Prep Other | E4 |  | Baseline Forecast | 0 | 0 | 0 | 0 | 0 | 0 | 0 | 0 | 0 | 0 | 0 | 0 | 0 | 0 | 0 | 0 | 0 | 0 | 0 | 0 | 0 | 0 | 0 | 0 | 0
Commercial_Education_Existing_Food Preparation_Natural Gas_Food Prep Other_E5_Baseline Forecast | Commercial | Education | Existing | Food Preparation | Natural Gas | Food Prep Other | E5 |  | Baseline Forecast | 0 | 0 | 0 | 0 | 0 | 0 | 0 | 0 | 0 | 0 | 0 | 0 | 0 | 0 | 0 | 0 | 0 | 0 | 0 | 0 | 0 | 0 | 0 | 0 | 0
Commercial_Education_Existing_Food Preparation_Natural Gas_Food Prep Other_E6_Baseline Forecast | Commercial | Education | Existing | Food Preparation | Natural Gas | Food Prep Other | E6 |  | Baseline Forecast | 0 | 0 | 0 | 0 | 0 | 0 | 0 | 0 | 0 | 0 | 0 | 0 | 0 | 0 | 0 | 0 | 0 | 0 | 0 | 0 | 0 | 0 | 0 | 0 | 0
Commercial_Education_Existing_Food Preparation_Natural Gas_Food Prep Other_E7_Baseline Forecast | Commercial | Education | Existing | Food Preparation | Natural Gas | Food Prep Other | E7 |  | Baseline Forecast | 0 | 0 | 0 | 0 | 0 | 0 | 0 | 0 | 0 | 0 | 0 | 0 | 0 | 0 | 0 | 0 | 0 | 0 | 0 | 0 | 0 | 0 | 0 | 0 | 0
Commercial_Education_Existing_Food Preparation_Natural Gas_Food Prep Other_E8_Baseline Forecast | Commercial | Education | Existing | Food Preparation | Natural Gas | Food Prep Other | E8 |  | Baseline Forecast | 0 | 0 | 0 | 0 | 0 | 0 | 0 | 0 | 0 | 0 | 0 | 0 | 0 | 0 | 0 | 0 | 0 | 0 | 0 | 0 | 0 | 0 | 0 | 0 | 0