F2_Commercial_College_Existing_Office Equipment_Electric_POS Terminal_E3 | F2 | Commercial | College | Existing | Office Equipment | Electric | POS Terminal | E3 | TRC BC Ratio | 0 | 0 | 0 | 0 | 0 | 0 | 0 | 0 | 0 | 0 | 0 | 0 | 0 | 0 | 0 | 0 | 0 | 0 | 0 | 0 | 0 | 0 | 0 | 0 | 0 | 0 | 0 | 0 | 0 | 0
F2_Commercial_College_Existing_Office Equipment_Electric_POS Terminal_E4 | F2 | Commercial | College | Existing | Office Equipment | Electric | POS Terminal | E4 | TRC BC Ratio | 0 | 0 | 0 | 0 | 0 | 0 | 0 | 0 | 0 | 0 | 0 | 0 | 0 | 0 | 0 | 0 | 0 | 0 | 0 | 0 | 0 | 0 | 0 | 0 | 0 | 0 | 0 | 0 | 0 | 0
F2_Commercial_College_Existing_Office Equipment_Electric_POS Terminal_E5 | F2 | Commercial | College | Existing | Office Equipment | Electric | POS Terminal | E5 | TRC BC Ratio | 0 | 0 | 0 | 0 | 0 | 0 | 0 | 0 | 0 | 0 | 0 | 0 | 0 | 0 | 0 | 0 | 0 | 0 | 0 | 0 | 0 | 0 | 0 | 0 | 0 | 0 | 0 | 0 | 0 | 0
F2_Commercial_College_Existing_Office Equipment_Electric_POS Terminal_E6 | F2 | Commercial | College | Existing | Office Equipment | Electric | POS Terminal | E6 | TRC BC Ratio | 0 | 0 | 0 | 0 | 0 | 0 | 0 | 0 | 0 | 0 | 0 | 0 | 0 | 0 | 0 | 0 | 0 | 0 | 0 | 0 | 0 | 0 | 0 | 0 | 0 | 0 | 0 | 0 | 0 | 0
F2_Commercial_College_Existing_Office Equipment_Electric_POS Terminal_E7 | F2 | Commercial | College | Existing | Office Equipment | Electric | POS Terminal | E7 | TRC BC Ratio | 0 | 0 | 0 | 0 | 0 | 0 | 0 | 0 | 0 | 0 | 0 | 0 | 0 | 0 | 0 | 0 | 0 | 0 | 0 | 0 | 0 | 0 | 0 | 0 | 0 | 0 | 0 | 0 | 0 | 0
F2_Commercial_College_Existing_Office Equipment_Electric_POS Terminal_E8 | F2 | Commercial | College | Existing | Office Equipment | Electric | POS Terminal | E8 | TRC BC Ratio | 0 | 0 | 0 | 0 | 0 | 0 | 0 | 0 | 0 | 0 | 0 | 0 | 0 | 0 | 0 | 0 | 0 | 0 | 0 | 0 | 0 | 0 | 0 | 0 | 0 | 0 | 0 | 0 | 0 | 0
F2_Commercial_College_Existing_Office Equipment_Electric_POS Terminal_E9 | F2 | Commercial | College | Existing | Office Equipment | Electric | POS Terminal | E9 | TRC BC Ratio | 0 | 0 | 0 | 0 | 0 | 0 | 0 | 0 | 0 | 0 | 0 | 0 | 0 | 0 | 0 | 0 | 0 | 0 | 0 | 0 | 0 | 0 | 0 | 0 | 0 | 0 | 0 | 0 | 0 | 0
F2_Commercial_College_Existing_Office Equipment_Electric_POS Terminal_E10 | F2 | Commercial | College | Existing | Office Equipment | Electric | POS Terminal | E10 | TRC BC Ratio | 0 | 0 | 0 | 0 | 0 | 0 | 0 | 0 | 0 | 0 | 0 | 0 | 0 | 0 | 0 | 0 | 0 | 0 | 0 | 0 | 0 | 0 | 0 | 0 | 0 | 0 | 0 | 0 | 0 | 0
F3_Commercial_College_Existing_Office Equipment_Electric_POS Terminal_E1 | F3 | Commercial | College | Existing | Office Equipment | Electric | POS Terminal | E1 | PACT BC Ratio | 0 | 0 | 0 | 0 | 0 | 0 | 0 | 0 | 0 | 0 | 0 | 0 | 0 | 0 | 0 | 0 | 0 | 0 | 0 | 0 | 0 | 0 | 0 | 0 | 0 | 0 | 0 | 0 | 0 | 0
F3_Commercial_College_Existing_Office Equipment_Electric_POS Terminal_E2 | F3 | Commercial | College | Existing | Office Equipment | Electric | POS Terminal | E2 | PACT BC Ratio | 0 | 0 | 0 | 0 | 0 | 0 | 0 | 0 | 0 | 0 | 0 | 0 | 0 | 0 | 0 | 0 | 0 | 0 | 0 | 0 | 0 | 0 | 0 | 0 | 0 | 0 | 0 | 0 | 0 | 0
F3_Commercial_College_Existing_Office Equipment_Electric_POS Terminal_E3 | F3 | Commercial | College | Existing | Office Equipment | Electric | POS Terminal | E3 | PACT BC Ratio | 0 | 0 | 0 | 0 | 0 | 0 | 0 | 0 | 0 | 0 | 0 | 0 | 0 | 0 | 0 | 0 | 0 | 0 | 0 | 0 | 0 | 0 | 0 | 0 | 0 | 0 | 0 | 0 | 0 | 0
F3_Commercial_College_Existing_Office Equipment_Electric_POS Terminal_E4 | F3 | Commercial | College | Existing | Office Equipment | Electric | POS Terminal | E4 | PACT BC Ratio | 0 | 0 | 0 | 0 | 0 | 0 | 0 | 0 | 0 | 0 | 0 | 0 | 0 | 0 | 0 | 0 | 0 | 0 | 0 | 0 | 0 | 0 | 0 | 0 | 0 | 0 | 0 | 0 | 0 | 0
F3_Commercial_College_Existing_Office Equipment_Electric_POS Terminal_E5 | F3 | Commercial | College | Existing | Office Equipment | Electric | POS Terminal | E5 | PACT BC Ratio | 0 | 0 | 0 | 0 | 0 | 0 | 0 | 0 | 0 | 0 | 0 | 0 | 0 | 0 | 0 | 0 | 0 | 0 | 0 | 0 | 0 | 0 | 0 | 0 | 0 | 0 | 0 | 0 | 0 | 0
F3_Commercial_College_Existing_Office Equipment_Electric_POS Terminal_E6 | F3 | Commercial | College | Existing | Office Equipment | Electric | POS Terminal | E6 | PACT BC Ratio | 0 | 0 | 0 | 0 | 0 | 0 | 0 | 0 | 0 | 0 | 0 | 0 | 0 | 0 | 0 | 0 | 0 | 0 | 0 | 0 | 0 | 0 | 0 | 0 | 0 | 0 | 0 | 0 | 0 | 0
F3_Commercial_College_Existing_Office Equipment_Electric_POS Terminal_E7 | F3 | Commercial | College | Existing | Office Equipment | Electric | POS Terminal | E7 | PACT BC Ratio | 0 | 0 | 0 | 0 | 0 | 0 | 0 | 0 | 0 | 0 | 0 | 0 | 0 | 0 | 0 | 0 | 0 | 0 | 0 | 0 | 0 | 0 | 0 | 0 | 0 | 0 | 0 | 0 | 0 | 0
F3_Commercial_College_Existing_Office Equipment_Electric_POS Terminal_E8 | F3 | Commercial | College | Existing | Office Equipment | Electric | POS Terminal | E8 | PACT BC Ratio | 0 | 0 | 0 | 0 | 0 | 0 | 0 | 0 | 0 | 0 | 0 | 0 | 0 | 0 | 0 | 0 | 0 | 0 | 0 | 0 | 0 | 0 | 0 | 0 | 0 | 0 | 0 | 0 | 0 | 0
F3_Commercial_College_Existing_Office Equipment_Electric_POS Terminal_E9 | F3 | Commercial | College | Existing | Office Equipment | Electric | POS Terminal | E9 | PACT BC Ratio | 0 | 0 | 0 | 0 | 0 | 0 | 0 | 0 | 0 | 0 | 0 | 0 | 0 | 0 | 0 | 0 | 0 | 0 | 0 | 0 | 0 | 0 | 0 | 0 | 0 | 0 | 0 | 0 | 0 | 0
F3_Commercial_College_Existing_Office Equipment_Electric_POS Terminal_E10 | F3 | Commercial | College | Existing | Office Equipment | Electric | POS Terminal | E10 | PACT BC Ratio | 0 | 0 | 0 | 0 | 0 | 0 | 0 | 0 | 0 | 0 | 0 | 0 | 0 | 0 | 0 | 0 | 0 | 0 | 0 | 0 | 0 | 0 | 0 | 0 | 0 | 0 | 0 | 0 | 0 | 0
F4_Commercial_College_Existing_Office Equipment_Electric_POS Terminal_E1 | F4 | Commercial | College | Existing | Office Equipment | Electric | POS Terminal | E1 | RVT BC Ratio | 0 | 0 | 0 | 0 | 0 | 0 | 0 | 0 | 0 | 0 | 0 | 0 | 0 | 0 | 0 | 0 | 0 | 0 | 0 | 0 | 0 | 0 | 0 | 0 | 0 | 0 | 0 | 0 | 0 | 0
F4_Commercial_College_Existing_Office Equipment_Electric_POS Terminal_E2 | F4 | Commercial | College | Existing | Office Equipment | Electric | POS Terminal | E2 | RVT BC Ratio | 0 | 0 | 0 | 0 | 0 | 0 | 0 | 0 | 0 | 0 | 0 | 0 | 0 | 0 | 0 | 0 | 0 | 0 | 0 | 0 | 0 | 0 | 0 | 0 | 0 | 0 | 0 | 0 | 0 | 0
F4_Commercial_College_Existing_Office Equipment_Electric_POS Terminal_E3 | F4 | Commercial | College | Existing | Office Equipment | Electric | POS Terminal | E3 | RVT BC Ratio | 0 | 0 | 0 | 0 | 0 | 0 | 0 | 0 | 0 | 0 | 0 | 0 | 0 | 0 | 0 | 0 | 0 | 0 | 0 | 0 | 0 | 0 | 0 | 0 | 0 | 0 | 0 | 0 | 0 | 0
F4_Commercial_College_Existing_Office Equipment_Electric_POS Terminal_E4 | F4 | Commercial | College | Existing | Office Equipment | Electric | POS Terminal | E4 | RVT BC Ratio | 0 | 0 | 0 | 0 | 0 | 0 | 0 | 0 | 0 | 0 | 0 | 0 | 0 | 0 | 0 | 0 | 0 | 0 | 0 | 0 | 0 | 0 | 0 | 0 | 0 | 0 | 0 | 0 | 0 | 0
F4_Commercial_College_Existing_Office Equipment_Electric_POS Terminal_E5 | F4 | Commercial | College | Existing | Office Equipment | Electric | POS Terminal | E5 | RVT BC Ratio | 0 | 0 | 0 | 0 | 0 | 0 | 0 | 0 | 0 | 0 | 0 | 0 | 0 | 0 | 0 | 0 | 0 | 0 | 0 | 0 | 0 | 0 | 0 | 0 | 0 | 0 | 0 | 0 | 0 | 0
F4_Commercial_College_Existing_Office Equipment_Electric_POS Terminal_E6 | F4 | Commercial | College | Existing | Office Equipment | Electric | POS Terminal | E6 | RVT BC Ratio | 0 | 0 | 0 | 0 | 0 | 0 | 0 | 0 | 0 | 0 | 0 | 0 | 0 | 0 | 0 | 0 | 0 | 0 | 0 | 0 | 0 | 0 | 0 | 0 | 0 | 0 | 0 | 0 | 0 | 0
F4_Commercial_College_Existing_Office Equipment_Electric_POS Terminal_E7 | F4 | Commercial | College | Existing | Office Equipment | Electric | POS Terminal | E7 | RVT BC Ratio | 0 | 0 | 0 | 0 | 0 | 0 | 0 | 0 | 0 | 0 | 0 | 0 | 0 | 0 | 0 | 0 | 0 | 0 | 0 | 0 | 0 | 0 | 0 | 0 | 0 | 0 | 0 | 0 | 0 | 0
F4_Commercial_College_Existing_Office Equipment_Electric_POS Terminal_E8 | F4 | Commercial | College | Existing | Office Equipment | Electric | POS Terminal | E8 | RVT BC Ratio | 0 | 0 | 0 | 0 | 0 | 0 | 0 | 0 | 0 | 0 | 0 | 0 | 0 | 0 | 0 | 0 | 0 | 0 | 0 | 0 | 0 | 0 | 0 | 0 | 0 | 0 | 0 | 0 | 0 | 0
F4_Commercial_College_Existing_Office Equipment_Electric_POS Terminal_E9 | F4 | Commercial | College | Existing | Office Equipment | Electric | POS Terminal | E9 | RVT BC Ratio | 0 | 0 | 0 | 0 | 0 | 0 | 0 | 0 | 0 | 0 | 0 | 0 | 0 | 0 | 0 | 0 | 0 | 0 | 0 | 0 | 0 | 0 | 0 | 0 | 0 | 0 | 0 | 0 | 0 | 0
F4_Commercial_College_Existing_Office Equipment_Electric_POS Terminal_E10 | F4 | Commercial | College | Existing | Office Equipment | Electric | POS Terminal | E10 | RVT BC Ratio | 0 | 0 | 0 | 0 | 0 | 0 | 0 | 0 | 0 | 0 | 0 | 0 | 0 | 0 | 0 | 0 | 0 | 0 | 0 | 0 | 0 | 0 | 0 | 0 | 0 | 0 | 0 | 0 | 0 | 0
F5_Commercial_College_Existing_Office Equipment_Electric_POS Terminal_E1 | F5 | Commercial | College | Existing | Office Equipment | Electric | POS Terminal | E1 | RIM BC Ratio | 0 | 0 | 0 | 0 | 0 | 0 | 0 | 0 | 0 | 0 | 0 | 0 | 0 | 0 | 0 | 0 | 0 | 0 | 0 | 0 | 0 | 0 | 0 | 0 | 0 | 0 | 0 | 0 | 0 | 0
F5_Commercial_College_Existing_Office Equipment_Electric_POS Terminal_E2 | F5 | Commercial | College | Existing | Office Equipment | Electric | POS Terminal | E2 | RIM BC Ratio | 0 | 0 | 0 | 0 | 0 | 0 | 0 | 0 | 0 | 0 | 0 | 0 | 0 | 0 | 0 | 0 | 0 | 0 | 0 | 0 | 0 | 0 | 0 | 0 | 0 | 0 | 0 | 0 | 0 | 0
F5_Commercial_College_Existing_Office Equipment_Electric_POS Terminal_E3 | F5 | Commercial | College | Existing | Office Equipment | Electric | POS Terminal | E3 | RIM BC Ratio | 0 | 0 | 0 | 0 | 0 | 0 | 0 | 0 | 0 | 0 | 0 | 0 | 0 | 0 | 0 | 0 | 0 | 0 | 0 | 0 | 0 | 0 | 0 | 0 | 0 | 0 | 0 | 0 | 0 | 0
F5_Commercial_College_Existing_Office Equipment_Electric_POS Terminal_E4 | F5 | Commercial | College | Existing | Office Equipment | Electric | POS Terminal | E4 | RIM BC Ratio | 0 | 0 | 0 | 0 | 0 | 0 | 0 | 0 | 0 | 0 | 0 | 0 | 0 | 0 | 0 | 0 | 0 | 0 | 0 | 0 | 0 | 0 | 0 | 0 | 0 | 0 | 0 | 0 | 0 | 0
F5_Commercial_College_Existing_Office Equipment_Electric_POS Terminal_E5 | F5 | Commercial | College | Existing | Office Equipment | Electric | POS Terminal | E5 | RIM BC Ratio | 0 | 0 | 0 | 0 | 0 | 0 | 0 | 0 | 0 | 0 | 0 | 0 | 0 | 0 | 0 | 0 | 0 | 0 | 0 | 0 | 0 | 0 | 0 | 0 | 0 | 0 | 0 | 0 | 0 | 0
F5_Commercial_College_Existing_Office Equipment_Electric_POS Terminal_E6 | F5 | Commercial | College | Existing | Office Equipment | Electric | POS Terminal | E6 | RIM BC Ratio | 0 | 0 | 0 | 0 | 0 | 0 | 0 | 0 | 0 | 0 | 0 | 0 | 0 | 0 | 0 | 0 | 0 | 0 | 0 | 0 | 0 | 0 | 0 | 0 | 0 | 0 | 0 | 0 | 0 | 0
F5_Commercial_College_Existing_Office Equipment_Electric_POS Terminal_E7 | F5 | Commercial | College | Existing | Office Equipment | Electric | POS Terminal | E7 | RIM BC Ratio | 0 | 0 | 0 | 0 | 0 | 0 | 0 | 0 | 0 | 0 | 0 | 0 | 0 | 0 | 0 | 0 | 0 | 0 | 0 | 0 | 0 | 0 | 0 | 0 | 0 | 0 | 0 | 0 | 0 | 0
F5_Commercial_College_Existing_Office Equipment_Electric_POS Terminal_E8 | F5 | Commercial | College | Existing | Office Equipment | Electric | POS Terminal | E8 | RIM BC Ratio | 0 | 0 | 0 | 0 | 0 | 0 | 0 | 0 | 0 | 0 | 0 | 0 | 0 | 0 | 0 | 0 | 0 | 0 | 0 | 0 | 0 | 0 | 0 | 0 | 0 | 0 | 0 | 0 | 0 | 0
F5_Commercial_College_Existing_Office Equipment_Electric_POS Terminal_E9 | F5 | Commercial | College | Existing | Office Equipment | Electric | POS Terminal | E9 | RIM BC Ratio | 0 | 0 | 0 | 0 | 0 | 0 | 0 | 0 | 0 | 0 | 0 | 0 | 0 | 0 | 0 | 0 | 0 | 0 | 0 | 0 | 0 | 0 | 0 | 0 | 0 | 0 | 0 | 0 | 0 | 0
F5_Commercial_College_Existing_Office Equipment_Electric_POS Terminal_E10 | F5 | Commercial | College | Existing | Office Equipment | Electric | POS Terminal | E10 | RIM BC Ratio | 0 | 0 | 0 | 0 | 0 | 0 | 0 | 0 | 0 | 0 | 0 | 0 | 0 | 0 | 0 | 0 | 0 | 0 | 0 | 0 | 0 | 0 | 0 | 0 | 0 | 0 | 0 | 0 | 0 | 0
F0_Commercial_College_Existing_Miscellaneous_Electric_Non-HVAC Motors_E0 | F0 | Commercial | College | Existing | Miscellaneous | Electric | Non-HVAC Motors | E0 | Economic Unit | 0 | 0 | 0 | 0 | 0 | 0 | 0 | 0 | 0 | 0 | 0 | 0 | 0 | 0 | 0 | 0 | 0 | 0 | 0 | 0 | 0 | 0 | 0 | 0 | 0 | 0 | 0 | 0 | 0 | 0
F1_Commercial_College_Existing_Miscellaneous_Electric_Non-HVAC Motors_E1 | F1 | Commercial | College | Existing | Miscellaneous | Electric | Non-HVAC Motors | E1 | CCE | 0 | 0 | 0 | 0 | 0 | 0 | 0 | 0 | 0 | 0 | 0 | 0 | 0 | 0 | 0 | 0 | 0 | 0 | 0 | 0 | 0 | 0 | 0 | 0 | 0 | 0 | 0 | 0 | 0 | 0
F1_Commercial_College_Existing_Miscellaneous_Electric_Non-HVAC Motors_E2 | F1 | Commercial | College | Existing | Miscellaneous | Electric | Non-HVAC Motors | E2 | CCE | 0 | 0 | 0 | 0 | 0 | 0 | 0 | 0 | 0 | 0 | 0 | 0 | 0 | 0 | 0 | 0 | 0 | 0 | 0 | 0 | 0 | 0 | 0 | 0 | 0 | 0 | 0 | 0 | 0 | 0
F1_Commercial_College_Existing_Miscellaneous_Electric_Non-HVAC Motors_E3 | F1 | Commercial | College | Existing | Miscellaneous | Electric | Non-HVAC Motors | E3 | CCE | 0 | 0 | 0 | 0 | 0 | 0 | 0 | 0 | 0 | 0 | 0 | 0 | 0 | 0 | 0 | 0 | 0 | 0 | 0 | 0 | 0 | 0 | 0 | 0 | 0 | 0 | 0 | 0 | 0 | 0
F1_Commercial_College_Existing_Miscellaneous_Electric_Non-HVAC Motors_E4 | F1 | Commercial | College | Existing | Miscellaneous | Electric | Non-HVAC Motors | E4 | CCE | 0 | 0 | 0 | 0 | 0 | 0 | 0 | 0 | 0 | 0 | 0 | 0 | 0 | 0 | 0 | 0 | 0 | 0 | 0 | 0 | 0 | 0 | 0 | 0 | 0 | 0 | 0 | 0 | 0 | 0
F1_Commercial_College_Existing_Miscellaneous_Electric_Non-HVAC Motors_E5 | F1 | Commercial | College | Existing | Miscellaneous | Electric | Non-HVAC Motors | E5 | CCE | 0 | 0 | 0 | 0 | 0 | 0 | 0 | 0 | 0 | 0 | 0 | 0 | 0 | 0 | 0 | 0 | 0 | 0 | 0 | 0 | 0 | 0 | 0 | 0 | 0 | 0 | 0 | 0 | 0 | 0
F1_Commercial_College_Existing_Miscellaneous_Electric_Non-HVAC Motors_E6 | F1 | Commercial | College | Existing | Miscellaneous | Electric | Non-HVAC Motors | E6 | CCE | 0 | 0 | 0 | 0 | 0 | 0 | 0 | 0 | 0 | 0 | 0 | 0 | 0 | 0 | 0 | 0 | 0 | 0 | 0 | 0 | 0 | 0 | 0 | 0 | 0 | 0 | 0 | 0 | 0 | 0
F1_Commercial_College_Existing_Miscellaneous_Electric_Non-HVAC Motors_E7 | F1 | Commercial | College | Existing | Miscellaneous | Electric | Non-HVAC Motors | E7 | CCE | 0 | 0 | 0 | 0 | 0 | 0 | 0 | 0 | 0 | 0 | 0 | 0 | 0 | 0 | 0 | 0 | 0 | 0 | 0 | 0 | 0 | 0 | 0 | 0 | 0 | 0 | 0 | 0 | 0 | 0
F1_Commercial_College_Existing_Miscellaneous_Electric_Non-HVAC Motors_E8 | F1 | Commercial | College | Existing | Miscellaneous | Electric | Non-HVAC Motors | E8 | CCE | 0 | 0 | 0 | 0 | 0 | 0 | 0 | 0 | 0 | 0 | 0 | 0 | 0 | 0 | 0 | 0 | 0 | 0 | 0 | 0 | 0 | 0 | 0 | 0 | 0 | 0 | 0 | 0 | 0 | 0
F1_Commercial_College_Existing_Miscellaneous_Electric_Non-HVAC Motors_E9 | F1 | Commercial | College | Existing | Miscellaneous | Electric | Non-HVAC Motors | E9 | CCE | 0 | 0 | 0 | 0 | 0 | 0 | 0 | 0 | 0 | 0 | 0 | 0 | 0 | 0 | 0 | 0 | 0 | 0 | 0 | 0 | 0 | 0 | 0 | 0 | 0 | 0 | 0 | 0 | 0 | 0
F1_Commercial_College_Existing_Miscellaneous_Electric_Non-HVAC Motors_E10 | F1 | Commercial | College | Existing | Miscellaneous | Electric | Non-HVAC Motors | E10 | CCE | 0 | 0 | 0 | 0 | 0 | 0 | 0 | 0 | 0 | 0 | 0 | 0 | 0 | 0 | 0 | 0 | 0 | 0 | 0 | 0 | 0 | 0 | 0 | 0 | 0 | 0 | 0 | 0 | 0 | 0
F2_Commercial_College_Existing_Miscellaneous_Electric_Non-HVAC Motors_E1 | F2 | Commercial | College | Existing | Miscellaneous | Electric | Non-HVAC Motors | E1 | TRC BC Ratio | 0 | 0 | 0 | 0 | 0 | 0 | 0 | 0 | 0 | 0 | 0 | 0 | 0 | 0 | 0 | 0 | 0 | 0 | 0 | 0 | 0 | 0 | 0 | 0 | 0 | 0 | 0 | 0 | 0 | 0
F2_Commercial_College_Existing_Miscellaneous_Electric_Non-HVAC Motors_E2 | F2 | Commercial | College | Existing | Miscellaneous | Electric | Non-HVAC Motors | E2 | TRC BC Ratio | 0 | 0 | 0 | 0 | 0 | 0 | 0 | 0 | 0 | 0 | 0 | 0 | 0 | 0 | 0 | 0 | 0 | 0 | 0 | 0 | 0 | 0 | 0 | 0 | 0 | 0 | 0 | 0 | 0 | 0
F2_Commercial_College_Existing_Miscellaneous_Electric_Non-HVAC Motors_E3 | F2 | Commercial | College | Existing | Miscellaneous | Electric | Non-HVAC Motors | E3 | TRC BC Ratio | 0 | 0 | 0 | 0 | 0 | 0 | 0 | 0 | 0 | 0 | 0 | 0 | 0 | 0 | 0 | 0 | 0 | 0 | 0 | 0 | 0 | 0 | 0 | 0 | 0 | 0 | 0 | 0 | 0 | 0
F2_Commercial_College_Existing_Miscellaneous_Electric_Non-HVAC Motors_E4 | F2 | Commercial | College | Existing | Miscellaneous | Electric | Non-HVAC Motors | E4 | TRC BC Ratio | 0 | 0 | 0 | 0 | 0 | 0 | 0 | 0 | 0 | 0 | 0 | 0 | 0 | 0 | 0 | 0 | 0 | 0 | 0 | 0 | 0 | 0 | 0 | 0 | 0 | 0 | 0 | 0 | 0 | 0
F2_Commercial_College_Existing_Miscellaneous_Electric_Non-HVAC Motors_E5 | F2 | Commercial | College | Existing | Miscellaneous | Electric | Non-HVAC Motors | E5 | TRC BC Ratio | 0 | 0 | 0 | 0 | 0 | 0 | 0 | 0 | 0 | 0 | 0 | 0 | 0 | 0 | 0 | 0 | 0 | 0 | 0 | 0 | 0 | 0 | 0 | 0 | 0 | 0 | 0 | 0 | 0 | 0
F2_Commercial_College_Existing_Miscellaneous_Electric_Non-HVAC Motors_E6 | F2 | Commercial | College | Existing | Miscellaneous | Electric | Non-HVAC Motors | E6 | TRC BC Ratio | 0 | 0 | 0 | 0 | 0 | 0 | 0 | 0 | 0 | 0 | 0 | 0 | 0 | 0 | 0 | 0 | 0 | 0 | 0 | 0 | 0 | 0 | 0 | 0 | 0 | 0 | 0 | 0 | 0 | 0
F2_Commercial_College_Existing_Miscellaneous_Electric_Non-HVAC Motors_E7 | F2 | Commercial | College | Existing | Miscellaneous | Electric | Non-HVAC Motors | E7 | TRC BC Ratio | 0 | 0 | 0 | 0 | 0 | 0 | 0 | 0 | 0 | 0 | 0 | 0 | 0 | 0 | 0 | 0 | 0 | 0 | 0 | 0 | 0 | 0 | 0 | 0 | 0 | 0 | 0 | 0 | 0 | 0
F2_Commercial_College_Existing_Miscellaneous_Electric_Non-HVAC Motors_E8 | F2 | Commercial | College | Existing | Miscellaneous | Electric | Non-HVAC Motors | E8 | TRC BC Ratio | 0 | 0 | 0 | 0 | 0 | 0 | 0 | 0 | 0 | 0 | 0 | 0 | 0 | 0 | 0 | 0 | 0 | 0 | 0 | 0 | 0 | 0 | 0 | 0 | 0 | 0 | 0 | 0 | 0 | 0
F2_Commercial_College_Existing_Miscellaneous_Electric_Non-HVAC Motors_E9 | F2 | Commercial | College | Existing | Miscellaneous | Electric | Non-HVAC Motors | E9 | TRC BC Ratio | 0 | 0 | 0 | 0 | 0 | 0 | 0 | 0 | 0 | 0 | 0 | 0 | 0 | 0 | 0 | 0 | 0 | 0 | 0 | 0 | 0 | 0 | 0 | 0 | 0 | 0 | 0 | 0 | 0 | 0
F2_Commercial_College_Existing_Miscellaneous_Electric_Non-HVAC Motors_E10 | F2 | Commercial | College | Existing | Miscellaneous | Electric | Non-HVAC Motors | E10 | TRC BC Ratio | 0 | 0 | 0 | 0 | 0 | 0 | 0 | 0 | 0 | 0 | 0 | 0 | 0 | 0 | 0 | 0 | 0 | 0 | 0 | 0 | 0 | 0 | 0 | 0 | 0 | 0 | 0 | 0 | 0 | 0
F3_Commercial_College_Existing_Miscellaneous_Electric_Non-HVAC Motors_E1 | F3 | Commercial | College | Existing | Miscellaneous | Electric | Non-HVAC Motors | E1 | PACT BC Ratio | 0 | 0 | 0 | 0 | 0 | 0 | 0 | 0 | 0 | 0 | 0 | 0 | 0 | 0 | 0 | 0 | 0 | 0 | 0 | 0 | 0 | 0 | 0 | 0 | 0 | 0 | 0 | 0 | 0 | 0
F3_Commercial_College_Existing_Miscellaneous_Electric_Non-HVAC Motors_E2 | F3 | Commercial | College | Existing | Miscellaneous | Electric | Non-HVAC Motors | E2 | PACT BC Ratio | 0 | 0 | 0 | 0 | 0 | 0 | 0 | 0 | 0 | 0 | 0 | 0 | 0 | 0 | 0 | 0 | 0 | 0 | 0 | 0 | 0 | 0 | 0 | 0 | 0 | 0 | 0 | 0 | 0 | 0
F3_Commercial_College_Existing_Miscellaneous_Electric_Non-HVAC Motors_E3 | F3 | Commercial | College | Existing | Miscellaneous | Electric | Non-HVAC Motors | E3 | PACT BC Ratio | 0 | 0 | 0 | 0 | 0 | 0 | 0 | 0 | 0 | 0 | 0 | 0 | 0 | 0 | 0 | 0 | 0 | 0 | 0 | 0 | 0 | 0 | 0 | 0 | 0 | 0 | 0 | 0 | 0 | 0
F3_Commercial_College_Existing_Miscellaneous_Electric_Non-HVAC Motors_E4 | F3 | Commercial | College | Existing | Miscellaneous | Electric | Non-HVAC Motors | E4 | PACT BC Ratio | 0 | 0 | 0 | 0 | 0 | 0 | 0 | 0 | 0 | 0 | 0 | 0 | 0 | 0 | 0 | 0 | 0 | 0 | 0 | 0 | 0 | 0 | 0 | 0 | 0 | 0 | 0 | 0 | 0 | 0
F3_Commercial_College_Existing_Miscellaneous_Electric_Non-HVAC Motors_E5 | F3 | Commercial | College | Existing | Miscellaneous | Electric | Non-HVAC Motors | E5 | PACT BC Ratio | 0 | 0 | 0 | 0 | 0 | 0 | 0 | 0 | 0 | 0 | 0 | 0 | 0 | 0 | 0 | 0 | 0 | 0 | 0 | 0 | 0 | 0 | 0 | 0 | 0 | 0 | 0 | 0 | 0 | 0
F3_Commercial_College_Existing_Miscellaneous_Electric_Non-HVAC Motors_E6 | F3 | Commercial | College | Existing | Miscellaneous | Electric | Non-HVAC Motors | E6 | PACT BC Ratio | 0 | 0 | 0 | 0 | 0 | 0 | 0 | 0 | 0 | 0 | 0 | 0 | 0 | 0 | 0 | 0 | 0 | 0 | 0 | 0 | 0 | 0 | 0 | 0 | 0 | 0 | 0 | 0 | 0 | 0
F3_Commercial_College_Existing_Miscellaneous_Electric_Non-HVAC Motors_E7 | F3 | Commercial | College | Existing | Miscellaneous | Electric | Non-HVAC Motors | E7 | PACT BC Ratio | 0 | 0 | 0 | 0 | 0 | 0 | 0 | 0 | 0 | 0 | 0 | 0 | 0 | 0 | 0 | 0 | 0 | 0 | 0 | 0 | 0 | 0 | 0 | 0 | 0 | 0 | 0 | 0 | 0 | 0
F3_Commercial_College_Existing_Miscellaneous_Electric_Non-HVAC Motors_E8 | F3 | Commercial | College | Existing | Miscellaneous | Electric | Non-HVAC Motors | E8 | PACT BC Ratio | 0 | 0 | 0 | 0 | 0 | 0 | 0 | 0 | 0 | 0 | 0 | 0 | 0 | 0 | 0 | 0 | 0 | 0 | 0 | 0 | 0 | 0 | 0 | 0 | 0 | 0 | 0 | 0 | 0 | 0
F3_Commercial_College_Existing_Miscellaneous_Electric_Non-HVAC Motors_E9 | F3 | Commercial | College | Existing | Miscellaneous | Electric | Non-HVAC Motors | E9 | PACT BC Ratio | 0 | 0 | 0 | 0 | 0 | 0 | 0 | 0 | 0 | 0 | 0 | 0 | 0 | 0 | 0 | 0 | 0 | 0 | 0 | 0 | 0 | 0 | 0 | 0 | 0 | 0 | 0 | 0 | 0 | 0
F3_Commercial_College_Existing_Miscellaneous_Electric_Non-HVAC Motors_E10 | F3 | Commercial | College | Existing | Miscellaneous | Electric | Non-HVAC Motors | E10 | PACT BC Ratio | 0 | 0 | 0 | 0 | 0 | 0 | 0 | 0 | 0 | 0 | 0 | 0 | 0 | 0 | 0 | 0 | 0 | 0 | 0 | 0 | 0 | 0 | 0 | 0 | 0 | 0 | 0 | 0 | 0 | 0
F4_Commercial_College_Existing_Miscellaneous_Electric_Non-HVAC Motors_E1 | F4 | Commercial | College | Existing | Miscellaneous | Electric | Non-HVAC Motors | E1 | RVT BC Ratio | 0 | 0 | 0 | 0 | 0 | 0 | 0 | 0 | 0 | 0 | 0 | 0 | 0 | 0 | 0 | 0 | 0 | 0 | 0 | 0 | 0 | 0 | 0 | 0 | 0 | 0 | 0 | 0 | 0 | 0
F4_Commercial_College_Existing_Miscellaneous_Electric_Non-HVAC Motors_E2 | F4 | Commercial | College | Existing | Miscellaneous | Electric | Non-HVAC Motors | E2 | RVT BC Ratio | 0 | 0 | 0 | 0 | 0 | 0 | 0 | 0 | 0 | 0 | 0 | 0 | 0 | 0 | 0 | 0 | 0 | 0 | 0 | 0 | 0 | 0 | 0 | 0 | 0 | 0 | 0 | 0 | 0 | 0
F4_Commercial_College_Existing_Miscellaneous_Electric_Non-HVAC Motors_E3 | F4 | Commercial | College | Existing | Miscellaneous | Electric | Non-HVAC Motors | E3 | RVT BC Ratio | 0 | 0 | 0 | 0 | 0 | 0 | 0 | 0 | 0 | 0 | 0 | 0 | 0 | 0 | 0 | 0 | 0 | 0 | 0 | 0 | 0 | 0 | 0 | 0 | 0 | 0 | 0 | 0 | 0 | 0
F4_Commercial_College_Existing_Miscellaneous_Electric_Non-HVAC Motors_E4 | F4 | Commercial | College | Existing | Miscellaneous | Electric | Non-HVAC Motors | E4 | RVT BC Ratio | 0 | 0 | 0 | 0 | 0 | 0 | 0 | 0 | 0 | 0 | 0 | 0 | 0 | 0 | 0 | 0 | 0 | 0 | 0 | 0 | 0 | 0 | 0 | 0 | 0 | 0 | 0 | 0 | 0 | 0
F4_Commercial_College_Existing_Miscellaneous_Electric_Non-HVAC Motors_E5 | F4 | Commercial | College | Existing | Miscellaneous | Electric | Non-HVAC Motors | E5 | RVT BC Ratio | 0 | 0 | 0 | 0 | 0 | 0 | 0 | 0 | 0 | 0 | 0 | 0 | 0 | 0 | 0 | 0 | 0 | 0 | 0 | 0 | 0 | 0 | 0 | 0 | 0 | 0 | 0 | 0 | 0 | 0
F4_Commercial_College_Existing_Miscellaneous_Electric_Non-HVAC Motors_E6 | F4 | Commercial | College | Existing | Miscellaneous | Electric | Non-HVAC Motors | E6 | RVT BC Ratio | 0 | 0 | 0 | 0 | 0 | 0 | 0 | 0 | 0 | 0 | 0 | 0 | 0 | 0 | 0 | 0 | 0 | 0 | 0 | 0 | 0 | 0 | 0 | 0 | 0 | 0 | 0 | 0 | 0 | 0
F4_Commercial_College_Existing_Miscellaneous_Electric_Non-HVAC Motors_E7 | F4 | Commercial | College | Existing | Miscellaneous | Electric | Non-HVAC Motors | E7 | RVT BC Ratio | 0 | 0 | 0 | 0 | 0 | 0 | 0 | 0 | 0 | 0 | 0 | 0 | 0 | 0 | 0 | 0 | 0 | 0 | 0 | 0 | 0 | 0 | 0 | 0 | 0 | 0 | 0 | 0 | 0 | 0
F4_Commercial_College_Existing_Miscellaneous_Electric_Non-HVAC Motors_E8 | F4 | Commercial | College | Existing | Miscellaneous | Electric | Non-HVAC Motors | E8 | RVT BC Ratio | 0 | 0 | 0 | 0 | 0 | 0 | 0 | 0 | 0 | 0 | 0 | 0 | 0 | 0 | 0 | 0 | 0 | 0 | 0 | 0 | 0 | 0 | 0 | 0 | 0 | 0 | 0 | 0 | 0 | 0
F4_Commercial_College_Existing_Miscellaneous_Electric_Non-HVAC Motors_E9 | F4 | Commercial | College | Existing | Miscellaneous | Electric | Non-HVAC Motors | E9 | RVT BC Ratio | 0 | 0 | 0 | 0 | 0 | 0 | 0 | 0 | 0 | 0 | 0 | 0 | 0 | 0 | 0 | 0 | 0 | 0 | 0 | 0 | 0 | 0 | 0 | 0 | 0 | 0 | 0 | 0 | 0 | 0
F4_Commercial_College_Existing_Miscellaneous_Electric_Non-HVAC Motors_E10 | F4 | Commercial | College | Existing | Miscellaneous | Electric | Non-HVAC Motors | E10 | RVT BC Ratio | 0 | 0 | 0 | 0 | 0 | 0 | 0 | 0 | 0 | 0 | 0 | 0 | 0 | 0 | 0 | 0 | 0 | 0 | 0 | 0 | 0 | 0 | 0 | 0 | 0 | 0 | 0 | 0 | 0 | 0
F5_Commercial_College_Existing_Miscellaneous_Electric_Non-HVAC Motors_E1 | F5 | Commercial | College | Existing | Miscellaneous | Electric | Non-HVAC Motors | E1 | RIM BC Ratio | 0 | 0 | 0 | 0 | 0 | 0 | 0 | 0 | 0 | 0 | 0 | 0 | 0 | 0 | 0 | 0 | 0 | 0 | 0 | 0 | 0 | 0 | 0 | 0 | 0 | 0 | 0 | 0 | 0 | 0
F5_Commercial_College_Existing_Miscellaneous_Electric_Non-HVAC Motors_E2 | F5 | Commercial | College | Existing | Miscellaneous | Electric | Non-HVAC Motors | E2 | RIM BC Ratio | 0 | 0 | 0 | 0 | 0 | 0 | 0 | 0 | 0 | 0 | 0 | 0 | 0 | 0 | 0 | 0 | 0 | 0 | 0 | 0 | 0 | 0 | 0 | 0 | 0 | 0 | 0 | 0 | 0 | 0
F5_Commercial_College_Existing_Miscellaneous_Electric_Non-HVAC Motors_E3 | F5 | Commercial | College | Existing | Miscellaneous | Electric | Non-HVAC Motors | E3 | RIM BC Ratio | 0 | 0 | 0 | 0 | 0 | 0 | 0 | 0 | 0 | 0 | 0 | 0 | 0 | 0 | 0 | 0 | 0 | 0 | 0 | 0 | 0 | 0 | 0 | 0 | 0 | 0 | 0 | 0 | 0 | 0
F5_Commercial_College_Existing_Miscellaneous_Electric_Non-HVAC Motors_E4 | F5 | Commercial | College | Existing | Miscellaneous | Electric | Non-HVAC Motors | E4 | RIM BC Ratio | 0 | 0 | 0 | 0 | 0 | 0 | 0 | 0 | 0 | 0 | 0 | 0 | 0 | 0 | 0 | 0 | 0 | 0 | 0 | 0 | 0 | 0 | 0 | 0 | 0 | 0 | 0 | 0 | 0 | 0
F5_Commercial_College_Existing_Miscellaneous_Electric_Non-HVAC Motors_E5 | F5 | Commercial | College | Existing | Miscellaneous | Electric | Non-HVAC Motors | E5 | RIM BC Ratio | 0 | 0 | 0 | 0 | 0 | 0 | 0 | 0 | 0 | 0 | 0 | 0 | 0 | 0 | 0 | 0 | 0 | 0 | 0 | 0 | 0 | 0 | 0 | 0 | 0 | 0 | 0 | 0 | 0 | 0
F5_Commercial_College_Existing_Miscellaneous_Electric_Non-HVAC Motors_E6 | F5 | Commercial | College | Existing | Miscellaneous | Electric | Non-HVAC Motors | E6 | RIM BC Ratio | 0 | 0 | 0 | 0 | 0 | 0 | 0 | 0 | 0 | 0 | 0 | 0 | 0 | 0 | 0 | 0 | 0 | 0 | 0 | 0 | 0 | 0 | 0 | 0 | 0 | 0 | 0 | 0 | 0 | 0
F5_Commercial_College_Existing_Miscellaneous_Electric_Non-HVAC Motors_E7 | F5 | Commercial | College | Existing | Miscellaneous | Electric | Non-HVAC Motors | E7 | RIM BC Ratio | 0 | 0 | 0 | 0 | 0 | 0 | 0 | 0 | 0 | 0 | 0 | 0 | 0 | 0 | 0 | 0 | 0 | 0 | 0 | 0 | 0 | 0 | 0 | 0 | 0 | 0 | 0 | 0 | 0 | 0
F5_Commercial_College_Existing_Miscellaneous_Electric_Non-HVAC Motors_E8 | F5 | Commercial | College | Existing | Miscellaneous | Electric | Non-HVAC Motors | E8 | RIM BC Ratio | 0 | 0 | 0 | 0 | 0 | 0 | 0 | 0 | 0 | 0 | 0 | 0 | 0 | 0 | 0 | 0 | 0 | 0 | 0 | 0 | 0 | 0 | 0 | 0 | 0 | 0 | 0 | 0 | 0 | 0
F5_Commercial_College_Existing_Miscellaneous_Electric_Non-HVAC Motors_E9 | F5 | Commercial | College | Existing | Miscellaneous | Electric | Non-HVAC Motors | E9 | RIM BC Ratio | 0 | 0 | 0 | 0 | 0 | 0 | 0 | 0 | 0 | 0 | 0 | 0 | 0 | 0 | 0 | 0 | 0 | 0 | 0 | 0 | 0 | 0 | 0 | 0 | 0 | 0 | 0 | 0 | 0 | 0
F5_Commercial_College_Existing_Miscellaneous_Electric_Non-HVAC Motors_E10 | F5 | Commercial | College | Existing | Miscellaneous | Electric | Non-HVAC Motors | E10 | RIM BC Ratio | 0 | 0 | 0 | 0 | 0 | 0 | 0 | 0 | 0 | 0 | 0 | 0 | 0 | 0 | 0 | 0 | 0 | 0 | 0 | 0 | 0 | 0 | 0 | 0 | 0 | 0 | 0 | 0 | 0 | 0
F0_Commercial_College_Existing_Miscellaneous_Electric_Pool Pump_E0 | F0 | Commercial | College | Existing | Miscellaneous | Electric | Pool Pump | E0 | Economic Unit | 0 | 0 | 0 | 0 | 0 | 0 | 0 | 0 | 0 | 0 | 0 | 0 | 0 | 0 | 0 | 0 | 0 | 0 | 0 | 0 | 0 | 0 | 0 | 0 | 0 | 0 | 0 | 0 | 0 | 0
F1_Commercial_College_Existing_Miscellaneous_Electric_Pool Pump_E1 | F1 | Commercial | College | Existing | Miscellaneous | Electric | Pool Pump | E1 | CCE | 0 | 0 | 0 | 0 | 0 | 0 | 0 | 0 | 0 | 0 | 0 | 0 | 0 | 0 | 0 | 0 | 0 | 0 | 0 | 0 | 0 | 0 | 0 | 0 | 0 | 0 | 0 | 0 | 0 | 0
F1_Commercial_College_Existing_Miscellaneous_Electric_Pool Pump_E2 | F1 | Commercial | College | Existing | Miscellaneous | Electric | Pool Pump | E2 | CCE | 0 | 0 | 0 | 0 | 0 | 0 | 0 | 0 | 0 | 0 | 0 | 0 | 0 | 0 | 0 | 0 | 0 | 0 | 0 | 0 | 0 | 0 | 0 | 0 | 0 | 0 | 0 | 0 | 0 | 0
F1_Commercial_College_Existing_Miscellaneous_Electric_Pool Pump_E3 | F1 | Commercial | College | Existing | Miscellaneous | Electric | Pool Pump | E3 | CCE | 0 | 0 | 0 | 0 | 0 | 0 | 0 | 0 | 0 | 0 | 0 | 0 | 0 | 0 | 0 | 0 | 0 | 0 | 0 | 0 | 0 | 0 | 0 | 0 | 0 | 0 | 0 | 0 | 0 | 0
F1_Commercial_College_Existing_Miscellaneous_Electric_Pool Pump_E4 | F1 | Commercial | College | Existing | Miscellaneous | Electric | Pool Pump | E4 | CCE | 0 | 0 | 0 | 0 | 0 | 0 | 0 | 0 | 0 | 0 | 0 | 0 | 0 | 0 | 0 | 0 | 0 | 0 | 0 | 0 | 0 | 0 | 0 | 0 | 0 | 0 | 0 | 0 | 0 | 0
F1_Commercial_College_Existing_Miscellaneous_Electric_Pool Pump_E5 | F1 | Commercial | College | Existing | Miscellaneous | Electric | Pool Pump | E5 | CCE | 0 | 0 | 0 | 0 | 0 | 0 | 0 | 0 | 0 | 0 | 0 | 0 | 0 | 0 | 0 | 0 | 0 | 0 | 0 | 0 | 0 | 0 | 0 | 0 | 0 | 0 | 0 | 0 | 0 | 0
F1_Commercial_College_Existing_Miscellaneous_Electric_Pool Pump_E6 | F1 | Commercial | College | Existing | Miscellaneous | Electric | Pool Pump | E6 | CCE | 0 | 0 | 0 | 0 | 0 | 0 | 0 | 0 | 0 | 0 | 0 | 0 | 0 | 0 | 0 | 0 | 0 | 0 | 0 | 0 | 0 | 0 | 0 | 0 | 0 | 0 | 0 | 0 | 0 | 0
F1_Commercial_College_Existing_Miscellaneous_Electric_Pool Pump_E7 | F1 | Commercial | College | Existing | Miscellaneous | Electric | Pool Pump | E7 | CCE | 0 | 0 | 0 | 0 | 0 | 0 | 0 | 0 | 0 | 0 | 0 | 0 | 0 | 0 | 0 | 0 | 0 | 0 | 0 | 0 | 0 | 0 | 0 | 0 | 0 | 0 | 0 | 0 | 0 | 0
F1_Commercial_College_Existing_Miscellaneous_Electric_Pool Pump_E8 | F1 | Commercial | College | Existing | Miscellaneous | Electric | Pool Pump | E8 | CCE | 0 | 0 | 0 | 0 | 0 | 0 | 0 | 0 | 0 | 0 | 0 | 0 | 0 | 0 | 0 | 0 | 0 | 0 | 0 | 0 | 0 | 0 | 0 | 0 | 0 | 0 | 0 | 0 | 0 | 0
F1_Commercial_College_Existing_Miscellaneous_Electric_Pool Pump_E9 | F1 | Commercial | College | Existing | Miscellaneous | Electric | Pool Pump | E9 | CCE | 0 | 0 | 0 | 0 | 0 | 0 | 0 | 0 | 0 | 0 | 0 | 0 | 0 | 0 | 0 | 0 | 0 | 0 | 0 | 0 | 0 | 0 | 0 | 0 | 0 | 0 | 0 | 0 | 0 | 0
F1_Commercial_College_Existing_Miscellaneous_Electric_Pool Pump_E10 | F1 | Commercial | College | Existing | Miscellaneous | Electric | Pool Pump | E10 | CCE | 0 | 0 | 0 | 0 | 0 | 0 | 0 | 0 | 0 | 0 | 0 | 0 | 0 | 0 | 0 | 0 | 0 | 0 | 0 | 0 | 0 | 0 | 0 | 0 | 0 | 0 | 0 | 0 | 0 | 0
F2_Commercial_College_Existing_Miscellaneous_Electric_Pool Pump_E1 | F2 | Commercial | College | Existing | Miscellaneous | Electric | Pool Pump | E1 | TRC BC Ratio | 0 | 0 | 0 | 0 | 0 | 0 | 0 | 0 | 0 | 0 | 0 | 0 | 0 | 0 | 0 | 0 | 0 | 0 | 0 | 0 | 0 | 0 | 0 | 0 | 0 | 0 | 0 | 0 | 0 | 0
F2_Commercial_College_Existing_Miscellaneous_Electric_Pool Pump_E2 | F2 | Commercial | College | Existing | Miscellaneous | Electric | Pool Pump | E2 | TRC BC Ratio | 0 | 0 | 0 | 0 | 0 | 0 | 0 | 0 | 0 | 0 | 0 | 0 | 0 | 0 | 0 | 0 | 0 | 0 | 0 | 0 | 0 | 0 | 0 | 0 | 0 | 0 | 0 | 0 | 0 | 0
F2_Commercial_College_Existing_Miscellaneous_Electric_Pool Pump_E3 | F2 | Commercial | College | Existing | Miscellaneous | Electric | Pool Pump | E3 | TRC BC Ratio | 0 | 0 | 0 | 0 | 0 | 0 | 0 | 0 | 0 | 0 | 0 | 0 | 0 | 0 | 0 | 0 | 0 | 0 | 0 | 0 | 0 | 0 | 0 | 0 | 0 | 0 | 0 | 0 | 0 | 0
F2_Commercial_College_Existing_Miscellaneous_Electric_Pool Pump_E4 | F2 | Commercial | College | Existing | Miscellaneous | Electric | Pool Pump | E4 | TRC BC Ratio | 0 | 0 | 0 | 0 | 0 | 0 | 0 | 0 | 0 | 0 | 0 | 0 | 0 | 0 | 0 | 0 | 0 | 0 | 0 | 0 | 0 | 0 | 0 | 0 | 0 | 0 | 0 | 0 | 0 | 0
F2_Commercial_College_Existing_Miscellaneous_Electric_Pool Pump_E5 | F2 | Commercial | College | Existing | Miscellaneous | Electric | Pool Pump | E5 | TRC BC Ratio | 0 | 0 | 0 | 0 | 0 | 0 | 0 | 0 | 0 | 0 | 0 | 0 | 0 | 0 | 0 | 0 | 0 | 0 | 0 | 0 | 0 | 0 | 0 | 0 | 0 | 0 | 0 | 0 | 0 | 0
F2_Commercial_College_Existing_Miscellaneous_Electric_Pool Pump_E6 | F2 | Commercial | College | Existing | Miscellaneous | Electric | Pool Pump | E6 | TRC BC Ratio | 0 | 0 | 0 | 0 | 0 | 0 | 0 | 0 | 0 | 0 | 0 | 0 | 0 | 0 | 0 | 0 | 0 | 0 | 0 | 0 | 0 | 0 | 0 | 0 | 0 | 0 | 0 | 0 | 0 | 0
F2_Commercial_College_Existing_Miscellaneous_Electric_Pool Pump_E7 | F2 | Commercial | College | Existing | Miscellaneous | Electric | Pool Pump | E7 | TRC BC Ratio | 0 | 0 | 0 | 0 | 0 | 0 | 0 | 0 | 0 | 0 | 0 | 0 | 0 | 0 | 0 | 0 | 0 | 0 | 0 | 0 | 0 | 0 | 0 | 0 | 0 | 0 | 0 | 0 | 0 | 0
F2_Commercial_College_Existing_Miscellaneous_Electric_Pool Pump_E8 | F2 | Commercial | College | Existing | Miscellaneous | Electric | Pool Pump | E8 | TRC BC Ratio | 0 | 0 | 0 | 0 | 0 | 0 | 0 | 0 | 0 | 0 | 0 | 0 | 0 | 0 | 0 | 0 | 0 | 0 | 0 | 0 | 0 | 0 | 0 | 0 | 0 | 0 | 0 | 0 | 0 | 0
F2_Commercial_College_Existing_Miscellaneous_Electric_Pool Pump_E9 | F2 | Commercial | College | Existing | Miscellaneous | Electric | Pool Pump | E9 | TRC BC Ratio | 0 | 0 | 0 | 0 | 0 | 0 | 0 | 0 | 0 | 0 | 0 | 0 | 0 | 0 | 0 | 0 | 0 | 0 | 0 | 0 | 0 | 0 | 0 | 0 | 0 | 0 | 0 | 0 | 0 | 0
F2_Commercial_College_Existing_Miscellaneous_Electric_Pool Pump_E10 | F2 | Commercial | College | Existing | Miscellaneous | Electric | Pool Pump | E10 | TRC BC Ratio | 0 | 0 | 0 | 0 | 0 | 0 | 0 | 0 | 0 | 0 | 0 | 0 | 0 | 0 | 0 | 0 | 0 | 0 | 0 | 0 | 0 | 0 | 0 | 0 | 0 | 0 | 0 | 0 | 0 | 0
F3_Commercial_College_Existing_Miscellaneous_Electric_Pool Pump_E1 | F3 | Commercial | College | Existing | Miscellaneous | Electric | Pool Pump | E1 | PACT BC Ratio | 0 | 0 | 0 | 0 | 0 | 0 | 0 | 0 | 0 | 0 | 0 | 0 | 0 | 0 | 0 | 0 | 0 | 0 | 0 | 0 | 0 | 0 | 0 | 0 | 0 | 0 | 0 | 0 | 0 | 0
F3_Commercial_College_Existing_Miscellaneous_Electric_Pool Pump_E2 | F3 | Commercial | College | Existing | Miscellaneous | Electric | Pool Pump | E2 | PACT BC Ratio | 0 | 0 | 0 | 0 | 0 | 0 | 0 | 0 | 0 | 0 | 0 | 0 | 0 | 0 | 0 | 0 | 0 | 0 | 0 | 0 | 0 | 0 | 0 | 0 | 0 | 0 | 0 | 0 | 0 | 0
F3_Commercial_College_Existing_Miscellaneous_Electric_Pool Pump_E3 | F3 | Commercial | College | Existing | Miscellaneous | Electric | Pool Pump | E3 | PACT BC Ratio | 0 | 0 | 0 | 0 | 0 | 0 | 0 | 0 | 0 | 0 | 0 | 0 | 0 | 0 | 0 | 0 | 0 | 0 | 0 | 0 | 0 | 0 | 0 | 0 | 0 | 0 | 0 | 0 | 0 | 0
F3_Commercial_College_Existing_Miscellaneous_Electric_Pool Pump_E4 | F3 | Commercial | College | Existing | Miscellaneous | Electric | Pool Pump | E4 | PACT BC Ratio | 0 | 0 | 0 | 0 | 0 | 0 | 0 | 0 | 0 | 0 | 0 | 0 | 0 | 0 | 0 | 0 | 0 | 0 | 0 | 0 | 0 | 0 | 0 | 0 | 0 | 0 | 0 | 0 | 0 | 0
F3_Commercial_College_Existing_Miscellaneous_Electric_Pool Pump_E5 | F3 | Commercial | College | Existing | Miscellaneous | Electric | Pool Pump | E5 | PACT BC Ratio | 0 | 0 | 0 | 0 | 0 | 0 | 0 | 0 | 0 | 0 | 0 | 0 | 0 | 0 | 0 | 0 | 0 | 0 | 0 | 0 | 0 | 0 | 0 | 0 | 0 | 0 | 0 | 0 | 0 | 0
F3_Commercial_College_Existing_Miscellaneous_Electric_Pool Pump_E6 | F3 | Commercial | College | Existing | Miscellaneous | Electric | Pool Pump | E6 | PACT BC Ratio | 0 | 0 | 0 | 0 | 0 | 0 | 0 | 0 | 0 | 0 | 0 | 0 | 0 | 0 | 0 | 0 | 0 | 0 | 0 | 0 | 0 | 0 | 0 | 0 | 0 | 0 | 0 | 0 | 0 | 0
F3_Commercial_College_Existing_Miscellaneous_Electric_Pool Pump_E7 | F3 | Commercial | College | Existing | Miscellaneous | Electric | Pool Pump | E7 | PACT BC Ratio | 0 | 0 | 0 | 0 | 0 | 0 | 0 | 0 | 0 | 0 | 0 | 0 | 0 | 0 | 0 | 0 | 0 | 0 | 0 | 0 | 0 | 0 | 0 | 0 | 0 | 0 | 0 | 0 | 0 | 0
F3_Commercial_College_Existing_Miscellaneous_Electric_Pool Pump_E8 | F3 | Commercial | College | Existing | Miscellaneous | Electric | Pool Pump | E8 | PACT BC Ratio | 0 | 0 | 0 | 0 | 0 | 0 | 0 | 0 | 0 | 0 | 0 | 0 | 0 | 0 | 0 | 0 | 0 | 0 | 0 | 0 | 0 | 0 | 0 | 0 | 0 | 0 | 0 | 0 | 0 | 0
F3_Commercial_College_Existing_Miscellaneous_Electric_Pool Pump_E9 | F3 | Commercial | College | Existing | Miscellaneous | Electric | Pool Pump | E9 | PACT BC Ratio | 0 | 0 | 0 | 0 | 0 | 0 | 0 | 0 | 0 | 0 | 0 | 0 | 0 | 0 | 0 | 0 | 0 | 0 | 0 | 0 | 0 | 0 | 0 | 0 | 0 | 0 | 0 | 0 | 0 | 0
F3_Commercial_College_Existing_Miscellaneous_Electric_Pool Pump_E10 | F3 | Commercial | College | Existing | Miscellaneous | Electric | Pool Pump | E10 | PACT BC Ratio | 0 | 0 | 0 | 0 | 0 | 0 | 0 | 0 | 0 | 0 | 0 | 0 | 0 | 0 | 0 | 0 | 0 | 0 | 0 | 0 | 0 | 0 | 0 | 0 | 0 | 0 | 0 | 0 | 0 | 0
F4_Commercial_College_Existing_Miscellaneous_Electric_Pool Pump_E1 | F4 | Commercial | College | Existing | Miscellaneous | Electric | Pool Pump | E1 | RVT BC Ratio | 0 | 0 | 0 | 0 | 0 | 0 | 0 | 0 | 0 | 0 | 0 | 0 | 0 | 0 | 0 | 0 | 0 | 0 | 0 | 0 | 0 | 0 | 0 | 0 | 0 | 0 | 0 | 0 | 0 | 0
F4_Commercial_College_Existing_Miscellaneous_Electric_Pool Pump_E2 | F4 | Commercial | College | Existing | Miscellaneous | Electric | Pool Pump | E2 | RVT BC Ratio | 0 | 0 | 0 | 0 | 0 | 0 | 0 | 0 | 0 | 0 | 0 | 0 | 0 | 0 | 0 | 0 | 0 | 0 | 0 | 0 | 0 | 0 | 0 | 0 | 0 | 0 | 0 | 0 | 0 | 0
F4_Commercial_College_Existing_Miscellaneous_Electric_Pool Pump_E3 | F4 | Commercial | College | Existing | Miscellaneous | Electric | Pool Pump | E3 | RVT BC Ratio | 0 | 0 | 0 | 0 | 0 | 0 | 0 | 0 | 0 | 0 | 0 | 0 | 0 | 0 | 0 | 0 | 0 | 0 | 0 | 0 | 0 | 0 | 0 | 0 | 0 | 0 | 0 | 0 | 0 | 0
F4_Commercial_College_Existing_Miscellaneous_Electric_Pool Pump_E4 | F4 | Commercial | College | Existing | Miscellaneous | Electric | Pool Pump | E4 | RVT BC Ratio | 0 | 0 | 0 | 0 | 0 | 0 | 0 | 0 | 0 | 0 | 0 | 0 | 0 | 0 | 0 | 0 | 0 | 0 | 0 | 0 | 0 | 0 | 0 | 0 | 0 | 0 | 0 | 0 | 0 | 0
F4_Commercial_College_Existing_Miscellaneous_Electric_Pool Pump_E5 | F4 | Commercial | College | Existing | Miscellaneous | Electric | Pool Pump | E5 | RVT BC Ratio | 0 | 0 | 0 | 0 | 0 | 0 | 0 | 0 | 0 | 0 | 0 | 0 | 0 | 0 | 0 | 0 | 0 | 0 | 0 | 0 | 0 | 0 | 0 | 0 | 0 | 0 | 0 | 0 | 0 | 0
F4_Commercial_College_Existing_Miscellaneous_Electric_Pool Pump_E6 | F4 | Commercial | College | Existing | Miscellaneous | Electric | Pool Pump | E6 | RVT BC Ratio | 0 | 0 | 0 | 0 | 0 | 0 | 0 | 0 | 0 | 0 | 0 | 0 | 0 | 0 | 0 | 0 | 0 | 0 | 0 | 0 | 0 | 0 | 0 | 0 | 0 | 0 | 0 | 0 | 0 | 0
F4_Commercial_College_Existing_Miscellaneous_Electric_Pool Pump_E7 | F4 | Commercial | College | Existing | Miscellaneous | Electric | Pool Pump | E7 | RVT BC Ratio | 0 | 0 | 0 | 0 | 0 | 0 | 0 | 0 | 0 | 0 | 0 | 0 | 0 | 0 | 0 | 0 | 0 | 0 | 0 | 0 | 0 | 0 | 0 | 0 | 0 | 0 | 0 | 0 | 0 | 0
F4_Commercial_College_Existing_Miscellaneous_Electric_Pool Pump_E8 | F4 | Commercial | College | Existing | Miscellaneous | Electric | Pool Pump | E8 | RVT BC Ratio | 0 | 0 | 0 | 0 | 0 | 0 | 0 | 0 | 0 | 0 | 0 | 0 | 0 | 0 | 0 | 0 | 0 | 0 | 0 | 0 | 0 | 0 | 0 | 0 | 0 | 0 | 0 | 0 | 0 | 0
F4_Commercial_College_Existing_Miscellaneous_Electric_Pool Pump_E9 | F4 | Commercial | College | Existing | Miscellaneous | Electric | Pool Pump | E9 | RVT BC Ratio | 0 | 0 | 0 | 0 | 0 | 0 | 0 | 0 | 0 | 0 | 0 | 0 | 0 | 0 | 0 | 0 | 0 | 0 | 0 | 0 | 0 | 0 | 0 | 0 | 0 | 0 | 0 | 0 | 0 | 0
F4_Commercial_College_Existing_Miscellaneous_Electric_Pool Pump_E10 | F4 | Commercial | College | Existing | Miscellaneous | Electric | Pool Pump | E10 | RVT BC Ratio | 0 | 0 | 0 | 0 | 0 | 0 | 0 | 0 | 0 | 0 | 0 | 0 | 0 | 0 | 0 | 0 | 0 | 0 | 0 | 0 | 0 | 0 | 0 | 0 | 0 | 0 | 0 | 0 | 0 | 0
F5_Commercial_College_Existing_Miscellaneous_Electric_Pool Pump_E1 | F5 | Commercial | College | Existing | Miscellaneous | Electric | Pool Pump | E1 | RIM BC Ratio | 0 | 0 | 0 | 0 | 0 | 0 | 0 | 0 | 0 | 0 | 0 | 0 | 0 | 0 | 0 | 0 | 0 | 0 | 0 | 0 | 0 | 0 | 0 | 0 | 0 | 0 | 0 | 0 | 0 | 0
F5_Commercial_College_Existing_Miscellaneous_Electric_Pool Pump_E2 | F5 | Commercial | College | Existing | Miscellaneous | Electric | Pool Pump | E2 | RIM BC Ratio | 0 | 0 | 0 | 0 | 0 | 0 | 0 | 0 | 0 | 0 | 0 | 0 | 0 | 0 | 0 | 0 | 0 | 0 | 0 | 0 | 0 | 0 | 0 | 0 | 0 | 0 | 0 | 0 | 0 | 0
F5_Commercial_College_Existing_Miscellaneous_Electric_Pool Pump_E3 | F5 | Commercial | College | Existing | Miscellaneous | Electric | Pool Pump | E3 | RIM BC Ratio | 0 | 0 | 0 | 0 | 0 | 0 | 0 | 0 | 0 | 0 | 0 | 0 | 0 | 0 | 0 | 0 | 0 | 0 | 0 | 0 | 0 | 0 | 0 | 0 | 0 | 0 | 0 | 0 | 0 | 0
F5_Commercial_College_Existing_Miscellaneous_Electric_Pool Pump_E4 | F5 | Commercial | College | Existing | Miscellaneous | Electric | Pool Pump | E4 | RIM BC Ratio | 0 | 0 | 0 | 0 | 0 | 0 | 0 | 0 | 0 | 0 | 0 | 0 | 0 | 0 | 0 | 0 | 0 | 0 | 0 | 0 | 0 | 0 | 0 | 0 | 0 | 0 | 0 | 0 | 0 | 0
F5_Commercial_College_Existing_Miscellaneous_Electric_Pool Pump_E5 | F5 | Commercial | College | Existing | Miscellaneous | Electric | Pool Pump | E5 | RIM BC Ratio | 0 | 0 | 0 | 0 | 0 | 0 | 0 | 0 | 0 | 0 | 0 | 0 | 0 | 0 | 0 | 0 | 0 | 0 | 0 | 0 | 0 | 0 | 0 | 0 | 0 | 0 | 0 | 0 | 0 | 0
F5_Commercial_College_Existing_Miscellaneous_Electric_Pool Pump_E6 | F5 | Commercial | College | Existing | Miscellaneous | Electric | Pool Pump | E6 | RIM BC Ratio | 0 | 0 | 0 | 0 | 0 | 0 | 0 | 0 | 0 | 0 | 0 | 0 | 0 | 0 | 0 | 0 | 0 | 0 | 0 | 0 | 0 | 0 | 0 | 0 | 0 | 0 | 0 | 0 | 0 | 0
F5_Commercial_College_Existing_Miscellaneous_Electric_Pool Pump_E7 | F5 | Commercial | College | Existing | Miscellaneous | Electric | Pool Pump | E7 | RIM BC Ratio | 0 | 0 | 0 | 0 | 0 | 0 | 0 | 0 | 0 | 0 | 0 | 0 | 0 | 0 | 0 | 0 | 0 | 0 | 0 | 0 | 0 | 0 | 0 | 0 | 0 | 0 | 0 | 0 | 0 | 0
F5_Commercial_College_Existing_Miscellaneous_Electric_Pool Pump_E8 | F5 | Commercial | College | Existing | Miscellaneous | Electric | Pool Pump | E8 | RIM BC Ratio | 0 | 0 | 0 | 0 | 0 | 0 | 0 | 0 | 0 | 0 | 0 | 0 | 0 | 0 | 0 | 0 | 0 | 0 | 0 | 0 | 0 | 0 | 0 | 0 | 0 | 0 | 0 | 0 | 0 | 0
F5_Commercial_College_Existing_Miscellaneous_Electric_Pool Pump_E9 | F5 | Commercial | College | Existing | Miscellaneous | Electric | Pool Pump | E9 | RIM BC Ratio | 0 | 0 | 0 | 0 | 0 | 0 | 0 | 0 | 0 | 0 | 0 | 0 | 0 | 0 | 0 | 0 | 0 | 0 | 0 | 0 | 0 | 0 | 0 | 0 | 0 | 0 | 0 | 0 | 0 | 0
F5_Commercial_College_Existing_Miscellaneous_Electric_Pool Pump_E10 | F5 | Commercial | College | Existing | Miscellaneous | Electric | Pool Pump | E10 | RIM BC Ratio | 0 | 0 | 0 | 0 | 0 | 0 | 0 | 0 | 0 | 0 | 0 | 0 | 0 | 0 | 0 | 0 | 0 | 0 | 0 | 0 | 0 | 0 | 0 | 0 | 0 | 0 | 0 | 0 | 0 | 0
F0_Commercial_College_Existing_Miscellaneous_Electric_Pool Heater_E0 | F0 | Commercial | College | Existing | Miscellaneous | Electric | Pool Heater | E0 | Economic Unit | 0 | 0 | 0 | 0 | 0 | 0 | 0 | 0 | 0 | 0 | 0 | 0 | 0 | 0 | 0 | 0 | 0 | 0 | 0 | 0 | 0 | 0 | 0 | 0 | 0 | 0 | 0 | 0 | 0 | 0
F1_Commercial_College_Existing_Miscellaneous_Electric_Pool Heater_E1 | F1 | Commercial | College | Existing | Miscellaneous | Electric | Pool Heater | E1 | CCE | 0 | 0 | 0 | 0 | 0 | 0 | 0 | 0 | 0 | 0 | 0 | 0 | 0 | 0 | 0 | 0 | 0 | 0 | 0 | 0 | 0 | 0 | 0 | 0 | 0 | 0 | 0 | 0 | 0 | 0
F1_Commercial_College_Existing_Miscellaneous_Electric_Pool Heater_E2 | F1 | Commercial | College | Existing | Miscellaneous | Electric | Pool Heater | E2 | CCE | 0 | 0 | 0 | 0 | 0 | 0 | 0 | 0 | 0 | 0 | 0 | 0 | 0 | 0 | 0 | 0 | 0 | 0 | 0 | 0 | 0 | 0 | 0 | 0 | 0 | 0 | 0 | 0 | 0 | 0
F1_Commercial_College_Existing_Miscellaneous_Electric_Pool Heater_E3 | F1 | Commercial | College | Existing | Miscellaneous | Electric | Pool Heater | E3 | CCE | 0 | 0 | 0 | 0 | 0 | 0 | 0 | 0 | 0 | 0 | 0 | 0 | 0 | 0 | 0 | 0 | 0 | 0 | 0 | 0 | 0 | 0 | 0 | 0 | 0 | 0 | 0 | 0 | 0 | 0
F1_Commercial_College_Existing_Miscellaneous_Electric_Pool Heater_E4 | F1 | Commercial | College | Existing | Miscellaneous | Electric | Pool Heater | E4 | CCE | 0 | 0 | 0 | 0 | 0 | 0 | 0 | 0 | 0 | 0 | 0 | 0 | 0 | 0 | 0 | 0 | 0 | 0 | 0 | 0 | 0 | 0 | 0 | 0 | 0 | 0 | 0 | 0 | 0 | 0
F1_Commercial_College_Existing_Miscellaneous_Electric_Pool Heater_E5 | F1 | Commercial | College | Existing | Miscellaneous | Electric | Pool Heater | E5 | CCE | 0 | 0 | 0 | 0 | 0 | 0 | 0 | 0 | 0 | 0 | 0 | 0 | 0 | 0 | 0 | 0 | 0 | 0 | 0 | 0 | 0 | 0 | 0 | 0 | 0 | 0 | 0 | 0 | 0 | 0
F1_Commercial_College_Existing_Miscellaneous_Electric_Pool Heater_E6 | F1 | Commercial | College | Existing | Miscellaneous | Electric | Pool Heater | E6 | CCE | 0 | 0 | 0 | 0 | 0 | 0 | 0 | 0 | 0 | 0 | 0 | 0 | 0 | 0 | 0 | 0 | 0 | 0 | 0 | 0 | 0 | 0 | 0 | 0 | 0 | 0 | 0 | 0 | 0 | 0
F1_Commercial_College_Existing_Miscellaneous_Electric_Pool Heater_E7 | F1 | Commercial | College | Existing | Miscellaneous | Electric | Pool Heater | E7 | CCE | 0 | 0 | 0 | 0 | 0 | 0 | 0 | 0 | 0 | 0 | 0 | 0 | 0 | 0 | 0 | 0 | 0 | 0 | 0 | 0 | 0 | 0 | 0 | 0 | 0 | 0 | 0 | 0 | 0 | 0
F1_Commercial_College_Existing_Miscellaneous_Electric_Pool Heater_E8 | F1 | Commercial | College | Existing | Miscellaneous | Electric | Pool Heater | E8 | CCE | 0 | 0 | 0 | 0 | 0 | 0 | 0 | 0 | 0 | 0 | 0 | 0 | 0 | 0 | 0 | 0 | 0 | 0 | 0 | 0 | 0 | 0 | 0 | 0 | 0 | 0 | 0 | 0 | 0 | 0
F1_Commercial_College_Existing_Miscellaneous_Electric_Pool Heater_E9 | F1 | Commercial | College | Existing | Miscellaneous | Electric | Pool Heater | E9 | CCE | 0 | 0 | 0 | 0 | 0 | 0 | 0 | 0 | 0 | 0 | 0 | 0 | 0 | 0 | 0 | 0 | 0 | 0 | 0 | 0 | 0 | 0 | 0 | 0 | 0 | 0 | 0 | 0 | 0 | 0
F1_Commercial_College_Existing_Miscellaneous_Electric_Pool Heater_E10 | F1 | Commercial | College | Existing | Miscellaneous | Electric | Pool Heater | E10 | CCE | 0 | 0 | 0 | 0 | 0 | 0 | 0 | 0 | 0 | 0 | 0 | 0 | 0 | 0 | 0 | 0 | 0 | 0 | 0 | 0 | 0 | 0 | 0 | 0 | 0 | 0 | 0 | 0 | 0 | 0
F2_Commercial_College_Existing_Miscellaneous_Electric_Pool Heater_E1 | F2 | Commercial | College | Existing | Miscellaneous | Electric | Pool Heater | E1 | TRC BC Ratio | 0 | 0 | 0 | 0 | 0 | 0 | 0 | 0 | 0 | 0 | 0 | 0 | 0 | 0 | 0 | 0 | 0 | 0 | 0 | 0 | 0 | 0 | 0 | 0 | 0 | 0 | 0 | 0 | 0 | 0
F2_Commercial_College_Existing_Miscellaneous_Electric_Pool Heater_E2 | F2 | Commercial | College | Existing | Miscellaneous | Electric | Pool Heater | E2 | TRC BC Ratio | 0 | 0 | 0 | 0 | 0 | 0 | 0 | 0 | 0 | 0 | 0 | 0 | 0 | 0 | 0 | 0 | 0 | 0 | 0 | 0 | 0 | 0 | 0 | 0 | 0 | 0 | 0 | 0 | 0 | 0
F2_Commercial_College_Existing_Miscellaneous_Electric_Pool Heater_E3 | F2 | Commercial | College | Existing | Miscellaneous | Electric | Pool Heater | E3 | TRC BC Ratio | 0 | 0 | 0 | 0 | 0 | 0 | 0 | 0 | 0 | 0 | 0 | 0 | 0 | 0 | 0 | 0 | 0 | 0 | 0 | 0 | 0 | 0 | 0 | 0 | 0 | 0 | 0 | 0 | 0 | 0
F2_Commercial_College_Existing_Miscellaneous_Electric_Pool Heater_E4 | F2 | Commercial | College | Existing | Miscellaneous | Electric | Pool Heater | E4 | TRC BC Ratio | 0 | 0 | 0 | 0 | 0 | 0 | 0 | 0 | 0 | 0 | 0 | 0 | 0 | 0 | 0 | 0 | 0 | 0 | 0 | 0 | 0 | 0 | 0 | 0 | 0 | 0 | 0 | 0 | 0 | 0
F2_Commercial_College_Existing_Miscellaneous_Electric_Pool Heater_E5 | F2 | Commercial | College | Existing | Miscellaneous | Electric | Pool Heater | E5 | TRC BC Ratio | 0 | 0 | 0 | 0 | 0 | 0 | 0 | 0 | 0 | 0 | 0 | 0 | 0 | 0 | 0 | 0 | 0 | 0 | 0 | 0 | 0 | 0 | 0 | 0 | 0 | 0 | 0 | 0 | 0 | 0
F2_Commercial_College_Existing_Miscellaneous_Electric_Pool Heater_E6 | F2 | Commercial | College | Existing | Miscellaneous | Electric | Pool Heater | E6 | TRC BC Ratio | 0 | 0 | 0 | 0 | 0 | 0 | 0 | 0 | 0 | 0 | 0 | 0 | 0 | 0 | 0 | 0 | 0 | 0 | 0 | 0 | 0 | 0 | 0 | 0 | 0 | 0 | 0 | 0 | 0 | 0
F2_Commercial_College_Existing_Miscellaneous_Electric_Pool Heater_E7 | F2 | Commercial | College | Existing | Miscellaneous | Electric | Pool Heater | E7 | TRC BC Ratio | 0 | 0 | 0 | 0 | 0 | 0 | 0 | 0 | 0 | 0 | 0 | 0 | 0 | 0 | 0 | 0 | 0 | 0 | 0 | 0 | 0 | 0 | 0 | 0 | 0 | 0 | 0 | 0 | 0 | 0
F2_Commercial_College_Existing_Miscellaneous_Electric_Pool Heater_E8 | F2 | Commercial | College | Existing | Miscellaneous | Electric | Pool Heater | E8 | TRC BC Ratio | 0 | 0 | 0 | 0 | 0 | 0 | 0 | 0 | 0 | 0 | 0 | 0 | 0 | 0 | 0 | 0 | 0 | 0 | 0 | 0 | 0 | 0 | 0 | 0 | 0 | 0 | 0 | 0 | 0 | 0
F2_Commercial_College_Existing_Miscellaneous_Electric_Pool Heater_E9 | F2 | Commercial | College | Existing | Miscellaneous | Electric | Pool Heater | E9 | TRC BC Ratio | 0 | 0 | 0 | 0 | 0 | 0 | 0 | 0 | 0 | 0 | 0 | 0 | 0 | 0 | 0 | 0 | 0 | 0 | 0 | 0 | 0 | 0 | 0 | 0 | 0 | 0 | 0 | 0 | 0 | 0
F2_Commercial_College_Existing_Miscellaneous_Electric_Pool Heater_E10 | F2 | Commercial | College | Existing | Miscellaneous | Electric | Pool Heater | E10 | TRC BC Ratio | 0 | 0 | 0 | 0 | 0 | 0 | 0 | 0 | 0 | 0 | 0 | 0 | 0 | 0 | 0 | 0 | 0 | 0 | 0 | 0 | 0 | 0 | 0 | 0 | 0 | 0 | 0 | 0 | 0 | 0
F3_Commercial_College_Existing_Miscellaneous_Electric_Pool Heater_E1 | F3 | Commercial | College | Existing | Miscellaneous | Electric | Pool Heater | E1 | PACT BC Ratio | 0 | 0 | 0 | 0 | 0 | 0 | 0 | 0 | 0 | 0 | 0 | 0 | 0 | 0 | 0 | 0 | 0 | 0 | 0 | 0 | 0 | 0 | 0 | 0 | 0 | 0 | 0 | 0 | 0 | 0
F3_Commercial_College_Existing_Miscellaneous_Electric_Pool Heater_E2 | F3 | Commercial | College | Existing | Miscellaneous | Electric | Pool Heater | E2 | PACT BC Ratio | 0 | 0 | 0 | 0 | 0 | 0 | 0 | 0 | 0 | 0 | 0 | 0 | 0 | 0 | 0 | 0 | 0 | 0 | 0 | 0 | 0 | 0 | 0 | 0 | 0 | 0 | 0 | 0 | 0 | 0
F3_Commercial_College_Existing_Miscellaneous_Electric_Pool Heater_E3 | F3 | Commercial | College | Existing | Miscellaneous | Electric | Pool Heater | E3 | PACT BC Ratio | 0 | 0 | 0 | 0 | 0 | 0 | 0 | 0 | 0 | 0 | 0 | 0 | 0 | 0 | 0 | 0 | 0 | 0 | 0 | 0 | 0 | 0 | 0 | 0 | 0 | 0 | 0 | 0 | 0 | 0
F3_Commercial_College_Existing_Miscellaneous_Electric_Pool Heater_E4 | F3 | Commercial | College | Existing | Miscellaneous | Electric | Pool Heater | E4 | PACT BC Ratio | 0 | 0 | 0 | 0 | 0 | 0 | 0 | 0 | 0 | 0 | 0 | 0 | 0 | 0 | 0 | 0 | 0 | 0 | 0 | 0 | 0 | 0 | 0 | 0 | 0 | 0 | 0 | 0 | 0 | 0
F3_Commercial_College_Existing_Miscellaneous_Electric_Pool Heater_E5 | F3 | Commercial | College | Existing | Miscellaneous | Electric | Pool Heater | E5 | PACT BC Ratio | 0 | 0 | 0 | 0 | 0 | 0 | 0 | 0 | 0 | 0 | 0 | 0 | 0 | 0 | 0 | 0 | 0 | 0 | 0 | 0 | 0 | 0 | 0 | 0 | 0 | 0 | 0 | 0 | 0 | 0
F3_Commercial_College_Existing_Miscellaneous_Electric_Pool Heater_E6 | F3 | Commercial | College | Existing | Miscellaneous | Electric | Pool Heater | E6 | PACT BC Ratio | 0 | 0 | 0 | 0 | 0 | 0 | 0 | 0 | 0 | 0 | 0 | 0 | 0 | 0 | 0 | 0 | 0 | 0 | 0 | 0 | 0 | 0 | 0 | 0 | 0 | 0 | 0 | 0 | 0 | 0
F3_Commercial_College_Existing_Miscellaneous_Electric_Pool Heater_E7 | F3 | Commercial | College | Existing | Miscellaneous | Electric | Pool Heater | E7 | PACT BC Ratio | 0 | 0 | 0 | 0 | 0 | 0 | 0 | 0 | 0 | 0 | 0 | 0 | 0 | 0 | 0 | 0 | 0 | 0 | 0 | 0 | 0 | 0 | 0 | 0 | 0 | 0 | 0 | 0 | 0 | 0
F3_Commercial_College_Existing_Miscellaneous_Electric_Pool Heater_E8 | F3 | Commercial | College | Existing | Miscellaneous | Electric | Pool Heater | E8 | PACT BC Ratio | 0 | 0 | 0 | 0 | 0 | 0 | 0 | 0 | 0 | 0 | 0 | 0 | 0 | 0 | 0 | 0 | 0 | 0 | 0 | 0 | 0 | 0 | 0 | 0 | 0 | 0 | 0 | 0 | 0 | 0
F3_Commercial_College_Existing_Miscellaneous_Electric_Pool Heater_E9 | F3 | Commercial | College | Existing | Miscellaneous | Electric | Pool Heater | E9 | PACT BC Ratio | 0 | 0 | 0 | 0 | 0 | 0 | 0 | 0 | 0 | 0 | 0 | 0 | 0 | 0 | 0 | 0 | 0 | 0 | 0 | 0 | 0 | 0 | 0 | 0 | 0 | 0 | 0 | 0 | 0 | 0
F3_Commercial_College_Existing_Miscellaneous_Electric_Pool Heater_E10 | F3 | Commercial | College | Existing | Miscellaneous | Electric | Pool Heater | E10 | PACT BC Ratio | 0 | 0 | 0 | 0 | 0 | 0 | 0 | 0 | 0 | 0 | 0 | 0 | 0 | 0 | 0 | 0 | 0 | 0 | 0 | 0 | 0 | 0 | 0 | 0 | 0 | 0 | 0 | 0 | 0 | 0
F4_Commercial_College_Existing_Miscellaneous_Electric_Pool Heater_E1 | F4 | Commercial | College | Existing | Miscellaneous | Electric | Pool Heater | E1 | RVT BC Ratio | 0 | 0 | 0 | 0 | 0 | 0 | 0 | 0 | 0 | 0 | 0 | 0 | 0 | 0 | 0 | 0 | 0 | 0 | 0 | 0 | 0 | 0 | 0 | 0 | 0 | 0 | 0 | 0 | 0 | 0
F4_Commercial_College_Existing_Miscellaneous_Electric_Pool Heater_E2 | F4 | Commercial | College | Existing | Miscellaneous | Electric | Pool Heater | E2 | RVT BC Ratio | 0 | 0 | 0 | 0 | 0 | 0 | 0 | 0 | 0 | 0 | 0 | 0 | 0 | 0 | 0 | 0 | 0 | 0 | 0 | 0 | 0 | 0 | 0 | 0 | 0 | 0 | 0 | 0 | 0 | 0
F4_Commercial_College_Existing_Miscellaneous_Electric_Pool Heater_E3 | F4 | Commercial | College | Existing | Miscellaneous | Electric | Pool Heater | E3 | RVT BC Ratio | 0 | 0 | 0 | 0 | 0 | 0 | 0 | 0 | 0 | 0 | 0 | 0 | 0 | 0 | 0 | 0 | 0 | 0 | 0 | 0 | 0 | 0 | 0 | 0 | 0 | 0 | 0 | 0 | 0 | 0
F4_Commercial_College_Existing_Miscellaneous_Electric_Pool Heater_E4 | F4 | Commercial | College | Existing | Miscellaneous | Electric | Pool Heater | E4 | RVT BC Ratio | 0 | 0 | 0 | 0 | 0 | 0 | 0 | 0 | 0 | 0 | 0 | 0 | 0 | 0 | 0 | 0 | 0 | 0 | 0 | 0 | 0 | 0 | 0 | 0 | 0 | 0 | 0 | 0 | 0 | 0
F4_Commercial_College_Existing_Miscellaneous_Electric_Pool Heater_E5 | F4 | Commercial | College | Existing | Miscellaneous | Electric | Pool Heater | E5 | RVT BC Ratio | 0 | 0 | 0 | 0 | 0 | 0 | 0 | 0 | 0 | 0 | 0 | 0 | 0 | 0 | 0 | 0 | 0 | 0 | 0 | 0 | 0 | 0 | 0 | 0 | 0 | 0 | 0 | 0 | 0 | 0
F4_Commercial_College_Existing_Miscellaneous_Electric_Pool Heater_E6 | F4 | Commercial | College | Existing | Miscellaneous | Electric | Pool Heater | E6 | RVT BC Ratio | 0 | 0 | 0 | 0 | 0 | 0 | 0 | 0 | 0 | 0 | 0 | 0 | 0 | 0 | 0 | 0 | 0 | 0 | 0 | 0 | 0 | 0 | 0 | 0 | 0 | 0 | 0 | 0 | 0 | 0
F4_Commercial_College_Existing_Miscellaneous_Electric_Pool Heater_E7 | F4 | Commercial | College | Existing | Miscellaneous | Electric | Pool Heater | E7 | RVT BC Ratio | 0 | 0 | 0 | 0 | 0 | 0 | 0 | 0 | 0 | 0 | 0 | 0 | 0 | 0 | 0 | 0 | 0 | 0 | 0 | 0 | 0 | 0 | 0 | 0 | 0 | 0 | 0 | 0 | 0 | 0
F4_Commercial_College_Existing_Miscellaneous_Electric_Pool Heater_E8 | F4 | Commercial | College | Existing | Miscellaneous | Electric | Pool Heater | E8 | RVT BC Ratio | 0 | 0 | 0 | 0 | 0 | 0 | 0 | 0 | 0 | 0 | 0 | 0 | 0 | 0 | 0 | 0 | 0 | 0 | 0 | 0 | 0 | 0 | 0 | 0 | 0 | 0 | 0 | 0 | 0 | 0
F4_Commercial_College_Existing_Miscellaneous_Electric_Pool Heater_E9 | F4 | Commercial | College | Existing | Miscellaneous | Electric | Pool Heater | E9 | RVT BC Ratio | 0 | 0 | 0 | 0 | 0 | 0 | 0 | 0 | 0 | 0 | 0 | 0 | 0 | 0 | 0 | 0 | 0 | 0 | 0 | 0 | 0 | 0 | 0 | 0 | 0 | 0 | 0 | 0 | 0 | 0
F4_Commercial_College_Existing_Miscellaneous_Electric_Pool Heater_E10 | F4 | Commercial | College | Existing | Miscellaneous | Electric | Pool Heater | E10 | RVT BC Ratio | 0 | 0 | 0 | 0 | 0 | 0 | 0 | 0 | 0 | 0 | 0 | 0 | 0 | 0 | 0 | 0 | 0 | 0 | 0 | 0 | 0 | 0 | 0 | 0 | 0 | 0 | 0 | 0 | 0 | 0
F5_Commercial_College_Existing_Miscellaneous_Electric_Pool Heater_E1 | F5 | Commercial | College | Existing | Miscellaneous | Electric | Pool Heater | E1 | RIM BC Ratio | 0 | 0 | 0 | 0 | 0 | 0 | 0 | 0 | 0 | 0 | 0 | 0 | 0 | 0 | 0 | 0 | 0 | 0 | 0 | 0 | 0 | 0 | 0 | 0 | 0 | 0 | 0 | 0 | 0 | 0
F5_Commercial_College_Existing_Miscellaneous_Electric_Pool Heater_E2 | F5 | Commercial | College | Existing | Miscellaneous | Electric | Pool Heater | E2 | RIM BC Ratio | 0 | 0 | 0 | 0 | 0 | 0 | 0 | 0 | 0 | 0 | 0 | 0 | 0 | 0 | 0 | 0 | 0 | 0 | 0 | 0 | 0 | 0 | 0 | 0 | 0 | 0 | 0 | 0 | 0 | 0
F5_Commercial_College_Existing_Miscellaneous_Electric_Pool Heater_E3 | F5 | Commercial | College | Existing | Miscellaneous | Electric | Pool Heater | E3 | RIM BC Ratio | 0 | 0 | 0 | 0 | 0 | 0 | 0 | 0 | 0 | 0 | 0 | 0 | 0 | 0 | 0 | 0 | 0 | 0 | 0 | 0 | 0 | 0 | 0 | 0 | 0 | 0 | 0 | 0 | 0 | 0
F5_Commercial_College_Existing_Miscellaneous_Electric_Pool Heater_E4 | F5 | Commercial | College | Existing | Miscellaneous | Electric | Pool Heater | E4 | RIM BC Ratio | 0 | 0 | 0 | 0 | 0 | 0 | 0 | 0 | 0 | 0 | 0 | 0 | 0 | 0 | 0 | 0 | 0 | 0 | 0 | 0 | 0 | 0 | 0 | 0 | 0 | 0 | 0 | 0 | 0 | 0
F5_Commercial_College_Existing_Miscellaneous_Electric_Pool Heater_E5 | F5 | Commercial | College | Existing | Miscellaneous | Electric | Pool Heater | E5 | RIM BC Ratio | 0 | 0 | 0 | 0 | 0 | 0 | 0 | 0 | 0 | 0 | 0 | 0 | 0 | 0 | 0 | 0 | 0 | 0 | 0 | 0 | 0 | 0 | 0 | 0 | 0 | 0 | 0 | 0 | 0 | 0
F5_Commercial_College_Existing_Miscellaneous_Electric_Pool Heater_E6 | F5 | Commercial | College | Existing | Miscellaneous | Electric | Pool Heater | E6 | RIM BC Ratio | 0 | 0 | 0 | 0 | 0 | 0 | 0 | 0 | 0 | 0 | 0 | 0 | 0 | 0 | 0 | 0 | 0 | 0 | 0 | 0 | 0 | 0 | 0 | 0 | 0 | 0 | 0 | 0 | 0 | 0
F5_Commercial_College_Existing_Miscellaneous_Electric_Pool Heater_E7 | F5 | Commercial | College | Existing | Miscellaneous | Electric | Pool Heater | E7 | RIM BC Ratio | 0 | 0 | 0 | 0 | 0 | 0 | 0 | 0 | 0 | 0 | 0 | 0 | 0 | 0 | 0 | 0 | 0 | 0 | 0 | 0 | 0 | 0 | 0 | 0 | 0 | 0 | 0 | 0 | 0 | 0
F5_Commercial_College_Existing_Miscellaneous_Electric_Pool Heater_E8 | F5 | Commercial | College | Existing | Miscellaneous | Electric | Pool Heater | E8 | RIM BC Ratio | 0 | 0 | 0 | 0 | 0 | 0 | 0 | 0 | 0 | 0 | 0 | 0 | 0 | 0 | 0 | 0 | 0 | 0 | 0 | 0 | 0 | 0 | 0 | 0 | 0 | 0 | 0 | 0 | 0 | 0
F5_Commercial_College_Existing_Miscellaneous_Electric_Pool Heater_E9 | F5 | Commercial | College | Existing | Miscellaneous | Electric | Pool Heater | E9 | RIM BC Ratio | 0 | 0 | 0 | 0 | 0 | 0 | 0 | 0 | 0 | 0 | 0 | 0 | 0 | 0 | 0 | 0 | 0 | 0 | 0 | 0 | 0 | 0 | 0 | 0 | 0 | 0 | 0 | 0 | 0 | 0
F5_Commercial_College_Existing_Miscellaneous_Electric_Pool Heater_E10 | F5 | Commercial | College | Existing | Miscellaneous | Electric | Pool Heater | E10 | RIM BC Ratio | 0 | 0 | 0 | 0 | 0 | 0 | 0 | 0 | 0 | 0 | 0 | 0 | 0 | 0 | 0 | 0 | 0 | 0 | 0 | 0 | 0 | 0 | 0 | 0 | 0 | 0 | 0 | 0 | 0 | 0
F0_Commercial_College_Existing_Miscellaneous_Electric_Clothes Washer_E0 | F0 | Commercial | College | Existing | Miscellaneous | Electric | Clothes Washer | E0 | Economic Unit | 0 | 0 | 0 | 0 | 0 | 0 | 0 | 0 | 0 | 0 | 0 | 0 | 0 | 0 | 0 | 0 | 0 | 0 | 0 | 0 | 0 | 0 | 0 | 0 | 0 | 0 | 0 | 0 | 0 | 0
F1_Commercial_College_Existing_Miscellaneous_Electric_Clothes Washer_E1 | F1 | Commercial | College | Existing | Miscellaneous | Electric | Clothes Washer | E1 | CCE | 0 | 0 | 0 | 0 | 0 | 0 | 0 | 0 | 0 | 0 | 0 | 0 | 0 | 0 | 0 | 0 | 0 | 0 | 0 | 0 | 0 | 0 | 0 | 0 | 0 | 0 | 0 | 0 | 0 | 0
F1_Commercial_College_Existing_Miscellaneous_Electric_Clothes Washer_E2 | F1 | Commercial | College | Existing | Miscellaneous | Electric | Clothes Washer | E2 | CCE | 0 | 0 | 0 | 0 | 0 | 0 | 0 | 0 | 0 | 0 | 0 | 0 | 0 | 0 | 0 | 0 | 0 | 0 | 0 | 0 | 0 | 0 | 0 | 0 | 0 | 0 | 0 | 0 | 0 | 0
F1_Commercial_College_Existing_Miscellaneous_Electric_Clothes Washer_E3 | F1 | Commercial | College | Existing | Miscellaneous | Electric | Clothes Washer | E3 | CCE | 0 | 0 | 0 | 0 | 0 | 0 | 0 | 0 | 0 | 0 | 0 | 0 | 0 | 0 | 0 | 0 | 0 | 0 | 0 | 0 | 0 | 0 | 0 | 0 | 0 | 0 | 0 | 0 | 0 | 0
F1_Commercial_College_Existing_Miscellaneous_Electric_Clothes Washer_E4 | F1 | Commercial | College | Existing | Miscellaneous | Electric | Clothes Washer | E4 | CCE | 0 | 0 | 0 | 0 | 0 | 0 | 0 | 0 | 0 | 0 | 0 | 0 | 0 | 0 | 0 | 0 | 0 | 0 | 0 | 0 | 0 | 0 | 0 | 0 | 0 | 0 | 0 | 0 | 0 | 0
F1_Commercial_College_Existing_Miscellaneous_Electric_Clothes Washer_E5 | F1 | Commercial | College | Existing | Miscellaneous | Electric | Clothes Washer | E5 | CCE | 0 | 0 | 0 | 0 | 0 | 0 | 0 | 0 | 0 | 0 | 0 | 0 | 0 | 0 | 0 | 0 | 0 | 0 | 0 | 0 | 0 | 0 | 0 | 0 | 0 | 0 | 0 | 0 | 0 | 0
F1_Commercial_College_Existing_Miscellaneous_Electric_Clothes Washer_E6 | F1 | Commercial | College | Existing | Miscellaneous | Electric | Clothes Washer | E6 | CCE | 0 | 0 | 0 | 0 | 0 | 0 | 0 | 0 | 0 | 0 | 0 | 0 | 0 | 0 | 0 | 0 | 0 | 0 | 0 | 0 | 0 | 0 | 0 | 0 | 0 | 0 | 0 | 0 | 0 | 0
F1_Commercial_College_Existing_Miscellaneous_Electric_Clothes Washer_E7 | F1 | Commercial | College | Existing | Miscellaneous | Electric | Clothes Washer | E7 | CCE | 0 | 0 | 0 | 0 | 0 | 0 | 0 | 0 | 0 | 0 | 0 | 0 | 0 | 0 | 0 | 0 | 0 | 0 | 0 | 0 | 0 | 0 | 0 | 0 | 0 | 0 | 0 | 0 | 0 | 0
F1_Commercial_College_Existing_Miscellaneous_Electric_Clothes Washer_E8 | F1 | Commercial | College | Existing | Miscellaneous | Electric | Clothes Washer | E8 | CCE | 0 | 0 | 0 | 0 | 0 | 0 | 0 | 0 | 0 | 0 | 0 | 0 | 0 | 0 | 0 | 0 | 0 | 0 | 0 | 0 | 0 | 0 | 0 | 0 | 0 | 0 | 0 | 0 | 0 | 0
F1_Commercial_College_Existing_Miscellaneous_Electric_Clothes Washer_E9 | F1 | Commercial | College | Existing | Miscellaneous | Electric | Clothes Washer | E9 | CCE | 0 | 0 | 0 | 0 | 0 | 0 | 0 | 0 | 0 | 0 | 0 | 0 | 0 | 0 | 0 | 0 | 0 | 0 | 0 | 0 | 0 | 0 | 0 | 0 | 0 | 0 | 0 | 0 | 0 | 0
F1_Commercial_College_Existing_Miscellaneous_Electric_Clothes Washer_E10 | F1 | Commercial | College | Existing | Miscellaneous | Electric | Clothes Washer | E10 | CCE | 0 | 0 | 0 | 0 | 0 | 0 | 0 | 0 | 0 | 0 | 0 | 0 | 0 | 0 | 0 | 0 | 0 | 0 | 0 | 0 | 0 | 0 | 0 | 0 | 0 | 0 | 0 | 0 | 0 | 0
F2_Commercial_College_Existing_Miscellaneous_Electric_Clothes Washer_E1 | F2 | Commercial | College | Existing | Miscellaneous | Electric | Clothes Washer | E1 | TRC BC Ratio | 0 | 0 | 0 | 0 | 0 | 0 | 0 | 0 | 0 | 0 | 0 | 0 | 0 | 0 | 0 | 0 | 0 | 0 | 0 | 0 | 0 | 0 | 0 | 0 | 0 | 0 | 0 | 0 | 0 | 0
F2_Commercial_College_Existing_Miscellaneous_Electric_Clothes Washer_E2 | F2 | Commercial | College | Existing | Miscellaneous | Electric | Clothes Washer | E2 | TRC BC Ratio | 0 | 0 | 0 | 0 | 0 | 0 | 0 | 0 | 0 | 0 | 0 | 0 | 0 | 0 | 0 | 0 | 0 | 0 | 0 | 0 | 0 | 0 | 0 | 0 | 0 | 0 | 0 | 0 | 0 | 0
F2_Commercial_College_Existing_Miscellaneous_Electric_Clothes Washer_E3 | F2 | Commercial | College | Existing | Miscellaneous | Electric | Clothes Washer | E3 | TRC BC Ratio | 0 | 0 | 0 | 0 | 0 | 0 | 0 | 0 | 0 | 0 | 0 | 0 | 0 | 0 | 0 | 0 | 0 | 0 | 0 | 0 | 0 | 0 | 0 | 0 | 0 | 0 | 0 | 0 | 0 | 0
F2_Commercial_College_Existing_Miscellaneous_Electric_Clothes Washer_E4 | F2 | Commercial | College | Existing | Miscellaneous | Electric | Clothes Washer | E4 | TRC BC Ratio | 0 | 0 | 0 | 0 | 0 | 0 | 0 | 0 | 0 | 0 | 0 | 0 | 0 | 0 | 0 | 0 | 0 | 0 | 0 | 0 | 0 | 0 | 0 | 0 | 0 | 0 | 0 | 0 | 0 | 0
F2_Commercial_College_Existing_Miscellaneous_Electric_Clothes Washer_E5 | F2 | Commercial | College | Existing | Miscellaneous | Electric | Clothes Washer | E5 | TRC BC Ratio | 0 | 0 | 0 | 0 | 0 | 0 | 0 | 0 | 0 | 0 | 0 | 0 | 0 | 0 | 0 | 0 | 0 | 0 | 0 | 0 | 0 | 0 | 0 | 0 | 0 | 0 | 0 | 0 | 0 | 0
F2_Commercial_College_Existing_Miscellaneous_Electric_Clothes Washer_E6 | F2 | Commercial | College | Existing | Miscellaneous | Electric | Clothes Washer | E6 | TRC BC Ratio | 0 | 0 | 0 | 0 | 0 | 0 | 0 | 0 | 0 | 0 | 0 | 0 | 0 | 0 | 0 | 0 | 0 | 0 | 0 | 0 | 0 | 0 | 0 | 0 | 0 | 0 | 0 | 0 | 0 | 0
F2_Commercial_College_Existing_Miscellaneous_Electric_Clothes Washer_E7 | F2 | Commercial | College | Existing | Miscellaneous | Electric | Clothes Washer | E7 | TRC BC Ratio | 0 | 0 | 0 | 0 | 0 | 0 | 0 | 0 | 0 | 0 | 0 | 0 | 0 | 0 | 0 | 0 | 0 | 0 | 0 | 0 | 0 | 0 | 0 | 0 | 0 | 0 | 0 | 0 | 0 | 0
F2_Commercial_College_Existing_Miscellaneous_Electric_Clothes Washer_E8 | F2 | Commercial | College | Existing | Miscellaneous | Electric | Clothes Washer | E8 | TRC BC Ratio | 0 | 0 | 0 | 0 | 0 | 0 | 0 | 0 | 0 | 0 | 0 | 0 | 0 | 0 | 0 | 0 | 0 | 0 | 0 | 0 | 0 | 0 | 0 | 0 | 0 | 0 | 0 | 0 | 0 | 0
F2_Commercial_College_Existing_Miscellaneous_Electric_Clothes Washer_E9 | F2 | Commercial | College | Existing | Miscellaneous | Electric | Clothes Washer | E9 | TRC BC Ratio | 0 | 0 | 0 | 0 | 0 | 0 | 0 | 0 | 0 | 0 | 0 | 0 | 0 | 0 | 0 | 0 | 0 | 0 | 0 | 0 | 0 | 0 | 0 | 0 | 0 | 0 | 0 | 0 | 0 | 0
F2_Commercial_College_Existing_Miscellaneous_Electric_Clothes Washer_E10 | F2 | Commercial | College | Existing | Miscellaneous | Electric | Clothes Washer | E10 | TRC BC Ratio | 0 | 0 | 0 | 0 | 0 | 0 | 0 | 0 | 0 | 0 | 0 | 0 | 0 | 0 | 0 | 0 | 0 | 0 | 0 | 0 | 0 | 0 | 0 | 0 | 0 | 0 | 0 | 0 | 0 | 0
F3_Commercial_College_Existing_Miscellaneous_Electric_Clothes Washer_E1 | F3 | Commercial | College | Existing | Miscellaneous | Electric | Clothes Washer | E1 | PACT BC Ratio | 0 | 0 | 0 | 0 | 0 | 0 | 0 | 0 | 0 | 0 | 0 | 0 | 0 | 0 | 0 | 0 | 0 | 0 | 0 | 0 | 0 | 0 | 0 | 0 | 0 | 0 | 0 | 0 | 0 | 0
F3_Commercial_College_Existing_Miscellaneous_Electric_Clothes Washer_E2 | F3 | Commercial | College | Existing | Miscellaneous | Electric | Clothes Washer | E2 | PACT BC Ratio | 0 | 0 | 0 | 0 | 0 | 0 | 0 | 0 | 0 | 0 | 0 | 0 | 0 | 0 | 0 | 0 | 0 | 0 | 0 | 0 | 0 | 0 | 0 | 0 | 0 | 0 | 0 | 0 | 0 | 0
F3_Commercial_College_Existing_Miscellaneous_Electric_Clothes Washer_E3 | F3 | Commercial | College | Existing | Miscellaneous | Electric | Clothes Washer | E3 | PACT BC Ratio | 0 | 0 | 0 | 0 | 0 | 0 | 0 | 0 | 0 | 0 | 0 | 0 | 0 | 0 | 0 | 0 | 0 | 0 | 0 | 0 | 0 | 0 | 0 | 0 | 0 | 0 | 0 | 0 | 0 | 0
F3_Commercial_College_Existing_Miscellaneous_Electric_Clothes Washer_E4 | F3 | Commercial | College | Existing | Miscellaneous | Electric | Clothes Washer | E4 | PACT BC Ratio | 0 | 0 | 0 | 0 | 0 | 0 | 0 | 0 | 0 | 0 | 0 | 0 | 0 | 0 | 0 | 0 | 0 | 0 | 0 | 0 | 0 | 0 | 0 | 0 | 0 | 0 | 0 | 0 | 0 | 0
F3_Commercial_College_Existing_Miscellaneous_Electric_Clothes Washer_E5 | F3 | Commercial | College | Existing | Miscellaneous | Electric | Clothes Washer | E5 | PACT BC Ratio | 0 | 0 | 0 | 0 | 0 | 0 | 0 | 0 | 0 | 0 | 0 | 0 | 0 | 0 | 0 | 0 | 0 | 0 | 0 | 0 | 0 | 0 | 0 | 0 | 0 | 0 | 0 | 0 | 0 | 0
F3_Commercial_College_Existing_Miscellaneous_Electric_Clothes Washer_E6 | F3 | Commercial | College | Existing | Miscellaneous | Electric | Clothes Washer | E6 | PACT BC Ratio | 0 | 0 | 0 | 0 | 0 | 0 | 0 | 0 | 0 | 0 | 0 | 0 | 0 | 0 | 0 | 0 | 0 | 0 | 0 | 0 | 0 | 0 | 0 | 0 | 0 | 0 | 0 | 0 | 0 | 0
F3_Commercial_College_Existing_Miscellaneous_Electric_Clothes Washer_E7 | F3 | Commercial | College | Existing | Miscellaneous | Electric | Clothes Washer | E7 | PACT BC Ratio | 0 | 0 | 0 | 0 | 0 | 0 | 0 | 0 | 0 | 0 | 0 | 0 | 0 | 0 | 0 | 0 | 0 | 0 | 0 | 0 | 0 | 0 | 0 | 0 | 0 | 0 | 0 | 0 | 0 | 0
F3_Commercial_College_Existing_Miscellaneous_Electric_Clothes Washer_E8 | F3 | Commercial | College | Existing | Miscellaneous | Electric | Clothes Washer | E8 | PACT BC Ratio | 0 | 0 | 0 | 0 | 0 | 0 | 0 | 0 | 0 | 0 | 0 | 0 | 0 | 0 | 0 | 0 | 0 | 0 | 0 | 0 | 0 | 0 | 0 | 0 | 0 | 0 | 0 | 0 | 0 | 0
F3_Commercial_College_Existing_Miscellaneous_Electric_Clothes Washer_E9 | F3 | Commercial | College | Existing | Miscellaneous | Electric | Clothes Washer | E9 | PACT BC Ratio | 0 | 0 | 0 | 0 | 0 | 0 | 0 | 0 | 0 | 0 | 0 | 0 | 0 | 0 | 0 | 0 | 0 | 0 | 0 | 0 | 0 | 0 | 0 | 0 | 0 | 0 | 0 | 0 | 0 | 0
F3_Commercial_College_Existing_Miscellaneous_Electric_Clothes Washer_E10 | F3 | Commercial | College | Existing | Miscellaneous | Electric | Clothes Washer | E10 | PACT BC Ratio | 0 | 0 | 0 | 0 | 0 | 0 | 0 | 0 | 0 | 0 | 0 | 0 | 0 | 0 | 0 | 0 | 0 | 0 | 0 | 0 | 0 | 0 | 0 | 0 | 0 | 0 | 0 | 0 | 0 | 0
F4_Commercial_College_Existing_Miscellaneous_Electric_Clothes Washer_E1 | F4 | Commercial | College | Existing | Miscellaneous | Electric | Clothes Washer | E1 | RVT BC Ratio | 0 | 0 | 0 | 0 | 0 | 0 | 0 | 0 | 0 | 0 | 0 | 0 | 0 | 0 | 0 | 0 | 0 | 0 | 0 | 0 | 0 | 0 | 0 | 0 | 0 | 0 | 0 | 0 | 0 | 0
F4_Commercial_College_Existing_Miscellaneous_Electric_Clothes Washer_E2 | F4 | Commercial | College | Existing | Miscellaneous | Electric | Clothes Washer | E2 | RVT BC Ratio | 0 | 0 | 0 | 0 | 0 | 0 | 0 | 0 | 0 | 0 | 0 | 0 | 0 | 0 | 0 | 0 | 0 | 0 | 0 | 0 | 0 | 0 | 0 | 0 | 0 | 0 | 0 | 0 | 0 | 0
F4_Commercial_College_Existing_Miscellaneous_Electric_Clothes Washer_E3 | F4 | Commercial | College | Existing | Miscellaneous | Electric | Clothes Washer | E3 | RVT BC Ratio | 0 | 0 | 0 | 0 | 0 | 0 | 0 | 0 | 0 | 0 | 0 | 0 | 0 | 0 | 0 | 0 | 0 | 0 | 0 | 0 | 0 | 0 | 0 | 0 | 0 | 0 | 0 | 0 | 0 | 0
F4_Commercial_College_Existing_Miscellaneous_Electric_Clothes Washer_E4 | F4 | Commercial | College | Existing | Miscellaneous | Electric | Clothes Washer | E4 | RVT BC Ratio | 0 | 0 | 0 | 0 | 0 | 0 | 0 | 0 | 0 | 0 | 0 | 0 | 0 | 0 | 0 | 0 | 0 | 0 | 0 | 0 | 0 | 0 | 0 | 0 | 0 | 0 | 0 | 0 | 0 | 0
F4_Commercial_College_Existing_Miscellaneous_Electric_Clothes Washer_E5 | F4 | Commercial | College | Existing | Miscellaneous | Electric | Clothes Washer | E5 | RVT BC Ratio | 0 | 0 | 0 | 0 | 0 | 0 | 0 | 0 | 0 | 0 | 0 | 0 | 0 | 0 | 0 | 0 | 0 | 0 | 0 | 0 | 0 | 0 | 0 | 0 | 0 | 0 | 0 | 0 | 0 | 0
F4_Commercial_College_Existing_Miscellaneous_Electric_Clothes Washer_E6 | F4 | Commercial | College | Existing | Miscellaneous | Electric | Clothes Washer | E6 | RVT BC Ratio | 0 | 0 | 0 | 0 | 0 | 0 | 0 | 0 | 0 | 0 | 0 | 0 | 0 | 0 | 0 | 0 | 0 | 0 | 0 | 0 | 0 | 0 | 0 | 0 | 0 | 0 | 0 | 0 | 0 | 0
F4_Commercial_College_Existing_Miscellaneous_Electric_Clothes Washer_E7 | F4 | Commercial | College | Existing | Miscellaneous | Electric | Clothes Washer | E7 | RVT BC Ratio | 0 | 0 | 0 | 0 | 0 | 0 | 0 | 0 | 0 | 0 | 0 | 0 | 0 | 0 | 0 | 0 | 0 | 0 | 0 | 0 | 0 | 0 | 0 | 0 | 0 | 0 | 0 | 0 | 0 | 0
F4_Commercial_College_Existing_Miscellaneous_Electric_Clothes Washer_E8 | F4 | Commercial | College | Existing | Miscellaneous | Electric | Clothes Washer | E8 | RVT BC Ratio | 0 | 0 | 0 | 0 | 0 | 0 | 0 | 0 | 0 | 0 | 0 | 0 | 0 | 0 | 0 | 0 | 0 | 0 | 0 | 0 | 0 | 0 | 0 | 0 | 0 | 0 | 0 | 0 | 0 | 0
F4_Commercial_College_Existing_Miscellaneous_Electric_Clothes Washer_E9 | F4 | Commercial | College | Existing | Miscellaneous | Electric | Clothes Washer | E9 | RVT BC Ratio | 0 | 0 | 0 | 0 | 0 | 0 | 0 | 0 | 0 | 0 | 0 | 0 | 0 | 0 | 0 | 0 | 0 | 0 | 0 | 0 | 0 | 0 | 0 | 0 | 0 | 0 | 0 | 0 | 0 | 0
F4_Commercial_College_Existing_Miscellaneous_Electric_Clothes Washer_E10 | F4 | Commercial | College | Existing | Miscellaneous | Electric | Clothes Washer | E10 | RVT BC Ratio | 0 | 0 | 0 | 0 | 0 | 0 | 0 | 0 | 0 | 0 | 0 | 0 | 0 | 0 | 0 | 0 | 0 | 0 | 0 | 0 | 0 | 0 | 0 | 0 | 0 | 0 | 0 | 0 | 0 | 0
F5_Commercial_College_Existing_Miscellaneous_Electric_Clothes Washer_E1 | F5 | Commercial | College | Existing | Miscellaneous | Electric | Clothes Washer | E1 | RIM BC Ratio | 0 | 0 | 0 | 0 | 0 | 0 | 0 | 0 | 0 | 0 | 0 | 0 | 0 | 0 | 0 | 0 | 0 | 0 | 0 | 0 | 0 | 0 | 0 | 0 | 0 | 0 | 0 | 0 | 0 | 0
F5_Commercial_College_Existing_Miscellaneous_Electric_Clothes Washer_E2 | F5 | Commercial | College | Existing | Miscellaneous | Electric | Clothes Washer | E2 | RIM BC Ratio | 0 | 0 | 0 | 0 | 0 | 0 | 0 | 0 | 0 | 0 | 0 | 0 | 0 | 0 | 0 | 0 | 0 | 0 | 0 | 0 | 0 | 0 | 0 | 0 | 0 | 0 | 0 | 0 | 0 | 0
F5_Commercial_College_Existing_Miscellaneous_Electric_Clothes Washer_E3 | F5 | Commercial | College | Existing | Miscellaneous | Electric | Clothes Washer | E3 | RIM BC Ratio | 0 | 0 | 0 | 0 | 0 | 0 | 0 | 0 | 0 | 0 | 0 | 0 | 0 | 0 | 0 | 0 | 0 | 0 | 0 | 0 | 0 | 0 | 0 | 0 | 0 | 0 | 0 | 0 | 0 | 0
F5_Commercial_College_Existing_Miscellaneous_Electric_Clothes Washer_E4 | F5 | Commercial | College | Existing | Miscellaneous | Electric | Clothes Washer | E4 | RIM BC Ratio | 0 | 0 | 0 | 0 | 0 | 0 | 0 | 0 | 0 | 0 | 0 | 0 | 0 | 0 | 0 | 0 | 0 | 0 | 0 | 0 | 0 | 0 | 0 | 0 | 0 | 0 | 0 | 0 | 0 | 0
F5_Commercial_College_Existing_Miscellaneous_Electric_Clothes Washer_E5 | F5 | Commercial | College | Existing | Miscellaneous | Electric | Clothes Washer | E5 | RIM BC Ratio | 0 | 0 | 0 | 0 | 0 | 0 | 0 | 0 | 0 | 0 | 0 | 0 | 0 | 0 | 0 | 0 | 0 | 0 | 0 | 0 | 0 | 0 | 0 | 0 | 0 | 0 | 0 | 0 | 0 | 0
F5_Commercial_College_Existing_Miscellaneous_Electric_Clothes Washer_E6 | F5 | Commercial | College | Existing | Miscellaneous | Electric | Clothes Washer | E6 | RIM BC Ratio | 0 | 0 | 0 | 0 | 0 | 0 | 0 | 0 | 0 | 0 | 0 | 0 | 0 | 0 | 0 | 0 | 0 | 0 | 0 | 0 | 0 | 0 | 0 | 0 | 0 | 0 | 0 | 0 | 0 | 0
F5_Commercial_College_Existing_Miscellaneous_Electric_Clothes Washer_E7 | F5 | Commercial | College | Existing | Miscellaneous | Electric | Clothes Washer | E7 | RIM BC Ratio | 0 | 0 | 0 | 0 | 0 | 0 | 0 | 0 | 0 | 0 | 0 | 0 | 0 | 0 | 0 | 0 | 0 | 0 | 0 | 0 | 0 | 0 | 0 | 0 | 0 | 0 | 0 | 0 | 0 | 0
F5_Commercial_College_Existing_Miscellaneous_Electric_Clothes Washer_E8 | F5 | Commercial | College | Existing | Miscellaneous | Electric | Clothes Washer | E8 | RIM BC Ratio | 0 | 0 | 0 | 0 | 0 | 0 | 0 | 0 | 0 | 0 | 0 | 0 | 0 | 0 | 0 | 0 | 0 | 0 | 0 | 0 | 0 | 0 | 0 | 0 | 0 | 0 | 0 | 0 | 0 | 0
F5_Commercial_College_Existing_Miscellaneous_Electric_Clothes Washer_E9 | F5 | Commercial | College | Existing | Miscellaneous | Electric | Clothes Washer | E9 | RIM BC Ratio | 0 | 0 | 0 | 0 | 0 | 0 | 0 | 0 | 0 | 0 | 0 | 0 | 0 | 0 | 0 | 0 | 0 | 0 | 0 | 0 | 0 | 0 | 0 | 0 | 0 | 0 | 0 | 0 | 0 | 0
F5_Commercial_College_Existing_Miscellaneous_Electric_Clothes Washer_E10 | F5 | Commercial | College | Existing | Miscellaneous | Electric | Clothes Washer | E10 | RIM BC Ratio | 0 | 0 | 0 | 0 | 0 | 0 | 0 | 0 | 0 | 0 | 0 | 0 | 0 | 0 | 0 | 0 | 0 | 0 | 0 | 0 | 0 | 0 | 0 | 0 | 0 | 0 | 0 | 0 | 0 | 0
F0_Commercial_College_Existing_Miscellaneous_Electric_Clothes Dryer_E0 | F0 | Commercial | College | Existing | Miscellaneous | Electric | Clothes Dryer | E0 | Economic Unit | 0 | 0 | 0 | 0 | 0 | 0 | 0 | 0 | 0 | 0 | 0 | 0 | 0 | 0 | 0 | 0 | 0 | 0 | 0 | 0 | 0 | 0 | 0 | 0 | 0 | 0 | 0 | 0 | 0 | 0
F1_Commercial_College_Existing_Miscellaneous_Electric_Clothes Dryer_E1 | F1 | Commercial | College | Existing | Miscellaneous | Electric | Clothes Dryer | E1 | CCE | 0 | 0 | 0 | 0 | 0 | 0 | 0 | 0 | 0 | 0 | 0 | 0 | 0 | 0 | 0 | 0 | 0 | 0 | 0 | 0 | 0 | 0 | 0 | 0 | 0 | 0 | 0 | 0 | 0 | 0
F1_Commercial_College_Existing_Miscellaneous_Electric_Clothes Dryer_E2 | F1 | Commercial | College | Existing | Miscellaneous | Electric | Clothes Dryer | E2 | CCE | 0 | 0 | 0 | 0 | 0 | 0 | 0 | 0 | 0 | 0 | 0 | 0 | 0 | 0 | 0 | 0 | 0 | 0 | 0 | 0 | 0 | 0 | 0 | 0 | 0 | 0 | 0 | 0 | 0 | 0
F1_Commercial_College_Existing_Miscellaneous_Electric_Clothes Dryer_E3 | F1 | Commercial | College | Existing | Miscellaneous | Electric | Clothes Dryer | E3 | CCE | 0 | 0 | 0 | 0 | 0 | 0 | 0 | 0 | 0 | 0 | 0 | 0 | 0 | 0 | 0 | 0 | 0 | 0 | 0 | 0 | 0 | 0 | 0 | 0 | 0 | 0 | 0 | 0 | 0 | 0
F1_Commercial_College_Existing_Miscellaneous_Electric_Clothes Dryer_E4 | F1 | Commercial | College | Existing | Miscellaneous | Electric | Clothes Dryer | E4 | CCE | 0 | 0 | 0 | 0 | 0 | 0 | 0 | 0 | 0 | 0 | 0 | 0 | 0 | 0 | 0 | 0 | 0 | 0 | 0 | 0 | 0 | 0 | 0 | 0 | 0 | 0 | 0 | 0 | 0 | 0
F1_Commercial_College_Existing_Miscellaneous_Electric_Clothes Dryer_E5 | F1 | Commercial | College | Existing | Miscellaneous | Electric | Clothes Dryer | E5 | CCE | 0 | 0 | 0 | 0 | 0 | 0 | 0 | 0 | 0 | 0 | 0 | 0 | 0 | 0 | 0 | 0 | 0 | 0 | 0 | 0 | 0 | 0 | 0 | 0 | 0 | 0 | 0 | 0 | 0 | 0
F1_Commercial_College_Existing_Miscellaneous_Electric_Clothes Dryer_E6 | F1 | Commercial | College | Existing | Miscellaneous | Electric | Clothes Dryer | E6 | CCE | 0 | 0 | 0 | 0 | 0 | 0 | 0 | 0 | 0 | 0 | 0 | 0 | 0 | 0 | 0 | 0 | 0 | 0 | 0 | 0 | 0 | 0 | 0 | 0 | 0 | 0 | 0 | 0 | 0 | 0
F1_Commercial_College_Existing_Miscellaneous_Electric_Clothes Dryer_E7 | F1 | Commercial | College | Existing | Miscellaneous | Electric | Clothes Dryer | E7 | CCE | 0 | 0 | 0 | 0 | 0 | 0 | 0 | 0 | 0 | 0 | 0 | 0 | 0 | 0 | 0 | 0 | 0 | 0 | 0 | 0 | 0 | 0 | 0 | 0 | 0 | 0 | 0 | 0 | 0 | 0
F1_Commercial_College_Existing_Miscellaneous_Electric_Clothes Dryer_E8 | F1 | Commercial | College | Existing | Miscellaneous | Electric | Clothes Dryer | E8 | CCE | 0 | 0 | 0 | 0 | 0 | 0 | 0 | 0 | 0 | 0 | 0 | 0 | 0 | 0 | 0 | 0 | 0 | 0 | 0 | 0 | 0 | 0 | 0 | 0 | 0 | 0 | 0 | 0 | 0 | 0
F1_Commercial_College_Existing_Miscellaneous_Electric_Clothes Dryer_E9 | F1 | Commercial | College | Existing | Miscellaneous | Electric | Clothes Dryer | E9 | CCE | 0 | 0 | 0 | 0 | 0 | 0 | 0 | 0 | 0 | 0 | 0 | 0 | 0 | 0 | 0 | 0 | 0 | 0 | 0 | 0 | 0 | 0 | 0 | 0 | 0 | 0 | 0 | 0 | 0 | 0
F1_Commercial_College_Existing_Miscellaneous_Electric_Clothes Dryer_E10 | F1 | Commercial | College | Existing | Miscellaneous | Electric | Clothes Dryer | E10 | CCE | 0 | 0 | 0 | 0 | 0 | 0 | 0 | 0 | 0 | 0 | 0 | 0 | 0 | 0 | 0 | 0 | 0 | 0 | 0 | 0 | 0 | 0 | 0 | 0 | 0 | 0 | 0 | 0 | 0 | 0
F2_Commercial_College_Existing_Miscellaneous_Electric_Clothes Dryer_E1 | F2 | Commercial | College | Existing | Miscellaneous | Electric | Clothes Dryer | E1 | TRC BC Ratio | 0 | 0 | 0 | 0 | 0 | 0 | 0 | 0 | 0 | 0 | 0 | 0 | 0 | 0 | 0 | 0 | 0 | 0 | 0 | 0 | 0 | 0 | 0 | 0 | 0 | 0 | 0 | 0 | 0 | 0
F2_Commercial_College_Existing_Miscellaneous_Electric_Clothes Dryer_E2 | F2 | Commercial | College | Existing | Miscellaneous | Electric | Clothes Dryer | E2 | TRC BC Ratio | 0 | 0 | 0 | 0 | 0 | 0 | 0 | 0 | 0 | 0 | 0 | 0 | 0 | 0 | 0 | 0 | 0 | 0 | 0 | 0 | 0 | 0 | 0 | 0 | 0 | 0 | 0 | 0 | 0 | 0
F2_Commercial_College_Existing_Miscellaneous_Electric_Clothes Dryer_E3 | F2 | Commercial | College | Existing | Miscellaneous | Electric | Clothes Dryer | E3 | TRC BC Ratio | 0 | 0 | 0 | 0 | 0 | 0 | 0 | 0 | 0 | 0 | 0 | 0 | 0 | 0 | 0 | 0 | 0 | 0 | 0 | 0 | 0 | 0 | 0 | 0 | 0 | 0 | 0 | 0 | 0 | 0
F2_Commercial_College_Existing_Miscellaneous_Electric_Clothes Dryer_E4 | F2 | Commercial | College | Existing | Miscellaneous | Electric | Clothes Dryer | E4 | TRC BC Ratio | 0 | 0 | 0 | 0 | 0 | 0 | 0 | 0 | 0 | 0 | 0 | 0 | 0 | 0 | 0 | 0 | 0 | 0 | 0 | 0 | 0 | 0 | 0 | 0 | 0 | 0 | 0 | 0 | 0 | 0
F2_Commercial_College_Existing_Miscellaneous_Electric_Clothes Dryer_E5 | F2 | Commercial | College | Existing | Miscellaneous | Electric | Clothes Dryer | E5 | TRC BC Ratio | 0 | 0 | 0 | 0 | 0 | 0 | 0 | 0 | 0 | 0 | 0 | 0 | 0 | 0 | 0 | 0 | 0 | 0 | 0 | 0 | 0 | 0 | 0 | 0 | 0 | 0 | 0 | 0 | 0 | 0
F2_Commercial_College_Existing_Miscellaneous_Electric_Clothes Dryer_E6 | F2 | Commercial | College | Existing | Miscellaneous | Electric | Clothes Dryer | E6 | TRC BC Ratio | 0 | 0 | 0 | 0 | 0 | 0 | 0 | 0 | 0 | 0 | 0 | 0 | 0 | 0 | 0 | 0 | 0 | 0 | 0 | 0 | 0 | 0 | 0 | 0 | 0 | 0 | 0 | 0 | 0 | 0
F2_Commercial_College_Existing_Miscellaneous_Electric_Clothes Dryer_E7 | F2 | Commercial | College | Existing | Miscellaneous | Electric | Clothes Dryer | E7 | TRC BC Ratio | 0 | 0 | 0 | 0 | 0 | 0 | 0 | 0 | 0 | 0 | 0 | 0 | 0 | 0 | 0 | 0 | 0 | 0 | 0 | 0 | 0 | 0 | 0 | 0 | 0 | 0 | 0 | 0 | 0 | 0
F2_Commercial_College_Existing_Miscellaneous_Electric_Clothes Dryer_E8 | F2 | Commercial | College | Existing | Miscellaneous | Electric | Clothes Dryer | E8 | TRC BC Ratio | 0 | 0 | 0 | 0 | 0 | 0 | 0 | 0 | 0 | 0 | 0 | 0 | 0 | 0 | 0 | 0 | 0 | 0 | 0 | 0 | 0 | 0 | 0 | 0 | 0 | 0 | 0 | 0 | 0 | 0
F2_Commercial_College_Existing_Miscellaneous_Electric_Clothes Dryer_E9 | F2 | Commercial | College | Existing | Miscellaneous | Electric | Clothes Dryer | E9 | TRC BC Ratio | 0 | 0 | 0 | 0 | 0 | 0 | 0 | 0 | 0 | 0 | 0 | 0 | 0 | 0 | 0 | 0 | 0 | 0 | 0 | 0 | 0 | 0 | 0 | 0 | 0 | 0 | 0 | 0 | 0 | 0
F2_Commercial_College_Existing_Miscellaneous_Electric_Clothes Dryer_E10 | F2 | Commercial | College | Existing | Miscellaneous | Electric | Clothes Dryer | E10 | TRC BC Ratio | 0 | 0 | 0 | 0 | 0 | 0 | 0 | 0 | 0 | 0 | 0 | 0 | 0 | 0 | 0 | 0 | 0 | 0 | 0 | 0 | 0 | 0 | 0 | 0 | 0 | 0 | 0 | 0 | 0 | 0
F3_Commercial_College_Existing_Miscellaneous_Electric_Clothes Dryer_E1 | F3 | Commercial | College | Existing | Miscellaneous | Electric | Clothes Dryer | E1 | PACT BC Ratio | 0 | 0 | 0 | 0 | 0 | 0 | 0 | 0 | 0 | 0 | 0 | 0 | 0 | 0 | 0 | 0 | 0 | 0 | 0 | 0 | 0 | 0 | 0 | 0 | 0 | 0 | 0 | 0 | 0 | 0
F3_Commercial_College_Existing_Miscellaneous_Electric_Clothes Dryer_E2 | F3 | Commercial | College | Existing | Miscellaneous | Electric | Clothes Dryer | E2 | PACT BC Ratio | 0 | 0 | 0 | 0 | 0 | 0 | 0 | 0 | 0 | 0 | 0 | 0 | 0 | 0 | 0 | 0 | 0 | 0 | 0 | 0 | 0 | 0 | 0 | 0 | 0 | 0 | 0 | 0 | 0 | 0
F3_Commercial_College_Existing_Miscellaneous_Electric_Clothes Dryer_E3 | F3 | Commercial | College | Existing | Miscellaneous | Electric | Clothes Dryer | E3 | PACT BC Ratio | 0 | 0 | 0 | 0 | 0 | 0 | 0 | 0 | 0 | 0 | 0 | 0 | 0 | 0 | 0 | 0 | 0 | 0 | 0 | 0 | 0 | 0 | 0 | 0 | 0 | 0 | 0 | 0 | 0 | 0
F3_Commercial_College_Existing_Miscellaneous_Electric_Clothes Dryer_E4 | F3 | Commercial | College | Existing | Miscellaneous | Electric | Clothes Dryer | E4 | PACT BC Ratio | 0 | 0 | 0 | 0 | 0 | 0 | 0 | 0 | 0 | 0 | 0 | 0 | 0 | 0 | 0 | 0 | 0 | 0 | 0 | 0 | 0 | 0 | 0 | 0 | 0 | 0 | 0 | 0 | 0 | 0
F3_Commercial_College_Existing_Miscellaneous_Electric_Clothes Dryer_E5 | F3 | Commercial | College | Existing | Miscellaneous | Electric | Clothes Dryer | E5 | PACT BC Ratio | 0 | 0 | 0 | 0 | 0 | 0 | 0 | 0 | 0 | 0 | 0 | 0 | 0 | 0 | 0 | 0 | 0 | 0 | 0 | 0 | 0 | 0 | 0 | 0 | 0 | 0 | 0 | 0 | 0 | 0
F3_Commercial_College_Existing_Miscellaneous_Electric_Clothes Dryer_E6 | F3 | Commercial | College | Existing | Miscellaneous | Electric | Clothes Dryer | E6 | PACT BC Ratio | 0 | 0 | 0 | 0 | 0 | 0 | 0 | 0 | 0 | 0 | 0 | 0 | 0 | 0 | 0 | 0 | 0 | 0 | 0 | 0 | 0 | 0 | 0 | 0 | 0 | 0 | 0 | 0 | 0 | 0
F3_Commercial_College_Existing_Miscellaneous_Electric_Clothes Dryer_E7 | F3 | Commercial | College | Existing | Miscellaneous | Electric | Clothes Dryer | E7 | PACT BC Ratio | 0 | 0 | 0 | 0 | 0 | 0 | 0 | 0 | 0 | 0 | 0 | 0 | 0 | 0 | 0 | 0 | 0 | 0 | 0 | 0 | 0 | 0 | 0 | 0 | 0 | 0 | 0 | 0 | 0 | 0
F3_Commercial_College_Existing_Miscellaneous_Electric_Clothes Dryer_E8 | F3 | Commercial | College | Existing | Miscellaneous | Electric | Clothes Dryer | E8 | PACT BC Ratio | 0 | 0 | 0 | 0 | 0 | 0 | 0 | 0 | 0 | 0 | 0 | 0 | 0 | 0 | 0 | 0 | 0 | 0 | 0 | 0 | 0 | 0 | 0 | 0 | 0 | 0 | 0 | 0 | 0 | 0
F3_Commercial_College_Existing_Miscellaneous_Electric_Clothes Dryer_E9 | F3 | Commercial | College | Existing | Miscellaneous | Electric | Clothes Dryer | E9 | PACT BC Ratio | 0 | 0 | 0 | 0 | 0 | 0 | 0 | 0 | 0 | 0 | 0 | 0 | 0 | 0 | 0 | 0 | 0 | 0 | 0 | 0 | 0 | 0 | 0 | 0 | 0 | 0 | 0 | 0 | 0 | 0
F3_Commercial_College_Existing_Miscellaneous_Electric_Clothes Dryer_E10 | F3 | Commercial | College | Existing | Miscellaneous | Electric | Clothes Dryer | E10 | PACT BC Ratio | 0 | 0 | 0 | 0 | 0 | 0 | 0 | 0 | 0 | 0 | 0 | 0 | 0 | 0 | 0 | 0 | 0 | 0 | 0 | 0 | 0 | 0 | 0 | 0 | 0 | 0 | 0 | 0 | 0 | 0
F4_Commercial_College_Existing_Miscellaneous_Electric_Clothes Dryer_E1 | F4 | Commercial | College | Existing | Miscellaneous | Electric | Clothes Dryer | E1 | RVT BC Ratio | 0 | 0 | 0 | 0 | 0 | 0 | 0 | 0 | 0 | 0 | 0 | 0 | 0 | 0 | 0 | 0 | 0 | 0 | 0 | 0 | 0 | 0 | 0 | 0 | 0 | 0 | 0 | 0 | 0 | 0
F4_Commercial_College_Existing_Miscellaneous_Electric_Clothes Dryer_E2 | F4 | Commercial | College | Existing | Miscellaneous | Electric | Clothes Dryer | E2 | RVT BC Ratio | 0 | 0 | 0 | 0 | 0 | 0 | 0 | 0 | 0 | 0 | 0 | 0 | 0 | 0 | 0 | 0 | 0 | 0 | 0 | 0 | 0 | 0 | 0 | 0 | 0 | 0 | 0 | 0 | 0 | 0
F4_Commercial_College_Existing_Miscellaneous_Electric_Clothes Dryer_E3 | F4 | Commercial | College | Existing | Miscellaneous | Electric | Clothes Dryer | E3 | RVT BC Ratio | 0 | 0 | 0 | 0 | 0 | 0 | 0 | 0 | 0 | 0 | 0 | 0 | 0 | 0 | 0 | 0 | 0 | 0 | 0 | 0 | 0 | 0 | 0 | 0 | 0 | 0 | 0 | 0 | 0 | 0
F4_Commercial_College_Existing_Miscellaneous_Electric_Clothes Dryer_E4 | F4 | Commercial | College | Existing | Miscellaneous | Electric | Clothes Dryer | E4 | RVT BC Ratio | 0 | 0 | 0 | 0 | 0 | 0 | 0 | 0 | 0 | 0 | 0 | 0 | 0 | 0 | 0 | 0 | 0 | 0 | 0 | 0 | 0 | 0 | 0 | 0 | 0 | 0 | 0 | 0 | 0 | 0
F4_Commercial_College_Existing_Miscellaneous_Electric_Clothes Dryer_E5 | F4 | Commercial | College | Existing | Miscellaneous | Electric | Clothes Dryer | E5 | RVT BC Ratio | 0 | 0 | 0 | 0 | 0 | 0 | 0 | 0 | 0 | 0 | 0 | 0 | 0 | 0 | 0 | 0 | 0 | 0 | 0 | 0 | 0 | 0 | 0 | 0 | 0 | 0 | 0 | 0 | 0 | 0
F4_Commercial_College_Existing_Miscellaneous_Electric_Clothes Dryer_E6 | F4 | Commercial | College | Existing | Miscellaneous | Electric | Clothes Dryer | E6 | RVT BC Ratio | 0 | 0 | 0 | 0 | 0 | 0 | 0 | 0 | 0 | 0 | 0 | 0 | 0 | 0 | 0 | 0 | 0 | 0 | 0 | 0 | 0 | 0 | 0 | 0 | 0 | 0 | 0 | 0 | 0 | 0
F4_Commercial_College_Existing_Miscellaneous_Electric_Clothes Dryer_E7 | F4 | Commercial | College | Existing | Miscellaneous | Electric | Clothes Dryer | E7 | RVT BC Ratio | 0 | 0 | 0 | 0 | 0 | 0 | 0 | 0 | 0 | 0 | 0 | 0 | 0 | 0 | 0 | 0 | 0 | 0 | 0 | 0 | 0 | 0 | 0 | 0 | 0 | 0 | 0 | 0 | 0 | 0
F4_Commercial_College_Existing_Miscellaneous_Electric_Clothes Dryer_E8 | F4 | Commercial | College | Existing | Miscellaneous | Electric | Clothes Dryer | E8 | RVT BC Ratio | 0 | 0 | 0 | 0 | 0 | 0 | 0 | 0 | 0 | 0 | 0 | 0 | 0 | 0 | 0 | 0 | 0 | 0 | 0 | 0 | 0 | 0 | 0 | 0 | 0 | 0 | 0 | 0 | 0 | 0
F4_Commercial_College_Existing_Miscellaneous_Electric_Clothes Dryer_E9 | F4 | Commercial | College | Existing | Miscellaneous | Electric | Clothes Dryer | E9 | RVT BC Ratio | 0 | 0 | 0 | 0 | 0 | 0 | 0 | 0 | 0 | 0 | 0 | 0 | 0 | 0 | 0 | 0 | 0 | 0 | 0 | 0 | 0 | 0 | 0 | 0 | 0 | 0 | 0 | 0 | 0 | 0
F4_Commercial_College_Existing_Miscellaneous_Electric_Clothes Dryer_E10 | F4 | Commercial | College | Existing | Miscellaneous | Electric | Clothes Dryer | E10 | RVT BC Ratio | 0 | 0 | 0 | 0 | 0 | 0 | 0 | 0 | 0 | 0 | 0 | 0 | 0 | 0 | 0 | 0 | 0 | 0 | 0 | 0 | 0 | 0 | 0 | 0 | 0 | 0 | 0 | 0 | 0 | 0
F5_Commercial_College_Existing_Miscellaneous_Electric_Clothes Dryer_E1 | F5 | Commercial | College | Existing | Miscellaneous | Electric | Clothes Dryer | E1 | RIM BC Ratio | 0 | 0 | 0 | 0 | 0 | 0 | 0 | 0 | 0 | 0 | 0 | 0 | 0 | 0 | 0 | 0 | 0 | 0 | 0 | 0 | 0 | 0 | 0 | 0 | 0 | 0 | 0 | 0 | 0 | 0
F5_Commercial_College_Existing_Miscellaneous_Electric_Clothes Dryer_E2 | F5 | Commercial | College | Existing | Miscellaneous | Electric | Clothes Dryer | E2 | RIM BC Ratio | 0 | 0 | 0 | 0 | 0 | 0 | 0 | 0 | 0 | 0 | 0 | 0 | 0 | 0 | 0 | 0 | 0 | 0 | 0 | 0 | 0 | 0 | 0 | 0 | 0 | 0 | 0 | 0 | 0 | 0
F5_Commercial_College_Existing_Miscellaneous_Electric_Clothes Dryer_E3 | F5 | Commercial | College | Existing | Miscellaneous | Electric | Clothes Dryer | E3 | RIM BC Ratio | 0 | 0 | 0 | 0 | 0 | 0 | 0 | 0 | 0 | 0 | 0 | 0 | 0 | 0 | 0 | 0 | 0 | 0 | 0 | 0 | 0 | 0 | 0 | 0 | 0 | 0 | 0 | 0 | 0 | 0
F5_Commercial_College_Existing_Miscellaneous_Electric_Clothes Dryer_E4 | F5 | Commercial | College | Existing | Miscellaneous | Electric | Clothes Dryer | E4 | RIM BC Ratio | 0 | 0 | 0 | 0 | 0 | 0 | 0 | 0 | 0 | 0 | 0 | 0 | 0 | 0 | 0 | 0 | 0 | 0 | 0 | 0 | 0 | 0 | 0 | 0 | 0 | 0 | 0 | 0 | 0 | 0
F5_Commercial_College_Existing_Miscellaneous_Electric_Clothes Dryer_E5 | F5 | Commercial | College | Existing | Miscellaneous | Electric | Clothes Dryer | E5 | RIM BC Ratio | 0 | 0 | 0 | 0 | 0 | 0 | 0 | 0 | 0 | 0 | 0 | 0 | 0 | 0 | 0 | 0 | 0 | 0 | 0 | 0 | 0 | 0 | 0 | 0 | 0 | 0 | 0 | 0 | 0 | 0
F5_Commercial_College_Existing_Miscellaneous_Electric_Clothes Dryer_E6 | F5 | Commercial | College | Existing | Miscellaneous | Electric | Clothes Dryer | E6 | RIM BC Ratio | 0 | 0 | 0 | 0 | 0 | 0 | 0 | 0 | 0 | 0 | 0 | 0 | 0 | 0 | 0 | 0 | 0 | 0 | 0 | 0 | 0 | 0 | 0 | 0 | 0 | 0 | 0 | 0 | 0 | 0
F5_Commercial_College_Existing_Miscellaneous_Electric_Clothes Dryer_E7 | F5 | Commercial | College | Existing | Miscellaneous | Electric | Clothes Dryer | E7 | RIM BC Ratio | 0 | 0 | 0 | 0 | 0 | 0 | 0 | 0 | 0 | 0 | 0 | 0 | 0 | 0 | 0 | 0 | 0 | 0 | 0 | 0 | 0 | 0 | 0 | 0 | 0 | 0 | 0 | 0 | 0 | 0
F5_Commercial_College_Existing_Miscellaneous_Electric_Clothes Dryer_E8 | F5 | Commercial | College | Existing | Miscellaneous | Electric | Clothes Dryer | E8 | RIM BC Ratio | 0 | 0 | 0 | 0 | 0 | 0 | 0 | 0 | 0 | 0 | 0 | 0 | 0 | 0 | 0 | 0 | 0 | 0 | 0 | 0 | 0 | 0 | 0 | 0 | 0 | 0 | 0 | 0 | 0 | 0
F5_Commercial_College_Existing_Miscellaneous_Electric_Clothes Dryer_E9 | F5 | Commercial | College | Existing | Miscellaneous | Electric | Clothes Dryer | E9 | RIM BC Ratio | 0 | 0 | 0 | 0 | 0 | 0 | 0 | 0 | 0 | 0 | 0 | 0 | 0 | 0 | 0 | 0 | 0 | 0 | 0 | 0 | 0 | 0 | 0 | 0 | 0 | 0 | 0 | 0 | 0 | 0
F5_Commercial_College_Existing_Miscellaneous_Electric_Clothes Dryer_E10 | F5 | Commercial | College | Existing | Miscellaneous | Electric | Clothes Dryer | E10 | RIM BC Ratio | 0 | 0 | 0 | 0 | 0 | 0 | 0 | 0 | 0 | 0 | 0 | 0 | 0 | 0 | 0 | 0 | 0 | 0 | 0 | 0 | 0 | 0 | 0 | 0 | 0 | 0 | 0 | 0 | 0 | 0
F0_Commercial_College_Existing_Miscellaneous_Electric_Miscellaneous_E0 | F0 | Commercial | College | Existing | Miscellaneous | Electric | Miscellaneous | E0 | Economic Unit | 0 | 0 | 0 | 0 | 0 | 0 | 0 | 0 | 0 | 0 | 0 | 0 | 0 | 0 | 0 | 0 | 0 | 0 | 0 | 0 | 0 | 0 | 0 | 0 | 0 | 0 | 0 | 0 | 0 | 0
F1_Commercial_College_Existing_Miscellaneous_Electric_Miscellaneous_E1 | F1 | Commercial | College | Existing | Miscellaneous | Electric | Miscellaneous | E1 | CCE | 0 | 0 | 0 | 0 | 0 | 0 | 0 | 0 | 0 | 0 | 0 | 0 | 0 | 0 | 0 | 0 | 0 | 0 | 0 | 0 | 0 | 0 | 0 | 0 | 0 | 0 | 0 | 0 | 0 | 0
F1_Commercial_College_Existing_Miscellaneous_Electric_Miscellaneous_E2 | F1 | Commercial | College | Existing | Miscellaneous | Electric | Miscellaneous | E2 | CCE | 0 | 0 | 0 | 0 | 0 | 0 | 0 | 0 | 0 | 0 | 0 | 0 | 0 | 0 | 0 | 0 | 0 | 0 | 0 | 0 | 0 | 0 | 0 | 0 | 0 | 0 | 0 | 0 | 0 | 0
F1_Commercial_College_Existing_Miscellaneous_Electric_Miscellaneous_E3 | F1 | Commercial | College | Existing | Miscellaneous | Electric | Miscellaneous | E3 | CCE | 0 | 0 | 0 | 0 | 0 | 0 | 0 | 0 | 0 | 0 | 0 | 0 | 0 | 0 | 0 | 0 | 0 | 0 | 0 | 0 | 0 | 0 | 0 | 0 | 0 | 0 | 0 | 0 | 0 | 0
F1_Commercial_College_Existing_Miscellaneous_Electric_Miscellaneous_E4 | F1 | Commercial | College | Existing | Miscellaneous | Electric | Miscellaneous | E4 | CCE | 0 | 0 | 0 | 0 | 0 | 0 | 0 | 0 | 0 | 0 | 0 | 0 | 0 | 0 | 0 | 0 | 0 | 0 | 0 | 0 | 0 | 0 | 0 | 0 | 0 | 0 | 0 | 0 | 0 | 0
F1_Commercial_College_Existing_Miscellaneous_Electric_Miscellaneous_E5 | F1 | Commercial | College | Existing | Miscellaneous | Electric | Miscellaneous | E5 | CCE | 0 | 0 | 0 | 0 | 0 | 0 | 0 | 0 | 0 | 0 | 0 | 0 | 0 | 0 | 0 | 0 | 0 | 0 | 0 | 0 | 0 | 0 | 0 | 0 | 0 | 0 | 0 | 0 | 0 | 0
F1_Commercial_College_Existing_Miscellaneous_Electric_Miscellaneous_E6 | F1 | Commercial | College | Existing | Miscellaneous | Electric | Miscellaneous | E6 | CCE | 0 | 0 | 0 | 0 | 0 | 0 | 0 | 0 | 0 | 0 | 0 | 0 | 0 | 0 | 0 | 0 | 0 | 0 | 0 | 0 | 0 | 0 | 0 | 0 | 0 | 0 | 0 | 0 | 0 | 0
F1_Commercial_College_Existing_Miscellaneous_Electric_Miscellaneous_E7 | F1 | Commercial | College | Existing | Miscellaneous | Electric | Miscellaneous | E7 | CCE | 0 | 0 | 0 | 0 | 0 | 0 | 0 | 0 | 0 | 0 | 0 | 0 | 0 | 0 | 0 | 0 | 0 | 0 | 0 | 0 | 0 | 0 | 0 | 0 | 0 | 0 | 0 | 0 | 0 | 0
F1_Commercial_College_Existing_Miscellaneous_Electric_Miscellaneous_E8 | F1 | Commercial | College | Existing | Miscellaneous | Electric | Miscellaneous | E8 | CCE | 0 | 0 | 0 | 0 | 0 | 0 | 0 | 0 | 0 | 0 | 0 | 0 | 0 | 0 | 0 | 0 | 0 | 0 | 0 | 0 | 0 | 0 | 0 | 0 | 0 | 0 | 0 | 0 | 0 | 0
F1_Commercial_College_Existing_Miscellaneous_Electric_Miscellaneous_E9 | F1 | Commercial | College | Existing | Miscellaneous | Electric | Miscellaneous | E9 | CCE | 0 | 0 | 0 | 0 | 0 | 0 | 0 | 0 | 0 | 0 | 0 | 0 | 0 | 0 | 0 | 0 | 0 | 0 | 0 | 0 | 0 | 0 | 0 | 0 | 0 | 0 | 0 | 0 | 0 | 0
F1_Commercial_College_Existing_Miscellaneous_Electric_Miscellaneous_E10 | F1 | Commercial | College | Existing | Miscellaneous | Electric | Miscellaneous | E10 | CCE | 0 | 0 | 0 | 0 | 0 | 0 | 0 | 0 | 0 | 0 | 0 | 0 | 0 | 0 | 0 | 0 | 0 | 0 | 0 | 0 | 0 | 0 | 0 | 0 | 0 | 0 | 0 | 0 | 0 | 0
F2_Commercial_College_Existing_Miscellaneous_Electric_Miscellaneous_E1 | F2 | Commercial | College | Existing | Miscellaneous | Electric | Miscellaneous | E1 | TRC BC Ratio | 0 | 0 | 0 | 0 | 0 | 0 | 0 | 0 | 0 | 0 | 0 | 0 | 0 | 0 | 0 | 0 | 0 | 0 | 0 | 0 | 0 | 0 | 0 | 0 | 0 | 0 | 0 | 0 | 0 | 0
F2_Commercial_College_Existing_Miscellaneous_Electric_Miscellaneous_E2 | F2 | Commercial | College | Existing | Miscellaneous | Electric | Miscellaneous | E2 | TRC BC Ratio | 0 | 0 | 0 | 0 | 0 | 0 | 0 | 0 | 0 | 0 | 0 | 0 | 0 | 0 | 0 | 0 | 0 | 0 | 0 | 0 | 0 | 0 | 0 | 0 | 0 | 0 | 0 | 0 | 0 | 0
F2_Commercial_College_Existing_Miscellaneous_Electric_Miscellaneous_E3 | F2 | Commercial | College | Existing | Miscellaneous | Electric | Miscellaneous | E3 | TRC BC Ratio | 0 | 0 | 0 | 0 | 0 | 0 | 0 | 0 | 0 | 0 | 0 | 0 | 0 | 0 | 0 | 0 | 0 | 0 | 0 | 0 | 0 | 0 | 0 | 0 | 0 | 0 | 0 | 0 | 0 | 0
F2_Commercial_College_Existing_Miscellaneous_Electric_Miscellaneous_E4 | F2 | Commercial | College | Existing | Miscellaneous | Electric | Miscellaneous | E4 | TRC BC Ratio | 0 | 0 | 0 | 0 | 0 | 0 | 0 | 0 | 0 | 0 | 0 | 0 | 0 | 0 | 0 | 0 | 0 | 0 | 0 | 0 | 0 | 0 | 0 | 0 | 0 | 0 | 0 | 0 | 0 | 0
F2_Commercial_College_Existing_Miscellaneous_Electric_Miscellaneous_E5 | F2 | Commercial | College | Existing | Miscellaneous | Electric | Miscellaneous | E5 | TRC BC Ratio | 0 | 0 | 0 | 0 | 0 | 0 | 0 | 0 | 0 | 0 | 0 | 0 | 0 | 0 | 0 | 0 | 0 | 0 | 0 | 0 | 0 | 0 | 0 | 0 | 0 | 0 | 0 | 0 | 0 | 0
F2_Commercial_College_Existing_Miscellaneous_Electric_Miscellaneous_E6 | F2 | Commercial | College | Existing | Miscellaneous | Electric | Miscellaneous | E6 | TRC BC Ratio | 0 | 0 | 0 | 0 | 0 | 0 | 0 | 0 | 0 | 0 | 0 | 0 | 0 | 0 | 0 | 0 | 0 | 0 | 0 | 0 | 0 | 0 | 0 | 0 | 0 | 0 | 0 | 0 | 0 | 0
F2_Commercial_College_Existing_Miscellaneous_Electric_Miscellaneous_E7 | F2 | Commercial | College | Existing | Miscellaneous | Electric | Miscellaneous | E7 | TRC BC Ratio | 0 | 0 | 0 | 0 | 0 | 0 | 0 | 0 | 0 | 0 | 0 | 0 | 0 | 0 | 0 | 0 | 0 | 0 | 0 | 0 | 0 | 0 | 0 | 0 | 0 | 0 | 0 | 0 | 0 | 0
F2_Commercial_College_Existing_Miscellaneous_Electric_Miscellaneous_E8 | F2 | Commercial | College | Existing | Miscellaneous | Electric | Miscellaneous | E8 | TRC BC Ratio | 0 | 0 | 0 | 0 | 0 | 0 | 0 | 0 | 0 | 0 | 0 | 0 | 0 | 0 | 0 | 0 | 0 | 0 | 0 | 0 | 0 | 0 | 0 | 0 | 0 | 0 | 0 | 0 | 0 | 0
F2_Commercial_College_Existing_Miscellaneous_Electric_Miscellaneous_E9 | F2 | Commercial | College | Existing | Miscellaneous | Electric | Miscellaneous | E9 | TRC BC Ratio | 0 | 0 | 0 | 0 | 0 | 0 | 0 | 0 | 0 | 0 | 0 | 0 | 0 | 0 | 0 | 0 | 0 | 0 | 0 | 0 | 0 | 0 | 0 | 0 | 0 | 0 | 0 | 0 | 0 | 0
F2_Commercial_College_Existing_Miscellaneous_Electric_Miscellaneous_E10 | F2 | Commercial | College | Existing | Miscellaneous | Electric | Miscellaneous | E10 | TRC BC Ratio | 0 | 0 | 0 | 0 | 0 | 0 | 0 | 0 | 0 | 0 | 0 | 0 | 0 | 0 | 0 | 0 | 0 | 0 | 0 | 0 | 0 | 0 | 0 | 0 | 0 | 0 | 0 | 0 | 0 | 0
F3_Commercial_College_Existing_Miscellaneous_Electric_Miscellaneous_E1 | F3 | Commercial | College | Existing | Miscellaneous | Electric | Miscellaneous | E1 | PACT BC Ratio | 0 | 0 | 0 | 0 | 0 | 0 | 0 | 0 | 0 | 0 | 0 | 0 | 0 | 0 | 0 | 0 | 0 | 0 | 0 | 0 | 0 | 0 | 0 | 0 | 0 | 0 | 0 | 0 | 0 | 0
F3_Commercial_College_Existing_Miscellaneous_Electric_Miscellaneous_E2 | F3 | Commercial | College | Existing | Miscellaneous | Electric | Miscellaneous | E2 | PACT BC Ratio | 0 | 0 | 0 | 0 | 0 | 0 | 0 | 0 | 0 | 0 | 0 | 0 | 0 | 0 | 0 | 0 | 0 | 0 | 0 | 0 | 0 | 0 | 0 | 0 | 0 | 0 | 0 | 0 | 0 | 0
F3_Commercial_College_Existing_Miscellaneous_Electric_Miscellaneous_E3 | F3 | Commercial | College | Existing | Miscellaneous | Electric | Miscellaneous | E3 | PACT BC Ratio | 0 | 0 | 0 | 0 | 0 | 0 | 0 | 0 | 0 | 0 | 0 | 0 | 0 | 0 | 0 | 0 | 0 | 0 | 0 | 0 | 0 | 0 | 0 | 0 | 0 | 0 | 0 | 0 | 0 | 0
F3_Commercial_College_Existing_Miscellaneous_Electric_Miscellaneous_E4 | F3 | Commercial | College | Existing | Miscellaneous | Electric | Miscellaneous | E4 | PACT BC Ratio | 0 | 0 | 0 | 0 | 0 | 0 | 0 | 0 | 0 | 0 | 0 | 0 | 0 | 0 | 0 | 0 | 0 | 0 | 0 | 0 | 0 | 0 | 0 | 0 | 0 | 0 | 0 | 0 | 0 | 0
F3_Commercial_College_Existing_Miscellaneous_Electric_Miscellaneous_E5 | F3 | Commercial | College | Existing | Miscellaneous | Electric | Miscellaneous | E5 | PACT BC Ratio | 0 | 0 | 0 | 0 | 0 | 0 | 0 | 0 | 0 | 0 | 0 | 0 | 0 | 0 | 0 | 0 | 0 | 0 | 0 | 0 | 0 | 0 | 0 | 0 | 0 | 0 | 0 | 0 | 0 | 0
F3_Commercial_College_Existing_Miscellaneous_Electric_Miscellaneous_E6 | F3 | Commercial | College | Existing | Miscellaneous | Electric | Miscellaneous | E6 | PACT BC Ratio | 0 | 0 | 0 | 0 | 0 | 0 | 0 | 0 | 0 | 0 | 0 | 0 | 0 | 0 | 0 | 0 | 0 | 0 | 0 | 0 | 0 | 0 | 0 | 0 | 0 | 0 | 0 | 0 | 0 | 0
F3_Commercial_College_Existing_Miscellaneous_Electric_Miscellaneous_E7 | F3 | Commercial | College | Existing | Miscellaneous | Electric | Miscellaneous | E7 | PACT BC Ratio | 0 | 0 | 0 | 0 | 0 | 0 | 0 | 0 | 0 | 0 | 0 | 0 | 0 | 0 | 0 | 0 | 0 | 0 | 0 | 0 | 0 | 0 | 0 | 0 | 0 | 0 | 0 | 0 | 0 | 0
F3_Commercial_College_Existing_Miscellaneous_Electric_Miscellaneous_E8 | F3 | Commercial | College | Existing | Miscellaneous | Electric | Miscellaneous | E8 | PACT BC Ratio | 0 | 0 | 0 | 0 | 0 | 0 | 0 | 0 | 0 | 0 | 0 | 0 | 0 | 0 | 0 | 0 | 0 | 0 | 0 | 0 | 0 | 0 | 0 | 0 | 0 | 0 | 0 | 0 | 0 | 0
F3_Commercial_College_Existing_Miscellaneous_Electric_Miscellaneous_E9 | F3 | Commercial | College | Existing | Miscellaneous | Electric | Miscellaneous | E9 | PACT BC Ratio | 0 | 0 | 0 | 0 | 0 | 0 | 0 | 0 | 0 | 0 | 0 | 0 | 0 | 0 | 0 | 0 | 0 | 0 | 0 | 0 | 0 | 0 | 0 | 0 | 0 | 0 | 0 | 0 | 0 | 0
F3_Commercial_College_Existing_Miscellaneous_Electric_Miscellaneous_E10 | F3 | Commercial | College | Existing | Miscellaneous | Electric | Miscellaneous | E10 | PACT BC Ratio | 0 | 0 | 0 | 0 | 0 | 0 | 0 | 0 | 0 | 0 | 0 | 0 | 0 | 0 | 0 | 0 | 0 | 0 | 0 | 0 | 0 | 0 | 0 | 0 | 0 | 0 | 0 | 0 | 0 | 0
F4_Commercial_College_Existing_Miscellaneous_Electric_Miscellaneous_E1 | F4 | Commercial | College | Existing | Miscellaneous | Electric | Miscellaneous | E1 | RVT BC Ratio | 0 | 0 | 0 | 0 | 0 | 0 | 0 | 0 | 0 | 0 | 0 | 0 | 0 | 0 | 0 | 0 | 0 | 0 | 0 | 0 | 0 | 0 | 0 | 0 | 0 | 0 | 0 | 0 | 0 | 0
F4_Commercial_College_Existing_Miscellaneous_Electric_Miscellaneous_E2 | F4 | Commercial | College | Existing | Miscellaneous | Electric | Miscellaneous | E2 | RVT BC Ratio | 0 | 0 | 0 | 0 | 0 | 0 | 0 | 0 | 0 | 0 | 0 | 0 | 0 | 0 | 0 | 0 | 0 | 0 | 0 | 0 | 0 | 0 | 0 | 0 | 0 | 0 | 0 | 0 | 0 | 0
F4_Commercial_College_Existing_Miscellaneous_Electric_Miscellaneous_E3 | F4 | Commercial | College | Existing | Miscellaneous | Electric | Miscellaneous | E3 | RVT BC Ratio | 0 | 0 | 0 | 0 | 0 | 0 | 0 | 0 | 0 | 0 | 0 | 0 | 0 | 0 | 0 | 0 | 0 | 0 | 0 | 0 | 0 | 0 | 0 | 0 | 0 | 0 | 0 | 0 | 0 | 0
F4_Commercial_College_Existing_Miscellaneous_Electric_Miscellaneous_E4 | F4 | Commercial | College | Existing | Miscellaneous | Electric | Miscellaneous | E4 | RVT BC Ratio | 0 | 0 | 0 | 0 | 0 | 0 | 0 | 0 | 0 | 0 | 0 | 0 | 0 | 0 | 0 | 0 | 0 | 0 | 0 | 0 | 0 | 0 | 0 | 0 | 0 | 0 | 0 | 0 | 0 | 0
F4_Commercial_College_Existing_Miscellaneous_Electric_Miscellaneous_E5 | F4 | Commercial | College | Existing | Miscellaneous | Electric | Miscellaneous | E5 | RVT BC Ratio | 0 | 0 | 0 | 0 | 0 | 0 | 0 | 0 | 0 | 0 | 0 | 0 | 0 | 0 | 0 | 0 | 0 | 0 | 0 | 0 | 0 | 0 | 0 | 0 | 0 | 0 | 0 | 0 | 0 | 0
F4_Commercial_College_Existing_Miscellaneous_Electric_Miscellaneous_E6 | F4 | Commercial | College | Existing | Miscellaneous | Electric | Miscellaneous | E6 | RVT BC Ratio | 0 | 0 | 0 | 0 | 0 | 0 | 0 | 0 | 0 | 0 | 0 | 0 | 0 | 0 | 0 | 0 | 0 | 0 | 0 | 0 | 0 | 0 | 0 | 0 | 0 | 0 | 0 | 0 | 0 | 0
F4_Commercial_College_Existing_Miscellaneous_Electric_Miscellaneous_E7 | F4 | Commercial | College | Existing | Miscellaneous | Electric | Miscellaneous | E7 | RVT BC Ratio | 0 | 0 | 0 | 0 | 0 | 0 | 0 | 0 | 0 | 0 | 0 | 0 | 0 | 0 | 0 | 0 | 0 | 0 | 0 | 0 | 0 | 0 | 0 | 0 | 0 | 0 | 0 | 0 | 0 | 0
F4_Commercial_College_Existing_Miscellaneous_Electric_Miscellaneous_E8 | F4 | Commercial | College | Existing | Miscellaneous | Electric | Miscellaneous | E8 | RVT BC Ratio | 0 | 0 | 0 | 0 | 0 | 0 | 0 | 0 | 0 | 0 | 0 | 0 | 0 | 0 | 0 | 0 | 0 | 0 | 0 | 0 | 0 | 0 | 0 | 0 | 0 | 0 | 0 | 0 | 0 | 0
F4_Commercial_College_Existing_Miscellaneous_Electric_Miscellaneous_E9 | F4 | Commercial | College | Existing | Miscellaneous | Electric | Miscellaneous | E9 | RVT BC Ratio | 0 | 0 | 0 | 0 | 0 | 0 | 0 | 0 | 0 | 0 | 0 | 0 | 0 | 0 | 0 | 0 | 0 | 0 | 0 | 0 | 0 | 0 | 0 | 0 | 0 | 0 | 0 | 0 | 0 | 0
F4_Commercial_College_Existing_Miscellaneous_Electric_Miscellaneous_E10 | F4 | Commercial | College | Existing | Miscellaneous | Electric | Miscellaneous | E10 | RVT BC Ratio | 0 | 0 | 0 | 0 | 0 | 0 | 0 | 0 | 0 | 0 | 0 | 0 | 0 | 0 | 0 | 0 | 0 | 0 | 0 | 0 | 0 | 0 | 0 | 0 | 0 | 0 | 0 | 0 | 0 | 0
F5_Commercial_College_Existing_Miscellaneous_Electric_Miscellaneous_E1 | F5 | Commercial | College | Existing | Miscellaneous | Electric | Miscellaneous | E1 | RIM BC Ratio | 0 | 0 | 0 | 0 | 0 | 0 | 0 | 0 | 0 | 0 | 0 | 0 | 0 | 0 | 0 | 0 | 0 | 0 | 0 | 0 | 0 | 0 | 0 | 0 | 0 | 0 | 0 | 0 | 0 | 0
F5_Commercial_College_Existing_Miscellaneous_Electric_Miscellaneous_E2 | F5 | Commercial | College | Existing | Miscellaneous | Electric | Miscellaneous | E2 | RIM BC Ratio | 0 | 0 | 0 | 0 | 0 | 0 | 0 | 0 | 0 | 0 | 0 | 0 | 0 | 0 | 0 | 0 | 0 | 0 | 0 | 0 | 0 | 0 | 0 | 0 | 0 | 0 | 0 | 0 | 0 | 0
F5_Commercial_College_Existing_Miscellaneous_Electric_Miscellaneous_E3 | F5 | Commercial | College | Existing | Miscellaneous | Electric | Miscellaneous | E3 | RIM BC Ratio | 0 | 0 | 0 | 0 | 0 | 0 | 0 | 0 | 0 | 0 | 0 | 0 | 0 | 0 | 0 | 0 | 0 | 0 | 0 | 0 | 0 | 0 | 0 | 0 | 0 | 0 | 0 | 0 | 0 | 0
F5_Commercial_College_Existing_Miscellaneous_Electric_Miscellaneous_E4 | F5 | Commercial | College | Existing | Miscellaneous | Electric | Miscellaneous | E4 | RIM BC Ratio | 0 | 0 | 0 | 0 | 0 | 0 | 0 | 0 | 0 | 0 | 0 | 0 | 0 | 0 | 0 | 0 | 0 | 0 | 0 | 0 | 0 | 0 | 0 | 0 | 0 | 0 | 0 | 0 | 0 | 0
F5_Commercial_College_Existing_Miscellaneous_Electric_Miscellaneous_E5 | F5 | Commercial | College | Existing | Miscellaneous | Electric | Miscellaneous | E5 | RIM BC Ratio | 0 | 0 | 0 | 0 | 0 | 0 | 0 | 0 | 0 | 0 | 0 | 0 | 0 | 0 | 0 | 0 | 0 | 0 | 0 | 0 | 0 | 0 | 0 | 0 | 0 | 0 | 0 | 0 | 0 | 0
F5_Commercial_College_Existing_Miscellaneous_Electric_Miscellaneous_E6 | F5 | Commercial | College | Existing | Miscellaneous | Electric | Miscellaneous | E6 | RIM BC Ratio | 0 | 0 | 0 | 0 | 0 | 0 | 0 | 0 | 0 | 0 | 0 | 0 | 0 | 0 | 0 | 0 | 0 | 0 | 0 | 0 | 0 | 0 | 0 | 0 | 0 | 0 | 0 | 0 | 0 | 0
F5_Commercial_College_Existing_Miscellaneous_Electric_Miscellaneous_E7 | F5 | Commercial | College | Existing | Miscellaneous | Electric | Miscellaneous | E7 | RIM BC Ratio | 0 | 0 | 0 | 0 | 0 | 0 | 0 | 0 | 0 | 0 | 0 | 0 | 0 | 0 | 0 | 0 | 0 | 0 | 0 | 0 | 0 | 0 | 0 | 0 | 0 | 0 | 0 | 0 | 0 | 0
F5_Commercial_College_Existing_Miscellaneous_Electric_Miscellaneous_E8 | F5 | Commercial | College | Existing | Miscellaneous | Electric | Miscellaneous | E8 | RIM BC Ratio | 0 | 0 | 0 | 0 | 0 | 0 | 0 | 0 | 0 | 0 | 0 | 0 | 0 | 0 | 0 | 0 | 0 | 0 | 0 | 0 | 0 | 0 | 0 | 0 | 0 | 0 | 0 | 0 | 0 | 0
F5_Commercial_College_Existing_Miscellaneous_Electric_Miscellaneous_E9 | F5 | Commercial | College | Existing | Miscellaneous | Electric | Miscellaneous | E9 | RIM BC Ratio | 0 | 0 | 0 | 0 | 0 | 0 | 0 | 0 | 0 | 0 | 0 | 0 | 0 | 0 | 0 | 0 | 0 | 0 | 0 | 0 | 0 | 0 | 0 | 0 | 0 | 0 | 0 | 0 | 0 | 0
F5_Commercial_College_Existing_Miscellaneous_Electric_Miscellaneous_E10 | F5 | Commercial | College | Existing | Miscellaneous | Electric | Miscellaneous | E10 | RIM BC Ratio | 0 | 0 | 0 | 0 | 0 | 0 | 0 | 0 | 0 | 0 | 0 | 0 | 0 | 0 | 0 | 0 | 0 | 0 | 0 | 0 | 0 | 0 | 0 | 0 | 0 | 0 | 0 | 0 | 0 | 0
F0_Commercial_College_Existing_Generation_Electric_Solar PV_E0 | F0 | Commercial | College | Existing | Generation | Electric | Solar PV | E0 | Economic Unit | 0 | 0 | 0 | 0 | 0 | 0 | 0 | 0 | 0 | 0 | 0 | 0 | 0 | 0 | 0 | 0 | 0 | 0 | 0 | 0 | 0 | 0 | 0 | 0 | 0 | 0 | 0 | 0 | 0 | 0
F1_Commercial_College_Existing_Generation_Electric_Solar PV_E1 | F1 | Commercial | College | Existing | Generation | Electric | Solar PV | E1 | CCE | 0 | 0 | 0 | 0 | 0 | 0 | 0 | 0 | 0 | 0 | 0 | 0 | 0 | 0 | 0 | 0 | 0 | 0 | 0 | 0 | 0 | 0 | 0 | 0 | 0 | 0 | 0 | 0 | 0 | 0
F1_Commercial_College_Existing_Generation_Electric_Solar PV_E2 | F1 | Commercial | College | Existing | Generation | Electric | Solar PV | E2 | CCE | 0 | 0 | 0 | 0 | 0 | 0 | 0 | 0 | 0 | 0 | 0 | 0 | 0 | 0 | 0 | 0 | 0 | 0 | 0 | 0 | 0 | 0 | 0 | 0 | 0 | 0 | 0 | 0 | 0 | 0
F1_Commercial_College_Existing_Generation_Electric_Solar PV_E3 | F1 | Commercial | College | Existing | Generation | Electric | Solar PV | E3 | CCE | 0 | 0 | 0 | 0 | 0 | 0 | 0 | 0 | 0 | 0 | 0 | 0 | 0 | 0 | 0 | 0 | 0 | 0 | 0 | 0 | 0 | 0 | 0 | 0 | 0 | 0 | 0 | 0 | 0 | 0
F1_Commercial_College_Existing_Generation_Electric_Solar PV_E4 | F1 | Commercial | College | Existing | Generation | Electric | Solar PV | E4 | CCE | 0 | 0 | 0 | 0 | 0 | 0 | 0 | 0 | 0 | 0 | 0 | 0 | 0 | 0 | 0 | 0 | 0 | 0 | 0 | 0 | 0 | 0 | 0 | 0 | 0 | 0 | 0 | 0 | 0 | 0
F1_Commercial_College_Existing_Generation_Electric_Solar PV_E5 | F1 | Commercial | College | Existing | Generation | Electric | Solar PV | E5 | CCE | 0 | 0 | 0 | 0 | 0 | 0 | 0 | 0 | 0 | 0 | 0 | 0 | 0 | 0 | 0 | 0 | 0 | 0 | 0 | 0 | 0 | 0 | 0 | 0 | 0 | 0 | 0 | 0 | 0 | 0
F1_Commercial_College_Existing_Generation_Electric_Solar PV_E6 | F1 | Commercial | College | Existing | Generation | Electric | Solar PV | E6 | CCE | 0 | 0 | 0 | 0 | 0 | 0 | 0 | 0 | 0 | 0 | 0 | 0 | 0 | 0 | 0 | 0 | 0 | 0 | 0 | 0 | 0 | 0 | 0 | 0 | 0 | 0 | 0 | 0 | 0 | 0
F1_Commercial_College_Existing_Generation_Electric_Solar PV_E7 | F1 | Commercial | College | Existing | Generation | Electric | Solar PV | E7 | CCE | 0 | 0 | 0 | 0 | 0 | 0 | 0 | 0 | 0 | 0 | 0 | 0 | 0 | 0 | 0 | 0 | 0 | 0 | 0 | 0 | 0 | 0 | 0 | 0 | 0 | 0 | 0 | 0 | 0 | 0
F1_Commercial_College_Existing_Generation_Electric_Solar PV_E8 | F1 | Commercial | College | Existing | Generation | Electric | Solar PV | E8 | CCE | 0 | 0 | 0 | 0 | 0 | 0 | 0 | 0 | 0 | 0 | 0 | 0 | 0 | 0 | 0 | 0 | 0 | 0 | 0 | 0 | 0 | 0 | 0 | 0 | 0 | 0 | 0 | 0 | 0 | 0
F1_Commercial_College_Existing_Generation_Electric_Solar PV_E9 | F1 | Commercial | College | Existing | Generation | Electric | Solar PV | E9 | CCE | 0 | 0 | 0 | 0 | 0 | 0 | 0 | 0 | 0 | 0 | 0 | 0 | 0 | 0 | 0 | 0 | 0 | 0 | 0 | 0 | 0 | 0 | 0 | 0 | 0 | 0 | 0 | 0 | 0 | 0
F1_Commercial_College_Existing_Generation_Electric_Solar PV_E10 | F1 | Commercial | College | Existing | Generation | Electric | Solar PV | E10 | CCE | 0 | 0 | 0 | 0 | 0 | 0 | 0 | 0 | 0 | 0 | 0 | 0 | 0 | 0 | 0 | 0 | 0 | 0 | 0 | 0 | 0 | 0 | 0 | 0 | 0 | 0 | 0 | 0 | 0 | 0
F2_Commercial_College_Existing_Generation_Electric_Solar PV_E1 | F2 | Commercial | College | Existing | Generation | Electric | Solar PV | E1 | TRC BC Ratio | 0 | 0 | 0 | 0 | 0 | 0 | 0 | 0 | 0 | 0 | 0 | 0 | 0 | 0 | 0 | 0 | 0 | 0 | 0 | 0 | 0 | 0 | 0 | 0 | 0 | 0 | 0 | 0 | 0 | 0
F2_Commercial_College_Existing_Generation_Electric_Solar PV_E2 | F2 | Commercial | College | Existing | Generation | Electric | Solar PV | E2 | TRC BC Ratio | 0 | 0 | 0 | 0 | 0 | 0 | 0 | 0 | 0 | 0 | 0 | 0 | 0 | 0 | 0 | 0 | 0 | 0 | 0 | 0 | 0 | 0 | 0 | 0 | 0 | 0 | 0 | 0 | 0 | 0
F2_Commercial_College_Existing_Generation_Electric_Solar PV_E3 | F2 | Commercial | College | Existing | Generation | Electric | Solar PV | E3 | TRC BC Ratio | 0 | 0 | 0 | 0 | 0 | 0 | 0 | 0 | 0 | 0 | 0 | 0 | 0 | 0 | 0 | 0 | 0 | 0 | 0 | 0 | 0 | 0 | 0 | 0 | 0 | 0 | 0 | 0 | 0 | 0
F2_Commercial_College_Existing_Generation_Electric_Solar PV_E4 | F2 | Commercial | College | Existing | Generation | Electric | Solar PV | E4 | TRC BC Ratio | 0 | 0 | 0 | 0 | 0 | 0 | 0 | 0 | 0 | 0 | 0 | 0 | 0 | 0 | 0 | 0 | 0 | 0 | 0 | 0 | 0 | 0 | 0 | 0 | 0 | 0 | 0 | 0 | 0 | 0
F2_Commercial_College_Existing_Generation_Electric_Solar PV_E5 | F2 | Commercial | College | Existing | Generation | Electric | Solar PV | E5 | TRC BC Ratio | 0 | 0 | 0 | 0 | 0 | 0 | 0 | 0 | 0 | 0 | 0 | 0 | 0 | 0 | 0 | 0 | 0 | 0 | 0 | 0 | 0 | 0 | 0 | 0 | 0 | 0 | 0 | 0 | 0 | 0
F2_Commercial_College_Existing_Generation_Electric_Solar PV_E6 | F2 | Commercial | College | Existing | Generation | Electric | Solar PV | E6 | TRC BC Ratio | 0 | 0 | 0 | 0 | 0 | 0 | 0 | 0 | 0 | 0 | 0 | 0 | 0 | 0 | 0 | 0 | 0 | 0 | 0 | 0 | 0 | 0 | 0 | 0 | 0 | 0 | 0 | 0 | 0 | 0
F2_Commercial_College_Existing_Generation_Electric_Solar PV_E7 | F2 | Commercial | College | Existing | Generation | Electric | Solar PV | E7 | TRC BC Ratio | 0 | 0 | 0 | 0 | 0 | 0 | 0 | 0 | 0 | 0 | 0 | 0 | 0 | 0 | 0 | 0 | 0 | 0 | 0 | 0 | 0 | 0 | 0 | 0 | 0 | 0 | 0 | 0 | 0 | 0
F2_Commercial_College_Existing_Generation_Electric_Solar PV_E8 | F2 | Commercial | College | Existing | Generation | Electric | Solar PV | E8 | TRC BC Ratio | 0 | 0 | 0 | 0 | 0 | 0 | 0 | 0 | 0 | 0 | 0 | 0 | 0 | 0 | 0 | 0 | 0 | 0 | 0 | 0 | 0 | 0 | 0 | 0 | 0 | 0 | 0 | 0 | 0 | 0
F2_Commercial_College_Existing_Generation_Electric_Solar PV_E9 | F2 | Commercial | College | Existing | Generation | Electric | Solar PV | E9 | TRC BC Ratio | 0 | 0 | 0 | 0 | 0 | 0 | 0 | 0 | 0 | 0 | 0 | 0 | 0 | 0 | 0 | 0 | 0 | 0 | 0 | 0 | 0 | 0 | 0 | 0 | 0 | 0 | 0 | 0 | 0 | 0
F2_Commercial_College_Existing_Generation_Electric_Solar PV_E10 | F2 | Commercial | College | Existing | Generation | Electric | Solar PV | E10 | TRC BC Ratio | 0 | 0 | 0 | 0 | 0 | 0 | 0 | 0 | 0 | 0 | 0 | 0 | 0 | 0 | 0 | 0 | 0 | 0 | 0 | 0 | 0 | 0 | 0 | 0 | 0 | 0 | 0 | 0 | 0 | 0
F3_Commercial_College_Existing_Generation_Electric_Solar PV_E1 | F3 | Commercial | College | Existing | Generation | Electric | Solar PV | E1 | PACT BC Ratio | 0 | 0 | 0 | 0 | 0 | 0 | 0 | 0 | 0 | 0 | 0 | 0 | 0 | 0 | 0 | 0 | 0 | 0 | 0 | 0 | 0 | 0 | 0 | 0 | 0 | 0 | 0 | 0 | 0 | 0
F3_Commercial_College_Existing_Generation_Electric_Solar PV_E2 | F3 | Commercial | College | Existing | Generation | Electric | Solar PV | E2 | PACT BC Ratio | 0 | 0 | 0 | 0 | 0 | 0 | 0 | 0 | 0 | 0 | 0 | 0 | 0 | 0 | 0 | 0 | 0 | 0 | 0 | 0 | 0 | 0 | 0 | 0 | 0 | 0 | 0 | 0 | 0 | 0
F3_Commercial_College_Existing_Generation_Electric_Solar PV_E3 | F3 | Commercial | College | Existing | Generation | Electric | Solar PV | E3 | PACT BC Ratio | 0 | 0 | 0 | 0 | 0 | 0 | 0 | 0 | 0 | 0 | 0 | 0 | 0 | 0 | 0 | 0 | 0 | 0 | 0 | 0 | 0 | 0 | 0 | 0 | 0 | 0 | 0 | 0 | 0 | 0
F3_Commercial_College_Existing_Generation_Electric_Solar PV_E4 | F3 | Commercial | College | Existing | Generation | Electric | Solar PV | E4 | PACT BC Ratio | 0 | 0 | 0 | 0 | 0 | 0 | 0 | 0 | 0 | 0 | 0 | 0 | 0 | 0 | 0 | 0 | 0 | 0 | 0 | 0 | 0 | 0 | 0 | 0 | 0 | 0 | 0 | 0 | 0 | 0
F3_Commercial_College_Existing_Generation_Electric_Solar PV_E5 | F3 | Commercial | College | Existing | Generation | Electric | Solar PV | E5 | PACT BC Ratio | 0 | 0 | 0 | 0 | 0 | 0 | 0 | 0 | 0 | 0 | 0 | 0 | 0 | 0 | 0 | 0 | 0 | 0 | 0 | 0 | 0 | 0 | 0 | 0 | 0 | 0 | 0 | 0 | 0 | 0
F3_Commercial_College_Existing_Generation_Electric_Solar PV_E6 | F3 | Commercial | College | Existing | Generation | Electric | Solar PV | E6 | PACT BC Ratio | 0 | 0 | 0 | 0 | 0 | 0 | 0 | 0 | 0 | 0 | 0 | 0 | 0 | 0 | 0 | 0 | 0 | 0 | 0 | 0 | 0 | 0 | 0 | 0 | 0 | 0 | 0 | 0 | 0 | 0
F3_Commercial_College_Existing_Generation_Electric_Solar PV_E7 | F3 | Commercial | College | Existing | Generation | Electric | Solar PV | E7 | PACT BC Ratio | 0 | 0 | 0 | 0 | 0 | 0 | 0 | 0 | 0 | 0 | 0 | 0 | 0 | 0 | 0 | 0 | 0 | 0 | 0 | 0 | 0 | 0 | 0 | 0 | 0 | 0 | 0 | 0 | 0 | 0
F3_Commercial_College_Existing_Generation_Electric_Solar PV_E8 | F3 | Commercial | College | Existing | Generation | Electric | Solar PV | E8 | PACT BC Ratio | 0 | 0 | 0 | 0 | 0 | 0 | 0 | 0 | 0 | 0 | 0 | 0 | 0 | 0 | 0 | 0 | 0 | 0 | 0 | 0 | 0 | 0 | 0 | 0 | 0 | 0 | 0 | 0 | 0 | 0
F3_Commercial_College_Existing_Generation_Electric_Solar PV_E9 | F3 | Commercial | College | Existing | Generation | Electric | Solar PV | E9 | PACT BC Ratio | 0 | 0 | 0 | 0 | 0 | 0 | 0 | 0 | 0 | 0 | 0 | 0 | 0 | 0 | 0 | 0 | 0 | 0 | 0 | 0 | 0 | 0 | 0 | 0 | 0 | 0 | 0 | 0 | 0 | 0
F3_Commercial_College_Existing_Generation_Electric_Solar PV_E10 | F3 | Commercial | College | Existing | Generation | Electric | Solar PV | E10 | PACT BC Ratio | 0 | 0 | 0 | 0 | 0 | 0 | 0 | 0 | 0 | 0 | 0 | 0 | 0 | 0 | 0 | 0 | 0 | 0 | 0 | 0 | 0 | 0 | 0 | 0 | 0 | 0 | 0 | 0 | 0 | 0
F4_Commercial_College_Existing_Generation_Electric_Solar PV_E1 | F4 | Commercial | College | Existing | Generation | Electric | Solar PV | E1 | RVT BC Ratio | 0 | 0 | 0 | 0 | 0 | 0 | 0 | 0 | 0 | 0 | 0 | 0 | 0 | 0 | 0 | 0 | 0 | 0 | 0 | 0 | 0 | 0 | 0 | 0 | 0 | 0 | 0 | 0 | 0 | 0
F4_Commercial_College_Existing_Generation_Electric_Solar PV_E2 | F4 | Commercial | College | Existing | Generation | Electric | Solar PV | E2 | RVT BC Ratio | 0 | 0 | 0 | 0 | 0 | 0 | 0 | 0 | 0 | 0 | 0 | 0 | 0 | 0 | 0 | 0 | 0 | 0 | 0 | 0 | 0 | 0 | 0 | 0 | 0 | 0 | 0 | 0 | 0 | 0
F4_Commercial_College_Existing_Generation_Electric_Solar PV_E3 | F4 | Commercial | College | Existing | Generation | Electric | Solar PV | E3 | RVT BC Ratio | 0 | 0 | 0 | 0 | 0 | 0 | 0 | 0 | 0 | 0 | 0 | 0 | 0 | 0 | 0 | 0 | 0 | 0 | 0 | 0 | 0 | 0 | 0 | 0 | 0 | 0 | 0 | 0 | 0 | 0
F4_Commercial_College_Existing_Generation_Electric_Solar PV_E4 | F4 | Commercial | College | Existing | Generation | Electric | Solar PV | E4 | RVT BC Ratio | 0 | 0 | 0 | 0 | 0 | 0 | 0 | 0 | 0 | 0 | 0 | 0 | 0 | 0 | 0 | 0 | 0 | 0 | 0 | 0 | 0 | 0 | 0 | 0 | 0 | 0 | 0 | 0 | 0 | 0
F4_Commercial_College_Existing_Generation_Electric_Solar PV_E5 | F4 | Commercial | College | Existing | Generation | Electric | Solar PV | E5 | RVT BC Ratio | 0 | 0 | 0 | 0 | 0 | 0 | 0 | 0 | 0 | 0 | 0 | 0 | 0 | 0 | 0 | 0 | 0 | 0 | 0 | 0 | 0 | 0 | 0 | 0 | 0 | 0 | 0 | 0 | 0 | 0
F4_Commercial_College_Existing_Generation_Electric_Solar PV_E6 | F4 | Commercial | College | Existing | Generation | Electric | Solar PV | E6 | RVT BC Ratio | 0 | 0 | 0 | 0 | 0 | 0 | 0 | 0 | 0 | 0 | 0 | 0 | 0 | 0 | 0 | 0 | 0 | 0 | 0 | 0 | 0 | 0 | 0 | 0 | 0 | 0 | 0 | 0 | 0 | 0
F4_Commercial_College_Existing_Generation_Electric_Solar PV_E7 | F4 | Commercial | College | Existing | Generation | Electric | Solar PV | E7 | RVT BC Ratio | 0 | 0 | 0 | 0 | 0 | 0 | 0 | 0 | 0 | 0 | 0 | 0 | 0 | 0 | 0 | 0 | 0 | 0 | 0 | 0 | 0 | 0 | 0 | 0 | 0 | 0 | 0 | 0 | 0 | 0
F4_Commercial_College_Existing_Generation_Electric_Solar PV_E8 | F4 | Commercial | College | Existing | Generation | Electric | Solar PV | E8 | RVT BC Ratio | 0 | 0 | 0 | 0 | 0 | 0 | 0 | 0 | 0 | 0 | 0 | 0 | 0 | 0 | 0 | 0 | 0 | 0 | 0 | 0 | 0 | 0 | 0 | 0 | 0 | 0 | 0 | 0 | 0 | 0
F4_Commercial_College_Existing_Generation_Electric_Solar PV_E9 | F4 | Commercial | College | Existing | Generation | Electric | Solar PV | E9 | RVT BC Ratio | 0 | 0 | 0 | 0 | 0 | 0 | 0 | 0 | 0 | 0 | 0 | 0 | 0 | 0 | 0 | 0 | 0 | 0 | 0 | 0 | 0 | 0 | 0 | 0 | 0 | 0 | 0 | 0 | 0 | 0
F4_Commercial_College_Existing_Generation_Electric_Solar PV_E10 | F4 | Commercial | College | Existing | Generation | Electric | Solar PV | E10 | RVT BC Ratio | 0 | 0 | 0 | 0 | 0 | 0 | 0 | 0 | 0 | 0 | 0 | 0 | 0 | 0 | 0 | 0 | 0 | 0 | 0 | 0 | 0 | 0 | 0 | 0 | 0 | 0 | 0 | 0 | 0 | 0
F5_Commercial_College_Existing_Generation_Electric_Solar PV_E1 | F5 | Commercial | College | Existing | Generation | Electric | Solar PV | E1 | RIM BC Ratio | 0 | 0 | 0 | 0 | 0 | 0 | 0 | 0 | 0 | 0 | 0 | 0 | 0 | 0 | 0 | 0 | 0 | 0 | 0 | 0 | 0 | 0 | 0 | 0 | 0 | 0 | 0 | 0 | 0 | 0
F5_Commercial_College_Existing_Generation_Electric_Solar PV_E2 | F5 | Commercial | College | Existing | Generation | Electric | Solar PV | E2 | RIM BC Ratio | 0 | 0 | 0 | 0 | 0 | 0 | 0 | 0 | 0 | 0 | 0 | 0 | 0 | 0 | 0 | 0 | 0 | 0 | 0 | 0 | 0 | 0 | 0 | 0 | 0 | 0 | 0 | 0 | 0 | 0
F5_Commercial_College_Existing_Generation_Electric_Solar PV_E3 | F5 | Commercial | College | Existing | Generation | Electric | Solar PV | E3 | RIM BC Ratio | 0 | 0 | 0 | 0 | 0 | 0 | 0 | 0 | 0 | 0 | 0 | 0 | 0 | 0 | 0 | 0 | 0 | 0 | 0 | 0 | 0 | 0 | 0 | 0 | 0 | 0 | 0 | 0 | 0 | 0
F5_Commercial_College_Existing_Generation_Electric_Solar PV_E4 | F5 | Commercial | College | Existing | Generation | Electric | Solar PV | E4 | RIM BC Ratio | 0 | 0 | 0 | 0 | 0 | 0 | 0 | 0 | 0 | 0 | 0 | 0 | 0 | 0 | 0 | 0 | 0 | 0 | 0 | 0 | 0 | 0 | 0 | 0 | 0 | 0 | 0 | 0 | 0 | 0
F5_Commercial_College_Existing_Generation_Electric_Solar PV_E5 | F5 | Commercial | College | Existing | Generation | Electric | Solar PV | E5 | RIM BC Ratio | 0 | 0 | 0 | 0 | 0 | 0 | 0 | 0 | 0 | 0 | 0 | 0 | 0 | 0 | 0 | 0 | 0 | 0 | 0 | 0 | 0 | 0 | 0 | 0 | 0 | 0 | 0 | 0 | 0 | 0
F5_Commercial_College_Existing_Generation_Electric_Solar PV_E6 | F5 | Commercial | College | Existing | Generation | Electric | Solar PV | E6 | RIM BC Ratio | 0 | 0 | 0 | 0 | 0 | 0 | 0 | 0 | 0 | 0 | 0 | 0 | 0 | 0 | 0 | 0 | 0 | 0 | 0 | 0 | 0 | 0 | 0 | 0 | 0 | 0 | 0 | 0 | 0 | 0
F5_Commercial_College_Existing_Generation_Electric_Solar PV_E7 | F5 | Commercial | College | Existing | Generation | Electric | Solar PV | E7 | RIM BC Ratio | 0 | 0 | 0 | 0 | 0 | 0 | 0 | 0 | 0 | 0 | 0 | 0 | 0 | 0 | 0 | 0 | 0 | 0 | 0 | 0 | 0 | 0 | 0 | 0 | 0 | 0 | 0 | 0 | 0 | 0
F5_Commercial_College_Existing_Generation_Electric_Solar PV_E8 | F5 | Commercial | College | Existing | Generation | Electric | Solar PV | E8 | RIM BC Ratio | 0 | 0 | 0 | 0 | 0 | 0 | 0 | 0 | 0 | 0 | 0 | 0 | 0 | 0 | 0 | 0 | 0 | 0 | 0 | 0 | 0 | 0 | 0 | 0 | 0 | 0 | 0 | 0 | 0 | 0
F5_Commercial_College_Existing_Generation_Electric_Solar PV_E9 | F5 | Commercial | College | Existing | Generation | Electric | Solar PV | E9 | RIM BC Ratio | 0 | 0 | 0 | 0 | 0 | 0 | 0 | 0 | 0 | 0 | 0 | 0 | 0 | 0 | 0 | 0 | 0 | 0 | 0 | 0 | 0 | 0 | 0 | 0 | 0 | 0 | 0 | 0 | 0 | 0
F5_Commercial_College_Existing_Generation_Electric_Solar PV_E10 | F5 | Commercial | College | Existing | Generation | Electric | Solar PV | E10 | RIM BC Ratio | 0 | 0 | 0 | 0 | 0 | 0 | 0 | 0 | 0 | 0 | 0 | 0 | 0 | 0 | 0 | 0 | 0 | 0 | 0 | 0 | 0 | 0 | 0 | 0 | 0 | 0 | 0 | 0 | 0 | 0
F0_Commercial_College_New_Cooling_Electric_Air-Cooled Chiller_E0 | F0 | Commercial | College | New | Cooling | Electric | Air-Cooled Chiller | E0 | Economic Unit | 0 | 0 | 0 | 0 | 0 | 0 | 0 | 0 | 0 | 0 | 0 | 0 | 0 | 0 | 0 | 0 | 0 | 0 | 0 | 0 | 0 | 0 | 0 | 0 | 0 | 0 | 0 | 0 | 0 | 0
F1_Commercial_College_New_Cooling_Electric_Air-Cooled Chiller_E1 | F1 | Commercial | College | New | Cooling | Electric | Air-Cooled Chiller | E1 | CCE | 0 | 0 | 0 | 0 | 0 | 0 | 0 | 0 | 0 | 0 | 0 | 0 | 0 | 0 | 0 | 0 | 0 | 0 | 0 | 0 | 0 | 0 | 0 | 0 | 0 | 0 | 0 | 0 | 0 | 0
F1_Commercial_College_New_Cooling_Electric_Air-Cooled Chiller_E2 | F1 | Commercial | College | New | Cooling | Electric | Air-Cooled Chiller | E2 | CCE | 0 | 0 | 0 | 0 | 0 | 0 | 0 | 0 | 0 | 0 | 0 | 0 | 0 | 0 | 0 | 0 | 0 | 0 | 0 | 0 | 0 | 0 | 0 | 0 | 0 | 0 | 0 | 0 | 0 | 0
F1_Commercial_College_New_Cooling_Electric_Air-Cooled Chiller_E3 | F1 | Commercial | College | New | Cooling | Electric | Air-Cooled Chiller | E3 | CCE | 0 | 0 | 0 | 0 | 0 | 0 | 0 | 0 | 0 | 0 | 0 | 0 | 0 | 0 | 0 | 0 | 0 | 0 | 0 | 0 | 0 | 0 | 0 | 0 | 0 | 0 | 0 | 0 | 0 | 0
F1_Commercial_College_New_Cooling_Electric_Air-Cooled Chiller_E4 | F1 | Commercial | College | New | Cooling | Electric | Air-Cooled Chiller | E4 | CCE | 0 | 0 | 0 | 0 | 0 | 0 | 0 | 0 | 0 | 0 | 0 | 0 | 0 | 0 | 0 | 0 | 0 | 0 | 0 | 0 | 0 | 0 | 0 | 0 | 0 | 0 | 0 | 0 | 0 | 0
F1_Commercial_College_New_Cooling_Electric_Air-Cooled Chiller_E5 | F1 | Commercial | College | New | Cooling | Electric | Air-Cooled Chiller | E5 | CCE | 0 | 0 | 0 | 0 | 0 | 0 | 0 | 0 | 0 | 0 | 0 | 0 | 0 | 0 | 0 | 0 | 0 | 0 | 0 | 0 | 0 | 0 | 0 | 0 | 0 | 0 | 0 | 0 | 0 | 0
F1_Commercial_College_New_Cooling_Electric_Air-Cooled Chiller_E6 | F1 | Commercial | College | New | Cooling | Electric | Air-Cooled Chiller | E6 | CCE | 0 | 0 | 0 | 0 | 0 | 0 | 0 | 0 | 0 | 0 | 0 | 0 | 0 | 0 | 0 | 0 | 0 | 0 | 0 | 0 | 0 | 0 | 0 | 0 | 0 | 0 | 0 | 0 | 0 | 0
F1_Commercial_College_New_Cooling_Electric_Air-Cooled Chiller_E7 | F1 | Commercial | College | New | Cooling | Electric | Air-Cooled Chiller | E7 | CCE | 0 | 0 | 0 | 0 | 0 | 0 | 0 | 0 | 0 | 0 | 0 | 0 | 0 | 0 | 0 | 0 | 0 | 0 | 0 | 0 | 0 | 0 | 0 | 0 | 0 | 0 | 0 | 0 | 0 | 0
F1_Commercial_College_New_Cooling_Electric_Air-Cooled Chiller_E8 | F1 | Commercial | College | New | Cooling | Electric | Air-Cooled Chiller | E8 | CCE | 0 | 0 | 0 | 0 | 0 | 0 | 0 | 0 | 0 | 0 | 0 | 0 | 0 | 0 | 0 | 0 | 0 | 0 | 0 | 0 | 0 | 0 | 0 | 0 | 0 | 0 | 0 | 0 | 0 | 0
F1_Commercial_College_New_Cooling_Electric_Air-Cooled Chiller_E9 | F1 | Commercial | College | New | Cooling | Electric | Air-Cooled Chiller | E9 | CCE | 0 | 0 | 0 | 0 | 0 | 0 | 0 | 0 | 0 | 0 | 0 | 0 | 0 | 0 | 0 | 0 | 0 | 0 | 0 | 0 | 0 | 0 | 0 | 0 | 0 | 0 | 0 | 0 | 0 | 0
F1_Commercial_College_New_Cooling_Electric_Air-Cooled Chiller_E10 | F1 | Commercial | College | New | Cooling | Electric | Air-Cooled Chiller | E10 | CCE | 0 | 0 | 0 | 0 | 0 | 0 | 0 | 0 | 0 | 0 | 0 | 0 | 0 | 0 | 0 | 0 | 0 | 0 | 0 | 0 | 0 | 0 | 0 | 0 | 0 | 0 | 0 | 0 | 0 | 0
F2_Commercial_College_New_Cooling_Electric_Air-Cooled Chiller_E1 | F2 | Commercial | College | New | Cooling | Electric | Air-Cooled Chiller | E1 | TRC BC Ratio | 0 | 0 | 0 | 0 | 0 | 0 | 0 | 0 | 0 | 0 | 0 | 0 | 0 | 0 | 0 | 0 | 0 | 0 | 0 | 0 | 0 | 0 | 0 | 0 | 0 | 0 | 0 | 0 | 0 | 0
F2_Commercial_College_New_Cooling_Electric_Air-Cooled Chiller_E2 | F2 | Commercial | College | New | Cooling | Electric | Air-Cooled Chiller | E2 | TRC BC Ratio | 0 | 0 | 0 | 0 | 0 | 0 | 0 | 0 | 0 | 0 | 0 | 0 | 0 | 0 | 0 | 0 | 0 | 0 | 0 | 0 | 0 | 0 | 0 | 0 | 0 | 0 | 0 | 0 | 0 | 0
F2_Commercial_College_New_Cooling_Electric_Air-Cooled Chiller_E3 | F2 | Commercial | College | New | Cooling | Electric | Air-Cooled Chiller | E3 | TRC BC Ratio | 0 | 0 | 0 | 0 | 0 | 0 | 0 | 0 | 0 | 0 | 0 | 0 | 0 | 0 | 0 | 0 | 0 | 0 | 0 | 0 | 0 | 0 | 0 | 0 | 0 | 0 | 0 | 0 | 0 | 0
F2_Commercial_College_New_Cooling_Electric_Air-Cooled Chiller_E4 | F2 | Commercial | College | New | Cooling | Electric | Air-Cooled Chiller | E4 | TRC BC Ratio | 0 | 0 | 0 | 0 | 0 | 0 | 0 | 0 | 0 | 0 | 0 | 0 | 0 | 0 | 0 | 0 | 0 | 0 | 0 | 0 | 0 | 0 | 0 | 0 | 0 | 0 | 0 | 0 | 0 | 0
F2_Commercial_College_New_Cooling_Electric_Air-Cooled Chiller_E5 | F2 | Commercial | College | New | Cooling | Electric | Air-Cooled Chiller | E5 | TRC BC Ratio | 0 | 0 | 0 | 0 | 0 | 0 | 0 | 0 | 0 | 0 | 0 | 0 | 0 | 0 | 0 | 0 | 0 | 0 | 0 | 0 | 0 | 0 | 0 | 0 | 0 | 0 | 0 | 0 | 0 | 0
F2_Commercial_College_New_Cooling_Electric_Air-Cooled Chiller_E6 | F2 | Commercial | College | New | Cooling | Electric | Air-Cooled Chiller | E6 | TRC BC Ratio | 0 | 0 | 0 | 0 | 0 | 0 | 0 | 0 | 0 | 0 | 0 | 0 | 0 | 0 | 0 | 0 | 0 | 0 | 0 | 0 | 0 | 0 | 0 | 0 | 0 | 0 | 0 | 0 | 0 | 0
F2_Commercial_College_New_Cooling_Electric_Air-Cooled Chiller_E7 | F2 | Commercial | College | New | Cooling | Electric | Air-Cooled Chiller | E7 | TRC BC Ratio | 0 | 0 | 0 | 0 | 0 | 0 | 0 | 0 | 0 | 0 | 0 | 0 | 0 | 0 | 0 | 0 | 0 | 0 | 0 | 0 | 0 | 0 | 0 | 0 | 0 | 0 | 0 | 0 | 0 | 0
F2_Commercial_College_New_Cooling_Electric_Air-Cooled Chiller_E8 | F2 | Commercial | College | New | Cooling | Electric | Air-Cooled Chiller | E8 | TRC BC Ratio | 0 | 0 | 0 | 0 | 0 | 0 | 0 | 0 | 0 | 0 | 0 | 0 | 0 | 0 | 0 | 0 | 0 | 0 | 0 | 0 | 0 | 0 | 0 | 0 | 0 | 0 | 0 | 0 | 0 | 0
F2_Commercial_College_New_Cooling_Electric_Air-Cooled Chiller_E9 | F2 | Commercial | College | New | Cooling | Electric | Air-Cooled Chiller | E9 | TRC BC Ratio | 0 | 0 | 0 | 0 | 0 | 0 | 0 | 0 | 0 | 0 | 0 | 0 | 0 | 0 | 0 | 0 | 0 | 0 | 0 | 0 | 0 | 0 | 0 | 0 | 0 | 0 | 0 | 0 | 0 | 0
F2_Commercial_College_New_Cooling_Electric_Air-Cooled Chiller_E10 | F2 | Commercial | College | New | Cooling | Electric | Air-Cooled Chiller | E10 | TRC BC Ratio | 0 | 0 | 0 | 0 | 0 | 0 | 0 | 0 | 0 | 0 | 0 | 0 | 0 | 0 | 0 | 0 | 0 | 0 | 0 | 0 | 0 | 0 | 0 | 0 | 0 | 0 | 0 | 0 | 0 | 0
F3_Commercial_College_New_Cooling_Electric_Air-Cooled Chiller_E1 | F3 | Commercial | College | New | Cooling | Electric | Air-Cooled Chiller | E1 | PACT BC Ratio | 0 | 0 | 0 | 0 | 0 | 0 | 0 | 0 | 0 | 0 | 0 | 0 | 0 | 0 | 0 | 0 | 0 | 0 | 0 | 0 | 0 | 0 | 0 | 0 | 0 | 0 | 0 | 0 | 0 | 0
F3_Commercial_College_New_Cooling_Electric_Air-Cooled Chiller_E2 | F3 | Commercial | College | New | Cooling | Electric | Air-Cooled Chiller | E2 | PACT BC Ratio | 0 | 0 | 0 | 0 | 0 | 0 | 0 | 0 | 0 | 0 | 0 | 0 | 0 | 0 | 0 | 0 | 0 | 0 | 0 | 0 | 0 | 0 | 0 | 0 | 0 | 0 | 0 | 0 | 0 | 0
F3_Commercial_College_New_Cooling_Electric_Air-Cooled Chiller_E3 | F3 | Commercial | College | New | Cooling | Electric | Air-Cooled Chiller | E3 | PACT BC Ratio | 0 | 0 | 0 | 0 | 0 | 0 | 0 | 0 | 0 | 0 | 0 | 0 | 0 | 0 | 0 | 0 | 0 | 0 | 0 | 0 | 0 | 0 | 0 | 0 | 0 | 0 | 0 | 0 | 0 | 0
F3_Commercial_College_New_Cooling_Electric_Air-Cooled Chiller_E4 | F3 | Commercial | College | New | Cooling | Electric | Air-Cooled Chiller | E4 | PACT BC Ratio | 0 | 0 | 0 | 0 | 0 | 0 | 0 | 0 | 0 | 0 | 0 | 0 | 0 | 0 | 0 | 0 | 0 | 0 | 0 | 0 | 0 | 0 | 0 | 0 | 0 | 0 | 0 | 0 | 0 | 0
F3_Commercial_College_New_Cooling_Electric_Air-Cooled Chiller_E5 | F3 | Commercial | College | New | Cooling | Electric | Air-Cooled Chiller | E5 | PACT BC Ratio | 0 | 0 | 0 | 0 | 0 | 0 | 0 | 0 | 0 | 0 | 0 | 0 | 0 | 0 | 0 | 0 | 0 | 0 | 0 | 0 | 0 | 0 | 0 | 0 | 0 | 0 | 0 | 0 | 0 | 0
F3_Commercial_College_New_Cooling_Electric_Air-Cooled Chiller_E6 | F3 | Commercial | College | New | Cooling | Electric | Air-Cooled Chiller | E6 | PACT BC Ratio | 0 | 0 | 0 | 0 | 0 | 0 | 0 | 0 | 0 | 0 | 0 | 0 | 0 | 0 | 0 | 0 | 0 | 0 | 0 | 0 | 0 | 0 | 0 | 0 | 0 | 0 | 0 | 0 | 0 | 0
F3_Commercial_College_New_Cooling_Electric_Air-Cooled Chiller_E7 | F3 | Commercial | College | New | Cooling | Electric | Air-Cooled Chiller | E7 | PACT BC Ratio | 0 | 0 | 0 | 0 | 0 | 0 | 0 | 0 | 0 | 0 | 0 | 0 | 0 | 0 | 0 | 0 | 0 | 0 | 0 | 0 | 0 | 0 | 0 | 0 | 0 | 0 | 0 | 0 | 0 | 0
F3_Commercial_College_New_Cooling_Electric_Air-Cooled Chiller_E8 | F3 | Commercial | College | New | Cooling | Electric | Air-Cooled Chiller | E8 | PACT BC Ratio | 0 | 0 | 0 | 0 | 0 | 0 | 0 | 0 | 0 | 0 | 0 | 0 | 0 | 0 | 0 | 0 | 0 | 0 | 0 | 0 | 0 | 0 | 0 | 0 | 0 | 0 | 0 | 0 | 0 | 0
F3_Commercial_College_New_Cooling_Electric_Air-Cooled Chiller_E9 | F3 | Commercial | College | New | Cooling | Electric | Air-Cooled Chiller | E9 | PACT BC Ratio | 0 | 0 | 0 | 0 | 0 | 0 | 0 | 0 | 0 | 0 | 0 | 0 | 0 | 0 | 0 | 0 | 0 | 0 | 0 | 0 | 0 | 0 | 0 | 0 | 0 | 0 | 0 | 0 | 0 | 0
F3_Commercial_College_New_Cooling_Electric_Air-Cooled Chiller_E10 | F3 | Commercial | College | New | Cooling | Electric | Air-Cooled Chiller | E10 | PACT BC Ratio | 0 | 0 | 0 | 0 | 0 | 0 | 0 | 0 | 0 | 0 | 0 | 0 | 0 | 0 | 0 | 0 | 0 | 0 | 0 | 0 | 0 | 0 | 0 | 0 | 0 | 0 | 0 | 0 | 0 | 0
F4_Commercial_College_New_Cooling_Electric_Air-Cooled Chiller_E1 | F4 | Commercial | College | New | Cooling | Electric | Air-Cooled Chiller | E1 | RVT BC Ratio | 0 | 0 | 0 | 0 | 0 | 0 | 0 | 0 | 0 | 0 | 0 | 0 | 0 | 0 | 0 | 0 | 0 | 0 | 0 | 0 | 0 | 0 | 0 | 0 | 0 | 0 | 0 | 0 | 0 | 0
F4_Commercial_College_New_Cooling_Electric_Air-Cooled Chiller_E2 | F4 | Commercial | College | New | Cooling | Electric | Air-Cooled Chiller | E2 | RVT BC Ratio | 0 | 0 | 0 | 0 | 0 | 0 | 0 | 0 | 0 | 0 | 0 | 0 | 0 | 0 | 0 | 0 | 0 | 0 | 0 | 0 | 0 | 0 | 0 | 0 | 0 | 0 | 0 | 0 | 0 | 0
F4_Commercial_College_New_Cooling_Electric_Air-Cooled Chiller_E3 | F4 | Commercial | College | New | Cooling | Electric | Air-Cooled Chiller | E3 | RVT BC Ratio | 0 | 0 | 0 | 0 | 0 | 0 | 0 | 0 | 0 | 0 | 0 | 0 | 0 | 0 | 0 | 0 | 0 | 0 | 0 | 0 | 0 | 0 | 0 | 0 | 0 | 0 | 0 | 0 | 0 | 0
F4_Commercial_College_New_Cooling_Electric_Air-Cooled Chiller_E4 | F4 | Commercial | College | New | Cooling | Electric | Air-Cooled Chiller | E4 | RVT BC Ratio | 0 | 0 | 0 | 0 | 0 | 0 | 0 | 0 | 0 | 0 | 0 | 0 | 0 | 0 | 0 | 0 | 0 | 0 | 0 | 0 | 0 | 0 | 0 | 0 | 0 | 0 | 0 | 0 | 0 | 0
F4_Commercial_College_New_Cooling_Electric_Air-Cooled Chiller_E5 | F4 | Commercial | College | New | Cooling | Electric | Air-Cooled Chiller | E5 | RVT BC Ratio | 0 | 0 | 0 | 0 | 0 | 0 | 0 | 0 | 0 | 0 | 0 | 0 | 0 | 0 | 0 | 0 | 0 | 0 | 0 | 0 | 0 | 0 | 0 | 0 | 0 | 0 | 0 | 0 | 0 | 0
F4_Commercial_College_New_Cooling_Electric_Air-Cooled Chiller_E6 | F4 | Commercial | College | New | Cooling | Electric | Air-Cooled Chiller | E6 | RVT BC Ratio | 0 | 0 | 0 | 0 | 0 | 0 | 0 | 0 | 0 | 0 | 0 | 0 | 0 | 0 | 0 | 0 | 0 | 0 | 0 | 0 | 0 | 0 | 0 | 0 | 0 | 0 | 0 | 0 | 0 | 0
F4_Commercial_College_New_Cooling_Electric_Air-Cooled Chiller_E7 | F4 | Commercial | College | New | Cooling | Electric | Air-Cooled Chiller | E7 | RVT BC Ratio | 0 | 0 | 0 | 0 | 0 | 0 | 0 | 0 | 0 | 0 | 0 | 0 | 0 | 0 | 0 | 0 | 0 | 0 | 0 | 0 | 0 | 0 | 0 | 0 | 0 | 0 | 0 | 0 | 0 | 0
F4_Commercial_College_New_Cooling_Electric_Air-Cooled Chiller_E8 | F4 | Commercial | College | New | Cooling | Electric | Air-Cooled Chiller | E8 | RVT BC Ratio | 0 | 0 | 0 | 0 | 0 | 0 | 0 | 0 | 0 | 0 | 0 | 0 | 0 | 0 | 0 | 0 | 0 | 0 | 0 | 0 | 0 | 0 | 0 | 0 | 0 | 0 | 0 | 0 | 0 | 0
F4_Commercial_College_New_Cooling_Electric_Air-Cooled Chiller_E9 | F4 | Commercial | College | New | Cooling | Electric | Air-Cooled Chiller | E9 | RVT BC Ratio | 0 | 0 | 0 | 0 | 0 | 0 | 0 | 0 | 0 | 0 | 0 | 0 | 0 | 0 | 0 | 0 | 0 | 0 | 0 | 0 | 0 | 0 | 0 | 0 | 0 | 0 | 0 | 0 | 0 | 0
F4_Commercial_College_New_Cooling_Electric_Air-Cooled Chiller_E10 | F4 | Commercial | College | New | Cooling | Electric | Air-Cooled Chiller | E10 | RVT BC Ratio | 0 | 0 | 0 | 0 | 0 | 0 | 0 | 0 | 0 | 0 | 0 | 0 | 0 | 0 | 0 | 0 | 0 | 0 | 0 | 0 | 0 | 0 | 0 | 0 | 0 | 0 | 0 | 0 | 0 | 0
F5_Commercial_College_New_Cooling_Electric_Air-Cooled Chiller_E1 | F5 | Commercial | College | New | Cooling | Electric | Air-Cooled Chiller | E1 | RIM BC Ratio | 0 | 0 | 0 | 0 | 0 | 0 | 0 | 0 | 0 | 0 | 0 | 0 | 0 | 0 | 0 | 0 | 0 | 0 | 0 | 0 | 0 | 0 | 0 | 0 | 0 | 0 | 0 | 0 | 0 | 0
F5_Commercial_College_New_Cooling_Electric_Air-Cooled Chiller_E2 | F5 | Commercial | College | New | Cooling | Electric | Air-Cooled Chiller | E2 | RIM BC Ratio | 0 | 0 | 0 | 0 | 0 | 0 | 0 | 0 | 0 | 0 | 0 | 0 | 0 | 0 | 0 | 0 | 0 | 0 | 0 | 0 | 0 | 0 | 0 | 0 | 0 | 0 | 0 | 0 | 0 | 0
F5_Commercial_College_New_Cooling_Electric_Air-Cooled Chiller_E3 | F5 | Commercial | College | New | Cooling | Electric | Air-Cooled Chiller | E3 | RIM BC Ratio | 0 | 0 | 0 | 0 | 0 | 0 | 0 | 0 | 0 | 0 | 0 | 0 | 0 | 0 | 0 | 0 | 0 | 0 | 0 | 0 | 0 | 0 | 0 | 0 | 0 | 0 | 0 | 0 | 0 | 0
F5_Commercial_College_New_Cooling_Electric_Air-Cooled Chiller_E4 | F5 | Commercial | College | New | Cooling | Electric | Air-Cooled Chiller | E4 | RIM BC Ratio | 0 | 0 | 0 | 0 | 0 | 0 | 0 | 0 | 0 | 0 | 0 | 0 | 0 | 0 | 0 | 0 | 0 | 0 | 0 | 0 | 0 | 0 | 0 | 0 | 0 | 0 | 0 | 0 | 0 | 0
F5_Commercial_College_New_Cooling_Electric_Air-Cooled Chiller_E5 | F5 | Commercial | College | New | Cooling | Electric | Air-Cooled Chiller | E5 | RIM BC Ratio | 0 | 0 | 0 | 0 | 0 | 0 | 0 | 0 | 0 | 0 | 0 | 0 | 0 | 0 | 0 | 0 | 0 | 0 | 0 | 0 | 0 | 0 | 0 | 0 | 0 | 0 | 0 | 0 | 0 | 0
F5_Commercial_College_New_Cooling_Electric_Air-Cooled Chiller_E6 | F5 | Commercial | College | New | Cooling | Electric | Air-Cooled Chiller | E6 | RIM BC Ratio | 0 | 0 | 0 | 0 | 0 | 0 | 0 | 0 | 0 | 0 | 0 | 0 | 0 | 0 | 0 | 0 | 0 | 0 | 0 | 0 | 0 | 0 | 0 | 0 | 0 | 0 | 0 | 0 | 0 | 0
F5_Commercial_College_New_Cooling_Electric_Air-Cooled Chiller_E7 | F5 | Commercial | College | New | Cooling | Electric | Air-Cooled Chiller | E7 | RIM BC Ratio | 0 | 0 | 0 | 0 | 0 | 0 | 0 | 0 | 0 | 0 | 0 | 0 | 0 | 0 | 0 | 0 | 0 | 0 | 0 | 0 | 0 | 0 | 0 | 0 | 0 | 0 | 0 | 0 | 0 | 0
F5_Commercial_College_New_Cooling_Electric_Air-Cooled Chiller_E8 | F5 | Commercial | College | New | Cooling | Electric | Air-Cooled Chiller | E8 | RIM BC Ratio | 0 | 0 | 0 | 0 | 0 | 0 | 0 | 0 | 0 | 0 | 0 | 0 | 0 | 0 | 0 | 0 | 0 | 0 | 0 | 0 | 0 | 0 | 0 | 0 | 0 | 0 | 0 | 0 | 0 | 0
F5_Commercial_College_New_Cooling_Electric_Air-Cooled Chiller_E9 | F5 | Commercial | College | New | Cooling | Electric | Air-Cooled Chiller | E9 | RIM BC Ratio | 0 | 0 | 0 | 0 | 0 | 0 | 0 | 0 | 0 | 0 | 0 | 0 | 0 | 0 | 0 | 0 | 0 | 0 | 0 | 0 | 0 | 0 | 0 | 0 | 0 | 0 | 0 | 0 | 0 | 0
F5_Commercial_College_New_Cooling_Electric_Air-Cooled Chiller_E10 | F5 | Commercial | College | New | Cooling | Electric | Air-Cooled Chiller | E10 | RIM BC Ratio | 0 | 0 | 0 | 0 | 0 | 0 | 0 | 0 | 0 | 0 | 0 | 0 | 0 | 0 | 0 | 0 | 0 | 0 | 0 | 0 | 0 | 0 | 0 | 0 | 0 | 0 | 0 | 0 | 0 | 0
F0_Commercial_College_New_Cooling_Electric_Water-Cooled Chiller_E0 | F0 | Commercial | College | New | Cooling | Electric | Water-Cooled Chiller | E0 | Economic Unit | 0 | 0 | 0 | 0 | 0 | 0 | 0 | 0 | 0 | 0 | 0 | 0 | 0 | 0 | 0 | 0 | 0 | 0 | 0 | 0 | 0 | 0 | 0 | 0 | 0 | 0 | 0 | 0 | 0 | 0
F1_Commercial_College_New_Cooling_Electric_Water-Cooled Chiller_E1 | F1 | Commercial | College | New | Cooling | Electric | Water-Cooled Chiller | E1 | CCE | 0 | 0 | 0 | 0 | 0 | 0 | 0 | 0 | 0 | 0 | 0 | 0 | 0 | 0 | 0 | 0 | 0 | 0 | 0 | 0 | 0 | 0 | 0 | 0 | 0 | 0 | 0 | 0 | 0 | 0
F1_Commercial_College_New_Cooling_Electric_Water-Cooled Chiller_E2 | F1 | Commercial | College | New | Cooling | Electric | Water-Cooled Chiller | E2 | CCE | 0 | 0 | 0 | 0 | 0 | 0 | 0 | 0 | 0 | 0 | 0 | 0 | 0 | 0 | 0 | 0 | 0 | 0 | 0 | 0 | 0 | 0 | 0 | 0 | 0 | 0 | 0 | 0 | 0 | 0
F1_Commercial_College_New_Cooling_Electric_Water-Cooled Chiller_E3 | F1 | Commercial | College | New | Cooling | Electric | Water-Cooled Chiller | E3 | CCE | 0 | 0 | 0 | 0 | 0 | 0 | 0 | 0 | 0 | 0 | 0 | 0 | 0 | 0 | 0 | 0 | 0 | 0 | 0 | 0 | 0 | 0 | 0 | 0 | 0 | 0 | 0 | 0 | 0 | 0
F1_Commercial_College_New_Cooling_Electric_Water-Cooled Chiller_E4 | F1 | Commercial | College | New | Cooling | Electric | Water-Cooled Chiller | E4 | CCE | 0 | 0 | 0 | 0 | 0 | 0 | 0 | 0 | 0 | 0 | 0 | 0 | 0 | 0 | 0 | 0 | 0 | 0 | 0 | 0 | 0 | 0 | 0 | 0 | 0 | 0 | 0 | 0 | 0 | 0
F1_Commercial_College_New_Cooling_Electric_Water-Cooled Chiller_E5 | F1 | Commercial | College | New | Cooling | Electric | Water-Cooled Chiller | E5 | CCE | 0 | 0 | 0 | 0 | 0 | 0 | 0 | 0 | 0 | 0 | 0 | 0 | 0 | 0 | 0 | 0 | 0 | 0 | 0 | 0 | 0 | 0 | 0 | 0 | 0 | 0 | 0 | 0 | 0 | 0
F1_Commercial_College_New_Cooling_Electric_Water-Cooled Chiller_E6 | F1 | Commercial | College | New | Cooling | Electric | Water-Cooled Chiller | E6 | CCE | 0 | 0 | 0 | 0 | 0 | 0 | 0 | 0 | 0 | 0 | 0 | 0 | 0 | 0 | 0 | 0 | 0 | 0 | 0 | 0 | 0 | 0 | 0 | 0 | 0 | 0 | 0 | 0 | 0 | 0
F1_Commercial_College_New_Cooling_Electric_Water-Cooled Chiller_E7 | F1 | Commercial | College | New | Cooling | Electric | Water-Cooled Chiller | E7 | CCE | 0 | 0 | 0 | 0 | 0 | 0 | 0 | 0 | 0 | 0 | 0 | 0 | 0 | 0 | 0 | 0 | 0 | 0 | 0 | 0 | 0 | 0 | 0 | 0 | 0 | 0 | 0 | 0 | 0 | 0
F1_Commercial_College_New_Cooling_Electric_Water-Cooled Chiller_E8 | F1 | Commercial | College | New | Cooling | Electric | Water-Cooled Chiller | E8 | CCE | 0 | 0 | 0 | 0 | 0 | 0 | 0 | 0 | 0 | 0 | 0 | 0 | 0 | 0 | 0 | 0 | 0 | 0 | 0 | 0 | 0 | 0 | 0 | 0 | 0 | 0 | 0 | 0 | 0 | 0
F1_Commercial_College_New_Cooling_Electric_Water-Cooled Chiller_E9 | F1 | Commercial | College | New | Cooling | Electric | Water-Cooled Chiller | E9 | CCE | 0 | 0 | 0 | 0 | 0 | 0 | 0 | 0 | 0 | 0 | 0 | 0 | 0 | 0 | 0 | 0 | 0 | 0 | 0 | 0 | 0 | 0 | 0 | 0 | 0 | 0 | 0 | 0 | 0 | 0
F1_Commercial_College_New_Cooling_Electric_Water-Cooled Chiller_E10 | F1 | Commercial | College | New | Cooling | Electric | Water-Cooled Chiller | E10 | CCE | 0 | 0 | 0 | 0 | 0 | 0 | 0 | 0 | 0 | 0 | 0 | 0 | 0 | 0 | 0 | 0 | 0 | 0 | 0 | 0 | 0 | 0 | 0 | 0 | 0 | 0 | 0 | 0 | 0 | 0
F2_Commercial_College_New_Cooling_Electric_Water-Cooled Chiller_E1 | F2 | Commercial | College | New | Cooling | Electric | Water-Cooled Chiller | E1 | TRC BC Ratio | 0 | 0 | 0 | 0 | 0 | 0 | 0 | 0 | 0 | 0 | 0 | 0 | 0 | 0 | 0 | 0 | 0 | 0 | 0 | 0 | 0 | 0 | 0 | 0 | 0 | 0 | 0 | 0 | 0 | 0
F2_Commercial_College_New_Cooling_Electric_Water-Cooled Chiller_E2 | F2 | Commercial | College | New | Cooling | Electric | Water-Cooled Chiller | E2 | TRC BC Ratio | 0 | 0 | 0 | 0 | 0 | 0 | 0 | 0 | 0 | 0 | 0 | 0 | 0 | 0 | 0 | 0 | 0 | 0 | 0 | 0 | 0 | 0 | 0 | 0 | 0 | 0 | 0 | 0 | 0 | 0
F2_Commercial_College_New_Cooling_Electric_Water-Cooled Chiller_E3 | F2 | Commercial | College | New | Cooling | Electric | Water-Cooled Chiller | E3 | TRC BC Ratio | 0 | 0 | 0 | 0 | 0 | 0 | 0 | 0 | 0 | 0 | 0 | 0 | 0 | 0 | 0 | 0 | 0 | 0 | 0 | 0 | 0 | 0 | 0 | 0 | 0 | 0 | 0 | 0 | 0 | 0
F2_Commercial_College_New_Cooling_Electric_Water-Cooled Chiller_E4 | F2 | Commercial | College | New | Cooling | Electric | Water-Cooled Chiller | E4 | TRC BC Ratio | 0 | 0 | 0 | 0 | 0 | 0 | 0 | 0 | 0 | 0 | 0 | 0 | 0 | 0 | 0 | 0 | 0 | 0 | 0 | 0 | 0 | 0 | 0 | 0 | 0 | 0 | 0 | 0 | 0 | 0
F2_Commercial_College_New_Cooling_Electric_Water-Cooled Chiller_E5 | F2 | Commercial | College | New | Cooling | Electric | Water-Cooled Chiller | E5 | TRC BC Ratio | 0 | 0 | 0 | 0 | 0 | 0 | 0 | 0 | 0 | 0 | 0 | 0 | 0 | 0 | 0 | 0 | 0 | 0 | 0 | 0 | 0 | 0 | 0 | 0 | 0 | 0 | 0 | 0 | 0 | 0
F2_Commercial_College_New_Cooling_Electric_Water-Cooled Chiller_E6 | F2 | Commercial | College | New | Cooling | Electric | Water-Cooled Chiller | E6 | TRC BC Ratio | 0 | 0 | 0 | 0 | 0 | 0 | 0 | 0 | 0 | 0 | 0 | 0 | 0 | 0 | 0 | 0 | 0 | 0 | 0 | 0 | 0 | 0 | 0 | 0 | 0 | 0 | 0 | 0 | 0 | 0
F2_Commercial_College_New_Cooling_Electric_Water-Cooled Chiller_E7 | F2 | Commercial | College | New | Cooling | Electric | Water-Cooled Chiller | E7 | TRC BC Ratio | 0 | 0 | 0 | 0 | 0 | 0 | 0 | 0 | 0 | 0 | 0 | 0 | 0 | 0 | 0 | 0 | 0 | 0 | 0 | 0 | 0 | 0 | 0 | 0 | 0 | 0 | 0 | 0 | 0 | 0
F2_Commercial_College_New_Cooling_Electric_Water-Cooled Chiller_E8 | F2 | Commercial | College | New | Cooling | Electric | Water-Cooled Chiller | E8 | TRC BC Ratio | 0 | 0 | 0 | 0 | 0 | 0 | 0 | 0 | 0 | 0 | 0 | 0 | 0 | 0 | 0 | 0 | 0 | 0 | 0 | 0 | 0 | 0 | 0 | 0 | 0 | 0 | 0 | 0 | 0 | 0
F2_Commercial_College_New_Cooling_Electric_Water-Cooled Chiller_E9 | F2 | Commercial | College | New | Cooling | Electric | Water-Cooled Chiller | E9 | TRC BC Ratio | 0 | 0 | 0 | 0 | 0 | 0 | 0 | 0 | 0 | 0 | 0 | 0 | 0 | 0 | 0 | 0 | 0 | 0 | 0 | 0 | 0 | 0 | 0 | 0 | 0 | 0 | 0 | 0 | 0 | 0
F2_Commercial_College_New_Cooling_Electric_Water-Cooled Chiller_E10 | F2 | Commercial | College | New | Cooling | Electric | Water-Cooled Chiller | E10 | TRC BC Ratio | 0 | 0 | 0 | 0 | 0 | 0 | 0 | 0 | 0 | 0 | 0 | 0 | 0 | 0 | 0 | 0 | 0 | 0 | 0 | 0 | 0 | 0 | 0 | 0 | 0 | 0 | 0 | 0 | 0 | 0
F3_Commercial_College_New_Cooling_Electric_Water-Cooled Chiller_E1 | F3 | Commercial | College | New | Cooling | Electric | Water-Cooled Chiller | E1 | PACT BC Ratio | 0 | 0 | 0 | 0 | 0 | 0 | 0 | 0 | 0 | 0 | 0 | 0 | 0 | 0 | 0 | 0 | 0 | 0 | 0 | 0 | 0 | 0 | 0 | 0 | 0 | 0 | 0 | 0 | 0 | 0
F3_Commercial_College_New_Cooling_Electric_Water-Cooled Chiller_E2 | F3 | Commercial | College | New | Cooling | Electric | Water-Cooled Chiller | E2 | PACT BC Ratio | 0 | 0 | 0 | 0 | 0 | 0 | 0 | 0 | 0 | 0 | 0 | 0 | 0 | 0 | 0 | 0 | 0 | 0 | 0 | 0 | 0 | 0 | 0 | 0 | 0 | 0 | 0 | 0 | 0 | 0
F3_Commercial_College_New_Cooling_Electric_Water-Cooled Chiller_E3 | F3 | Commercial | College | New | Cooling | Electric | Water-Cooled Chiller | E3 | PACT BC Ratio | 0 | 0 | 0 | 0 | 0 | 0 | 0 | 0 | 0 | 0 | 0 | 0 | 0 | 0 | 0 | 0 | 0 | 0 | 0 | 0 | 0 | 0 | 0 | 0 | 0 | 0 | 0 | 0 | 0 | 0
F3_Commercial_College_New_Cooling_Electric_Water-Cooled Chiller_E4 | F3 | Commercial | College | New | Cooling | Electric | Water-Cooled Chiller | E4 | PACT BC Ratio | 0 | 0 | 0 | 0 | 0 | 0 | 0 | 0 | 0 | 0 | 0 | 0 | 0 | 0 | 0 | 0 | 0 | 0 | 0 | 0 | 0 | 0 | 0 | 0 | 0 | 0 | 0 | 0 | 0 | 0
F3_Commercial_College_New_Cooling_Electric_Water-Cooled Chiller_E5 | F3 | Commercial | College | New | Cooling | Electric | Water-Cooled Chiller | E5 | PACT BC Ratio | 0 | 0 | 0 | 0 | 0 | 0 | 0 | 0 | 0 | 0 | 0 | 0 | 0 | 0 | 0 | 0 | 0 | 0 | 0 | 0 | 0 | 0 | 0 | 0 | 0 | 0 | 0 | 0 | 0 | 0
F3_Commercial_College_New_Cooling_Electric_Water-Cooled Chiller_E6 | F3 | Commercial | College | New | Cooling | Electric | Water-Cooled Chiller | E6 | PACT BC Ratio | 0 | 0 | 0 | 0 | 0 | 0 | 0 | 0 | 0 | 0 | 0 | 0 | 0 | 0 | 0 | 0 | 0 | 0 | 0 | 0 | 0 | 0 | 0 | 0 | 0 | 0 | 0 | 0 | 0 | 0
F3_Commercial_College_New_Cooling_Electric_Water-Cooled Chiller_E7 | F3 | Commercial | College | New | Cooling | Electric | Water-Cooled Chiller | E7 | PACT BC Ratio | 0 | 0 | 0 | 0 | 0 | 0 | 0 | 0 | 0 | 0 | 0 | 0 | 0 | 0 | 0 | 0 | 0 | 0 | 0 | 0 | 0 | 0 | 0 | 0 | 0 | 0 | 0 | 0 | 0 | 0
F3_Commercial_College_New_Cooling_Electric_Water-Cooled Chiller_E8 | F3 | Commercial | College | New | Cooling | Electric | Water-Cooled Chiller | E8 | PACT BC Ratio | 0 | 0 | 0 | 0 | 0 | 0 | 0 | 0 | 0 | 0 | 0 | 0 | 0 | 0 | 0 | 0 | 0 | 0 | 0 | 0 | 0 | 0 | 0 | 0 | 0 | 0 | 0 | 0 | 0 | 0
F3_Commercial_College_New_Cooling_Electric_Water-Cooled Chiller_E9 | F3 | Commercial | College | New | Cooling | Electric | Water-Cooled Chiller | E9 | PACT BC Ratio | 0 | 0 | 0 | 0 | 0 | 0 | 0 | 0 | 0 | 0 | 0 | 0 | 0 | 0 | 0 | 0 | 0 | 0 | 0 | 0 | 0 | 0 | 0 | 0 | 0 | 0 | 0 | 0 | 0 | 0
F3_Commercial_College_New_Cooling_Electric_Water-Cooled Chiller_E10 | F3 | Commercial | College | New | Cooling | Electric | Water-Cooled Chiller | E10 | PACT BC Ratio | 0 | 0 | 0 | 0 | 0 | 0 | 0 | 0 | 0 | 0 | 0 | 0 | 0 | 0 | 0 | 0 | 0 | 0 | 0 | 0 | 0 | 0 | 0 | 0 | 0 | 0 | 0 | 0 | 0 | 0
F4_Commercial_College_New_Cooling_Electric_Water-Cooled Chiller_E1 | F4 | Commercial | College | New | Cooling | Electric | Water-Cooled Chiller | E1 | RVT BC Ratio | 0 | 0 | 0 | 0 | 0 | 0 | 0 | 0 | 0 | 0 | 0 | 0 | 0 | 0 | 0 | 0 | 0 | 0 | 0 | 0 | 0 | 0 | 0 | 0 | 0 | 0 | 0 | 0 | 0 | 0
F4_Commercial_College_New_Cooling_Electric_Water-Cooled Chiller_E2 | F4 | Commercial | College | New | Cooling | Electric | Water-Cooled Chiller | E2 | RVT BC Ratio | 0 | 0 | 0 | 0 | 0 | 0 | 0 | 0 | 0 | 0 | 0 | 0 | 0 | 0 | 0 | 0 | 0 | 0 | 0 | 0 | 0 | 0 | 0 | 0 | 0 | 0 | 0 | 0 | 0 | 0
F4_Commercial_College_New_Cooling_Electric_Water-Cooled Chiller_E3 | F4 | Commercial | College | New | Cooling | Electric | Water-Cooled Chiller | E3 | RVT BC Ratio | 0 | 0 | 0 | 0 | 0 | 0 | 0 | 0 | 0 | 0 | 0 | 0 | 0 | 0 | 0 | 0 | 0 | 0 | 0 | 0 | 0 | 0 | 0 | 0 | 0 | 0 | 0 | 0 | 0 | 0
F4_Commercial_College_New_Cooling_Electric_Water-Cooled Chiller_E4 | F4 | Commercial | College | New | Cooling | Electric | Water-Cooled Chiller | E4 | RVT BC Ratio | 0 | 0 | 0 | 0 | 0 | 0 | 0 | 0 | 0 | 0 | 0 | 0 | 0 | 0 | 0 | 0 | 0 | 0 | 0 | 0 | 0 | 0 | 0 | 0 | 0 | 0 | 0 | 0 | 0 | 0
F4_Commercial_College_New_Cooling_Electric_Water-Cooled Chiller_E5 | F4 | Commercial | College | New | Cooling | Electric | Water-Cooled Chiller | E5 | RVT BC Ratio | 0 | 0 | 0 | 0 | 0 | 0 | 0 | 0 | 0 | 0 | 0 | 0 | 0 | 0 | 0 | 0 | 0 | 0 | 0 | 0 | 0 | 0 | 0 | 0 | 0 | 0 | 0 | 0 | 0 | 0
F4_Commercial_College_New_Cooling_Electric_Water-Cooled Chiller_E6 | F4 | Commercial | College | New | Cooling | Electric | Water-Cooled Chiller | E6 | RVT BC Ratio | 0 | 0 | 0 | 0 | 0 | 0 | 0 | 0 | 0 | 0 | 0 | 0 | 0 | 0 | 0 | 0 | 0 | 0 | 0 | 0 | 0 | 0 | 0 | 0 | 0 | 0 | 0 | 0 | 0 | 0
F4_Commercial_College_New_Cooling_Electric_Water-Cooled Chiller_E7 | F4 | Commercial | College | New | Cooling | Electric | Water-Cooled Chiller | E7 | RVT BC Ratio | 0 | 0 | 0 | 0 | 0 | 0 | 0 | 0 | 0 | 0 | 0 | 0 | 0 | 0 | 0 | 0 | 0 | 0 | 0 | 0 | 0 | 0 | 0 | 0 | 0 | 0 | 0 | 0 | 0 | 0
F4_Commercial_College_New_Cooling_Electric_Water-Cooled Chiller_E8 | F4 | Commercial | College | New | Cooling | Electric | Water-Cooled Chiller | E8 | RVT BC Ratio | 0 | 0 | 0 | 0 | 0 | 0 | 0 | 0 | 0 | 0 | 0 | 0 | 0 | 0 | 0 | 0 | 0 | 0 | 0 | 0 | 0 | 0 | 0 | 0 | 0 | 0 | 0 | 0 | 0 | 0
F4_Commercial_College_New_Cooling_Electric_Water-Cooled Chiller_E9 | F4 | Commercial | College | New | Cooling | Electric | Water-Cooled Chiller | E9 | RVT BC Ratio | 0 | 0 | 0 | 0 | 0 | 0 | 0 | 0 | 0 | 0 | 0 | 0 | 0 | 0 | 0 | 0 | 0 | 0 | 0 | 0 | 0 | 0 | 0 | 0 | 0 | 0 | 0 | 0 | 0 | 0
F4_Commercial_College_New_Cooling_Electric_Water-Cooled Chiller_E10 | F4 | Commercial | College | New | Cooling | Electric | Water-Cooled Chiller | E10 | RVT BC Ratio | 0 | 0 | 0 | 0 | 0 | 0 | 0 | 0 | 0 | 0 | 0 | 0 | 0 | 0 | 0 | 0 | 0 | 0 | 0 | 0 | 0 | 0 | 0 | 0 | 0 | 0 | 0 | 0 | 0 | 0
F5_Commercial_College_New_Cooling_Electric_Water-Cooled Chiller_E1 | F5 | Commercial | College | New | Cooling | Electric | Water-Cooled Chiller | E1 | RIM BC Ratio | 0 | 0 | 0 | 0 | 0 | 0 | 0 | 0 | 0 | 0 | 0 | 0 | 0 | 0 | 0 | 0 | 0 | 0 | 0 | 0 | 0 | 0 | 0 | 0 | 0 | 0 | 0 | 0 | 0 | 0
F5_Commercial_College_New_Cooling_Electric_Water-Cooled Chiller_E2 | F5 | Commercial | College | New | Cooling | Electric | Water-Cooled Chiller | E2 | RIM BC Ratio | 0 | 0 | 0 | 0 | 0 | 0 | 0 | 0 | 0 | 0 | 0 | 0 | 0 | 0 | 0 | 0 | 0 | 0 | 0 | 0 | 0 | 0 | 0 | 0 | 0 | 0 | 0 | 0 | 0 | 0
F5_Commercial_College_New_Cooling_Electric_Water-Cooled Chiller_E3 | F5 | Commercial | College | New | Cooling | Electric | Water-Cooled Chiller | E3 | RIM BC Ratio | 0 | 0 | 0 | 0 | 0 | 0 | 0 | 0 | 0 | 0 | 0 | 0 | 0 | 0 | 0 | 0 | 0 | 0 | 0 | 0 | 0 | 0 | 0 | 0 | 0 | 0 | 0 | 0 | 0 | 0
F5_Commercial_College_New_Cooling_Electric_Water-Cooled Chiller_E4 | F5 | Commercial | College | New | Cooling | Electric | Water-Cooled Chiller | E4 | RIM BC Ratio | 0 | 0 | 0 | 0 | 0 | 0 | 0 | 0 | 0 | 0 | 0 | 0 | 0 | 0 | 0 | 0 | 0 | 0 | 0 | 0 | 0 | 0 | 0 | 0 | 0 | 0 | 0 | 0 | 0 | 0
F5_Commercial_College_New_Cooling_Electric_Water-Cooled Chiller_E5 | F5 | Commercial | College | New | Cooling | Electric | Water-Cooled Chiller | E5 | RIM BC Ratio | 0 | 0 | 0 | 0 | 0 | 0 | 0 | 0 | 0 | 0 | 0 | 0 | 0 | 0 | 0 | 0 | 0 | 0 | 0 | 0 | 0 | 0 | 0 | 0 | 0 | 0 | 0 | 0 | 0 | 0
F5_Commercial_College_New_Cooling_Electric_Water-Cooled Chiller_E6 | F5 | Commercial | College | New | Cooling | Electric | Water-Cooled Chiller | E6 | RIM BC Ratio | 0 | 0 | 0 | 0 | 0 | 0 | 0 | 0 | 0 | 0 | 0 | 0 | 0 | 0 | 0 | 0 | 0 | 0 | 0 | 0 | 0 | 0 | 0 | 0 | 0 | 0 | 0 | 0 | 0 | 0
F5_Commercial_College_New_Cooling_Electric_Water-Cooled Chiller_E7 | F5 | Commercial | College | New | Cooling | Electric | Water-Cooled Chiller | E7 | RIM BC Ratio | 0 | 0 | 0 | 0 | 0 | 0 | 0 | 0 | 0 | 0 | 0 | 0 | 0 | 0 | 0 | 0 | 0 | 0 | 0 | 0 | 0 | 0 | 0 | 0 | 0 | 0 | 0 | 0 | 0 | 0
F5_Commercial_College_New_Cooling_Electric_Water-Cooled Chiller_E8 | F5 | Commercial | College | New | Cooling | Electric | Water-Cooled Chiller | E8 | RIM BC Ratio | 0 | 0 | 0 | 0 | 0 | 0 | 0 | 0 | 0 | 0 | 0 | 0 | 0 | 0 | 0 | 0 | 0 | 0 | 0 | 0 | 0 | 0 | 0 | 0 | 0 | 0 | 0 | 0 | 0 | 0
F5_Commercial_College_New_Cooling_Electric_Water-Cooled Chiller_E9 | F5 | Commercial | College | New | Cooling | Electric | Water-Cooled Chiller | E9 | RIM BC Ratio | 0 | 0 | 0 | 0 | 0 | 0 | 0 | 0 | 0 | 0 | 0 | 0 | 0 | 0 | 0 | 0 | 0 | 0 | 0 | 0 | 0 | 0 | 0 | 0 | 0 | 0 | 0 | 0 | 0 | 0
F5_Commercial_College_New_Cooling_Electric_Water-Cooled Chiller_E10 | F5 | Commercial | College | New | Cooling | Electric | Water-Cooled Chiller | E10 | RIM BC Ratio | 0 | 0 | 0 | 0 | 0 | 0 | 0 | 0 | 0 | 0 | 0 | 0 | 0 | 0 | 0 | 0 | 0 | 0 | 0 | 0 | 0 | 0 | 0 | 0 | 0 | 0 | 0 | 0 | 0 | 0
F0_Commercial_College_New_Cooling_Electric_RTU_E0 | F0 | Commercial | College | New | Cooling | Electric | RTU | E0 | Economic Unit | 0 | 0 | 0 | 0 | 0 | 0 | 0 | 0 | 0 | 0 | 0 | 0 | 0 | 0 | 0 | 0 | 0 | 0 | 0 | 0 | 0 | 0 | 0 | 0 | 0 | 0 | 0 | 0 | 0 | 0
F1_Commercial_College_New_Cooling_Electric_RTU_E1 | F1 | Commercial | College | New | Cooling | Electric | RTU | E1 | CCE | 0 | 0 | 0 | 0 | 0 | 0 | 0 | 0 | 0 | 0 | 0 | 0 | 0 | 0 | 0 | 0 | 0 | 0 | 0 | 0 | 0 | 0 | 0 | 0 | 0 | 0 | 0 | 0 | 0 | 0
F1_Commercial_College_New_Cooling_Electric_RTU_E2 | F1 | Commercial | College | New | Cooling | Electric | RTU | E2 | CCE | 0 | 0 | 0 | 0 | 0 | 0 | 0 | 0 | 0 | 0 | 0 | 0 | 0 | 0 | 0 | 0 | 0 | 0 | 0 | 0 | 0 | 0 | 0 | 0 | 0 | 0 | 0 | 0 | 0 | 0
F1_Commercial_College_New_Cooling_Electric_RTU_E3 | F1 | Commercial | College | New | Cooling | Electric | RTU | E3 | CCE | 0 | 0 | 0 | 0 | 0 | 0 | 0 | 0 | 0 | 0 | 0 | 0 | 0 | 0 | 0 | 0 | 0 | 0 | 0 | 0 | 0 | 0 | 0 | 0 | 0 | 0 | 0 | 0 | 0 | 0
F1_Commercial_College_New_Cooling_Electric_RTU_E4 | F1 | Commercial | College | New | Cooling | Electric | RTU | E4 | CCE | 0 | 0 | 0 | 0 | 0 | 0 | 0 | 0 | 0 | 0 | 0 | 0 | 0 | 0 | 0 | 0 | 0 | 0 | 0 | 0 | 0 | 0 | 0 | 0 | 0 | 0 | 0 | 0 | 0 | 0
F1_Commercial_College_New_Cooling_Electric_RTU_E5 | F1 | Commercial | College | New | Cooling | Electric | RTU | E5 | CCE | 0 | 0 | 0 | 0 | 0 | 0 | 0 | 0 | 0 | 0 | 0 | 0 | 0 | 0 | 0 | 0 | 0 | 0 | 0 | 0 | 0 | 0 | 0 | 0 | 0 | 0 | 0 | 0 | 0 | 0
F1_Commercial_College_New_Cooling_Electric_RTU_E6 | F1 | Commercial | College | New | Cooling | Electric | RTU | E6 | CCE | 0 | 0 | 0 | 0 | 0 | 0 | 0 | 0 | 0 | 0 | 0 | 0 | 0 | 0 | 0 | 0 | 0 | 0 | 0 | 0 | 0 | 0 | 0 | 0 | 0 | 0 | 0 | 0 | 0 | 0
F1_Commercial_College_New_Cooling_Electric_RTU_E7 | F1 | Commercial | College | New | Cooling | Electric | RTU | E7 | CCE | 0 | 0 | 0 | 0 | 0 | 0 | 0 | 0 | 0 | 0 | 0 | 0 | 0 | 0 | 0 | 0 | 0 | 0 | 0 | 0 | 0 | 0 | 0 | 0 | 0 | 0 | 0 | 0 | 0 | 0
F1_Commercial_College_New_Cooling_Electric_RTU_E8 | F1 | Commercial | College | New | Cooling | Electric | RTU | E8 | CCE | 0 | 0 | 0 | 0 | 0 | 0 | 0 | 0 | 0 | 0 | 0 | 0 | 0 | 0 | 0 | 0 | 0 | 0 | 0 | 0 | 0 | 0 | 0 | 0 | 0 | 0 | 0 | 0 | 0 | 0
F1_Commercial_College_New_Cooling_Electric_RTU_E9 | F1 | Commercial | College | New | Cooling | Electric | RTU | E9 | CCE | 0 | 0 | 0 | 0 | 0 | 0 | 0 | 0 | 0 | 0 | 0 | 0 | 0 | 0 | 0 | 0 | 0 | 0 | 0 | 0 | 0 | 0 | 0 | 0 | 0 | 0 | 0 | 0 | 0 | 0
F1_Commercial_College_New_Cooling_Electric_RTU_E10 | F1 | Commercial | College | New | Cooling | Electric | RTU | E10 | CCE | 0 | 0 | 0 | 0 | 0 | 0 | 0 | 0 | 0 | 0 | 0 | 0 | 0 | 0 | 0 | 0 | 0 | 0 | 0 | 0 | 0 | 0 | 0 | 0 | 0 | 0 | 0 | 0 | 0 | 0
F2_Commercial_College_New_Cooling_Electric_RTU_E1 | F2 | Commercial | College | New | Cooling | Electric | RTU | E1 | TRC BC Ratio | 0 | 0 | 0 | 0 | 0 | 0 | 0 | 0 | 0 | 0 | 0 | 0 | 0 | 0 | 0 | 0 | 0 | 0 | 0 | 0 | 0 | 0 | 0 | 0 | 0 | 0 | 0 | 0 | 0 | 0
F2_Commercial_College_New_Cooling_Electric_RTU_E2 | F2 | Commercial | College | New | Cooling | Electric | RTU | E2 | TRC BC Ratio | 0 | 0 | 0 | 0 | 0 | 0 | 0 | 0 | 0 | 0 | 0 | 0 | 0 | 0 | 0 | 0 | 0 | 0 | 0 | 0 | 0 | 0 | 0 | 0 | 0 | 0 | 0 | 0 | 0 | 0
F2_Commercial_College_New_Cooling_Electric_RTU_E3 | F2 | Commercial | College | New | Cooling | Electric | RTU | E3 | TRC BC Ratio | 0 | 0 | 0 | 0 | 0 | 0 | 0 | 0 | 0 | 0 | 0 | 0 | 0 | 0 | 0 | 0 | 0 | 0 | 0 | 0 | 0 | 0 | 0 | 0 | 0 | 0 | 0 | 0 | 0 | 0
F2_Commercial_College_New_Cooling_Electric_RTU_E4 | F2 | Commercial | College | New | Cooling | Electric | RTU | E4 | TRC BC Ratio | 0 | 0 | 0 | 0 | 0 | 0 | 0 | 0 | 0 | 0 | 0 | 0 | 0 | 0 | 0 | 0 | 0 | 0 | 0 | 0 | 0 | 0 | 0 | 0 | 0 | 0 | 0 | 0 | 0 | 0
F2_Commercial_College_New_Cooling_Electric_RTU_E5 | F2 | Commercial | College | New | Cooling | Electric | RTU | E5 | TRC BC Ratio | 0 | 0 | 0 | 0 | 0 | 0 | 0 | 0 | 0 | 0 | 0 | 0 | 0 | 0 | 0 | 0 | 0 | 0 | 0 | 0 | 0 | 0 | 0 | 0 | 0 | 0 | 0 | 0 | 0 | 0
F2_Commercial_College_New_Cooling_Electric_RTU_E6 | F2 | Commercial | College | New | Cooling | Electric | RTU | E6 | TRC BC Ratio | 0 | 0 | 0 | 0 | 0 | 0 | 0 | 0 | 0 | 0 | 0 | 0 | 0 | 0 | 0 | 0 | 0 | 0 | 0 | 0 | 0 | 0 | 0 | 0 | 0 | 0 | 0 | 0 | 0 | 0
F2_Commercial_College_New_Cooling_Electric_RTU_E7 | F2 | Commercial | College | New | Cooling | Electric | RTU | E7 | TRC BC Ratio | 0 | 0 | 0 | 0 | 0 | 0 | 0 | 0 | 0 | 0 | 0 | 0 | 0 | 0 | 0 | 0 | 0 | 0 | 0 | 0 | 0 | 0 | 0 | 0 | 0 | 0 | 0 | 0 | 0 | 0
F2_Commercial_College_New_Cooling_Electric_RTU_E8 | F2 | Commercial | College | New | Cooling | Electric | RTU | E8 | TRC BC Ratio | 0 | 0 | 0 | 0 | 0 | 0 | 0 | 0 | 0 | 0 | 0 | 0 | 0 | 0 | 0 | 0 | 0 | 0 | 0 | 0 | 0 | 0 | 0 | 0 | 0 | 0 | 0 | 0 | 0 | 0
F2_Commercial_College_New_Cooling_Electric_RTU_E9 | F2 | Commercial | College | New | Cooling | Electric | RTU | E9 | TRC BC Ratio | 0 | 0 | 0 | 0 | 0 | 0 | 0 | 0 | 0 | 0 | 0 | 0 | 0 | 0 | 0 | 0 | 0 | 0 | 0 | 0 | 0 | 0 | 0 | 0 | 0 | 0 | 0 | 0 | 0 | 0
F2_Commercial_College_New_Cooling_Electric_RTU_E10 | F2 | Commercial | College | New | Cooling | Electric | RTU | E10 | TRC BC Ratio | 0 | 0 | 0 | 0 | 0 | 0 | 0 | 0 | 0 | 0 | 0 | 0 | 0 | 0 | 0 | 0 | 0 | 0 | 0 | 0 | 0 | 0 | 0 | 0 | 0 | 0 | 0 | 0 | 0 | 0
F3_Commercial_College_New_Cooling_Electric_RTU_E1 | F3 | Commercial | College | New | Cooling | Electric | RTU | E1 | PACT BC Ratio | 0 | 0 | 0 | 0 | 0 | 0 | 0 | 0 | 0 | 0 | 0 | 0 | 0 | 0 | 0 | 0 | 0 | 0 | 0 | 0 | 0 | 0 | 0 | 0 | 0 | 0 | 0 | 0 | 0 | 0
F3_Commercial_College_New_Cooling_Electric_RTU_E2 | F3 | Commercial | College | New | Cooling | Electric | RTU | E2 | PACT BC Ratio | 0 | 0 | 0 | 0 | 0 | 0 | 0 | 0 | 0 | 0 | 0 | 0 | 0 | 0 | 0 | 0 | 0 | 0 | 0 | 0 | 0 | 0 | 0 | 0 | 0 | 0 | 0 | 0 | 0 | 0
F3_Commercial_College_New_Cooling_Electric_RTU_E3 | F3 | Commercial | College | New | Cooling | Electric | RTU | E3 | PACT BC Ratio | 0 | 0 | 0 | 0 | 0 | 0 | 0 | 0 | 0 | 0 | 0 | 0 | 0 | 0 | 0 | 0 | 0 | 0 | 0 | 0 | 0 | 0 | 0 | 0 | 0 | 0 | 0 | 0 | 0 | 0
F3_Commercial_College_New_Cooling_Electric_RTU_E4 | F3 | Commercial | College | New | Cooling | Electric | RTU | E4 | PACT BC Ratio | 0 | 0 | 0 | 0 | 0 | 0 | 0 | 0 | 0 | 0 | 0 | 0 | 0 | 0 | 0 | 0 | 0 | 0 | 0 | 0 | 0 | 0 | 0 | 0 | 0 | 0 | 0 | 0 | 0 | 0
F3_Commercial_College_New_Cooling_Electric_RTU_E5 | F3 | Commercial | College | New | Cooling | Electric | RTU | E5 | PACT BC Ratio | 0 | 0 | 0 | 0 | 0 | 0 | 0 | 0 | 0 | 0 | 0 | 0 | 0 | 0 | 0 | 0 | 0 | 0 | 0 | 0 | 0 | 0 | 0 | 0 | 0 | 0 | 0 | 0 | 0 | 0
F3_Commercial_College_New_Cooling_Electric_RTU_E6 | F3 | Commercial | College | New | Cooling | Electric | RTU | E6 | PACT BC Ratio | 0 | 0 | 0 | 0 | 0 | 0 | 0 | 0 | 0 | 0 | 0 | 0 | 0 | 0 | 0 | 0 | 0 | 0 | 0 | 0 | 0 | 0 | 0 | 0 | 0 | 0 | 0 | 0 | 0 | 0
F3_Commercial_College_New_Cooling_Electric_RTU_E7 | F3 | Commercial | College | New | Cooling | Electric | RTU | E7 | PACT BC Ratio | 0 | 0 | 0 | 0 | 0 | 0 | 0 | 0 | 0 | 0 | 0 | 0 | 0 | 0 | 0 | 0 | 0 | 0 | 0 | 0 | 0 | 0 | 0 | 0 | 0 | 0 | 0 | 0 | 0 | 0
F3_Commercial_College_New_Cooling_Electric_RTU_E8 | F3 | Commercial | College | New | Cooling | Electric | RTU | E8 | PACT BC Ratio | 0 | 0 | 0 | 0 | 0 | 0 | 0 | 0 | 0 | 0 | 0 | 0 | 0 | 0 | 0 | 0 | 0 | 0 | 0 | 0 | 0 | 0 | 0 | 0 | 0 | 0 | 0 | 0 | 0 | 0
F3_Commercial_College_New_Cooling_Electric_RTU_E9 | F3 | Commercial | College | New | Cooling | Electric | RTU | E9 | PACT BC Ratio | 0 | 0 | 0 | 0 | 0 | 0 | 0 | 0 | 0 | 0 | 0 | 0 | 0 | 0 | 0 | 0 | 0 | 0 | 0 | 0 | 0 | 0 | 0 | 0 | 0 | 0 | 0 | 0 | 0 | 0
F3_Commercial_College_New_Cooling_Electric_RTU_E10 | F3 | Commercial | College | New | Cooling | Electric | RTU | E10 | PACT BC Ratio | 0 | 0 | 0 | 0 | 0 | 0 | 0 | 0 | 0 | 0 | 0 | 0 | 0 | 0 | 0 | 0 | 0 | 0 | 0 | 0 | 0 | 0 | 0 | 0 | 0 | 0 | 0 | 0 | 0 | 0
F4_Commercial_College_New_Cooling_Electric_RTU_E1 | F4 | Commercial | College | New | Cooling | Electric | RTU | E1 | RVT BC Ratio | 0 | 0 | 0 | 0 | 0 | 0 | 0 | 0 | 0 | 0 | 0 | 0 | 0 | 0 | 0 | 0 | 0 | 0 | 0 | 0 | 0 | 0 | 0 | 0 | 0 | 0 | 0 | 0 | 0 | 0
F4_Commercial_College_New_Cooling_Electric_RTU_E2 | F4 | Commercial | College | New | Cooling | Electric | RTU | E2 | RVT BC Ratio | 0 | 0 | 0 | 0 | 0 | 0 | 0 | 0 | 0 | 0 | 0 | 0 | 0 | 0 | 0 | 0 | 0 | 0 | 0 | 0 | 0 | 0 | 0 | 0 | 0 | 0 | 0 | 0 | 0 | 0
F4_Commercial_College_New_Cooling_Electric_RTU_E3 | F4 | Commercial | College | New | Cooling | Electric | RTU | E3 | RVT BC Ratio | 0 | 0 | 0 | 0 | 0 | 0 | 0 | 0 | 0 | 0 | 0 | 0 | 0 | 0 | 0 | 0 | 0 | 0 | 0 | 0 | 0 | 0 | 0 | 0 | 0 | 0 | 0 | 0 | 0 | 0
F4_Commercial_College_New_Cooling_Electric_RTU_E4 | F4 | Commercial | College | New | Cooling | Electric | RTU | E4 | RVT BC Ratio | 0 | 0 | 0 | 0 | 0 | 0 | 0 | 0 | 0 | 0 | 0 | 0 | 0 | 0 | 0 | 0 | 0 | 0 | 0 | 0 | 0 | 0 | 0 | 0 | 0 | 0 | 0 | 0 | 0 | 0
F4_Commercial_College_New_Cooling_Electric_RTU_E5 | F4 | Commercial | College | New | Cooling | Electric | RTU | E5 | RVT BC Ratio | 0 | 0 | 0 | 0 | 0 | 0 | 0 | 0 | 0 | 0 | 0 | 0 | 0 | 0 | 0 | 0 | 0 | 0 | 0 | 0 | 0 | 0 | 0 | 0 | 0 | 0 | 0 | 0 | 0 | 0
F4_Commercial_College_New_Cooling_Electric_RTU_E6 | F4 | Commercial | College | New | Cooling | Electric | RTU | E6 | RVT BC Ratio | 0 | 0 | 0 | 0 | 0 | 0 | 0 | 0 | 0 | 0 | 0 | 0 | 0 | 0 | 0 | 0 | 0 | 0 | 0 | 0 | 0 | 0 | 0 | 0 | 0 | 0 | 0 | 0 | 0 | 0
F4_Commercial_College_New_Cooling_Electric_RTU_E7 | F4 | Commercial | College | New | Cooling | Electric | RTU | E7 | RVT BC Ratio | 0 | 0 | 0 | 0 | 0 | 0 | 0 | 0 | 0 | 0 | 0 | 0 | 0 | 0 | 0 | 0 | 0 | 0 | 0 | 0 | 0 | 0 | 0 | 0 | 0 | 0 | 0 | 0 | 0 | 0
F4_Commercial_College_New_Cooling_Electric_RTU_E8 | F4 | Commercial | College | New | Cooling | Electric | RTU | E8 | RVT BC Ratio | 0 | 0 | 0 | 0 | 0 | 0 | 0 | 0 | 0 | 0 | 0 | 0 | 0 | 0 | 0 | 0 | 0 | 0 | 0 | 0 | 0 | 0 | 0 | 0 | 0 | 0 | 0 | 0 | 0 | 0
F4_Commercial_College_New_Cooling_Electric_RTU_E9 | F4 | Commercial | College | New | Cooling | Electric | RTU | E9 | RVT BC Ratio | 0 | 0 | 0 | 0 | 0 | 0 | 0 | 0 | 0 | 0 | 0 | 0 | 0 | 0 | 0 | 0 | 0 | 0 | 0 | 0 | 0 | 0 | 0 | 0 | 0 | 0 | 0 | 0 | 0 | 0
F4_Commercial_College_New_Cooling_Electric_RTU_E10 | F4 | Commercial | College | New | Cooling | Electric | RTU | E10 | RVT BC Ratio | 0 | 0 | 0 | 0 | 0 | 0 | 0 | 0 | 0 | 0 | 0 | 0 | 0 | 0 | 0 | 0 | 0 | 0 | 0 | 0 | 0 | 0 | 0 | 0 | 0 | 0 | 0 | 0 | 0 | 0
F5_Commercial_College_New_Cooling_Electric_RTU_E1 | F5 | Commercial | College | New | Cooling | Electric | RTU | E1 | RIM BC Ratio | 0 | 0 | 0 | 0 | 0 | 0 | 0 | 0 | 0 | 0 | 0 | 0 | 0 | 0 | 0 | 0 | 0 | 0 | 0 | 0 | 0 | 0 | 0 | 0 | 0 | 0 | 0 | 0 | 0 | 0
F5_Commercial_College_New_Cooling_Electric_RTU_E2 | F5 | Commercial | College | New | Cooling | Electric | RTU | E2 | RIM BC Ratio | 0 | 0 | 0 | 0 | 0 | 0 | 0 | 0 | 0 | 0 | 0 | 0 | 0 | 0 | 0 | 0 | 0 | 0 | 0 | 0 | 0 | 0 | 0 | 0 | 0 | 0 | 0 | 0 | 0 | 0
F5_Commercial_College_New_Cooling_Electric_RTU_E3 | F5 | Commercial | College | New | Cooling | Electric | RTU | E3 | RIM BC Ratio | 0 | 0 | 0 | 0 | 0 | 0 | 0 | 0 | 0 | 0 | 0 | 0 | 0 | 0 | 0 | 0 | 0 | 0 | 0 | 0 | 0 | 0 | 0 | 0 | 0 | 0 | 0 | 0 | 0 | 0
F5_Commercial_College_New_Cooling_Electric_RTU_E4 | F5 | Commercial | College | New | Cooling | Electric | RTU | E4 | RIM BC Ratio | 0 | 0 | 0 | 0 | 0 | 0 | 0 | 0 | 0 | 0 | 0 | 0 | 0 | 0 | 0 | 0 | 0 | 0 | 0 | 0 | 0 | 0 | 0 | 0 | 0 | 0 | 0 | 0 | 0 | 0
F5_Commercial_College_New_Cooling_Electric_RTU_E5 | F5 | Commercial | College | New | Cooling | Electric | RTU | E5 | RIM BC Ratio | 0 | 0 | 0 | 0 | 0 | 0 | 0 | 0 | 0 | 0 | 0 | 0 | 0 | 0 | 0 | 0 | 0 | 0 | 0 | 0 | 0 | 0 | 0 | 0 | 0 | 0 | 0 | 0 | 0 | 0
F5_Commercial_College_New_Cooling_Electric_RTU_E6 | F5 | Commercial | College | New | Cooling | Electric | RTU | E6 | RIM BC Ratio | 0 | 0 | 0 | 0 | 0 | 0 | 0 | 0 | 0 | 0 | 0 | 0 | 0 | 0 | 0 | 0 | 0 | 0 | 0 | 0 | 0 | 0 | 0 | 0 | 0 | 0 | 0 | 0 | 0 | 0
F5_Commercial_College_New_Cooling_Electric_RTU_E7 | F5 | Commercial | College | New | Cooling | Electric | RTU | E7 | RIM BC Ratio | 0 | 0 | 0 | 0 | 0 | 0 | 0 | 0 | 0 | 0 | 0 | 0 | 0 | 0 | 0 | 0 | 0 | 0 | 0 | 0 | 0 | 0 | 0 | 0 | 0 | 0 | 0 | 0 | 0 | 0
F5_Commercial_College_New_Cooling_Electric_RTU_E8 | F5 | Commercial | College | New | Cooling | Electric | RTU | E8 | RIM BC Ratio | 0 | 0 | 0 | 0 | 0 | 0 | 0 | 0 | 0 | 0 | 0 | 0 | 0 | 0 | 0 | 0 | 0 | 0 | 0 | 0 | 0 | 0 | 0 | 0 | 0 | 0 | 0 | 0 | 0 | 0
F5_Commercial_College_New_Cooling_Electric_RTU_E9 | F5 | Commercial | College | New | Cooling | Electric | RTU | E9 | RIM BC Ratio | 0 | 0 | 0 | 0 | 0 | 0 | 0 | 0 | 0 | 0 | 0 | 0 | 0 | 0 | 0 | 0 | 0 | 0 | 0 | 0 | 0 | 0 | 0 | 0 | 0 | 0 | 0 | 0 | 0 | 0
F5_Commercial_College_New_Cooling_Electric_RTU_E10 | F5 | Commercial | College | New | Cooling | Electric | RTU | E10 | RIM BC Ratio | 0 | 0 | 0 | 0 | 0 | 0 | 0 | 0 | 0 | 0 | 0 | 0 | 0 | 0 | 0 | 0 | 0 | 0 | 0 | 0 | 0 | 0 | 0 | 0 | 0 | 0 | 0 | 0 | 0 | 0
F0_Commercial_College_New_Cooling_Electric_Packaged Terminal AC_E0 | F0 | Commercial | College | New | Cooling | Electric | Packaged Terminal AC | E0 | Economic Unit | 0 | 0 | 0 | 0 | 0 | 0 | 0 | 0 | 0 | 0 | 0 | 0 | 0 | 0 | 0 | 0 | 0 | 0 | 0 | 0 | 0 | 0 | 0 | 0 | 0 | 0 | 0 | 0 | 0 | 0
F1_Commercial_College_New_Cooling_Electric_Packaged Terminal AC_E1 | F1 | Commercial | College | New | Cooling | Electric | Packaged Terminal AC | E1 | CCE | 0 | 0 | 0 | 0 | 0 | 0 | 0 | 0 | 0 | 0 | 0 | 0 | 0 | 0 | 0 | 0 | 0 | 0 | 0 | 0 | 0 | 0 | 0 | 0 | 0 | 0 | 0 | 0 | 0 | 0
F1_Commercial_College_New_Cooling_Electric_Packaged Terminal AC_E2 | F1 | Commercial | College | New | Cooling | Electric | Packaged Terminal AC | E2 | CCE | 0 | 0 | 0 | 0 | 0 | 0 | 0 | 0 | 0 | 0 | 0 | 0 | 0 | 0 | 0 | 0 | 0 | 0 | 0 | 0 | 0 | 0 | 0 | 0 | 0 | 0 | 0 | 0 | 0 | 0
F1_Commercial_College_New_Cooling_Electric_Packaged Terminal AC_E3 | F1 | Commercial | College | New | Cooling | Electric | Packaged Terminal AC | E3 | CCE | 0 | 0 | 0 | 0 | 0 | 0 | 0 | 0 | 0 | 0 | 0 | 0 | 0 | 0 | 0 | 0 | 0 | 0 | 0 | 0 | 0 | 0 | 0 | 0 | 0 | 0 | 0 | 0 | 0 | 0
F1_Commercial_College_New_Cooling_Electric_Packaged Terminal AC_E4 | F1 | Commercial | College | New | Cooling | Electric | Packaged Terminal AC | E4 | CCE | 0 | 0 | 0 | 0 | 0 | 0 | 0 | 0 | 0 | 0 | 0 | 0 | 0 | 0 | 0 | 0 | 0 | 0 | 0 | 0 | 0 | 0 | 0 | 0 | 0 | 0 | 0 | 0 | 0 | 0
F1_Commercial_College_New_Cooling_Electric_Packaged Terminal AC_E5 | F1 | Commercial | College | New | Cooling | Electric | Packaged Terminal AC | E5 | CCE | 0 | 0 | 0 | 0 | 0 | 0 | 0 | 0 | 0 | 0 | 0 | 0 | 0 | 0 | 0 | 0 | 0 | 0 | 0 | 0 | 0 | 0 | 0 | 0 | 0 | 0 | 0 | 0 | 0 | 0
F1_Commercial_College_New_Cooling_Electric_Packaged Terminal AC_E6 | F1 | Commercial | College | New | Cooling | Electric | Packaged Terminal AC | E6 | CCE | 0 | 0 | 0 | 0 | 0 | 0 | 0 | 0 | 0 | 0 | 0 | 0 | 0 | 0 | 0 | 0 | 0 | 0 | 0 | 0 | 0 | 0 | 0 | 0 | 0 | 0 | 0 | 0 | 0 | 0
F1_Commercial_College_New_Cooling_Electric_Packaged Terminal AC_E7 | F1 | Commercial | College | New | Cooling | Electric | Packaged Terminal AC | E7 | CCE | 0 | 0 | 0 | 0 | 0 | 0 | 0 | 0 | 0 | 0 | 0 | 0 | 0 | 0 | 0 | 0 | 0 | 0 | 0 | 0 | 0 | 0 | 0 | 0 | 0 | 0 | 0 | 0 | 0 | 0
F1_Commercial_College_New_Cooling_Electric_Packaged Terminal AC_E8 | F1 | Commercial | College | New | Cooling | Electric | Packaged Terminal AC | E8 | CCE | 0 | 0 | 0 | 0 | 0 | 0 | 0 | 0 | 0 | 0 | 0 | 0 | 0 | 0 | 0 | 0 | 0 | 0 | 0 | 0 | 0 | 0 | 0 | 0 | 0 | 0 | 0 | 0 | 0 | 0
F1_Commercial_College_New_Cooling_Electric_Packaged Terminal AC_E9 | F1 | Commercial | College | New | Cooling | Electric | Packaged Terminal AC | E9 | CCE | 0 | 0 | 0 | 0 | 0 | 0 | 0 | 0 | 0 | 0 | 0 | 0 | 0 | 0 | 0 | 0 | 0 | 0 | 0 | 0 | 0 | 0 | 0 | 0 | 0 | 0 | 0 | 0 | 0 | 0
F1_Commercial_College_New_Cooling_Electric_Packaged Terminal AC_E10 | F1 | Commercial | College | New | Cooling | Electric | Packaged Terminal AC | E10 | CCE | 0 | 0 | 0 | 0 | 0 | 0 | 0 | 0 | 0 | 0 | 0 | 0 | 0 | 0 | 0 | 0 | 0 | 0 | 0 | 0 | 0 | 0 | 0 | 0 | 0 | 0 | 0 | 0 | 0 | 0
F2_Commercial_College_New_Cooling_Electric_Packaged Terminal AC_E1 | F2 | Commercial | College | New | Cooling | Electric | Packaged Terminal AC | E1 | TRC BC Ratio | 0 | 0 | 0 | 0 | 0 | 0 | 0 | 0 | 0 | 0 | 0 | 0 | 0 | 0 | 0 | 0 | 0 | 0 | 0 | 0 | 0 | 0 | 0 | 0 | 0 | 0 | 0 | 0 | 0 | 0
F2_Commercial_College_New_Cooling_Electric_Packaged Terminal AC_E2 | F2 | Commercial | College | New | Cooling | Electric | Packaged Terminal AC | E2 | TRC BC Ratio | 0 | 0 | 0 | 0 | 0 | 0 | 0 | 0 | 0 | 0 | 0 | 0 | 0 | 0 | 0 | 0 | 0 | 0 | 0 | 0 | 0 | 0 | 0 | 0 | 0 | 0 | 0 | 0 | 0 | 0
F2_Commercial_College_New_Cooling_Electric_Packaged Terminal AC_E3 | F2 | Commercial | College | New | Cooling | Electric | Packaged Terminal AC | E3 | TRC BC Ratio | 0 | 0 | 0 | 0 | 0 | 0 | 0 | 0 | 0 | 0 | 0 | 0 | 0 | 0 | 0 | 0 | 0 | 0 | 0 | 0 | 0 | 0 | 0 | 0 | 0 | 0 | 0 | 0 | 0 | 0
F2_Commercial_College_New_Cooling_Electric_Packaged Terminal AC_E4 | F2 | Commercial | College | New | Cooling | Electric | Packaged Terminal AC | E4 | TRC BC Ratio | 0 | 0 | 0 | 0 | 0 | 0 | 0 | 0 | 0 | 0 | 0 | 0 | 0 | 0 | 0 | 0 | 0 | 0 | 0 | 0 | 0 | 0 | 0 | 0 | 0 | 0 | 0 | 0 | 0 | 0
F2_Commercial_College_New_Cooling_Electric_Packaged Terminal AC_E5 | F2 | Commercial | College | New | Cooling | Electric | Packaged Terminal AC | E5 | TRC BC Ratio | 0 | 0 | 0 | 0 | 0 | 0 | 0 | 0 | 0 | 0 | 0 | 0 | 0 | 0 | 0 | 0 | 0 | 0 | 0 | 0 | 0 | 0 | 0 | 0 | 0 | 0 | 0 | 0 | 0 | 0
F2_Commercial_College_New_Cooling_Electric_Packaged Terminal AC_E6 | F2 | Commercial | College | New | Cooling | Electric | Packaged Terminal AC | E6 | TRC BC Ratio | 0 | 0 | 0 | 0 | 0 | 0 | 0 | 0 | 0 | 0 | 0 | 0 | 0 | 0 | 0 | 0 | 0 | 0 | 0 | 0 | 0 | 0 | 0 | 0 | 0 | 0 | 0 | 0 | 0 | 0
F2_Commercial_College_New_Cooling_Electric_Packaged Terminal AC_E7 | F2 | Commercial | College | New | Cooling | Electric | Packaged Terminal AC | E7 | TRC BC Ratio | 0 | 0 | 0 | 0 | 0 | 0 | 0 | 0 | 0 | 0 | 0 | 0 | 0 | 0 | 0 | 0 | 0 | 0 | 0 | 0 | 0 | 0 | 0 | 0 | 0 | 0 | 0 | 0 | 0 | 0
F2_Commercial_College_New_Cooling_Electric_Packaged Terminal AC_E8 | F2 | Commercial | College | New | Cooling | Electric | Packaged Terminal AC | E8 | TRC BC Ratio | 0 | 0 | 0 | 0 | 0 | 0 | 0 | 0 | 0 | 0 | 0 | 0 | 0 | 0 | 0 | 0 | 0 | 0 | 0 | 0 | 0 | 0 | 0 | 0 | 0 | 0 | 0 | 0 | 0 | 0
F2_Commercial_College_New_Cooling_Electric_Packaged Terminal AC_E9 | F2 | Commercial | College | New | Cooling | Electric | Packaged Terminal AC | E9 | TRC BC Ratio | 0 | 0 | 0 | 0 | 0 | 0 | 0 | 0 | 0 | 0 | 0 | 0 | 0 | 0 | 0 | 0 | 0 | 0 | 0 | 0 | 0 | 0 | 0 | 0 | 0 | 0 | 0 | 0 | 0 | 0
F2_Commercial_College_New_Cooling_Electric_Packaged Terminal AC_E10 | F2 | Commercial | College | New | Cooling | Electric | Packaged Terminal AC | E10 | TRC BC Ratio | 0 | 0 | 0 | 0 | 0 | 0 | 0 | 0 | 0 | 0 | 0 | 0 | 0 | 0 | 0 | 0 | 0 | 0 | 0 | 0 | 0 | 0 | 0 | 0 | 0 | 0 | 0 | 0 | 0 | 0
F3_Commercial_College_New_Cooling_Electric_Packaged Terminal AC_E1 | F3 | Commercial | College | New | Cooling | Electric | Packaged Terminal AC | E1 | PACT BC Ratio | 0 | 0 | 0 | 0 | 0 | 0 | 0 | 0 | 0 | 0 | 0 | 0 | 0 | 0 | 0 | 0 | 0 | 0 | 0 | 0 | 0 | 0 | 0 | 0 | 0 | 0 | 0 | 0 | 0 | 0
F3_Commercial_College_New_Cooling_Electric_Packaged Terminal AC_E2 | F3 | Commercial | College | New | Cooling | Electric | Packaged Terminal AC | E2 | PACT BC Ratio | 0 | 0 | 0 | 0 | 0 | 0 | 0 | 0 | 0 | 0 | 0 | 0 | 0 | 0 | 0 | 0 | 0 | 0 | 0 | 0 | 0 | 0 | 0 | 0 | 0 | 0 | 0 | 0 | 0 | 0
F3_Commercial_College_New_Cooling_Electric_Packaged Terminal AC_E3 | F3 | Commercial | College | New | Cooling | Electric | Packaged Terminal AC | E3 | PACT BC Ratio | 0 | 0 | 0 | 0 | 0 | 0 | 0 | 0 | 0 | 0 | 0 | 0 | 0 | 0 | 0 | 0 | 0 | 0 | 0 | 0 | 0 | 0 | 0 | 0 | 0 | 0 | 0 | 0 | 0 | 0
F3_Commercial_College_New_Cooling_Electric_Packaged Terminal AC_E4 | F3 | Commercial | College | New | Cooling | Electric | Packaged Terminal AC | E4 | PACT BC Ratio | 0 | 0 | 0 | 0 | 0 | 0 | 0 | 0 | 0 | 0 | 0 | 0 | 0 | 0 | 0 | 0 | 0 | 0 | 0 | 0 | 0 | 0 | 0 | 0 | 0 | 0 | 0 | 0 | 0 | 0
F3_Commercial_College_New_Cooling_Electric_Packaged Terminal AC_E5 | F3 | Commercial | College | New | Cooling | Electric | Packaged Terminal AC | E5 | PACT BC Ratio | 0 | 0 | 0 | 0 | 0 | 0 | 0 | 0 | 0 | 0 | 0 | 0 | 0 | 0 | 0 | 0 | 0 | 0 | 0 | 0 | 0 | 0 | 0 | 0 | 0 | 0 | 0 | 0 | 0 | 0
F3_Commercial_College_New_Cooling_Electric_Packaged Terminal AC_E6 | F3 | Commercial | College | New | Cooling | Electric | Packaged Terminal AC | E6 | PACT BC Ratio | 0 | 0 | 0 | 0 | 0 | 0 | 0 | 0 | 0 | 0 | 0 | 0 | 0 | 0 | 0 | 0 | 0 | 0 | 0 | 0 | 0 | 0 | 0 | 0 | 0 | 0 | 0 | 0 | 0 | 0
F3_Commercial_College_New_Cooling_Electric_Packaged Terminal AC_E7 | F3 | Commercial | College | New | Cooling | Electric | Packaged Terminal AC | E7 | PACT BC Ratio | 0 | 0 | 0 | 0 | 0 | 0 | 0 | 0 | 0 | 0 | 0 | 0 | 0 | 0 | 0 | 0 | 0 | 0 | 0 | 0 | 0 | 0 | 0 | 0 | 0 | 0 | 0 | 0 | 0 | 0
F3_Commercial_College_New_Cooling_Electric_Packaged Terminal AC_E8 | F3 | Commercial | College | New | Cooling | Electric | Packaged Terminal AC | E8 | PACT BC Ratio | 0 | 0 | 0 | 0 | 0 | 0 | 0 | 0 | 0 | 0 | 0 | 0 | 0 | 0 | 0 | 0 | 0 | 0 | 0 | 0 | 0 | 0 | 0 | 0 | 0 | 0 | 0 | 0 | 0 | 0
F3_Commercial_College_New_Cooling_Electric_Packaged Terminal AC_E9 | F3 | Commercial | College | New | Cooling | Electric | Packaged Terminal AC | E9 | PACT BC Ratio | 0 | 0 | 0 | 0 | 0 | 0 | 0 | 0 | 0 | 0 | 0 | 0 | 0 | 0 | 0 | 0 | 0 | 0 | 0 | 0 | 0 | 0 | 0 | 0 | 0 | 0 | 0 | 0 | 0 | 0
F3_Commercial_College_New_Cooling_Electric_Packaged Terminal AC_E10 | F3 | Commercial | College | New | Cooling | Electric | Packaged Terminal AC | E10 | PACT BC Ratio | 0 | 0 | 0 | 0 | 0 | 0 | 0 | 0 | 0 | 0 | 0 | 0 | 0 | 0 | 0 | 0 | 0 | 0 | 0 | 0 | 0 | 0 | 0 | 0 | 0 | 0 | 0 | 0 | 0 | 0
F4_Commercial_College_New_Cooling_Electric_Packaged Terminal AC_E1 | F4 | Commercial | College | New | Cooling | Electric | Packaged Terminal AC | E1 | RVT BC Ratio | 0 | 0 | 0 | 0 | 0 | 0 | 0 | 0 | 0 | 0 | 0 | 0 | 0 | 0 | 0 | 0 | 0 | 0 | 0 | 0 | 0 | 0 | 0 | 0 | 0 | 0 | 0 | 0 | 0 | 0
F4_Commercial_College_New_Cooling_Electric_Packaged Terminal AC_E2 | F4 | Commercial | College | New | Cooling | Electric | Packaged Terminal AC | E2 | RVT BC Ratio | 0 | 0 | 0 | 0 | 0 | 0 | 0 | 0 | 0 | 0 | 0 | 0 | 0 | 0 | 0 | 0 | 0 | 0 | 0 | 0 | 0 | 0 | 0 | 0 | 0 | 0 | 0 | 0 | 0 | 0
F4_Commercial_College_New_Cooling_Electric_Packaged Terminal AC_E3 | F4 | Commercial | College | New | Cooling | Electric | Packaged Terminal AC | E3 | RVT BC Ratio | 0 | 0 | 0 | 0 | 0 | 0 | 0 | 0 | 0 | 0 | 0 | 0 | 0 | 0 | 0 | 0 | 0 | 0 | 0 | 0 | 0 | 0 | 0 | 0 | 0 | 0 | 0 | 0 | 0 | 0
F4_Commercial_College_New_Cooling_Electric_Packaged Terminal AC_E4 | F4 | Commercial | College | New | Cooling | Electric | Packaged Terminal AC | E4 | RVT BC Ratio | 0 | 0 | 0 | 0 | 0 | 0 | 0 | 0 | 0 | 0 | 0 | 0 | 0 | 0 | 0 | 0 | 0 | 0 | 0 | 0 | 0 | 0 | 0 | 0 | 0 | 0 | 0 | 0 | 0 | 0
F4_Commercial_College_New_Cooling_Electric_Packaged Terminal AC_E5 | F4 | Commercial | College | New | Cooling | Electric | Packaged Terminal AC | E5 | RVT BC Ratio | 0 | 0 | 0 | 0 | 0 | 0 | 0 | 0 | 0 | 0 | 0 | 0 | 0 | 0 | 0 | 0 | 0 | 0 | 0 | 0 | 0 | 0 | 0 | 0 | 0 | 0 | 0 | 0 | 0 | 0
F4_Commercial_College_New_Cooling_Electric_Packaged Terminal AC_E6 | F4 | Commercial | College | New | Cooling | Electric | Packaged Terminal AC | E6 | RVT BC Ratio | 0 | 0 | 0 | 0 | 0 | 0 | 0 | 0 | 0 | 0 | 0 | 0 | 0 | 0 | 0 | 0 | 0 | 0 | 0 | 0 | 0 | 0 | 0 | 0 | 0 | 0 | 0 | 0 | 0 | 0
F4_Commercial_College_New_Cooling_Electric_Packaged Terminal AC_E7 | F4 | Commercial | College | New | Cooling | Electric | Packaged Terminal AC | E7 | RVT BC Ratio | 0 | 0 | 0 | 0 | 0 | 0 | 0 | 0 | 0 | 0 | 0 | 0 | 0 | 0 | 0 | 0 | 0 | 0 | 0 | 0 | 0 | 0 | 0 | 0 | 0 | 0 | 0 | 0 | 0 | 0
F4_Commercial_College_New_Cooling_Electric_Packaged Terminal AC_E8 | F4 | Commercial | College | New | Cooling | Electric | Packaged Terminal AC | E8 | RVT BC Ratio | 0 | 0 | 0 | 0 | 0 | 0 | 0 | 0 | 0 | 0 | 0 | 0 | 0 | 0 | 0 | 0 | 0 | 0 | 0 | 0 | 0 | 0 | 0 | 0 | 0 | 0 | 0 | 0 | 0 | 0
F4_Commercial_College_New_Cooling_Electric_Packaged Terminal AC_E9 | F4 | Commercial | College | New | Cooling | Electric | Packaged Terminal AC | E9 | RVT BC Ratio | 0 | 0 | 0 | 0 | 0 | 0 | 0 | 0 | 0 | 0 | 0 | 0 | 0 | 0 | 0 | 0 | 0 | 0 | 0 | 0 | 0 | 0 | 0 | 0 | 0 | 0 | 0 | 0 | 0 | 0
F4_Commercial_College_New_Cooling_Electric_Packaged Terminal AC_E10 | F4 | Commercial | College | New | Cooling | Electric | Packaged Terminal AC | E10 | RVT BC Ratio | 0 | 0 | 0 | 0 | 0 | 0 | 0 | 0 | 0 | 0 | 0 | 0 | 0 | 0 | 0 | 0 | 0 | 0 | 0 | 0 | 0 | 0 | 0 | 0 | 0 | 0 | 0 | 0 | 0 | 0
F5_Commercial_College_New_Cooling_Electric_Packaged Terminal AC_E1 | F5 | Commercial | College | New | Cooling | Electric | Packaged Terminal AC | E1 | RIM BC Ratio | 0 | 0 | 0 | 0 | 0 | 0 | 0 | 0 | 0 | 0 | 0 | 0 | 0 | 0 | 0 | 0 | 0 | 0 | 0 | 0 | 0 | 0 | 0 | 0 | 0 | 0 | 0 | 0 | 0 | 0
F5_Commercial_College_New_Cooling_Electric_Packaged Terminal AC_E2 | F5 | Commercial | College | New | Cooling | Electric | Packaged Terminal AC | E2 | RIM BC Ratio | 0 | 0 | 0 | 0 | 0 | 0 | 0 | 0 | 0 | 0 | 0 | 0 | 0 | 0 | 0 | 0 | 0 | 0 | 0 | 0 | 0 | 0 | 0 | 0 | 0 | 0 | 0 | 0 | 0 | 0
F5_Commercial_College_New_Cooling_Electric_Packaged Terminal AC_E3 | F5 | Commercial | College | New | Cooling | Electric | Packaged Terminal AC | E3 | RIM BC Ratio | 0 | 0 | 0 | 0 | 0 | 0 | 0 | 0 | 0 | 0 | 0 | 0 | 0 | 0 | 0 | 0 | 0 | 0 | 0 | 0 | 0 | 0 | 0 | 0 | 0 | 0 | 0 | 0 | 0 | 0
F5_Commercial_College_New_Cooling_Electric_Packaged Terminal AC_E4 | F5 | Commercial | College | New | Cooling | Electric | Packaged Terminal AC | E4 | RIM BC Ratio | 0 | 0 | 0 | 0 | 0 | 0 | 0 | 0 | 0 | 0 | 0 | 0 | 0 | 0 | 0 | 0 | 0 | 0 | 0 | 0 | 0 | 0 | 0 | 0 | 0 | 0 | 0 | 0 | 0 | 0
F5_Commercial_College_New_Cooling_Electric_Packaged Terminal AC_E5 | F5 | Commercial | College | New | Cooling | Electric | Packaged Terminal AC | E5 | RIM BC Ratio | 0 | 0 | 0 | 0 | 0 | 0 | 0 | 0 | 0 | 0 | 0 | 0 | 0 | 0 | 0 | 0 | 0 | 0 | 0 | 0 | 0 | 0 | 0 | 0 | 0 | 0 | 0 | 0 | 0 | 0
F5_Commercial_College_New_Cooling_Electric_Packaged Terminal AC_E6 | F5 | Commercial | College | New | Cooling | Electric | Packaged Terminal AC | E6 | RIM BC Ratio | 0 | 0 | 0 | 0 | 0 | 0 | 0 | 0 | 0 | 0 | 0 | 0 | 0 | 0 | 0 | 0 | 0 | 0 | 0 | 0 | 0 | 0 | 0 | 0 | 0 | 0 | 0 | 0 | 0 | 0
F5_Commercial_College_New_Cooling_Electric_Packaged Terminal AC_E7 | F5 | Commercial | College | New | Cooling | Electric | Packaged Terminal AC | E7 | RIM BC Ratio | 0 | 0 | 0 | 0 | 0 | 0 | 0 | 0 | 0 | 0 | 0 | 0 | 0 | 0 | 0 | 0 | 0 | 0 | 0 | 0 | 0 | 0 | 0 | 0 | 0 | 0 | 0 | 0 | 0 | 0
F5_Commercial_College_New_Cooling_Electric_Packaged Terminal AC_E8 | F5 | Commercial | College | New | Cooling | Electric | Packaged Terminal AC | E8 | RIM BC Ratio | 0 | 0 | 0 | 0 | 0 | 0 | 0 | 0 | 0 | 0 | 0 | 0 | 0 | 0 | 0 | 0 | 0 | 0 | 0 | 0 | 0 | 0 | 0 | 0 | 0 | 0 | 0 | 0 | 0 | 0
F5_Commercial_College_New_Cooling_Electric_Packaged Terminal AC_E9 | F5 | Commercial | College | New | Cooling | Electric | Packaged Terminal AC | E9 | RIM BC Ratio | 0 | 0 | 0 | 0 | 0 | 0 | 0 | 0 | 0 | 0 | 0 | 0 | 0 | 0 | 0 | 0 | 0 | 0 | 0 | 0 | 0 | 0 | 0 | 0 | 0 | 0 | 0 | 0 | 0 | 0
F5_Commercial_College_New_Cooling_Electric_Packaged Terminal AC_E10 | F5 | Commercial | College | New | Cooling | Electric | Packaged Terminal AC | E10 | RIM BC Ratio | 0 | 0 | 0 | 0 | 0 | 0 | 0 | 0 | 0 | 0 | 0 | 0 | 0 | 0 | 0 | 0 | 0 | 0 | 0 | 0 | 0 | 0 | 0 | 0 | 0 | 0 | 0 | 0 | 0 | 0
F0_Commercial_College_New_Cooling_Electric_Packaged Terminal HP_E0 | F0 | Commercial | College | New | Cooling | Electric | Packaged Terminal HP | E0 | Economic Unit | 0 | 0 | 0 | 0 | 0 | 0 | 0 | 0 | 0 | 0 | 0 | 0 | 0 | 0 | 0 | 0 | 0 | 0 | 0 | 0 | 0 | 0 | 0 | 0 | 0 | 0 | 0 | 0 | 0 | 0
F1_Commercial_College_New_Cooling_Electric_Packaged Terminal HP_E1 | F1 | Commercial | College | New | Cooling | Electric | Packaged Terminal HP | E1 | CCE | 0 | 0 | 0 | 0 | 0 | 0 | 0 | 0 | 0 | 0 | 0 | 0 | 0 | 0 | 0 | 0 | 0 | 0 | 0 | 0 | 0 | 0 | 0 | 0 | 0 | 0 | 0 | 0 | 0 | 0
F1_Commercial_College_New_Cooling_Electric_Packaged Terminal HP_E2 | F1 | Commercial | College | New | Cooling | Electric | Packaged Terminal HP | E2 | CCE | 0 | 0 | 0 | 0 | 0 | 0 | 0 | 0 | 0 | 0 | 0 | 0 | 0 | 0 | 0 | 0 | 0 | 0 | 0 | 0 | 0 | 0 | 0 | 0 | 0 | 0 | 0 | 0 | 0 | 0
F1_Commercial_College_New_Cooling_Electric_Packaged Terminal HP_E3 | F1 | Commercial | College | New | Cooling | Electric | Packaged Terminal HP | E3 | CCE | 0 | 0 | 0 | 0 | 0 | 0 | 0 | 0 | 0 | 0 | 0 | 0 | 0 | 0 | 0 | 0 | 0 | 0 | 0 | 0 | 0 | 0 | 0 | 0 | 0 | 0 | 0 | 0 | 0 | 0
F1_Commercial_College_New_Cooling_Electric_Packaged Terminal HP_E4 | F1 | Commercial | College | New | Cooling | Electric | Packaged Terminal HP | E4 | CCE | 0 | 0 | 0 | 0 | 0 | 0 | 0 | 0 | 0 | 0 | 0 | 0 | 0 | 0 | 0 | 0 | 0 | 0 | 0 | 0 | 0 | 0 | 0 | 0 | 0 | 0 | 0 | 0 | 0 | 0
F1_Commercial_College_New_Cooling_Electric_Packaged Terminal HP_E5 | F1 | Commercial | College | New | Cooling | Electric | Packaged Terminal HP | E5 | CCE | 0 | 0 | 0 | 0 | 0 | 0 | 0 | 0 | 0 | 0 | 0 | 0 | 0 | 0 | 0 | 0 | 0 | 0 | 0 | 0 | 0 | 0 | 0 | 0 | 0 | 0 | 0 | 0 | 0 | 0
F1_Commercial_College_New_Cooling_Electric_Packaged Terminal HP_E6 | F1 | Commercial | College | New | Cooling | Electric | Packaged Terminal HP | E6 | CCE | 0 | 0 | 0 | 0 | 0 | 0 | 0 | 0 | 0 | 0 | 0 | 0 | 0 | 0 | 0 | 0 | 0 | 0 | 0 | 0 | 0 | 0 | 0 | 0 | 0 | 0 | 0 | 0 | 0 | 0
F1_Commercial_College_New_Cooling_Electric_Packaged Terminal HP_E7 | F1 | Commercial | College | New | Cooling | Electric | Packaged Terminal HP | E7 | CCE | 0 | 0 | 0 | 0 | 0 | 0 | 0 | 0 | 0 | 0 | 0 | 0 | 0 | 0 | 0 | 0 | 0 | 0 | 0 | 0 | 0 | 0 | 0 | 0 | 0 | 0 | 0 | 0 | 0 | 0
F1_Commercial_College_New_Cooling_Electric_Packaged Terminal HP_E8 | F1 | Commercial | College | New | Cooling | Electric | Packaged Terminal HP | E8 | CCE | 0 | 0 | 0 | 0 | 0 | 0 | 0 | 0 | 0 | 0 | 0 | 0 | 0 | 0 | 0 | 0 | 0 | 0 | 0 | 0 | 0 | 0 | 0 | 0 | 0 | 0 | 0 | 0 | 0 | 0
F1_Commercial_College_New_Cooling_Electric_Packaged Terminal HP_E9 | F1 | Commercial | College | New | Cooling | Electric | Packaged Terminal HP | E9 | CCE | 0 | 0 | 0 | 0 | 0 | 0 | 0 | 0 | 0 | 0 | 0 | 0 | 0 | 0 | 0 | 0 | 0 | 0 | 0 | 0 | 0 | 0 | 0 | 0 | 0 | 0 | 0 | 0 | 0 | 0
F1_Commercial_College_New_Cooling_Electric_Packaged Terminal HP_E10 | F1 | Commercial | College | New | Cooling | Electric | Packaged Terminal HP | E10 | CCE | 0 | 0 | 0 | 0 | 0 | 0 | 0 | 0 | 0 | 0 | 0 | 0 | 0 | 0 | 0 | 0 | 0 | 0 | 0 | 0 | 0 | 0 | 0 | 0 | 0 | 0 | 0 | 0 | 0 | 0
F2_Commercial_College_New_Cooling_Electric_Packaged Terminal HP_E1 | F2 | Commercial | College | New | Cooling | Electric | Packaged Terminal HP | E1 | TRC BC Ratio | 0 | 0 | 0 | 0 | 0 | 0 | 0 | 0 | 0 | 0 | 0 | 0 | 0 | 0 | 0 | 0 | 0 | 0 | 0 | 0 | 0 | 0 | 0 | 0 | 0 | 0 | 0 | 0 | 0 | 0
F2_Commercial_College_New_Cooling_Electric_Packaged Terminal HP_E2 | F2 | Commercial | College | New | Cooling | Electric | Packaged Terminal HP | E2 | TRC BC Ratio | 0 | 0 | 0 | 0 | 0 | 0 | 0 | 0 | 0 | 0 | 0 | 0 | 0 | 0 | 0 | 0 | 0 | 0 | 0 | 0 | 0 | 0 | 0 | 0 | 0 | 0 | 0 | 0 | 0 | 0
F2_Commercial_College_New_Cooling_Electric_Packaged Terminal HP_E3 | F2 | Commercial | College | New | Cooling | Electric | Packaged Terminal HP | E3 | TRC BC Ratio | 0 | 0 | 0 | 0 | 0 | 0 | 0 | 0 | 0 | 0 | 0 | 0 | 0 | 0 | 0 | 0 | 0 | 0 | 0 | 0 | 0 | 0 | 0 | 0 | 0 | 0 | 0 | 0 | 0 | 0
F2_Commercial_College_New_Cooling_Electric_Packaged Terminal HP_E4 | F2 | Commercial | College | New | Cooling | Electric | Packaged Terminal HP | E4 | TRC BC Ratio | 0 | 0 | 0 | 0 | 0 | 0 | 0 | 0 | 0 | 0 | 0 | 0 | 0 | 0 | 0 | 0 | 0 | 0 | 0 | 0 | 0 | 0 | 0 | 0 | 0 | 0 | 0 | 0 | 0 | 0
F2_Commercial_College_New_Cooling_Electric_Packaged Terminal HP_E5 | F2 | Commercial | College | New | Cooling | Electric | Packaged Terminal HP | E5 | TRC BC Ratio | 0 | 0 | 0 | 0 | 0 | 0 | 0 | 0 | 0 | 0 | 0 | 0 | 0 | 0 | 0 | 0 | 0 | 0 | 0 | 0 | 0 | 0 | 0 | 0 | 0 | 0 | 0 | 0 | 0 | 0
F2_Commercial_College_New_Cooling_Electric_Packaged Terminal HP_E6 | F2 | Commercial | College | New | Cooling | Electric | Packaged Terminal HP | E6 | TRC BC Ratio | 0 | 0 | 0 | 0 | 0 | 0 | 0 | 0 | 0 | 0 | 0 | 0 | 0 | 0 | 0 | 0 | 0 | 0 | 0 | 0 | 0 | 0 | 0 | 0 | 0 | 0 | 0 | 0 | 0 | 0
F2_Commercial_College_New_Cooling_Electric_Packaged Terminal HP_E7 | F2 | Commercial | College | New | Cooling | Electric | Packaged Terminal HP | E7 | TRC BC Ratio | 0 | 0 | 0 | 0 | 0 | 0 | 0 | 0 | 0 | 0 | 0 | 0 | 0 | 0 | 0 | 0 | 0 | 0 | 0 | 0 | 0 | 0 | 0 | 0 | 0 | 0 | 0 | 0 | 0 | 0
F2_Commercial_College_New_Cooling_Electric_Packaged Terminal HP_E8 | F2 | Commercial | College | New | Cooling | Electric | Packaged Terminal HP | E8 | TRC BC Ratio | 0 | 0 | 0 | 0 | 0 | 0 | 0 | 0 | 0 | 0 | 0 | 0 | 0 | 0 | 0 | 0 | 0 | 0 | 0 | 0 | 0 | 0 | 0 | 0 | 0 | 0 | 0 | 0 | 0 | 0
F2_Commercial_College_New_Cooling_Electric_Packaged Terminal HP_E9 | F2 | Commercial | College | New | Cooling | Electric | Packaged Terminal HP | E9 | TRC BC Ratio | 0 | 0 | 0 | 0 | 0 | 0 | 0 | 0 | 0 | 0 | 0 | 0 | 0 | 0 | 0 | 0 | 0 | 0 | 0 | 0 | 0 | 0 | 0 | 0 | 0 | 0 | 0 | 0 | 0 | 0
F2_Commercial_College_New_Cooling_Electric_Packaged Terminal HP_E10 | F2 | Commercial | College | New | Cooling | Electric | Packaged Terminal HP | E10 | TRC BC Ratio | 0 | 0 | 0 | 0 | 0 | 0 | 0 | 0 | 0 | 0 | 0 | 0 | 0 | 0 | 0 | 0 | 0 | 0 | 0 | 0 | 0 | 0 | 0 | 0 | 0 | 0 | 0 | 0 | 0 | 0
F3_Commercial_College_New_Cooling_Electric_Packaged Terminal HP_E1 | F3 | Commercial | College | New | Cooling | Electric | Packaged Terminal HP | E1 | PACT BC Ratio | 0 | 0 | 0 | 0 | 0 | 0 | 0 | 0 | 0 | 0 | 0 | 0 | 0 | 0 | 0 | 0 | 0 | 0 | 0 | 0 | 0 | 0 | 0 | 0 | 0 | 0 | 0 | 0 | 0 | 0
F3_Commercial_College_New_Cooling_Electric_Packaged Terminal HP_E2 | F3 | Commercial | College | New | Cooling | Electric | Packaged Terminal HP | E2 | PACT BC Ratio | 0 | 0 | 0 | 0 | 0 | 0 | 0 | 0 | 0 | 0 | 0 | 0 | 0 | 0 | 0 | 0 | 0 | 0 | 0 | 0 | 0 | 0 | 0 | 0 | 0 | 0 | 0 | 0 | 0 | 0
F3_Commercial_College_New_Cooling_Electric_Packaged Terminal HP_E3 | F3 | Commercial | College | New | Cooling | Electric | Packaged Terminal HP | E3 | PACT BC Ratio | 0 | 0 | 0 | 0 | 0 | 0 | 0 | 0 | 0 | 0 | 0 | 0 | 0 | 0 | 0 | 0 | 0 | 0 | 0 | 0 | 0 | 0 | 0 | 0 | 0 | 0 | 0 | 0 | 0 | 0
F3_Commercial_College_New_Cooling_Electric_Packaged Terminal HP_E4 | F3 | Commercial | College | New | Cooling | Electric | Packaged Terminal HP | E4 | PACT BC Ratio | 0 | 0 | 0 | 0 | 0 | 0 | 0 | 0 | 0 | 0 | 0 | 0 | 0 | 0 | 0 | 0 | 0 | 0 | 0 | 0 | 0 | 0 | 0 | 0 | 0 | 0 | 0 | 0 | 0 | 0
F3_Commercial_College_New_Cooling_Electric_Packaged Terminal HP_E5 | F3 | Commercial | College | New | Cooling | Electric | Packaged Terminal HP | E5 | PACT BC Ratio | 0 | 0 | 0 | 0 | 0 | 0 | 0 | 0 | 0 | 0 | 0 | 0 | 0 | 0 | 0 | 0 | 0 | 0 | 0 | 0 | 0 | 0 | 0 | 0 | 0 | 0 | 0 | 0 | 0 | 0
F3_Commercial_College_New_Cooling_Electric_Packaged Terminal HP_E6 | F3 | Commercial | College | New | Cooling | Electric | Packaged Terminal HP | E6 | PACT BC Ratio | 0 | 0 | 0 | 0 | 0 | 0 | 0 | 0 | 0 | 0 | 0 | 0 | 0 | 0 | 0 | 0 | 0 | 0 | 0 | 0 | 0 | 0 | 0 | 0 | 0 | 0 | 0 | 0 | 0 | 0
F3_Commercial_College_New_Cooling_Electric_Packaged Terminal HP_E7 | F3 | Commercial | College | New | Cooling | Electric | Packaged Terminal HP | E7 | PACT BC Ratio | 0 | 0 | 0 | 0 | 0 | 0 | 0 | 0 | 0 | 0 | 0 | 0 | 0 | 0 | 0 | 0 | 0 | 0 | 0 | 0 | 0 | 0 | 0 | 0 | 0 | 0 | 0 | 0 | 0 | 0
F3_Commercial_College_New_Cooling_Electric_Packaged Terminal HP_E8 | F3 | Commercial | College | New | Cooling | Electric | Packaged Terminal HP | E8 | PACT BC Ratio | 0 | 0 | 0 | 0 | 0 | 0 | 0 | 0 | 0 | 0 | 0 | 0 | 0 | 0 | 0 | 0 | 0 | 0 | 0 | 0 | 0 | 0 | 0 | 0 | 0 | 0 | 0 | 0 | 0 | 0
F3_Commercial_College_New_Cooling_Electric_Packaged Terminal HP_E9 | F3 | Commercial | College | New | Cooling | Electric | Packaged Terminal HP | E9 | PACT BC Ratio | 0 | 0 | 0 | 0 | 0 | 0 | 0 | 0 | 0 | 0 | 0 | 0 | 0 | 0 | 0 | 0 | 0 | 0 | 0 | 0 | 0 | 0 | 0 | 0 | 0 | 0 | 0 | 0 | 0 | 0
F3_Commercial_College_New_Cooling_Electric_Packaged Terminal HP_E10 | F3 | Commercial | College | New | Cooling | Electric | Packaged Terminal HP | E10 | PACT BC Ratio | 0 | 0 | 0 | 0 | 0 | 0 | 0 | 0 | 0 | 0 | 0 | 0 | 0 | 0 | 0 | 0 | 0 | 0 | 0 | 0 | 0 | 0 | 0 | 0 | 0 | 0 | 0 | 0 | 0 | 0
F4_Commercial_College_New_Cooling_Electric_Packaged Terminal HP_E1 | F4 | Commercial | College | New | Cooling | Electric | Packaged Terminal HP | E1 | RVT BC Ratio | 0 | 0 | 0 | 0 | 0 | 0 | 0 | 0 | 0 | 0 | 0 | 0 | 0 | 0 | 0 | 0 | 0 | 0 | 0 | 0 | 0 | 0 | 0 | 0 | 0 | 0 | 0 | 0 | 0 | 0
F4_Commercial_College_New_Cooling_Electric_Packaged Terminal HP_E2 | F4 | Commercial | College | New | Cooling | Electric | Packaged Terminal HP | E2 | RVT BC Ratio | 0 | 0 | 0 | 0 | 0 | 0 | 0 | 0 | 0 | 0 | 0 | 0 | 0 | 0 | 0 | 0 | 0 | 0 | 0 | 0 | 0 | 0 | 0 | 0 | 0 | 0 | 0 | 0 | 0 | 0
F4_Commercial_College_New_Cooling_Electric_Packaged Terminal HP_E3 | F4 | Commercial | College | New | Cooling | Electric | Packaged Terminal HP | E3 | RVT BC Ratio | 0 | 0 | 0 | 0 | 0 | 0 | 0 | 0 | 0 | 0 | 0 | 0 | 0 | 0 | 0 | 0 | 0 | 0 | 0 | 0 | 0 | 0 | 0 | 0 | 0 | 0 | 0 | 0 | 0 | 0
F4_Commercial_College_New_Cooling_Electric_Packaged Terminal HP_E4 | F4 | Commercial | College | New | Cooling | Electric | Packaged Terminal HP | E4 | RVT BC Ratio | 0 | 0 | 0 | 0 | 0 | 0 | 0 | 0 | 0 | 0 | 0 | 0 | 0 | 0 | 0 | 0 | 0 | 0 | 0 | 0 | 0 | 0 | 0 | 0 | 0 | 0 | 0 | 0 | 0 | 0
F4_Commercial_College_New_Cooling_Electric_Packaged Terminal HP_E5 | F4 | Commercial | College | New | Cooling | Electric | Packaged Terminal HP | E5 | RVT BC Ratio | 0 | 0 | 0 | 0 | 0 | 0 | 0 | 0 | 0 | 0 | 0 | 0 | 0 | 0 | 0 | 0 | 0 | 0 | 0 | 0 | 0 | 0 | 0 | 0 | 0 | 0 | 0 | 0 | 0 | 0
F4_Commercial_College_New_Cooling_Electric_Packaged Terminal HP_E6 | F4 | Commercial | College | New | Cooling | Electric | Packaged Terminal HP | E6 | RVT BC Ratio | 0 | 0 | 0 | 0 | 0 | 0 | 0 | 0 | 0 | 0 | 0 | 0 | 0 | 0 | 0 | 0 | 0 | 0 | 0 | 0 | 0 | 0 | 0 | 0 | 0 | 0 | 0 | 0 | 0 | 0
F4_Commercial_College_New_Cooling_Electric_Packaged Terminal HP_E7 | F4 | Commercial | College | New | Cooling | Electric | Packaged Terminal HP | E7 | RVT BC Ratio | 0 | 0 | 0 | 0 | 0 | 0 | 0 | 0 | 0 | 0 | 0 | 0 | 0 | 0 | 0 | 0 | 0 | 0 | 0 | 0 | 0 | 0 | 0 | 0 | 0 | 0 | 0 | 0 | 0 | 0
F4_Commercial_College_New_Cooling_Electric_Packaged Terminal HP_E8 | F4 | Commercial | College | New | Cooling | Electric | Packaged Terminal HP | E8 | RVT BC Ratio | 0 | 0 | 0 | 0 | 0 | 0 | 0 | 0 | 0 | 0 | 0 | 0 | 0 | 0 | 0 | 0 | 0 | 0 | 0 | 0 | 0 | 0 | 0 | 0 | 0 | 0 | 0 | 0 | 0 | 0
F4_Commercial_College_New_Cooling_Electric_Packaged Terminal HP_E9 | F4 | Commercial | College | New | Cooling | Electric | Packaged Terminal HP | E9 | RVT BC Ratio | 0 | 0 | 0 | 0 | 0 | 0 | 0 | 0 | 0 | 0 | 0 | 0 | 0 | 0 | 0 | 0 | 0 | 0 | 0 | 0 | 0 | 0 | 0 | 0 | 0 | 0 | 0 | 0 | 0 | 0
F4_Commercial_College_New_Cooling_Electric_Packaged Terminal HP_E10 | F4 | Commercial | College | New | Cooling | Electric | Packaged Terminal HP | E10 | RVT BC Ratio | 0 | 0 | 0 | 0 | 0 | 0 | 0 | 0 | 0 | 0 | 0 | 0 | 0 | 0 | 0 | 0 | 0 | 0 | 0 | 0 | 0 | 0 | 0 | 0 | 0 | 0 | 0 | 0 | 0 | 0
F5_Commercial_College_New_Cooling_Electric_Packaged Terminal HP_E1 | F5 | Commercial | College | New | Cooling | Electric | Packaged Terminal HP | E1 | RIM BC Ratio | 0 | 0 | 0 | 0 | 0 | 0 | 0 | 0 | 0 | 0 | 0 | 0 | 0 | 0 | 0 | 0 | 0 | 0 | 0 | 0 | 0 | 0 | 0 | 0 | 0 | 0 | 0 | 0 | 0 | 0
F5_Commercial_College_New_Cooling_Electric_Packaged Terminal HP_E2 | F5 | Commercial | College | New | Cooling | Electric | Packaged Terminal HP | E2 | RIM BC Ratio | 0 | 0 | 0 | 0 | 0 | 0 | 0 | 0 | 0 | 0 | 0 | 0 | 0 | 0 | 0 | 0 | 0 | 0 | 0 | 0 | 0 | 0 | 0 | 0 | 0 | 0 | 0 | 0 | 0 | 0
F5_Commercial_College_New_Cooling_Electric_Packaged Terminal HP_E3 | F5 | Commercial | College | New | Cooling | Electric | Packaged Terminal HP | E3 | RIM BC Ratio | 0 | 0 | 0 | 0 | 0 | 0 | 0 | 0 | 0 | 0 | 0 | 0 | 0 | 0 | 0 | 0 | 0 | 0 | 0 | 0 | 0 | 0 | 0 | 0 | 0 | 0 | 0 | 0 | 0 | 0
F5_Commercial_College_New_Cooling_Electric_Packaged Terminal HP_E4 | F5 | Commercial | College | New | Cooling | Electric | Packaged Terminal HP | E4 | RIM BC Ratio | 0 | 0 | 0 | 0 | 0 | 0 | 0 | 0 | 0 | 0 | 0 | 0 | 0 | 0 | 0 | 0 | 0 | 0 | 0 | 0 | 0 | 0 | 0 | 0 | 0 | 0 | 0 | 0 | 0 | 0
F5_Commercial_College_New_Cooling_Electric_Packaged Terminal HP_E5 | F5 | Commercial | College | New | Cooling | Electric | Packaged Terminal HP | E5 | RIM BC Ratio | 0 | 0 | 0 | 0 | 0 | 0 | 0 | 0 | 0 | 0 | 0 | 0 | 0 | 0 | 0 | 0 | 0 | 0 | 0 | 0 | 0 | 0 | 0 | 0 | 0 | 0 | 0 | 0 | 0 | 0
F5_Commercial_College_New_Cooling_Electric_Packaged Terminal HP_E6 | F5 | Commercial | College | New | Cooling | Electric | Packaged Terminal HP | E6 | RIM BC Ratio | 0 | 0 | 0 | 0 | 0 | 0 | 0 | 0 | 0 | 0 | 0 | 0 | 0 | 0 | 0 | 0 | 0 | 0 | 0 | 0 | 0 | 0 | 0 | 0 | 0 | 0 | 0 | 0 | 0 | 0
F5_Commercial_College_New_Cooling_Electric_Packaged Terminal HP_E7 | F5 | Commercial | College | New | Cooling | Electric | Packaged Terminal HP | E7 | RIM BC Ratio | 0 | 0 | 0 | 0 | 0 | 0 | 0 | 0 | 0 | 0 | 0 | 0 | 0 | 0 | 0 | 0 | 0 | 0 | 0 | 0 | 0 | 0 | 0 | 0 | 0 | 0 | 0 | 0 | 0 | 0
F5_Commercial_College_New_Cooling_Electric_Packaged Terminal HP_E8 | F5 | Commercial | College | New | Cooling | Electric | Packaged Terminal HP | E8 | RIM BC Ratio | 0 | 0 | 0 | 0 | 0 | 0 | 0 | 0 | 0 | 0 | 0 | 0 | 0 | 0 | 0 | 0 | 0 | 0 | 0 | 0 | 0 | 0 | 0 | 0 | 0 | 0 | 0 | 0 | 0 | 0
F5_Commercial_College_New_Cooling_Electric_Packaged Terminal HP_E9 | F5 | Commercial | College | New | Cooling | Electric | Packaged Terminal HP | E9 | RIM BC Ratio | 0 | 0 | 0 | 0 | 0 | 0 | 0 | 0 | 0 | 0 | 0 | 0 | 0 | 0 | 0 | 0 | 0 | 0 | 0 | 0 | 0 | 0 | 0 | 0 | 0 | 0 | 0 | 0 | 0 | 0
F5_Commercial_College_New_Cooling_Electric_Packaged Terminal HP_E10 | F5 | Commercial | College | New | Cooling | Electric | Packaged Terminal HP | E10 | RIM BC Ratio | 0 | 0 | 0 | 0 | 0 | 0 | 0 | 0 | 0 | 0 | 0 | 0 | 0 | 0 | 0 | 0 | 0 | 0 | 0 | 0 | 0 | 0 | 0 | 0 | 0 | 0 | 0 | 0 | 0 | 0
F0_Commercial_College_New_Cooling_Electric_Evaporative Central AC_E0 | F0 | Commercial | College | New | Cooling | Electric | Evaporative Central AC | E0 | Economic Unit | 0 | 0 | 0 | 0 | 0 | 0 | 0 | 0 | 0 | 0 | 0 | 0 | 0 | 0 | 0 | 0 | 0 | 0 | 0 | 0 | 0 | 0 | 0 | 0 | 0 | 0 | 0 | 0 | 0 | 0
F1_Commercial_College_New_Cooling_Electric_Evaporative Central AC_E1 | F1 | Commercial | College | New | Cooling | Electric | Evaporative Central AC | E1 | CCE | 0 | 0 | 0 | 0 | 0 | 0 | 0 | 0 | 0 | 0 | 0 | 0 | 0 | 0 | 0 | 0 | 0 | 0 | 0 | 0 | 0 | 0 | 0 | 0 | 0 | 0 | 0 | 0 | 0 | 0
F1_Commercial_College_New_Cooling_Electric_Evaporative Central AC_E2 | F1 | Commercial | College | New | Cooling | Electric | Evaporative Central AC | E2 | CCE | 0 | 0 | 0 | 0 | 0 | 0 | 0 | 0 | 0 | 0 | 0 | 0 | 0 | 0 | 0 | 0 | 0 | 0 | 0 | 0 | 0 | 0 | 0 | 0 | 0 | 0 | 0 | 0 | 0 | 0
F1_Commercial_College_New_Cooling_Electric_Evaporative Central AC_E3 | F1 | Commercial | College | New | Cooling | Electric | Evaporative Central AC | E3 | CCE | 0 | 0 | 0 | 0 | 0 | 0 | 0 | 0 | 0 | 0 | 0 | 0 | 0 | 0 | 0 | 0 | 0 | 0 | 0 | 0 | 0 | 0 | 0 | 0 | 0 | 0 | 0 | 0 | 0 | 0
F1_Commercial_College_New_Cooling_Electric_Evaporative Central AC_E4 | F1 | Commercial | College | New | Cooling | Electric | Evaporative Central AC | E4 | CCE | 0 | 0 | 0 | 0 | 0 | 0 | 0 | 0 | 0 | 0 | 0 | 0 | 0 | 0 | 0 | 0 | 0 | 0 | 0 | 0 | 0 | 0 | 0 | 0 | 0 | 0 | 0 | 0 | 0 | 0
F1_Commercial_College_New_Cooling_Electric_Evaporative Central AC_E5 | F1 | Commercial | College | New | Cooling | Electric | Evaporative Central AC | E5 | CCE | 0 | 0 | 0 | 0 | 0 | 0 | 0 | 0 | 0 | 0 | 0 | 0 | 0 | 0 | 0 | 0 | 0 | 0 | 0 | 0 | 0 | 0 | 0 | 0 | 0 | 0 | 0 | 0 | 0 | 0
F1_Commercial_College_New_Cooling_Electric_Evaporative Central AC_E6 | F1 | Commercial | College | New | Cooling | Electric | Evaporative Central AC | E6 | CCE | 0 | 0 | 0 | 0 | 0 | 0 | 0 | 0 | 0 | 0 | 0 | 0 | 0 | 0 | 0 | 0 | 0 | 0 | 0 | 0 | 0 | 0 | 0 | 0 | 0 | 0 | 0 | 0 | 0 | 0
F1_Commercial_College_New_Cooling_Electric_Evaporative Central AC_E7 | F1 | Commercial | College | New | Cooling | Electric | Evaporative Central AC | E7 | CCE | 0 | 0 | 0 | 0 | 0 | 0 | 0 | 0 | 0 | 0 | 0 | 0 | 0 | 0 | 0 | 0 | 0 | 0 | 0 | 0 | 0 | 0 | 0 | 0 | 0 | 0 | 0 | 0 | 0 | 0
F1_Commercial_College_New_Cooling_Electric_Evaporative Central AC_E8 | F1 | Commercial | College | New | Cooling | Electric | Evaporative Central AC | E8 | CCE | 0 | 0 | 0 | 0 | 0 | 0 | 0 | 0 | 0 | 0 | 0 | 0 | 0 | 0 | 0 | 0 | 0 | 0 | 0 | 0 | 0 | 0 | 0 | 0 | 0 | 0 | 0 | 0 | 0 | 0
F1_Commercial_College_New_Cooling_Electric_Evaporative Central AC_E9 | F1 | Commercial | College | New | Cooling | Electric | Evaporative Central AC | E9 | CCE | 0 | 0 | 0 | 0 | 0 | 0 | 0 | 0 | 0 | 0 | 0 | 0 | 0 | 0 | 0 | 0 | 0 | 0 | 0 | 0 | 0 | 0 | 0 | 0 | 0 | 0 | 0 | 0 | 0 | 0
F1_Commercial_College_New_Cooling_Electric_Evaporative Central AC_E10 | F1 | Commercial | College | New | Cooling | Electric | Evaporative Central AC | E10 | CCE | 0 | 0 | 0 | 0 | 0 | 0 | 0 | 0 | 0 | 0 | 0 | 0 | 0 | 0 | 0 | 0 | 0 | 0 | 0 | 0 | 0 | 0 | 0 | 0 | 0 | 0 | 0 | 0 | 0 | 0
F2_Commercial_College_New_Cooling_Electric_Evaporative Central AC_E1 | F2 | Commercial | College | New | Cooling | Electric | Evaporative Central AC | E1 | TRC BC Ratio | 0 | 0 | 0 | 0 | 0 | 0 | 0 | 0 | 0 | 0 | 0 | 0 | 0 | 0 | 0 | 0 | 0 | 0 | 0 | 0 | 0 | 0 | 0 | 0 | 0 | 0 | 0 | 0 | 0 | 0
F2_Commercial_College_New_Cooling_Electric_Evaporative Central AC_E2 | F2 | Commercial | College | New | Cooling | Electric | Evaporative Central AC | E2 | TRC BC Ratio | 0 | 0 | 0 | 0 | 0 | 0 | 0 | 0 | 0 | 0 | 0 | 0 | 0 | 0 | 0 | 0 | 0 | 0 | 0 | 0 | 0 | 0 | 0 | 0 | 0 | 0 | 0 | 0 | 0 | 0
F2_Commercial_College_New_Cooling_Electric_Evaporative Central AC_E3 | F2 | Commercial | College | New | Cooling | Electric | Evaporative Central AC | E3 | TRC BC Ratio | 0 | 0 | 0 | 0 | 0 | 0 | 0 | 0 | 0 | 0 | 0 | 0 | 0 | 0 | 0 | 0 | 0 | 0 | 0 | 0 | 0 | 0 | 0 | 0 | 0 | 0 | 0 | 0 | 0 | 0
F2_Commercial_College_New_Cooling_Electric_Evaporative Central AC_E4 | F2 | Commercial | College | New | Cooling | Electric | Evaporative Central AC | E4 | TRC BC Ratio | 0 | 0 | 0 | 0 | 0 | 0 | 0 | 0 | 0 | 0 | 0 | 0 | 0 | 0 | 0 | 0 | 0 | 0 | 0 | 0 | 0 | 0 | 0 | 0 | 0 | 0 | 0 | 0 | 0 | 0
F2_Commercial_College_New_Cooling_Electric_Evaporative Central AC_E5 | F2 | Commercial | College | New | Cooling | Electric | Evaporative Central AC | E5 | TRC BC Ratio | 0 | 0 | 0 | 0 | 0 | 0 | 0 | 0 | 0 | 0 | 0 | 0 | 0 | 0 | 0 | 0 | 0 | 0 | 0 | 0 | 0 | 0 | 0 | 0 | 0 | 0 | 0 | 0 | 0 | 0
F2_Commercial_College_New_Cooling_Electric_Evaporative Central AC_E6 | F2 | Commercial | College | New | Cooling | Electric | Evaporative Central AC | E6 | TRC BC Ratio | 0 | 0 | 0 | 0 | 0 | 0 | 0 | 0 | 0 | 0 | 0 | 0 | 0 | 0 | 0 | 0 | 0 | 0 | 0 | 0 | 0 | 0 | 0 | 0 | 0 | 0 | 0 | 0 | 0 | 0
F2_Commercial_College_New_Cooling_Electric_Evaporative Central AC_E7 | F2 | Commercial | College | New | Cooling | Electric | Evaporative Central AC | E7 | TRC BC Ratio | 0 | 0 | 0 | 0 | 0 | 0 | 0 | 0 | 0 | 0 | 0 | 0 | 0 | 0 | 0 | 0 | 0 | 0 | 0 | 0 | 0 | 0 | 0 | 0 | 0 | 0 | 0 | 0 | 0 | 0
F2_Commercial_College_New_Cooling_Electric_Evaporative Central AC_E8 | F2 | Commercial | College | New | Cooling | Electric | Evaporative Central AC | E8 | TRC BC Ratio | 0 | 0 | 0 | 0 | 0 | 0 | 0 | 0 | 0 | 0 | 0 | 0 | 0 | 0 | 0 | 0 | 0 | 0 | 0 | 0 | 0 | 0 | 0 | 0 | 0 | 0 | 0 | 0 | 0 | 0
F2_Commercial_College_New_Cooling_Electric_Evaporative Central AC_E9 | F2 | Commercial | College | New | Cooling | Electric | Evaporative Central AC | E9 | TRC BC Ratio | 0 | 0 | 0 | 0 | 0 | 0 | 0 | 0 | 0 | 0 | 0 | 0 | 0 | 0 | 0 | 0 | 0 | 0 | 0 | 0 | 0 | 0 | 0 | 0 | 0 | 0 | 0 | 0 | 0 | 0
F2_Commercial_College_New_Cooling_Electric_Evaporative Central AC_E10 | F2 | Commercial | College | New | Cooling | Electric | Evaporative Central AC | E10 | TRC BC Ratio | 0 | 0 | 0 | 0 | 0 | 0 | 0 | 0 | 0 | 0 | 0 | 0 | 0 | 0 | 0 | 0 | 0 | 0 | 0 | 0 | 0 | 0 | 0 | 0 | 0 | 0 | 0 | 0 | 0 | 0
F3_Commercial_College_New_Cooling_Electric_Evaporative Central AC_E1 | F3 | Commercial | College | New | Cooling | Electric | Evaporative Central AC | E1 | PACT BC Ratio | 0 | 0 | 0 | 0 | 0 | 0 | 0 | 0 | 0 | 0 | 0 | 0 | 0 | 0 | 0 | 0 | 0 | 0 | 0 | 0 | 0 | 0 | 0 | 0 | 0 | 0 | 0 | 0 | 0 | 0
F3_Commercial_College_New_Cooling_Electric_Evaporative Central AC_E2 | F3 | Commercial | College | New | Cooling | Electric | Evaporative Central AC | E2 | PACT BC Ratio | 0 | 0 | 0 | 0 | 0 | 0 | 0 | 0 | 0 | 0 | 0 | 0 | 0 | 0 | 0 | 0 | 0 | 0 | 0 | 0 | 0 | 0 | 0 | 0 | 0 | 0 | 0 | 0 | 0 | 0
F3_Commercial_College_New_Cooling_Electric_Evaporative Central AC_E3 | F3 | Commercial | College | New | Cooling | Electric | Evaporative Central AC | E3 | PACT BC Ratio | 0 | 0 | 0 | 0 | 0 | 0 | 0 | 0 | 0 | 0 | 0 | 0 | 0 | 0 | 0 | 0 | 0 | 0 | 0 | 0 | 0 | 0 | 0 | 0 | 0 | 0 | 0 | 0 | 0 | 0
F3_Commercial_College_New_Cooling_Electric_Evaporative Central AC_E4 | F3 | Commercial | College | New | Cooling | Electric | Evaporative Central AC | E4 | PACT BC Ratio | 0 | 0 | 0 | 0 | 0 | 0 | 0 | 0 | 0 | 0 | 0 | 0 | 0 | 0 | 0 | 0 | 0 | 0 | 0 | 0 | 0 | 0 | 0 | 0 | 0 | 0 | 0 | 0 | 0 | 0
F3_Commercial_College_New_Cooling_Electric_Evaporative Central AC_E5 | F3 | Commercial | College | New | Cooling | Electric | Evaporative Central AC | E5 | PACT BC Ratio | 0 | 0 | 0 | 0 | 0 | 0 | 0 | 0 | 0 | 0 | 0 | 0 | 0 | 0 | 0 | 0 | 0 | 0 | 0 | 0 | 0 | 0 | 0 | 0 | 0 | 0 | 0 | 0 | 0 | 0
F3_Commercial_College_New_Cooling_Electric_Evaporative Central AC_E6 | F3 | Commercial | College | New | Cooling | Electric | Evaporative Central AC | E6 | PACT BC Ratio | 0 | 0 | 0 | 0 | 0 | 0 | 0 | 0 | 0 | 0 | 0 | 0 | 0 | 0 | 0 | 0 | 0 | 0 | 0 | 0 | 0 | 0 | 0 | 0 | 0 | 0 | 0 | 0 | 0 | 0
F3_Commercial_College_New_Cooling_Electric_Evaporative Central AC_E7 | F3 | Commercial | College | New | Cooling | Electric | Evaporative Central AC | E7 | PACT BC Ratio | 0 | 0 | 0 | 0 | 0 | 0 | 0 | 0 | 0 | 0 | 0 | 0 | 0 | 0 | 0 | 0 | 0 | 0 | 0 | 0 | 0 | 0 | 0 | 0 | 0 | 0 | 0 | 0 | 0 | 0
F3_Commercial_College_New_Cooling_Electric_Evaporative Central AC_E8 | F3 | Commercial | College | New | Cooling | Electric | Evaporative Central AC | E8 | PACT BC Ratio | 0 | 0 | 0 | 0 | 0 | 0 | 0 | 0 | 0 | 0 | 0 | 0 | 0 | 0 | 0 | 0 | 0 | 0 | 0 | 0 | 0 | 0 | 0 | 0 | 0 | 0 | 0 | 0 | 0 | 0
F3_Commercial_College_New_Cooling_Electric_Evaporative Central AC_E9 | F3 | Commercial | College | New | Cooling | Electric | Evaporative Central AC | E9 | PACT BC Ratio | 0 | 0 | 0 | 0 | 0 | 0 | 0 | 0 | 0 | 0 | 0 | 0 | 0 | 0 | 0 | 0 | 0 | 0 | 0 | 0 | 0 | 0 | 0 | 0 | 0 | 0 | 0 | 0 | 0 | 0
F3_Commercial_College_New_Cooling_Electric_Evaporative Central AC_E10 | F3 | Commercial | College | New | Cooling | Electric | Evaporative Central AC | E10 | PACT BC Ratio | 0 | 0 | 0 | 0 | 0 | 0 | 0 | 0 | 0 | 0 | 0 | 0 | 0 | 0 | 0 | 0 | 0 | 0 | 0 | 0 | 0 | 0 | 0 | 0 | 0 | 0 | 0 | 0 | 0 | 0
F4_Commercial_College_New_Cooling_Electric_Evaporative Central AC_E1 | F4 | Commercial | College | New | Cooling | Electric | Evaporative Central AC | E1 | RVT BC Ratio | 0 | 0 | 0 | 0 | 0 | 0 | 0 | 0 | 0 | 0 | 0 | 0 | 0 | 0 | 0 | 0 | 0 | 0 | 0 | 0 | 0 | 0 | 0 | 0 | 0 | 0 | 0 | 0 | 0 | 0
F4_Commercial_College_New_Cooling_Electric_Evaporative Central AC_E2 | F4 | Commercial | College | New | Cooling | Electric | Evaporative Central AC | E2 | RVT BC Ratio | 0 | 0 | 0 | 0 | 0 | 0 | 0 | 0 | 0 | 0 | 0 | 0 | 0 | 0 | 0 | 0 | 0 | 0 | 0 | 0 | 0 | 0 | 0 | 0 | 0 | 0 | 0 | 0 | 0 | 0
F4_Commercial_College_New_Cooling_Electric_Evaporative Central AC_E3 | F4 | Commercial | College | New | Cooling | Electric | Evaporative Central AC | E3 | RVT BC Ratio | 0 | 0 | 0 | 0 | 0 | 0 | 0 | 0 | 0 | 0 | 0 | 0 | 0 | 0 | 0 | 0 | 0 | 0 | 0 | 0 | 0 | 0 | 0 | 0 | 0 | 0 | 0 | 0 | 0 | 0
F4_Commercial_College_New_Cooling_Electric_Evaporative Central AC_E4 | F4 | Commercial | College | New | Cooling | Electric | Evaporative Central AC | E4 | RVT BC Ratio | 0 | 0 | 0 | 0 | 0 | 0 | 0 | 0 | 0 | 0 | 0 | 0 | 0 | 0 | 0 | 0 | 0 | 0 | 0 | 0 | 0 | 0 | 0 | 0 | 0 | 0 | 0 | 0 | 0 | 0
F4_Commercial_College_New_Cooling_Electric_Evaporative Central AC_E5 | F4 | Commercial | College | New | Cooling | Electric | Evaporative Central AC | E5 | RVT BC Ratio | 0 | 0 | 0 | 0 | 0 | 0 | 0 | 0 | 0 | 0 | 0 | 0 | 0 | 0 | 0 | 0 | 0 | 0 | 0 | 0 | 0 | 0 | 0 | 0 | 0 | 0 | 0 | 0 | 0 | 0
F4_Commercial_College_New_Cooling_Electric_Evaporative Central AC_E6 | F4 | Commercial | College | New | Cooling | Electric | Evaporative Central AC | E6 | RVT BC Ratio | 0 | 0 | 0 | 0 | 0 | 0 | 0 | 0 | 0 | 0 | 0 | 0 | 0 | 0 | 0 | 0 | 0 | 0 | 0 | 0 | 0 | 0 | 0 | 0 | 0 | 0 | 0 | 0 | 0 | 0
F4_Commercial_College_New_Cooling_Electric_Evaporative Central AC_E7 | F4 | Commercial | College | New | Cooling | Electric | Evaporative Central AC | E7 | RVT BC Ratio | 0 | 0 | 0 | 0 | 0 | 0 | 0 | 0 | 0 | 0 | 0 | 0 | 0 | 0 | 0 | 0 | 0 | 0 | 0 | 0 | 0 | 0 | 0 | 0 | 0 | 0 | 0 | 0 | 0 | 0
F4_Commercial_College_New_Cooling_Electric_Evaporative Central AC_E8 | F4 | Commercial | College | New | Cooling | Electric | Evaporative Central AC | E8 | RVT BC Ratio | 0 | 0 | 0 | 0 | 0 | 0 | 0 | 0 | 0 | 0 | 0 | 0 | 0 | 0 | 0 | 0 | 0 | 0 | 0 | 0 | 0 | 0 | 0 | 0 | 0 | 0 | 0 | 0 | 0 | 0
F4_Commercial_College_New_Cooling_Electric_Evaporative Central AC_E9 | F4 | Commercial | College | New | Cooling | Electric | Evaporative Central AC | E9 | RVT BC Ratio | 0 | 0 | 0 | 0 | 0 | 0 | 0 | 0 | 0 | 0 | 0 | 0 | 0 | 0 | 0 | 0 | 0 | 0 | 0 | 0 | 0 | 0 | 0 | 0 | 0 | 0 | 0 | 0 | 0 | 0
F4_Commercial_College_New_Cooling_Electric_Evaporative Central AC_E10 | F4 | Commercial | College | New | Cooling | Electric | Evaporative Central AC | E10 | RVT BC Ratio | 0 | 0 | 0 | 0 | 0 | 0 | 0 | 0 | 0 | 0 | 0 | 0 | 0 | 0 | 0 | 0 | 0 | 0 | 0 | 0 | 0 | 0 | 0 | 0 | 0 | 0 | 0 | 0 | 0 | 0
F5_Commercial_College_New_Cooling_Electric_Evaporative Central AC_E1 | F5 | Commercial | College | New | Cooling | Electric | Evaporative Central AC | E1 | RIM BC Ratio | 0 | 0 | 0 | 0 | 0 | 0 | 0 | 0 | 0 | 0 | 0 | 0 | 0 | 0 | 0 | 0 | 0 | 0 | 0 | 0 | 0 | 0 | 0 | 0 | 0 | 0 | 0 | 0 | 0 | 0
F5_Commercial_College_New_Cooling_Electric_Evaporative Central AC_E2 | F5 | Commercial | College | New | Cooling | Electric | Evaporative Central AC | E2 | RIM BC Ratio | 0 | 0 | 0 | 0 | 0 | 0 | 0 | 0 | 0 | 0 | 0 | 0 | 0 | 0 | 0 | 0 | 0 | 0 | 0 | 0 | 0 | 0 | 0 | 0 | 0 | 0 | 0 | 0 | 0 | 0
F5_Commercial_College_New_Cooling_Electric_Evaporative Central AC_E3 | F5 | Commercial | College | New | Cooling | Electric | Evaporative Central AC | E3 | RIM BC Ratio | 0 | 0 | 0 | 0 | 0 | 0 | 0 | 0 | 0 | 0 | 0 | 0 | 0 | 0 | 0 | 0 | 0 | 0 | 0 | 0 | 0 | 0 | 0 | 0 | 0 | 0 | 0 | 0 | 0 | 0
F5_Commercial_College_New_Cooling_Electric_Evaporative Central AC_E4 | F5 | Commercial | College | New | Cooling | Electric | Evaporative Central AC | E4 | RIM BC Ratio | 0 | 0 | 0 | 0 | 0 | 0 | 0 | 0 | 0 | 0 | 0 | 0 | 0 | 0 | 0 | 0 | 0 | 0 | 0 | 0 | 0 | 0 | 0 | 0 | 0 | 0 | 0 | 0 | 0 | 0
F5_Commercial_College_New_Cooling_Electric_Evaporative Central AC_E5 | F5 | Commercial | College | New | Cooling | Electric | Evaporative Central AC | E5 | RIM BC Ratio | 0 | 0 | 0 | 0 | 0 | 0 | 0 | 0 | 0 | 0 | 0 | 0 | 0 | 0 | 0 | 0 | 0 | 0 | 0 | 0 | 0 | 0 | 0 | 0 | 0 | 0 | 0 | 0 | 0 | 0
F5_Commercial_College_New_Cooling_Electric_Evaporative Central AC_E6 | F5 | Commercial | College | New | Cooling | Electric | Evaporative Central AC | E6 | RIM BC Ratio | 0 | 0 | 0 | 0 | 0 | 0 | 0 | 0 | 0 | 0 | 0 | 0 | 0 | 0 | 0 | 0 | 0 | 0 | 0 | 0 | 0 | 0 | 0 | 0 | 0 | 0 | 0 | 0 | 0 | 0
F5_Commercial_College_New_Cooling_Electric_Evaporative Central AC_E7 | F5 | Commercial | College | New | Cooling | Electric | Evaporative Central AC | E7 | RIM BC Ratio | 0 | 0 | 0 | 0 | 0 | 0 | 0 | 0 | 0 | 0 | 0 | 0 | 0 | 0 | 0 | 0 | 0 | 0 | 0 | 0 | 0 | 0 | 0 | 0 | 0 | 0 | 0 | 0 | 0 | 0
F5_Commercial_College_New_Cooling_Electric_Evaporative Central AC_E8 | F5 | Commercial | College | New | Cooling | Electric | Evaporative Central AC | E8 | RIM BC Ratio | 0 | 0 | 0 | 0 | 0 | 0 | 0 | 0 | 0 | 0 | 0 | 0 | 0 | 0 | 0 | 0 | 0 | 0 | 0 | 0 | 0 | 0 | 0 | 0 | 0 | 0 | 0 | 0 | 0 | 0
F5_Commercial_College_New_Cooling_Electric_Evaporative Central AC_E9 | F5 | Commercial | College | New | Cooling | Electric | Evaporative Central AC | E9 | RIM BC Ratio | 0 | 0 | 0 | 0 | 0 | 0 | 0 | 0 | 0 | 0 | 0 | 0 | 0 | 0 | 0 | 0 | 0 | 0 | 0 | 0 | 0 | 0 | 0 | 0 | 0 | 0 | 0 | 0 | 0 | 0
F5_Commercial_College_New_Cooling_Electric_Evaporative Central AC_E10 | F5 | Commercial | College | New | Cooling | Electric | Evaporative Central AC | E10 | RIM BC Ratio | 0 | 0 | 0 | 0 | 0 | 0 | 0 | 0 | 0 | 0 | 0 | 0 | 0 | 0 | 0 | 0 | 0 | 0 | 0 | 0 | 0 | 0 | 0 | 0 | 0 | 0 | 0 | 0 | 0 | 0
F0_Commercial_College_New_Cooling_Electric_Air-Source Heat Pump_E0 | F0 | Commercial | College | New | Cooling | Electric | Air-Source Heat Pump | E0 | Economic Unit | 0 | 0 | 0 | 0 | 0 | 0 | 0 | 0 | 0 | 0 | 0 | 0 | 0 | 0 | 0 | 0 | 0 | 0 | 0 | 0 | 0 | 0 | 0 | 0 | 0 | 0 | 0 | 0 | 0 | 0
F1_Commercial_College_New_Cooling_Electric_Air-Source Heat Pump_E1 | F1 | Commercial | College | New | Cooling | Electric | Air-Source Heat Pump | E1 | CCE | 0 | 0 | 0 | 0 | 0 | 0 | 0 | 0 | 0 | 0 | 0 | 0 | 0 | 0 | 0 | 0 | 0 | 0 | 0 | 0 | 0 | 0 | 0 | 0 | 0 | 0 | 0 | 0 | 0 | 0
F1_Commercial_College_New_Cooling_Electric_Air-Source Heat Pump_E2 | F1 | Commercial | College | New | Cooling | Electric | Air-Source Heat Pump | E2 | CCE | 0 | 0 | 0 | 0 | 0 | 0 | 0 | 0 | 0 | 0 | 0 | 0 | 0 | 0 | 0 | 0 | 0 | 0 | 0 | 0 | 0 | 0 | 0 | 0 | 0 | 0 | 0 | 0 | 0 | 0
F1_Commercial_College_New_Cooling_Electric_Air-Source Heat Pump_E3 | F1 | Commercial | College | New | Cooling | Electric | Air-Source Heat Pump | E3 | CCE | 0 | 0 | 0 | 0 | 0 | 0 | 0 | 0 | 0 | 0 | 0 | 0 | 0 | 0 | 0 | 0 | 0 | 0 | 0 | 0 | 0 | 0 | 0 | 0 | 0 | 0 | 0 | 0 | 0 | 0
F1_Commercial_College_New_Cooling_Electric_Air-Source Heat Pump_E4 | F1 | Commercial | College | New | Cooling | Electric | Air-Source Heat Pump | E4 | CCE | 0 | 0 | 0 | 0 | 0 | 0 | 0 | 0 | 0 | 0 | 0 | 0 | 0 | 0 | 0 | 0 | 0 | 0 | 0 | 0 | 0 | 0 | 0 | 0 | 0 | 0 | 0 | 0 | 0 | 0
F1_Commercial_College_New_Cooling_Electric_Air-Source Heat Pump_E5 | F1 | Commercial | College | New | Cooling | Electric | Air-Source Heat Pump | E5 | CCE | 0 | 0 | 0 | 0 | 0 | 0 | 0 | 0 | 0 | 0 | 0 | 0 | 0 | 0 | 0 | 0 | 0 | 0 | 0 | 0 | 0 | 0 | 0 | 0 | 0 | 0 | 0 | 0 | 0 | 0
F1_Commercial_College_New_Cooling_Electric_Air-Source Heat Pump_E6 | F1 | Commercial | College | New | Cooling | Electric | Air-Source Heat Pump | E6 | CCE | 0 | 0 | 0 | 0 | 0 | 0 | 0 | 0 | 0 | 0 | 0 | 0 | 0 | 0 | 0 | 0 | 0 | 0 | 0 | 0 | 0 | 0 | 0 | 0 | 0 | 0 | 0 | 0 | 0 | 0
F1_Commercial_College_New_Cooling_Electric_Air-Source Heat Pump_E7 | F1 | Commercial | College | New | Cooling | Electric | Air-Source Heat Pump | E7 | CCE | 0 | 0 | 0 | 0 | 0 | 0 | 0 | 0 | 0 | 0 | 0 | 0 | 0 | 0 | 0 | 0 | 0 | 0 | 0 | 0 | 0 | 0 | 0 | 0 | 0 | 0 | 0 | 0 | 0 | 0
F1_Commercial_College_New_Cooling_Electric_Air-Source Heat Pump_E8 | F1 | Commercial | College | New | Cooling | Electric | Air-Source Heat Pump | E8 | CCE | 0 | 0 | 0 | 0 | 0 | 0 | 0 | 0 | 0 | 0 | 0 | 0 | 0 | 0 | 0 | 0 | 0 | 0 | 0 | 0 | 0 | 0 | 0 | 0 | 0 | 0 | 0 | 0 | 0 | 0
F1_Commercial_College_New_Cooling_Electric_Air-Source Heat Pump_E9 | F1 | Commercial | College | New | Cooling | Electric | Air-Source Heat Pump | E9 | CCE | 0 | 0 | 0 | 0 | 0 | 0 | 0 | 0 | 0 | 0 | 0 | 0 | 0 | 0 | 0 | 0 | 0 | 0 | 0 | 0 | 0 | 0 | 0 | 0 | 0 | 0 | 0 | 0 | 0 | 0
F1_Commercial_College_New_Cooling_Electric_Air-Source Heat Pump_E10 | F1 | Commercial | College | New | Cooling | Electric | Air-Source Heat Pump | E10 | CCE | 0 | 0 | 0 | 0 | 0 | 0 | 0 | 0 | 0 | 0 | 0 | 0 | 0 | 0 | 0 | 0 | 0 | 0 | 0 | 0 | 0 | 0 | 0 | 0 | 0 | 0 | 0 | 0 | 0 | 0
F2_Commercial_College_New_Cooling_Electric_Air-Source Heat Pump_E1 | F2 | Commercial | College | New | Cooling | Electric | Air-Source Heat Pump | E1 | TRC BC Ratio | 0 | 0 | 0 | 0 | 0 | 0 | 0 | 0 | 0 | 0 | 0 | 0 | 0 | 0 | 0 | 0 | 0 | 0 | 0 | 0 | 0 | 0 | 0 | 0 | 0 | 0 | 0 | 0 | 0 | 0
F2_Commercial_College_New_Cooling_Electric_Air-Source Heat Pump_E2 | F2 | Commercial | College | New | Cooling | Electric | Air-Source Heat Pump | E2 | TRC BC Ratio | 0 | 0 | 0 | 0 | 0 | 0 | 0 | 0 | 0 | 0 | 0 | 0 | 0 | 0 | 0 | 0 | 0 | 0 | 0 | 0 | 0 | 0 | 0 | 0 | 0 | 0 | 0 | 0 | 0 | 0
F2_Commercial_College_New_Cooling_Electric_Air-Source Heat Pump_E3 | F2 | Commercial | College | New | Cooling | Electric | Air-Source Heat Pump | E3 | TRC BC Ratio | 0 | 0 | 0 | 0 | 0 | 0 | 0 | 0 | 0 | 0 | 0 | 0 | 0 | 0 | 0 | 0 | 0 | 0 | 0 | 0 | 0 | 0 | 0 | 0 | 0 | 0 | 0 | 0 | 0 | 0
F2_Commercial_College_New_Cooling_Electric_Air-Source Heat Pump_E4 | F2 | Commercial | College | New | Cooling | Electric | Air-Source Heat Pump | E4 | TRC BC Ratio | 0 | 0 | 0 | 0 | 0 | 0 | 0 | 0 | 0 | 0 | 0 | 0 | 0 | 0 | 0 | 0 | 0 | 0 | 0 | 0 | 0 | 0 | 0 | 0 | 0 | 0 | 0 | 0 | 0 | 0
F2_Commercial_College_New_Cooling_Electric_Air-Source Heat Pump_E5 | F2 | Commercial | College | New | Cooling | Electric | Air-Source Heat Pump | E5 | TRC BC Ratio | 0 | 0 | 0 | 0 | 0 | 0 | 0 | 0 | 0 | 0 | 0 | 0 | 0 | 0 | 0 | 0 | 0 | 0 | 0 | 0 | 0 | 0 | 0 | 0 | 0 | 0 | 0 | 0 | 0 | 0
F2_Commercial_College_New_Cooling_Electric_Air-Source Heat Pump_E6 | F2 | Commercial | College | New | Cooling | Electric | Air-Source Heat Pump | E6 | TRC BC Ratio | 0 | 0 | 0 | 0 | 0 | 0 | 0 | 0 | 0 | 0 | 0 | 0 | 0 | 0 | 0 | 0 | 0 | 0 | 0 | 0 | 0 | 0 | 0 | 0 | 0 | 0 | 0 | 0 | 0 | 0
F2_Commercial_College_New_Cooling_Electric_Air-Source Heat Pump_E7 | F2 | Commercial | College | New | Cooling | Electric | Air-Source Heat Pump | E7 | TRC BC Ratio | 0 | 0 | 0 | 0 | 0 | 0 | 0 | 0 | 0 | 0 | 0 | 0 | 0 | 0 | 0 | 0 | 0 | 0 | 0 | 0 | 0 | 0 | 0 | 0 | 0 | 0 | 0 | 0 | 0 | 0
F2_Commercial_College_New_Cooling_Electric_Air-Source Heat Pump_E8 | F2 | Commercial | College | New | Cooling | Electric | Air-Source Heat Pump | E8 | TRC BC Ratio | 0 | 0 | 0 | 0 | 0 | 0 | 0 | 0 | 0 | 0 | 0 | 0 | 0 | 0 | 0 | 0 | 0 | 0 | 0 | 0 | 0 | 0 | 0 | 0 | 0 | 0 | 0 | 0 | 0 | 0
F2_Commercial_College_New_Cooling_Electric_Air-Source Heat Pump_E9 | F2 | Commercial | College | New | Cooling | Electric | Air-Source Heat Pump | E9 | TRC BC Ratio | 0 | 0 | 0 | 0 | 0 | 0 | 0 | 0 | 0 | 0 | 0 | 0 | 0 | 0 | 0 | 0 | 0 | 0 | 0 | 0 | 0 | 0 | 0 | 0 | 0 | 0 | 0 | 0 | 0 | 0
F2_Commercial_College_New_Cooling_Electric_Air-Source Heat Pump_E10 | F2 | Commercial | College | New | Cooling | Electric | Air-Source Heat Pump | E10 | TRC BC Ratio | 0 | 0 | 0 | 0 | 0 | 0 | 0 | 0 | 0 | 0 | 0 | 0 | 0 | 0 | 0 | 0 | 0 | 0 | 0 | 0 | 0 | 0 | 0 | 0 | 0 | 0 | 0 | 0 | 0 | 0
F3_Commercial_College_New_Cooling_Electric_Air-Source Heat Pump_E1 | F3 | Commercial | College | New | Cooling | Electric | Air-Source Heat Pump | E1 | PACT BC Ratio | 0 | 0 | 0 | 0 | 0 | 0 | 0 | 0 | 0 | 0 | 0 | 0 | 0 | 0 | 0 | 0 | 0 | 0 | 0 | 0 | 0 | 0 | 0 | 0 | 0 | 0 | 0 | 0 | 0 | 0
F3_Commercial_College_New_Cooling_Electric_Air-Source Heat Pump_E2 | F3 | Commercial | College | New | Cooling | Electric | Air-Source Heat Pump | E2 | PACT BC Ratio | 0 | 0 | 0 | 0 | 0 | 0 | 0 | 0 | 0 | 0 | 0 | 0 | 0 | 0 | 0 | 0 | 0 | 0 | 0 | 0 | 0 | 0 | 0 | 0 | 0 | 0 | 0 | 0 | 0 | 0
F3_Commercial_College_New_Cooling_Electric_Air-Source Heat Pump_E3 | F3 | Commercial | College | New | Cooling | Electric | Air-Source Heat Pump | E3 | PACT BC Ratio | 0 | 0 | 0 | 0 | 0 | 0 | 0 | 0 | 0 | 0 | 0 | 0 | 0 | 0 | 0 | 0 | 0 | 0 | 0 | 0 | 0 | 0 | 0 | 0 | 0 | 0 | 0 | 0 | 0 | 0
F3_Commercial_College_New_Cooling_Electric_Air-Source Heat Pump_E4 | F3 | Commercial | College | New | Cooling | Electric | Air-Source Heat Pump | E4 | PACT BC Ratio | 0 | 0 | 0 | 0 | 0 | 0 | 0 | 0 | 0 | 0 | 0 | 0 | 0 | 0 | 0 | 0 | 0 | 0 | 0 | 0 | 0 | 0 | 0 | 0 | 0 | 0 | 0 | 0 | 0 | 0
F3_Commercial_College_New_Cooling_Electric_Air-Source Heat Pump_E5 | F3 | Commercial | College | New | Cooling | Electric | Air-Source Heat Pump | E5 | PACT BC Ratio | 0 | 0 | 0 | 0 | 0 | 0 | 0 | 0 | 0 | 0 | 0 | 0 | 0 | 0 | 0 | 0 | 0 | 0 | 0 | 0 | 0 | 0 | 0 | 0 | 0 | 0 | 0 | 0 | 0 | 0
F3_Commercial_College_New_Cooling_Electric_Air-Source Heat Pump_E6 | F3 | Commercial | College | New | Cooling | Electric | Air-Source Heat Pump | E6 | PACT BC Ratio | 0 | 0 | 0 | 0 | 0 | 0 | 0 | 0 | 0 | 0 | 0 | 0 | 0 | 0 | 0 | 0 | 0 | 0 | 0 | 0 | 0 | 0 | 0 | 0 | 0 | 0 | 0 | 0 | 0 | 0
F3_Commercial_College_New_Cooling_Electric_Air-Source Heat Pump_E7 | F3 | Commercial | College | New | Cooling | Electric | Air-Source Heat Pump | E7 | PACT BC Ratio | 0 | 0 | 0 | 0 | 0 | 0 | 0 | 0 | 0 | 0 | 0 | 0 | 0 | 0 | 0 | 0 | 0 | 0 | 0 | 0 | 0 | 0 | 0 | 0 | 0 | 0 | 0 | 0 | 0 | 0
F3_Commercial_College_New_Cooling_Electric_Air-Source Heat Pump_E8 | F3 | Commercial | College | New | Cooling | Electric | Air-Source Heat Pump | E8 | PACT BC Ratio | 0 | 0 | 0 | 0 | 0 | 0 | 0 | 0 | 0 | 0 | 0 | 0 | 0 | 0 | 0 | 0 | 0 | 0 | 0 | 0 | 0 | 0 | 0 | 0 | 0 | 0 | 0 | 0 | 0 | 0
F3_Commercial_College_New_Cooling_Electric_Air-Source Heat Pump_E9 | F3 | Commercial | College | New | Cooling | Electric | Air-Source Heat Pump | E9 | PACT BC Ratio | 0 | 0 | 0 | 0 | 0 | 0 | 0 | 0 | 0 | 0 | 0 | 0 | 0 | 0 | 0 | 0 | 0 | 0 | 0 | 0 | 0 | 0 | 0 | 0 | 0 | 0 | 0 | 0 | 0 | 0
F3_Commercial_College_New_Cooling_Electric_Air-Source Heat Pump_E10 | F3 | Commercial | College | New | Cooling | Electric | Air-Source Heat Pump | E10 | PACT BC Ratio | 0 | 0 | 0 | 0 | 0 | 0 | 0 | 0 | 0 | 0 | 0 | 0 | 0 | 0 | 0 | 0 | 0 | 0 | 0 | 0 | 0 | 0 | 0 | 0 | 0 | 0 | 0 | 0 | 0 | 0
F4_Commercial_College_New_Cooling_Electric_Air-Source Heat Pump_E1 | F4 | Commercial | College | New | Cooling | Electric | Air-Source Heat Pump | E1 | RVT BC Ratio | 0 | 0 | 0 | 0 | 0 | 0 | 0 | 0 | 0 | 0 | 0 | 0 | 0 | 0 | 0 | 0 | 0 | 0 | 0 | 0 | 0 | 0 | 0 | 0 | 0 | 0 | 0 | 0 | 0 | 0
F4_Commercial_College_New_Cooling_Electric_Air-Source Heat Pump_E2 | F4 | Commercial | College | New | Cooling | Electric | Air-Source Heat Pump | E2 | RVT BC Ratio | 0 | 0 | 0 | 0 | 0 | 0 | 0 | 0 | 0 | 0 | 0 | 0 | 0 | 0 | 0 | 0 | 0 | 0 | 0 | 0 | 0 | 0 | 0 | 0 | 0 | 0 | 0 | 0 | 0 | 0
F4_Commercial_College_New_Cooling_Electric_Air-Source Heat Pump_E3 | F4 | Commercial | College | New | Cooling | Electric | Air-Source Heat Pump | E3 | RVT BC Ratio | 0 | 0 | 0 | 0 | 0 | 0 | 0 | 0 | 0 | 0 | 0 | 0 | 0 | 0 | 0 | 0 | 0 | 0 | 0 | 0 | 0 | 0 | 0 | 0 | 0 | 0 | 0 | 0 | 0 | 0
F4_Commercial_College_New_Cooling_Electric_Air-Source Heat Pump_E4 | F4 | Commercial | College | New | Cooling | Electric | Air-Source Heat Pump | E4 | RVT BC Ratio | 0 | 0 | 0 | 0 | 0 | 0 | 0 | 0 | 0 | 0 | 0 | 0 | 0 | 0 | 0 | 0 | 0 | 0 | 0 | 0 | 0 | 0 | 0 | 0 | 0 | 0 | 0 | 0 | 0 | 0
F4_Commercial_College_New_Cooling_Electric_Air-Source Heat Pump_E5 | F4 | Commercial | College | New | Cooling | Electric | Air-Source Heat Pump | E5 | RVT BC Ratio | 0 | 0 | 0 | 0 | 0 | 0 | 0 | 0 | 0 | 0 | 0 | 0 | 0 | 0 | 0 | 0 | 0 | 0 | 0 | 0 | 0 | 0 | 0 | 0 | 0 | 0 | 0 | 0 | 0 | 0
F4_Commercial_College_New_Cooling_Electric_Air-Source Heat Pump_E6 | F4 | Commercial | College | New | Cooling | Electric | Air-Source Heat Pump | E6 | RVT BC Ratio | 0 | 0 | 0 | 0 | 0 | 0 | 0 | 0 | 0 | 0 | 0 | 0 | 0 | 0 | 0 | 0 | 0 | 0 | 0 | 0 | 0 | 0 | 0 | 0 | 0 | 0 | 0 | 0 | 0 | 0
F4_Commercial_College_New_Cooling_Electric_Air-Source Heat Pump_E7 | F4 | Commercial | College | New | Cooling | Electric | Air-Source Heat Pump | E7 | RVT BC Ratio | 0 | 0 | 0 | 0 | 0 | 0 | 0 | 0 | 0 | 0 | 0 | 0 | 0 | 0 | 0 | 0 | 0 | 0 | 0 | 0 | 0 | 0 | 0 | 0 | 0 | 0 | 0 | 0 | 0 | 0
F4_Commercial_College_New_Cooling_Electric_Air-Source Heat Pump_E8 | F4 | Commercial | College | New | Cooling | Electric | Air-Source Heat Pump | E8 | RVT BC Ratio | 0 | 0 | 0 | 0 | 0 | 0 | 0 | 0 | 0 | 0 | 0 | 0 | 0 | 0 | 0 | 0 | 0 | 0 | 0 | 0 | 0 | 0 | 0 | 0 | 0 | 0 | 0 | 0 | 0 | 0
F4_Commercial_College_New_Cooling_Electric_Air-Source Heat Pump_E9 | F4 | Commercial | College | New | Cooling | Electric | Air-Source Heat Pump | E9 | RVT BC Ratio | 0 | 0 | 0 | 0 | 0 | 0 | 0 | 0 | 0 | 0 | 0 | 0 | 0 | 0 | 0 | 0 | 0 | 0 | 0 | 0 | 0 | 0 | 0 | 0 | 0 | 0 | 0 | 0 | 0 | 0
F4_Commercial_College_New_Cooling_Electric_Air-Source Heat Pump_E10 | F4 | Commercial | College | New | Cooling | Electric | Air-Source Heat Pump | E10 | RVT BC Ratio | 0 | 0 | 0 | 0 | 0 | 0 | 0 | 0 | 0 | 0 | 0 | 0 | 0 | 0 | 0 | 0 | 0 | 0 | 0 | 0 | 0 | 0 | 0 | 0 | 0 | 0 | 0 | 0 | 0 | 0
F5_Commercial_College_New_Cooling_Electric_Air-Source Heat Pump_E1 | F5 | Commercial | College | New | Cooling | Electric | Air-Source Heat Pump | E1 | RIM BC Ratio | 0 | 0 | 0 | 0 | 0 | 0 | 0 | 0 | 0 | 0 | 0 | 0 | 0 | 0 | 0 | 0 | 0 | 0 | 0 | 0 | 0 | 0 | 0 | 0 | 0 | 0 | 0 | 0 | 0 | 0
F5_Commercial_College_New_Cooling_Electric_Air-Source Heat Pump_E2 | F5 | Commercial | College | New | Cooling | Electric | Air-Source Heat Pump | E2 | RIM BC Ratio | 0 | 0 | 0 | 0 | 0 | 0 | 0 | 0 | 0 | 0 | 0 | 0 | 0 | 0 | 0 | 0 | 0 | 0 | 0 | 0 | 0 | 0 | 0 | 0 | 0 | 0 | 0 | 0 | 0 | 0
F5_Commercial_College_New_Cooling_Electric_Air-Source Heat Pump_E3 | F5 | Commercial | College | New | Cooling | Electric | Air-Source Heat Pump | E3 | RIM BC Ratio | 0 | 0 | 0 | 0 | 0 | 0 | 0 | 0 | 0 | 0 | 0 | 0 | 0 | 0 | 0 | 0 | 0 | 0 | 0 | 0 | 0 | 0 | 0 | 0 | 0 | 0 | 0 | 0 | 0 | 0
F5_Commercial_College_New_Cooling_Electric_Air-Source Heat Pump_E4 | F5 | Commercial | College | New | Cooling | Electric | Air-Source Heat Pump | E4 | RIM BC Ratio | 0 | 0 | 0 | 0 | 0 | 0 | 0 | 0 | 0 | 0 | 0 | 0 | 0 | 0 | 0 | 0 | 0 | 0 | 0 | 0 | 0 | 0 | 0 | 0 | 0 | 0 | 0 | 0 | 0 | 0
F5_Commercial_College_New_Cooling_Electric_Air-Source Heat Pump_E5 | F5 | Commercial | College | New | Cooling | Electric | Air-Source Heat Pump | E5 | RIM BC Ratio | 0 | 0 | 0 | 0 | 0 | 0 | 0 | 0 | 0 | 0 | 0 | 0 | 0 | 0 | 0 | 0 | 0 | 0 | 0 | 0 | 0 | 0 | 0 | 0 | 0 | 0 | 0 | 0 | 0 | 0
F5_Commercial_College_New_Cooling_Electric_Air-Source Heat Pump_E6 | F5 | Commercial | College | New | Cooling | Electric | Air-Source Heat Pump | E6 | RIM BC Ratio | 0 | 0 | 0 | 0 | 0 | 0 | 0 | 0 | 0 | 0 | 0 | 0 | 0 | 0 | 0 | 0 | 0 | 0 | 0 | 0 | 0 | 0 | 0 | 0 | 0 | 0 | 0 | 0 | 0 | 0
F5_Commercial_College_New_Cooling_Electric_Air-Source Heat Pump_E7 | F5 | Commercial | College | New | Cooling | Electric | Air-Source Heat Pump | E7 | RIM BC Ratio | 0 | 0 | 0 | 0 | 0 | 0 | 0 | 0 | 0 | 0 | 0 | 0 | 0 | 0 | 0 | 0 | 0 | 0 | 0 | 0 | 0 | 0 | 0 | 0 | 0 | 0 | 0 | 0 | 0 | 0
F5_Commercial_College_New_Cooling_Electric_Air-Source Heat Pump_E8 | F5 | Commercial | College | New | Cooling | Electric | Air-Source Heat Pump | E8 | RIM BC Ratio | 0 | 0 | 0 | 0 | 0 | 0 | 0 | 0 | 0 | 0 | 0 | 0 | 0 | 0 | 0 | 0 | 0 | 0 | 0 | 0 | 0 | 0 | 0 | 0 | 0 | 0 | 0 | 0 | 0 | 0
F5_Commercial_College_New_Cooling_Electric_Air-Source Heat Pump_E9 | F5 | Commercial | College | New | Cooling | Electric | Air-Source Heat Pump | E9 | RIM BC Ratio | 0 | 0 | 0 | 0 | 0 | 0 | 0 | 0 | 0 | 0 | 0 | 0 | 0 | 0 | 0 | 0 | 0 | 0 | 0 | 0 | 0 | 0 | 0 | 0 | 0 | 0 | 0 | 0 | 0 | 0
F5_Commercial_College_New_Cooling_Electric_Air-Source Heat Pump_E10 | F5 | Commercial | College | New | Cooling | Electric | Air-Source Heat Pump | E10 | RIM BC Ratio | 0 | 0 | 0 | 0 | 0 | 0 | 0 | 0 | 0 | 0 | 0 | 0 | 0 | 0 | 0 | 0 | 0 | 0 | 0 | 0 | 0 | 0 | 0 | 0 | 0 | 0 | 0 | 0 | 0 | 0
F0_Commercial_College_New_Cooling_Electric_Geothermal Heat Pump_E0 | F0 | Commercial | College | New | Cooling | Electric | Geothermal Heat Pump | E0 | Economic Unit | 0 | 0 | 0 | 0 | 0 | 0 | 0 | 0 | 0 | 0 | 0 | 0 | 0 | 0 | 0 | 0 | 0 | 0 | 0 | 0 | 0 | 0 | 0 | 0 | 0 | 0 | 0 | 0 | 0 | 0
F1_Commercial_College_New_Cooling_Electric_Geothermal Heat Pump_E1 | F1 | Commercial | College | New | Cooling | Electric | Geothermal Heat Pump | E1 | CCE | 0 | 0 | 0 | 0 | 0 | 0 | 0 | 0 | 0 | 0 | 0 | 0 | 0 | 0 | 0 | 0 | 0 | 0 | 0 | 0 | 0 | 0 | 0 | 0 | 0 | 0 | 0 | 0 | 0 | 0
F1_Commercial_College_New_Cooling_Electric_Geothermal Heat Pump_E2 | F1 | Commercial | College | New | Cooling | Electric | Geothermal Heat Pump | E2 | CCE | 0 | 0 | 0 | 0 | 0 | 0 | 0 | 0 | 0 | 0 | 0 | 0 | 0 | 0 | 0 | 0 | 0 | 0 | 0 | 0 | 0 | 0 | 0 | 0 | 0 | 0 | 0 | 0 | 0 | 0
F1_Commercial_College_New_Cooling_Electric_Geothermal Heat Pump_E3 | F1 | Commercial | College | New | Cooling | Electric | Geothermal Heat Pump | E3 | CCE | 0 | 0 | 0 | 0 | 0 | 0 | 0 | 0 | 0 | 0 | 0 | 0 | 0 | 0 | 0 | 0 | 0 | 0 | 0 | 0 | 0 | 0 | 0 | 0 | 0 | 0 | 0 | 0 | 0 | 0
F1_Commercial_College_New_Cooling_Electric_Geothermal Heat Pump_E4 | F1 | Commercial | College | New | Cooling | Electric | Geothermal Heat Pump | E4 | CCE | 0 | 0 | 0 | 0 | 0 | 0 | 0 | 0 | 0 | 0 | 0 | 0 | 0 | 0 | 0 | 0 | 0 | 0 | 0 | 0 | 0 | 0 | 0 | 0 | 0 | 0 | 0 | 0 | 0 | 0
F1_Commercial_College_New_Cooling_Electric_Geothermal Heat Pump_E5 | F1 | Commercial | College | New | Cooling | Electric | Geothermal Heat Pump | E5 | CCE | 0 | 0 | 0 | 0 | 0 | 0 | 0 | 0 | 0 | 0 | 0 | 0 | 0 | 0 | 0 | 0 | 0 | 0 | 0 | 0 | 0 | 0 | 0 | 0 | 0 | 0 | 0 | 0 | 0 | 0
F1_Commercial_College_New_Cooling_Electric_Geothermal Heat Pump_E6 | F1 | Commercial | College | New | Cooling | Electric | Geothermal Heat Pump | E6 | CCE | 0 | 0 | 0 | 0 | 0 | 0 | 0 | 0 | 0 | 0 | 0 | 0 | 0 | 0 | 0 | 0 | 0 | 0 | 0 | 0 | 0 | 0 | 0 | 0 | 0 | 0 | 0 | 0 | 0 | 0
F1_Commercial_College_New_Cooling_Electric_Geothermal Heat Pump_E7 | F1 | Commercial | College | New | Cooling | Electric | Geothermal Heat Pump | E7 | CCE | 0 | 0 | 0 | 0 | 0 | 0 | 0 | 0 | 0 | 0 | 0 | 0 | 0 | 0 | 0 | 0 | 0 | 0 | 0 | 0 | 0 | 0 | 0 | 0 | 0 | 0 | 0 | 0 | 0 | 0
F1_Commercial_College_New_Cooling_Electric_Geothermal Heat Pump_E8 | F1 | Commercial | College | New | Cooling | Electric | Geothermal Heat Pump | E8 | CCE | 0 | 0 | 0 | 0 | 0 | 0 | 0 | 0 | 0 | 0 | 0 | 0 | 0 | 0 | 0 | 0 | 0 | 0 | 0 | 0 | 0 | 0 | 0 | 0 | 0 | 0 | 0 | 0 | 0 | 0
F1_Commercial_College_New_Cooling_Electric_Geothermal Heat Pump_E9 | F1 | Commercial | College | New | Cooling | Electric | Geothermal Heat Pump | E9 | CCE | 0 | 0 | 0 | 0 | 0 | 0 | 0 | 0 | 0 | 0 | 0 | 0 | 0 | 0 | 0 | 0 | 0 | 0 | 0 | 0 | 0 | 0 | 0 | 0 | 0 | 0 | 0 | 0 | 0 | 0
F1_Commercial_College_New_Cooling_Electric_Geothermal Heat Pump_E10 | F1 | Commercial | College | New | Cooling | Electric | Geothermal Heat Pump | E10 | CCE | 0 | 0 | 0 | 0 | 0 | 0 | 0 | 0 | 0 | 0 | 0 | 0 | 0 | 0 | 0 | 0 | 0 | 0 | 0 | 0 | 0 | 0 | 0 | 0 | 0 | 0 | 0 | 0 | 0 | 0
F2_Commercial_College_New_Cooling_Electric_Geothermal Heat Pump_E1 | F2 | Commercial | College | New | Cooling | Electric | Geothermal Heat Pump | E1 | TRC BC Ratio | 0 | 0 | 0 | 0 | 0 | 0 | 0 | 0 | 0 | 0 | 0 | 0 | 0 | 0 | 0 | 0 | 0 | 0 | 0 | 0 | 0 | 0 | 0 | 0 | 0 | 0 | 0 | 0 | 0 | 0
F2_Commercial_College_New_Cooling_Electric_Geothermal Heat Pump_E2 | F2 | Commercial | College | New | Cooling | Electric | Geothermal Heat Pump | E2 | TRC BC Ratio | 0 | 0 | 0 | 0 | 0 | 0 | 0 | 0 | 0 | 0 | 0 | 0 | 0 | 0 | 0 | 0 | 0 | 0 | 0 | 0 | 0 | 0 | 0 | 0 | 0 | 0 | 0 | 0 | 0 | 0
F2_Commercial_College_New_Cooling_Electric_Geothermal Heat Pump_E3 | F2 | Commercial | College | New | Cooling | Electric | Geothermal Heat Pump | E3 | TRC BC Ratio | 0 | 0 | 0 | 0 | 0 | 0 | 0 | 0 | 0 | 0 | 0 | 0 | 0 | 0 | 0 | 0 | 0 | 0 | 0 | 0 | 0 | 0 | 0 | 0 | 0 | 0 | 0 | 0 | 0 | 0
F2_Commercial_College_New_Cooling_Electric_Geothermal Heat Pump_E4 | F2 | Commercial | College | New | Cooling | Electric | Geothermal Heat Pump | E4 | TRC BC Ratio | 0 | 0 | 0 | 0 | 0 | 0 | 0 | 0 | 0 | 0 | 0 | 0 | 0 | 0 | 0 | 0 | 0 | 0 | 0 | 0 | 0 | 0 | 0 | 0 | 0 | 0 | 0 | 0 | 0 | 0
F2_Commercial_College_New_Cooling_Electric_Geothermal Heat Pump_E5 | F2 | Commercial | College | New | Cooling | Electric | Geothermal Heat Pump | E5 | TRC BC Ratio | 0 | 0 | 0 | 0 | 0 | 0 | 0 | 0 | 0 | 0 | 0 | 0 | 0 | 0 | 0 | 0 | 0 | 0 | 0 | 0 | 0 | 0 | 0 | 0 | 0 | 0 | 0 | 0 | 0 | 0
F2_Commercial_College_New_Cooling_Electric_Geothermal Heat Pump_E6 | F2 | Commercial | College | New | Cooling | Electric | Geothermal Heat Pump | E6 | TRC BC Ratio | 0 | 0 | 0 | 0 | 0 | 0 | 0 | 0 | 0 | 0 | 0 | 0 | 0 | 0 | 0 | 0 | 0 | 0 | 0 | 0 | 0 | 0 | 0 | 0 | 0 | 0 | 0 | 0 | 0 | 0
F2_Commercial_College_New_Cooling_Electric_Geothermal Heat Pump_E7 | F2 | Commercial | College | New | Cooling | Electric | Geothermal Heat Pump | E7 | TRC BC Ratio | 0 | 0 | 0 | 0 | 0 | 0 | 0 | 0 | 0 | 0 | 0 | 0 | 0 | 0 | 0 | 0 | 0 | 0 | 0 | 0 | 0 | 0 | 0 | 0 | 0 | 0 | 0 | 0 | 0 | 0
F2_Commercial_College_New_Cooling_Electric_Geothermal Heat Pump_E8 | F2 | Commercial | College | New | Cooling | Electric | Geothermal Heat Pump | E8 | TRC BC Ratio | 0 | 0 | 0 | 0 | 0 | 0 | 0 | 0 | 0 | 0 | 0 | 0 | 0 | 0 | 0 | 0 | 0 | 0 | 0 | 0 | 0 | 0 | 0 | 0 | 0 | 0 | 0 | 0 | 0 | 0
F2_Commercial_College_New_Cooling_Electric_Geothermal Heat Pump_E9 | F2 | Commercial | College | New | Cooling | Electric | Geothermal Heat Pump | E9 | TRC BC Ratio | 0 | 0 | 0 | 0 | 0 | 0 | 0 | 0 | 0 | 0 | 0 | 0 | 0 | 0 | 0 | 0 | 0 | 0 | 0 | 0 | 0 | 0 | 0 | 0 | 0 | 0 | 0 | 0 | 0 | 0
F2_Commercial_College_New_Cooling_Electric_Geothermal Heat Pump_E10 | F2 | Commercial | College | New | Cooling | Electric | Geothermal Heat Pump | E10 | TRC BC Ratio | 0 | 0 | 0 | 0 | 0 | 0 | 0 | 0 | 0 | 0 | 0 | 0 | 0 | 0 | 0 | 0 | 0 | 0 | 0 | 0 | 0 | 0 | 0 | 0 | 0 | 0 | 0 | 0 | 0 | 0
F3_Commercial_College_New_Cooling_Electric_Geothermal Heat Pump_E1 | F3 | Commercial | College | New | Cooling | Electric | Geothermal Heat Pump | E1 | PACT BC Ratio | 0 | 0 | 0 | 0 | 0 | 0 | 0 | 0 | 0 | 0 | 0 | 0 | 0 | 0 | 0 | 0 | 0 | 0 | 0 | 0 | 0 | 0 | 0 | 0 | 0 | 0 | 0 | 0 | 0 | 0
F3_Commercial_College_New_Cooling_Electric_Geothermal Heat Pump_E2 | F3 | Commercial | College | New | Cooling | Electric | Geothermal Heat Pump | E2 | PACT BC Ratio | 0 | 0 | 0 | 0 | 0 | 0 | 0 | 0 | 0 | 0 | 0 | 0 | 0 | 0 | 0 | 0 | 0 | 0 | 0 | 0 | 0 | 0 | 0 | 0 | 0 | 0 | 0 | 0 | 0 | 0
F3_Commercial_College_New_Cooling_Electric_Geothermal Heat Pump_E3 | F3 | Commercial | College | New | Cooling | Electric | Geothermal Heat Pump | E3 | PACT BC Ratio | 0 | 0 | 0 | 0 | 0 | 0 | 0 | 0 | 0 | 0 | 0 | 0 | 0 | 0 | 0 | 0 | 0 | 0 | 0 | 0 | 0 | 0 | 0 | 0 | 0 | 0 | 0 | 0 | 0 | 0
F3_Commercial_College_New_Cooling_Electric_Geothermal Heat Pump_E4 | F3 | Commercial | College | New | Cooling | Electric | Geothermal Heat Pump | E4 | PACT BC Ratio | 0 | 0 | 0 | 0 | 0 | 0 | 0 | 0 | 0 | 0 | 0 | 0 | 0 | 0 | 0 | 0 | 0 | 0 | 0 | 0 | 0 | 0 | 0 | 0 | 0 | 0 | 0 | 0 | 0 | 0
F3_Commercial_College_New_Cooling_Electric_Geothermal Heat Pump_E5 | F3 | Commercial | College | New | Cooling | Electric | Geothermal Heat Pump | E5 | PACT BC Ratio | 0 | 0 | 0 | 0 | 0 | 0 | 0 | 0 | 0 | 0 | 0 | 0 | 0 | 0 | 0 | 0 | 0 | 0 | 0 | 0 | 0 | 0 | 0 | 0 | 0 | 0 | 0 | 0 | 0 | 0
F3_Commercial_College_New_Cooling_Electric_Geothermal Heat Pump_E6 | F3 | Commercial | College | New | Cooling | Electric | Geothermal Heat Pump | E6 | PACT BC Ratio | 0 | 0 | 0 | 0 | 0 | 0 | 0 | 0 | 0 | 0 | 0 | 0 | 0 | 0 | 0 | 0 | 0 | 0 | 0 | 0 | 0 | 0 | 0 | 0 | 0 | 0 | 0 | 0 | 0 | 0
F3_Commercial_College_New_Cooling_Electric_Geothermal Heat Pump_E7 | F3 | Commercial | College | New | Cooling | Electric | Geothermal Heat Pump | E7 | PACT BC Ratio | 0 | 0 | 0 | 0 | 0 | 0 | 0 | 0 | 0 | 0 | 0 | 0 | 0 | 0 | 0 | 0 | 0 | 0 | 0 | 0 | 0 | 0 | 0 | 0 | 0 | 0 | 0 | 0 | 0 | 0
F3_Commercial_College_New_Cooling_Electric_Geothermal Heat Pump_E8 | F3 | Commercial | College | New | Cooling | Electric | Geothermal Heat Pump | E8 | PACT BC Ratio | 0 | 0 | 0 | 0 | 0 | 0 | 0 | 0 | 0 | 0 | 0 | 0 | 0 | 0 | 0 | 0 | 0 | 0 | 0 | 0 | 0 | 0 | 0 | 0 | 0 | 0 | 0 | 0 | 0 | 0
F3_Commercial_College_New_Cooling_Electric_Geothermal Heat Pump_E9 | F3 | Commercial | College | New | Cooling | Electric | Geothermal Heat Pump | E9 | PACT BC Ratio | 0 | 0 | 0 | 0 | 0 | 0 | 0 | 0 | 0 | 0 | 0 | 0 | 0 | 0 | 0 | 0 | 0 | 0 | 0 | 0 | 0 | 0 | 0 | 0 | 0 | 0 | 0 | 0 | 0 | 0
F3_Commercial_College_New_Cooling_Electric_Geothermal Heat Pump_E10 | F3 | Commercial | College | New | Cooling | Electric | Geothermal Heat Pump | E10 | PACT BC Ratio | 0 | 0 | 0 | 0 | 0 | 0 | 0 | 0 | 0 | 0 | 0 | 0 | 0 | 0 | 0 | 0 | 0 | 0 | 0 | 0 | 0 | 0 | 0 | 0 | 0 | 0 | 0 | 0 | 0 | 0
F4_Commercial_College_New_Cooling_Electric_Geothermal Heat Pump_E1 | F4 | Commercial | College | New | Cooling | Electric | Geothermal Heat Pump | E1 | RVT BC Ratio | 0 | 0 | 0 | 0 | 0 | 0 | 0 | 0 | 0 | 0 | 0 | 0 | 0 | 0 | 0 | 0 | 0 | 0 | 0 | 0 | 0 | 0 | 0 | 0 | 0 | 0 | 0 | 0 | 0 | 0
F4_Commercial_College_New_Cooling_Electric_Geothermal Heat Pump_E2 | F4 | Commercial | College | New | Cooling | Electric | Geothermal Heat Pump | E2 | RVT BC Ratio | 0 | 0 | 0 | 0 | 0 | 0 | 0 | 0 | 0 | 0 | 0 | 0 | 0 | 0 | 0 | 0 | 0 | 0 | 0 | 0 | 0 | 0 | 0 | 0 | 0 | 0 | 0 | 0 | 0 | 0
F4_Commercial_College_New_Cooling_Electric_Geothermal Heat Pump_E3 | F4 | Commercial | College | New | Cooling | Electric | Geothermal Heat Pump | E3 | RVT BC Ratio | 0 | 0 | 0 | 0 | 0 | 0 | 0 | 0 | 0 | 0 | 0 | 0 | 0 | 0 | 0 | 0 | 0 | 0 | 0 | 0 | 0 | 0 | 0 | 0 | 0 | 0 | 0 | 0 | 0 | 0
F4_Commercial_College_New_Cooling_Electric_Geothermal Heat Pump_E4 | F4 | Commercial | College | New | Cooling | Electric | Geothermal Heat Pump | E4 | RVT BC Ratio | 0 | 0 | 0 | 0 | 0 | 0 | 0 | 0 | 0 | 0 | 0 | 0 | 0 | 0 | 0 | 0 | 0 | 0 | 0 | 0 | 0 | 0 | 0 | 0 | 0 | 0 | 0 | 0 | 0 | 0
F4_Commercial_College_New_Cooling_Electric_Geothermal Heat Pump_E5 | F4 | Commercial | College | New | Cooling | Electric | Geothermal Heat Pump | E5 | RVT BC Ratio | 0 | 0 | 0 | 0 | 0 | 0 | 0 | 0 | 0 | 0 | 0 | 0 | 0 | 0 | 0 | 0 | 0 | 0 | 0 | 0 | 0 | 0 | 0 | 0 | 0 | 0 | 0 | 0 | 0 | 0
F4_Commercial_College_New_Cooling_Electric_Geothermal Heat Pump_E6 | F4 | Commercial | College | New | Cooling | Electric | Geothermal Heat Pump | E6 | RVT BC Ratio | 0 | 0 | 0 | 0 | 0 | 0 | 0 | 0 | 0 | 0 | 0 | 0 | 0 | 0 | 0 | 0 | 0 | 0 | 0 | 0 | 0 | 0 | 0 | 0 | 0 | 0 | 0 | 0 | 0 | 0
F4_Commercial_College_New_Cooling_Electric_Geothermal Heat Pump_E7 | F4 | Commercial | College | New | Cooling | Electric | Geothermal Heat Pump | E7 | RVT BC Ratio | 0 | 0 | 0 | 0 | 0 | 0 | 0 | 0 | 0 | 0 | 0 | 0 | 0 | 0 | 0 | 0 | 0 | 0 | 0 | 0 | 0 | 0 | 0 | 0 | 0 | 0 | 0 | 0 | 0 | 0
F4_Commercial_College_New_Cooling_Electric_Geothermal Heat Pump_E8 | F4 | Commercial | College | New | Cooling | Electric | Geothermal Heat Pump | E8 | RVT BC Ratio | 0 | 0 | 0 | 0 | 0 | 0 | 0 | 0 | 0 | 0 | 0 | 0 | 0 | 0 | 0 | 0 | 0 | 0 | 0 | 0 | 0 | 0 | 0 | 0 | 0 | 0 | 0 | 0 | 0 | 0
F4_Commercial_College_New_Cooling_Electric_Geothermal Heat Pump_E9 | F4 | Commercial | College | New | Cooling | Electric | Geothermal Heat Pump | E9 | RVT BC Ratio | 0 | 0 | 0 | 0 | 0 | 0 | 0 | 0 | 0 | 0 | 0 | 0 | 0 | 0 | 0 | 0 | 0 | 0 | 0 | 0 | 0 | 0 | 0 | 0 | 0 | 0 | 0 | 0 | 0 | 0
F4_Commercial_College_New_Cooling_Electric_Geothermal Heat Pump_E10 | F4 | Commercial | College | New | Cooling | Electric | Geothermal Heat Pump | E10 | RVT BC Ratio | 0 | 0 | 0 | 0 | 0 | 0 | 0 | 0 | 0 | 0 | 0 | 0 | 0 | 0 | 0 | 0 | 0 | 0 | 0 | 0 | 0 | 0 | 0 | 0 | 0 | 0 | 0 | 0 | 0 | 0
F5_Commercial_College_New_Cooling_Electric_Geothermal Heat Pump_E1 | F5 | Commercial | College | New | Cooling | Electric | Geothermal Heat Pump | E1 | RIM BC Ratio | 0 | 0 | 0 | 0 | 0 | 0 | 0 | 0 | 0 | 0 | 0 | 0 | 0 | 0 | 0 | 0 | 0 | 0 | 0 | 0 | 0 | 0 | 0 | 0 | 0 | 0 | 0 | 0 | 0 | 0
F5_Commercial_College_New_Cooling_Electric_Geothermal Heat Pump_E2 | F5 | Commercial | College | New | Cooling | Electric | Geothermal Heat Pump | E2 | RIM BC Ratio | 0 | 0 | 0 | 0 | 0 | 0 | 0 | 0 | 0 | 0 | 0 | 0 | 0 | 0 | 0 | 0 | 0 | 0 | 0 | 0 | 0 | 0 | 0 | 0 | 0 | 0 | 0 | 0 | 0 | 0
F5_Commercial_College_New_Cooling_Electric_Geothermal Heat Pump_E3 | F5 | Commercial | College | New | Cooling | Electric | Geothermal Heat Pump | E3 | RIM BC Ratio | 0 | 0 | 0 | 0 | 0 | 0 | 0 | 0 | 0 | 0 | 0 | 0 | 0 | 0 | 0 | 0 | 0 | 0 | 0 | 0 | 0 | 0 | 0 | 0 | 0 | 0 | 0 | 0 | 0 | 0
F5_Commercial_College_New_Cooling_Electric_Geothermal Heat Pump_E4 | F5 | Commercial | College | New | Cooling | Electric | Geothermal Heat Pump | E4 | RIM BC Ratio | 0 | 0 | 0 | 0 | 0 | 0 | 0 | 0 | 0 | 0 | 0 | 0 | 0 | 0 | 0 | 0 | 0 | 0 | 0 | 0 | 0 | 0 | 0 | 0 | 0 | 0 | 0 | 0 | 0 | 0
F5_Commercial_College_New_Cooling_Electric_Geothermal Heat Pump_E5 | F5 | Commercial | College | New | Cooling | Electric | Geothermal Heat Pump | E5 | RIM BC Ratio | 0 | 0 | 0 | 0 | 0 | 0 | 0 | 0 | 0 | 0 | 0 | 0 | 0 | 0 | 0 | 0 | 0 | 0 | 0 | 0 | 0 | 0 | 0 | 0 | 0 | 0 | 0 | 0 | 0 | 0
F5_Commercial_College_New_Cooling_Electric_Geothermal Heat Pump_E6 | F5 | Commercial | College | New | Cooling | Electric | Geothermal Heat Pump | E6 | RIM BC Ratio | 0 | 0 | 0 | 0 | 0 | 0 | 0 | 0 | 0 | 0 | 0 | 0 | 0 | 0 | 0 | 0 | 0 | 0 | 0 | 0 | 0 | 0 | 0 | 0 | 0 | 0 | 0 | 0 | 0 | 0
F5_Commercial_College_New_Cooling_Electric_Geothermal Heat Pump_E7 | F5 | Commercial | College | New | Cooling | Electric | Geothermal Heat Pump | E7 | RIM BC Ratio | 0 | 0 | 0 | 0 | 0 | 0 | 0 | 0 | 0 | 0 | 0 | 0 | 0 | 0 | 0 | 0 | 0 | 0 | 0 | 0 | 0 | 0 | 0 | 0 | 0 | 0 | 0 | 0 | 0 | 0
F5_Commercial_College_New_Cooling_Electric_Geothermal Heat Pump_E8 | F5 | Commercial | College | New | Cooling | Electric | Geothermal Heat Pump | E8 | RIM BC Ratio | 0 | 0 | 0 | 0 | 0 | 0 | 0 | 0 | 0 | 0 | 0 | 0 | 0 | 0 | 0 | 0 | 0 | 0 | 0 | 0 | 0 | 0 | 0 | 0 | 0 | 0 | 0 | 0 | 0 | 0
F5_Commercial_College_New_Cooling_Electric_Geothermal Heat Pump_E9 | F5 | Commercial | College | New | Cooling | Electric | Geothermal Heat Pump | E9 | RIM BC Ratio | 0 | 0 | 0 | 0 | 0 | 0 | 0 | 0 | 0 | 0 | 0 | 0 | 0 | 0 | 0 | 0 | 0 | 0 | 0 | 0 | 0 | 0 | 0 | 0 | 0 | 0 | 0 | 0 | 0 | 0
F5_Commercial_College_New_Cooling_Electric_Geothermal Heat Pump_E10 | F5 | Commercial | College | New | Cooling | Electric | Geothermal Heat Pump | E10 | RIM BC Ratio | 0 | 0 | 0 | 0 | 0 | 0 | 0 | 0 | 0 | 0 | 0 | 0 | 0 | 0 | 0 | 0 | 0 | 0 | 0 | 0 | 0 | 0 | 0 | 0 | 0 | 0 | 0 | 0 | 0 | 0
F0_Commercial_College_New_Space Heating_Electric_Electric Furnace_E0 | F0 | Commercial | College | New | Space Heating | Electric | Electric Furnace | E0 | Economic Unit | 0 | 0 | 0 | 0 | 0 | 0 | 0 | 0 | 0 | 0 | 0 | 0 | 0 | 0 | 0 | 0 | 0 | 0 | 0 | 0 | 0 | 0 | 0 | 0 | 0 | 0 | 0 | 0 | 0 | 0
F1_Commercial_College_New_Space Heating_Electric_Electric Furnace_E1 | F1 | Commercial | College | New | Space Heating | Electric | Electric Furnace | E1 | CCE | 0 | 0 | 0 | 0 | 0 | 0 | 0 | 0 | 0 | 0 | 0 | 0 | 0 | 0 | 0 | 0 | 0 | 0 | 0 | 0 | 0 | 0 | 0 | 0 | 0 | 0 | 0 | 0 | 0 | 0
F1_Commercial_College_New_Space Heating_Electric_Electric Furnace_E2 | F1 | Commercial | College | New | Space Heating | Electric | Electric Furnace | E2 | CCE | 0 | 0 | 0 | 0 | 0 | 0 | 0 | 0 | 0 | 0 | 0 | 0 | 0 | 0 | 0 | 0 | 0 | 0 | 0 | 0 | 0 | 0 | 0 | 0 | 0 | 0 | 0 | 0 | 0 | 0
F1_Commercial_College_New_Space Heating_Electric_Electric Furnace_E3 | F1 | Commercial | College | New | Space Heating | Electric | Electric Furnace | E3 | CCE | 0 | 0 | 0 | 0 | 0 | 0 | 0 | 0 | 0 | 0 | 0 | 0 | 0 | 0 | 0 | 0 | 0 | 0 | 0 | 0 | 0 | 0 | 0 | 0 | 0 | 0 | 0 | 0 | 0 | 0
F1_Commercial_College_New_Space Heating_Electric_Electric Furnace_E4 | F1 | Commercial | College | New | Space Heating | Electric | Electric Furnace | E4 | CCE | 0 | 0 | 0 | 0 | 0 | 0 | 0 | 0 | 0 | 0 | 0 | 0 | 0 | 0 | 0 | 0 | 0 | 0 | 0 | 0 | 0 | 0 | 0 | 0 | 0 | 0 | 0 | 0 | 0 | 0
F1_Commercial_College_New_Space Heating_Electric_Electric Furnace_E5 | F1 | Commercial | College | New | Space Heating | Electric | Electric Furnace | E5 | CCE | 0 | 0 | 0 | 0 | 0 | 0 | 0 | 0 | 0 | 0 | 0 | 0 | 0 | 0 | 0 | 0 | 0 | 0 | 0 | 0 | 0 | 0 | 0 | 0 | 0 | 0 | 0 | 0 | 0 | 0
F1_Commercial_College_New_Space Heating_Electric_Electric Furnace_E6 | F1 | Commercial | College | New | Space Heating | Electric | Electric Furnace | E6 | CCE | 0 | 0 | 0 | 0 | 0 | 0 | 0 | 0 | 0 | 0 | 0 | 0 | 0 | 0 | 0 | 0 | 0 | 0 | 0 | 0 | 0 | 0 | 0 | 0 | 0 | 0 | 0 | 0 | 0 | 0
F1_Commercial_College_New_Space Heating_Electric_Electric Furnace_E7 | F1 | Commercial | College | New | Space Heating | Electric | Electric Furnace | E7 | CCE | 0 | 0 | 0 | 0 | 0 | 0 | 0 | 0 | 0 | 0 | 0 | 0 | 0 | 0 | 0 | 0 | 0 | 0 | 0 | 0 | 0 | 0 | 0 | 0 | 0 | 0 | 0 | 0 | 0 | 0
F1_Commercial_College_New_Space Heating_Electric_Electric Furnace_E8 | F1 | Commercial | College | New | Space Heating | Electric | Electric Furnace | E8 | CCE | 0 | 0 | 0 | 0 | 0 | 0 | 0 | 0 | 0 | 0 | 0 | 0 | 0 | 0 | 0 | 0 | 0 | 0 | 0 | 0 | 0 | 0 | 0 | 0 | 0 | 0 | 0 | 0 | 0 | 0
F1_Commercial_College_New_Space Heating_Electric_Electric Furnace_E9 | F1 | Commercial | College | New | Space Heating | Electric | Electric Furnace | E9 | CCE | 0 | 0 | 0 | 0 | 0 | 0 | 0 | 0 | 0 | 0 | 0 | 0 | 0 | 0 | 0 | 0 | 0 | 0 | 0 | 0 | 0 | 0 | 0 | 0 | 0 | 0 | 0 | 0 | 0 | 0
F1_Commercial_College_New_Space Heating_Electric_Electric Furnace_E10 | F1 | Commercial | College | New | Space Heating | Electric | Electric Furnace | E10 | CCE | 0 | 0 | 0 | 0 | 0 | 0 | 0 | 0 | 0 | 0 | 0 | 0 | 0 | 0 | 0 | 0 | 0 | 0 | 0 | 0 | 0 | 0 | 0 | 0 | 0 | 0 | 0 | 0 | 0 | 0
F2_Commercial_College_New_Space Heating_Electric_Electric Furnace_E1 | F2 | Commercial | College | New | Space Heating | Electric | Electric Furnace | E1 | TRC BC Ratio | 0 | 0 | 0 | 0 | 0 | 0 | 0 | 0 | 0 | 0 | 0 | 0 | 0 | 0 | 0 | 0 | 0 | 0 | 0 | 0 | 0 | 0 | 0 | 0 | 0 | 0 | 0 | 0 | 0 | 0
F2_Commercial_College_New_Space Heating_Electric_Electric Furnace_E2 | F2 | Commercial | College | New | Space Heating | Electric | Electric Furnace | E2 | TRC BC Ratio | 0 | 0 | 0 | 0 | 0 | 0 | 0 | 0 | 0 | 0 | 0 | 0 | 0 | 0 | 0 | 0 | 0 | 0 | 0 | 0 | 0 | 0 | 0 | 0 | 0 | 0 | 0 | 0 | 0 | 0
F2_Commercial_College_New_Space Heating_Electric_Electric Furnace_E3 | F2 | Commercial | College | New | Space Heating | Electric | Electric Furnace | E3 | TRC BC Ratio | 0 | 0 | 0 | 0 | 0 | 0 | 0 | 0 | 0 | 0 | 0 | 0 | 0 | 0 | 0 | 0 | 0 | 0 | 0 | 0 | 0 | 0 | 0 | 0 | 0 | 0 | 0 | 0 | 0 | 0
F2_Commercial_College_New_Space Heating_Electric_Electric Furnace_E4 | F2 | Commercial | College | New | Space Heating | Electric | Electric Furnace | E4 | TRC BC Ratio | 0 | 0 | 0 | 0 | 0 | 0 | 0 | 0 | 0 | 0 | 0 | 0 | 0 | 0 | 0 | 0 | 0 | 0 | 0 | 0 | 0 | 0 | 0 | 0 | 0 | 0 | 0 | 0 | 0 | 0
F2_Commercial_College_New_Space Heating_Electric_Electric Furnace_E5 | F2 | Commercial | College | New | Space Heating | Electric | Electric Furnace | E5 | TRC BC Ratio | 0 | 0 | 0 | 0 | 0 | 0 | 0 | 0 | 0 | 0 | 0 | 0 | 0 | 0 | 0 | 0 | 0 | 0 | 0 | 0 | 0 | 0 | 0 | 0 | 0 | 0 | 0 | 0 | 0 | 0
F2_Commercial_College_New_Space Heating_Electric_Electric Furnace_E6 | F2 | Commercial | College | New | Space Heating | Electric | Electric Furnace | E6 | TRC BC Ratio | 0 | 0 | 0 | 0 | 0 | 0 | 0 | 0 | 0 | 0 | 0 | 0 | 0 | 0 | 0 | 0 | 0 | 0 | 0 | 0 | 0 | 0 | 0 | 0 | 0 | 0 | 0 | 0 | 0 | 0
F2_Commercial_College_New_Space Heating_Electric_Electric Furnace_E7 | F2 | Commercial | College | New | Space Heating | Electric | Electric Furnace | E7 | TRC BC Ratio | 0 | 0 | 0 | 0 | 0 | 0 | 0 | 0 | 0 | 0 | 0 | 0 | 0 | 0 | 0 | 0 | 0 | 0 | 0 | 0 | 0 | 0 | 0 | 0 | 0 | 0 | 0 | 0 | 0 | 0
F2_Commercial_College_New_Space Heating_Electric_Electric Furnace_E8 | F2 | Commercial | College | New | Space Heating | Electric | Electric Furnace | E8 | TRC BC Ratio | 0 | 0 | 0 | 0 | 0 | 0 | 0 | 0 | 0 | 0 | 0 | 0 | 0 | 0 | 0 | 0 | 0 | 0 | 0 | 0 | 0 | 0 | 0 | 0 | 0 | 0 | 0 | 0 | 0 | 0
F2_Commercial_College_New_Space Heating_Electric_Electric Furnace_E9 | F2 | Commercial | College | New | Space Heating | Electric | Electric Furnace | E9 | TRC BC Ratio | 0 | 0 | 0 | 0 | 0 | 0 | 0 | 0 | 0 | 0 | 0 | 0 | 0 | 0 | 0 | 0 | 0 | 0 | 0 | 0 | 0 | 0 | 0 | 0 | 0 | 0 | 0 | 0 | 0 | 0
F2_Commercial_College_New_Space Heating_Electric_Electric Furnace_E10 | F2 | Commercial | College | New | Space Heating | Electric | Electric Furnace | E10 | TRC BC Ratio | 0 | 0 | 0 | 0 | 0 | 0 | 0 | 0 | 0 | 0 | 0 | 0 | 0 | 0 | 0 | 0 | 0 | 0 | 0 | 0 | 0 | 0 | 0 | 0 | 0 | 0 | 0 | 0 | 0 | 0
F3_Commercial_College_New_Space Heating_Electric_Electric Furnace_E1 | F3 | Commercial | College | New | Space Heating | Electric | Electric Furnace | E1 | PACT BC Ratio | 0 | 0 | 0 | 0 | 0 | 0 | 0 | 0 | 0 | 0 | 0 | 0 | 0 | 0 | 0 | 0 | 0 | 0 | 0 | 0 | 0 | 0 | 0 | 0 | 0 | 0 | 0 | 0 | 0 | 0
F3_Commercial_College_New_Space Heating_Electric_Electric Furnace_E2 | F3 | Commercial | College | New | Space Heating | Electric | Electric Furnace | E2 | PACT BC Ratio | 0 | 0 | 0 | 0 | 0 | 0 | 0 | 0 | 0 | 0 | 0 | 0 | 0 | 0 | 0 | 0 | 0 | 0 | 0 | 0 | 0 | 0 | 0 | 0 | 0 | 0 | 0 | 0 | 0 | 0
F3_Commercial_College_New_Space Heating_Electric_Electric Furnace_E3 | F3 | Commercial | College | New | Space Heating | Electric | Electric Furnace | E3 | PACT BC Ratio | 0 | 0 | 0 | 0 | 0 | 0 | 0 | 0 | 0 | 0 | 0 | 0 | 0 | 0 | 0 | 0 | 0 | 0 | 0 | 0 | 0 | 0 | 0 | 0 | 0 | 0 | 0 | 0 | 0 | 0
F3_Commercial_College_New_Space Heating_Electric_Electric Furnace_E4 | F3 | Commercial | College | New | Space Heating | Electric | Electric Furnace | E4 | PACT BC Ratio | 0 | 0 | 0 | 0 | 0 | 0 | 0 | 0 | 0 | 0 | 0 | 0 | 0 | 0 | 0 | 0 | 0 | 0 | 0 | 0 | 0 | 0 | 0 | 0 | 0 | 0 | 0 | 0 | 0 | 0
F3_Commercial_College_New_Space Heating_Electric_Electric Furnace_E5 | F3 | Commercial | College | New | Space Heating | Electric | Electric Furnace | E5 | PACT BC Ratio | 0 | 0 | 0 | 0 | 0 | 0 | 0 | 0 | 0 | 0 | 0 | 0 | 0 | 0 | 0 | 0 | 0 | 0 | 0 | 0 | 0 | 0 | 0 | 0 | 0 | 0 | 0 | 0 | 0 | 0
F3_Commercial_College_New_Space Heating_Electric_Electric Furnace_E6 | F3 | Commercial | College | New | Space Heating | Electric | Electric Furnace | E6 | PACT BC Ratio | 0 | 0 | 0 | 0 | 0 | 0 | 0 | 0 | 0 | 0 | 0 | 0 | 0 | 0 | 0 | 0 | 0 | 0 | 0 | 0 | 0 | 0 | 0 | 0 | 0 | 0 | 0 | 0 | 0 | 0
F3_Commercial_College_New_Space Heating_Electric_Electric Furnace_E7 | F3 | Commercial | College | New | Space Heating | Electric | Electric Furnace | E7 | PACT BC Ratio | 0 | 0 | 0 | 0 | 0 | 0 | 0 | 0 | 0 | 0 | 0 | 0 | 0 | 0 | 0 | 0 | 0 | 0 | 0 | 0 | 0 | 0 | 0 | 0 | 0 | 0 | 0 | 0 | 0 | 0
F3_Commercial_College_New_Space Heating_Electric_Electric Furnace_E8 | F3 | Commercial | College | New | Space Heating | Electric | Electric Furnace | E8 | PACT BC Ratio | 0 | 0 | 0 | 0 | 0 | 0 | 0 | 0 | 0 | 0 | 0 | 0 | 0 | 0 | 0 | 0 | 0 | 0 | 0 | 0 | 0 | 0 | 0 | 0 | 0 | 0 | 0 | 0 | 0 | 0
F3_Commercial_College_New_Space Heating_Electric_Electric Furnace_E9 | F3 | Commercial | College | New | Space Heating | Electric | Electric Furnace | E9 | PACT BC Ratio | 0 | 0 | 0 | 0 | 0 | 0 | 0 | 0 | 0 | 0 | 0 | 0 | 0 | 0 | 0 | 0 | 0 | 0 | 0 | 0 | 0 | 0 | 0 | 0 | 0 | 0 | 0 | 0 | 0 | 0
F3_Commercial_College_New_Space Heating_Electric_Electric Furnace_E10 | F3 | Commercial | College | New | Space Heating | Electric | Electric Furnace | E10 | PACT BC Ratio | 0 | 0 | 0 | 0 | 0 | 0 | 0 | 0 | 0 | 0 | 0 | 0 | 0 | 0 | 0 | 0 | 0 | 0 | 0 | 0 | 0 | 0 | 0 | 0 | 0 | 0 | 0 | 0 | 0 | 0
F4_Commercial_College_New_Space Heating_Electric_Electric Furnace_E1 | F4 | Commercial | College | New | Space Heating | Electric | Electric Furnace | E1 | RVT BC Ratio | 0 | 0 | 0 | 0 | 0 | 0 | 0 | 0 | 0 | 0 | 0 | 0 | 0 | 0 | 0 | 0 | 0 | 0 | 0 | 0 | 0 | 0 | 0 | 0 | 0 | 0 | 0 | 0 | 0 | 0
F4_Commercial_College_New_Space Heating_Electric_Electric Furnace_E2 | F4 | Commercial | College | New | Space Heating | Electric | Electric Furnace | E2 | RVT BC Ratio | 0 | 0 | 0 | 0 | 0 | 0 | 0 | 0 | 0 | 0 | 0 | 0 | 0 | 0 | 0 | 0 | 0 | 0 | 0 | 0 | 0 | 0 | 0 | 0 | 0 | 0 | 0 | 0 | 0 | 0
F4_Commercial_College_New_Space Heating_Electric_Electric Furnace_E3 | F4 | Commercial | College | New | Space Heating | Electric | Electric Furnace | E3 | RVT BC Ratio | 0 | 0 | 0 | 0 | 0 | 0 | 0 | 0 | 0 | 0 | 0 | 0 | 0 | 0 | 0 | 0 | 0 | 0 | 0 | 0 | 0 | 0 | 0 | 0 | 0 | 0 | 0 | 0 | 0 | 0
F4_Commercial_College_New_Space Heating_Electric_Electric Furnace_E4 | F4 | Commercial | College | New | Space Heating | Electric | Electric Furnace | E4 | RVT BC Ratio | 0 | 0 | 0 | 0 | 0 | 0 | 0 | 0 | 0 | 0 | 0 | 0 | 0 | 0 | 0 | 0 | 0 | 0 | 0 | 0 | 0 | 0 | 0 | 0 | 0 | 0 | 0 | 0 | 0 | 0
F4_Commercial_College_New_Space Heating_Electric_Electric Furnace_E5 | F4 | Commercial | College | New | Space Heating | Electric | Electric Furnace | E5 | RVT BC Ratio | 0 | 0 | 0 | 0 | 0 | 0 | 0 | 0 | 0 | 0 | 0 | 0 | 0 | 0 | 0 | 0 | 0 | 0 | 0 | 0 | 0 | 0 | 0 | 0 | 0 | 0 | 0 | 0 | 0 | 0
F4_Commercial_College_New_Space Heating_Electric_Electric Furnace_E6 | F4 | Commercial | College | New | Space Heating | Electric | Electric Furnace | E6 | RVT BC Ratio | 0 | 0 | 0 | 0 | 0 | 0 | 0 | 0 | 0 | 0 | 0 | 0 | 0 | 0 | 0 | 0 | 0 | 0 | 0 | 0 | 0 | 0 | 0 | 0 | 0 | 0 | 0 | 0 | 0 | 0
F4_Commercial_College_New_Space Heating_Electric_Electric Furnace_E7 | F4 | Commercial | College | New | Space Heating | Electric | Electric Furnace | E7 | RVT BC Ratio | 0 | 0 | 0 | 0 | 0 | 0 | 0 | 0 | 0 | 0 | 0 | 0 | 0 | 0 | 0 | 0 | 0 | 0 | 0 | 0 | 0 | 0 | 0 | 0 | 0 | 0 | 0 | 0 | 0 | 0
F4_Commercial_College_New_Space Heating_Electric_Electric Furnace_E8 | F4 | Commercial | College | New | Space Heating | Electric | Electric Furnace | E8 | RVT BC Ratio | 0 | 0 | 0 | 0 | 0 | 0 | 0 | 0 | 0 | 0 | 0 | 0 | 0 | 0 | 0 | 0 | 0 | 0 | 0 | 0 | 0 | 0 | 0 | 0 | 0 | 0 | 0 | 0 | 0 | 0
F4_Commercial_College_New_Space Heating_Electric_Electric Furnace_E9 | F4 | Commercial | College | New | Space Heating | Electric | Electric Furnace | E9 | RVT BC Ratio | 0 | 0 | 0 | 0 | 0 | 0 | 0 | 0 | 0 | 0 | 0 | 0 | 0 | 0 | 0 | 0 | 0 | 0 | 0 | 0 | 0 | 0 | 0 | 0 | 0 | 0 | 0 | 0 | 0 | 0
F4_Commercial_College_New_Space Heating_Electric_Electric Furnace_E10 | F4 | Commercial | College | New | Space Heating | Electric | Electric Furnace | E10 | RVT BC Ratio | 0 | 0 | 0 | 0 | 0 | 0 | 0 | 0 | 0 | 0 | 0 | 0 | 0 | 0 | 0 | 0 | 0 | 0 | 0 | 0 | 0 | 0 | 0 | 0 | 0 | 0 | 0 | 0 | 0 | 0
F5_Commercial_College_New_Space Heating_Electric_Electric Furnace_E1 | F5 | Commercial | College | New | Space Heating | Electric | Electric Furnace | E1 | RIM BC Ratio | 0 | 0 | 0 | 0 | 0 | 0 | 0 | 0 | 0 | 0 | 0 | 0 | 0 | 0 | 0 | 0 | 0 | 0 | 0 | 0 | 0 | 0 | 0 | 0 | 0 | 0 | 0 | 0 | 0 | 0
F5_Commercial_College_New_Space Heating_Electric_Electric Furnace_E2 | F5 | Commercial | College | New | Space Heating | Electric | Electric Furnace | E2 | RIM BC Ratio | 0 | 0 | 0 | 0 | 0 | 0 | 0 | 0 | 0 | 0 | 0 | 0 | 0 | 0 | 0 | 0 | 0 | 0 | 0 | 0 | 0 | 0 | 0 | 0 | 0 | 0 | 0 | 0 | 0 | 0
F5_Commercial_College_New_Space Heating_Electric_Electric Furnace_E3 | F5 | Commercial | College | New | Space Heating | Electric | Electric Furnace | E3 | RIM BC Ratio | 0 | 0 | 0 | 0 | 0 | 0 | 0 | 0 | 0 | 0 | 0 | 0 | 0 | 0 | 0 | 0 | 0 | 0 | 0 | 0 | 0 | 0 | 0 | 0 | 0 | 0 | 0 | 0 | 0 | 0
F5_Commercial_College_New_Space Heating_Electric_Electric Furnace_E4 | F5 | Commercial | College | New | Space Heating | Electric | Electric Furnace | E4 | RIM BC Ratio | 0 | 0 | 0 | 0 | 0 | 0 | 0 | 0 | 0 | 0 | 0 | 0 | 0 | 0 | 0 | 0 | 0 | 0 | 0 | 0 | 0 | 0 | 0 | 0 | 0 | 0 | 0 | 0 | 0 | 0
F5_Commercial_College_New_Space Heating_Electric_Electric Furnace_E5 | F5 | Commercial | College | New | Space Heating | Electric | Electric Furnace | E5 | RIM BC Ratio | 0 | 0 | 0 | 0 | 0 | 0 | 0 | 0 | 0 | 0 | 0 | 0 | 0 | 0 | 0 | 0 | 0 | 0 | 0 | 0 | 0 | 0 | 0 | 0 | 0 | 0 | 0 | 0 | 0 | 0
F5_Commercial_College_New_Space Heating_Electric_Electric Furnace_E6 | F5 | Commercial | College | New | Space Heating | Electric | Electric Furnace | E6 | RIM BC Ratio | 0 | 0 | 0 | 0 | 0 | 0 | 0 | 0 | 0 | 0 | 0 | 0 | 0 | 0 | 0 | 0 | 0 | 0 | 0 | 0 | 0 | 0 | 0 | 0 | 0 | 0 | 0 | 0 | 0 | 0
F5_Commercial_College_New_Space Heating_Electric_Electric Furnace_E7 | F5 | Commercial | College | New | Space Heating | Electric | Electric Furnace | E7 | RIM BC Ratio | 0 | 0 | 0 | 0 | 0 | 0 | 0 | 0 | 0 | 0 | 0 | 0 | 0 | 0 | 0 | 0 | 0 | 0 | 0 | 0 | 0 | 0 | 0 | 0 | 0 | 0 | 0 | 0 | 0 | 0
F5_Commercial_College_New_Space Heating_Electric_Electric Furnace_E8 | F5 | Commercial | College | New | Space Heating | Electric | Electric Furnace | E8 | RIM BC Ratio | 0 | 0 | 0 | 0 | 0 | 0 | 0 | 0 | 0 | 0 | 0 | 0 | 0 | 0 | 0 | 0 | 0 | 0 | 0 | 0 | 0 | 0 | 0 | 0 | 0 | 0 | 0 | 0 | 0 | 0
F5_Commercial_College_New_Space Heating_Electric_Electric Furnace_E9 | F5 | Commercial | College | New | Space Heating | Electric | Electric Furnace | E9 | RIM BC Ratio | 0 | 0 | 0 | 0 | 0 | 0 | 0 | 0 | 0 | 0 | 0 | 0 | 0 | 0 | 0 | 0 | 0 | 0 | 0 | 0 | 0 | 0 | 0 | 0 | 0 | 0 | 0 | 0 | 0 | 0
F5_Commercial_College_New_Space Heating_Electric_Electric Furnace_E10 | F5 | Commercial | College | New | Space Heating | Electric | Electric Furnace | E10 | RIM BC Ratio | 0 | 0 | 0 | 0 | 0 | 0 | 0 | 0 | 0 | 0 | 0 | 0 | 0 | 0 | 0 | 0 | 0 | 0 | 0 | 0 | 0 | 0 | 0 | 0 | 0 | 0 | 0 | 0 | 0 | 0
F0_Commercial_College_New_Space Heating_Electric_Electric Room Heat_E0 | F0 | Commercial | College | New | Space Heating | Electric | Electric Room Heat | E0 | Economic Unit | 0 | 0 | 0 | 0 | 0 | 0 | 0 | 0 | 0 | 0 | 0 | 0 | 0 | 0 | 0 | 0 | 0 | 0 | 0 | 0 | 0 | 0 | 0 | 0 | 0 | 0 | 0 | 0 | 0 | 0
F1_Commercial_College_New_Space Heating_Electric_Electric Room Heat_E1 | F1 | Commercial | College | New | Space Heating | Electric | Electric Room Heat | E1 | CCE | 0 | 0 | 0 | 0 | 0 | 0 | 0 | 0 | 0 | 0 | 0 | 0 | 0 | 0 | 0 | 0 | 0 | 0 | 0 | 0 | 0 | 0 | 0 | 0 | 0 | 0 | 0 | 0 | 0 | 0
F1_Commercial_College_New_Space Heating_Electric_Electric Room Heat_E2 | F1 | Commercial | College | New | Space Heating | Electric | Electric Room Heat | E2 | CCE | 0 | 0 | 0 | 0 | 0 | 0 | 0 | 0 | 0 | 0 | 0 | 0 | 0 | 0 | 0 | 0 | 0 | 0 | 0 | 0 | 0 | 0 | 0 | 0 | 0 | 0 | 0 | 0 | 0 | 0
F1_Commercial_College_New_Space Heating_Electric_Electric Room Heat_E3 | F1 | Commercial | College | New | Space Heating | Electric | Electric Room Heat | E3 | CCE | 0 | 0 | 0 | 0 | 0 | 0 | 0 | 0 | 0 | 0 | 0 | 0 | 0 | 0 | 0 | 0 | 0 | 0 | 0 | 0 | 0 | 0 | 0 | 0 | 0 | 0 | 0 | 0 | 0 | 0
F1_Commercial_College_New_Space Heating_Electric_Electric Room Heat_E4 | F1 | Commercial | College | New | Space Heating | Electric | Electric Room Heat | E4 | CCE | 0 | 0 | 0 | 0 | 0 | 0 | 0 | 0 | 0 | 0 | 0 | 0 | 0 | 0 | 0 | 0 | 0 | 0 | 0 | 0 | 0 | 0 | 0 | 0 | 0 | 0 | 0 | 0 | 0 | 0
F1_Commercial_College_New_Space Heating_Electric_Electric Room Heat_E5 | F1 | Commercial | College | New | Space Heating | Electric | Electric Room Heat | E5 | CCE | 0 | 0 | 0 | 0 | 0 | 0 | 0 | 0 | 0 | 0 | 0 | 0 | 0 | 0 | 0 | 0 | 0 | 0 | 0 | 0 | 0 | 0 | 0 | 0 | 0 | 0 | 0 | 0 | 0 | 0
F1_Commercial_College_New_Space Heating_Electric_Electric Room Heat_E6 | F1 | Commercial | College | New | Space Heating | Electric | Electric Room Heat | E6 | CCE | 0 | 0 | 0 | 0 | 0 | 0 | 0 | 0 | 0 | 0 | 0 | 0 | 0 | 0 | 0 | 0 | 0 | 0 | 0 | 0 | 0 | 0 | 0 | 0 | 0 | 0 | 0 | 0 | 0 | 0
F1_Commercial_College_New_Space Heating_Electric_Electric Room Heat_E7 | F1 | Commercial | College | New | Space Heating | Electric | Electric Room Heat | E7 | CCE | 0 | 0 | 0 | 0 | 0 | 0 | 0 | 0 | 0 | 0 | 0 | 0 | 0 | 0 | 0 | 0 | 0 | 0 | 0 | 0 | 0 | 0 | 0 | 0 | 0 | 0 | 0 | 0 | 0 | 0
F1_Commercial_College_New_Space Heating_Electric_Electric Room Heat_E8 | F1 | Commercial | College | New | Space Heating | Electric | Electric Room Heat | E8 | CCE | 0 | 0 | 0 | 0 | 0 | 0 | 0 | 0 | 0 | 0 | 0 | 0 | 0 | 0 | 0 | 0 | 0 | 0 | 0 | 0 | 0 | 0 | 0 | 0 | 0 | 0 | 0 | 0 | 0 | 0
F1_Commercial_College_New_Space Heating_Electric_Electric Room Heat_E9 | F1 | Commercial | College | New | Space Heating | Electric | Electric Room Heat | E9 | CCE | 0 | 0 | 0 | 0 | 0 | 0 | 0 | 0 | 0 | 0 | 0 | 0 | 0 | 0 | 0 | 0 | 0 | 0 | 0 | 0 | 0 | 0 | 0 | 0 | 0 | 0 | 0 | 0 | 0 | 0
F1_Commercial_College_New_Space Heating_Electric_Electric Room Heat_E10 | F1 | Commercial | College | New | Space Heating | Electric | Electric Room Heat | E10 | CCE | 0 | 0 | 0 | 0 | 0 | 0 | 0 | 0 | 0 | 0 | 0 | 0 | 0 | 0 | 0 | 0 | 0 | 0 | 0 | 0 | 0 | 0 | 0 | 0 | 0 | 0 | 0 | 0 | 0 | 0
F2_Commercial_College_New_Space Heating_Electric_Electric Room Heat_E1 | F2 | Commercial | College | New | Space Heating | Electric | Electric Room Heat | E1 | TRC BC Ratio | 0 | 0 | 0 | 0 | 0 | 0 | 0 | 0 | 0 | 0 | 0 | 0 | 0 | 0 | 0 | 0 | 0 | 0 | 0 | 0 | 0 | 0 | 0 | 0 | 0 | 0 | 0 | 0 | 0 | 0
F2_Commercial_College_New_Space Heating_Electric_Electric Room Heat_E2 | F2 | Commercial | College | New | Space Heating | Electric | Electric Room Heat | E2 | TRC BC Ratio | 0 | 0 | 0 | 0 | 0 | 0 | 0 | 0 | 0 | 0 | 0 | 0 | 0 | 0 | 0 | 0 | 0 | 0 | 0 | 0 | 0 | 0 | 0 | 0 | 0 | 0 | 0 | 0 | 0 | 0
F2_Commercial_College_New_Space Heating_Electric_Electric Room Heat_E3 | F2 | Commercial | College | New | Space Heating | Electric | Electric Room Heat | E3 | TRC BC Ratio | 0 | 0 | 0 | 0 | 0 | 0 | 0 | 0 | 0 | 0 | 0 | 0 | 0 | 0 | 0 | 0 | 0 | 0 | 0 | 0 | 0 | 0 | 0 | 0 | 0 | 0 | 0 | 0 | 0 | 0
F2_Commercial_College_New_Space Heating_Electric_Electric Room Heat_E4 | F2 | Commercial | College | New | Space Heating | Electric | Electric Room Heat | E4 | TRC BC Ratio | 0 | 0 | 0 | 0 | 0 | 0 | 0 | 0 | 0 | 0 | 0 | 0 | 0 | 0 | 0 | 0 | 0 | 0 | 0 | 0 | 0 | 0 | 0 | 0 | 0 | 0 | 0 | 0 | 0 | 0
F2_Commercial_College_New_Space Heating_Electric_Electric Room Heat_E5 | F2 | Commercial | College | New | Space Heating | Electric | Electric Room Heat | E5 | TRC BC Ratio | 0 | 0 | 0 | 0 | 0 | 0 | 0 | 0 | 0 | 0 | 0 | 0 | 0 | 0 | 0 | 0 | 0 | 0 | 0 | 0 | 0 | 0 | 0 | 0 | 0 | 0 | 0 | 0 | 0 | 0
F2_Commercial_College_New_Space Heating_Electric_Electric Room Heat_E6 | F2 | Commercial | College | New | Space Heating | Electric | Electric Room Heat | E6 | TRC BC Ratio | 0 | 0 | 0 | 0 | 0 | 0 | 0 | 0 | 0 | 0 | 0 | 0 | 0 | 0 | 0 | 0 | 0 | 0 | 0 | 0 | 0 | 0 | 0 | 0 | 0 | 0 | 0 | 0 | 0 | 0
F2_Commercial_College_New_Space Heating_Electric_Electric Room Heat_E7 | F2 | Commercial | College | New | Space Heating | Electric | Electric Room Heat | E7 | TRC BC Ratio | 0 | 0 | 0 | 0 | 0 | 0 | 0 | 0 | 0 | 0 | 0 | 0 | 0 | 0 | 0 | 0 | 0 | 0 | 0 | 0 | 0 | 0 | 0 | 0 | 0 | 0 | 0 | 0 | 0 | 0
F2_Commercial_College_New_Space Heating_Electric_Electric Room Heat_E8 | F2 | Commercial | College | New | Space Heating | Electric | Electric Room Heat | E8 | TRC BC Ratio | 0 | 0 | 0 | 0 | 0 | 0 | 0 | 0 | 0 | 0 | 0 | 0 | 0 | 0 | 0 | 0 | 0 | 0 | 0 | 0 | 0 | 0 | 0 | 0 | 0 | 0 | 0 | 0 | 0 | 0
F2_Commercial_College_New_Space Heating_Electric_Electric Room Heat_E9 | F2 | Commercial | College | New | Space Heating | Electric | Electric Room Heat | E9 | TRC BC Ratio | 0 | 0 | 0 | 0 | 0 | 0 | 0 | 0 | 0 | 0 | 0 | 0 | 0 | 0 | 0 | 0 | 0 | 0 | 0 | 0 | 0 | 0 | 0 | 0 | 0 | 0 | 0 | 0 | 0 | 0
F2_Commercial_College_New_Space Heating_Electric_Electric Room Heat_E10 | F2 | Commercial | College | New | Space Heating | Electric | Electric Room Heat | E10 | TRC BC Ratio | 0 | 0 | 0 | 0 | 0 | 0 | 0 | 0 | 0 | 0 | 0 | 0 | 0 | 0 | 0 | 0 | 0 | 0 | 0 | 0 | 0 | 0 | 0 | 0 | 0 | 0 | 0 | 0 | 0 | 0
F3_Commercial_College_New_Space Heating_Electric_Electric Room Heat_E1 | F3 | Commercial | College | New | Space Heating | Electric | Electric Room Heat | E1 | PACT BC Ratio | 0 | 0 | 0 | 0 | 0 | 0 | 0 | 0 | 0 | 0 | 0 | 0 | 0 | 0 | 0 | 0 | 0 | 0 | 0 | 0 | 0 | 0 | 0 | 0 | 0 | 0 | 0 | 0 | 0 | 0
F3_Commercial_College_New_Space Heating_Electric_Electric Room Heat_E2 | F3 | Commercial | College | New | Space Heating | Electric | Electric Room Heat | E2 | PACT BC Ratio | 0 | 0 | 0 | 0 | 0 | 0 | 0 | 0 | 0 | 0 | 0 | 0 | 0 | 0 | 0 | 0 | 0 | 0 | 0 | 0 | 0 | 0 | 0 | 0 | 0 | 0 | 0 | 0 | 0 | 0
F3_Commercial_College_New_Space Heating_Electric_Electric Room Heat_E3 | F3 | Commercial | College | New | Space Heating | Electric | Electric Room Heat | E3 | PACT BC Ratio | 0 | 0 | 0 | 0 | 0 | 0 | 0 | 0 | 0 | 0 | 0 | 0 | 0 | 0 | 0 | 0 | 0 | 0 | 0 | 0 | 0 | 0 | 0 | 0 | 0 | 0 | 0 | 0 | 0 | 0
F3_Commercial_College_New_Space Heating_Electric_Electric Room Heat_E4 | F3 | Commercial | College | New | Space Heating | Electric | Electric Room Heat | E4 | PACT BC Ratio | 0 | 0 | 0 | 0 | 0 | 0 | 0 | 0 | 0 | 0 | 0 | 0 | 0 | 0 | 0 | 0 | 0 | 0 | 0 | 0 | 0 | 0 | 0 | 0 | 0 | 0 | 0 | 0 | 0 | 0
F3_Commercial_College_New_Space Heating_Electric_Electric Room Heat_E5 | F3 | Commercial | College | New | Space Heating | Electric | Electric Room Heat | E5 | PACT BC Ratio | 0 | 0 | 0 | 0 | 0 | 0 | 0 | 0 | 0 | 0 | 0 | 0 | 0 | 0 | 0 | 0 | 0 | 0 | 0 | 0 | 0 | 0 | 0 | 0 | 0 | 0 | 0 | 0 | 0 | 0
F3_Commercial_College_New_Space Heating_Electric_Electric Room Heat_E6 | F3 | Commercial | College | New | Space Heating | Electric | Electric Room Heat | E6 | PACT BC Ratio | 0 | 0 | 0 | 0 | 0 | 0 | 0 | 0 | 0 | 0 | 0 | 0 | 0 | 0 | 0 | 0 | 0 | 0 | 0 | 0 | 0 | 0 | 0 | 0 | 0 | 0 | 0 | 0 | 0 | 0
F3_Commercial_College_New_Space Heating_Electric_Electric Room Heat_E7 | F3 | Commercial | College | New | Space Heating | Electric | Electric Room Heat | E7 | PACT BC Ratio | 0 | 0 | 0 | 0 | 0 | 0 | 0 | 0 | 0 | 0 | 0 | 0 | 0 | 0 | 0 | 0 | 0 | 0 | 0 | 0 | 0 | 0 | 0 | 0 | 0 | 0 | 0 | 0 | 0 | 0
F3_Commercial_College_New_Space Heating_Electric_Electric Room Heat_E8 | F3 | Commercial | College | New | Space Heating | Electric | Electric Room Heat | E8 | PACT BC Ratio | 0 | 0 | 0 | 0 | 0 | 0 | 0 | 0 | 0 | 0 | 0 | 0 | 0 | 0 | 0 | 0 | 0 | 0 | 0 | 0 | 0 | 0 | 0 | 0 | 0 | 0 | 0 | 0 | 0 | 0
F3_Commercial_College_New_Space Heating_Electric_Electric Room Heat_E9 | F3 | Commercial | College | New | Space Heating | Electric | Electric Room Heat | E9 | PACT BC Ratio | 0 | 0 | 0 | 0 | 0 | 0 | 0 | 0 | 0 | 0 | 0 | 0 | 0 | 0 | 0 | 0 | 0 | 0 | 0 | 0 | 0 | 0 | 0 | 0 | 0 | 0 | 0 | 0 | 0 | 0
F3_Commercial_College_New_Space Heating_Electric_Electric Room Heat_E10 | F3 | Commercial | College | New | Space Heating | Electric | Electric Room Heat | E10 | PACT BC Ratio | 0 | 0 | 0 | 0 | 0 | 0 | 0 | 0 | 0 | 0 | 0 | 0 | 0 | 0 | 0 | 0 | 0 | 0 | 0 | 0 | 0 | 0 | 0 | 0 | 0 | 0 | 0 | 0 | 0 | 0
F4_Commercial_College_New_Space Heating_Electric_Electric Room Heat_E1 | F4 | Commercial | College | New | Space Heating | Electric | Electric Room Heat | E1 | RVT BC Ratio | 0 | 0 | 0 | 0 | 0 | 0 | 0 | 0 | 0 | 0 | 0 | 0 | 0 | 0 | 0 | 0 | 0 | 0 | 0 | 0 | 0 | 0 | 0 | 0 | 0 | 0 | 0 | 0 | 0 | 0
F4_Commercial_College_New_Space Heating_Electric_Electric Room Heat_E2 | F4 | Commercial | College | New | Space Heating | Electric | Electric Room Heat | E2 | RVT BC Ratio | 0 | 0 | 0 | 0 | 0 | 0 | 0 | 0 | 0 | 0 | 0 | 0 | 0 | 0 | 0 | 0 | 0 | 0 | 0 | 0 | 0 | 0 | 0 | 0 | 0 | 0 | 0 | 0 | 0 | 0
F4_Commercial_College_New_Space Heating_Electric_Electric Room Heat_E3 | F4 | Commercial | College | New | Space Heating | Electric | Electric Room Heat | E3 | RVT BC Ratio | 0 | 0 | 0 | 0 | 0 | 0 | 0 | 0 | 0 | 0 | 0 | 0 | 0 | 0 | 0 | 0 | 0 | 0 | 0 | 0 | 0 | 0 | 0 | 0 | 0 | 0 | 0 | 0 | 0 | 0
F4_Commercial_College_New_Space Heating_Electric_Electric Room Heat_E4 | F4 | Commercial | College | New | Space Heating | Electric | Electric Room Heat | E4 | RVT BC Ratio | 0 | 0 | 0 | 0 | 0 | 0 | 0 | 0 | 0 | 0 | 0 | 0 | 0 | 0 | 0 | 0 | 0 | 0 | 0 | 0 | 0 | 0 | 0 | 0 | 0 | 0 | 0 | 0 | 0 | 0
F4_Commercial_College_New_Space Heating_Electric_Electric Room Heat_E5 | F4 | Commercial | College | New | Space Heating | Electric | Electric Room Heat | E5 | RVT BC Ratio | 0 | 0 | 0 | 0 | 0 | 0 | 0 | 0 | 0 | 0 | 0 | 0 | 0 | 0 | 0 | 0 | 0 | 0 | 0 | 0 | 0 | 0 | 0 | 0 | 0 | 0 | 0 | 0 | 0 | 0
F4_Commercial_College_New_Space Heating_Electric_Electric Room Heat_E6 | F4 | Commercial | College | New | Space Heating | Electric | Electric Room Heat | E6 | RVT BC Ratio | 0 | 0 | 0 | 0 | 0 | 0 | 0 | 0 | 0 | 0 | 0 | 0 | 0 | 0 | 0 | 0 | 0 | 0 | 0 | 0 | 0 | 0 | 0 | 0 | 0 | 0 | 0 | 0 | 0 | 0
F4_Commercial_College_New_Space Heating_Electric_Electric Room Heat_E7 | F4 | Commercial | College | New | Space Heating | Electric | Electric Room Heat | E7 | RVT BC Ratio | 0 | 0 | 0 | 0 | 0 | 0 | 0 | 0 | 0 | 0 | 0 | 0 | 0 | 0 | 0 | 0 | 0 | 0 | 0 | 0 | 0 | 0 | 0 | 0 | 0 | 0 | 0 | 0 | 0 | 0
F4_Commercial_College_New_Space Heating_Electric_Electric Room Heat_E8 | F4 | Commercial | College | New | Space Heating | Electric | Electric Room Heat | E8 | RVT BC Ratio | 0 | 0 | 0 | 0 | 0 | 0 | 0 | 0 | 0 | 0 | 0 | 0 | 0 | 0 | 0 | 0 | 0 | 0 | 0 | 0 | 0 | 0 | 0 | 0 | 0 | 0 | 0 | 0 | 0 | 0
F4_Commercial_College_New_Space Heating_Electric_Electric Room Heat_E9 | F4 | Commercial | College | New | Space Heating | Electric | Electric Room Heat | E9 | RVT BC Ratio | 0 | 0 | 0 | 0 | 0 | 0 | 0 | 0 | 0 | 0 | 0 | 0 | 0 | 0 | 0 | 0 | 0 | 0 | 0 | 0 | 0 | 0 | 0 | 0 | 0 | 0 | 0 | 0 | 0 | 0
F4_Commercial_College_New_Space Heating_Electric_Electric Room Heat_E10 | F4 | Commercial | College | New | Space Heating | Electric | Electric Room Heat | E10 | RVT BC Ratio | 0 | 0 | 0 | 0 | 0 | 0 | 0 | 0 | 0 | 0 | 0 | 0 | 0 | 0 | 0 | 0 | 0 | 0 | 0 | 0 | 0 | 0 | 0 | 0 | 0 | 0 | 0 | 0 | 0 | 0
F5_Commercial_College_New_Space Heating_Electric_Electric Room Heat_E1 | F5 | Commercial | College | New | Space Heating | Electric | Electric Room Heat | E1 | RIM BC Ratio | 0 | 0 | 0 | 0 | 0 | 0 | 0 | 0 | 0 | 0 | 0 | 0 | 0 | 0 | 0 | 0 | 0 | 0 | 0 | 0 | 0 | 0 | 0 | 0 | 0 | 0 | 0 | 0 | 0 | 0
F5_Commercial_College_New_Space Heating_Electric_Electric Room Heat_E2 | F5 | Commercial | College | New | Space Heating | Electric | Electric Room Heat | E2 | RIM BC Ratio | 0 | 0 | 0 | 0 | 0 | 0 | 0 | 0 | 0 | 0 | 0 | 0 | 0 | 0 | 0 | 0 | 0 | 0 | 0 | 0 | 0 | 0 | 0 | 0 | 0 | 0 | 0 | 0 | 0 | 0
F5_Commercial_College_New_Space Heating_Electric_Electric Room Heat_E3 | F5 | Commercial | College | New | Space Heating | Electric | Electric Room Heat | E3 | RIM BC Ratio | 0 | 0 | 0 | 0 | 0 | 0 | 0 | 0 | 0 | 0 | 0 | 0 | 0 | 0 | 0 | 0 | 0 | 0 | 0 | 0 | 0 | 0 | 0 | 0 | 0 | 0 | 0 | 0 | 0 | 0
F5_Commercial_College_New_Space Heating_Electric_Electric Room Heat_E4 | F5 | Commercial | College | New | Space Heating | Electric | Electric Room Heat | E4 | RIM BC Ratio | 0 | 0 | 0 | 0 | 0 | 0 | 0 | 0 | 0 | 0 | 0 | 0 | 0 | 0 | 0 | 0 | 0 | 0 | 0 | 0 | 0 | 0 | 0 | 0 | 0 | 0 | 0 | 0 | 0 | 0
F5_Commercial_College_New_Space Heating_Electric_Electric Room Heat_E5 | F5 | Commercial | College | New | Space Heating | Electric | Electric Room Heat | E5 | RIM BC Ratio | 0 | 0 | 0 | 0 | 0 | 0 | 0 | 0 | 0 | 0 | 0 | 0 | 0 | 0 | 0 | 0 | 0 | 0 | 0 | 0 | 0 | 0 | 0 | 0 | 0 | 0 | 0 | 0 | 0 | 0
F5_Commercial_College_New_Space Heating_Electric_Electric Room Heat_E6 | F5 | Commercial | College | New | Space Heating | Electric | Electric Room Heat | E6 | RIM BC Ratio | 0 | 0 | 0 | 0 | 0 | 0 | 0 | 0 | 0 | 0 | 0 | 0 | 0 | 0 | 0 | 0 | 0 | 0 | 0 | 0 | 0 | 0 | 0 | 0 | 0 | 0 | 0 | 0 | 0 | 0
F5_Commercial_College_New_Space Heating_Electric_Electric Room Heat_E7 | F5 | Commercial | College | New | Space Heating | Electric | Electric Room Heat | E7 | RIM BC Ratio | 0 | 0 | 0 | 0 | 0 | 0 | 0 | 0 | 0 | 0 | 0 | 0 | 0 | 0 | 0 | 0 | 0 | 0 | 0 | 0 | 0 | 0 | 0 | 0 | 0 | 0 | 0 | 0 | 0 | 0
F5_Commercial_College_New_Space Heating_Electric_Electric Room Heat_E8 | F5 | Commercial | College | New | Space Heating | Electric | Electric Room Heat | E8 | RIM BC Ratio | 0 | 0 | 0 | 0 | 0 | 0 | 0 | 0 | 0 | 0 | 0 | 0 | 0 | 0 | 0 | 0 | 0 | 0 | 0 | 0 | 0 | 0 | 0 | 0 | 0 | 0 | 0 | 0 | 0 | 0
F5_Commercial_College_New_Space Heating_Electric_Electric Room Heat_E9 | F5 | Commercial | College | New | Space Heating | Electric | Electric Room Heat | E9 | RIM BC Ratio | 0 | 0 | 0 | 0 | 0 | 0 | 0 | 0 | 0 | 0 | 0 | 0 | 0 | 0 | 0 | 0 | 0 | 0 | 0 | 0 | 0 | 0 | 0 | 0 | 0 | 0 | 0 | 0 | 0 | 0
F5_Commercial_College_New_Space Heating_Electric_Electric Room Heat_E10 | F5 | Commercial | College | New | Space Heating | Electric | Electric Room Heat | E10 | RIM BC Ratio | 0 | 0 | 0 | 0 | 0 | 0 | 0 | 0 | 0 | 0 | 0 | 0 | 0 | 0 | 0 | 0 | 0 | 0 | 0 | 0 | 0 | 0 | 0 | 0 | 0 | 0 | 0 | 0 | 0 | 0
F0_Commercial_College_New_Space Heating_Electric_Packaged Terminal HP_E0 | F0 | Commercial | College | New | Space Heating | Electric | Packaged Terminal HP | E0 | Economic Unit | 0 | 0 | 0 | 0 | 0 | 0 | 0 | 0 | 0 | 0 | 0 | 0 | 0 | 0 | 0 | 0 | 0 | 0 | 0 | 0 | 0 | 0 | 0 | 0 | 0 | 0 | 0 | 0 | 0 | 0
F1_Commercial_College_New_Space Heating_Electric_Packaged Terminal HP_E1 | F1 | Commercial | College | New | Space Heating | Electric | Packaged Terminal HP | E1 | CCE | 0 | 0 | 0 | 0 | 0 | 0 | 0 | 0 | 0 | 0 | 0 | 0 | 0 | 0 | 0 | 0 | 0 | 0 | 0 | 0 | 0 | 0 | 0 | 0 | 0 | 0 | 0 | 0 | 0 | 0
F1_Commercial_College_New_Space Heating_Electric_Packaged Terminal HP_E2 | F1 | Commercial | College | New | Space Heating | Electric | Packaged Terminal HP | E2 | CCE | 0 | 0 | 0 | 0 | 0 | 0 | 0 | 0 | 0 | 0 | 0 | 0 | 0 | 0 | 0 | 0 | 0 | 0 | 0 | 0 | 0 | 0 | 0 | 0 | 0 | 0 | 0 | 0 | 0 | 0
F1_Commercial_College_New_Space Heating_Electric_Packaged Terminal HP_E3 | F1 | Commercial | College | New | Space Heating | Electric | Packaged Terminal HP | E3 | CCE | 0 | 0 | 0 | 0 | 0 | 0 | 0 | 0 | 0 | 0 | 0 | 0 | 0 | 0 | 0 | 0 | 0 | 0 | 0 | 0 | 0 | 0 | 0 | 0 | 0 | 0 | 0 | 0 | 0 | 0
F1_Commercial_College_New_Space Heating_Electric_Packaged Terminal HP_E4 | F1 | Commercial | College | New | Space Heating | Electric | Packaged Terminal HP | E4 | CCE | 0 | 0 | 0 | 0 | 0 | 0 | 0 | 0 | 0 | 0 | 0 | 0 | 0 | 0 | 0 | 0 | 0 | 0 | 0 | 0 | 0 | 0 | 0 | 0 | 0 | 0 | 0 | 0 | 0 | 0
F1_Commercial_College_New_Space Heating_Electric_Packaged Terminal HP_E5 | F1 | Commercial | College | New | Space Heating | Electric | Packaged Terminal HP | E5 | CCE | 0 | 0 | 0 | 0 | 0 | 0 | 0 | 0 | 0 | 0 | 0 | 0 | 0 | 0 | 0 | 0 | 0 | 0 | 0 | 0 | 0 | 0 | 0 | 0 | 0 | 0 | 0 | 0 | 0 | 0
F1_Commercial_College_New_Space Heating_Electric_Packaged Terminal HP_E6 | F1 | Commercial | College | New | Space Heating | Electric | Packaged Terminal HP | E6 | CCE | 0 | 0 | 0 | 0 | 0 | 0 | 0 | 0 | 0 | 0 | 0 | 0 | 0 | 0 | 0 | 0 | 0 | 0 | 0 | 0 | 0 | 0 | 0 | 0 | 0 | 0 | 0 | 0 | 0 | 0
F1_Commercial_College_New_Space Heating_Electric_Packaged Terminal HP_E7 | F1 | Commercial | College | New | Space Heating | Electric | Packaged Terminal HP | E7 | CCE | 0 | 0 | 0 | 0 | 0 | 0 | 0 | 0 | 0 | 0 | 0 | 0 | 0 | 0 | 0 | 0 | 0 | 0 | 0 | 0 | 0 | 0 | 0 | 0 | 0 | 0 | 0 | 0 | 0 | 0
F1_Commercial_College_New_Space Heating_Electric_Packaged Terminal HP_E8 | F1 | Commercial | College | New | Space Heating | Electric | Packaged Terminal HP | E8 | CCE | 0 | 0 | 0 | 0 | 0 | 0 | 0 | 0 | 0 | 0 | 0 | 0 | 0 | 0 | 0 | 0 | 0 | 0 | 0 | 0 | 0 | 0 | 0 | 0 | 0 | 0 | 0 | 0 | 0 | 0
F1_Commercial_College_New_Space Heating_Electric_Packaged Terminal HP_E9 | F1 | Commercial | College | New | Space Heating | Electric | Packaged Terminal HP | E9 | CCE | 0 | 0 | 0 | 0 | 0 | 0 | 0 | 0 | 0 | 0 | 0 | 0 | 0 | 0 | 0 | 0 | 0 | 0 | 0 | 0 | 0 | 0 | 0 | 0 | 0 | 0 | 0 | 0 | 0 | 0
F1_Commercial_College_New_Space Heating_Electric_Packaged Terminal HP_E10 | F1 | Commercial | College | New | Space Heating | Electric | Packaged Terminal HP | E10 | CCE | 0 | 0 | 0 | 0 | 0 | 0 | 0 | 0 | 0 | 0 | 0 | 0 | 0 | 0 | 0 | 0 | 0 | 0 | 0 | 0 | 0 | 0 | 0 | 0 | 0 | 0 | 0 | 0 | 0 | 0
F2_Commercial_College_New_Space Heating_Electric_Packaged Terminal HP_E1 | F2 | Commercial | College | New | Space Heating | Electric | Packaged Terminal HP | E1 | TRC BC Ratio | 0 | 0 | 0 | 0 | 0 | 0 | 0 | 0 | 0 | 0 | 0 | 0 | 0 | 0 | 0 | 0 | 0 | 0 | 0 | 0 | 0 | 0 | 0 | 0 | 0 | 0 | 0 | 0 | 0 | 0
F2_Commercial_College_New_Space Heating_Electric_Packaged Terminal HP_E2 | F2 | Commercial | College | New | Space Heating | Electric | Packaged Terminal HP | E2 | TRC BC Ratio | 0 | 0 | 0 | 0 | 0 | 0 | 0 | 0 | 0 | 0 | 0 | 0 | 0 | 0 | 0 | 0 | 0 | 0 | 0 | 0 | 0 | 0 | 0 | 0 | 0 | 0 | 0 | 0 | 0 | 0
F2_Commercial_College_New_Space Heating_Electric_Packaged Terminal HP_E3 | F2 | Commercial | College | New | Space Heating | Electric | Packaged Terminal HP | E3 | TRC BC Ratio | 0 | 0 | 0 | 0 | 0 | 0 | 0 | 0 | 0 | 0 | 0 | 0 | 0 | 0 | 0 | 0 | 0 | 0 | 0 | 0 | 0 | 0 | 0 | 0 | 0 | 0 | 0 | 0 | 0 | 0
F2_Commercial_College_New_Space Heating_Electric_Packaged Terminal HP_E4 | F2 | Commercial | College | New | Space Heating | Electric | Packaged Terminal HP | E4 | TRC BC Ratio | 0 | 0 | 0 | 0 | 0 | 0 | 0 | 0 | 0 | 0 | 0 | 0 | 0 | 0 | 0 | 0 | 0 | 0 | 0 | 0 | 0 | 0 | 0 | 0 | 0 | 0 | 0 | 0 | 0 | 0
F2_Commercial_College_New_Space Heating_Electric_Packaged Terminal HP_E5 | F2 | Commercial | College | New | Space Heating | Electric | Packaged Terminal HP | E5 | TRC BC Ratio | 0 | 0 | 0 | 0 | 0 | 0 | 0 | 0 | 0 | 0 | 0 | 0 | 0 | 0 | 0 | 0 | 0 | 0 | 0 | 0 | 0 | 0 | 0 | 0 | 0 | 0 | 0 | 0 | 0 | 0
F2_Commercial_College_New_Space Heating_Electric_Packaged Terminal HP_E6 | F2 | Commercial | College | New | Space Heating | Electric | Packaged Terminal HP | E6 | TRC BC Ratio | 0 | 0 | 0 | 0 | 0 | 0 | 0 | 0 | 0 | 0 | 0 | 0 | 0 | 0 | 0 | 0 | 0 | 0 | 0 | 0 | 0 | 0 | 0 | 0 | 0 | 0 | 0 | 0 | 0 | 0
F2_Commercial_College_New_Space Heating_Electric_Packaged Terminal HP_E7 | F2 | Commercial | College | New | Space Heating | Electric | Packaged Terminal HP | E7 | TRC BC Ratio | 0 | 0 | 0 | 0 | 0 | 0 | 0 | 0 | 0 | 0 | 0 | 0 | 0 | 0 | 0 | 0 | 0 | 0 | 0 | 0 | 0 | 0 | 0 | 0 | 0 | 0 | 0 | 0 | 0 | 0
F2_Commercial_College_New_Space Heating_Electric_Packaged Terminal HP_E8 | F2 | Commercial | College | New | Space Heating | Electric | Packaged Terminal HP | E8 | TRC BC Ratio | 0 | 0 | 0 | 0 | 0 | 0 | 0 | 0 | 0 | 0 | 0 | 0 | 0 | 0 | 0 | 0 | 0 | 0 | 0 | 0 | 0 | 0 | 0 | 0 | 0 | 0 | 0 | 0 | 0 | 0
F2_Commercial_College_New_Space Heating_Electric_Packaged Terminal HP_E9 | F2 | Commercial | College | New | Space Heating | Electric | Packaged Terminal HP | E9 | TRC BC Ratio | 0 | 0 | 0 | 0 | 0 | 0 | 0 | 0 | 0 | 0 | 0 | 0 | 0 | 0 | 0 | 0 | 0 | 0 | 0 | 0 | 0 | 0 | 0 | 0 | 0 | 0 | 0 | 0 | 0 | 0
F2_Commercial_College_New_Space Heating_Electric_Packaged Terminal HP_E10 | F2 | Commercial | College | New | Space Heating | Electric | Packaged Terminal HP | E10 | TRC BC Ratio | 0 | 0 | 0 | 0 | 0 | 0 | 0 | 0 | 0 | 0 | 0 | 0 | 0 | 0 | 0 | 0 | 0 | 0 | 0 | 0 | 0 | 0 | 0 | 0 | 0 | 0 | 0 | 0 | 0 | 0
F3_Commercial_College_New_Space Heating_Electric_Packaged Terminal HP_E1 | F3 | Commercial | College | New | Space Heating | Electric | Packaged Terminal HP | E1 | PACT BC Ratio | 0 | 0 | 0 | 0 | 0 | 0 | 0 | 0 | 0 | 0 | 0 | 0 | 0 | 0 | 0 | 0 | 0 | 0 | 0 | 0 | 0 | 0 | 0 | 0 | 0 | 0 | 0 | 0 | 0 | 0
F3_Commercial_College_New_Space Heating_Electric_Packaged Terminal HP_E2 | F3 | Commercial | College | New | Space Heating | Electric | Packaged Terminal HP | E2 | PACT BC Ratio | 0 | 0 | 0 | 0 | 0 | 0 | 0 | 0 | 0 | 0 | 0 | 0 | 0 | 0 | 0 | 0 | 0 | 0 | 0 | 0 | 0 | 0 | 0 | 0 | 0 | 0 | 0 | 0 | 0 | 0
F3_Commercial_College_New_Space Heating_Electric_Packaged Terminal HP_E3 | F3 | Commercial | College | New | Space Heating | Electric | Packaged Terminal HP | E3 | PACT BC Ratio | 0 | 0 | 0 | 0 | 0 | 0 | 0 | 0 | 0 | 0 | 0 | 0 | 0 | 0 | 0 | 0 | 0 | 0 | 0 | 0 | 0 | 0 | 0 | 0 | 0 | 0 | 0 | 0 | 0 | 0
F3_Commercial_College_New_Space Heating_Electric_Packaged Terminal HP_E4 | F3 | Commercial | College | New | Space Heating | Electric | Packaged Terminal HP | E4 | PACT BC Ratio | 0 | 0 | 0 | 0 | 0 | 0 | 0 | 0 | 0 | 0 | 0 | 0 | 0 | 0 | 0 | 0 | 0 | 0 | 0 | 0 | 0 | 0 | 0 | 0 | 0 | 0 | 0 | 0 | 0 | 0
F3_Commercial_College_New_Space Heating_Electric_Packaged Terminal HP_E5 | F3 | Commercial | College | New | Space Heating | Electric | Packaged Terminal HP | E5 | PACT BC Ratio | 0 | 0 | 0 | 0 | 0 | 0 | 0 | 0 | 0 | 0 | 0 | 0 | 0 | 0 | 0 | 0 | 0 | 0 | 0 | 0 | 0 | 0 | 0 | 0 | 0 | 0 | 0 | 0 | 0 | 0
F3_Commercial_College_New_Space Heating_Electric_Packaged Terminal HP_E6 | F3 | Commercial | College | New | Space Heating | Electric | Packaged Terminal HP | E6 | PACT BC Ratio | 0 | 0 | 0 | 0 | 0 | 0 | 0 | 0 | 0 | 0 | 0 | 0 | 0 | 0 | 0 | 0 | 0 | 0 | 0 | 0 | 0 | 0 | 0 | 0 | 0 | 0 | 0 | 0 | 0 | 0
F3_Commercial_College_New_Space Heating_Electric_Packaged Terminal HP_E7 | F3 | Commercial | College | New | Space Heating | Electric | Packaged Terminal HP | E7 | PACT BC Ratio | 0 | 0 | 0 | 0 | 0 | 0 | 0 | 0 | 0 | 0 | 0 | 0 | 0 | 0 | 0 | 0 | 0 | 0 | 0 | 0 | 0 | 0 | 0 | 0 | 0 | 0 | 0 | 0 | 0 | 0
F3_Commercial_College_New_Space Heating_Electric_Packaged Terminal HP_E8 | F3 | Commercial | College | New | Space Heating | Electric | Packaged Terminal HP | E8 | PACT BC Ratio | 0 | 0 | 0 | 0 | 0 | 0 | 0 | 0 | 0 | 0 | 0 | 0 | 0 | 0 | 0 | 0 | 0 | 0 | 0 | 0 | 0 | 0 | 0 | 0 | 0 | 0 | 0 | 0 | 0 | 0
F3_Commercial_College_New_Space Heating_Electric_Packaged Terminal HP_E9 | F3 | Commercial | College | New | Space Heating | Electric | Packaged Terminal HP | E9 | PACT BC Ratio | 0 | 0 | 0 | 0 | 0 | 0 | 0 | 0 | 0 | 0 | 0 | 0 | 0 | 0 | 0 | 0 | 0 | 0 | 0 | 0 | 0 | 0 | 0 | 0 | 0 | 0 | 0 | 0 | 0 | 0
F3_Commercial_College_New_Space Heating_Electric_Packaged Terminal HP_E10 | F3 | Commercial | College | New | Space Heating | Electric | Packaged Terminal HP | E10 | PACT BC Ratio | 0 | 0 | 0 | 0 | 0 | 0 | 0 | 0 | 0 | 0 | 0 | 0 | 0 | 0 | 0 | 0 | 0 | 0 | 0 | 0 | 0 | 0 | 0 | 0 | 0 | 0 | 0 | 0 | 0 | 0
F4_Commercial_College_New_Space Heating_Electric_Packaged Terminal HP_E1 | F4 | Commercial | College | New | Space Heating | Electric | Packaged Terminal HP | E1 | RVT BC Ratio | 0 | 0 | 0 | 0 | 0 | 0 | 0 | 0 | 0 | 0 | 0 | 0 | 0 | 0 | 0 | 0 | 0 | 0 | 0 | 0 | 0 | 0 | 0 | 0 | 0 | 0 | 0 | 0 | 0 | 0
F4_Commercial_College_New_Space Heating_Electric_Packaged Terminal HP_E2 | F4 | Commercial | College | New | Space Heating | Electric | Packaged Terminal HP | E2 | RVT BC Ratio | 0 | 0 | 0 | 0 | 0 | 0 | 0 | 0 | 0 | 0 | 0 | 0 | 0 | 0 | 0 | 0 | 0 | 0 | 0 | 0 | 0 | 0 | 0 | 0 | 0 | 0 | 0 | 0 | 0 | 0
F4_Commercial_College_New_Space Heating_Electric_Packaged Terminal HP_E3 | F4 | Commercial | College | New | Space Heating | Electric | Packaged Terminal HP | E3 | RVT BC Ratio | 0 | 0 | 0 | 0 | 0 | 0 | 0 | 0 | 0 | 0 | 0 | 0 | 0 | 0 | 0 | 0 | 0 | 0 | 0 | 0 | 0 | 0 | 0 | 0 | 0 | 0 | 0 | 0 | 0 | 0
F4_Commercial_College_New_Space Heating_Electric_Packaged Terminal HP_E4 | F4 | Commercial | College | New | Space Heating | Electric | Packaged Terminal HP | E4 | RVT BC Ratio | 0 | 0 | 0 | 0 | 0 | 0 | 0 | 0 | 0 | 0 | 0 | 0 | 0 | 0 | 0 | 0 | 0 | 0 | 0 | 0 | 0 | 0 | 0 | 0 | 0 | 0 | 0 | 0 | 0 | 0
F4_Commercial_College_New_Space Heating_Electric_Packaged Terminal HP_E5 | F4 | Commercial | College | New | Space Heating | Electric | Packaged Terminal HP | E5 | RVT BC Ratio | 0 | 0 | 0 | 0 | 0 | 0 | 0 | 0 | 0 | 0 | 0 | 0 | 0 | 0 | 0 | 0 | 0 | 0 | 0 | 0 | 0 | 0 | 0 | 0 | 0 | 0 | 0 | 0 | 0 | 0
F4_Commercial_College_New_Space Heating_Electric_Packaged Terminal HP_E6 | F4 | Commercial | College | New | Space Heating | Electric | Packaged Terminal HP | E6 | RVT BC Ratio | 0 | 0 | 0 | 0 | 0 | 0 | 0 | 0 | 0 | 0 | 0 | 0 | 0 | 0 | 0 | 0 | 0 | 0 | 0 | 0 | 0 | 0 | 0 | 0 | 0 | 0 | 0 | 0 | 0 | 0
F4_Commercial_College_New_Space Heating_Electric_Packaged Terminal HP_E7 | F4 | Commercial | College | New | Space Heating | Electric | Packaged Terminal HP | E7 | RVT BC Ratio | 0 | 0 | 0 | 0 | 0 | 0 | 0 | 0 | 0 | 0 | 0 | 0 | 0 | 0 | 0 | 0 | 0 | 0 | 0 | 0 | 0 | 0 | 0 | 0 | 0 | 0 | 0 | 0 | 0 | 0
F4_Commercial_College_New_Space Heating_Electric_Packaged Terminal HP_E8 | F4 | Commercial | College | New | Space Heating | Electric | Packaged Terminal HP | E8 | RVT BC Ratio | 0 | 0 | 0 | 0 | 0 | 0 | 0 | 0 | 0 | 0 | 0 | 0 | 0 | 0 | 0 | 0 | 0 | 0 | 0 | 0 | 0 | 0 | 0 | 0 | 0 | 0 | 0 | 0 | 0 | 0
F4_Commercial_College_New_Space Heating_Electric_Packaged Terminal HP_E9 | F4 | Commercial | College | New | Space Heating | Electric | Packaged Terminal HP | E9 | RVT BC Ratio | 0 | 0 | 0 | 0 | 0 | 0 | 0 | 0 | 0 | 0 | 0 | 0 | 0 | 0 | 0 | 0 | 0 | 0 | 0 | 0 | 0 | 0 | 0 | 0 | 0 | 0 | 0 | 0 | 0 | 0
F4_Commercial_College_New_Space Heating_Electric_Packaged Terminal HP_E10 | F4 | Commercial | College | New | Space Heating | Electric | Packaged Terminal HP | E10 | RVT BC Ratio | 0 | 0 | 0 | 0 | 0 | 0 | 0 | 0 | 0 | 0 | 0 | 0 | 0 | 0 | 0 | 0 | 0 | 0 | 0 | 0 | 0 | 0 | 0 | 0 | 0 | 0 | 0 | 0 | 0 | 0
F5_Commercial_College_New_Space Heating_Electric_Packaged Terminal HP_E1 | F5 | Commercial | College | New | Space Heating | Electric | Packaged Terminal HP | E1 | RIM BC Ratio | 0 | 0 | 0 | 0 | 0 | 0 | 0 | 0 | 0 | 0 | 0 | 0 | 0 | 0 | 0 | 0 | 0 | 0 | 0 | 0 | 0 | 0 | 0 | 0 | 0 | 0 | 0 | 0 | 0 | 0
F5_Commercial_College_New_Space Heating_Electric_Packaged Terminal HP_E2 | F5 | Commercial | College | New | Space Heating | Electric | Packaged Terminal HP | E2 | RIM BC Ratio | 0 | 0 | 0 | 0 | 0 | 0 | 0 | 0 | 0 | 0 | 0 | 0 | 0 | 0 | 0 | 0 | 0 | 0 | 0 | 0 | 0 | 0 | 0 | 0 | 0 | 0 | 0 | 0 | 0 | 0
F5_Commercial_College_New_Space Heating_Electric_Packaged Terminal HP_E3 | F5 | Commercial | College | New | Space Heating | Electric | Packaged Terminal HP | E3 | RIM BC Ratio | 0 | 0 | 0 | 0 | 0 | 0 | 0 | 0 | 0 | 0 | 0 | 0 | 0 | 0 | 0 | 0 | 0 | 0 | 0 | 0 | 0 | 0 | 0 | 0 | 0 | 0 | 0 | 0 | 0 | 0
F5_Commercial_College_New_Space Heating_Electric_Packaged Terminal HP_E4 | F5 | Commercial | College | New | Space Heating | Electric | Packaged Terminal HP | E4 | RIM BC Ratio | 0 | 0 | 0 | 0 | 0 | 0 | 0 | 0 | 0 | 0 | 0 | 0 | 0 | 0 | 0 | 0 | 0 | 0 | 0 | 0 | 0 | 0 | 0 | 0 | 0 | 0 | 0 | 0 | 0 | 0
F5_Commercial_College_New_Space Heating_Electric_Packaged Terminal HP_E5 | F5 | Commercial | College | New | Space Heating | Electric | Packaged Terminal HP | E5 | RIM BC Ratio | 0 | 0 | 0 | 0 | 0 | 0 | 0 | 0 | 0 | 0 | 0 | 0 | 0 | 0 | 0 | 0 | 0 | 0 | 0 | 0 | 0 | 0 | 0 | 0 | 0 | 0 | 0 | 0 | 0 | 0
F5_Commercial_College_New_Space Heating_Electric_Packaged Terminal HP_E6 | F5 | Commercial | College | New | Space Heating | Electric | Packaged Terminal HP | E6 | RIM BC Ratio | 0 | 0 | 0 | 0 | 0 | 0 | 0 | 0 | 0 | 0 | 0 | 0 | 0 | 0 | 0 | 0 | 0 | 0 | 0 | 0 | 0 | 0 | 0 | 0 | 0 | 0 | 0 | 0 | 0 | 0
F5_Commercial_College_New_Space Heating_Electric_Packaged Terminal HP_E7 | F5 | Commercial | College | New | Space Heating | Electric | Packaged Terminal HP | E7 | RIM BC Ratio | 0 | 0 | 0 | 0 | 0 | 0 | 0 | 0 | 0 | 0 | 0 | 0 | 0 | 0 | 0 | 0 | 0 | 0 | 0 | 0 | 0 | 0 | 0 | 0 | 0 | 0 | 0 | 0 | 0 | 0
F5_Commercial_College_New_Space Heating_Electric_Packaged Terminal HP_E8 | F5 | Commercial | College | New | Space Heating | Electric | Packaged Terminal HP | E8 | RIM BC Ratio | 0 | 0 | 0 | 0 | 0 | 0 | 0 | 0 | 0 | 0 | 0 | 0 | 0 | 0 | 0 | 0 | 0 | 0 | 0 | 0 | 0 | 0 | 0 | 0 | 0 | 0 | 0 | 0 | 0 | 0
F5_Commercial_College_New_Space Heating_Electric_Packaged Terminal HP_E9 | F5 | Commercial | College | New | Space Heating | Electric | Packaged Terminal HP | E9 | RIM BC Ratio | 0 | 0 | 0 | 0 | 0 | 0 | 0 | 0 | 0 | 0 | 0 | 0 | 0 | 0 | 0 | 0 | 0 | 0 | 0 | 0 | 0 | 0 | 0 | 0 | 0 | 0 | 0 | 0 | 0 | 0
F5_Commercial_College_New_Space Heating_Electric_Packaged Terminal HP_E10 | F5 | Commercial | College | New | Space Heating | Electric | Packaged Terminal HP | E10 | RIM BC Ratio | 0 | 0 | 0 | 0 | 0 | 0 | 0 | 0 | 0 | 0 | 0 | 0 | 0 | 0 | 0 | 0 | 0 | 0 | 0 | 0 | 0 | 0 | 0 | 0 | 0 | 0 | 0 | 0 | 0 | 0
F0_Commercial_College_New_Space Heating_Electric_Air-Source Heat Pump_E0 | F0 | Commercial | College | New | Space Heating | Electric | Air-Source Heat Pump | E0 | Economic Unit | 0 | 0 | 0 | 0 | 0 | 0 | 0 | 0 | 0 | 0 | 0 | 0 | 0 | 0 | 0 | 0 | 0 | 0 | 0 | 0 | 0 | 0 | 0 | 0 | 0 | 0 | 0 | 0 | 0 | 0
F1_Commercial_College_New_Space Heating_Electric_Air-Source Heat Pump_E1 | F1 | Commercial | College | New | Space Heating | Electric | Air-Source Heat Pump | E1 | CCE | 0 | 0 | 0 | 0 | 0 | 0 | 0 | 0 | 0 | 0 | 0 | 0 | 0 | 0 | 0 | 0 | 0 | 0 | 0 | 0 | 0 | 0 | 0 | 0 | 0 | 0 | 0 | 0 | 0 | 0
F1_Commercial_College_New_Space Heating_Electric_Air-Source Heat Pump_E2 | F1 | Commercial | College | New | Space Heating | Electric | Air-Source Heat Pump | E2 | CCE | 0 | 0 | 0 | 0 | 0 | 0 | 0 | 0 | 0 | 0 | 0 | 0 | 0 | 0 | 0 | 0 | 0 | 0 | 0 | 0 | 0 | 0 | 0 | 0 | 0 | 0 | 0 | 0 | 0 | 0
F1_Commercial_College_New_Space Heating_Electric_Air-Source Heat Pump_E3 | F1 | Commercial | College | New | Space Heating | Electric | Air-Source Heat Pump | E3 | CCE | 0 | 0 | 0 | 0 | 0 | 0 | 0 | 0 | 0 | 0 | 0 | 0 | 0 | 0 | 0 | 0 | 0 | 0 | 0 | 0 | 0 | 0 | 0 | 0 | 0 | 0 | 0 | 0 | 0 | 0
F1_Commercial_College_New_Space Heating_Electric_Air-Source Heat Pump_E4 | F1 | Commercial | College | New | Space Heating | Electric | Air-Source Heat Pump | E4 | CCE | 0 | 0 | 0 | 0 | 0 | 0 | 0 | 0 | 0 | 0 | 0 | 0 | 0 | 0 | 0 | 0 | 0 | 0 | 0 | 0 | 0 | 0 | 0 | 0 | 0 | 0 | 0 | 0 | 0 | 0
F1_Commercial_College_New_Space Heating_Electric_Air-Source Heat Pump_E5 | F1 | Commercial | College | New | Space Heating | Electric | Air-Source Heat Pump | E5 | CCE | 0 | 0 | 0 | 0 | 0 | 0 | 0 | 0 | 0 | 0 | 0 | 0 | 0 | 0 | 0 | 0 | 0 | 0 | 0 | 0 | 0 | 0 | 0 | 0 | 0 | 0 | 0 | 0 | 0 | 0
F1_Commercial_College_New_Space Heating_Electric_Air-Source Heat Pump_E6 | F1 | Commercial | College | New | Space Heating | Electric | Air-Source Heat Pump | E6 | CCE | 0 | 0 | 0 | 0 | 0 | 0 | 0 | 0 | 0 | 0 | 0 | 0 | 0 | 0 | 0 | 0 | 0 | 0 | 0 | 0 | 0 | 0 | 0 | 0 | 0 | 0 | 0 | 0 | 0 | 0
F1_Commercial_College_New_Space Heating_Electric_Air-Source Heat Pump_E7 | F1 | Commercial | College | New | Space Heating | Electric | Air-Source Heat Pump | E7 | CCE | 0 | 0 | 0 | 0 | 0 | 0 | 0 | 0 | 0 | 0 | 0 | 0 | 0 | 0 | 0 | 0 | 0 | 0 | 0 | 0 | 0 | 0 | 0 | 0 | 0 | 0 | 0 | 0 | 0 | 0
F1_Commercial_College_New_Space Heating_Electric_Air-Source Heat Pump_E8 | F1 | Commercial | College | New | Space Heating | Electric | Air-Source Heat Pump | E8 | CCE | 0 | 0 | 0 | 0 | 0 | 0 | 0 | 0 | 0 | 0 | 0 | 0 | 0 | 0 | 0 | 0 | 0 | 0 | 0 | 0 | 0 | 0 | 0 | 0 | 0 | 0 | 0 | 0 | 0 | 0
F1_Commercial_College_New_Space Heating_Electric_Air-Source Heat Pump_E9 | F1 | Commercial | College | New | Space Heating | Electric | Air-Source Heat Pump | E9 | CCE | 0 | 0 | 0 | 0 | 0 | 0 | 0 | 0 | 0 | 0 | 0 | 0 | 0 | 0 | 0 | 0 | 0 | 0 | 0 | 0 | 0 | 0 | 0 | 0 | 0 | 0 | 0 | 0 | 0 | 0
F1_Commercial_College_New_Space Heating_Electric_Air-Source Heat Pump_E10 | F1 | Commercial | College | New | Space Heating | Electric | Air-Source Heat Pump | E10 | CCE | 0 | 0 | 0 | 0 | 0 | 0 | 0 | 0 | 0 | 0 | 0 | 0 | 0 | 0 | 0 | 0 | 0 | 0 | 0 | 0 | 0 | 0 | 0 | 0 | 0 | 0 | 0 | 0 | 0 | 0
F2_Commercial_College_New_Space Heating_Electric_Air-Source Heat Pump_E1 | F2 | Commercial | College | New | Space Heating | Electric | Air-Source Heat Pump | E1 | TRC BC Ratio | 0 | 0 | 0 | 0 | 0 | 0 | 0 | 0 | 0 | 0 | 0 | 0 | 0 | 0 | 0 | 0 | 0 | 0 | 0 | 0 | 0 | 0 | 0 | 0 | 0 | 0 | 0 | 0 | 0 | 0
F2_Commercial_College_New_Space Heating_Electric_Air-Source Heat Pump_E2 | F2 | Commercial | College | New | Space Heating | Electric | Air-Source Heat Pump | E2 | TRC BC Ratio | 0 | 0 | 0 | 0 | 0 | 0 | 0 | 0 | 0 | 0 | 0 | 0 | 0 | 0 | 0 | 0 | 0 | 0 | 0 | 0 | 0 | 0 | 0 | 0 | 0 | 0 | 0 | 0 | 0 | 0
F2_Commercial_College_New_Space Heating_Electric_Air-Source Heat Pump_E3 | F2 | Commercial | College | New | Space Heating | Electric | Air-Source Heat Pump | E3 | TRC BC Ratio | 0 | 0 | 0 | 0 | 0 | 0 | 0 | 0 | 0 | 0 | 0 | 0 | 0 | 0 | 0 | 0 | 0 | 0 | 0 | 0 | 0 | 0 | 0 | 0 | 0 | 0 | 0 | 0 | 0 | 0
F2_Commercial_College_New_Space Heating_Electric_Air-Source Heat Pump_E4 | F2 | Commercial | College | New | Space Heating | Electric | Air-Source Heat Pump | E4 | TRC BC Ratio | 0 | 0 | 0 | 0 | 0 | 0 | 0 | 0 | 0 | 0 | 0 | 0 | 0 | 0 | 0 | 0 | 0 | 0 | 0 | 0 | 0 | 0 | 0 | 0 | 0 | 0 | 0 | 0 | 0 | 0
F2_Commercial_College_New_Space Heating_Electric_Air-Source Heat Pump_E5 | F2 | Commercial | College | New | Space Heating | Electric | Air-Source Heat Pump | E5 | TRC BC Ratio | 0 | 0 | 0 | 0 | 0 | 0 | 0 | 0 | 0 | 0 | 0 | 0 | 0 | 0 | 0 | 0 | 0 | 0 | 0 | 0 | 0 | 0 | 0 | 0 | 0 | 0 | 0 | 0 | 0 | 0
F2_Commercial_College_New_Space Heating_Electric_Air-Source Heat Pump_E6 | F2 | Commercial | College | New | Space Heating | Electric | Air-Source Heat Pump | E6 | TRC BC Ratio | 0 | 0 | 0 | 0 | 0 | 0 | 0 | 0 | 0 | 0 | 0 | 0 | 0 | 0 | 0 | 0 | 0 | 0 | 0 | 0 | 0 | 0 | 0 | 0 | 0 | 0 | 0 | 0 | 0 | 0
F2_Commercial_College_New_Space Heating_Electric_Air-Source Heat Pump_E7 | F2 | Commercial | College | New | Space Heating | Electric | Air-Source Heat Pump | E7 | TRC BC Ratio | 0 | 0 | 0 | 0 | 0 | 0 | 0 | 0 | 0 | 0 | 0 | 0 | 0 | 0 | 0 | 0 | 0 | 0 | 0 | 0 | 0 | 0 | 0 | 0 | 0 | 0 | 0 | 0 | 0 | 0
F2_Commercial_College_New_Space Heating_Electric_Air-Source Heat Pump_E8 | F2 | Commercial | College | New | Space Heating | Electric | Air-Source Heat Pump | E8 | TRC BC Ratio | 0 | 0 | 0 | 0 | 0 | 0 | 0 | 0 | 0 | 0 | 0 | 0 | 0 | 0 | 0 | 0 | 0 | 0 | 0 | 0 | 0 | 0 | 0 | 0 | 0 | 0 | 0 | 0 | 0 | 0
F2_Commercial_College_New_Space Heating_Electric_Air-Source Heat Pump_E9 | F2 | Commercial | College | New | Space Heating | Electric | Air-Source Heat Pump | E9 | TRC BC Ratio | 0 | 0 | 0 | 0 | 0 | 0 | 0 | 0 | 0 | 0 | 0 | 0 | 0 | 0 | 0 | 0 | 0 | 0 | 0 | 0 | 0 | 0 | 0 | 0 | 0 | 0 | 0 | 0 | 0 | 0
F2_Commercial_College_New_Space Heating_Electric_Air-Source Heat Pump_E10 | F2 | Commercial | College | New | Space Heating | Electric | Air-Source Heat Pump | E10 | TRC BC Ratio | 0 | 0 | 0 | 0 | 0 | 0 | 0 | 0 | 0 | 0 | 0 | 0 | 0 | 0 | 0 | 0 | 0 | 0 | 0 | 0 | 0 | 0 | 0 | 0 | 0 | 0 | 0 | 0 | 0 | 0
F3_Commercial_College_New_Space Heating_Electric_Air-Source Heat Pump_E1 | F3 | Commercial | College | New | Space Heating | Electric | Air-Source Heat Pump | E1 | PACT BC Ratio | 0 | 0 | 0 | 0 | 0 | 0 | 0 | 0 | 0 | 0 | 0 | 0 | 0 | 0 | 0 | 0 | 0 | 0 | 0 | 0 | 0 | 0 | 0 | 0 | 0 | 0 | 0 | 0 | 0 | 0
F3_Commercial_College_New_Space Heating_Electric_Air-Source Heat Pump_E2 | F3 | Commercial | College | New | Space Heating | Electric | Air-Source Heat Pump | E2 | PACT BC Ratio | 0 | 0 | 0 | 0 | 0 | 0 | 0 | 0 | 0 | 0 | 0 | 0 | 0 | 0 | 0 | 0 | 0 | 0 | 0 | 0 | 0 | 0 | 0 | 0 | 0 | 0 | 0 | 0 | 0 | 0
F3_Commercial_College_New_Space Heating_Electric_Air-Source Heat Pump_E3 | F3 | Commercial | College | New | Space Heating | Electric | Air-Source Heat Pump | E3 | PACT BC Ratio | 0 | 0 | 0 | 0 | 0 | 0 | 0 | 0 | 0 | 0 | 0 | 0 | 0 | 0 | 0 | 0 | 0 | 0 | 0 | 0 | 0 | 0 | 0 | 0 | 0 | 0 | 0 | 0 | 0 | 0
F3_Commercial_College_New_Space Heating_Electric_Air-Source Heat Pump_E4 | F3 | Commercial | College | New | Space Heating | Electric | Air-Source Heat Pump | E4 | PACT BC Ratio | 0 | 0 | 0 | 0 | 0 | 0 | 0 | 0 | 0 | 0 | 0 | 0 | 0 | 0 | 0 | 0 | 0 | 0 | 0 | 0 | 0 | 0 | 0 | 0 | 0 | 0 | 0 | 0 | 0 | 0
F3_Commercial_College_New_Space Heating_Electric_Air-Source Heat Pump_E5 | F3 | Commercial | College | New | Space Heating | Electric | Air-Source Heat Pump | E5 | PACT BC Ratio | 0 | 0 | 0 | 0 | 0 | 0 | 0 | 0 | 0 | 0 | 0 | 0 | 0 | 0 | 0 | 0 | 0 | 0 | 0 | 0 | 0 | 0 | 0 | 0 | 0 | 0 | 0 | 0 | 0 | 0
F3_Commercial_College_New_Space Heating_Electric_Air-Source Heat Pump_E6 | F3 | Commercial | College | New | Space Heating | Electric | Air-Source Heat Pump | E6 | PACT BC Ratio | 0 | 0 | 0 | 0 | 0 | 0 | 0 | 0 | 0 | 0 | 0 | 0 | 0 | 0 | 0 | 0 | 0 | 0 | 0 | 0 | 0 | 0 | 0 | 0 | 0 | 0 | 0 | 0 | 0 | 0
F3_Commercial_College_New_Space Heating_Electric_Air-Source Heat Pump_E7 | F3 | Commercial | College | New | Space Heating | Electric | Air-Source Heat Pump | E7 | PACT BC Ratio | 0 | 0 | 0 | 0 | 0 | 0 | 0 | 0 | 0 | 0 | 0 | 0 | 0 | 0 | 0 | 0 | 0 | 0 | 0 | 0 | 0 | 0 | 0 | 0 | 0 | 0 | 0 | 0 | 0 | 0
F3_Commercial_College_New_Space Heating_Electric_Air-Source Heat Pump_E8 | F3 | Commercial | College | New | Space Heating | Electric | Air-Source Heat Pump | E8 | PACT BC Ratio | 0 | 0 | 0 | 0 | 0 | 0 | 0 | 0 | 0 | 0 | 0 | 0 | 0 | 0 | 0 | 0 | 0 | 0 | 0 | 0 | 0 | 0 | 0 | 0 | 0 | 0 | 0 | 0 | 0 | 0
F3_Commercial_College_New_Space Heating_Electric_Air-Source Heat Pump_E9 | F3 | Commercial | College | New | Space Heating | Electric | Air-Source Heat Pump | E9 | PACT BC Ratio | 0 | 0 | 0 | 0 | 0 | 0 | 0 | 0 | 0 | 0 | 0 | 0 | 0 | 0 | 0 | 0 | 0 | 0 | 0 | 0 | 0 | 0 | 0 | 0 | 0 | 0 | 0 | 0 | 0 | 0
F3_Commercial_College_New_Space Heating_Electric_Air-Source Heat Pump_E10 | F3 | Commercial | College | New | Space Heating | Electric | Air-Source Heat Pump | E10 | PACT BC Ratio | 0 | 0 | 0 | 0 | 0 | 0 | 0 | 0 | 0 | 0 | 0 | 0 | 0 | 0 | 0 | 0 | 0 | 0 | 0 | 0 | 0 | 0 | 0 | 0 | 0 | 0 | 0 | 0 | 0 | 0
F4_Commercial_College_New_Space Heating_Electric_Air-Source Heat Pump_E1 | F4 | Commercial | College | New | Space Heating | Electric | Air-Source Heat Pump | E1 | RVT BC Ratio | 0 | 0 | 0 | 0 | 0 | 0 | 0 | 0 | 0 | 0 | 0 | 0 | 0 | 0 | 0 | 0 | 0 | 0 | 0 | 0 | 0 | 0 | 0 | 0 | 0 | 0 | 0 | 0 | 0 | 0
F4_Commercial_College_New_Space Heating_Electric_Air-Source Heat Pump_E2 | F4 | Commercial | College | New | Space Heating | Electric | Air-Source Heat Pump | E2 | RVT BC Ratio | 0 | 0 | 0 | 0 | 0 | 0 | 0 | 0 | 0 | 0 | 0 | 0 | 0 | 0 | 0 | 0 | 0 | 0 | 0 | 0 | 0 | 0 | 0 | 0 | 0 | 0 | 0 | 0 | 0 | 0
F4_Commercial_College_New_Space Heating_Electric_Air-Source Heat Pump_E3 | F4 | Commercial | College | New | Space Heating | Electric | Air-Source Heat Pump | E3 | RVT BC Ratio | 0 | 0 | 0 | 0 | 0 | 0 | 0 | 0 | 0 | 0 | 0 | 0 | 0 | 0 | 0 | 0 | 0 | 0 | 0 | 0 | 0 | 0 | 0 | 0 | 0 | 0 | 0 | 0 | 0 | 0
F4_Commercial_College_New_Space Heating_Electric_Air-Source Heat Pump_E4 | F4 | Commercial | College | New | Space Heating | Electric | Air-Source Heat Pump | E4 | RVT BC Ratio | 0 | 0 | 0 | 0 | 0 | 0 | 0 | 0 | 0 | 0 | 0 | 0 | 0 | 0 | 0 | 0 | 0 | 0 | 0 | 0 | 0 | 0 | 0 | 0 | 0 | 0 | 0 | 0 | 0 | 0
F4_Commercial_College_New_Space Heating_Electric_Air-Source Heat Pump_E5 | F4 | Commercial | College | New | Space Heating | Electric | Air-Source Heat Pump | E5 | RVT BC Ratio | 0 | 0 | 0 | 0 | 0 | 0 | 0 | 0 | 0 | 0 | 0 | 0 | 0 | 0 | 0 | 0 | 0 | 0 | 0 | 0 | 0 | 0 | 0 | 0 | 0 | 0 | 0 | 0 | 0 | 0
F4_Commercial_College_New_Space Heating_Electric_Air-Source Heat Pump_E6 | F4 | Commercial | College | New | Space Heating | Electric | Air-Source Heat Pump | E6 | RVT BC Ratio | 0 | 0 | 0 | 0 | 0 | 0 | 0 | 0 | 0 | 0 | 0 | 0 | 0 | 0 | 0 | 0 | 0 | 0 | 0 | 0 | 0 | 0 | 0 | 0 | 0 | 0 | 0 | 0 | 0 | 0
F4_Commercial_College_New_Space Heating_Electric_Air-Source Heat Pump_E7 | F4 | Commercial | College | New | Space Heating | Electric | Air-Source Heat Pump | E7 | RVT BC Ratio | 0 | 0 | 0 | 0 | 0 | 0 | 0 | 0 | 0 | 0 | 0 | 0 | 0 | 0 | 0 | 0 | 0 | 0 | 0 | 0 | 0 | 0 | 0 | 0 | 0 | 0 | 0 | 0 | 0 | 0
F4_Commercial_College_New_Space Heating_Electric_Air-Source Heat Pump_E8 | F4 | Commercial | College | New | Space Heating | Electric | Air-Source Heat Pump | E8 | RVT BC Ratio | 0 | 0 | 0 | 0 | 0 | 0 | 0 | 0 | 0 | 0 | 0 | 0 | 0 | 0 | 0 | 0 | 0 | 0 | 0 | 0 | 0 | 0 | 0 | 0 | 0 | 0 | 0 | 0 | 0 | 0
F4_Commercial_College_New_Space Heating_Electric_Air-Source Heat Pump_E9 | F4 | Commercial | College | New | Space Heating | Electric | Air-Source Heat Pump | E9 | RVT BC Ratio | 0 | 0 | 0 | 0 | 0 | 0 | 0 | 0 | 0 | 0 | 0 | 0 | 0 | 0 | 0 | 0 | 0 | 0 | 0 | 0 | 0 | 0 | 0 | 0 | 0 | 0 | 0 | 0 | 0 | 0
F4_Commercial_College_New_Space Heating_Electric_Air-Source Heat Pump_E10 | F4 | Commercial | College | New | Space Heating | Electric | Air-Source Heat Pump | E10 | RVT BC Ratio | 0 | 0 | 0 | 0 | 0 | 0 | 0 | 0 | 0 | 0 | 0 | 0 | 0 | 0 | 0 | 0 | 0 | 0 | 0 | 0 | 0 | 0 | 0 | 0 | 0 | 0 | 0 | 0 | 0 | 0
F5_Commercial_College_New_Space Heating_Electric_Air-Source Heat Pump_E1 | F5 | Commercial | College | New | Space Heating | Electric | Air-Source Heat Pump | E1 | RIM BC Ratio | 0 | 0 | 0 | 0 | 0 | 0 | 0 | 0 | 0 | 0 | 0 | 0 | 0 | 0 | 0 | 0 | 0 | 0 | 0 | 0 | 0 | 0 | 0 | 0 | 0 | 0 | 0 | 0 | 0 | 0
F5_Commercial_College_New_Space Heating_Electric_Air-Source Heat Pump_E2 | F5 | Commercial | College | New | Space Heating | Electric | Air-Source Heat Pump | E2 | RIM BC Ratio | 0 | 0 | 0 | 0 | 0 | 0 | 0 | 0 | 0 | 0 | 0 | 0 | 0 | 0 | 0 | 0 | 0 | 0 | 0 | 0 | 0 | 0 | 0 | 0 | 0 | 0 | 0 | 0 | 0 | 0
F5_Commercial_College_New_Space Heating_Electric_Air-Source Heat Pump_E3 | F5 | Commercial | College | New | Space Heating | Electric | Air-Source Heat Pump | E3 | RIM BC Ratio | 0 | 0 | 0 | 0 | 0 | 0 | 0 | 0 | 0 | 0 | 0 | 0 | 0 | 0 | 0 | 0 | 0 | 0 | 0 | 0 | 0 | 0 | 0 | 0 | 0 | 0 | 0 | 0 | 0 | 0
F5_Commercial_College_New_Space Heating_Electric_Air-Source Heat Pump_E4 | F5 | Commercial | College | New | Space Heating | Electric | Air-Source Heat Pump | E4 | RIM BC Ratio | 0 | 0 | 0 | 0 | 0 | 0 | 0 | 0 | 0 | 0 | 0 | 0 | 0 | 0 | 0 | 0 | 0 | 0 | 0 | 0 | 0 | 0 | 0 | 0 | 0 | 0 | 0 | 0 | 0 | 0
F5_Commercial_College_New_Space Heating_Electric_Air-Source Heat Pump_E5 | F5 | Commercial | College | New | Space Heating | Electric | Air-Source Heat Pump | E5 | RIM BC Ratio | 0 | 0 | 0 | 0 | 0 | 0 | 0 | 0 | 0 | 0 | 0 | 0 | 0 | 0 | 0 | 0 | 0 | 0 | 0 | 0 | 0 | 0 | 0 | 0 | 0 | 0 | 0 | 0 | 0 | 0
F5_Commercial_College_New_Space Heating_Electric_Air-Source Heat Pump_E6 | F5 | Commercial | College | New | Space Heating | Electric | Air-Source Heat Pump | E6 | RIM BC Ratio | 0 | 0 | 0 | 0 | 0 | 0 | 0 | 0 | 0 | 0 | 0 | 0 | 0 | 0 | 0 | 0 | 0 | 0 | 0 | 0 | 0 | 0 | 0 | 0 | 0 | 0 | 0 | 0 | 0 | 0
F5_Commercial_College_New_Space Heating_Electric_Air-Source Heat Pump_E7 | F5 | Commercial | College | New | Space Heating | Electric | Air-Source Heat Pump | E7 | RIM BC Ratio | 0 | 0 | 0 | 0 | 0 | 0 | 0 | 0 | 0 | 0 | 0 | 0 | 0 | 0 | 0 | 0 | 0 | 0 | 0 | 0 | 0 | 0 | 0 | 0 | 0 | 0 | 0 | 0 | 0 | 0
F5_Commercial_College_New_Space Heating_Electric_Air-Source Heat Pump_E8 | F5 | Commercial | College | New | Space Heating | Electric | Air-Source Heat Pump | E8 | RIM BC Ratio | 0 | 0 | 0 | 0 | 0 | 0 | 0 | 0 | 0 | 0 | 0 | 0 | 0 | 0 | 0 | 0 | 0 | 0 | 0 | 0 | 0 | 0 | 0 | 0 | 0 | 0 | 0 | 0 | 0 | 0
F5_Commercial_College_New_Space Heating_Electric_Air-Source Heat Pump_E9 | F5 | Commercial | College | New | Space Heating | Electric | Air-Source Heat Pump | E9 | RIM BC Ratio | 0 | 0 | 0 | 0 | 0 | 0 | 0 | 0 | 0 | 0 | 0 | 0 | 0 | 0 | 0 | 0 | 0 | 0 | 0 | 0 | 0 | 0 | 0 | 0 | 0 | 0 | 0 | 0 | 0 | 0
F5_Commercial_College_New_Space Heating_Electric_Air-Source Heat Pump_E10 | F5 | Commercial | College | New | Space Heating | Electric | Air-Source Heat Pump | E10 | RIM BC Ratio | 0 | 0 | 0 | 0 | 0 | 0 | 0 | 0 | 0 | 0 | 0 | 0 | 0 | 0 | 0 | 0 | 0 | 0 | 0 | 0 | 0 | 0 | 0 | 0 | 0 | 0 | 0 | 0 | 0 | 0
F0_Commercial_College_New_Space Heating_Electric_Geothermal Heat Pump_E0 | F0 | Commercial | College | New | Space Heating | Electric | Geothermal Heat Pump | E0 | Economic Unit | 0 | 0 | 0 | 0 | 0 | 0 | 0 | 0 | 0 | 0 | 0 | 0 | 0 | 0 | 0 | 0 | 0 | 0 | 0 | 0 | 0 | 0 | 0 | 0 | 0 | 0 | 0 | 0 | 0 | 0
F1_Commercial_College_New_Space Heating_Electric_Geothermal Heat Pump_E1 | F1 | Commercial | College | New | Space Heating | Electric | Geothermal Heat Pump | E1 | CCE | 0 | 0 | 0 | 0 | 0 | 0 | 0 | 0 | 0 | 0 | 0 | 0 | 0 | 0 | 0 | 0 | 0 | 0 | 0 | 0 | 0 | 0 | 0 | 0 | 0 | 0 | 0 | 0 | 0 | 0
F1_Commercial_College_New_Space Heating_Electric_Geothermal Heat Pump_E2 | F1 | Commercial | College | New | Space Heating | Electric | Geothermal Heat Pump | E2 | CCE | 0 | 0 | 0 | 0 | 0 | 0 | 0 | 0 | 0 | 0 | 0 | 0 | 0 | 0 | 0 | 0 | 0 | 0 | 0 | 0 | 0 | 0 | 0 | 0 | 0 | 0 | 0 | 0 | 0 | 0
F1_Commercial_College_New_Space Heating_Electric_Geothermal Heat Pump_E3 | F1 | Commercial | College | New | Space Heating | Electric | Geothermal Heat Pump | E3 | CCE | 0 | 0 | 0 | 0 | 0 | 0 | 0 | 0 | 0 | 0 | 0 | 0 | 0 | 0 | 0 | 0 | 0 | 0 | 0 | 0 | 0 | 0 | 0 | 0 | 0 | 0 | 0 | 0 | 0 | 0
F1_Commercial_College_New_Space Heating_Electric_Geothermal Heat Pump_E4 | F1 | Commercial | College | New | Space Heating | Electric | Geothermal Heat Pump | E4 | CCE | 0 | 0 | 0 | 0 | 0 | 0 | 0 | 0 | 0 | 0 | 0 | 0 | 0 | 0 | 0 | 0 | 0 | 0 | 0 | 0 | 0 | 0 | 0 | 0 | 0 | 0 | 0 | 0 | 0 | 0
F1_Commercial_College_New_Space Heating_Electric_Geothermal Heat Pump_E5 | F1 | Commercial | College | New | Space Heating | Electric | Geothermal Heat Pump | E5 | CCE | 0 | 0 | 0 | 0 | 0 | 0 | 0 | 0 | 0 | 0 | 0 | 0 | 0 | 0 | 0 | 0 | 0 | 0 | 0 | 0 | 0 | 0 | 0 | 0 | 0 | 0 | 0 | 0 | 0 | 0
F1_Commercial_College_New_Space Heating_Electric_Geothermal Heat Pump_E6 | F1 | Commercial | College | New | Space Heating | Electric | Geothermal Heat Pump | E6 | CCE | 0 | 0 | 0 | 0 | 0 | 0 | 0 | 0 | 0 | 0 | 0 | 0 | 0 | 0 | 0 | 0 | 0 | 0 | 0 | 0 | 0 | 0 | 0 | 0 | 0 | 0 | 0 | 0 | 0 | 0
F1_Commercial_College_New_Space Heating_Electric_Geothermal Heat Pump_E7 | F1 | Commercial | College | New | Space Heating | Electric | Geothermal Heat Pump | E7 | CCE | 0 | 0 | 0 | 0 | 0 | 0 | 0 | 0 | 0 | 0 | 0 | 0 | 0 | 0 | 0 | 0 | 0 | 0 | 0 | 0 | 0 | 0 | 0 | 0 | 0 | 0 | 0 | 0 | 0 | 0
F1_Commercial_College_New_Space Heating_Electric_Geothermal Heat Pump_E8 | F1 | Commercial | College | New | Space Heating | Electric | Geothermal Heat Pump | E8 | CCE | 0 | 0 | 0 | 0 | 0 | 0 | 0 | 0 | 0 | 0 | 0 | 0 | 0 | 0 | 0 | 0 | 0 | 0 | 0 | 0 | 0 | 0 | 0 | 0 | 0 | 0 | 0 | 0 | 0 | 0
F1_Commercial_College_New_Space Heating_Electric_Geothermal Heat Pump_E9 | F1 | Commercial | College | New | Space Heating | Electric | Geothermal Heat Pump | E9 | CCE | 0 | 0 | 0 | 0 | 0 | 0 | 0 | 0 | 0 | 0 | 0 | 0 | 0 | 0 | 0 | 0 | 0 | 0 | 0 | 0 | 0 | 0 | 0 | 0 | 0 | 0 | 0 | 0 | 0 | 0
F1_Commercial_College_New_Space Heating_Electric_Geothermal Heat Pump_E10 | F1 | Commercial | College | New | Space Heating | Electric | Geothermal Heat Pump | E10 | CCE | 0 | 0 | 0 | 0 | 0 | 0 | 0 | 0 | 0 | 0 | 0 | 0 | 0 | 0 | 0 | 0 | 0 | 0 | 0 | 0 | 0 | 0 | 0 | 0 | 0 | 0 | 0 | 0 | 0 | 0
F2_Commercial_College_New_Space Heating_Electric_Geothermal Heat Pump_E1 | F2 | Commercial | College | New | Space Heating | Electric | Geothermal Heat Pump | E1 | TRC BC Ratio | 0 | 0 | 0 | 0 | 0 | 0 | 0 | 0 | 0 | 0 | 0 | 0 | 0 | 0 | 0 | 0 | 0 | 0 | 0 | 0 | 0 | 0 | 0 | 0 | 0 | 0 | 0 | 0 | 0 | 0
F2_Commercial_College_New_Space Heating_Electric_Geothermal Heat Pump_E2 | F2 | Commercial | College | New | Space Heating | Electric | Geothermal Heat Pump | E2 | TRC BC Ratio | 0 | 0 | 0 | 0 | 0 | 0 | 0 | 0 | 0 | 0 | 0 | 0 | 0 | 0 | 0 | 0 | 0 | 0 | 0 | 0 | 0 | 0 | 0 | 0 | 0 | 0 | 0 | 0 | 0 | 0
F2_Commercial_College_New_Space Heating_Electric_Geothermal Heat Pump_E3 | F2 | Commercial | College | New | Space Heating | Electric | Geothermal Heat Pump | E3 | TRC BC Ratio | 0 | 0 | 0 | 0 | 0 | 0 | 0 | 0 | 0 | 0 | 0 | 0 | 0 | 0 | 0 | 0 | 0 | 0 | 0 | 0 | 0 | 0 | 0 | 0 | 0 | 0 | 0 | 0 | 0 | 0
F2_Commercial_College_New_Space Heating_Electric_Geothermal Heat Pump_E4 | F2 | Commercial | College | New | Space Heating | Electric | Geothermal Heat Pump | E4 | TRC BC Ratio | 0 | 0 | 0 | 0 | 0 | 0 | 0 | 0 | 0 | 0 | 0 | 0 | 0 | 0 | 0 | 0 | 0 | 0 | 0 | 0 | 0 | 0 | 0 | 0 | 0 | 0 | 0 | 0 | 0 | 0
F2_Commercial_College_New_Space Heating_Electric_Geothermal Heat Pump_E5 | F2 | Commercial | College | New | Space Heating | Electric | Geothermal Heat Pump | E5 | TRC BC Ratio | 0 | 0 | 0 | 0 | 0 | 0 | 0 | 0 | 0 | 0 | 0 | 0 | 0 | 0 | 0 | 0 | 0 | 0 | 0 | 0 | 0 | 0 | 0 | 0 | 0 | 0 | 0 | 0 | 0 | 0
F2_Commercial_College_New_Space Heating_Electric_Geothermal Heat Pump_E6 | F2 | Commercial | College | New | Space Heating | Electric | Geothermal Heat Pump | E6 | TRC BC Ratio | 0 | 0 | 0 | 0 | 0 | 0 | 0 | 0 | 0 | 0 | 0 | 0 | 0 | 0 | 0 | 0 | 0 | 0 | 0 | 0 | 0 | 0 | 0 | 0 | 0 | 0 | 0 | 0 | 0 | 0
F2_Commercial_College_New_Space Heating_Electric_Geothermal Heat Pump_E7 | F2 | Commercial | College | New | Space Heating | Electric | Geothermal Heat Pump | E7 | TRC BC Ratio | 0 | 0 | 0 | 0 | 0 | 0 | 0 | 0 | 0 | 0 | 0 | 0 | 0 | 0 | 0 | 0 | 0 | 0 | 0 | 0 | 0 | 0 | 0 | 0 | 0 | 0 | 0 | 0 | 0 | 0
F2_Commercial_College_New_Space Heating_Electric_Geothermal Heat Pump_E8 | F2 | Commercial | College | New | Space Heating | Electric | Geothermal Heat Pump | E8 | TRC BC Ratio | 0 | 0 | 0 | 0 | 0 | 0 | 0 | 0 | 0 | 0 | 0 | 0 | 0 | 0 | 0 | 0 | 0 | 0 | 0 | 0 | 0 | 0 | 0 | 0 | 0 | 0 | 0 | 0 | 0 | 0
F2_Commercial_College_New_Space Heating_Electric_Geothermal Heat Pump_E9 | F2 | Commercial | College | New | Space Heating | Electric | Geothermal Heat Pump | E9 | TRC BC Ratio | 0 | 0 | 0 | 0 | 0 | 0 | 0 | 0 | 0 | 0 | 0 | 0 | 0 | 0 | 0 | 0 | 0 | 0 | 0 | 0 | 0 | 0 | 0 | 0 | 0 | 0 | 0 | 0 | 0 | 0
F2_Commercial_College_New_Space Heating_Electric_Geothermal Heat Pump_E10 | F2 | Commercial | College | New | Space Heating | Electric | Geothermal Heat Pump | E10 | TRC BC Ratio | 0 | 0 | 0 | 0 | 0 | 0 | 0 | 0 | 0 | 0 | 0 | 0 | 0 | 0 | 0 | 0 | 0 | 0 | 0 | 0 | 0 | 0 | 0 | 0 | 0 | 0 | 0 | 0 | 0 | 0
F3_Commercial_College_New_Space Heating_Electric_Geothermal Heat Pump_E1 | F3 | Commercial | College | New | Space Heating | Electric | Geothermal Heat Pump | E1 | PACT BC Ratio | 0 | 0 | 0 | 0 | 0 | 0 | 0 | 0 | 0 | 0 | 0 | 0 | 0 | 0 | 0 | 0 | 0 | 0 | 0 | 0 | 0 | 0 | 0 | 0 | 0 | 0 | 0 | 0 | 0 | 0
F3_Commercial_College_New_Space Heating_Electric_Geothermal Heat Pump_E2 | F3 | Commercial | College | New | Space Heating | Electric | Geothermal Heat Pump | E2 | PACT BC Ratio | 0 | 0 | 0 | 0 | 0 | 0 | 0 | 0 | 0 | 0 | 0 | 0 | 0 | 0 | 0 | 0 | 0 | 0 | 0 | 0 | 0 | 0 | 0 | 0 | 0 | 0 | 0 | 0 | 0 | 0
F3_Commercial_College_New_Space Heating_Electric_Geothermal Heat Pump_E3 | F3 | Commercial | College | New | Space Heating | Electric | Geothermal Heat Pump | E3 | PACT BC Ratio | 0 | 0 | 0 | 0 | 0 | 0 | 0 | 0 | 0 | 0 | 0 | 0 | 0 | 0 | 0 | 0 | 0 | 0 | 0 | 0 | 0 | 0 | 0 | 0 | 0 | 0 | 0 | 0 | 0 | 0
F3_Commercial_College_New_Space Heating_Electric_Geothermal Heat Pump_E4 | F3 | Commercial | College | New | Space Heating | Electric | Geothermal Heat Pump | E4 | PACT BC Ratio | 0 | 0 | 0 | 0 | 0 | 0 | 0 | 0 | 0 | 0 | 0 | 0 | 0 | 0 | 0 | 0 | 0 | 0 | 0 | 0 | 0 | 0 | 0 | 0 | 0 | 0 | 0 | 0 | 0 | 0
F3_Commercial_College_New_Space Heating_Electric_Geothermal Heat Pump_E5 | F3 | Commercial | College | New | Space Heating | Electric | Geothermal Heat Pump | E5 | PACT BC Ratio | 0 | 0 | 0 | 0 | 0 | 0 | 0 | 0 | 0 | 0 | 0 | 0 | 0 | 0 | 0 | 0 | 0 | 0 | 0 | 0 | 0 | 0 | 0 | 0 | 0 | 0 | 0 | 0 | 0 | 0
F3_Commercial_College_New_Space Heating_Electric_Geothermal Heat Pump_E6 | F3 | Commercial | College | New | Space Heating | Electric | Geothermal Heat Pump | E6 | PACT BC Ratio | 0 | 0 | 0 | 0 | 0 | 0 | 0 | 0 | 0 | 0 | 0 | 0 | 0 | 0 | 0 | 0 | 0 | 0 | 0 | 0 | 0 | 0 | 0 | 0 | 0 | 0 | 0 | 0 | 0 | 0
F3_Commercial_College_New_Space Heating_Electric_Geothermal Heat Pump_E7 | F3 | Commercial | College | New | Space Heating | Electric | Geothermal Heat Pump | E7 | PACT BC Ratio | 0 | 0 | 0 | 0 | 0 | 0 | 0 | 0 | 0 | 0 | 0 | 0 | 0 | 0 | 0 | 0 | 0 | 0 | 0 | 0 | 0 | 0 | 0 | 0 | 0 | 0 | 0 | 0 | 0 | 0
F3_Commercial_College_New_Space Heating_Electric_Geothermal Heat Pump_E8 | F3 | Commercial | College | New | Space Heating | Electric | Geothermal Heat Pump | E8 | PACT BC Ratio | 0 | 0 | 0 | 0 | 0 | 0 | 0 | 0 | 0 | 0 | 0 | 0 | 0 | 0 | 0 | 0 | 0 | 0 | 0 | 0 | 0 | 0 | 0 | 0 | 0 | 0 | 0 | 0 | 0 | 0
F3_Commercial_College_New_Space Heating_Electric_Geothermal Heat Pump_E9 | F3 | Commercial | College | New | Space Heating | Electric | Geothermal Heat Pump | E9 | PACT BC Ratio | 0 | 0 | 0 | 0 | 0 | 0 | 0 | 0 | 0 | 0 | 0 | 0 | 0 | 0 | 0 | 0 | 0 | 0 | 0 | 0 | 0 | 0 | 0 | 0 | 0 | 0 | 0 | 0 | 0 | 0
F3_Commercial_College_New_Space Heating_Electric_Geothermal Heat Pump_E10 | F3 | Commercial | College | New | Space Heating | Electric | Geothermal Heat Pump | E10 | PACT BC Ratio | 0 | 0 | 0 | 0 | 0 | 0 | 0 | 0 | 0 | 0 | 0 | 0 | 0 | 0 | 0 | 0 | 0 | 0 | 0 | 0 | 0 | 0 | 0 | 0 | 0 | 0 | 0 | 0 | 0 | 0
F4_Commercial_College_New_Space Heating_Electric_Geothermal Heat Pump_E1 | F4 | Commercial | College | New | Space Heating | Electric | Geothermal Heat Pump | E1 | RVT BC Ratio | 0 | 0 | 0 | 0 | 0 | 0 | 0 | 0 | 0 | 0 | 0 | 0 | 0 | 0 | 0 | 0 | 0 | 0 | 0 | 0 | 0 | 0 | 0 | 0 | 0 | 0 | 0 | 0 | 0 | 0
F4_Commercial_College_New_Space Heating_Electric_Geothermal Heat Pump_E2 | F4 | Commercial | College | New | Space Heating | Electric | Geothermal Heat Pump | E2 | RVT BC Ratio | 0 | 0 | 0 | 0 | 0 | 0 | 0 | 0 | 0 | 0 | 0 | 0 | 0 | 0 | 0 | 0 | 0 | 0 | 0 | 0 | 0 | 0 | 0 | 0 | 0 | 0 | 0 | 0 | 0 | 0
F4_Commercial_College_New_Space Heating_Electric_Geothermal Heat Pump_E3 | F4 | Commercial | College | New | Space Heating | Electric | Geothermal Heat Pump | E3 | RVT BC Ratio | 0 | 0 | 0 | 0 | 0 | 0 | 0 | 0 | 0 | 0 | 0 | 0 | 0 | 0 | 0 | 0 | 0 | 0 | 0 | 0 | 0 | 0 | 0 | 0 | 0 | 0 | 0 | 0 | 0 | 0
F4_Commercial_College_New_Space Heating_Electric_Geothermal Heat Pump_E4 | F4 | Commercial | College | New | Space Heating | Electric | Geothermal Heat Pump | E4 | RVT BC Ratio | 0 | 0 | 0 | 0 | 0 | 0 | 0 | 0 | 0 | 0 | 0 | 0 | 0 | 0 | 0 | 0 | 0 | 0 | 0 | 0 | 0 | 0 | 0 | 0 | 0 | 0 | 0 | 0 | 0 | 0
F4_Commercial_College_New_Space Heating_Electric_Geothermal Heat Pump_E5 | F4 | Commercial | College | New | Space Heating | Electric | Geothermal Heat Pump | E5 | RVT BC Ratio | 0 | 0 | 0 | 0 | 0 | 0 | 0 | 0 | 0 | 0 | 0 | 0 | 0 | 0 | 0 | 0 | 0 | 0 | 0 | 0 | 0 | 0 | 0 | 0 | 0 | 0 | 0 | 0 | 0 | 0
F4_Commercial_College_New_Space Heating_Electric_Geothermal Heat Pump_E6 | F4 | Commercial | College | New | Space Heating | Electric | Geothermal Heat Pump | E6 | RVT BC Ratio | 0 | 0 | 0 | 0 | 0 | 0 | 0 | 0 | 0 | 0 | 0 | 0 | 0 | 0 | 0 | 0 | 0 | 0 | 0 | 0 | 0 | 0 | 0 | 0 | 0 | 0 | 0 | 0 | 0 | 0
F4_Commercial_College_New_Space Heating_Electric_Geothermal Heat Pump_E7 | F4 | Commercial | College | New | Space Heating | Electric | Geothermal Heat Pump | E7 | RVT BC Ratio | 0 | 0 | 0 | 0 | 0 | 0 | 0 | 0 | 0 | 0 | 0 | 0 | 0 | 0 | 0 | 0 | 0 | 0 | 0 | 0 | 0 | 0 | 0 | 0 | 0 | 0 | 0 | 0 | 0 | 0
F4_Commercial_College_New_Space Heating_Electric_Geothermal Heat Pump_E8 | F4 | Commercial | College | New | Space Heating | Electric | Geothermal Heat Pump | E8 | RVT BC Ratio | 0 | 0 | 0 | 0 | 0 | 0 | 0 | 0 | 0 | 0 | 0 | 0 | 0 | 0 | 0 | 0 | 0 | 0 | 0 | 0 | 0 | 0 | 0 | 0 | 0 | 0 | 0 | 0 | 0 | 0
F4_Commercial_College_New_Space Heating_Electric_Geothermal Heat Pump_E9 | F4 | Commercial | College | New | Space Heating | Electric | Geothermal Heat Pump | E9 | RVT BC Ratio | 0 | 0 | 0 | 0 | 0 | 0 | 0 | 0 | 0 | 0 | 0 | 0 | 0 | 0 | 0 | 0 | 0 | 0 | 0 | 0 | 0 | 0 | 0 | 0 | 0 | 0 | 0 | 0 | 0 | 0
F4_Commercial_College_New_Space Heating_Electric_Geothermal Heat Pump_E10 | F4 | Commercial | College | New | Space Heating | Electric | Geothermal Heat Pump | E10 | RVT BC Ratio | 0 | 0 | 0 | 0 | 0 | 0 | 0 | 0 | 0 | 0 | 0 | 0 | 0 | 0 | 0 | 0 | 0 | 0 | 0 | 0 | 0 | 0 | 0 | 0 | 0 | 0 | 0 | 0 | 0 | 0
F5_Commercial_College_New_Space Heating_Electric_Geothermal Heat Pump_E1 | F5 | Commercial | College | New | Space Heating | Electric | Geothermal Heat Pump | E1 | RIM BC Ratio | 0 | 0 | 0 | 0 | 0 | 0 | 0 | 0 | 0 | 0 | 0 | 0 | 0 | 0 | 0 | 0 | 0 | 0 | 0 | 0 | 0 | 0 | 0 | 0 | 0 | 0 | 0 | 0 | 0 | 0
F5_Commercial_College_New_Space Heating_Electric_Geothermal Heat Pump_E2 | F5 | Commercial | College | New | Space Heating | Electric | Geothermal Heat Pump | E2 | RIM BC Ratio | 0 | 0 | 0 | 0 | 0 | 0 | 0 | 0 | 0 | 0 | 0 | 0 | 0 | 0 | 0 | 0 | 0 | 0 | 0 | 0 | 0 | 0 | 0 | 0 | 0 | 0 | 0 | 0 | 0 | 0
F5_Commercial_College_New_Space Heating_Electric_Geothermal Heat Pump_E3 | F5 | Commercial | College | New | Space Heating | Electric | Geothermal Heat Pump | E3 | RIM BC Ratio | 0 | 0 | 0 | 0 | 0 | 0 | 0 | 0 | 0 | 0 | 0 | 0 | 0 | 0 | 0 | 0 | 0 | 0 | 0 | 0 | 0 | 0 | 0 | 0 | 0 | 0 | 0 | 0 | 0 | 0
F5_Commercial_College_New_Space Heating_Electric_Geothermal Heat Pump_E4 | F5 | Commercial | College | New | Space Heating | Electric | Geothermal Heat Pump | E4 | RIM BC Ratio | 0 | 0 | 0 | 0 | 0 | 0 | 0 | 0 | 0 | 0 | 0 | 0 | 0 | 0 | 0 | 0 | 0 | 0 | 0 | 0 | 0 | 0 | 0 | 0 | 0 | 0 | 0 | 0 | 0 | 0
F5_Commercial_College_New_Space Heating_Electric_Geothermal Heat Pump_E5 | F5 | Commercial | College | New | Space Heating | Electric | Geothermal Heat Pump | E5 | RIM BC Ratio | 0 | 0 | 0 | 0 | 0 | 0 | 0 | 0 | 0 | 0 | 0 | 0 | 0 | 0 | 0 | 0 | 0 | 0 | 0 | 0 | 0 | 0 | 0 | 0 | 0 | 0 | 0 | 0 | 0 | 0
F5_Commercial_College_New_Space Heating_Electric_Geothermal Heat Pump_E6 | F5 | Commercial | College | New | Space Heating | Electric | Geothermal Heat Pump | E6 | RIM BC Ratio | 0 | 0 | 0 | 0 | 0 | 0 | 0 | 0 | 0 | 0 | 0 | 0 | 0 | 0 | 0 | 0 | 0 | 0 | 0 | 0 | 0 | 0 | 0 | 0 | 0 | 0 | 0 | 0 | 0 | 0
F5_Commercial_College_New_Space Heating_Electric_Geothermal Heat Pump_E7 | F5 | Commercial | College | New | Space Heating | Electric | Geothermal Heat Pump | E7 | RIM BC Ratio | 0 | 0 | 0 | 0 | 0 | 0 | 0 | 0 | 0 | 0 | 0 | 0 | 0 | 0 | 0 | 0 | 0 | 0 | 0 | 0 | 0 | 0 | 0 | 0 | 0 | 0 | 0 | 0 | 0 | 0
F5_Commercial_College_New_Space Heating_Electric_Geothermal Heat Pump_E8 | F5 | Commercial | College | New | Space Heating | Electric | Geothermal Heat Pump | E8 | RIM BC Ratio | 0 | 0 | 0 | 0 | 0 | 0 | 0 | 0 | 0 | 0 | 0 | 0 | 0 | 0 | 0 | 0 | 0 | 0 | 0 | 0 | 0 | 0 | 0 | 0 | 0 | 0 | 0 | 0 | 0 | 0
F5_Commercial_College_New_Space Heating_Electric_Geothermal Heat Pump_E9 | F5 | Commercial | College | New | Space Heating | Electric | Geothermal Heat Pump | E9 | RIM BC Ratio | 0 | 0 | 0 | 0 | 0 | 0 | 0 | 0 | 0 | 0 | 0 | 0 | 0 | 0 | 0 | 0 | 0 | 0 | 0 | 0 | 0 | 0 | 0 | 0 | 0 | 0 | 0 | 0 | 0 | 0
F5_Commercial_College_New_Space Heating_Electric_Geothermal Heat Pump_E10 | F5 | Commercial | College | New | Space Heating | Electric | Geothermal Heat Pump | E10 | RIM BC Ratio | 0 | 0 | 0 | 0 | 0 | 0 | 0 | 0 | 0 | 0 | 0 | 0 | 0 | 0 | 0 | 0 | 0 | 0 | 0 | 0 | 0 | 0 | 0 | 0 | 0 | 0 | 0 | 0 | 0 | 0
F0_Commercial_College_New_Ventilation_Electric_Ventilation_E0 | F0 | Commercial | College | New | Ventilation | Electric | Ventilation | E0 | Economic Unit | 0 | 0 | 0 | 0 | 0 | 0 | 0 | 0 | 0 | 0 | 0 | 0 | 0 | 0 | 0 | 0 | 0 | 0 | 0 | 0 | 0 | 0 | 0 | 0 | 0 | 0 | 0 | 0 | 0 | 0
F1_Commercial_College_New_Ventilation_Electric_Ventilation_E1 | F1 | Commercial | College | New | Ventilation | Electric | Ventilation | E1 | CCE | 0 | 0 | 0 | 0 | 0 | 0 | 0 | 0 | 0 | 0 | 0 | 0 | 0 | 0 | 0 | 0 | 0 | 0 | 0 | 0 | 0 | 0 | 0 | 0 | 0 | 0 | 0 | 0 | 0 | 0
F1_Commercial_College_New_Ventilation_Electric_Ventilation_E2 | F1 | Commercial | College | New | Ventilation | Electric | Ventilation | E2 | CCE | 0 | 0 | 0 | 0 | 0 | 0 | 0 | 0 | 0 | 0 | 0 | 0 | 0 | 0 | 0 | 0 | 0 | 0 | 0 | 0 | 0 | 0 | 0 | 0 | 0 | 0 | 0 | 0 | 0 | 0
F1_Commercial_College_New_Ventilation_Electric_Ventilation_E3 | F1 | Commercial | College | New | Ventilation | Electric | Ventilation | E3 | CCE | 0 | 0 | 0 | 0 | 0 | 0 | 0 | 0 | 0 | 0 | 0 | 0 | 0 | 0 | 0 | 0 | 0 | 0 | 0 | 0 | 0 | 0 | 0 | 0 | 0 | 0 | 0 | 0 | 0 | 0
F1_Commercial_College_New_Ventilation_Electric_Ventilation_E4 | F1 | Commercial | College | New | Ventilation | Electric | Ventilation | E4 | CCE | 0 | 0 | 0 | 0 | 0 | 0 | 0 | 0 | 0 | 0 | 0 | 0 | 0 | 0 | 0 | 0 | 0 | 0 | 0 | 0 | 0 | 0 | 0 | 0 | 0 | 0 | 0 | 0 | 0 | 0
F1_Commercial_College_New_Ventilation_Electric_Ventilation_E5 | F1 | Commercial | College | New | Ventilation | Electric | Ventilation | E5 | CCE | 0 | 0 | 0 | 0 | 0 | 0 | 0 | 0 | 0 | 0 | 0 | 0 | 0 | 0 | 0 | 0 | 0 | 0 | 0 | 0 | 0 | 0 | 0 | 0 | 0 | 0 | 0 | 0 | 0 | 0
F1_Commercial_College_New_Ventilation_Electric_Ventilation_E6 | F1 | Commercial | College | New | Ventilation | Electric | Ventilation | E6 | CCE | 0 | 0 | 0 | 0 | 0 | 0 | 0 | 0 | 0 | 0 | 0 | 0 | 0 | 0 | 0 | 0 | 0 | 0 | 0 | 0 | 0 | 0 | 0 | 0 | 0 | 0 | 0 | 0 | 0 | 0
F1_Commercial_College_New_Ventilation_Electric_Ventilation_E7 | F1 | Commercial | College | New | Ventilation | Electric | Ventilation | E7 | CCE | 0 | 0 | 0 | 0 | 0 | 0 | 0 | 0 | 0 | 0 | 0 | 0 | 0 | 0 | 0 | 0 | 0 | 0 | 0 | 0 | 0 | 0 | 0 | 0 | 0 | 0 | 0 | 0 | 0 | 0
F1_Commercial_College_New_Ventilation_Electric_Ventilation_E8 | F1 | Commercial | College | New | Ventilation | Electric | Ventilation | E8 | CCE | 0 | 0 | 0 | 0 | 0 | 0 | 0 | 0 | 0 | 0 | 0 | 0 | 0 | 0 | 0 | 0 | 0 | 0 | 0 | 0 | 0 | 0 | 0 | 0 | 0 | 0 | 0 | 0 | 0 | 0
F1_Commercial_College_New_Ventilation_Electric_Ventilation_E9 | F1 | Commercial | College | New | Ventilation | Electric | Ventilation | E9 | CCE | 0 | 0 | 0 | 0 | 0 | 0 | 0 | 0 | 0 | 0 | 0 | 0 | 0 | 0 | 0 | 0 | 0 | 0 | 0 | 0 | 0 | 0 | 0 | 0 | 0 | 0 | 0 | 0 | 0 | 0
F1_Commercial_College_New_Ventilation_Electric_Ventilation_E10 | F1 | Commercial | College | New | Ventilation | Electric | Ventilation | E10 | CCE | 0 | 0 | 0 | 0 | 0 | 0 | 0 | 0 | 0 | 0 | 0 | 0 | 0 | 0 | 0 | 0 | 0 | 0 | 0 | 0 | 0 | 0 | 0 | 0 | 0 | 0 | 0 | 0 | 0 | 0
F2_Commercial_College_New_Ventilation_Electric_Ventilation_E1 | F2 | Commercial | College | New | Ventilation | Electric | Ventilation | E1 | TRC BC Ratio | 0 | 0 | 0 | 0 | 0 | 0 | 0 | 0 | 0 | 0 | 0 | 0 | 0 | 0 | 0 | 0 | 0 | 0 | 0 | 0 | 0 | 0 | 0 | 0 | 0 | 0 | 0 | 0 | 0 | 0
F2_Commercial_College_New_Ventilation_Electric_Ventilation_E2 | F2 | Commercial | College | New | Ventilation | Electric | Ventilation | E2 | TRC BC Ratio | 0 | 0 | 0 | 0 | 0 | 0 | 0 | 0 | 0 | 0 | 0 | 0 | 0 | 0 | 0 | 0 | 0 | 0 | 0 | 0 | 0 | 0 | 0 | 0 | 0 | 0 | 0 | 0 | 0 | 0
F2_Commercial_College_New_Ventilation_Electric_Ventilation_E3 | F2 | Commercial | College | New | Ventilation | Electric | Ventilation | E3 | TRC BC Ratio | 0 | 0 | 0 | 0 | 0 | 0 | 0 | 0 | 0 | 0 | 0 | 0 | 0 | 0 | 0 | 0 | 0 | 0 | 0 | 0 | 0 | 0 | 0 | 0 | 0 | 0 | 0 | 0 | 0 | 0
F2_Commercial_College_New_Ventilation_Electric_Ventilation_E4 | F2 | Commercial | College | New | Ventilation | Electric | Ventilation | E4 | TRC BC Ratio | 0 | 0 | 0 | 0 | 0 | 0 | 0 | 0 | 0 | 0 | 0 | 0 | 0 | 0 | 0 | 0 | 0 | 0 | 0 | 0 | 0 | 0 | 0 | 0 | 0 | 0 | 0 | 0 | 0 | 0
F2_Commercial_College_New_Ventilation_Electric_Ventilation_E5 | F2 | Commercial | College | New | Ventilation | Electric | Ventilation | E5 | TRC BC Ratio | 0 | 0 | 0 | 0 | 0 | 0 | 0 | 0 | 0 | 0 | 0 | 0 | 0 | 0 | 0 | 0 | 0 | 0 | 0 | 0 | 0 | 0 | 0 | 0 | 0 | 0 | 0 | 0 | 0 | 0
F2_Commercial_College_New_Ventilation_Electric_Ventilation_E6 | F2 | Commercial | College | New | Ventilation | Electric | Ventilation | E6 | TRC BC Ratio | 0 | 0 | 0 | 0 | 0 | 0 | 0 | 0 | 0 | 0 | 0 | 0 | 0 | 0 | 0 | 0 | 0 | 0 | 0 | 0 | 0 | 0 | 0 | 0 | 0 | 0 | 0 | 0 | 0 | 0
F2_Commercial_College_New_Ventilation_Electric_Ventilation_E7 | F2 | Commercial | College | New | Ventilation | Electric | Ventilation | E7 | TRC BC Ratio | 0 | 0 | 0 | 0 | 0 | 0 | 0 | 0 | 0 | 0 | 0 | 0 | 0 | 0 | 0 | 0 | 0 | 0 | 0 | 0 | 0 | 0 | 0 | 0 | 0 | 0 | 0 | 0 | 0 | 0
F2_Commercial_College_New_Ventilation_Electric_Ventilation_E8 | F2 | Commercial | College | New | Ventilation | Electric | Ventilation | E8 | TRC BC Ratio | 0 | 0 | 0 | 0 | 0 | 0 | 0 | 0 | 0 | 0 | 0 | 0 | 0 | 0 | 0 | 0 | 0 | 0 | 0 | 0 | 0 | 0 | 0 | 0 | 0 | 0 | 0 | 0 | 0 | 0
F2_Commercial_College_New_Ventilation_Electric_Ventilation_E9 | F2 | Commercial | College | New | Ventilation | Electric | Ventilation | E9 | TRC BC Ratio | 0 | 0 | 0 | 0 | 0 | 0 | 0 | 0 | 0 | 0 | 0 | 0 | 0 | 0 | 0 | 0 | 0 | 0 | 0 | 0 | 0 | 0 | 0 | 0 | 0 | 0 | 0 | 0 | 0 | 0
F2_Commercial_College_New_Ventilation_Electric_Ventilation_E10 | F2 | Commercial | College | New | Ventilation | Electric | Ventilation | E10 | TRC BC Ratio | 0 | 0 | 0 | 0 | 0 | 0 | 0 | 0 | 0 | 0 | 0 | 0 | 0 | 0 | 0 | 0 | 0 | 0 | 0 | 0 | 0 | 0 | 0 | 0 | 0 | 0 | 0 | 0 | 0 | 0
F3_Commercial_College_New_Ventilation_Electric_Ventilation_E1 | F3 | Commercial | College | New | Ventilation | Electric | Ventilation | E1 | PACT BC Ratio | 0 | 0 | 0 | 0 | 0 | 0 | 0 | 0 | 0 | 0 | 0 | 0 | 0 | 0 | 0 | 0 | 0 | 0 | 0 | 0 | 0 | 0 | 0 | 0 | 0 | 0 | 0 | 0 | 0 | 0
F3_Commercial_College_New_Ventilation_Electric_Ventilation_E2 | F3 | Commercial | College | New | Ventilation | Electric | Ventilation | E2 | PACT BC Ratio | 0 | 0 | 0 | 0 | 0 | 0 | 0 | 0 | 0 | 0 | 0 | 0 | 0 | 0 | 0 | 0 | 0 | 0 | 0 | 0 | 0 | 0 | 0 | 0 | 0 | 0 | 0 | 0 | 0 | 0
F3_Commercial_College_New_Ventilation_Electric_Ventilation_E3 | F3 | Commercial | College | New | Ventilation | Electric | Ventilation | E3 | PACT BC Ratio | 0 | 0 | 0 | 0 | 0 | 0 | 0 | 0 | 0 | 0 | 0 | 0 | 0 | 0 | 0 | 0 | 0 | 0 | 0 | 0 | 0 | 0 | 0 | 0 | 0 | 0 | 0 | 0 | 0 | 0
F3_Commercial_College_New_Ventilation_Electric_Ventilation_E4 | F3 | Commercial | College | New | Ventilation | Electric | Ventilation | E4 | PACT BC Ratio | 0 | 0 | 0 | 0 | 0 | 0 | 0 | 0 | 0 | 0 | 0 | 0 | 0 | 0 | 0 | 0 | 0 | 0 | 0 | 0 | 0 | 0 | 0 | 0 | 0 | 0 | 0 | 0 | 0 | 0
F3_Commercial_College_New_Ventilation_Electric_Ventilation_E5 | F3 | Commercial | College | New | Ventilation | Electric | Ventilation | E5 | PACT BC Ratio | 0 | 0 | 0 | 0 | 0 | 0 | 0 | 0 | 0 | 0 | 0 | 0 | 0 | 0 | 0 | 0 | 0 | 0 | 0 | 0 | 0 | 0 | 0 | 0 | 0 | 0 | 0 | 0 | 0 | 0
F3_Commercial_College_New_Ventilation_Electric_Ventilation_E6 | F3 | Commercial | College | New | Ventilation | Electric | Ventilation | E6 | PACT BC Ratio | 0 | 0 | 0 | 0 | 0 | 0 | 0 | 0 | 0 | 0 | 0 | 0 | 0 | 0 | 0 | 0 | 0 | 0 | 0 | 0 | 0 | 0 | 0 | 0 | 0 | 0 | 0 | 0 | 0 | 0
F3_Commercial_College_New_Ventilation_Electric_Ventilation_E7 | F3 | Commercial | College | New | Ventilation | Electric | Ventilation | E7 | PACT BC Ratio | 0 | 0 | 0 | 0 | 0 | 0 | 0 | 0 | 0 | 0 | 0 | 0 | 0 | 0 | 0 | 0 | 0 | 0 | 0 | 0 | 0 | 0 | 0 | 0 | 0 | 0 | 0 | 0 | 0 | 0
F3_Commercial_College_New_Ventilation_Electric_Ventilation_E8 | F3 | Commercial | College | New | Ventilation | Electric | Ventilation | E8 | PACT BC Ratio | 0 | 0 | 0 | 0 | 0 | 0 | 0 | 0 | 0 | 0 | 0 | 0 | 0 | 0 | 0 | 0 | 0 | 0 | 0 | 0 | 0 | 0 | 0 | 0 | 0 | 0 | 0 | 0 | 0 | 0
F3_Commercial_College_New_Ventilation_Electric_Ventilation_E9 | F3 | Commercial | College | New | Ventilation | Electric | Ventilation | E9 | PACT BC Ratio | 0 | 0 | 0 | 0 | 0 | 0 | 0 | 0 | 0 | 0 | 0 | 0 | 0 | 0 | 0 | 0 | 0 | 0 | 0 | 0 | 0 | 0 | 0 | 0 | 0 | 0 | 0 | 0 | 0 | 0
F3_Commercial_College_New_Ventilation_Electric_Ventilation_E10 | F3 | Commercial | College | New | Ventilation | Electric | Ventilation | E10 | PACT BC Ratio | 0 | 0 | 0 | 0 | 0 | 0 | 0 | 0 | 0 | 0 | 0 | 0 | 0 | 0 | 0 | 0 | 0 | 0 | 0 | 0 | 0 | 0 | 0 | 0 | 0 | 0 | 0 | 0 | 0 | 0
F4_Commercial_College_New_Ventilation_Electric_Ventilation_E1 | F4 | Commercial | College | New | Ventilation | Electric | Ventilation | E1 | RVT BC Ratio | 0 | 0 | 0 | 0 | 0 | 0 | 0 | 0 | 0 | 0 | 0 | 0 | 0 | 0 | 0 | 0 | 0 | 0 | 0 | 0 | 0 | 0 | 0 | 0 | 0 | 0 | 0 | 0 | 0 | 0
F4_Commercial_College_New_Ventilation_Electric_Ventilation_E2 | F4 | Commercial | College | New | Ventilation | Electric | Ventilation | E2 | RVT BC Ratio | 0 | 0 | 0 | 0 | 0 | 0 | 0 | 0 | 0 | 0 | 0 | 0 | 0 | 0 | 0 | 0 | 0 | 0 | 0 | 0 | 0 | 0 | 0 | 0 | 0 | 0 | 0 | 0 | 0 | 0
F4_Commercial_College_New_Ventilation_Electric_Ventilation_E3 | F4 | Commercial | College | New | Ventilation | Electric | Ventilation | E3 | RVT BC Ratio | 0 | 0 | 0 | 0 | 0 | 0 | 0 | 0 | 0 | 0 | 0 | 0 | 0 | 0 | 0 | 0 | 0 | 0 | 0 | 0 | 0 | 0 | 0 | 0 | 0 | 0 | 0 | 0 | 0 | 0
F4_Commercial_College_New_Ventilation_Electric_Ventilation_E4 | F4 | Commercial | College | New | Ventilation | Electric | Ventilation | E4 | RVT BC Ratio | 0 | 0 | 0 | 0 | 0 | 0 | 0 | 0 | 0 | 0 | 0 | 0 | 0 | 0 | 0 | 0 | 0 | 0 | 0 | 0 | 0 | 0 | 0 | 0 | 0 | 0 | 0 | 0 | 0 | 0
F4_Commercial_College_New_Ventilation_Electric_Ventilation_E5 | F4 | Commercial | College | New | Ventilation | Electric | Ventilation | E5 | RVT BC Ratio | 0 | 0 | 0 | 0 | 0 | 0 | 0 | 0 | 0 | 0 | 0 | 0 | 0 | 0 | 0 | 0 | 0 | 0 | 0 | 0 | 0 | 0 | 0 | 0 | 0 | 0 | 0 | 0 | 0 | 0
F4_Commercial_College_New_Ventilation_Electric_Ventilation_E6 | F4 | Commercial | College | New | Ventilation | Electric | Ventilation | E6 | RVT BC Ratio | 0 | 0 | 0 | 0 | 0 | 0 | 0 | 0 | 0 | 0 | 0 | 0 | 0 | 0 | 0 | 0 | 0 | 0 | 0 | 0 | 0 | 0 | 0 | 0 | 0 | 0 | 0 | 0 | 0 | 0
F4_Commercial_College_New_Ventilation_Electric_Ventilation_E7 | F4 | Commercial | College | New | Ventilation | Electric | Ventilation | E7 | RVT BC Ratio | 0 | 0 | 0 | 0 | 0 | 0 | 0 | 0 | 0 | 0 | 0 | 0 | 0 | 0 | 0 | 0 | 0 | 0 | 0 | 0 | 0 | 0 | 0 | 0 | 0 | 0 | 0 | 0 | 0 | 0
F4_Commercial_College_New_Ventilation_Electric_Ventilation_E8 | F4 | Commercial | College | New | Ventilation | Electric | Ventilation | E8 | RVT BC Ratio | 0 | 0 | 0 | 0 | 0 | 0 | 0 | 0 | 0 | 0 | 0 | 0 | 0 | 0 | 0 | 0 | 0 | 0 | 0 | 0 | 0 | 0 | 0 | 0 | 0 | 0 | 0 | 0 | 0 | 0
F4_Commercial_College_New_Ventilation_Electric_Ventilation_E9 | F4 | Commercial | College | New | Ventilation | Electric | Ventilation | E9 | RVT BC Ratio | 0 | 0 | 0 | 0 | 0 | 0 | 0 | 0 | 0 | 0 | 0 | 0 | 0 | 0 | 0 | 0 | 0 | 0 | 0 | 0 | 0 | 0 | 0 | 0 | 0 | 0 | 0 | 0 | 0 | 0
F4_Commercial_College_New_Ventilation_Electric_Ventilation_E10 | F4 | Commercial | College | New | Ventilation | Electric | Ventilation | E10 | RVT BC Ratio | 0 | 0 | 0 | 0 | 0 | 0 | 0 | 0 | 0 | 0 | 0 | 0 | 0 | 0 | 0 | 0 | 0 | 0 | 0 | 0 | 0 | 0 | 0 | 0 | 0 | 0 | 0 | 0 | 0 | 0
F5_Commercial_College_New_Ventilation_Electric_Ventilation_E1 | F5 | Commercial | College | New | Ventilation | Electric | Ventilation | E1 | RIM BC Ratio | 0 | 0 | 0 | 0 | 0 | 0 | 0 | 0 | 0 | 0 | 0 | 0 | 0 | 0 | 0 | 0 | 0 | 0 | 0 | 0 | 0 | 0 | 0 | 0 | 0 | 0 | 0 | 0 | 0 | 0
F5_Commercial_College_New_Ventilation_Electric_Ventilation_E2 | F5 | Commercial | College | New | Ventilation | Electric | Ventilation | E2 | RIM BC Ratio | 0 | 0 | 0 | 0 | 0 | 0 | 0 | 0 | 0 | 0 | 0 | 0 | 0 | 0 | 0 | 0 | 0 | 0 | 0 | 0 | 0 | 0 | 0 | 0 | 0 | 0 | 0 | 0 | 0 | 0
F5_Commercial_College_New_Ventilation_Electric_Ventilation_E3 | F5 | Commercial | College | New | Ventilation | Electric | Ventilation | E3 | RIM BC Ratio | 0 | 0 | 0 | 0 | 0 | 0 | 0 | 0 | 0 | 0 | 0 | 0 | 0 | 0 | 0 | 0 | 0 | 0 | 0 | 0 | 0 | 0 | 0 | 0 | 0 | 0 | 0 | 0 | 0 | 0
F5_Commercial_College_New_Ventilation_Electric_Ventilation_E4 | F5 | Commercial | College | New | Ventilation | Electric | Ventilation | E4 | RIM BC Ratio | 0 | 0 | 0 | 0 | 0 | 0 | 0 | 0 | 0 | 0 | 0 | 0 | 0 | 0 | 0 | 0 | 0 | 0 | 0 | 0 | 0 | 0 | 0 | 0 | 0 | 0 | 0 | 0 | 0 | 0
F5_Commercial_College_New_Ventilation_Electric_Ventilation_E5 | F5 | Commercial | College | New | Ventilation | Electric | Ventilation | E5 | RIM BC Ratio | 0 | 0 | 0 | 0 | 0 | 0 | 0 | 0 | 0 | 0 | 0 | 0 | 0 | 0 | 0 | 0 | 0 | 0 | 0 | 0 | 0 | 0 | 0 | 0 | 0 | 0 | 0 | 0 | 0 | 0
F5_Commercial_College_New_Ventilation_Electric_Ventilation_E6 | F5 | Commercial | College | New | Ventilation | Electric | Ventilation | E6 | RIM BC Ratio | 0 | 0 | 0 | 0 | 0 | 0 | 0 | 0 | 0 | 0 | 0 | 0 | 0 | 0 | 0 | 0 | 0 | 0 | 0 | 0 | 0 | 0 | 0 | 0 | 0 | 0 | 0 | 0 | 0 | 0
F5_Commercial_College_New_Ventilation_Electric_Ventilation_E7 | F5 | Commercial | College | New | Ventilation | Electric | Ventilation | E7 | RIM BC Ratio | 0 | 0 | 0 | 0 | 0 | 0 | 0 | 0 | 0 | 0 | 0 | 0 | 0 | 0 | 0 | 0 | 0 | 0 | 0 | 0 | 0 | 0 | 0 | 0 | 0 | 0 | 0 | 0 | 0 | 0
F5_Commercial_College_New_Ventilation_Electric_Ventilation_E8 | F5 | Commercial | College | New | Ventilation | Electric | Ventilation | E8 | RIM BC Ratio | 0 | 0 | 0 | 0 | 0 | 0 | 0 | 0 | 0 | 0 | 0 | 0 | 0 | 0 | 0 | 0 | 0 | 0 | 0 | 0 | 0 | 0 | 0 | 0 | 0 | 0 | 0 | 0 | 0 | 0
F5_Commercial_College_New_Ventilation_Electric_Ventilation_E9 | F5 | Commercial | College | New | Ventilation | Electric | Ventilation | E9 | RIM BC Ratio | 0 | 0 | 0 | 0 | 0 | 0 | 0 | 0 | 0 | 0 | 0 | 0 | 0 | 0 | 0 | 0 | 0 | 0 | 0 | 0 | 0 | 0 | 0 | 0 | 0 | 0 | 0 | 0 | 0 | 0
F5_Commercial_College_New_Ventilation_Electric_Ventilation_E10 | F5 | Commercial | College | New | Ventilation | Electric | Ventilation | E10 | RIM BC Ratio | 0 | 0 | 0 | 0 | 0 | 0 | 0 | 0 | 0 | 0 | 0 | 0 | 0 | 0 | 0 | 0 | 0 | 0 | 0 | 0 | 0 | 0 | 0 | 0 | 0 | 0 | 0 | 0 | 0 | 0
F0_Commercial_College_New_Water Heating_Electric_Water Heater_E0 | F0 | Commercial | College | New | Water Heating | Electric | Water Heater | E0 | Economic Unit | 0 | 0 | 0 | 0 | 0 | 0 | 0 | 0 | 0 | 0 | 0 | 0 | 0 | 0 | 0 | 0 | 0 | 0 | 0 | 0 | 0 | 0 | 0 | 0 | 0 | 0 | 0 | 0 | 0 | 0
F1_Commercial_College_New_Water Heating_Electric_Water Heater_E1 | F1 | Commercial | College | New | Water Heating | Electric | Water Heater | E1 | CCE | 0 | 0 | 0 | 0 | 0 | 0 | 0 | 0 | 0 | 0 | 0 | 0 | 0 | 0 | 0 | 0 | 0 | 0 | 0 | 0 | 0 | 0 | 0 | 0 | 0 | 0 | 0 | 0 | 0 | 0
F1_Commercial_College_New_Water Heating_Electric_Water Heater_E2 | F1 | Commercial | College | New | Water Heating | Electric | Water Heater | E2 | CCE | 0 | 0 | 0 | 0 | 0 | 0 | 0 | 0 | 0 | 0 | 0 | 0 | 0 | 0 | 0 | 0 | 0 | 0 | 0 | 0 | 0 | 0 | 0 | 0 | 0 | 0 | 0 | 0 | 0 | 0
F1_Commercial_College_New_Water Heating_Electric_Water Heater_E3 | F1 | Commercial | College | New | Water Heating | Electric | Water Heater | E3 | CCE | 0 | 0 | 0 | 0 | 0 | 0 | 0 | 0 | 0 | 0 | 0 | 0 | 0 | 0 | 0 | 0 | 0 | 0 | 0 | 0 | 0 | 0 | 0 | 0 | 0 | 0 | 0 | 0 | 0 | 0
F1_Commercial_College_New_Water Heating_Electric_Water Heater_E4 | F1 | Commercial | College | New | Water Heating | Electric | Water Heater | E4 | CCE | 0 | 0 | 0 | 0 | 0 | 0 | 0 | 0 | 0 | 0 | 0 | 0 | 0 | 0 | 0 | 0 | 0 | 0 | 0 | 0 | 0 | 0 | 0 | 0 | 0 | 0 | 0 | 0 | 0 | 0
F1_Commercial_College_New_Water Heating_Electric_Water Heater_E5 | F1 | Commercial | College | New | Water Heating | Electric | Water Heater | E5 | CCE | 0 | 0 | 0 | 0 | 0 | 0 | 0 | 0 | 0 | 0 | 0 | 0 | 0 | 0 | 0 | 0 | 0 | 0 | 0 | 0 | 0 | 0 | 0 | 0 | 0 | 0 | 0 | 0 | 0 | 0
F1_Commercial_College_New_Water Heating_Electric_Water Heater_E6 | F1 | Commercial | College | New | Water Heating | Electric | Water Heater | E6 | CCE | 0 | 0 | 0 | 0 | 0 | 0 | 0 | 0 | 0 | 0 | 0 | 0 | 0 | 0 | 0 | 0 | 0 | 0 | 0 | 0 | 0 | 0 | 0 | 0 | 0 | 0 | 0 | 0 | 0 | 0
F1_Commercial_College_New_Water Heating_Electric_Water Heater_E7 | F1 | Commercial | College | New | Water Heating | Electric | Water Heater | E7 | CCE | 0 | 0 | 0 | 0 | 0 | 0 | 0 | 0 | 0 | 0 | 0 | 0 | 0 | 0 | 0 | 0 | 0 | 0 | 0 | 0 | 0 | 0 | 0 | 0 | 0 | 0 | 0 | 0 | 0 | 0
F1_Commercial_College_New_Water Heating_Electric_Water Heater_E8 | F1 | Commercial | College | New | Water Heating | Electric | Water Heater | E8 | CCE | 0 | 0 | 0 | 0 | 0 | 0 | 0 | 0 | 0 | 0 | 0 | 0 | 0 | 0 | 0 | 0 | 0 | 0 | 0 | 0 | 0 | 0 | 0 | 0 | 0 | 0 | 0 | 0 | 0 | 0
F1_Commercial_College_New_Water Heating_Electric_Water Heater_E9 | F1 | Commercial | College | New | Water Heating | Electric | Water Heater | E9 | CCE | 0 | 0 | 0 | 0 | 0 | 0 | 0 | 0 | 0 | 0 | 0 | 0 | 0 | 0 | 0 | 0 | 0 | 0 | 0 | 0 | 0 | 0 | 0 | 0 | 0 | 0 | 0 | 0 | 0 | 0
F1_Commercial_College_New_Water Heating_Electric_Water Heater_E10 | F1 | Commercial | College | New | Water Heating | Electric | Water Heater | E10 | CCE | 0 | 0 | 0 | 0 | 0 | 0 | 0 | 0 | 0 | 0 | 0 | 0 | 0 | 0 | 0 | 0 | 0 | 0 | 0 | 0 | 0 | 0 | 0 | 0 | 0 | 0 | 0 | 0 | 0 | 0
F2_Commercial_College_New_Water Heating_Electric_Water Heater_E1 | F2 | Commercial | College | New | Water Heating | Electric | Water Heater | E1 | TRC BC Ratio | 0 | 0 | 0 | 0 | 0 | 0 | 0 | 0 | 0 | 0 | 0 | 0 | 0 | 0 | 0 | 0 | 0 | 0 | 0 | 0 | 0 | 0 | 0 | 0 | 0 | 0 | 0 | 0 | 0 | 0
F2_Commercial_College_New_Water Heating_Electric_Water Heater_E2 | F2 | Commercial | College | New | Water Heating | Electric | Water Heater | E2 | TRC BC Ratio | 0 | 0 | 0 | 0 | 0 | 0 | 0 | 0 | 0 | 0 | 0 | 0 | 0 | 0 | 0 | 0 | 0 | 0 | 0 | 0 | 0 | 0 | 0 | 0 | 0 | 0 | 0 | 0 | 0 | 0
F2_Commercial_College_New_Water Heating_Electric_Water Heater_E3 | F2 | Commercial | College | New | Water Heating | Electric | Water Heater | E3 | TRC BC Ratio | 0 | 0 | 0 | 0 | 0 | 0 | 0 | 0 | 0 | 0 | 0 | 0 | 0 | 0 | 0 | 0 | 0 | 0 | 0 | 0 | 0 | 0 | 0 | 0 | 0 | 0 | 0 | 0 | 0 | 0
F2_Commercial_College_New_Water Heating_Electric_Water Heater_E4 | F2 | Commercial | College | New | Water Heating | Electric | Water Heater | E4 | TRC BC Ratio | 0 | 0 | 0 | 0 | 0 | 0 | 0 | 0 | 0 | 0 | 0 | 0 | 0 | 0 | 0 | 0 | 0 | 0 | 0 | 0 | 0 | 0 | 0 | 0 | 0 | 0 | 0 | 0 | 0 | 0
F2_Commercial_College_New_Water Heating_Electric_Water Heater_E5 | F2 | Commercial | College | New | Water Heating | Electric | Water Heater | E5 | TRC BC Ratio | 0 | 0 | 0 | 0 | 0 | 0 | 0 | 0 | 0 | 0 | 0 | 0 | 0 | 0 | 0 | 0 | 0 | 0 | 0 | 0 | 0 | 0 | 0 | 0 | 0 | 0 | 0 | 0 | 0 | 0
F2_Commercial_College_New_Water Heating_Electric_Water Heater_E6 | F2 | Commercial | College | New | Water Heating | Electric | Water Heater | E6 | TRC BC Ratio | 0 | 0 | 0 | 0 | 0 | 0 | 0 | 0 | 0 | 0 | 0 | 0 | 0 | 0 | 0 | 0 | 0 | 0 | 0 | 0 | 0 | 0 | 0 | 0 | 0 | 0 | 0 | 0 | 0 | 0
F2_Commercial_College_New_Water Heating_Electric_Water Heater_E7 | F2 | Commercial | College | New | Water Heating | Electric | Water Heater | E7 | TRC BC Ratio | 0 | 0 | 0 | 0 | 0 | 0 | 0 | 0 | 0 | 0 | 0 | 0 | 0 | 0 | 0 | 0 | 0 | 0 | 0 | 0 | 0 | 0 | 0 | 0 | 0 | 0 | 0 | 0 | 0 | 0
F2_Commercial_College_New_Water Heating_Electric_Water Heater_E8 | F2 | Commercial | College | New | Water Heating | Electric | Water Heater | E8 | TRC BC Ratio | 0 | 0 | 0 | 0 | 0 | 0 | 0 | 0 | 0 | 0 | 0 | 0 | 0 | 0 | 0 | 0 | 0 | 0 | 0 | 0 | 0 | 0 | 0 | 0 | 0 | 0 | 0 | 0 | 0 | 0
F2_Commercial_College_New_Water Heating_Electric_Water Heater_E9 | F2 | Commercial | College | New | Water Heating | Electric | Water Heater | E9 | TRC BC Ratio | 0 | 0 | 0 | 0 | 0 | 0 | 0 | 0 | 0 | 0 | 0 | 0 | 0 | 0 | 0 | 0 | 0 | 0 | 0 | 0 | 0 | 0 | 0 | 0 | 0 | 0 | 0 | 0 | 0 | 0
F2_Commercial_College_New_Water Heating_Electric_Water Heater_E10 | F2 | Commercial | College | New | Water Heating | Electric | Water Heater | E10 | TRC BC Ratio | 0 | 0 | 0 | 0 | 0 | 0 | 0 | 0 | 0 | 0 | 0 | 0 | 0 | 0 | 0 | 0 | 0 | 0 | 0 | 0 | 0 | 0 | 0 | 0 | 0 | 0 | 0 | 0 | 0 | 0
F3_Commercial_College_New_Water Heating_Electric_Water Heater_E1 | F3 | Commercial | College | New | Water Heating | Electric | Water Heater | E1 | PACT BC Ratio | 0 | 0 | 0 | 0 | 0 | 0 | 0 | 0 | 0 | 0 | 0 | 0 | 0 | 0 | 0 | 0 | 0 | 0 | 0 | 0 | 0 | 0 | 0 | 0 | 0 | 0 | 0 | 0 | 0 | 0
F3_Commercial_College_New_Water Heating_Electric_Water Heater_E2 | F3 | Commercial | College | New | Water Heating | Electric | Water Heater | E2 | PACT BC Ratio | 0 | 0 | 0 | 0 | 0 | 0 | 0 | 0 | 0 | 0 | 0 | 0 | 0 | 0 | 0 | 0 | 0 | 0 | 0 | 0 | 0 | 0 | 0 | 0 | 0 | 0 | 0 | 0 | 0 | 0
F3_Commercial_College_New_Water Heating_Electric_Water Heater_E3 | F3 | Commercial | College | New | Water Heating | Electric | Water Heater | E3 | PACT BC Ratio | 0 | 0 | 0 | 0 | 0 | 0 | 0 | 0 | 0 | 0 | 0 | 0 | 0 | 0 | 0 | 0 | 0 | 0 | 0 | 0 | 0 | 0 | 0 | 0 | 0 | 0 | 0 | 0 | 0 | 0
F3_Commercial_College_New_Water Heating_Electric_Water Heater_E4 | F3 | Commercial | College | New | Water Heating | Electric | Water Heater | E4 | PACT BC Ratio | 0 | 0 | 0 | 0 | 0 | 0 | 0 | 0 | 0 | 0 | 0 | 0 | 0 | 0 | 0 | 0 | 0 | 0 | 0 | 0 | 0 | 0 | 0 | 0 | 0 | 0 | 0 | 0 | 0 | 0
F3_Commercial_College_New_Water Heating_Electric_Water Heater_E5 | F3 | Commercial | College | New | Water Heating | Electric | Water Heater | E5 | PACT BC Ratio | 0 | 0 | 0 | 0 | 0 | 0 | 0 | 0 | 0 | 0 | 0 | 0 | 0 | 0 | 0 | 0 | 0 | 0 | 0 | 0 | 0 | 0 | 0 | 0 | 0 | 0 | 0 | 0 | 0 | 0
F3_Commercial_College_New_Water Heating_Electric_Water Heater_E6 | F3 | Commercial | College | New | Water Heating | Electric | Water Heater | E6 | PACT BC Ratio | 0 | 0 | 0 | 0 | 0 | 0 | 0 | 0 | 0 | 0 | 0 | 0 | 0 | 0 | 0 | 0 | 0 | 0 | 0 | 0 | 0 | 0 | 0 | 0 | 0 | 0 | 0 | 0 | 0 | 0
F3_Commercial_College_New_Water Heating_Electric_Water Heater_E7 | F3 | Commercial | College | New | Water Heating | Electric | Water Heater | E7 | PACT BC Ratio | 0 | 0 | 0 | 0 | 0 | 0 | 0 | 0 | 0 | 0 | 0 | 0 | 0 | 0 | 0 | 0 | 0 | 0 | 0 | 0 | 0 | 0 | 0 | 0 | 0 | 0 | 0 | 0 | 0 | 0
F3_Commercial_College_New_Water Heating_Electric_Water Heater_E8 | F3 | Commercial | College | New | Water Heating | Electric | Water Heater | E8 | PACT BC Ratio | 0 | 0 | 0 | 0 | 0 | 0 | 0 | 0 | 0 | 0 | 0 | 0 | 0 | 0 | 0 | 0 | 0 | 0 | 0 | 0 | 0 | 0 | 0 | 0 | 0 | 0 | 0 | 0 | 0 | 0
F3_Commercial_College_New_Water Heating_Electric_Water Heater_E9 | F3 | Commercial | College | New | Water Heating | Electric | Water Heater | E9 | PACT BC Ratio | 0 | 0 | 0 | 0 | 0 | 0 | 0 | 0 | 0 | 0 | 0 | 0 | 0 | 0 | 0 | 0 | 0 | 0 | 0 | 0 | 0 | 0 | 0 | 0 | 0 | 0 | 0 | 0 | 0 | 0
F3_Commercial_College_New_Water Heating_Electric_Water Heater_E10 | F3 | Commercial | College | New | Water Heating | Electric | Water Heater | E10 | PACT BC Ratio | 0 | 0 | 0 | 0 | 0 | 0 | 0 | 0 | 0 | 0 | 0 | 0 | 0 | 0 | 0 | 0 | 0 | 0 | 0 | 0 | 0 | 0 | 0 | 0 | 0 | 0 | 0 | 0 | 0 | 0
F4_Commercial_College_New_Water Heating_Electric_Water Heater_E1 | F4 | Commercial | College | New | Water Heating | Electric | Water Heater | E1 | RVT BC Ratio | 0 | 0 | 0 | 0 | 0 | 0 | 0 | 0 | 0 | 0 | 0 | 0 | 0 | 0 | 0 | 0 | 0 | 0 | 0 | 0 | 0 | 0 | 0 | 0 | 0 | 0 | 0 | 0 | 0 | 0
F4_Commercial_College_New_Water Heating_Electric_Water Heater_E2 | F4 | Commercial | College | New | Water Heating | Electric | Water Heater | E2 | RVT BC Ratio | 0 | 0 | 0 | 0 | 0 | 0 | 0 | 0 | 0 | 0 | 0 | 0 | 0 | 0 | 0 | 0 | 0 | 0 | 0 | 0 | 0 | 0 | 0 | 0 | 0 | 0 | 0 | 0 | 0 | 0
F4_Commercial_College_New_Water Heating_Electric_Water Heater_E3 | F4 | Commercial | College | New | Water Heating | Electric | Water Heater | E3 | RVT BC Ratio | 0 | 0 | 0 | 0 | 0 | 0 | 0 | 0 | 0 | 0 | 0 | 0 | 0 | 0 | 0 | 0 | 0 | 0 | 0 | 0 | 0 | 0 | 0 | 0 | 0 | 0 | 0 | 0 | 0 | 0
F4_Commercial_College_New_Water Heating_Electric_Water Heater_E4 | F4 | Commercial | College | New | Water Heating | Electric | Water Heater | E4 | RVT BC Ratio | 0 | 0 | 0 | 0 | 0 | 0 | 0 | 0 | 0 | 0 | 0 | 0 | 0 | 0 | 0 | 0 | 0 | 0 | 0 | 0 | 0 | 0 | 0 | 0 | 0 | 0 | 0 | 0 | 0 | 0
F4_Commercial_College_New_Water Heating_Electric_Water Heater_E5 | F4 | Commercial | College | New | Water Heating | Electric | Water Heater | E5 | RVT BC Ratio | 0 | 0 | 0 | 0 | 0 | 0 | 0 | 0 | 0 | 0 | 0 | 0 | 0 | 0 | 0 | 0 | 0 | 0 | 0 | 0 | 0 | 0 | 0 | 0 | 0 | 0 | 0 | 0 | 0 | 0
F4_Commercial_College_New_Water Heating_Electric_Water Heater_E6 | F4 | Commercial | College | New | Water Heating | Electric | Water Heater | E6 | RVT BC Ratio | 0 | 0 | 0 | 0 | 0 | 0 | 0 | 0 | 0 | 0 | 0 | 0 | 0 | 0 | 0 | 0 | 0 | 0 | 0 | 0 | 0 | 0 | 0 | 0 | 0 | 0 | 0 | 0 | 0 | 0
F4_Commercial_College_New_Water Heating_Electric_Water Heater_E7 | F4 | Commercial | College | New | Water Heating | Electric | Water Heater | E7 | RVT BC Ratio | 0 | 0 | 0 | 0 | 0 | 0 | 0 | 0 | 0 | 0 | 0 | 0 | 0 | 0 | 0 | 0 | 0 | 0 | 0 | 0 | 0 | 0 | 0 | 0 | 0 | 0 | 0 | 0 | 0 | 0
F4_Commercial_College_New_Water Heating_Electric_Water Heater_E8 | F4 | Commercial | College | New | Water Heating | Electric | Water Heater | E8 | RVT BC Ratio | 0 | 0 | 0 | 0 | 0 | 0 | 0 | 0 | 0 | 0 | 0 | 0 | 0 | 0 | 0 | 0 | 0 | 0 | 0 | 0 | 0 | 0 | 0 | 0 | 0 | 0 | 0 | 0 | 0 | 0
F4_Commercial_College_New_Water Heating_Electric_Water Heater_E9 | F4 | Commercial | College | New | Water Heating | Electric | Water Heater | E9 | RVT BC Ratio | 0 | 0 | 0 | 0 | 0 | 0 | 0 | 0 | 0 | 0 | 0 | 0 | 0 | 0 | 0 | 0 | 0 | 0 | 0 | 0 | 0 | 0 | 0 | 0 | 0 | 0 | 0 | 0 | 0 | 0
F4_Commercial_College_New_Water Heating_Electric_Water Heater_E10 | F4 | Commercial | College | New | Water Heating | Electric | Water Heater | E10 | RVT BC Ratio | 0 | 0 | 0 | 0 | 0 | 0 | 0 | 0 | 0 | 0 | 0 | 0 | 0 | 0 | 0 | 0 | 0 | 0 | 0 | 0 | 0 | 0 | 0 | 0 | 0 | 0 | 0 | 0 | 0 | 0
F5_Commercial_College_New_Water Heating_Electric_Water Heater_E1 | F5 | Commercial | College | New | Water Heating | Electric | Water Heater | E1 | RIM BC Ratio | 0 | 0 | 0 | 0 | 0 | 0 | 0 | 0 | 0 | 0 | 0 | 0 | 0 | 0 | 0 | 0 | 0 | 0 | 0 | 0 | 0 | 0 | 0 | 0 | 0 | 0 | 0 | 0 | 0 | 0
F5_Commercial_College_New_Water Heating_Electric_Water Heater_E2 | F5 | Commercial | College | New | Water Heating | Electric | Water Heater | E2 | RIM BC Ratio | 0 | 0 | 0 | 0 | 0 | 0 | 0 | 0 | 0 | 0 | 0 | 0 | 0 | 0 | 0 | 0 | 0 | 0 | 0 | 0 | 0 | 0 | 0 | 0 | 0 | 0 | 0 | 0 | 0 | 0
F5_Commercial_College_New_Water Heating_Electric_Water Heater_E3 | F5 | Commercial | College | New | Water Heating | Electric | Water Heater | E3 | RIM BC Ratio | 0 | 0 | 0 | 0 | 0 | 0 | 0 | 0 | 0 | 0 | 0 | 0 | 0 | 0 | 0 | 0 | 0 | 0 | 0 | 0 | 0 | 0 | 0 | 0 | 0 | 0 | 0 | 0 | 0 | 0
F5_Commercial_College_New_Water Heating_Electric_Water Heater_E4 | F5 | Commercial | College | New | Water Heating | Electric | Water Heater | E4 | RIM BC Ratio | 0 | 0 | 0 | 0 | 0 | 0 | 0 | 0 | 0 | 0 | 0 | 0 | 0 | 0 | 0 | 0 | 0 | 0 | 0 | 0 | 0 | 0 | 0 | 0 | 0 | 0 | 0 | 0 | 0 | 0
F5_Commercial_College_New_Water Heating_Electric_Water Heater_E5 | F5 | Commercial | College | New | Water Heating | Electric | Water Heater | E5 | RIM BC Ratio | 0 | 0 | 0 | 0 | 0 | 0 | 0 | 0 | 0 | 0 | 0 | 0 | 0 | 0 | 0 | 0 | 0 | 0 | 0 | 0 | 0 | 0 | 0 | 0 | 0 | 0 | 0 | 0 | 0 | 0
F5_Commercial_College_New_Water Heating_Electric_Water Heater_E6 | F5 | Commercial | College | New | Water Heating | Electric | Water Heater | E6 | RIM BC Ratio | 0 | 0 | 0 | 0 | 0 | 0 | 0 | 0 | 0 | 0 | 0 | 0 | 0 | 0 | 0 | 0 | 0 | 0 | 0 | 0 | 0 | 0 | 0 | 0 | 0 | 0 | 0 | 0 | 0 | 0
F5_Commercial_College_New_Water Heating_Electric_Water Heater_E7 | F5 | Commercial | College | New | Water Heating | Electric | Water Heater | E7 | RIM BC Ratio | 0 | 0 | 0 | 0 | 0 | 0 | 0 | 0 | 0 | 0 | 0 | 0 | 0 | 0 | 0 | 0 | 0 | 0 | 0 | 0 | 0 | 0 | 0 | 0 | 0 | 0 | 0 | 0 | 0 | 0
F5_Commercial_College_New_Water Heating_Electric_Water Heater_E8 | F5 | Commercial | College | New | Water Heating | Electric | Water Heater | E8 | RIM BC Ratio | 0 | 0 | 0 | 0 | 0 | 0 | 0 | 0 | 0 | 0 | 0 | 0 | 0 | 0 | 0 | 0 | 0 | 0 | 0 | 0 | 0 | 0 | 0 | 0 | 0 | 0 | 0 | 0 | 0 | 0
F5_Commercial_College_New_Water Heating_Electric_Water Heater_E9 | F5 | Commercial | College | New | Water Heating | Electric | Water Heater | E9 | RIM BC Ratio | 0 | 0 | 0 | 0 | 0 | 0 | 0 | 0 | 0 | 0 | 0 | 0 | 0 | 0 | 0 | 0 | 0 | 0 | 0 | 0 | 0 | 0 | 0 | 0 | 0 | 0 | 0 | 0 | 0 | 0
F5_Commercial_College_New_Water Heating_Electric_Water Heater_E10 | F5 | Commercial | College | New | Water Heating | Electric | Water Heater | E10 | RIM BC Ratio | 0 | 0 | 0 | 0 | 0 | 0 | 0 | 0 | 0 | 0 | 0 | 0 | 0 | 0 | 0 | 0 | 0 | 0 | 0 | 0 | 0 | 0 | 0 | 0 | 0 | 0 | 0 | 0 | 0 | 0
F0_Commercial_College_New_Interior Lighting_Electric_General Service Lighting_E0 | F0 | Commercial | College | New | Interior Lighting | Electric | General Service Lighting | E0 | Economic Unit | 0 | 0 | 0 | 0 | 0 | 0 | 0 | 0 | 0 | 0 | 0 | 0 | 0 | 0 | 0 | 0 | 0 | 0 | 0 | 0 | 0 | 0 | 0 | 0 | 0 | 0 | 0 | 0 | 0 | 0
F1_Commercial_College_New_Interior Lighting_Electric_General Service Lighting_E1 | F1 | Commercial | College | New | Interior Lighting | Electric | General Service Lighting | E1 | CCE | 0 | 0 | 0 | 0 | 0 | 0 | 0 | 0 | 0 | 0 | 0 | 0 | 0 | 0 | 0 | 0 | 0 | 0 | 0 | 0 | 0 | 0 | 0 | 0 | 0 | 0 | 0 | 0 | 0 | 0
F1_Commercial_College_New_Interior Lighting_Electric_General Service Lighting_E2 | F1 | Commercial | College | New | Interior Lighting | Electric | General Service Lighting | E2 | CCE | 0 | 0 | 0 | 0 | 0 | 0 | 0 | 0 | 0 | 0 | 0 | 0 | 0 | 0 | 0 | 0 | 0 | 0 | 0 | 0 | 0 | 0 | 0 | 0 | 0 | 0 | 0 | 0 | 0 | 0
F1_Commercial_College_New_Interior Lighting_Electric_General Service Lighting_E3 | F1 | Commercial | College | New | Interior Lighting | Electric | General Service Lighting | E3 | CCE | 0 | 0 | 0 | 0 | 0 | 0 | 0 | 0 | 0 | 0 | 0 | 0 | 0 | 0 | 0 | 0 | 0 | 0 | 0 | 0 | 0 | 0 | 0 | 0 | 0 | 0 | 0 | 0 | 0 | 0
F1_Commercial_College_New_Interior Lighting_Electric_General Service Lighting_E4 | F1 | Commercial | College | New | Interior Lighting | Electric | General Service Lighting | E4 | CCE | 0 | 0 | 0 | 0 | 0 | 0 | 0 | 0 | 0 | 0 | 0 | 0 | 0 | 0 | 0 | 0 | 0 | 0 | 0 | 0 | 0 | 0 | 0 | 0 | 0 | 0 | 0 | 0 | 0 | 0
F1_Commercial_College_New_Interior Lighting_Electric_General Service Lighting_E5 | F1 | Commercial | College | New | Interior Lighting | Electric | General Service Lighting | E5 | CCE | 0 | 0 | 0 | 0 | 0 | 0 | 0 | 0 | 0 | 0 | 0 | 0 | 0 | 0 | 0 | 0 | 0 | 0 | 0 | 0 | 0 | 0 | 0 | 0 | 0 | 0 | 0 | 0 | 0 | 0
F1_Commercial_College_New_Interior Lighting_Electric_General Service Lighting_E6 | F1 | Commercial | College | New | Interior Lighting | Electric | General Service Lighting | E6 | CCE | 0 | 0 | 0 | 0 | 0 | 0 | 0 | 0 | 0 | 0 | 0 | 0 | 0 | 0 | 0 | 0 | 0 | 0 | 0 | 0 | 0 | 0 | 0 | 0 | 0 | 0 | 0 | 0 | 0 | 0
F1_Commercial_College_New_Interior Lighting_Electric_General Service Lighting_E7 | F1 | Commercial | College | New | Interior Lighting | Electric | General Service Lighting | E7 | CCE | 0 | 0 | 0 | 0 | 0 | 0 | 0 | 0 | 0 | 0 | 0 | 0 | 0 | 0 | 0 | 0 | 0 | 0 | 0 | 0 | 0 | 0 | 0 | 0 | 0 | 0 | 0 | 0 | 0 | 0
F1_Commercial_College_New_Interior Lighting_Electric_General Service Lighting_E8 | F1 | Commercial | College | New | Interior Lighting | Electric | General Service Lighting | E8 | CCE | 0 | 0 | 0 | 0 | 0 | 0 | 0 | 0 | 0 | 0 | 0 | 0 | 0 | 0 | 0 | 0 | 0 | 0 | 0 | 0 | 0 | 0 | 0 | 0 | 0 | 0 | 0 | 0 | 0 | 0
F1_Commercial_College_New_Interior Lighting_Electric_General Service Lighting_E9 | F1 | Commercial | College | New | Interior Lighting | Electric | General Service Lighting | E9 | CCE | 0 | 0 | 0 | 0 | 0 | 0 | 0 | 0 | 0 | 0 | 0 | 0 | 0 | 0 | 0 | 0 | 0 | 0 | 0 | 0 | 0 | 0 | 0 | 0 | 0 | 0 | 0 | 0 | 0 | 0
F1_Commercial_College_New_Interior Lighting_Electric_General Service Lighting_E10 | F1 | Commercial | College | New | Interior Lighting | Electric | General Service Lighting | E10 | CCE | 0 | 0 | 0 | 0 | 0 | 0 | 0 | 0 | 0 | 0 | 0 | 0 | 0 | 0 | 0 | 0 | 0 | 0 | 0 | 0 | 0 | 0 | 0 | 0 | 0 | 0 | 0 | 0 | 0 | 0
F2_Commercial_College_New_Interior Lighting_Electric_General Service Lighting_E1 | F2 | Commercial | College | New | Interior Lighting | Electric | General Service Lighting | E1 | TRC BC Ratio | 0 | 0 | 0 | 0 | 0 | 0 | 0 | 0 | 0 | 0 | 0 | 0 | 0 | 0 | 0 | 0 | 0 | 0 | 0 | 0 | 0 | 0 | 0 | 0 | 0 | 0 | 0 | 0 | 0 | 0
F2_Commercial_College_New_Interior Lighting_Electric_General Service Lighting_E2 | F2 | Commercial | College | New | Interior Lighting | Electric | General Service Lighting | E2 | TRC BC Ratio | 0 | 0 | 0 | 0 | 0 | 0 | 0 | 0 | 0 | 0 | 0 | 0 | 0 | 0 | 0 | 0 | 0 | 0 | 0 | 0 | 0 | 0 | 0 | 0 | 0 | 0 | 0 | 0 | 0 | 0
F2_Commercial_College_New_Interior Lighting_Electric_General Service Lighting_E3 | F2 | Commercial | College | New | Interior Lighting | Electric | General Service Lighting | E3 | TRC BC Ratio | 0 | 0 | 0 | 0 | 0 | 0 | 0 | 0 | 0 | 0 | 0 | 0 | 0 | 0 | 0 | 0 | 0 | 0 | 0 | 0 | 0 | 0 | 0 | 0 | 0 | 0 | 0 | 0 | 0 | 0
F2_Commercial_College_New_Interior Lighting_Electric_General Service Lighting_E4 | F2 | Commercial | College | New | Interior Lighting | Electric | General Service Lighting | E4 | TRC BC Ratio | 0 | 0 | 0 | 0 | 0 | 0 | 0 | 0 | 0 | 0 | 0 | 0 | 0 | 0 | 0 | 0 | 0 | 0 | 0 | 0 | 0 | 0 | 0 | 0 | 0 | 0 | 0 | 0 | 0 | 0
F2_Commercial_College_New_Interior Lighting_Electric_General Service Lighting_E5 | F2 | Commercial | College | New | Interior Lighting | Electric | General Service Lighting | E5 | TRC BC Ratio | 0 | 0 | 0 | 0 | 0 | 0 | 0 | 0 | 0 | 0 | 0 | 0 | 0 | 0 | 0 | 0 | 0 | 0 | 0 | 0 | 0 | 0 | 0 | 0 | 0 | 0 | 0 | 0 | 0 | 0
F2_Commercial_College_New_Interior Lighting_Electric_General Service Lighting_E6 | F2 | Commercial | College | New | Interior Lighting | Electric | General Service Lighting | E6 | TRC BC Ratio | 0 | 0 | 0 | 0 | 0 | 0 | 0 | 0 | 0 | 0 | 0 | 0 | 0 | 0 | 0 | 0 | 0 | 0 | 0 | 0 | 0 | 0 | 0 | 0 | 0 | 0 | 0 | 0 | 0 | 0
F2_Commercial_College_New_Interior Lighting_Electric_General Service Lighting_E7 | F2 | Commercial | College | New | Interior Lighting | Electric | General Service Lighting | E7 | TRC BC Ratio | 0 | 0 | 0 | 0 | 0 | 0 | 0 | 0 | 0 | 0 | 0 | 0 | 0 | 0 | 0 | 0 | 0 | 0 | 0 | 0 | 0 | 0 | 0 | 0 | 0 | 0 | 0 | 0 | 0 | 0
F2_Commercial_College_New_Interior Lighting_Electric_General Service Lighting_E8 | F2 | Commercial | College | New | Interior Lighting | Electric | General Service Lighting | E8 | TRC BC Ratio | 0 | 0 | 0 | 0 | 0 | 0 | 0 | 0 | 0 | 0 | 0 | 0 | 0 | 0 | 0 | 0 | 0 | 0 | 0 | 0 | 0 | 0 | 0 | 0 | 0 | 0 | 0 | 0 | 0 | 0
F2_Commercial_College_New_Interior Lighting_Electric_General Service Lighting_E9 | F2 | Commercial | College | New | Interior Lighting | Electric | General Service Lighting | E9 | TRC BC Ratio | 0 | 0 | 0 | 0 | 0 | 0 | 0 | 0 | 0 | 0 | 0 | 0 | 0 | 0 | 0 | 0 | 0 | 0 | 0 | 0 | 0 | 0 | 0 | 0 | 0 | 0 | 0 | 0 | 0 | 0
F2_Commercial_College_New_Interior Lighting_Electric_General Service Lighting_E10 | F2 | Commercial | College | New | Interior Lighting | Electric | General Service Lighting | E10 | TRC BC Ratio | 0 | 0 | 0 | 0 | 0 | 0 | 0 | 0 | 0 | 0 | 0 | 0 | 0 | 0 | 0 | 0 | 0 | 0 | 0 | 0 | 0 | 0 | 0 | 0 | 0 | 0 | 0 | 0 | 0 | 0
F3_Commercial_College_New_Interior Lighting_Electric_General Service Lighting_E1 | F3 | Commercial | College | New | Interior Lighting | Electric | General Service Lighting | E1 | PACT BC Ratio | 0 | 0 | 0 | 0 | 0 | 0 | 0 | 0 | 0 | 0 | 0 | 0 | 0 | 0 | 0 | 0 | 0 | 0 | 0 | 0 | 0 | 0 | 0 | 0 | 0 | 0 | 0 | 0 | 0 | 0
F3_Commercial_College_New_Interior Lighting_Electric_General Service Lighting_E2 | F3 | Commercial | College | New | Interior Lighting | Electric | General Service Lighting | E2 | PACT BC Ratio | 0 | 0 | 0 | 0 | 0 | 0 | 0 | 0 | 0 | 0 | 0 | 0 | 0 | 0 | 0 | 0 | 0 | 0 | 0 | 0 | 0 | 0 | 0 | 0 | 0 | 0 | 0 | 0 | 0 | 0
F3_Commercial_College_New_Interior Lighting_Electric_General Service Lighting_E3 | F3 | Commercial | College | New | Interior Lighting | Electric | General Service Lighting | E3 | PACT BC Ratio | 0 | 0 | 0 | 0 | 0 | 0 | 0 | 0 | 0 | 0 | 0 | 0 | 0 | 0 | 0 | 0 | 0 | 0 | 0 | 0 | 0 | 0 | 0 | 0 | 0 | 0 | 0 | 0 | 0 | 0
F3_Commercial_College_New_Interior Lighting_Electric_General Service Lighting_E4 | F3 | Commercial | College | New | Interior Lighting | Electric | General Service Lighting | E4 | PACT BC Ratio | 0 | 0 | 0 | 0 | 0 | 0 | 0 | 0 | 0 | 0 | 0 | 0 | 0 | 0 | 0 | 0 | 0 | 0 | 0 | 0 | 0 | 0 | 0 | 0 | 0 | 0 | 0 | 0 | 0 | 0
F3_Commercial_College_New_Interior Lighting_Electric_General Service Lighting_E5 | F3 | Commercial | College | New | Interior Lighting | Electric | General Service Lighting | E5 | PACT BC Ratio | 0 | 0 | 0 | 0 | 0 | 0 | 0 | 0 | 0 | 0 | 0 | 0 | 0 | 0 | 0 | 0 | 0 | 0 | 0 | 0 | 0 | 0 | 0 | 0 | 0 | 0 | 0 | 0 | 0 | 0
F3_Commercial_College_New_Interior Lighting_Electric_General Service Lighting_E6 | F3 | Commercial | College | New | Interior Lighting | Electric | General Service Lighting | E6 | PACT BC Ratio | 0 | 0 | 0 | 0 | 0 | 0 | 0 | 0 | 0 | 0 | 0 | 0 | 0 | 0 | 0 | 0 | 0 | 0 | 0 | 0 | 0 | 0 | 0 | 0 | 0 | 0 | 0 | 0 | 0 | 0
F3_Commercial_College_New_Interior Lighting_Electric_General Service Lighting_E7 | F3 | Commercial | College | New | Interior Lighting | Electric | General Service Lighting | E7 | PACT BC Ratio | 0 | 0 | 0 | 0 | 0 | 0 | 0 | 0 | 0 | 0 | 0 | 0 | 0 | 0 | 0 | 0 | 0 | 0 | 0 | 0 | 0 | 0 | 0 | 0 | 0 | 0 | 0 | 0 | 0 | 0
F3_Commercial_College_New_Interior Lighting_Electric_General Service Lighting_E8 | F3 | Commercial | College | New | Interior Lighting | Electric | General Service Lighting | E8 | PACT BC Ratio | 0 | 0 | 0 | 0 | 0 | 0 | 0 | 0 | 0 | 0 | 0 | 0 | 0 | 0 | 0 | 0 | 0 | 0 | 0 | 0 | 0 | 0 | 0 | 0 | 0 | 0 | 0 | 0 | 0 | 0
F3_Commercial_College_New_Interior Lighting_Electric_General Service Lighting_E9 | F3 | Commercial | College | New | Interior Lighting | Electric | General Service Lighting | E9 | PACT BC Ratio | 0 | 0 | 0 | 0 | 0 | 0 | 0 | 0 | 0 | 0 | 0 | 0 | 0 | 0 | 0 | 0 | 0 | 0 | 0 | 0 | 0 | 0 | 0 | 0 | 0 | 0 | 0 | 0 | 0 | 0
F3_Commercial_College_New_Interior Lighting_Electric_General Service Lighting_E10 | F3 | Commercial | College | New | Interior Lighting | Electric | General Service Lighting | E10 | PACT BC Ratio | 0 | 0 | 0 | 0 | 0 | 0 | 0 | 0 | 0 | 0 | 0 | 0 | 0 | 0 | 0 | 0 | 0 | 0 | 0 | 0 | 0 | 0 | 0 | 0 | 0 | 0 | 0 | 0 | 0 | 0
F4_Commercial_College_New_Interior Lighting_Electric_General Service Lighting_E1 | F4 | Commercial | College | New | Interior Lighting | Electric | General Service Lighting | E1 | RVT BC Ratio | 0 | 0 | 0 | 0 | 0 | 0 | 0 | 0 | 0 | 0 | 0 | 0 | 0 | 0 | 0 | 0 | 0 | 0 | 0 | 0 | 0 | 0 | 0 | 0 | 0 | 0 | 0 | 0 | 0 | 0
F4_Commercial_College_New_Interior Lighting_Electric_General Service Lighting_E2 | F4 | Commercial | College | New | Interior Lighting | Electric | General Service Lighting | E2 | RVT BC Ratio | 0 | 0 | 0 | 0 | 0 | 0 | 0 | 0 | 0 | 0 | 0 | 0 | 0 | 0 | 0 | 0 | 0 | 0 | 0 | 0 | 0 | 0 | 0 | 0 | 0 | 0 | 0 | 0 | 0 | 0
F4_Commercial_College_New_Interior Lighting_Electric_General Service Lighting_E3 | F4 | Commercial | College | New | Interior Lighting | Electric | General Service Lighting | E3 | RVT BC Ratio | 0 | 0 | 0 | 0 | 0 | 0 | 0 | 0 | 0 | 0 | 0 | 0 | 0 | 0 | 0 | 0 | 0 | 0 | 0 | 0 | 0 | 0 | 0 | 0 | 0 | 0 | 0 | 0 | 0 | 0
F4_Commercial_College_New_Interior Lighting_Electric_General Service Lighting_E4 | F4 | Commercial | College | New | Interior Lighting | Electric | General Service Lighting | E4 | RVT BC Ratio | 0 | 0 | 0 | 0 | 0 | 0 | 0 | 0 | 0 | 0 | 0 | 0 | 0 | 0 | 0 | 0 | 0 | 0 | 0 | 0 | 0 | 0 | 0 | 0 | 0 | 0 | 0 | 0 | 0 | 0
F4_Commercial_College_New_Interior Lighting_Electric_General Service Lighting_E5 | F4 | Commercial | College | New | Interior Lighting | Electric | General Service Lighting | E5 | RVT BC Ratio | 0 | 0 | 0 | 0 | 0 | 0 | 0 | 0 | 0 | 0 | 0 | 0 | 0 | 0 | 0 | 0 | 0 | 0 | 0 | 0 | 0 | 0 | 0 | 0 | 0 | 0 | 0 | 0 | 0 | 0
F4_Commercial_College_New_Interior Lighting_Electric_General Service Lighting_E6 | F4 | Commercial | College | New | Interior Lighting | Electric | General Service Lighting | E6 | RVT BC Ratio | 0 | 0 | 0 | 0 | 0 | 0 | 0 | 0 | 0 | 0 | 0 | 0 | 0 | 0 | 0 | 0 | 0 | 0 | 0 | 0 | 0 | 0 | 0 | 0 | 0 | 0 | 0 | 0 | 0 | 0
F4_Commercial_College_New_Interior Lighting_Electric_General Service Lighting_E7 | F4 | Commercial | College | New | Interior Lighting | Electric | General Service Lighting | E7 | RVT BC Ratio | 0 | 0 | 0 | 0 | 0 | 0 | 0 | 0 | 0 | 0 | 0 | 0 | 0 | 0 | 0 | 0 | 0 | 0 | 0 | 0 | 0 | 0 | 0 | 0 | 0 | 0 | 0 | 0 | 0 | 0
F4_Commercial_College_New_Interior Lighting_Electric_General Service Lighting_E8 | F4 | Commercial | College | New | Interior Lighting | Electric | General Service Lighting | E8 | RVT BC Ratio | 0 | 0 | 0 | 0 | 0 | 0 | 0 | 0 | 0 | 0 | 0 | 0 | 0 | 0 | 0 | 0 | 0 | 0 | 0 | 0 | 0 | 0 | 0 | 0 | 0 | 0 | 0 | 0 | 0 | 0
F4_Commercial_College_New_Interior Lighting_Electric_General Service Lighting_E9 | F4 | Commercial | College | New | Interior Lighting | Electric | General Service Lighting | E9 | RVT BC Ratio | 0 | 0 | 0 | 0 | 0 | 0 | 0 | 0 | 0 | 0 | 0 | 0 | 0 | 0 | 0 | 0 | 0 | 0 | 0 | 0 | 0 | 0 | 0 | 0 | 0 | 0 | 0 | 0 | 0 | 0
F4_Commercial_College_New_Interior Lighting_Electric_General Service Lighting_E10 | F4 | Commercial | College | New | Interior Lighting | Electric | General Service Lighting | E10 | RVT BC Ratio | 0 | 0 | 0 | 0 | 0 | 0 | 0 | 0 | 0 | 0 | 0 | 0 | 0 | 0 | 0 | 0 | 0 | 0 | 0 | 0 | 0 | 0 | 0 | 0 | 0 | 0 | 0 | 0 | 0 | 0
F5_Commercial_College_New_Interior Lighting_Electric_General Service Lighting_E1 | F5 | Commercial | College | New | Interior Lighting | Electric | General Service Lighting | E1 | RIM BC Ratio | 0 | 0 | 0 | 0 | 0 | 0 | 0 | 0 | 0 | 0 | 0 | 0 | 0 | 0 | 0 | 0 | 0 | 0 | 0 | 0 | 0 | 0 | 0 | 0 | 0 | 0 | 0 | 0 | 0 | 0
F5_Commercial_College_New_Interior Lighting_Electric_General Service Lighting_E2 | F5 | Commercial | College | New | Interior Lighting | Electric | General Service Lighting | E2 | RIM BC Ratio | 0 | 0 | 0 | 0 | 0 | 0 | 0 | 0 | 0 | 0 | 0 | 0 | 0 | 0 | 0 | 0 | 0 | 0 | 0 | 0 | 0 | 0 | 0 | 0 | 0 | 0 | 0 | 0 | 0 | 0
F5_Commercial_College_New_Interior Lighting_Electric_General Service Lighting_E3 | F5 | Commercial | College | New | Interior Lighting | Electric | General Service Lighting | E3 | RIM BC Ratio | 0 | 0 | 0 | 0 | 0 | 0 | 0 | 0 | 0 | 0 | 0 | 0 | 0 | 0 | 0 | 0 | 0 | 0 | 0 | 0 | 0 | 0 | 0 | 0 | 0 | 0 | 0 | 0 | 0 | 0
F5_Commercial_College_New_Interior Lighting_Electric_General Service Lighting_E4 | F5 | Commercial | College | New | Interior Lighting | Electric | General Service Lighting | E4 | RIM BC Ratio | 0 | 0 | 0 | 0 | 0 | 0 | 0 | 0 | 0 | 0 | 0 | 0 | 0 | 0 | 0 | 0 | 0 | 0 | 0 | 0 | 0 | 0 | 0 | 0 | 0 | 0 | 0 | 0 | 0 | 0
F5_Commercial_College_New_Interior Lighting_Electric_General Service Lighting_E5 | F5 | Commercial | College | New | Interior Lighting | Electric | General Service Lighting | E5 | RIM BC Ratio | 0 | 0 | 0 | 0 | 0 | 0 | 0 | 0 | 0 | 0 | 0 | 0 | 0 | 0 | 0 | 0 | 0 | 0 | 0 | 0 | 0 | 0 | 0 | 0 | 0 | 0 | 0 | 0 | 0 | 0
F5_Commercial_College_New_Interior Lighting_Electric_General Service Lighting_E6 | F5 | Commercial | College | New | Interior Lighting | Electric | General Service Lighting | E6 | RIM BC Ratio | 0 | 0 | 0 | 0 | 0 | 0 | 0 | 0 | 0 | 0 | 0 | 0 | 0 | 0 | 0 | 0 | 0 | 0 | 0 | 0 | 0 | 0 | 0 | 0 | 0 | 0 | 0 | 0 | 0 | 0
F5_Commercial_College_New_Interior Lighting_Electric_General Service Lighting_E7 | F5 | Commercial | College | New | Interior Lighting | Electric | General Service Lighting | E7 | RIM BC Ratio | 0 | 0 | 0 | 0 | 0 | 0 | 0 | 0 | 0 | 0 | 0 | 0 | 0 | 0 | 0 | 0 | 0 | 0 | 0 | 0 | 0 | 0 | 0 | 0 | 0 | 0 | 0 | 0 | 0 | 0
F5_Commercial_College_New_Interior Lighting_Electric_General Service Lighting_E8 | F5 | Commercial | College | New | Interior Lighting | Electric | General Service Lighting | E8 | RIM BC Ratio | 0 | 0 | 0 | 0 | 0 | 0 | 0 | 0 | 0 | 0 | 0 | 0 | 0 | 0 | 0 | 0 | 0 | 0 | 0 | 0 | 0 | 0 | 0 | 0 | 0 | 0 | 0 | 0 | 0 | 0
F5_Commercial_College_New_Interior Lighting_Electric_General Service Lighting_E9 | F5 | Commercial | College | New | Interior Lighting | Electric | General Service Lighting | E9 | RIM BC Ratio | 0 | 0 | 0 | 0 | 0 | 0 | 0 | 0 | 0 | 0 | 0 | 0 | 0 | 0 | 0 | 0 | 0 | 0 | 0 | 0 | 0 | 0 | 0 | 0 | 0 | 0 | 0 | 0 | 0 | 0
F5_Commercial_College_New_Interior Lighting_Electric_General Service Lighting_E10 | F5 | Commercial | College | New | Interior Lighting | Electric | General Service Lighting | E10 | RIM BC Ratio | 0 | 0 | 0 | 0 | 0 | 0 | 0 | 0 | 0 | 0 | 0 | 0 | 0 | 0 | 0 | 0 | 0 | 0 | 0 | 0 | 0 | 0 | 0 | 0 | 0 | 0 | 0 | 0 | 0 | 0
F0_Commercial_College_New_Interior Lighting_Electric_Exempted Lighting_E0 | F0 | Commercial | College | New | Interior Lighting | Electric | Exempted Lighting | E0 | Economic Unit | 0 | 0 | 0 | 0 | 0 | 0 | 0 | 0 | 0 | 0 | 0 | 0 | 0 | 0 | 0 | 0 | 0 | 0 | 0 | 0 | 0 | 0 | 0 | 0 | 0 | 0 | 0 | 0 | 0 | 0
F1_Commercial_College_New_Interior Lighting_Electric_Exempted Lighting_E1 | F1 | Commercial | College | New | Interior Lighting | Electric | Exempted Lighting | E1 | CCE | 0 | 0 | 0 | 0 | 0 | 0 | 0 | 0 | 0 | 0 | 0 | 0 | 0 | 0 | 0 | 0 | 0 | 0 | 0 | 0 | 0 | 0 | 0 | 0 | 0 | 0 | 0 | 0 | 0 | 0
F1_Commercial_College_New_Interior Lighting_Electric_Exempted Lighting_E2 | F1 | Commercial | College | New | Interior Lighting | Electric | Exempted Lighting | E2 | CCE | 0 | 0 | 0 | 0 | 0 | 0 | 0 | 0 | 0 | 0 | 0 | 0 | 0 | 0 | 0 | 0 | 0 | 0 | 0 | 0 | 0 | 0 | 0 | 0 | 0 | 0 | 0 | 0 | 0 | 0
F1_Commercial_College_New_Interior Lighting_Electric_Exempted Lighting_E3 | F1 | Commercial | College | New | Interior Lighting | Electric | Exempted Lighting | E3 | CCE | 0 | 0 | 0 | 0 | 0 | 0 | 0 | 0 | 0 | 0 | 0 | 0 | 0 | 0 | 0 | 0 | 0 | 0 | 0 | 0 | 0 | 0 | 0 | 0 | 0 | 0 | 0 | 0 | 0 | 0
F1_Commercial_College_New_Interior Lighting_Electric_Exempted Lighting_E4 | F1 | Commercial | College | New | Interior Lighting | Electric | Exempted Lighting | E4 | CCE | 0 | 0 | 0 | 0 | 0 | 0 | 0 | 0 | 0 | 0 | 0 | 0 | 0 | 0 | 0 | 0 | 0 | 0 | 0 | 0 | 0 | 0 | 0 | 0 | 0 | 0 | 0 | 0 | 0 | 0
F1_Commercial_College_New_Interior Lighting_Electric_Exempted Lighting_E5 | F1 | Commercial | College | New | Interior Lighting | Electric | Exempted Lighting | E5 | CCE | 0 | 0 | 0 | 0 | 0 | 0 | 0 | 0 | 0 | 0 | 0 | 0 | 0 | 0 | 0 | 0 | 0 | 0 | 0 | 0 | 0 | 0 | 0 | 0 | 0 | 0 | 0 | 0 | 0 | 0
F1_Commercial_College_New_Interior Lighting_Electric_Exempted Lighting_E6 | F1 | Commercial | College | New | Interior Lighting | Electric | Exempted Lighting | E6 | CCE | 0 | 0 | 0 | 0 | 0 | 0 | 0 | 0 | 0 | 0 | 0 | 0 | 0 | 0 | 0 | 0 | 0 | 0 | 0 | 0 | 0 | 0 | 0 | 0 | 0 | 0 | 0 | 0 | 0 | 0
F1_Commercial_College_New_Interior Lighting_Electric_Exempted Lighting_E7 | F1 | Commercial | College | New | Interior Lighting | Electric | Exempted Lighting | E7 | CCE | 0 | 0 | 0 | 0 | 0 | 0 | 0 | 0 | 0 | 0 | 0 | 0 | 0 | 0 | 0 | 0 | 0 | 0 | 0 | 0 | 0 | 0 | 0 | 0 | 0 | 0 | 0 | 0 | 0 | 0
F1_Commercial_College_New_Interior Lighting_Electric_Exempted Lighting_E8 | F1 | Commercial | College | New | Interior Lighting | Electric | Exempted Lighting | E8 | CCE | 0 | 0 | 0 | 0 | 0 | 0 | 0 | 0 | 0 | 0 | 0 | 0 | 0 | 0 | 0 | 0 | 0 | 0 | 0 | 0 | 0 | 0 | 0 | 0 | 0 | 0 | 0 | 0 | 0 | 0
F1_Commercial_College_New_Interior Lighting_Electric_Exempted Lighting_E9 | F1 | Commercial | College | New | Interior Lighting | Electric | Exempted Lighting | E9 | CCE | 0 | 0 | 0 | 0 | 0 | 0 | 0 | 0 | 0 | 0 | 0 | 0 | 0 | 0 | 0 | 0 | 0 | 0 | 0 | 0 | 0 | 0 | 0 | 0 | 0 | 0 | 0 | 0 | 0 | 0
F1_Commercial_College_New_Interior Lighting_Electric_Exempted Lighting_E10 | F1 | Commercial | College | New | Interior Lighting | Electric | Exempted Lighting | E10 | CCE | 0 | 0 | 0 | 0 | 0 | 0 | 0 | 0 | 0 | 0 | 0 | 0 | 0 | 0 | 0 | 0 | 0 | 0 | 0 | 0 | 0 | 0 | 0 | 0 | 0 | 0 | 0 | 0 | 0 | 0
F2_Commercial_College_New_Interior Lighting_Electric_Exempted Lighting_E1 | F2 | Commercial | College | New | Interior Lighting | Electric | Exempted Lighting | E1 | TRC BC Ratio | 0 | 0 | 0 | 0 | 0 | 0 | 0 | 0 | 0 | 0 | 0 | 0 | 0 | 0 | 0 | 0 | 0 | 0 | 0 | 0 | 0 | 0 | 0 | 0 | 0 | 0 | 0 | 0 | 0 | 0
F2_Commercial_College_New_Interior Lighting_Electric_Exempted Lighting_E2 | F2 | Commercial | College | New | Interior Lighting | Electric | Exempted Lighting | E2 | TRC BC Ratio | 0 | 0 | 0 | 0 | 0 | 0 | 0 | 0 | 0 | 0 | 0 | 0 | 0 | 0 | 0 | 0 | 0 | 0 | 0 | 0 | 0 | 0 | 0 | 0 | 0 | 0 | 0 | 0 | 0 | 0
F2_Commercial_College_New_Interior Lighting_Electric_Exempted Lighting_E3 | F2 | Commercial | College | New | Interior Lighting | Electric | Exempted Lighting | E3 | TRC BC Ratio | 0 | 0 | 0 | 0 | 0 | 0 | 0 | 0 | 0 | 0 | 0 | 0 | 0 | 0 | 0 | 0 | 0 | 0 | 0 | 0 | 0 | 0 | 0 | 0 | 0 | 0 | 0 | 0 | 0 | 0
F2_Commercial_College_New_Interior Lighting_Electric_Exempted Lighting_E4 | F2 | Commercial | College | New | Interior Lighting | Electric | Exempted Lighting | E4 | TRC BC Ratio | 0 | 0 | 0 | 0 | 0 | 0 | 0 | 0 | 0 | 0 | 0 | 0 | 0 | 0 | 0 | 0 | 0 | 0 | 0 | 0 | 0 | 0 | 0 | 0 | 0 | 0 | 0 | 0 | 0 | 0
F2_Commercial_College_New_Interior Lighting_Electric_Exempted Lighting_E5 | F2 | Commercial | College | New | Interior Lighting | Electric | Exempted Lighting | E5 | TRC BC Ratio | 0 | 0 | 0 | 0 | 0 | 0 | 0 | 0 | 0 | 0 | 0 | 0 | 0 | 0 | 0 | 0 | 0 | 0 | 0 | 0 | 0 | 0 | 0 | 0 | 0 | 0 | 0 | 0 | 0 | 0
F2_Commercial_College_New_Interior Lighting_Electric_Exempted Lighting_E6 | F2 | Commercial | College | New | Interior Lighting | Electric | Exempted Lighting | E6 | TRC BC Ratio | 0 | 0 | 0 | 0 | 0 | 0 | 0 | 0 | 0 | 0 | 0 | 0 | 0 | 0 | 0 | 0 | 0 | 0 | 0 | 0 | 0 | 0 | 0 | 0 | 0 | 0 | 0 | 0 | 0 | 0
F2_Commercial_College_New_Interior Lighting_Electric_Exempted Lighting_E7 | F2 | Commercial | College | New | Interior Lighting | Electric | Exempted Lighting | E7 | TRC BC Ratio | 0 | 0 | 0 | 0 | 0 | 0 | 0 | 0 | 0 | 0 | 0 | 0 | 0 | 0 | 0 | 0 | 0 | 0 | 0 | 0 | 0 | 0 | 0 | 0 | 0 | 0 | 0 | 0 | 0 | 0
F2_Commercial_College_New_Interior Lighting_Electric_Exempted Lighting_E8 | F2 | Commercial | College | New | Interior Lighting | Electric | Exempted Lighting | E8 | TRC BC Ratio | 0 | 0 | 0 | 0 | 0 | 0 | 0 | 0 | 0 | 0 | 0 | 0 | 0 | 0 | 0 | 0 | 0 | 0 | 0 | 0 | 0 | 0 | 0 | 0 | 0 | 0 | 0 | 0 | 0 | 0
F2_Commercial_College_New_Interior Lighting_Electric_Exempted Lighting_E9 | F2 | Commercial | College | New | Interior Lighting | Electric | Exempted Lighting | E9 | TRC BC Ratio | 0 | 0 | 0 | 0 | 0 | 0 | 0 | 0 | 0 | 0 | 0 | 0 | 0 | 0 | 0 | 0 | 0 | 0 | 0 | 0 | 0 | 0 | 0 | 0 | 0 | 0 | 0 | 0 | 0 | 0
F2_Commercial_College_New_Interior Lighting_Electric_Exempted Lighting_E10 | F2 | Commercial | College | New | Interior Lighting | Electric | Exempted Lighting | E10 | TRC BC Ratio | 0 | 0 | 0 | 0 | 0 | 0 | 0 | 0 | 0 | 0 | 0 | 0 | 0 | 0 | 0 | 0 | 0 | 0 | 0 | 0 | 0 | 0 | 0 | 0 | 0 | 0 | 0 | 0 | 0 | 0
F3_Commercial_College_New_Interior Lighting_Electric_Exempted Lighting_E1 | F3 | Commercial | College | New | Interior Lighting | Electric | Exempted Lighting | E1 | PACT BC Ratio | 0 | 0 | 0 | 0 | 0 | 0 | 0 | 0 | 0 | 0 | 0 | 0 | 0 | 0 | 0 | 0 | 0 | 0 | 0 | 0 | 0 | 0 | 0 | 0 | 0 | 0 | 0 | 0 | 0 | 0
F3_Commercial_College_New_Interior Lighting_Electric_Exempted Lighting_E2 | F3 | Commercial | College | New | Interior Lighting | Electric | Exempted Lighting | E2 | PACT BC Ratio | 0 | 0 | 0 | 0 | 0 | 0 | 0 | 0 | 0 | 0 | 0 | 0 | 0 | 0 | 0 | 0 | 0 | 0 | 0 | 0 | 0 | 0 | 0 | 0 | 0 | 0 | 0 | 0 | 0 | 0
F3_Commercial_College_New_Interior Lighting_Electric_Exempted Lighting_E3 | F3 | Commercial | College | New | Interior Lighting | Electric | Exempted Lighting | E3 | PACT BC Ratio | 0 | 0 | 0 | 0 | 0 | 0 | 0 | 0 | 0 | 0 | 0 | 0 | 0 | 0 | 0 | 0 | 0 | 0 | 0 | 0 | 0 | 0 | 0 | 0 | 0 | 0 | 0 | 0 | 0 | 0
F3_Commercial_College_New_Interior Lighting_Electric_Exempted Lighting_E4 | F3 | Commercial | College | New | Interior Lighting | Electric | Exempted Lighting | E4 | PACT BC Ratio | 0 | 0 | 0 | 0 | 0 | 0 | 0 | 0 | 0 | 0 | 0 | 0 | 0 | 0 | 0 | 0 | 0 | 0 | 0 | 0 | 0 | 0 | 0 | 0 | 0 | 0 | 0 | 0 | 0 | 0
F3_Commercial_College_New_Interior Lighting_Electric_Exempted Lighting_E5 | F3 | Commercial | College | New | Interior Lighting | Electric | Exempted Lighting | E5 | PACT BC Ratio | 0 | 0 | 0 | 0 | 0 | 0 | 0 | 0 | 0 | 0 | 0 | 0 | 0 | 0 | 0 | 0 | 0 | 0 | 0 | 0 | 0 | 0 | 0 | 0 | 0 | 0 | 0 | 0 | 0 | 0
F3_Commercial_College_New_Interior Lighting_Electric_Exempted Lighting_E6 | F3 | Commercial | College | New | Interior Lighting | Electric | Exempted Lighting | E6 | PACT BC Ratio | 0 | 0 | 0 | 0 | 0 | 0 | 0 | 0 | 0 | 0 | 0 | 0 | 0 | 0 | 0 | 0 | 0 | 0 | 0 | 0 | 0 | 0 | 0 | 0 | 0 | 0 | 0 | 0 | 0 | 0
F3_Commercial_College_New_Interior Lighting_Electric_Exempted Lighting_E7 | F3 | Commercial | College | New | Interior Lighting | Electric | Exempted Lighting | E7 | PACT BC Ratio | 0 | 0 | 0 | 0 | 0 | 0 | 0 | 0 | 0 | 0 | 0 | 0 | 0 | 0 | 0 | 0 | 0 | 0 | 0 | 0 | 0 | 0 | 0 | 0 | 0 | 0 | 0 | 0 | 0 | 0
F3_Commercial_College_New_Interior Lighting_Electric_Exempted Lighting_E8 | F3 | Commercial | College | New | Interior Lighting | Electric | Exempted Lighting | E8 | PACT BC Ratio | 0 | 0 | 0 | 0 | 0 | 0 | 0 | 0 | 0 | 0 | 0 | 0 | 0 | 0 | 0 | 0 | 0 | 0 | 0 | 0 | 0 | 0 | 0 | 0 | 0 | 0 | 0 | 0 | 0 | 0
F3_Commercial_College_New_Interior Lighting_Electric_Exempted Lighting_E9 | F3 | Commercial | College | New | Interior Lighting | Electric | Exempted Lighting | E9 | PACT BC Ratio | 0 | 0 | 0 | 0 | 0 | 0 | 0 | 0 | 0 | 0 | 0 | 0 | 0 | 0 | 0 | 0 | 0 | 0 | 0 | 0 | 0 | 0 | 0 | 0 | 0 | 0 | 0 | 0 | 0 | 0
F3_Commercial_College_New_Interior Lighting_Electric_Exempted Lighting_E10 | F3 | Commercial | College | New | Interior Lighting | Electric | Exempted Lighting | E10 | PACT BC Ratio | 0 | 0 | 0 | 0 | 0 | 0 | 0 | 0 | 0 | 0 | 0 | 0 | 0 | 0 | 0 | 0 | 0 | 0 | 0 | 0 | 0 | 0 | 0 | 0 | 0 | 0 | 0 | 0 | 0 | 0
F4_Commercial_College_New_Interior Lighting_Electric_Exempted Lighting_E1 | F4 | Commercial | College | New | Interior Lighting | Electric | Exempted Lighting | E1 | RVT BC Ratio | 0 | 0 | 0 | 0 | 0 | 0 | 0 | 0 | 0 | 0 | 0 | 0 | 0 | 0 | 0 | 0 | 0 | 0 | 0 | 0 | 0 | 0 | 0 | 0 | 0 | 0 | 0 | 0 | 0 | 0
F4_Commercial_College_New_Interior Lighting_Electric_Exempted Lighting_E2 | F4 | Commercial | College | New | Interior Lighting | Electric | Exempted Lighting | E2 | RVT BC Ratio | 0 | 0 | 0 | 0 | 0 | 0 | 0 | 0 | 0 | 0 | 0 | 0 | 0 | 0 | 0 | 0 | 0 | 0 | 0 | 0 | 0 | 0 | 0 | 0 | 0 | 0 | 0 | 0 | 0 | 0
F4_Commercial_College_New_Interior Lighting_Electric_Exempted Lighting_E3 | F4 | Commercial | College | New | Interior Lighting | Electric | Exempted Lighting | E3 | RVT BC Ratio | 0 | 0 | 0 | 0 | 0 | 0 | 0 | 0 | 0 | 0 | 0 | 0 | 0 | 0 | 0 | 0 | 0 | 0 | 0 | 0 | 0 | 0 | 0 | 0 | 0 | 0 | 0 | 0 | 0 | 0
F4_Commercial_College_New_Interior Lighting_Electric_Exempted Lighting_E4 | F4 | Commercial | College | New | Interior Lighting | Electric | Exempted Lighting | E4 | RVT BC Ratio | 0 | 0 | 0 | 0 | 0 | 0 | 0 | 0 | 0 | 0 | 0 | 0 | 0 | 0 | 0 | 0 | 0 | 0 | 0 | 0 | 0 | 0 | 0 | 0 | 0 | 0 | 0 | 0 | 0 | 0
F4_Commercial_College_New_Interior Lighting_Electric_Exempted Lighting_E5 | F4 | Commercial | College | New | Interior Lighting | Electric | Exempted Lighting | E5 | RVT BC Ratio | 0 | 0 | 0 | 0 | 0 | 0 | 0 | 0 | 0 | 0 | 0 | 0 | 0 | 0 | 0 | 0 | 0 | 0 | 0 | 0 | 0 | 0 | 0 | 0 | 0 | 0 | 0 | 0 | 0 | 0
F4_Commercial_College_New_Interior Lighting_Electric_Exempted Lighting_E6 | F4 | Commercial | College | New | Interior Lighting | Electric | Exempted Lighting | E6 | RVT BC Ratio | 0 | 0 | 0 | 0 | 0 | 0 | 0 | 0 | 0 | 0 | 0 | 0 | 0 | 0 | 0 | 0 | 0 | 0 | 0 | 0 | 0 | 0 | 0 | 0 | 0 | 0 | 0 | 0 | 0 | 0
F4_Commercial_College_New_Interior Lighting_Electric_Exempted Lighting_E7 | F4 | Commercial | College | New | Interior Lighting | Electric | Exempted Lighting | E7 | RVT BC Ratio | 0 | 0 | 0 | 0 | 0 | 0 | 0 | 0 | 0 | 0 | 0 | 0 | 0 | 0 | 0 | 0 | 0 | 0 | 0 | 0 | 0 | 0 | 0 | 0 | 0 | 0 | 0 | 0 | 0 | 0
F4_Commercial_College_New_Interior Lighting_Electric_Exempted Lighting_E8 | F4 | Commercial | College | New | Interior Lighting | Electric | Exempted Lighting | E8 | RVT BC Ratio | 0 | 0 | 0 | 0 | 0 | 0 | 0 | 0 | 0 | 0 | 0 | 0 | 0 | 0 | 0 | 0 | 0 | 0 | 0 | 0 | 0 | 0 | 0 | 0 | 0 | 0 | 0 | 0 | 0 | 0
F4_Commercial_College_New_Interior Lighting_Electric_Exempted Lighting_E9 | F4 | Commercial | College | New | Interior Lighting | Electric | Exempted Lighting | E9 | RVT BC Ratio | 0 | 0 | 0 | 0 | 0 | 0 | 0 | 0 | 0 | 0 | 0 | 0 | 0 | 0 | 0 | 0 | 0 | 0 | 0 | 0 | 0 | 0 | 0 | 0 | 0 | 0 | 0 | 0 | 0 | 0
F4_Commercial_College_New_Interior Lighting_Electric_Exempted Lighting_E10 | F4 | Commercial | College | New | Interior Lighting | Electric | Exempted Lighting | E10 | RVT BC Ratio | 0 | 0 | 0 | 0 | 0 | 0 | 0 | 0 | 0 | 0 | 0 | 0 | 0 | 0 | 0 | 0 | 0 | 0 | 0 | 0 | 0 | 0 | 0 | 0 | 0 | 0 | 0 | 0 | 0 | 0
F5_Commercial_College_New_Interior Lighting_Electric_Exempted Lighting_E1 | F5 | Commercial | College | New | Interior Lighting | Electric | Exempted Lighting | E1 | RIM BC Ratio | 0 | 0 | 0 | 0 | 0 | 0 | 0 | 0 | 0 | 0 | 0 | 0 | 0 | 0 | 0 | 0 | 0 | 0 | 0 | 0 | 0 | 0 | 0 | 0 | 0 | 0 | 0 | 0 | 0 | 0
F5_Commercial_College_New_Interior Lighting_Electric_Exempted Lighting_E2 | F5 | Commercial | College | New | Interior Lighting | Electric | Exempted Lighting | E2 | RIM BC Ratio | 0 | 0 | 0 | 0 | 0 | 0 | 0 | 0 | 0 | 0 | 0 | 0 | 0 | 0 | 0 | 0 | 0 | 0 | 0 | 0 | 0 | 0 | 0 | 0 | 0 | 0 | 0 | 0 | 0 | 0
F5_Commercial_College_New_Interior Lighting_Electric_Exempted Lighting_E3 | F5 | Commercial | College | New | Interior Lighting | Electric | Exempted Lighting | E3 | RIM BC Ratio | 0 | 0 | 0 | 0 | 0 | 0 | 0 | 0 | 0 | 0 | 0 | 0 | 0 | 0 | 0 | 0 | 0 | 0 | 0 | 0 | 0 | 0 | 0 | 0 | 0 | 0 | 0 | 0 | 0 | 0
F5_Commercial_College_New_Interior Lighting_Electric_Exempted Lighting_E4 | F5 | Commercial | College | New | Interior Lighting | Electric | Exempted Lighting | E4 | RIM BC Ratio | 0 | 0 | 0 | 0 | 0 | 0 | 0 | 0 | 0 | 0 | 0 | 0 | 0 | 0 | 0 | 0 | 0 | 0 | 0 | 0 | 0 | 0 | 0 | 0 | 0 | 0 | 0 | 0 | 0 | 0
F5_Commercial_College_New_Interior Lighting_Electric_Exempted Lighting_E5 | F5 | Commercial | College | New | Interior Lighting | Electric | Exempted Lighting | E5 | RIM BC Ratio | 0 | 0 | 0 | 0 | 0 | 0 | 0 | 0 | 0 | 0 | 0 | 0 | 0 | 0 | 0 | 0 | 0 | 0 | 0 | 0 | 0 | 0 | 0 | 0 | 0 | 0 | 0 | 0 | 0 | 0
F5_Commercial_College_New_Interior Lighting_Electric_Exempted Lighting_E6 | F5 | Commercial | College | New | Interior Lighting | Electric | Exempted Lighting | E6 | RIM BC Ratio | 0 | 0 | 0 | 0 | 0 | 0 | 0 | 0 | 0 | 0 | 0 | 0 | 0 | 0 | 0 | 0 | 0 | 0 | 0 | 0 | 0 | 0 | 0 | 0 | 0 | 0 | 0 | 0 | 0 | 0
F5_Commercial_College_New_Interior Lighting_Electric_Exempted Lighting_E7 | F5 | Commercial | College | New | Interior Lighting | Electric | Exempted Lighting | E7 | RIM BC Ratio | 0 | 0 | 0 | 0 | 0 | 0 | 0 | 0 | 0 | 0 | 0 | 0 | 0 | 0 | 0 | 0 | 0 | 0 | 0 | 0 | 0 | 0 | 0 | 0 | 0 | 0 | 0 | 0 | 0 | 0
F5_Commercial_College_New_Interior Lighting_Electric_Exempted Lighting_E8 | F5 | Commercial | College | New | Interior Lighting | Electric | Exempted Lighting | E8 | RIM BC Ratio | 0 | 0 | 0 | 0 | 0 | 0 | 0 | 0 | 0 | 0 | 0 | 0 | 0 | 0 | 0 | 0 | 0 | 0 | 0 | 0 | 0 | 0 | 0 | 0 | 0 | 0 | 0 | 0 | 0 | 0
F5_Commercial_College_New_Interior Lighting_Electric_Exempted Lighting_E9 | F5 | Commercial | College | New | Interior Lighting | Electric | Exempted Lighting | E9 | RIM BC Ratio | 0 | 0 | 0 | 0 | 0 | 0 | 0 | 0 | 0 | 0 | 0 | 0 | 0 | 0 | 0 | 0 | 0 | 0 | 0 | 0 | 0 | 0 | 0 | 0 | 0 | 0 | 0 | 0 | 0 | 0
F5_Commercial_College_New_Interior Lighting_Electric_Exempted Lighting_E10 | F5 | Commercial | College | New | Interior Lighting | Electric | Exempted Lighting | E10 | RIM BC Ratio | 0 | 0 | 0 | 0 | 0 | 0 | 0 | 0 | 0 | 0 | 0 | 0 | 0 | 0 | 0 | 0 | 0 | 0 | 0 | 0 | 0 | 0 | 0 | 0 | 0 | 0 | 0 | 0 | 0 | 0
F0_Commercial_College_New_Interior Lighting_Electric_High-Bay Lighting_E0 | F0 | Commercial | College | New | Interior Lighting | Electric | High-Bay Lighting | E0 | Economic Unit | 0 | 0 | 0 | 0 | 0 | 0 | 0 | 0 | 0 | 0 | 0 | 0 | 0 | 0 | 0 | 0 | 0 | 0 | 0 | 0 | 0 | 0 | 0 | 0 | 0 | 0 | 0 | 0 | 0 | 0
F1_Commercial_College_New_Interior Lighting_Electric_High-Bay Lighting_E1 | F1 | Commercial | College | New | Interior Lighting | Electric | High-Bay Lighting | E1 | CCE | 0 | 0 | 0 | 0 | 0 | 0 | 0 | 0 | 0 | 0 | 0 | 0 | 0 | 0 | 0 | 0 | 0 | 0 | 0 | 0 | 0 | 0 | 0 | 0 | 0 | 0 | 0 | 0 | 0 | 0
F1_Commercial_College_New_Interior Lighting_Electric_High-Bay Lighting_E2 | F1 | Commercial | College | New | Interior Lighting | Electric | High-Bay Lighting | E2 | CCE | 0 | 0 | 0 | 0 | 0 | 0 | 0 | 0 | 0 | 0 | 0 | 0 | 0 | 0 | 0 | 0 | 0 | 0 | 0 | 0 | 0 | 0 | 0 | 0 | 0 | 0 | 0 | 0 | 0 | 0
F1_Commercial_College_New_Interior Lighting_Electric_High-Bay Lighting_E3 | F1 | Commercial | College | New | Interior Lighting | Electric | High-Bay Lighting | E3 | CCE | 0 | 0 | 0 | 0 | 0 | 0 | 0 | 0 | 0 | 0 | 0 | 0 | 0 | 0 | 0 | 0 | 0 | 0 | 0 | 0 | 0 | 0 | 0 | 0 | 0 | 0 | 0 | 0 | 0 | 0
F1_Commercial_College_New_Interior Lighting_Electric_High-Bay Lighting_E4 | F1 | Commercial | College | New | Interior Lighting | Electric | High-Bay Lighting | E4 | CCE | 0 | 0 | 0 | 0 | 0 | 0 | 0 | 0 | 0 | 0 | 0 | 0 | 0 | 0 | 0 | 0 | 0 | 0 | 0 | 0 | 0 | 0 | 0 | 0 | 0 | 0 | 0 | 0 | 0 | 0
F1_Commercial_College_New_Interior Lighting_Electric_High-Bay Lighting_E5 | F1 | Commercial | College | New | Interior Lighting | Electric | High-Bay Lighting | E5 | CCE | 0 | 0 | 0 | 0 | 0 | 0 | 0 | 0 | 0 | 0 | 0 | 0 | 0 | 0 | 0 | 0 | 0 | 0 | 0 | 0 | 0 | 0 | 0 | 0 | 0 | 0 | 0 | 0 | 0 | 0
F1_Commercial_College_New_Interior Lighting_Electric_High-Bay Lighting_E6 | F1 | Commercial | College | New | Interior Lighting | Electric | High-Bay Lighting | E6 | CCE | 0 | 0 | 0 | 0 | 0 | 0 | 0 | 0 | 0 | 0 | 0 | 0 | 0 | 0 | 0 | 0 | 0 | 0 | 0 | 0 | 0 | 0 | 0 | 0 | 0 | 0 | 0 | 0 | 0 | 0
F1_Commercial_College_New_Interior Lighting_Electric_High-Bay Lighting_E7 | F1 | Commercial | College | New | Interior Lighting | Electric | High-Bay Lighting | E7 | CCE | 0 | 0 | 0 | 0 | 0 | 0 | 0 | 0 | 0 | 0 | 0 | 0 | 0 | 0 | 0 | 0 | 0 | 0 | 0 | 0 | 0 | 0 | 0 | 0 | 0 | 0 | 0 | 0 | 0 | 0
F1_Commercial_College_New_Interior Lighting_Electric_High-Bay Lighting_E8 | F1 | Commercial | College | New | Interior Lighting | Electric | High-Bay Lighting | E8 | CCE | 0 | 0 | 0 | 0 | 0 | 0 | 0 | 0 | 0 | 0 | 0 | 0 | 0 | 0 | 0 | 0 | 0 | 0 | 0 | 0 | 0 | 0 | 0 | 0 | 0 | 0 | 0 | 0 | 0 | 0
F1_Commercial_College_New_Interior Lighting_Electric_High-Bay Lighting_E9 | F1 | Commercial | College | New | Interior Lighting | Electric | High-Bay Lighting | E9 | CCE | 0 | 0 | 0 | 0 | 0 | 0 | 0 | 0 | 0 | 0 | 0 | 0 | 0 | 0 | 0 | 0 | 0 | 0 | 0 | 0 | 0 | 0 | 0 | 0 | 0 | 0 | 0 | 0 | 0 | 0
F1_Commercial_College_New_Interior Lighting_Electric_High-Bay Lighting_E10 | F1 | Commercial | College | New | Interior Lighting | Electric | High-Bay Lighting | E10 | CCE | 0 | 0 | 0 | 0 | 0 | 0 | 0 | 0 | 0 | 0 | 0 | 0 | 0 | 0 | 0 | 0 | 0 | 0 | 0 | 0 | 0 | 0 | 0 | 0 | 0 | 0 | 0 | 0 | 0 | 0
F2_Commercial_College_New_Interior Lighting_Electric_High-Bay Lighting_E1 | F2 | Commercial | College | New | Interior Lighting | Electric | High-Bay Lighting | E1 | TRC BC Ratio | 0 | 0 | 0 | 0 | 0 | 0 | 0 | 0 | 0 | 0 | 0 | 0 | 0 | 0 | 0 | 0 | 0 | 0 | 0 | 0 | 0 | 0 | 0 | 0 | 0 | 0 | 0 | 0 | 0 | 0
F2_Commercial_College_New_Interior Lighting_Electric_High-Bay Lighting_E2 | F2 | Commercial | College | New | Interior Lighting | Electric | High-Bay Lighting | E2 | TRC BC Ratio | 0 | 0 | 0 | 0 | 0 | 0 | 0 | 0 | 0 | 0 | 0 | 0 | 0 | 0 | 0 | 0 | 0 | 0 | 0 | 0 | 0 | 0 | 0 | 0 | 0 | 0 | 0 | 0 | 0 | 0
F2_Commercial_College_New_Interior Lighting_Electric_High-Bay Lighting_E3 | F2 | Commercial | College | New | Interior Lighting | Electric | High-Bay Lighting | E3 | TRC BC Ratio | 0 | 0 | 0 | 0 | 0 | 0 | 0 | 0 | 0 | 0 | 0 | 0 | 0 | 0 | 0 | 0 | 0 | 0 | 0 | 0 | 0 | 0 | 0 | 0 | 0 | 0 | 0 | 0 | 0 | 0
F2_Commercial_College_New_Interior Lighting_Electric_High-Bay Lighting_E4 | F2 | Commercial | College | New | Interior Lighting | Electric | High-Bay Lighting | E4 | TRC BC Ratio | 0 | 0 | 0 | 0 | 0 | 0 | 0 | 0 | 0 | 0 | 0 | 0 | 0 | 0 | 0 | 0 | 0 | 0 | 0 | 0 | 0 | 0 | 0 | 0 | 0 | 0 | 0 | 0 | 0 | 0
F2_Commercial_College_New_Interior Lighting_Electric_High-Bay Lighting_E5 | F2 | Commercial | College | New | Interior Lighting | Electric | High-Bay Lighting | E5 | TRC BC Ratio | 0 | 0 | 0 | 0 | 0 | 0 | 0 | 0 | 0 | 0 | 0 | 0 | 0 | 0 | 0 | 0 | 0 | 0 | 0 | 0 | 0 | 0 | 0 | 0 | 0 | 0 | 0 | 0 | 0 | 0
F2_Commercial_College_New_Interior Lighting_Electric_High-Bay Lighting_E6 | F2 | Commercial | College | New | Interior Lighting | Electric | High-Bay Lighting | E6 | TRC BC Ratio | 0 | 0 | 0 | 0 | 0 | 0 | 0 | 0 | 0 | 0 | 0 | 0 | 0 | 0 | 0 | 0 | 0 | 0 | 0 | 0 | 0 | 0 | 0 | 0 | 0 | 0 | 0 | 0 | 0 | 0
F2_Commercial_College_New_Interior Lighting_Electric_High-Bay Lighting_E7 | F2 | Commercial | College | New | Interior Lighting | Electric | High-Bay Lighting | E7 | TRC BC Ratio | 0 | 0 | 0 | 0 | 0 | 0 | 0 | 0 | 0 | 0 | 0 | 0 | 0 | 0 | 0 | 0 | 0 | 0 | 0 | 0 | 0 | 0 | 0 | 0 | 0 | 0 | 0 | 0 | 0 | 0
F2_Commercial_College_New_Interior Lighting_Electric_High-Bay Lighting_E8 | F2 | Commercial | College | New | Interior Lighting | Electric | High-Bay Lighting | E8 | TRC BC Ratio | 0 | 0 | 0 | 0 | 0 | 0 | 0 | 0 | 0 | 0 | 0 | 0 | 0 | 0 | 0 | 0 | 0 | 0 | 0 | 0 | 0 | 0 | 0 | 0 | 0 | 0 | 0 | 0 | 0 | 0
F2_Commercial_College_New_Interior Lighting_Electric_High-Bay Lighting_E9 | F2 | Commercial | College | New | Interior Lighting | Electric | High-Bay Lighting | E9 | TRC BC Ratio | 0 | 0 | 0 | 0 | 0 | 0 | 0 | 0 | 0 | 0 | 0 | 0 | 0 | 0 | 0 | 0 | 0 | 0 | 0 | 0 | 0 | 0 | 0 | 0 | 0 | 0 | 0 | 0 | 0 | 0
F2_Commercial_College_New_Interior Lighting_Electric_High-Bay Lighting_E10 | F2 | Commercial | College | New | Interior Lighting | Electric | High-Bay Lighting | E10 | TRC BC Ratio | 0 | 0 | 0 | 0 | 0 | 0 | 0 | 0 | 0 | 0 | 0 | 0 | 0 | 0 | 0 | 0 | 0 | 0 | 0 | 0 | 0 | 0 | 0 | 0 | 0 | 0 | 0 | 0 | 0 | 0
F3_Commercial_College_New_Interior Lighting_Electric_High-Bay Lighting_E1 | F3 | Commercial | College | New | Interior Lighting | Electric | High-Bay Lighting | E1 | PACT BC Ratio | 0 | 0 | 0 | 0 | 0 | 0 | 0 | 0 | 0 | 0 | 0 | 0 | 0 | 0 | 0 | 0 | 0 | 0 | 0 | 0 | 0 | 0 | 0 | 0 | 0 | 0 | 0 | 0 | 0 | 0
F3_Commercial_College_New_Interior Lighting_Electric_High-Bay Lighting_E2 | F3 | Commercial | College | New | Interior Lighting | Electric | High-Bay Lighting | E2 | PACT BC Ratio | 0 | 0 | 0 | 0 | 0 | 0 | 0 | 0 | 0 | 0 | 0 | 0 | 0 | 0 | 0 | 0 | 0 | 0 | 0 | 0 | 0 | 0 | 0 | 0 | 0 | 0 | 0 | 0 | 0 | 0
F3_Commercial_College_New_Interior Lighting_Electric_High-Bay Lighting_E3 | F3 | Commercial | College | New | Interior Lighting | Electric | High-Bay Lighting | E3 | PACT BC Ratio | 0 | 0 | 0 | 0 | 0 | 0 | 0 | 0 | 0 | 0 | 0 | 0 | 0 | 0 | 0 | 0 | 0 | 0 | 0 | 0 | 0 | 0 | 0 | 0 | 0 | 0 | 0 | 0 | 0 | 0
F3_Commercial_College_New_Interior Lighting_Electric_High-Bay Lighting_E4 | F3 | Commercial | College | New | Interior Lighting | Electric | High-Bay Lighting | E4 | PACT BC Ratio | 0 | 0 | 0 | 0 | 0 | 0 | 0 | 0 | 0 | 0 | 0 | 0 | 0 | 0 | 0 | 0 | 0 | 0 | 0 | 0 | 0 | 0 | 0 | 0 | 0 | 0 | 0 | 0 | 0 | 0
F3_Commercial_College_New_Interior Lighting_Electric_High-Bay Lighting_E5 | F3 | Commercial | College | New | Interior Lighting | Electric | High-Bay Lighting | E5 | PACT BC Ratio | 0 | 0 | 0 | 0 | 0 | 0 | 0 | 0 | 0 | 0 | 0 | 0 | 0 | 0 | 0 | 0 | 0 | 0 | 0 | 0 | 0 | 0 | 0 | 0 | 0 | 0 | 0 | 0 | 0 | 0
F3_Commercial_College_New_Interior Lighting_Electric_High-Bay Lighting_E6 | F3 | Commercial | College | New | Interior Lighting | Electric | High-Bay Lighting | E6 | PACT BC Ratio | 0 | 0 | 0 | 0 | 0 | 0 | 0 | 0 | 0 | 0 | 0 | 0 | 0 | 0 | 0 | 0 | 0 | 0 | 0 | 0 | 0 | 0 | 0 | 0 | 0 | 0 | 0 | 0 | 0 | 0
F3_Commercial_College_New_Interior Lighting_Electric_High-Bay Lighting_E7 | F3 | Commercial | College | New | Interior Lighting | Electric | High-Bay Lighting | E7 | PACT BC Ratio | 0 | 0 | 0 | 0 | 0 | 0 | 0 | 0 | 0 | 0 | 0 | 0 | 0 | 0 | 0 | 0 | 0 | 0 | 0 | 0 | 0 | 0 | 0 | 0 | 0 | 0 | 0 | 0 | 0 | 0
F3_Commercial_College_New_Interior Lighting_Electric_High-Bay Lighting_E8 | F3 | Commercial | College | New | Interior Lighting | Electric | High-Bay Lighting | E8 | PACT BC Ratio | 0 | 0 | 0 | 0 | 0 | 0 | 0 | 0 | 0 | 0 | 0 | 0 | 0 | 0 | 0 | 0 | 0 | 0 | 0 | 0 | 0 | 0 | 0 | 0 | 0 | 0 | 0 | 0 | 0 | 0
F3_Commercial_College_New_Interior Lighting_Electric_High-Bay Lighting_E9 | F3 | Commercial | College | New | Interior Lighting | Electric | High-Bay Lighting | E9 | PACT BC Ratio | 0 | 0 | 0 | 0 | 0 | 0 | 0 | 0 | 0 | 0 | 0 | 0 | 0 | 0 | 0 | 0 | 0 | 0 | 0 | 0 | 0 | 0 | 0 | 0 | 0 | 0 | 0 | 0 | 0 | 0
F3_Commercial_College_New_Interior Lighting_Electric_High-Bay Lighting_E10 | F3 | Commercial | College | New | Interior Lighting | Electric | High-Bay Lighting | E10 | PACT BC Ratio | 0 | 0 | 0 | 0 | 0 | 0 | 0 | 0 | 0 | 0 | 0 | 0 | 0 | 0 | 0 | 0 | 0 | 0 | 0 | 0 | 0 | 0 | 0 | 0 | 0 | 0 | 0 | 0 | 0 | 0
F4_Commercial_College_New_Interior Lighting_Electric_High-Bay Lighting_E1 | F4 | Commercial | College | New | Interior Lighting | Electric | High-Bay Lighting | E1 | RVT BC Ratio | 0 | 0 | 0 | 0 | 0 | 0 | 0 | 0 | 0 | 0 | 0 | 0 | 0 | 0 | 0 | 0 | 0 | 0 | 0 | 0 | 0 | 0 | 0 | 0 | 0 | 0 | 0 | 0 | 0 | 0
F4_Commercial_College_New_Interior Lighting_Electric_High-Bay Lighting_E2 | F4 | Commercial | College | New | Interior Lighting | Electric | High-Bay Lighting | E2 | RVT BC Ratio | 0 | 0 | 0 | 0 | 0 | 0 | 0 | 0 | 0 | 0 | 0 | 0 | 0 | 0 | 0 | 0 | 0 | 0 | 0 | 0 | 0 | 0 | 0 | 0 | 0 | 0 | 0 | 0 | 0 | 0
F4_Commercial_College_New_Interior Lighting_Electric_High-Bay Lighting_E3 | F4 | Commercial | College | New | Interior Lighting | Electric | High-Bay Lighting | E3 | RVT BC Ratio | 0 | 0 | 0 | 0 | 0 | 0 | 0 | 0 | 0 | 0 | 0 | 0 | 0 | 0 | 0 | 0 | 0 | 0 | 0 | 0 | 0 | 0 | 0 | 0 | 0 | 0 | 0 | 0 | 0 | 0
F4_Commercial_College_New_Interior Lighting_Electric_High-Bay Lighting_E4 | F4 | Commercial | College | New | Interior Lighting | Electric | High-Bay Lighting | E4 | RVT BC Ratio | 0 | 0 | 0 | 0 | 0 | 0 | 0 | 0 | 0 | 0 | 0 | 0 | 0 | 0 | 0 | 0 | 0 | 0 | 0 | 0 | 0 | 0 | 0 | 0 | 0 | 0 | 0 | 0 | 0 | 0
F4_Commercial_College_New_Interior Lighting_Electric_High-Bay Lighting_E5 | F4 | Commercial | College | New | Interior Lighting | Electric | High-Bay Lighting | E5 | RVT BC Ratio | 0 | 0 | 0 | 0 | 0 | 0 | 0 | 0 | 0 | 0 | 0 | 0 | 0 | 0 | 0 | 0 | 0 | 0 | 0 | 0 | 0 | 0 | 0 | 0 | 0 | 0 | 0 | 0 | 0 | 0
F4_Commercial_College_New_Interior Lighting_Electric_High-Bay Lighting_E6 | F4 | Commercial | College | New | Interior Lighting | Electric | High-Bay Lighting | E6 | RVT BC Ratio | 0 | 0 | 0 | 0 | 0 | 0 | 0 | 0 | 0 | 0 | 0 | 0 | 0 | 0 | 0 | 0 | 0 | 0 | 0 | 0 | 0 | 0 | 0 | 0 | 0 | 0 | 0 | 0 | 0 | 0
F4_Commercial_College_New_Interior Lighting_Electric_High-Bay Lighting_E7 | F4 | Commercial | College | New | Interior Lighting | Electric | High-Bay Lighting | E7 | RVT BC Ratio | 0 | 0 | 0 | 0 | 0 | 0 | 0 | 0 | 0 | 0 | 0 | 0 | 0 | 0 | 0 | 0 | 0 | 0 | 0 | 0 | 0 | 0 | 0 | 0 | 0 | 0 | 0 | 0 | 0 | 0
F4_Commercial_College_New_Interior Lighting_Electric_High-Bay Lighting_E8 | F4 | Commercial | College | New | Interior Lighting | Electric | High-Bay Lighting | E8 | RVT BC Ratio | 0 | 0 | 0 | 0 | 0 | 0 | 0 | 0 | 0 | 0 | 0 | 0 | 0 | 0 | 0 | 0 | 0 | 0 | 0 | 0 | 0 | 0 | 0 | 0 | 0 | 0 | 0 | 0 | 0 | 0
F4_Commercial_College_New_Interior Lighting_Electric_High-Bay Lighting_E9 | F4 | Commercial | College | New | Interior Lighting | Electric | High-Bay Lighting | E9 | RVT BC Ratio | 0 | 0 | 0 | 0 | 0 | 0 | 0 | 0 | 0 | 0 | 0 | 0 | 0 | 0 | 0 | 0 | 0 | 0 | 0 | 0 | 0 | 0 | 0 | 0 | 0 | 0 | 0 | 0 | 0 | 0
F4_Commercial_College_New_Interior Lighting_Electric_High-Bay Lighting_E10 | F4 | Commercial | College | New | Interior Lighting | Electric | High-Bay Lighting | E10 | RVT BC Ratio | 0 | 0 | 0 | 0 | 0 | 0 | 0 | 0 | 0 | 0 | 0 | 0 | 0 | 0 | 0 | 0 | 0 | 0 | 0 | 0 | 0 | 0 | 0 | 0 | 0 | 0 | 0 | 0 | 0 | 0
F5_Commercial_College_New_Interior Lighting_Electric_High-Bay Lighting_E1 | F5 | Commercial | College | New | Interior Lighting | Electric | High-Bay Lighting | E1 | RIM BC Ratio | 0 | 0 | 0 | 0 | 0 | 0 | 0 | 0 | 0 | 0 | 0 | 0 | 0 | 0 | 0 | 0 | 0 | 0 | 0 | 0 | 0 | 0 | 0 | 0 | 0 | 0 | 0 | 0 | 0 | 0
F5_Commercial_College_New_Interior Lighting_Electric_High-Bay Lighting_E2 | F5 | Commercial | College | New | Interior Lighting | Electric | High-Bay Lighting | E2 | RIM BC Ratio | 0 | 0 | 0 | 0 | 0 | 0 | 0 | 0 | 0 | 0 | 0 | 0 | 0 | 0 | 0 | 0 | 0 | 0 | 0 | 0 | 0 | 0 | 0 | 0 | 0 | 0 | 0 | 0 | 0 | 0
F5_Commercial_College_New_Interior Lighting_Electric_High-Bay Lighting_E3 | F5 | Commercial | College | New | Interior Lighting | Electric | High-Bay Lighting | E3 | RIM BC Ratio | 0 | 0 | 0 | 0 | 0 | 0 | 0 | 0 | 0 | 0 | 0 | 0 | 0 | 0 | 0 | 0 | 0 | 0 | 0 | 0 | 0 | 0 | 0 | 0 | 0 | 0 | 0 | 0 | 0 | 0
F5_Commercial_College_New_Interior Lighting_Electric_High-Bay Lighting_E4 | F5 | Commercial | College | New | Interior Lighting | Electric | High-Bay Lighting | E4 | RIM BC Ratio | 0 | 0 | 0 | 0 | 0 | 0 | 0 | 0 | 0 | 0 | 0 | 0 | 0 | 0 | 0 | 0 | 0 | 0 | 0 | 0 | 0 | 0 | 0 | 0 | 0 | 0 | 0 | 0 | 0 | 0
F5_Commercial_College_New_Interior Lighting_Electric_High-Bay Lighting_E5 | F5 | Commercial | College | New | Interior Lighting | Electric | High-Bay Lighting | E5 | RIM BC Ratio | 0 | 0 | 0 | 0 | 0 | 0 | 0 | 0 | 0 | 0 | 0 | 0 | 0 | 0 | 0 | 0 | 0 | 0 | 0 | 0 | 0 | 0 | 0 | 0 | 0 | 0 | 0 | 0 | 0 | 0
F5_Commercial_College_New_Interior Lighting_Electric_High-Bay Lighting_E6 | F5 | Commercial | College | New | Interior Lighting | Electric | High-Bay Lighting | E6 | RIM BC Ratio | 0 | 0 | 0 | 0 | 0 | 0 | 0 | 0 | 0 | 0 | 0 | 0 | 0 | 0 | 0 | 0 | 0 | 0 | 0 | 0 | 0 | 0 | 0 | 0 | 0 | 0 | 0 | 0 | 0 | 0
F5_Commercial_College_New_Interior Lighting_Electric_High-Bay Lighting_E7 | F5 | Commercial | College | New | Interior Lighting | Electric | High-Bay Lighting | E7 | RIM BC Ratio | 0 | 0 | 0 | 0 | 0 | 0 | 0 | 0 | 0 | 0 | 0 | 0 | 0 | 0 | 0 | 0 | 0 | 0 | 0 | 0 | 0 | 0 | 0 | 0 | 0 | 0 | 0 | 0 | 0 | 0
F5_Commercial_College_New_Interior Lighting_Electric_High-Bay Lighting_E8 | F5 | Commercial | College | New | Interior Lighting | Electric | High-Bay Lighting | E8 | RIM BC Ratio | 0 | 0 | 0 | 0 | 0 | 0 | 0 | 0 | 0 | 0 | 0 | 0 | 0 | 0 | 0 | 0 | 0 | 0 | 0 | 0 | 0 | 0 | 0 | 0 | 0 | 0 | 0 | 0 | 0 | 0
F5_Commercial_College_New_Interior Lighting_Electric_High-Bay Lighting_E9 | F5 | Commercial | College | New | Interior Lighting | Electric | High-Bay Lighting | E9 | RIM BC Ratio | 0 | 0 | 0 | 0 | 0 | 0 | 0 | 0 | 0 | 0 | 0 | 0 | 0 | 0 | 0 | 0 | 0 | 0 | 0 | 0 | 0 | 0 | 0 | 0 | 0 | 0 | 0 | 0 | 0 | 0
F5_Commercial_College_New_Interior Lighting_Electric_High-Bay Lighting_E10 | F5 | Commercial | College | New | Interior Lighting | Electric | High-Bay Lighting | E10 | RIM BC Ratio | 0 | 0 | 0 | 0 | 0 | 0 | 0 | 0 | 0 | 0 | 0 | 0 | 0 | 0 | 0 | 0 | 0 | 0 | 0 | 0 | 0 | 0 | 0 | 0 | 0 | 0 | 0 | 0 | 0 | 0
F0_Commercial_College_New_Interior Lighting_Electric_Linear Lighting_E0 | F0 | Commercial | College | New | Interior Lighting | Electric | Linear Lighting | E0 | Economic Unit | 0 | 0 | 0 | 0 | 0 | 0 | 0 | 0 | 0 | 0 | 0 | 0 | 0 | 0 | 0 | 0 | 0 | 0 | 0 | 0 | 0 | 0 | 0 | 0 | 0 | 0 | 0 | 0 | 0 | 0
F1_Commercial_College_New_Interior Lighting_Electric_Linear Lighting_E1 | F1 | Commercial | College | New | Interior Lighting | Electric | Linear Lighting | E1 | CCE | 0 | 0 | 0 | 0 | 0 | 0 | 0 | 0 | 0 | 0 | 0 | 0 | 0 | 0 | 0 | 0 | 0 | 0 | 0 | 0 | 0 | 0 | 0 | 0 | 0 | 0 | 0 | 0 | 0 | 0
F1_Commercial_College_New_Interior Lighting_Electric_Linear Lighting_E2 | F1 | Commercial | College | New | Interior Lighting | Electric | Linear Lighting | E2 | CCE | 0 | 0 | 0 | 0 | 0 | 0 | 0 | 0 | 0 | 0 | 0 | 0 | 0 | 0 | 0 | 0 | 0 | 0 | 0 | 0 | 0 | 0 | 0 | 0 | 0 | 0 | 0 | 0 | 0 | 0
F1_Commercial_College_New_Interior Lighting_Electric_Linear Lighting_E3 | F1 | Commercial | College | New | Interior Lighting | Electric | Linear Lighting | E3 | CCE | 0 | 0 | 0 | 0 | 0 | 0 | 0 | 0 | 0 | 0 | 0 | 0 | 0 | 0 | 0 | 0 | 0 | 0 | 0 | 0 | 0 | 0 | 0 | 0 | 0 | 0 | 0 | 0 | 0 | 0
F1_Commercial_College_New_Interior Lighting_Electric_Linear Lighting_E4 | F1 | Commercial | College | New | Interior Lighting | Electric | Linear Lighting | E4 | CCE | 0 | 0 | 0 | 0 | 0 | 0 | 0 | 0 | 0 | 0 | 0 | 0 | 0 | 0 | 0 | 0 | 0 | 0 | 0 | 0 | 0 | 0 | 0 | 0 | 0 | 0 | 0 | 0 | 0 | 0
F1_Commercial_College_New_Interior Lighting_Electric_Linear Lighting_E5 | F1 | Commercial | College | New | Interior Lighting | Electric | Linear Lighting | E5 | CCE | 0 | 0 | 0 | 0 | 0 | 0 | 0 | 0 | 0 | 0 | 0 | 0 | 0 | 0 | 0 | 0 | 0 | 0 | 0 | 0 | 0 | 0 | 0 | 0 | 0 | 0 | 0 | 0 | 0 | 0
F1_Commercial_College_New_Interior Lighting_Electric_Linear Lighting_E6 | F1 | Commercial | College | New | Interior Lighting | Electric | Linear Lighting | E6 | CCE | 0 | 0 | 0 | 0 | 0 | 0 | 0 | 0 | 0 | 0 | 0 | 0 | 0 | 0 | 0 | 0 | 0 | 0 | 0 | 0 | 0 | 0 | 0 | 0 | 0 | 0 | 0 | 0 | 0 | 0
F1_Commercial_College_New_Interior Lighting_Electric_Linear Lighting_E7 | F1 | Commercial | College | New | Interior Lighting | Electric | Linear Lighting | E7 | CCE | 0 | 0 | 0 | 0 | 0 | 0 | 0 | 0 | 0 | 0 | 0 | 0 | 0 | 0 | 0 | 0 | 0 | 0 | 0 | 0 | 0 | 0 | 0 | 0 | 0 | 0 | 0 | 0 | 0 | 0
F1_Commercial_College_New_Interior Lighting_Electric_Linear Lighting_E8 | F1 | Commercial | College | New | Interior Lighting | Electric | Linear Lighting | E8 | CCE | 0 | 0 | 0 | 0 | 0 | 0 | 0 | 0 | 0 | 0 | 0 | 0 | 0 | 0 | 0 | 0 | 0 | 0 | 0 | 0 | 0 | 0 | 0 | 0 | 0 | 0 | 0 | 0 | 0 | 0
F1_Commercial_College_New_Interior Lighting_Electric_Linear Lighting_E9 | F1 | Commercial | College | New | Interior Lighting | Electric | Linear Lighting | E9 | CCE | 0 | 0 | 0 | 0 | 0 | 0 | 0 | 0 | 0 | 0 | 0 | 0 | 0 | 0 | 0 | 0 | 0 | 0 | 0 | 0 | 0 | 0 | 0 | 0 | 0 | 0 | 0 | 0 | 0 | 0
F1_Commercial_College_New_Interior Lighting_Electric_Linear Lighting_E10 | F1 | Commercial | College | New | Interior Lighting | Electric | Linear Lighting | E10 | CCE | 0 | 0 | 0 | 0 | 0 | 0 | 0 | 0 | 0 | 0 | 0 | 0 | 0 | 0 | 0 | 0 | 0 | 0 | 0 | 0 | 0 | 0 | 0 | 0 | 0 | 0 | 0 | 0 | 0 | 0
F2_Commercial_College_New_Interior Lighting_Electric_Linear Lighting_E1 | F2 | Commercial | College | New | Interior Lighting | Electric | Linear Lighting | E1 | TRC BC Ratio | 0 | 0 | 0 | 0 | 0 | 0 | 0 | 0 | 0 | 0 | 0 | 0 | 0 | 0 | 0 | 0 | 0 | 0 | 0 | 0 | 0 | 0 | 0 | 0 | 0 | 0 | 0 | 0 | 0 | 0
F2_Commercial_College_New_Interior Lighting_Electric_Linear Lighting_E2 | F2 | Commercial | College | New | Interior Lighting | Electric | Linear Lighting | E2 | TRC BC Ratio | 0 | 0 | 0 | 0 | 0 | 0 | 0 | 0 | 0 | 0 | 0 | 0 | 0 | 0 | 0 | 0 | 0 | 0 | 0 | 0 | 0 | 0 | 0 | 0 | 0 | 0 | 0 | 0 | 0 | 0
F2_Commercial_College_New_Interior Lighting_Electric_Linear Lighting_E3 | F2 | Commercial | College | New | Interior Lighting | Electric | Linear Lighting | E3 | TRC BC Ratio | 0 | 0 | 0 | 0 | 0 | 0 | 0 | 0 | 0 | 0 | 0 | 0 | 0 | 0 | 0 | 0 | 0 | 0 | 0 | 0 | 0 | 0 | 0 | 0 | 0 | 0 | 0 | 0 | 0 | 0
F2_Commercial_College_New_Interior Lighting_Electric_Linear Lighting_E4 | F2 | Commercial | College | New | Interior Lighting | Electric | Linear Lighting | E4 | TRC BC Ratio | 0 | 0 | 0 | 0 | 0 | 0 | 0 | 0 | 0 | 0 | 0 | 0 | 0 | 0 | 0 | 0 | 0 | 0 | 0 | 0 | 0 | 0 | 0 | 0 | 0 | 0 | 0 | 0 | 0 | 0
F2_Commercial_College_New_Interior Lighting_Electric_Linear Lighting_E5 | F2 | Commercial | College | New | Interior Lighting | Electric | Linear Lighting | E5 | TRC BC Ratio | 0 | 0 | 0 | 0 | 0 | 0 | 0 | 0 | 0 | 0 | 0 | 0 | 0 | 0 | 0 | 0 | 0 | 0 | 0 | 0 | 0 | 0 | 0 | 0 | 0 | 0 | 0 | 0 | 0 | 0
F2_Commercial_College_New_Interior Lighting_Electric_Linear Lighting_E6 | F2 | Commercial | College | New | Interior Lighting | Electric | Linear Lighting | E6 | TRC BC Ratio | 0 | 0 | 0 | 0 | 0 | 0 | 0 | 0 | 0 | 0 | 0 | 0 | 0 | 0 | 0 | 0 | 0 | 0 | 0 | 0 | 0 | 0 | 0 | 0 | 0 | 0 | 0 | 0 | 0 | 0
F2_Commercial_College_New_Interior Lighting_Electric_Linear Lighting_E7 | F2 | Commercial | College | New | Interior Lighting | Electric | Linear Lighting | E7 | TRC BC Ratio | 0 | 0 | 0 | 0 | 0 | 0 | 0 | 0 | 0 | 0 | 0 | 0 | 0 | 0 | 0 | 0 | 0 | 0 | 0 | 0 | 0 | 0 | 0 | 0 | 0 | 0 | 0 | 0 | 0 | 0
F2_Commercial_College_New_Interior Lighting_Electric_Linear Lighting_E8 | F2 | Commercial | College | New | Interior Lighting | Electric | Linear Lighting | E8 | TRC BC Ratio | 0 | 0 | 0 | 0 | 0 | 0 | 0 | 0 | 0 | 0 | 0 | 0 | 0 | 0 | 0 | 0 | 0 | 0 | 0 | 0 | 0 | 0 | 0 | 0 | 0 | 0 | 0 | 0 | 0 | 0
F2_Commercial_College_New_Interior Lighting_Electric_Linear Lighting_E9 | F2 | Commercial | College | New | Interior Lighting | Electric | Linear Lighting | E9 | TRC BC Ratio | 0 | 0 | 0 | 0 | 0 | 0 | 0 | 0 | 0 | 0 | 0 | 0 | 0 | 0 | 0 | 0 | 0 | 0 | 0 | 0 | 0 | 0 | 0 | 0 | 0 | 0 | 0 | 0 | 0 | 0
F2_Commercial_College_New_Interior Lighting_Electric_Linear Lighting_E10 | F2 | Commercial | College | New | Interior Lighting | Electric | Linear Lighting | E10 | TRC BC Ratio | 0 | 0 | 0 | 0 | 0 | 0 | 0 | 0 | 0 | 0 | 0 | 0 | 0 | 0 | 0 | 0 | 0 | 0 | 0 | 0 | 0 | 0 | 0 | 0 | 0 | 0 | 0 | 0 | 0 | 0
F3_Commercial_College_New_Interior Lighting_Electric_Linear Lighting_E1 | F3 | Commercial | College | New | Interior Lighting | Electric | Linear Lighting | E1 | PACT BC Ratio | 0 | 0 | 0 | 0 | 0 | 0 | 0 | 0 | 0 | 0 | 0 | 0 | 0 | 0 | 0 | 0 | 0 | 0 | 0 | 0 | 0 | 0 | 0 | 0 | 0 | 0 | 0 | 0 | 0 | 0
F3_Commercial_College_New_Interior Lighting_Electric_Linear Lighting_E2 | F3 | Commercial | College | New | Interior Lighting | Electric | Linear Lighting | E2 | PACT BC Ratio | 0 | 0 | 0 | 0 | 0 | 0 | 0 | 0 | 0 | 0 | 0 | 0 | 0 | 0 | 0 | 0 | 0 | 0 | 0 | 0 | 0 | 0 | 0 | 0 | 0 | 0 | 0 | 0 | 0 | 0
F3_Commercial_College_New_Interior Lighting_Electric_Linear Lighting_E3 | F3 | Commercial | College | New | Interior Lighting | Electric | Linear Lighting | E3 | PACT BC Ratio | 0 | 0 | 0 | 0 | 0 | 0 | 0 | 0 | 0 | 0 | 0 | 0 | 0 | 0 | 0 | 0 | 0 | 0 | 0 | 0 | 0 | 0 | 0 | 0 | 0 | 0 | 0 | 0 | 0 | 0
F3_Commercial_College_New_Interior Lighting_Electric_Linear Lighting_E4 | F3 | Commercial | College | New | Interior Lighting | Electric | Linear Lighting | E4 | PACT BC Ratio | 0 | 0 | 0 | 0 | 0 | 0 | 0 | 0 | 0 | 0 | 0 | 0 | 0 | 0 | 0 | 0 | 0 | 0 | 0 | 0 | 0 | 0 | 0 | 0 | 0 | 0 | 0 | 0 | 0 | 0
F3_Commercial_College_New_Interior Lighting_Electric_Linear Lighting_E5 | F3 | Commercial | College | New | Interior Lighting | Electric | Linear Lighting | E5 | PACT BC Ratio | 0 | 0 | 0 | 0 | 0 | 0 | 0 | 0 | 0 | 0 | 0 | 0 | 0 | 0 | 0 | 0 | 0 | 0 | 0 | 0 | 0 | 0 | 0 | 0 | 0 | 0 | 0 | 0 | 0 | 0
F3_Commercial_College_New_Interior Lighting_Electric_Linear Lighting_E6 | F3 | Commercial | College | New | Interior Lighting | Electric | Linear Lighting | E6 | PACT BC Ratio | 0 | 0 | 0 | 0 | 0 | 0 | 0 | 0 | 0 | 0 | 0 | 0 | 0 | 0 | 0 | 0 | 0 | 0 | 0 | 0 | 0 | 0 | 0 | 0 | 0 | 0 | 0 | 0 | 0 | 0
F3_Commercial_College_New_Interior Lighting_Electric_Linear Lighting_E7 | F3 | Commercial | College | New | Interior Lighting | Electric | Linear Lighting | E7 | PACT BC Ratio | 0 | 0 | 0 | 0 | 0 | 0 | 0 | 0 | 0 | 0 | 0 | 0 | 0 | 0 | 0 | 0 | 0 | 0 | 0 | 0 | 0 | 0 | 0 | 0 | 0 | 0 | 0 | 0 | 0 | 0
F3_Commercial_College_New_Interior Lighting_Electric_Linear Lighting_E8 | F3 | Commercial | College | New | Interior Lighting | Electric | Linear Lighting | E8 | PACT BC Ratio | 0 | 0 | 0 | 0 | 0 | 0 | 0 | 0 | 0 | 0 | 0 | 0 | 0 | 0 | 0 | 0 | 0 | 0 | 0 | 0 | 0 | 0 | 0 | 0 | 0 | 0 | 0 | 0 | 0 | 0
F3_Commercial_College_New_Interior Lighting_Electric_Linear Lighting_E9 | F3 | Commercial | College | New | Interior Lighting | Electric | Linear Lighting | E9 | PACT BC Ratio | 0 | 0 | 0 | 0 | 0 | 0 | 0 | 0 | 0 | 0 | 0 | 0 | 0 | 0 | 0 | 0 | 0 | 0 | 0 | 0 | 0 | 0 | 0 | 0 | 0 | 0 | 0 | 0 | 0 | 0
F3_Commercial_College_New_Interior Lighting_Electric_Linear Lighting_E10 | F3 | Commercial | College | New | Interior Lighting | Electric | Linear Lighting | E10 | PACT BC Ratio | 0 | 0 | 0 | 0 | 0 | 0 | 0 | 0 | 0 | 0 | 0 | 0 | 0 | 0 | 0 | 0 | 0 | 0 | 0 | 0 | 0 | 0 | 0 | 0 | 0 | 0 | 0 | 0 | 0 | 0
F4_Commercial_College_New_Interior Lighting_Electric_Linear Lighting_E1 | F4 | Commercial | College | New | Interior Lighting | Electric | Linear Lighting | E1 | RVT BC Ratio | 0 | 0 | 0 | 0 | 0 | 0 | 0 | 0 | 0 | 0 | 0 | 0 | 0 | 0 | 0 | 0 | 0 | 0 | 0 | 0 | 0 | 0 | 0 | 0 | 0 | 0 | 0 | 0 | 0 | 0
F4_Commercial_College_New_Interior Lighting_Electric_Linear Lighting_E2 | F4 | Commercial | College | New | Interior Lighting | Electric | Linear Lighting | E2 | RVT BC Ratio | 0 | 0 | 0 | 0 | 0 | 0 | 0 | 0 | 0 | 0 | 0 | 0 | 0 | 0 | 0 | 0 | 0 | 0 | 0 | 0 | 0 | 0 | 0 | 0 | 0 | 0 | 0 | 0 | 0 | 0
F4_Commercial_College_New_Interior Lighting_Electric_Linear Lighting_E3 | F4 | Commercial | College | New | Interior Lighting | Electric | Linear Lighting | E3 | RVT BC Ratio | 0 | 0 | 0 | 0 | 0 | 0 | 0 | 0 | 0 | 0 | 0 | 0 | 0 | 0 | 0 | 0 | 0 | 0 | 0 | 0 | 0 | 0 | 0 | 0 | 0 | 0 | 0 | 0 | 0 | 0
F4_Commercial_College_New_Interior Lighting_Electric_Linear Lighting_E4 | F4 | Commercial | College | New | Interior Lighting | Electric | Linear Lighting | E4 | RVT BC Ratio | 0 | 0 | 0 | 0 | 0 | 0 | 0 | 0 | 0 | 0 | 0 | 0 | 0 | 0 | 0 | 0 | 0 | 0 | 0 | 0 | 0 | 0 | 0 | 0 | 0 | 0 | 0 | 0 | 0 | 0
F4_Commercial_College_New_Interior Lighting_Electric_Linear Lighting_E5 | F4 | Commercial | College | New | Interior Lighting | Electric | Linear Lighting | E5 | RVT BC Ratio | 0 | 0 | 0 | 0 | 0 | 0 | 0 | 0 | 0 | 0 | 0 | 0 | 0 | 0 | 0 | 0 | 0 | 0 | 0 | 0 | 0 | 0 | 0 | 0 | 0 | 0 | 0 | 0 | 0 | 0
F4_Commercial_College_New_Interior Lighting_Electric_Linear Lighting_E6 | F4 | Commercial | College | New | Interior Lighting | Electric | Linear Lighting | E6 | RVT BC Ratio | 0 | 0 | 0 | 0 | 0 | 0 | 0 | 0 | 0 | 0 | 0 | 0 | 0 | 0 | 0 | 0 | 0 | 0 | 0 | 0 | 0 | 0 | 0 | 0 | 0 | 0 | 0 | 0 | 0 | 0
F4_Commercial_College_New_Interior Lighting_Electric_Linear Lighting_E7 | F4 | Commercial | College | New | Interior Lighting | Electric | Linear Lighting | E7 | RVT BC Ratio | 0 | 0 | 0 | 0 | 0 | 0 | 0 | 0 | 0 | 0 | 0 | 0 | 0 | 0 | 0 | 0 | 0 | 0 | 0 | 0 | 0 | 0 | 0 | 0 | 0 | 0 | 0 | 0 | 0 | 0
F4_Commercial_College_New_Interior Lighting_Electric_Linear Lighting_E8 | F4 | Commercial | College | New | Interior Lighting | Electric | Linear Lighting | E8 | RVT BC Ratio | 0 | 0 | 0 | 0 | 0 | 0 | 0 | 0 | 0 | 0 | 0 | 0 | 0 | 0 | 0 | 0 | 0 | 0 | 0 | 0 | 0 | 0 | 0 | 0 | 0 | 0 | 0 | 0 | 0 | 0
F4_Commercial_College_New_Interior Lighting_Electric_Linear Lighting_E9 | F4 | Commercial | College | New | Interior Lighting | Electric | Linear Lighting | E9 | RVT BC Ratio | 0 | 0 | 0 | 0 | 0 | 0 | 0 | 0 | 0 | 0 | 0 | 0 | 0 | 0 | 0 | 0 | 0 | 0 | 0 | 0 | 0 | 0 | 0 | 0 | 0 | 0 | 0 | 0 | 0 | 0
F4_Commercial_College_New_Interior Lighting_Electric_Linear Lighting_E10 | F4 | Commercial | College | New | Interior Lighting | Electric | Linear Lighting | E10 | RVT BC Ratio | 0 | 0 | 0 | 0 | 0 | 0 | 0 | 0 | 0 | 0 | 0 | 0 | 0 | 0 | 0 | 0 | 0 | 0 | 0 | 0 | 0 | 0 | 0 | 0 | 0 | 0 | 0 | 0 | 0 | 0
F5_Commercial_College_New_Interior Lighting_Electric_Linear Lighting_E1 | F5 | Commercial | College | New | Interior Lighting | Electric | Linear Lighting | E1 | RIM BC Ratio | 0 | 0 | 0 | 0 | 0 | 0 | 0 | 0 | 0 | 0 | 0 | 0 | 0 | 0 | 0 | 0 | 0 | 0 | 0 | 0 | 0 | 0 | 0 | 0 | 0 | 0 | 0 | 0 | 0 | 0
F5_Commercial_College_New_Interior Lighting_Electric_Linear Lighting_E2 | F5 | Commercial | College | New | Interior Lighting | Electric | Linear Lighting | E2 | RIM BC Ratio | 0 | 0 | 0 | 0 | 0 | 0 | 0 | 0 | 0 | 0 | 0 | 0 | 0 | 0 | 0 | 0 | 0 | 0 | 0 | 0 | 0 | 0 | 0 | 0 | 0 | 0 | 0 | 0 | 0 | 0
F5_Commercial_College_New_Interior Lighting_Electric_Linear Lighting_E3 | F5 | Commercial | College | New | Interior Lighting | Electric | Linear Lighting | E3 | RIM BC Ratio | 0 | 0 | 0 | 0 | 0 | 0 | 0 | 0 | 0 | 0 | 0 | 0 | 0 | 0 | 0 | 0 | 0 | 0 | 0 | 0 | 0 | 0 | 0 | 0 | 0 | 0 | 0 | 0 | 0 | 0
F5_Commercial_College_New_Interior Lighting_Electric_Linear Lighting_E4 | F5 | Commercial | College | New | Interior Lighting | Electric | Linear Lighting | E4 | RIM BC Ratio | 0 | 0 | 0 | 0 | 0 | 0 | 0 | 0 | 0 | 0 | 0 | 0 | 0 | 0 | 0 | 0 | 0 | 0 | 0 | 0 | 0 | 0 | 0 | 0 | 0 | 0 | 0 | 0 | 0 | 0
F5_Commercial_College_New_Interior Lighting_Electric_Linear Lighting_E5 | F5 | Commercial | College | New | Interior Lighting | Electric | Linear Lighting | E5 | RIM BC Ratio | 0 | 0 | 0 | 0 | 0 | 0 | 0 | 0 | 0 | 0 | 0 | 0 | 0 | 0 | 0 | 0 | 0 | 0 | 0 | 0 | 0 | 0 | 0 | 0 | 0 | 0 | 0 | 0 | 0 | 0
F5_Commercial_College_New_Interior Lighting_Electric_Linear Lighting_E6 | F5 | Commercial | College | New | Interior Lighting | Electric | Linear Lighting | E6 | RIM BC Ratio | 0 | 0 | 0 | 0 | 0 | 0 | 0 | 0 | 0 | 0 | 0 | 0 | 0 | 0 | 0 | 0 | 0 | 0 | 0 | 0 | 0 | 0 | 0 | 0 | 0 | 0 | 0 | 0 | 0 | 0
F5_Commercial_College_New_Interior Lighting_Electric_Linear Lighting_E7 | F5 | Commercial | College | New | Interior Lighting | Electric | Linear Lighting | E7 | RIM BC Ratio | 0 | 0 | 0 | 0 | 0 | 0 | 0 | 0 | 0 | 0 | 0 | 0 | 0 | 0 | 0 | 0 | 0 | 0 | 0 | 0 | 0 | 0 | 0 | 0 | 0 | 0 | 0 | 0 | 0 | 0
F5_Commercial_College_New_Interior Lighting_Electric_Linear Lighting_E8 | F5 | Commercial | College | New | Interior Lighting | Electric | Linear Lighting | E8 | RIM BC Ratio | 0 | 0 | 0 | 0 | 0 | 0 | 0 | 0 | 0 | 0 | 0 | 0 | 0 | 0 | 0 | 0 | 0 | 0 | 0 | 0 | 0 | 0 | 0 | 0 | 0 | 0 | 0 | 0 | 0 | 0
F5_Commercial_College_New_Interior Lighting_Electric_Linear Lighting_E9 | F5 | Commercial | College | New | Interior Lighting | Electric | Linear Lighting | E9 | RIM BC Ratio | 0 | 0 | 0 | 0 | 0 | 0 | 0 | 0 | 0 | 0 | 0 | 0 | 0 | 0 | 0 | 0 | 0 | 0 | 0 | 0 | 0 | 0 | 0 | 0 | 0 | 0 | 0 | 0 | 0 | 0
F5_Commercial_College_New_Interior Lighting_Electric_Linear Lighting_E10 | F5 | Commercial | College | New | Interior Lighting | Electric | Linear Lighting | E10 | RIM BC Ratio | 0 | 0 | 0 | 0 | 0 | 0 | 0 | 0 | 0 | 0 | 0 | 0 | 0 | 0 | 0 | 0 | 0 | 0 | 0 | 0 | 0 | 0 | 0 | 0 | 0 | 0 | 0 | 0 | 0 | 0
F0_Commercial_College_New_Exterior Lighting_Electric_General Service Lighting_E0 | F0 | Commercial | College | New | Exterior Lighting | Electric | General Service Lighting | E0 | Economic Unit | 0 | 0 | 0 | 0 | 0 | 0 | 0 | 0 | 0 | 0 | 0 | 0 | 0 | 0 | 0 | 0 | 0 | 0 | 0 | 0 | 0 | 0 | 0 | 0 | 0 | 0 | 0 | 0 | 0 | 0
F1_Commercial_College_New_Exterior Lighting_Electric_General Service Lighting_E1 | F1 | Commercial | College | New | Exterior Lighting | Electric | General Service Lighting | E1 | CCE | 0 | 0 | 0 | 0 | 0 | 0 | 0 | 0 | 0 | 0 | 0 | 0 | 0 | 0 | 0 | 0 | 0 | 0 | 0 | 0 | 0 | 0 | 0 | 0 | 0 | 0 | 0 | 0 | 0 | 0
F1_Commercial_College_New_Exterior Lighting_Electric_General Service Lighting_E2 | F1 | Commercial | College | New | Exterior Lighting | Electric | General Service Lighting | E2 | CCE | 0 | 0 | 0 | 0 | 0 | 0 | 0 | 0 | 0 | 0 | 0 | 0 | 0 | 0 | 0 | 0 | 0 | 0 | 0 | 0 | 0 | 0 | 0 | 0 | 0 | 0 | 0 | 0 | 0 | 0
F1_Commercial_College_New_Exterior Lighting_Electric_General Service Lighting_E3 | F1 | Commercial | College | New | Exterior Lighting | Electric | General Service Lighting | E3 | CCE | 0 | 0 | 0 | 0 | 0 | 0 | 0 | 0 | 0 | 0 | 0 | 0 | 0 | 0 | 0 | 0 | 0 | 0 | 0 | 0 | 0 | 0 | 0 | 0 | 0 | 0 | 0 | 0 | 0 | 0
F1_Commercial_College_New_Exterior Lighting_Electric_General Service Lighting_E4 | F1 | Commercial | College | New | Exterior Lighting | Electric | General Service Lighting | E4 | CCE | 0 | 0 | 0 | 0 | 0 | 0 | 0 | 0 | 0 | 0 | 0 | 0 | 0 | 0 | 0 | 0 | 0 | 0 | 0 | 0 | 0 | 0 | 0 | 0 | 0 | 0 | 0 | 0 | 0 | 0
F1_Commercial_College_New_Exterior Lighting_Electric_General Service Lighting_E5 | F1 | Commercial | College | New | Exterior Lighting | Electric | General Service Lighting | E5 | CCE | 0 | 0 | 0 | 0 | 0 | 0 | 0 | 0 | 0 | 0 | 0 | 0 | 0 | 0 | 0 | 0 | 0 | 0 | 0 | 0 | 0 | 0 | 0 | 0 | 0 | 0 | 0 | 0 | 0 | 0
F1_Commercial_College_New_Exterior Lighting_Electric_General Service Lighting_E6 | F1 | Commercial | College | New | Exterior Lighting | Electric | General Service Lighting | E6 | CCE | 0 | 0 | 0 | 0 | 0 | 0 | 0 | 0 | 0 | 0 | 0 | 0 | 0 | 0 | 0 | 0 | 0 | 0 | 0 | 0 | 0 | 0 | 0 | 0 | 0 | 0 | 0 | 0 | 0 | 0
F1_Commercial_College_New_Exterior Lighting_Electric_General Service Lighting_E7 | F1 | Commercial | College | New | Exterior Lighting | Electric | General Service Lighting | E7 | CCE | 0 | 0 | 0 | 0 | 0 | 0 | 0 | 0 | 0 | 0 | 0 | 0 | 0 | 0 | 0 | 0 | 0 | 0 | 0 | 0 | 0 | 0 | 0 | 0 | 0 | 0 | 0 | 0 | 0 | 0
F1_Commercial_College_New_Exterior Lighting_Electric_General Service Lighting_E8 | F1 | Commercial | College | New | Exterior Lighting | Electric | General Service Lighting | E8 | CCE | 0 | 0 | 0 | 0 | 0 | 0 | 0 | 0 | 0 | 0 | 0 | 0 | 0 | 0 | 0 | 0 | 0 | 0 | 0 | 0 | 0 | 0 | 0 | 0 | 0 | 0 | 0 | 0 | 0 | 0
F1_Commercial_College_New_Exterior Lighting_Electric_General Service Lighting_E9 | F1 | Commercial | College | New | Exterior Lighting | Electric | General Service Lighting | E9 | CCE | 0 | 0 | 0 | 0 | 0 | 0 | 0 | 0 | 0 | 0 | 0 | 0 | 0 | 0 | 0 | 0 | 0 | 0 | 0 | 0 | 0 | 0 | 0 | 0 | 0 | 0 | 0 | 0 | 0 | 0
F1_Commercial_College_New_Exterior Lighting_Electric_General Service Lighting_E10 | F1 | Commercial | College | New | Exterior Lighting | Electric | General Service Lighting | E10 | CCE | 0 | 0 | 0 | 0 | 0 | 0 | 0 | 0 | 0 | 0 | 0 | 0 | 0 | 0 | 0 | 0 | 0 | 0 | 0 | 0 | 0 | 0 | 0 | 0 | 0 | 0 | 0 | 0 | 0 | 0
F2_Commercial_College_New_Exterior Lighting_Electric_General Service Lighting_E1 | F2 | Commercial | College | New | Exterior Lighting | Electric | General Service Lighting | E1 | TRC BC Ratio | 0 | 0 | 0 | 0 | 0 | 0 | 0 | 0 | 0 | 0 | 0 | 0 | 0 | 0 | 0 | 0 | 0 | 0 | 0 | 0 | 0 | 0 | 0 | 0 | 0 | 0 | 0 | 0 | 0 | 0
F2_Commercial_College_New_Exterior Lighting_Electric_General Service Lighting_E2 | F2 | Commercial | College | New | Exterior Lighting | Electric | General Service Lighting | E2 | TRC BC Ratio | 0 | 0 | 0 | 0 | 0 | 0 | 0 | 0 | 0 | 0 | 0 | 0 | 0 | 0 | 0 | 0 | 0 | 0 | 0 | 0 | 0 | 0 | 0 | 0 | 0 | 0 | 0 | 0 | 0 | 0
F2_Commercial_College_New_Exterior Lighting_Electric_General Service Lighting_E3 | F2 | Commercial | College | New | Exterior Lighting | Electric | General Service Lighting | E3 | TRC BC Ratio | 0 | 0 | 0 | 0 | 0 | 0 | 0 | 0 | 0 | 0 | 0 | 0 | 0 | 0 | 0 | 0 | 0 | 0 | 0 | 0 | 0 | 0 | 0 | 0 | 0 | 0 | 0 | 0 | 0 | 0
F2_Commercial_College_New_Exterior Lighting_Electric_General Service Lighting_E4 | F2 | Commercial | College | New | Exterior Lighting | Electric | General Service Lighting | E4 | TRC BC Ratio | 0 | 0 | 0 | 0 | 0 | 0 | 0 | 0 | 0 | 0 | 0 | 0 | 0 | 0 | 0 | 0 | 0 | 0 | 0 | 0 | 0 | 0 | 0 | 0 | 0 | 0 | 0 | 0 | 0 | 0
F2_Commercial_College_New_Exterior Lighting_Electric_General Service Lighting_E5 | F2 | Commercial | College | New | Exterior Lighting | Electric | General Service Lighting | E5 | TRC BC Ratio | 0 | 0 | 0 | 0 | 0 | 0 | 0 | 0 | 0 | 0 | 0 | 0 | 0 | 0 | 0 | 0 | 0 | 0 | 0 | 0 | 0 | 0 | 0 | 0 | 0 | 0 | 0 | 0 | 0 | 0
F2_Commercial_College_New_Exterior Lighting_Electric_General Service Lighting_E6 | F2 | Commercial | College | New | Exterior Lighting | Electric | General Service Lighting | E6 | TRC BC Ratio | 0 | 0 | 0 | 0 | 0 | 0 | 0 | 0 | 0 | 0 | 0 | 0 | 0 | 0 | 0 | 0 | 0 | 0 | 0 | 0 | 0 | 0 | 0 | 0 | 0 | 0 | 0 | 0 | 0 | 0
F2_Commercial_College_New_Exterior Lighting_Electric_General Service Lighting_E7 | F2 | Commercial | College | New | Exterior Lighting | Electric | General Service Lighting | E7 | TRC BC Ratio | 0 | 0 | 0 | 0 | 0 | 0 | 0 | 0 | 0 | 0 | 0 | 0 | 0 | 0 | 0 | 0 | 0 | 0 | 0 | 0 | 0 | 0 | 0 | 0 | 0 | 0 | 0 | 0 | 0 | 0
F2_Commercial_College_New_Exterior Lighting_Electric_General Service Lighting_E8 | F2 | Commercial | College | New | Exterior Lighting | Electric | General Service Lighting | E8 | TRC BC Ratio | 0 | 0 | 0 | 0 | 0 | 0 | 0 | 0 | 0 | 0 | 0 | 0 | 0 | 0 | 0 | 0 | 0 | 0 | 0 | 0 | 0 | 0 | 0 | 0 | 0 | 0 | 0 | 0 | 0 | 0
F2_Commercial_College_New_Exterior Lighting_Electric_General Service Lighting_E9 | F2 | Commercial | College | New | Exterior Lighting | Electric | General Service Lighting | E9 | TRC BC Ratio | 0 | 0 | 0 | 0 | 0 | 0 | 0 | 0 | 0 | 0 | 0 | 0 | 0 | 0 | 0 | 0 | 0 | 0 | 0 | 0 | 0 | 0 | 0 | 0 | 0 | 0 | 0 | 0 | 0 | 0
F2_Commercial_College_New_Exterior Lighting_Electric_General Service Lighting_E10 | F2 | Commercial | College | New | Exterior Lighting | Electric | General Service Lighting | E10 | TRC BC Ratio | 0 | 0 | 0 | 0 | 0 | 0 | 0 | 0 | 0 | 0 | 0 | 0 | 0 | 0 | 0 | 0 | 0 | 0 | 0 | 0 | 0 | 0 | 0 | 0 | 0 | 0 | 0 | 0 | 0 | 0
F3_Commercial_College_New_Exterior Lighting_Electric_General Service Lighting_E1 | F3 | Commercial | College | New | Exterior Lighting | Electric | General Service Lighting | E1 | PACT BC Ratio | 0 | 0 | 0 | 0 | 0 | 0 | 0 | 0 | 0 | 0 | 0 | 0 | 0 | 0 | 0 | 0 | 0 | 0 | 0 | 0 | 0 | 0 | 0 | 0 | 0 | 0 | 0 | 0 | 0 | 0
F3_Commercial_College_New_Exterior Lighting_Electric_General Service Lighting_E2 | F3 | Commercial | College | New | Exterior Lighting | Electric | General Service Lighting | E2 | PACT BC Ratio | 0 | 0 | 0 | 0 | 0 | 0 | 0 | 0 | 0 | 0 | 0 | 0 | 0 | 0 | 0 | 0 | 0 | 0 | 0 | 0 | 0 | 0 | 0 | 0 | 0 | 0 | 0 | 0 | 0 | 0
F3_Commercial_College_New_Exterior Lighting_Electric_General Service Lighting_E3 | F3 | Commercial | College | New | Exterior Lighting | Electric | General Service Lighting | E3 | PACT BC Ratio | 0 | 0 | 0 | 0 | 0 | 0 | 0 | 0 | 0 | 0 | 0 | 0 | 0 | 0 | 0 | 0 | 0 | 0 | 0 | 0 | 0 | 0 | 0 | 0 | 0 | 0 | 0 | 0 | 0 | 0
F3_Commercial_College_New_Exterior Lighting_Electric_General Service Lighting_E4 | F3 | Commercial | College | New | Exterior Lighting | Electric | General Service Lighting | E4 | PACT BC Ratio | 0 | 0 | 0 | 0 | 0 | 0 | 0 | 0 | 0 | 0 | 0 | 0 | 0 | 0 | 0 | 0 | 0 | 0 | 0 | 0 | 0 | 0 | 0 | 0 | 0 | 0 | 0 | 0 | 0 | 0
F3_Commercial_College_New_Exterior Lighting_Electric_General Service Lighting_E5 | F3 | Commercial | College | New | Exterior Lighting | Electric | General Service Lighting | E5 | PACT BC Ratio | 0 | 0 | 0 | 0 | 0 | 0 | 0 | 0 | 0 | 0 | 0 | 0 | 0 | 0 | 0 | 0 | 0 | 0 | 0 | 0 | 0 | 0 | 0 | 0 | 0 | 0 | 0 | 0 | 0 | 0
F3_Commercial_College_New_Exterior Lighting_Electric_General Service Lighting_E6 | F3 | Commercial | College | New | Exterior Lighting | Electric | General Service Lighting | E6 | PACT BC Ratio | 0 | 0 | 0 | 0 | 0 | 0 | 0 | 0 | 0 | 0 | 0 | 0 | 0 | 0 | 0 | 0 | 0 | 0 | 0 | 0 | 0 | 0 | 0 | 0 | 0 | 0 | 0 | 0 | 0 | 0
F3_Commercial_College_New_Exterior Lighting_Electric_General Service Lighting_E7 | F3 | Commercial | College | New | Exterior Lighting | Electric | General Service Lighting | E7 | PACT BC Ratio | 0 | 0 | 0 | 0 | 0 | 0 | 0 | 0 | 0 | 0 | 0 | 0 | 0 | 0 | 0 | 0 | 0 | 0 | 0 | 0 | 0 | 0 | 0 | 0 | 0 | 0 | 0 | 0 | 0 | 0
F3_Commercial_College_New_Exterior Lighting_Electric_General Service Lighting_E8 | F3 | Commercial | College | New | Exterior Lighting | Electric | General Service Lighting | E8 | PACT BC Ratio | 0 | 0 | 0 | 0 | 0 | 0 | 0 | 0 | 0 | 0 | 0 | 0 | 0 | 0 | 0 | 0 | 0 | 0 | 0 | 0 | 0 | 0 | 0 | 0 | 0 | 0 | 0 | 0 | 0 | 0
F3_Commercial_College_New_Exterior Lighting_Electric_General Service Lighting_E9 | F3 | Commercial | College | New | Exterior Lighting | Electric | General Service Lighting | E9 | PACT BC Ratio | 0 | 0 | 0 | 0 | 0 | 0 | 0 | 0 | 0 | 0 | 0 | 0 | 0 | 0 | 0 | 0 | 0 | 0 | 0 | 0 | 0 | 0 | 0 | 0 | 0 | 0 | 0 | 0 | 0 | 0
F3_Commercial_College_New_Exterior Lighting_Electric_General Service Lighting_E10 | F3 | Commercial | College | New | Exterior Lighting | Electric | General Service Lighting | E10 | PACT BC Ratio | 0 | 0 | 0 | 0 | 0 | 0 | 0 | 0 | 0 | 0 | 0 | 0 | 0 | 0 | 0 | 0 | 0 | 0 | 0 | 0 | 0 | 0 | 0 | 0 | 0 | 0 | 0 | 0 | 0 | 0
F4_Commercial_College_New_Exterior Lighting_Electric_General Service Lighting_E1 | F4 | Commercial | College | New | Exterior Lighting | Electric | General Service Lighting | E1 | RVT BC Ratio | 0 | 0 | 0 | 0 | 0 | 0 | 0 | 0 | 0 | 0 | 0 | 0 | 0 | 0 | 0 | 0 | 0 | 0 | 0 | 0 | 0 | 0 | 0 | 0 | 0 | 0 | 0 | 0 | 0 | 0
F4_Commercial_College_New_Exterior Lighting_Electric_General Service Lighting_E2 | F4 | Commercial | College | New | Exterior Lighting | Electric | General Service Lighting | E2 | RVT BC Ratio | 0 | 0 | 0 | 0 | 0 | 0 | 0 | 0 | 0 | 0 | 0 | 0 | 0 | 0 | 0 | 0 | 0 | 0 | 0 | 0 | 0 | 0 | 0 | 0 | 0 | 0 | 0 | 0 | 0 | 0
F4_Commercial_College_New_Exterior Lighting_Electric_General Service Lighting_E3 | F4 | Commercial | College | New | Exterior Lighting | Electric | General Service Lighting | E3 | RVT BC Ratio | 0 | 0 | 0 | 0 | 0 | 0 | 0 | 0 | 0 | 0 | 0 | 0 | 0 | 0 | 0 | 0 | 0 | 0 | 0 | 0 | 0 | 0 | 0 | 0 | 0 | 0 | 0 | 0 | 0 | 0
F4_Commercial_College_New_Exterior Lighting_Electric_General Service Lighting_E4 | F4 | Commercial | College | New | Exterior Lighting | Electric | General Service Lighting | E4 | RVT BC Ratio | 0 | 0 | 0 | 0 | 0 | 0 | 0 | 0 | 0 | 0 | 0 | 0 | 0 | 0 | 0 | 0 | 0 | 0 | 0 | 0 | 0 | 0 | 0 | 0 | 0 | 0 | 0 | 0 | 0 | 0
F4_Commercial_College_New_Exterior Lighting_Electric_General Service Lighting_E5 | F4 | Commercial | College | New | Exterior Lighting | Electric | General Service Lighting | E5 | RVT BC Ratio | 0 | 0 | 0 | 0 | 0 | 0 | 0 | 0 | 0 | 0 | 0 | 0 | 0 | 0 | 0 | 0 | 0 | 0 | 0 | 0 | 0 | 0 | 0 | 0 | 0 | 0 | 0 | 0 | 0 | 0
F4_Commercial_College_New_Exterior Lighting_Electric_General Service Lighting_E6 | F4 | Commercial | College | New | Exterior Lighting | Electric | General Service Lighting | E6 | RVT BC Ratio | 0 | 0 | 0 | 0 | 0 | 0 | 0 | 0 | 0 | 0 | 0 | 0 | 0 | 0 | 0 | 0 | 0 | 0 | 0 | 0 | 0 | 0 | 0 | 0 | 0 | 0 | 0 | 0 | 0 | 0
F4_Commercial_College_New_Exterior Lighting_Electric_General Service Lighting_E7 | F4 | Commercial | College | New | Exterior Lighting | Electric | General Service Lighting | E7 | RVT BC Ratio | 0 | 0 | 0 | 0 | 0 | 0 | 0 | 0 | 0 | 0 | 0 | 0 | 0 | 0 | 0 | 0 | 0 | 0 | 0 | 0 | 0 | 0 | 0 | 0 | 0 | 0 | 0 | 0 | 0 | 0
F4_Commercial_College_New_Exterior Lighting_Electric_General Service Lighting_E8 | F4 | Commercial | College | New | Exterior Lighting | Electric | General Service Lighting | E8 | RVT BC Ratio | 0 | 0 | 0 | 0 | 0 | 0 | 0 | 0 | 0 | 0 | 0 | 0 | 0 | 0 | 0 | 0 | 0 | 0 | 0 | 0 | 0 | 0 | 0 | 0 | 0 | 0 | 0 | 0 | 0 | 0
F4_Commercial_College_New_Exterior Lighting_Electric_General Service Lighting_E9 | F4 | Commercial | College | New | Exterior Lighting | Electric | General Service Lighting | E9 | RVT BC Ratio | 0 | 0 | 0 | 0 | 0 | 0 | 0 | 0 | 0 | 0 | 0 | 0 | 0 | 0 | 0 | 0 | 0 | 0 | 0 | 0 | 0 | 0 | 0 | 0 | 0 | 0 | 0 | 0 | 0 | 0
F4_Commercial_College_New_Exterior Lighting_Electric_General Service Lighting_E10 | F4 | Commercial | College | New | Exterior Lighting | Electric | General Service Lighting | E10 | RVT BC Ratio | 0 | 0 | 0 | 0 | 0 | 0 | 0 | 0 | 0 | 0 | 0 | 0 | 0 | 0 | 0 | 0 | 0 | 0 | 0 | 0 | 0 | 0 | 0 | 0 | 0 | 0 | 0 | 0 | 0 | 0
F5_Commercial_College_New_Exterior Lighting_Electric_General Service Lighting_E1 | F5 | Commercial | College | New | Exterior Lighting | Electric | General Service Lighting | E1 | RIM BC Ratio | 0 | 0 | 0 | 0 | 0 | 0 | 0 | 0 | 0 | 0 | 0 | 0 | 0 | 0 | 0 | 0 | 0 | 0 | 0 | 0 | 0 | 0 | 0 | 0 | 0 | 0 | 0 | 0 | 0 | 0
F5_Commercial_College_New_Exterior Lighting_Electric_General Service Lighting_E2 | F5 | Commercial | College | New | Exterior Lighting | Electric | General Service Lighting | E2 | RIM BC Ratio | 0 | 0 | 0 | 0 | 0 | 0 | 0 | 0 | 0 | 0 | 0 | 0 | 0 | 0 | 0 | 0 | 0 | 0 | 0 | 0 | 0 | 0 | 0 | 0 | 0 | 0 | 0 | 0 | 0 | 0
F5_Commercial_College_New_Exterior Lighting_Electric_General Service Lighting_E3 | F5 | Commercial | College | New | Exterior Lighting | Electric | General Service Lighting | E3 | RIM BC Ratio | 0 | 0 | 0 | 0 | 0 | 0 | 0 | 0 | 0 | 0 | 0 | 0 | 0 | 0 | 0 | 0 | 0 | 0 | 0 | 0 | 0 | 0 | 0 | 0 | 0 | 0 | 0 | 0 | 0 | 0
F5_Commercial_College_New_Exterior Lighting_Electric_General Service Lighting_E4 | F5 | Commercial | College | New | Exterior Lighting | Electric | General Service Lighting | E4 | RIM BC Ratio | 0 | 0 | 0 | 0 | 0 | 0 | 0 | 0 | 0 | 0 | 0 | 0 | 0 | 0 | 0 | 0 | 0 | 0 | 0 | 0 | 0 | 0 | 0 | 0 | 0 | 0 | 0 | 0 | 0 | 0
F5_Commercial_College_New_Exterior Lighting_Electric_General Service Lighting_E5 | F5 | Commercial | College | New | Exterior Lighting | Electric | General Service Lighting | E5 | RIM BC Ratio | 0 | 0 | 0 | 0 | 0 | 0 | 0 | 0 | 0 | 0 | 0 | 0 | 0 | 0 | 0 | 0 | 0 | 0 | 0 | 0 | 0 | 0 | 0 | 0 | 0 | 0 | 0 | 0 | 0 | 0
F5_Commercial_College_New_Exterior Lighting_Electric_General Service Lighting_E6 | F5 | Commercial | College | New | Exterior Lighting | Electric | General Service Lighting | E6 | RIM BC Ratio | 0 | 0 | 0 | 0 | 0 | 0 | 0 | 0 | 0 | 0 | 0 | 0 | 0 | 0 | 0 | 0 | 0 | 0 | 0 | 0 | 0 | 0 | 0 | 0 | 0 | 0 | 0 | 0 | 0 | 0
F5_Commercial_College_New_Exterior Lighting_Electric_General Service Lighting_E7 | F5 | Commercial | College | New | Exterior Lighting | Electric | General Service Lighting | E7 | RIM BC Ratio | 0 | 0 | 0 | 0 | 0 | 0 | 0 | 0 | 0 | 0 | 0 | 0 | 0 | 0 | 0 | 0 | 0 | 0 | 0 | 0 | 0 | 0 | 0 | 0 | 0 | 0 | 0 | 0 | 0 | 0
F5_Commercial_College_New_Exterior Lighting_Electric_General Service Lighting_E8 | F5 | Commercial | College | New | Exterior Lighting | Electric | General Service Lighting | E8 | RIM BC Ratio | 0 | 0 | 0 | 0 | 0 | 0 | 0 | 0 | 0 | 0 | 0 | 0 | 0 | 0 | 0 | 0 | 0 | 0 | 0 | 0 | 0 | 0 | 0 | 0 | 0 | 0 | 0 | 0 | 0 | 0
F5_Commercial_College_New_Exterior Lighting_Electric_General Service Lighting_E9 | F5 | Commercial | College | New | Exterior Lighting | Electric | General Service Lighting | E9 | RIM BC Ratio | 0 | 0 | 0 | 0 | 0 | 0 | 0 | 0 | 0 | 0 | 0 | 0 | 0 | 0 | 0 | 0 | 0 | 0 | 0 | 0 | 0 | 0 | 0 | 0 | 0 | 0 | 0 | 0 | 0 | 0
F5_Commercial_College_New_Exterior Lighting_Electric_General Service Lighting_E10 | F5 | Commercial | College | New | Exterior Lighting | Electric | General Service Lighting | E10 | RIM BC Ratio | 0 | 0 | 0 | 0 | 0 | 0 | 0 | 0 | 0 | 0 | 0 | 0 | 0 | 0 | 0 | 0 | 0 | 0 | 0 | 0 | 0 | 0 | 0 | 0 | 0 | 0 | 0 | 0 | 0 | 0
F0_Commercial_College_New_Exterior Lighting_Electric_Area Lighting_E0 | F0 | Commercial | College | New | Exterior Lighting | Electric | Area Lighting | E0 | Economic Unit | 0 | 0 | 0 | 0 | 0 | 0 | 0 | 0 | 0 | 0 | 0 | 0 | 0 | 0 | 0 | 0 | 0 | 0 | 0 | 0 | 0 | 0 | 0 | 0 | 0 | 0 | 0 | 0 | 0 | 0
F1_Commercial_College_New_Exterior Lighting_Electric_Area Lighting_E1 | F1 | Commercial | College | New | Exterior Lighting | Electric | Area Lighting | E1 | CCE | 0 | 0 | 0 | 0 | 0 | 0 | 0 | 0 | 0 | 0 | 0 | 0 | 0 | 0 | 0 | 0 | 0 | 0 | 0 | 0 | 0 | 0 | 0 | 0 | 0 | 0 | 0 | 0 | 0 | 0
F1_Commercial_College_New_Exterior Lighting_Electric_Area Lighting_E2 | F1 | Commercial | College | New | Exterior Lighting | Electric | Area Lighting | E2 | CCE | 0 | 0 | 0 | 0 | 0 | 0 | 0 | 0 | 0 | 0 | 0 | 0 | 0 | 0 | 0 | 0 | 0 | 0 | 0 | 0 | 0 | 0 | 0 | 0 | 0 | 0 | 0 | 0 | 0 | 0
F1_Commercial_College_New_Exterior Lighting_Electric_Area Lighting_E3 | F1 | Commercial | College | New | Exterior Lighting | Electric | Area Lighting | E3 | CCE | 0 | 0 | 0 | 0 | 0 | 0 | 0 | 0 | 0 | 0 | 0 | 0 | 0 | 0 | 0 | 0 | 0 | 0 | 0 | 0 | 0 | 0 | 0 | 0 | 0 | 0 | 0 | 0 | 0 | 0
F1_Commercial_College_New_Exterior Lighting_Electric_Area Lighting_E4 | F1 | Commercial | College | New | Exterior Lighting | Electric | Area Lighting | E4 | CCE | 0 | 0 | 0 | 0 | 0 | 0 | 0 | 0 | 0 | 0 | 0 | 0 | 0 | 0 | 0 | 0 | 0 | 0 | 0 | 0 | 0 | 0 | 0 | 0 | 0 | 0 | 0 | 0 | 0 | 0
F1_Commercial_College_New_Exterior Lighting_Electric_Area Lighting_E5 | F1 | Commercial | College | New | Exterior Lighting | Electric | Area Lighting | E5 | CCE | 0 | 0 | 0 | 0 | 0 | 0 | 0 | 0 | 0 | 0 | 0 | 0 | 0 | 0 | 0 | 0 | 0 | 0 | 0 | 0 | 0 | 0 | 0 | 0 | 0 | 0 | 0 | 0 | 0 | 0
F1_Commercial_College_New_Exterior Lighting_Electric_Area Lighting_E6 | F1 | Commercial | College | New | Exterior Lighting | Electric | Area Lighting | E6 | CCE | 0 | 0 | 0 | 0 | 0 | 0 | 0 | 0 | 0 | 0 | 0 | 0 | 0 | 0 | 0 | 0 | 0 | 0 | 0 | 0 | 0 | 0 | 0 | 0 | 0 | 0 | 0 | 0 | 0 | 0
F1_Commercial_College_New_Exterior Lighting_Electric_Area Lighting_E7 | F1 | Commercial | College | New | Exterior Lighting | Electric | Area Lighting | E7 | CCE | 0 | 0 | 0 | 0 | 0 | 0 | 0 | 0 | 0 | 0 | 0 | 0 | 0 | 0 | 0 | 0 | 0 | 0 | 0 | 0 | 0 | 0 | 0 | 0 | 0 | 0 | 0 | 0 | 0 | 0
F1_Commercial_College_New_Exterior Lighting_Electric_Area Lighting_E8 | F1 | Commercial | College | New | Exterior Lighting | Electric | Area Lighting | E8 | CCE | 0 | 0 | 0 | 0 | 0 | 0 | 0 | 0 | 0 | 0 | 0 | 0 | 0 | 0 | 0 | 0 | 0 | 0 | 0 | 0 | 0 | 0 | 0 | 0 | 0 | 0 | 0 | 0 | 0 | 0
F1_Commercial_College_New_Exterior Lighting_Electric_Area Lighting_E9 | F1 | Commercial | College | New | Exterior Lighting | Electric | Area Lighting | E9 | CCE | 0 | 0 | 0 | 0 | 0 | 0 | 0 | 0 | 0 | 0 | 0 | 0 | 0 | 0 | 0 | 0 | 0 | 0 | 0 | 0 | 0 | 0 | 0 | 0 | 0 | 0 | 0 | 0 | 0 | 0
F1_Commercial_College_New_Exterior Lighting_Electric_Area Lighting_E10 | F1 | Commercial | College | New | Exterior Lighting | Electric | Area Lighting | E10 | CCE | 0 | 0 | 0 | 0 | 0 | 0 | 0 | 0 | 0 | 0 | 0 | 0 | 0 | 0 | 0 | 0 | 0 | 0 | 0 | 0 | 0 | 0 | 0 | 0 | 0 | 0 | 0 | 0 | 0 | 0
F2_Commercial_College_New_Exterior Lighting_Electric_Area Lighting_E1 | F2 | Commercial | College | New | Exterior Lighting | Electric | Area Lighting | E1 | TRC BC Ratio | 0 | 0 | 0 | 0 | 0 | 0 | 0 | 0 | 0 | 0 | 0 | 0 | 0 | 0 | 0 | 0 | 0 | 0 | 0 | 0 | 0 | 0 | 0 | 0 | 0 | 0 | 0 | 0 | 0 | 0
F2_Commercial_College_New_Exterior Lighting_Electric_Area Lighting_E2 | F2 | Commercial | College | New | Exterior Lighting | Electric | Area Lighting | E2 | TRC BC Ratio | 0 | 0 | 0 | 0 | 0 | 0 | 0 | 0 | 0 | 0 | 0 | 0 | 0 | 0 | 0 | 0 | 0 | 0 | 0 | 0 | 0 | 0 | 0 | 0 | 0 | 0 | 0 | 0 | 0 | 0
F2_Commercial_College_New_Exterior Lighting_Electric_Area Lighting_E3 | F2 | Commercial | College | New | Exterior Lighting | Electric | Area Lighting | E3 | TRC BC Ratio | 0 | 0 | 0 | 0 | 0 | 0 | 0 | 0 | 0 | 0 | 0 | 0 | 0 | 0 | 0 | 0 | 0 | 0 | 0 | 0 | 0 | 0 | 0 | 0 | 0 | 0 | 0 | 0 | 0 | 0
F2_Commercial_College_New_Exterior Lighting_Electric_Area Lighting_E4 | F2 | Commercial | College | New | Exterior Lighting | Electric | Area Lighting | E4 | TRC BC Ratio | 0 | 0 | 0 | 0 | 0 | 0 | 0 | 0 | 0 | 0 | 0 | 0 | 0 | 0 | 0 | 0 | 0 | 0 | 0 | 0 | 0 | 0 | 0 | 0 | 0 | 0 | 0 | 0 | 0 | 0
F2_Commercial_College_New_Exterior Lighting_Electric_Area Lighting_E5 | F2 | Commercial | College | New | Exterior Lighting | Electric | Area Lighting | E5 | TRC BC Ratio | 0 | 0 | 0 | 0 | 0 | 0 | 0 | 0 | 0 | 0 | 0 | 0 | 0 | 0 | 0 | 0 | 0 | 0 | 0 | 0 | 0 | 0 | 0 | 0 | 0 | 0 | 0 | 0 | 0 | 0
F2_Commercial_College_New_Exterior Lighting_Electric_Area Lighting_E6 | F2 | Commercial | College | New | Exterior Lighting | Electric | Area Lighting | E6 | TRC BC Ratio | 0 | 0 | 0 | 0 | 0 | 0 | 0 | 0 | 0 | 0 | 0 | 0 | 0 | 0 | 0 | 0 | 0 | 0 | 0 | 0 | 0 | 0 | 0 | 0 | 0 | 0 | 0 | 0 | 0 | 0
F2_Commercial_College_New_Exterior Lighting_Electric_Area Lighting_E7 | F2 | Commercial | College | New | Exterior Lighting | Electric | Area Lighting | E7 | TRC BC Ratio | 0 | 0 | 0 | 0 | 0 | 0 | 0 | 0 | 0 | 0 | 0 | 0 | 0 | 0 | 0 | 0 | 0 | 0 | 0 | 0 | 0 | 0 | 0 | 0 | 0 | 0 | 0 | 0 | 0 | 0
F2_Commercial_College_New_Exterior Lighting_Electric_Area Lighting_E8 | F2 | Commercial | College | New | Exterior Lighting | Electric | Area Lighting | E8 | TRC BC Ratio | 0 | 0 | 0 | 0 | 0 | 0 | 0 | 0 | 0 | 0 | 0 | 0 | 0 | 0 | 0 | 0 | 0 | 0 | 0 | 0 | 0 | 0 | 0 | 0 | 0 | 0 | 0 | 0 | 0 | 0
F2_Commercial_College_New_Exterior Lighting_Electric_Area Lighting_E9 | F2 | Commercial | College | New | Exterior Lighting | Electric | Area Lighting | E9 | TRC BC Ratio | 0 | 0 | 0 | 0 | 0 | 0 | 0 | 0 | 0 | 0 | 0 | 0 | 0 | 0 | 0 | 0 | 0 | 0 | 0 | 0 | 0 | 0 | 0 | 0 | 0 | 0 | 0 | 0 | 0 | 0
F2_Commercial_College_New_Exterior Lighting_Electric_Area Lighting_E10 | F2 | Commercial | College | New | Exterior Lighting | Electric | Area Lighting | E10 | TRC BC Ratio | 0 | 0 | 0 | 0 | 0 | 0 | 0 | 0 | 0 | 0 | 0 | 0 | 0 | 0 | 0 | 0 | 0 | 0 | 0 | 0 | 0 | 0 | 0 | 0 | 0 | 0 | 0 | 0 | 0 | 0
F3_Commercial_College_New_Exterior Lighting_Electric_Area Lighting_E1 | F3 | Commercial | College | New | Exterior Lighting | Electric | Area Lighting | E1 | PACT BC Ratio | 0 | 0 | 0 | 0 | 0 | 0 | 0 | 0 | 0 | 0 | 0 | 0 | 0 | 0 | 0 | 0 | 0 | 0 | 0 | 0 | 0 | 0 | 0 | 0 | 0 | 0 | 0 | 0 | 0 | 0
F3_Commercial_College_New_Exterior Lighting_Electric_Area Lighting_E2 | F3 | Commercial | College | New | Exterior Lighting | Electric | Area Lighting | E2 | PACT BC Ratio | 0 | 0 | 0 | 0 | 0 | 0 | 0 | 0 | 0 | 0 | 0 | 0 | 0 | 0 | 0 | 0 | 0 | 0 | 0 | 0 | 0 | 0 | 0 | 0 | 0 | 0 | 0 | 0 | 0 | 0
F3_Commercial_College_New_Exterior Lighting_Electric_Area Lighting_E3 | F3 | Commercial | College | New | Exterior Lighting | Electric | Area Lighting | E3 | PACT BC Ratio | 0 | 0 | 0 | 0 | 0 | 0 | 0 | 0 | 0 | 0 | 0 | 0 | 0 | 0 | 0 | 0 | 0 | 0 | 0 | 0 | 0 | 0 | 0 | 0 | 0 | 0 | 0 | 0 | 0 | 0
F3_Commercial_College_New_Exterior Lighting_Electric_Area Lighting_E4 | F3 | Commercial | College | New | Exterior Lighting | Electric | Area Lighting | E4 | PACT BC Ratio | 0 | 0 | 0 | 0 | 0 | 0 | 0 | 0 | 0 | 0 | 0 | 0 | 0 | 0 | 0 | 0 | 0 | 0 | 0 | 0 | 0 | 0 | 0 | 0 | 0 | 0 | 0 | 0 | 0 | 0
F3_Commercial_College_New_Exterior Lighting_Electric_Area Lighting_E5 | F3 | Commercial | College | New | Exterior Lighting | Electric | Area Lighting | E5 | PACT BC Ratio | 0 | 0 | 0 | 0 | 0 | 0 | 0 | 0 | 0 | 0 | 0 | 0 | 0 | 0 | 0 | 0 | 0 | 0 | 0 | 0 | 0 | 0 | 0 | 0 | 0 | 0 | 0 | 0 | 0 | 0
F3_Commercial_College_New_Exterior Lighting_Electric_Area Lighting_E6 | F3 | Commercial | College | New | Exterior Lighting | Electric | Area Lighting | E6 | PACT BC Ratio | 0 | 0 | 0 | 0 | 0 | 0 | 0 | 0 | 0 | 0 | 0 | 0 | 0 | 0 | 0 | 0 | 0 | 0 | 0 | 0 | 0 | 0 | 0 | 0 | 0 | 0 | 0 | 0 | 0 | 0
F3_Commercial_College_New_Exterior Lighting_Electric_Area Lighting_E7 | F3 | Commercial | College | New | Exterior Lighting | Electric | Area Lighting | E7 | PACT BC Ratio | 0 | 0 | 0 | 0 | 0 | 0 | 0 | 0 | 0 | 0 | 0 | 0 | 0 | 0 | 0 | 0 | 0 | 0 | 0 | 0 | 0 | 0 | 0 | 0 | 0 | 0 | 0 | 0 | 0 | 0
F3_Commercial_College_New_Exterior Lighting_Electric_Area Lighting_E8 | F3 | Commercial | College | New | Exterior Lighting | Electric | Area Lighting | E8 | PACT BC Ratio | 0 | 0 | 0 | 0 | 0 | 0 | 0 | 0 | 0 | 0 | 0 | 0 | 0 | 0 | 0 | 0 | 0 | 0 | 0 | 0 | 0 | 0 | 0 | 0 | 0 | 0 | 0 | 0 | 0 | 0
F3_Commercial_College_New_Exterior Lighting_Electric_Area Lighting_E9 | F3 | Commercial | College | New | Exterior Lighting | Electric | Area Lighting | E9 | PACT BC Ratio | 0 | 0 | 0 | 0 | 0 | 0 | 0 | 0 | 0 | 0 | 0 | 0 | 0 | 0 | 0 | 0 | 0 | 0 | 0 | 0 | 0 | 0 | 0 | 0 | 0 | 0 | 0 | 0 | 0 | 0
F3_Commercial_College_New_Exterior Lighting_Electric_Area Lighting_E10 | F3 | Commercial | College | New | Exterior Lighting | Electric | Area Lighting | E10 | PACT BC Ratio | 0 | 0 | 0 | 0 | 0 | 0 | 0 | 0 | 0 | 0 | 0 | 0 | 0 | 0 | 0 | 0 | 0 | 0 | 0 | 0 | 0 | 0 | 0 | 0 | 0 | 0 | 0 | 0 | 0 | 0
F4_Commercial_College_New_Exterior Lighting_Electric_Area Lighting_E1 | F4 | Commercial | College | New | Exterior Lighting | Electric | Area Lighting | E1 | RVT BC Ratio | 0 | 0 | 0 | 0 | 0 | 0 | 0 | 0 | 0 | 0 | 0 | 0 | 0 | 0 | 0 | 0 | 0 | 0 | 0 | 0 | 0 | 0 | 0 | 0 | 0 | 0 | 0 | 0 | 0 | 0
F4_Commercial_College_New_Exterior Lighting_Electric_Area Lighting_E2 | F4 | Commercial | College | New | Exterior Lighting | Electric | Area Lighting | E2 | RVT BC Ratio | 0 | 0 | 0 | 0 | 0 | 0 | 0 | 0 | 0 | 0 | 0 | 0 | 0 | 0 | 0 | 0 | 0 | 0 | 0 | 0 | 0 | 0 | 0 | 0 | 0 | 0 | 0 | 0 | 0 | 0
F4_Commercial_College_New_Exterior Lighting_Electric_Area Lighting_E3 | F4 | Commercial | College | New | Exterior Lighting | Electric | Area Lighting | E3 | RVT BC Ratio | 0 | 0 | 0 | 0 | 0 | 0 | 0 | 0 | 0 | 0 | 0 | 0 | 0 | 0 | 0 | 0 | 0 | 0 | 0 | 0 | 0 | 0 | 0 | 0 | 0 | 0 | 0 | 0 | 0 | 0
F4_Commercial_College_New_Exterior Lighting_Electric_Area Lighting_E4 | F4 | Commercial | College | New | Exterior Lighting | Electric | Area Lighting | E4 | RVT BC Ratio | 0 | 0 | 0 | 0 | 0 | 0 | 0 | 0 | 0 | 0 | 0 | 0 | 0 | 0 | 0 | 0 | 0 | 0 | 0 | 0 | 0 | 0 | 0 | 0 | 0 | 0 | 0 | 0 | 0 | 0
F4_Commercial_College_New_Exterior Lighting_Electric_Area Lighting_E5 | F4 | Commercial | College | New | Exterior Lighting | Electric | Area Lighting | E5 | RVT BC Ratio | 0 | 0 | 0 | 0 | 0 | 0 | 0 | 0 | 0 | 0 | 0 | 0 | 0 | 0 | 0 | 0 | 0 | 0 | 0 | 0 | 0 | 0 | 0 | 0 | 0 | 0 | 0 | 0 | 0 | 0
F4_Commercial_College_New_Exterior Lighting_Electric_Area Lighting_E6 | F4 | Commercial | College | New | Exterior Lighting | Electric | Area Lighting | E6 | RVT BC Ratio | 0 | 0 | 0 | 0 | 0 | 0 | 0 | 0 | 0 | 0 | 0 | 0 | 0 | 0 | 0 | 0 | 0 | 0 | 0 | 0 | 0 | 0 | 0 | 0 | 0 | 0 | 0 | 0 | 0 | 0
F4_Commercial_College_New_Exterior Lighting_Electric_Area Lighting_E7 | F4 | Commercial | College | New | Exterior Lighting | Electric | Area Lighting | E7 | RVT BC Ratio | 0 | 0 | 0 | 0 | 0 | 0 | 0 | 0 | 0 | 0 | 0 | 0 | 0 | 0 | 0 | 0 | 0 | 0 | 0 | 0 | 0 | 0 | 0 | 0 | 0 | 0 | 0 | 0 | 0 | 0
F4_Commercial_College_New_Exterior Lighting_Electric_Area Lighting_E8 | F4 | Commercial | College | New | Exterior Lighting | Electric | Area Lighting | E8 | RVT BC Ratio | 0 | 0 | 0 | 0 | 0 | 0 | 0 | 0 | 0 | 0 | 0 | 0 | 0 | 0 | 0 | 0 | 0 | 0 | 0 | 0 | 0 | 0 | 0 | 0 | 0 | 0 | 0 | 0 | 0 | 0
F4_Commercial_College_New_Exterior Lighting_Electric_Area Lighting_E9 | F4 | Commercial | College | New | Exterior Lighting | Electric | Area Lighting | E9 | RVT BC Ratio | 0 | 0 | 0 | 0 | 0 | 0 | 0 | 0 | 0 | 0 | 0 | 0 | 0 | 0 | 0 | 0 | 0 | 0 | 0 | 0 | 0 | 0 | 0 | 0 | 0 | 0 | 0 | 0 | 0 | 0
F4_Commercial_College_New_Exterior Lighting_Electric_Area Lighting_E10 | F4 | Commercial | College | New | Exterior Lighting | Electric | Area Lighting | E10 | RVT BC Ratio | 0 | 0 | 0 | 0 | 0 | 0 | 0 | 0 | 0 | 0 | 0 | 0 | 0 | 0 | 0 | 0 | 0 | 0 | 0 | 0 | 0 | 0 | 0 | 0 | 0 | 0 | 0 | 0 | 0 | 0
F5_Commercial_College_New_Exterior Lighting_Electric_Area Lighting_E1 | F5 | Commercial | College | New | Exterior Lighting | Electric | Area Lighting | E1 | RIM BC Ratio | 0 | 0 | 0 | 0 | 0 | 0 | 0 | 0 | 0 | 0 | 0 | 0 | 0 | 0 | 0 | 0 | 0 | 0 | 0 | 0 | 0 | 0 | 0 | 0 | 0 | 0 | 0 | 0 | 0 | 0
F5_Commercial_College_New_Exterior Lighting_Electric_Area Lighting_E2 | F5 | Commercial | College | New | Exterior Lighting | Electric | Area Lighting | E2 | RIM BC Ratio | 0 | 0 | 0 | 0 | 0 | 0 | 0 | 0 | 0 | 0 | 0 | 0 | 0 | 0 | 0 | 0 | 0 | 0 | 0 | 0 | 0 | 0 | 0 | 0 | 0 | 0 | 0 | 0 | 0 | 0
F5_Commercial_College_New_Exterior Lighting_Electric_Area Lighting_E3 | F5 | Commercial | College | New | Exterior Lighting | Electric | Area Lighting | E3 | RIM BC Ratio | 0 | 0 | 0 | 0 | 0 | 0 | 0 | 0 | 0 | 0 | 0 | 0 | 0 | 0 | 0 | 0 | 0 | 0 | 0 | 0 | 0 | 0 | 0 | 0 | 0 | 0 | 0 | 0 | 0 | 0
F5_Commercial_College_New_Exterior Lighting_Electric_Area Lighting_E4 | F5 | Commercial | College | New | Exterior Lighting | Electric | Area Lighting | E4 | RIM BC Ratio | 0 | 0 | 0 | 0 | 0 | 0 | 0 | 0 | 0 | 0 | 0 | 0 | 0 | 0 | 0 | 0 | 0 | 0 | 0 | 0 | 0 | 0 | 0 | 0 | 0 | 0 | 0 | 0 | 0 | 0
F5_Commercial_College_New_Exterior Lighting_Electric_Area Lighting_E5 | F5 | Commercial | College | New | Exterior Lighting | Electric | Area Lighting | E5 | RIM BC Ratio | 0 | 0 | 0 | 0 | 0 | 0 | 0 | 0 | 0 | 0 | 0 | 0 | 0 | 0 | 0 | 0 | 0 | 0 | 0 | 0 | 0 | 0 | 0 | 0 | 0 | 0 | 0 | 0 | 0 | 0
F5_Commercial_College_New_Exterior Lighting_Electric_Area Lighting_E6 | F5 | Commercial | College | New | Exterior Lighting | Electric | Area Lighting | E6 | RIM BC Ratio | 0 | 0 | 0 | 0 | 0 | 0 | 0 | 0 | 0 | 0 | 0 | 0 | 0 | 0 | 0 | 0 | 0 | 0 | 0 | 0 | 0 | 0 | 0 | 0 | 0 | 0 | 0 | 0 | 0 | 0
F5_Commercial_College_New_Exterior Lighting_Electric_Area Lighting_E7 | F5 | Commercial | College | New | Exterior Lighting | Electric | Area Lighting | E7 | RIM BC Ratio | 0 | 0 | 0 | 0 | 0 | 0 | 0 | 0 | 0 | 0 | 0 | 0 | 0 | 0 | 0 | 0 | 0 | 0 | 0 | 0 | 0 | 0 | 0 | 0 | 0 | 0 | 0 | 0 | 0 | 0
F5_Commercial_College_New_Exterior Lighting_Electric_Area Lighting_E8 | F5 | Commercial | College | New | Exterior Lighting | Electric | Area Lighting | E8 | RIM BC Ratio | 0 | 0 | 0 | 0 | 0 | 0 | 0 | 0 | 0 | 0 | 0 | 0 | 0 | 0 | 0 | 0 | 0 | 0 | 0 | 0 | 0 | 0 | 0 | 0 | 0 | 0 | 0 | 0 | 0 | 0
F5_Commercial_College_New_Exterior Lighting_Electric_Area Lighting_E9 | F5 | Commercial | College | New | Exterior Lighting | Electric | Area Lighting | E9 | RIM BC Ratio | 0 | 0 | 0 | 0 | 0 | 0 | 0 | 0 | 0 | 0 | 0 | 0 | 0 | 0 | 0 | 0 | 0 | 0 | 0 | 0 | 0 | 0 | 0 | 0 | 0 | 0 | 0 | 0 | 0 | 0
F5_Commercial_College_New_Exterior Lighting_Electric_Area Lighting_E10 | F5 | Commercial | College | New | Exterior Lighting | Electric | Area Lighting | E10 | RIM BC Ratio | 0 | 0 | 0 | 0 | 0 | 0 | 0 | 0 | 0 | 0 | 0 | 0 | 0 | 0 | 0 | 0 | 0 | 0 | 0 | 0 | 0 | 0 | 0 | 0 | 0 | 0 | 0 | 0 | 0 | 0
F0_Commercial_College_New_Exterior Lighting_Electric_Linear Lighting_E0 | F0 | Commercial | College | New | Exterior Lighting | Electric | Linear Lighting | E0 | Economic Unit | 0 | 0 | 0 | 0 | 0 | 0 | 0 | 0 | 0 | 0 | 0 | 0 | 0 | 0 | 0 | 0 | 0 | 0 | 0 | 0 | 0 | 0 | 0 | 0 | 0 | 0 | 0 | 0 | 0 | 0
F1_Commercial_College_New_Exterior Lighting_Electric_Linear Lighting_E1 | F1 | Commercial | College | New | Exterior Lighting | Electric | Linear Lighting | E1 | CCE | 0 | 0 | 0 | 0 | 0 | 0 | 0 | 0 | 0 | 0 | 0 | 0 | 0 | 0 | 0 | 0 | 0 | 0 | 0 | 0 | 0 | 0 | 0 | 0 | 0 | 0 | 0 | 0 | 0 | 0
F1_Commercial_College_New_Exterior Lighting_Electric_Linear Lighting_E2 | F1 | Commercial | College | New | Exterior Lighting | Electric | Linear Lighting | E2 | CCE | 0 | 0 | 0 | 0 | 0 | 0 | 0 | 0 | 0 | 0 | 0 | 0 | 0 | 0 | 0 | 0 | 0 | 0 | 0 | 0 | 0 | 0 | 0 | 0 | 0 | 0 | 0 | 0 | 0 | 0
F1_Commercial_College_New_Exterior Lighting_Electric_Linear Lighting_E3 | F1 | Commercial | College | New | Exterior Lighting | Electric | Linear Lighting | E3 | CCE | 0 | 0 | 0 | 0 | 0 | 0 | 0 | 0 | 0 | 0 | 0 | 0 | 0 | 0 | 0 | 0 | 0 | 0 | 0 | 0 | 0 | 0 | 0 | 0 | 0 | 0 | 0 | 0 | 0 | 0
F1_Commercial_College_New_Exterior Lighting_Electric_Linear Lighting_E4 | F1 | Commercial | College | New | Exterior Lighting | Electric | Linear Lighting | E4 | CCE | 0 | 0 | 0 | 0 | 0 | 0 | 0 | 0 | 0 | 0 | 0 | 0 | 0 | 0 | 0 | 0 | 0 | 0 | 0 | 0 | 0 | 0 | 0 | 0 | 0 | 0 | 0 | 0 | 0 | 0
F1_Commercial_College_New_Exterior Lighting_Electric_Linear Lighting_E5 | F1 | Commercial | College | New | Exterior Lighting | Electric | Linear Lighting | E5 | CCE | 0 | 0 | 0 | 0 | 0 | 0 | 0 | 0 | 0 | 0 | 0 | 0 | 0 | 0 | 0 | 0 | 0 | 0 | 0 | 0 | 0 | 0 | 0 | 0 | 0 | 0 | 0 | 0 | 0 | 0
F1_Commercial_College_New_Exterior Lighting_Electric_Linear Lighting_E6 | F1 | Commercial | College | New | Exterior Lighting | Electric | Linear Lighting | E6 | CCE | 0 | 0 | 0 | 0 | 0 | 0 | 0 | 0 | 0 | 0 | 0 | 0 | 0 | 0 | 0 | 0 | 0 | 0 | 0 | 0 | 0 | 0 | 0 | 0 | 0 | 0 | 0 | 0 | 0 | 0
F1_Commercial_College_New_Exterior Lighting_Electric_Linear Lighting_E7 | F1 | Commercial | College | New | Exterior Lighting | Electric | Linear Lighting | E7 | CCE | 0 | 0 | 0 | 0 | 0 | 0 | 0 | 0 | 0 | 0 | 0 | 0 | 0 | 0 | 0 | 0 | 0 | 0 | 0 | 0 | 0 | 0 | 0 | 0 | 0 | 0 | 0 | 0 | 0 | 0
F1_Commercial_College_New_Exterior Lighting_Electric_Linear Lighting_E8 | F1 | Commercial | College | New | Exterior Lighting | Electric | Linear Lighting | E8 | CCE | 0 | 0 | 0 | 0 | 0 | 0 | 0 | 0 | 0 | 0 | 0 | 0 | 0 | 0 | 0 | 0 | 0 | 0 | 0 | 0 | 0 | 0 | 0 | 0 | 0 | 0 | 0 | 0 | 0 | 0
F1_Commercial_College_New_Exterior Lighting_Electric_Linear Lighting_E9 | F1 | Commercial | College | New | Exterior Lighting | Electric | Linear Lighting | E9 | CCE | 0 | 0 | 0 | 0 | 0 | 0 | 0 | 0 | 0 | 0 | 0 | 0 | 0 | 0 | 0 | 0 | 0 | 0 | 0 | 0 | 0 | 0 | 0 | 0 | 0 | 0 | 0 | 0 | 0 | 0
F1_Commercial_College_New_Exterior Lighting_Electric_Linear Lighting_E10 | F1 | Commercial | College | New | Exterior Lighting | Electric | Linear Lighting | E10 | CCE | 0 | 0 | 0 | 0 | 0 | 0 | 0 | 0 | 0 | 0 | 0 | 0 | 0 | 0 | 0 | 0 | 0 | 0 | 0 | 0 | 0 | 0 | 0 | 0 | 0 | 0 | 0 | 0 | 0 | 0
F2_Commercial_College_New_Exterior Lighting_Electric_Linear Lighting_E1 | F2 | Commercial | College | New | Exterior Lighting | Electric | Linear Lighting | E1 | TRC BC Ratio | 0 | 0 | 0 | 0 | 0 | 0 | 0 | 0 | 0 | 0 | 0 | 0 | 0 | 0 | 0 | 0 | 0 | 0 | 0 | 0 | 0 | 0 | 0 | 0 | 0 | 0 | 0 | 0 | 0 | 0
F2_Commercial_College_New_Exterior Lighting_Electric_Linear Lighting_E2 | F2 | Commercial | College | New | Exterior Lighting | Electric | Linear Lighting | E2 | TRC BC Ratio | 0 | 0 | 0 | 0 | 0 | 0 | 0 | 0 | 0 | 0 | 0 | 0 | 0 | 0 | 0 | 0 | 0 | 0 | 0 | 0 | 0 | 0 | 0 | 0 | 0 | 0 | 0 | 0 | 0 | 0
F2_Commercial_College_New_Exterior Lighting_Electric_Linear Lighting_E3 | F2 | Commercial | College | New | Exterior Lighting | Electric | Linear Lighting | E3 | TRC BC Ratio | 0 | 0 | 0 | 0 | 0 | 0 | 0 | 0 | 0 | 0 | 0 | 0 | 0 | 0 | 0 | 0 | 0 | 0 | 0 | 0 | 0 | 0 | 0 | 0 | 0 | 0 | 0 | 0 | 0 | 0
F2_Commercial_College_New_Exterior Lighting_Electric_Linear Lighting_E4 | F2 | Commercial | College | New | Exterior Lighting | Electric | Linear Lighting | E4 | TRC BC Ratio | 0 | 0 | 0 | 0 | 0 | 0 | 0 | 0 | 0 | 0 | 0 | 0 | 0 | 0 | 0 | 0 | 0 | 0 | 0 | 0 | 0 | 0 | 0 | 0 | 0 | 0 | 0 | 0 | 0 | 0
F2_Commercial_College_New_Exterior Lighting_Electric_Linear Lighting_E5 | F2 | Commercial | College | New | Exterior Lighting | Electric | Linear Lighting | E5 | TRC BC Ratio | 0 | 0 | 0 | 0 | 0 | 0 | 0 | 0 | 0 | 0 | 0 | 0 | 0 | 0 | 0 | 0 | 0 | 0 | 0 | 0 | 0 | 0 | 0 | 0 | 0 | 0 | 0 | 0 | 0 | 0
F2_Commercial_College_New_Exterior Lighting_Electric_Linear Lighting_E6 | F2 | Commercial | College | New | Exterior Lighting | Electric | Linear Lighting | E6 | TRC BC Ratio | 0 | 0 | 0 | 0 | 0 | 0 | 0 | 0 | 0 | 0 | 0 | 0 | 0 | 0 | 0 | 0 | 0 | 0 | 0 | 0 | 0 | 0 | 0 | 0 | 0 | 0 | 0 | 0 | 0 | 0
F2_Commercial_College_New_Exterior Lighting_Electric_Linear Lighting_E7 | F2 | Commercial | College | New | Exterior Lighting | Electric | Linear Lighting | E7 | TRC BC Ratio | 0 | 0 | 0 | 0 | 0 | 0 | 0 | 0 | 0 | 0 | 0 | 0 | 0 | 0 | 0 | 0 | 0 | 0 | 0 | 0 | 0 | 0 | 0 | 0 | 0 | 0 | 0 | 0 | 0 | 0
F2_Commercial_College_New_Exterior Lighting_Electric_Linear Lighting_E8 | F2 | Commercial | College | New | Exterior Lighting | Electric | Linear Lighting | E8 | TRC BC Ratio | 0 | 0 | 0 | 0 | 0 | 0 | 0 | 0 | 0 | 0 | 0 | 0 | 0 | 0 | 0 | 0 | 0 | 0 | 0 | 0 | 0 | 0 | 0 | 0 | 0 | 0 | 0 | 0 | 0 | 0
F2_Commercial_College_New_Exterior Lighting_Electric_Linear Lighting_E9 | F2 | Commercial | College | New | Exterior Lighting | Electric | Linear Lighting | E9 | TRC BC Ratio | 0 | 0 | 0 | 0 | 0 | 0 | 0 | 0 | 0 | 0 | 0 | 0 | 0 | 0 | 0 | 0 | 0 | 0 | 0 | 0 | 0 | 0 | 0 | 0 | 0 | 0 | 0 | 0 | 0 | 0
F2_Commercial_College_New_Exterior Lighting_Electric_Linear Lighting_E10 | F2 | Commercial | College | New | Exterior Lighting | Electric | Linear Lighting | E10 | TRC BC Ratio | 0 | 0 | 0 | 0 | 0 | 0 | 0 | 0 | 0 | 0 | 0 | 0 | 0 | 0 | 0 | 0 | 0 | 0 | 0 | 0 | 0 | 0 | 0 | 0 | 0 | 0 | 0 | 0 | 0 | 0
F3_Commercial_College_New_Exterior Lighting_Electric_Linear Lighting_E1 | F3 | Commercial | College | New | Exterior Lighting | Electric | Linear Lighting | E1 | PACT BC Ratio | 0 | 0 | 0 | 0 | 0 | 0 | 0 | 0 | 0 | 0 | 0 | 0 | 0 | 0 | 0 | 0 | 0 | 0 | 0 | 0 | 0 | 0 | 0 | 0 | 0 | 0 | 0 | 0 | 0 | 0
F3_Commercial_College_New_Exterior Lighting_Electric_Linear Lighting_E2 | F3 | Commercial | College | New | Exterior Lighting | Electric | Linear Lighting | E2 | PACT BC Ratio | 0 | 0 | 0 | 0 | 0 | 0 | 0 | 0 | 0 | 0 | 0 | 0 | 0 | 0 | 0 | 0 | 0 | 0 | 0 | 0 | 0 | 0 | 0 | 0 | 0 | 0 | 0 | 0 | 0 | 0
F3_Commercial_College_New_Exterior Lighting_Electric_Linear Lighting_E3 | F3 | Commercial | College | New | Exterior Lighting | Electric | Linear Lighting | E3 | PACT BC Ratio | 0 | 0 | 0 | 0 | 0 | 0 | 0 | 0 | 0 | 0 | 0 | 0 | 0 | 0 | 0 | 0 | 0 | 0 | 0 | 0 | 0 | 0 | 0 | 0 | 0 | 0 | 0 | 0 | 0 | 0
F3_Commercial_College_New_Exterior Lighting_Electric_Linear Lighting_E4 | F3 | Commercial | College | New | Exterior Lighting | Electric | Linear Lighting | E4 | PACT BC Ratio | 0 | 0 | 0 | 0 | 0 | 0 | 0 | 0 | 0 | 0 | 0 | 0 | 0 | 0 | 0 | 0 | 0 | 0 | 0 | 0 | 0 | 0 | 0 | 0 | 0 | 0 | 0 | 0 | 0 | 0
F3_Commercial_College_New_Exterior Lighting_Electric_Linear Lighting_E5 | F3 | Commercial | College | New | Exterior Lighting | Electric | Linear Lighting | E5 | PACT BC Ratio | 0 | 0 | 0 | 0 | 0 | 0 | 0 | 0 | 0 | 0 | 0 | 0 | 0 | 0 | 0 | 0 | 0 | 0 | 0 | 0 | 0 | 0 | 0 | 0 | 0 | 0 | 0 | 0 | 0 | 0
F3_Commercial_College_New_Exterior Lighting_Electric_Linear Lighting_E6 | F3 | Commercial | College | New | Exterior Lighting | Electric | Linear Lighting | E6 | PACT BC Ratio | 0 | 0 | 0 | 0 | 0 | 0 | 0 | 0 | 0 | 0 | 0 | 0 | 0 | 0 | 0 | 0 | 0 | 0 | 0 | 0 | 0 | 0 | 0 | 0 | 0 | 0 | 0 | 0 | 0 | 0
F3_Commercial_College_New_Exterior Lighting_Electric_Linear Lighting_E7 | F3 | Commercial | College | New | Exterior Lighting | Electric | Linear Lighting | E7 | PACT BC Ratio | 0 | 0 | 0 | 0 | 0 | 0 | 0 | 0 | 0 | 0 | 0 | 0 | 0 | 0 | 0 | 0 | 0 | 0 | 0 | 0 | 0 | 0 | 0 | 0 | 0 | 0 | 0 | 0 | 0 | 0
F3_Commercial_College_New_Exterior Lighting_Electric_Linear Lighting_E8 | F3 | Commercial | College | New | Exterior Lighting | Electric | Linear Lighting | E8 | PACT BC Ratio | 0 | 0 | 0 | 0 | 0 | 0 | 0 | 0 | 0 | 0 | 0 | 0 | 0 | 0 | 0 | 0 | 0 | 0 | 0 | 0 | 0 | 0 | 0 | 0 | 0 | 0 | 0 | 0 | 0 | 0
F3_Commercial_College_New_Exterior Lighting_Electric_Linear Lighting_E9 | F3 | Commercial | College | New | Exterior Lighting | Electric | Linear Lighting | E9 | PACT BC Ratio | 0 | 0 | 0 | 0 | 0 | 0 | 0 | 0 | 0 | 0 | 0 | 0 | 0 | 0 | 0 | 0 | 0 | 0 | 0 | 0 | 0 | 0 | 0 | 0 | 0 | 0 | 0 | 0 | 0 | 0
F3_Commercial_College_New_Exterior Lighting_Electric_Linear Lighting_E10 | F3 | Commercial | College | New | Exterior Lighting | Electric | Linear Lighting | E10 | PACT BC Ratio | 0 | 0 | 0 | 0 | 0 | 0 | 0 | 0 | 0 | 0 | 0 | 0 | 0 | 0 | 0 | 0 | 0 | 0 | 0 | 0 | 0 | 0 | 0 | 0 | 0 | 0 | 0 | 0 | 0 | 0
F4_Commercial_College_New_Exterior Lighting_Electric_Linear Lighting_E1 | F4 | Commercial | College | New | Exterior Lighting | Electric | Linear Lighting | E1 | RVT BC Ratio | 0 | 0 | 0 | 0 | 0 | 0 | 0 | 0 | 0 | 0 | 0 | 0 | 0 | 0 | 0 | 0 | 0 | 0 | 0 | 0 | 0 | 0 | 0 | 0 | 0 | 0 | 0 | 0 | 0 | 0
F4_Commercial_College_New_Exterior Lighting_Electric_Linear Lighting_E2 | F4 | Commercial | College | New | Exterior Lighting | Electric | Linear Lighting | E2 | RVT BC Ratio | 0 | 0 | 0 | 0 | 0 | 0 | 0 | 0 | 0 | 0 | 0 | 0 | 0 | 0 | 0 | 0 | 0 | 0 | 0 | 0 | 0 | 0 | 0 | 0 | 0 | 0 | 0 | 0 | 0 | 0
F4_Commercial_College_New_Exterior Lighting_Electric_Linear Lighting_E3 | F4 | Commercial | College | New | Exterior Lighting | Electric | Linear Lighting | E3 | RVT BC Ratio | 0 | 0 | 0 | 0 | 0 | 0 | 0 | 0 | 0 | 0 | 0 | 0 | 0 | 0 | 0 | 0 | 0 | 0 | 0 | 0 | 0 | 0 | 0 | 0 | 0 | 0 | 0 | 0 | 0 | 0
F4_Commercial_College_New_Exterior Lighting_Electric_Linear Lighting_E4 | F4 | Commercial | College | New | Exterior Lighting | Electric | Linear Lighting | E4 | RVT BC Ratio | 0 | 0 | 0 | 0 | 0 | 0 | 0 | 0 | 0 | 0 | 0 | 0 | 0 | 0 | 0 | 0 | 0 | 0 | 0 | 0 | 0 | 0 | 0 | 0 | 0 | 0 | 0 | 0 | 0 | 0
F4_Commercial_College_New_Exterior Lighting_Electric_Linear Lighting_E5 | F4 | Commercial | College | New | Exterior Lighting | Electric | Linear Lighting | E5 | RVT BC Ratio | 0 | 0 | 0 | 0 | 0 | 0 | 0 | 0 | 0 | 0 | 0 | 0 | 0 | 0 | 0 | 0 | 0 | 0 | 0 | 0 | 0 | 0 | 0 | 0 | 0 | 0 | 0 | 0 | 0 | 0
F4_Commercial_College_New_Exterior Lighting_Electric_Linear Lighting_E6 | F4 | Commercial | College | New | Exterior Lighting | Electric | Linear Lighting | E6 | RVT BC Ratio | 0 | 0 | 0 | 0 | 0 | 0 | 0 | 0 | 0 | 0 | 0 | 0 | 0 | 0 | 0 | 0 | 0 | 0 | 0 | 0 | 0 | 0 | 0 | 0 | 0 | 0 | 0 | 0 | 0 | 0
F4_Commercial_College_New_Exterior Lighting_Electric_Linear Lighting_E7 | F4 | Commercial | College | New | Exterior Lighting | Electric | Linear Lighting | E7 | RVT BC Ratio | 0 | 0 | 0 | 0 | 0 | 0 | 0 | 0 | 0 | 0 | 0 | 0 | 0 | 0 | 0 | 0 | 0 | 0 | 0 | 0 | 0 | 0 | 0 | 0 | 0 | 0 | 0 | 0 | 0 | 0
F4_Commercial_College_New_Exterior Lighting_Electric_Linear Lighting_E8 | F4 | Commercial | College | New | Exterior Lighting | Electric | Linear Lighting | E8 | RVT BC Ratio | 0 | 0 | 0 | 0 | 0 | 0 | 0 | 0 | 0 | 0 | 0 | 0 | 0 | 0 | 0 | 0 | 0 | 0 | 0 | 0 | 0 | 0 | 0 | 0 | 0 | 0 | 0 | 0 | 0 | 0
F4_Commercial_College_New_Exterior Lighting_Electric_Linear Lighting_E9 | F4 | Commercial | College | New | Exterior Lighting | Electric | Linear Lighting | E9 | RVT BC Ratio | 0 | 0 | 0 | 0 | 0 | 0 | 0 | 0 | 0 | 0 | 0 | 0 | 0 | 0 | 0 | 0 | 0 | 0 | 0 | 0 | 0 | 0 | 0 | 0 | 0 | 0 | 0 | 0 | 0 | 0
F4_Commercial_College_New_Exterior Lighting_Electric_Linear Lighting_E10 | F4 | Commercial | College | New | Exterior Lighting | Electric | Linear Lighting | E10 | RVT BC Ratio | 0 | 0 | 0 | 0 | 0 | 0 | 0 | 0 | 0 | 0 | 0 | 0 | 0 | 0 | 0 | 0 | 0 | 0 | 0 | 0 | 0 | 0 | 0 | 0 | 0 | 0 | 0 | 0 | 0 | 0
F5_Commercial_College_New_Exterior Lighting_Electric_Linear Lighting_E1 | F5 | Commercial | College | New | Exterior Lighting | Electric | Linear Lighting | E1 | RIM BC Ratio | 0 | 0 | 0 | 0 | 0 | 0 | 0 | 0 | 0 | 0 | 0 | 0 | 0 | 0 | 0 | 0 | 0 | 0 | 0 | 0 | 0 | 0 | 0 | 0 | 0 | 0 | 0 | 0 | 0 | 0
F5_Commercial_College_New_Exterior Lighting_Electric_Linear Lighting_E2 | F5 | Commercial | College | New | Exterior Lighting | Electric | Linear Lighting | E2 | RIM BC Ratio | 0 | 0 | 0 | 0 | 0 | 0 | 0 | 0 | 0 | 0 | 0 | 0 | 0 | 0 | 0 | 0 | 0 | 0 | 0 | 0 | 0 | 0 | 0 | 0 | 0 | 0 | 0 | 0 | 0 | 0
F5_Commercial_College_New_Exterior Lighting_Electric_Linear Lighting_E3 | F5 | Commercial | College | New | Exterior Lighting | Electric | Linear Lighting | E3 | RIM BC Ratio | 0 | 0 | 0 | 0 | 0 | 0 | 0 | 0 | 0 | 0 | 0 | 0 | 0 | 0 | 0 | 0 | 0 | 0 | 0 | 0 | 0 | 0 | 0 | 0 | 0 | 0 | 0 | 0 | 0 | 0
F5_Commercial_College_New_Exterior Lighting_Electric_Linear Lighting_E4 | F5 | Commercial | College | New | Exterior Lighting | Electric | Linear Lighting | E4 | RIM BC Ratio | 0 | 0 | 0 | 0 | 0 | 0 | 0 | 0 | 0 | 0 | 0 | 0 | 0 | 0 | 0 | 0 | 0 | 0 | 0 | 0 | 0 | 0 | 0 | 0 | 0 | 0 | 0 | 0 | 0 | 0
F5_Commercial_College_New_Exterior Lighting_Electric_Linear Lighting_E5 | F5 | Commercial | College | New | Exterior Lighting | Electric | Linear Lighting | E5 | RIM BC Ratio | 0 | 0 | 0 | 0 | 0 | 0 | 0 | 0 | 0 | 0 | 0 | 0 | 0 | 0 | 0 | 0 | 0 | 0 | 0 | 0 | 0 | 0 | 0 | 0 | 0 | 0 | 0 | 0 | 0 | 0
F5_Commercial_College_New_Exterior Lighting_Electric_Linear Lighting_E6 | F5 | Commercial | College | New | Exterior Lighting | Electric | Linear Lighting | E6 | RIM BC Ratio | 0 | 0 | 0 | 0 | 0 | 0 | 0 | 0 | 0 | 0 | 0 | 0 | 0 | 0 | 0 | 0 | 0 | 0 | 0 | 0 | 0 | 0 | 0 | 0 | 0 | 0 | 0 | 0 | 0 | 0
F5_Commercial_College_New_Exterior Lighting_Electric_Linear Lighting_E7 | F5 | Commercial | College | New | Exterior Lighting | Electric | Linear Lighting | E7 | RIM BC Ratio | 0 | 0 | 0 | 0 | 0 | 0 | 0 | 0 | 0 | 0 | 0 | 0 | 0 | 0 | 0 | 0 | 0 | 0 | 0 | 0 | 0 | 0 | 0 | 0 | 0 | 0 | 0 | 0 | 0 | 0
F5_Commercial_College_New_Exterior Lighting_Electric_Linear Lighting_E8 | F5 | Commercial | College | New | Exterior Lighting | Electric | Linear Lighting | E8 | RIM BC Ratio | 0 | 0 | 0 | 0 | 0 | 0 | 0 | 0 | 0 | 0 | 0 | 0 | 0 | 0 | 0 | 0 | 0 | 0 | 0 | 0 | 0 | 0 | 0 | 0 | 0 | 0 | 0 | 0 | 0 | 0
F5_Commercial_College_New_Exterior Lighting_Electric_Linear Lighting_E9 | F5 | Commercial | College | New | Exterior Lighting | Electric | Linear Lighting | E9 | RIM BC Ratio | 0 | 0 | 0 | 0 | 0 | 0 | 0 | 0 | 0 | 0 | 0 | 0 | 0 | 0 | 0 | 0 | 0 | 0 | 0 | 0 | 0 | 0 | 0 | 0 | 0 | 0 | 0 | 0 | 0 | 0
F5_Commercial_College_New_Exterior Lighting_Electric_Linear Lighting_E10 | F5 | Commercial | College | New | Exterior Lighting | Electric | Linear Lighting | E10 | RIM BC Ratio | 0 | 0 | 0 | 0 | 0 | 0 | 0 | 0 | 0 | 0 | 0 | 0 | 0 | 0 | 0 | 0 | 0 | 0 | 0 | 0 | 0 | 0 | 0 | 0 | 0 | 0 | 0 | 0 | 0 | 0
F0_Commercial_College_New_Refrigeration_Electric_Walk-in Refrigerator/Freezer_E0 | F0 | Commercial | College | New | Refrigeration | Electric | Walk-in Refrigerator/Freezer | E0 | Economic Unit | 0 | 0 | 0 | 0 | 0 | 0 | 0 | 0 | 0 | 0 | 0 | 0 | 0 | 0 | 0 | 0 | 0 | 0 | 0 | 0 | 0 | 0 | 0 | 0 | 0 | 0 | 0 | 0 | 0 | 0
F1_Commercial_College_New_Refrigeration_Electric_Walk-in Refrigerator/Freezer_E1 | F1 | Commercial | College | New | Refrigeration | Electric | Walk-in Refrigerator/Freezer | E1 | CCE | 0 | 0 | 0 | 0 | 0 | 0 | 0 | 0 | 0 | 0 | 0 | 0 | 0 | 0 | 0 | 0 | 0 | 0 | 0 | 0 | 0 | 0 | 0 | 0 | 0 | 0 | 0 | 0 | 0 | 0
F1_Commercial_College_New_Refrigeration_Electric_Walk-in Refrigerator/Freezer_E2 | F1 | Commercial | College | New | Refrigeration | Electric | Walk-in Refrigerator/Freezer | E2 | CCE | 0 | 0 | 0 | 0 | 0 | 0 | 0 | 0 | 0 | 0 | 0 | 0 | 0 | 0 | 0 | 0 | 0 | 0 | 0 | 0 | 0 | 0 | 0 | 0 | 0 | 0 | 0 | 0 | 0 | 0
F1_Commercial_College_New_Refrigeration_Electric_Walk-in Refrigerator/Freezer_E3 | F1 | Commercial | College | New | Refrigeration | Electric | Walk-in Refrigerator/Freezer | E3 | CCE | 0 | 0 | 0 | 0 | 0 | 0 | 0 | 0 | 0 | 0 | 0 | 0 | 0 | 0 | 0 | 0 | 0 | 0 | 0 | 0 | 0 | 0 | 0 | 0 | 0 | 0 | 0 | 0 | 0 | 0
F1_Commercial_College_New_Refrigeration_Electric_Walk-in Refrigerator/Freezer_E4 | F1 | Commercial | College | New | Refrigeration | Electric | Walk-in Refrigerator/Freezer | E4 | CCE | 0 | 0 | 0 | 0 | 0 | 0 | 0 | 0 | 0 | 0 | 0 | 0 | 0 | 0 | 0 | 0 | 0 | 0 | 0 | 0 | 0 | 0 | 0 | 0 | 0 | 0 | 0 | 0 | 0 | 0
F1_Commercial_College_New_Refrigeration_Electric_Walk-in Refrigerator/Freezer_E5 | F1 | Commercial | College | New | Refrigeration | Electric | Walk-in Refrigerator/Freezer | E5 | CCE | 0 | 0 | 0 | 0 | 0 | 0 | 0 | 0 | 0 | 0 | 0 | 0 | 0 | 0 | 0 | 0 | 0 | 0 | 0 | 0 | 0 | 0 | 0 | 0 | 0 | 0 | 0 | 0 | 0 | 0
F1_Commercial_College_New_Refrigeration_Electric_Walk-in Refrigerator/Freezer_E6 | F1 | Commercial | College | New | Refrigeration | Electric | Walk-in Refrigerator/Freezer | E6 | CCE | 0 | 0 | 0 | 0 | 0 | 0 | 0 | 0 | 0 | 0 | 0 | 0 | 0 | 0 | 0 | 0 | 0 | 0 | 0 | 0 | 0 | 0 | 0 | 0 | 0 | 0 | 0 | 0 | 0 | 0
F1_Commercial_College_New_Refrigeration_Electric_Walk-in Refrigerator/Freezer_E7 | F1 | Commercial | College | New | Refrigeration | Electric | Walk-in Refrigerator/Freezer | E7 | CCE | 0 | 0 | 0 | 0 | 0 | 0 | 0 | 0 | 0 | 0 | 0 | 0 | 0 | 0 | 0 | 0 | 0 | 0 | 0 | 0 | 0 | 0 | 0 | 0 | 0 | 0 | 0 | 0 | 0 | 0
F1_Commercial_College_New_Refrigeration_Electric_Walk-in Refrigerator/Freezer_E8 | F1 | Commercial | College | New | Refrigeration | Electric | Walk-in Refrigerator/Freezer | E8 | CCE | 0 | 0 | 0 | 0 | 0 | 0 | 0 | 0 | 0 | 0 | 0 | 0 | 0 | 0 | 0 | 0 | 0 | 0 | 0 | 0 | 0 | 0 | 0 | 0 | 0 | 0 | 0 | 0 | 0 | 0
F1_Commercial_College_New_Refrigeration_Electric_Walk-in Refrigerator/Freezer_E9 | F1 | Commercial | College | New | Refrigeration | Electric | Walk-in Refrigerator/Freezer | E9 | CCE | 0 | 0 | 0 | 0 | 0 | 0 | 0 | 0 | 0 | 0 | 0 | 0 | 0 | 0 | 0 | 0 | 0 | 0 | 0 | 0 | 0 | 0 | 0 | 0 | 0 | 0 | 0 | 0 | 0 | 0
F1_Commercial_College_New_Refrigeration_Electric_Walk-in Refrigerator/Freezer_E10 | F1 | Commercial | College | New | Refrigeration | Electric | Walk-in Refrigerator/Freezer | E10 | CCE | 0 | 0 | 0 | 0 | 0 | 0 | 0 | 0 | 0 | 0 | 0 | 0 | 0 | 0 | 0 | 0 | 0 | 0 | 0 | 0 | 0 | 0 | 0 | 0 | 0 | 0 | 0 | 0 | 0 | 0
F2_Commercial_College_New_Refrigeration_Electric_Walk-in Refrigerator/Freezer_E1 | F2 | Commercial | College | New | Refrigeration | Electric | Walk-in Refrigerator/Freezer | E1 | TRC BC Ratio | 0 | 0 | 0 | 0 | 0 | 0 | 0 | 0 | 0 | 0 | 0 | 0 | 0 | 0 | 0 | 0 | 0 | 0 | 0 | 0 | 0 | 0 | 0 | 0 | 0 | 0 | 0 | 0 | 0 | 0
F2_Commercial_College_New_Refrigeration_Electric_Walk-in Refrigerator/Freezer_E2 | F2 | Commercial | College | New | Refrigeration | Electric | Walk-in Refrigerator/Freezer | E2 | TRC BC Ratio | 0 | 0 | 0 | 0 | 0 | 0 | 0 | 0 | 0 | 0 | 0 | 0 | 0 | 0 | 0 | 0 | 0 | 0 | 0 | 0 | 0 | 0 | 0 | 0 | 0 | 0 | 0 | 0 | 0 | 0
F2_Commercial_College_New_Refrigeration_Electric_Walk-in Refrigerator/Freezer_E3 | F2 | Commercial | College | New | Refrigeration | Electric | Walk-in Refrigerator/Freezer | E3 | TRC BC Ratio | 0 | 0 | 0 | 0 | 0 | 0 | 0 | 0 | 0 | 0 | 0 | 0 | 0 | 0 | 0 | 0 | 0 | 0 | 0 | 0 | 0 | 0 | 0 | 0 | 0 | 0 | 0 | 0 | 0 | 0
F2_Commercial_College_New_Refrigeration_Electric_Walk-in Refrigerator/Freezer_E4 | F2 | Commercial | College | New | Refrigeration | Electric | Walk-in Refrigerator/Freezer | E4 | TRC BC Ratio | 0 | 0 | 0 | 0 | 0 | 0 | 0 | 0 | 0 | 0 | 0 | 0 | 0 | 0 | 0 | 0 | 0 | 0 | 0 | 0 | 0 | 0 | 0 | 0 | 0 | 0 | 0 | 0 | 0 | 0
F2_Commercial_College_New_Refrigeration_Electric_Walk-in Refrigerator/Freezer_E5 | F2 | Commercial | College | New | Refrigeration | Electric | Walk-in Refrigerator/Freezer | E5 | TRC BC Ratio | 0 | 0 | 0 | 0 | 0 | 0 | 0 | 0 | 0 | 0 | 0 | 0 | 0 | 0 | 0 | 0 | 0 | 0 | 0 | 0 | 0 | 0 | 0 | 0 | 0 | 0 | 0 | 0 | 0 | 0
F2_Commercial_College_New_Refrigeration_Electric_Walk-in Refrigerator/Freezer_E6 | F2 | Commercial | College | New | Refrigeration | Electric | Walk-in Refrigerator/Freezer | E6 | TRC BC Ratio | 0 | 0 | 0 | 0 | 0 | 0 | 0 | 0 | 0 | 0 | 0 | 0 | 0 | 0 | 0 | 0 | 0 | 0 | 0 | 0 | 0 | 0 | 0 | 0 | 0 | 0 | 0 | 0 | 0 | 0
F2_Commercial_College_New_Refrigeration_Electric_Walk-in Refrigerator/Freezer_E7 | F2 | Commercial | College | New | Refrigeration | Electric | Walk-in Refrigerator/Freezer | E7 | TRC BC Ratio | 0 | 0 | 0 | 0 | 0 | 0 | 0 | 0 | 0 | 0 | 0 | 0 | 0 | 0 | 0 | 0 | 0 | 0 | 0 | 0 | 0 | 0 | 0 | 0 | 0 | 0 | 0 | 0 | 0 | 0
F2_Commercial_College_New_Refrigeration_Electric_Walk-in Refrigerator/Freezer_E8 | F2 | Commercial | College | New | Refrigeration | Electric | Walk-in Refrigerator/Freezer | E8 | TRC BC Ratio | 0 | 0 | 0 | 0 | 0 | 0 | 0 | 0 | 0 | 0 | 0 | 0 | 0 | 0 | 0 | 0 | 0 | 0 | 0 | 0 | 0 | 0 | 0 | 0 | 0 | 0 | 0 | 0 | 0 | 0
F2_Commercial_College_New_Refrigeration_Electric_Walk-in Refrigerator/Freezer_E9 | F2 | Commercial | College | New | Refrigeration | Electric | Walk-in Refrigerator/Freezer | E9 | TRC BC Ratio | 0 | 0 | 0 | 0 | 0 | 0 | 0 | 0 | 0 | 0 | 0 | 0 | 0 | 0 | 0 | 0 | 0 | 0 | 0 | 0 | 0 | 0 | 0 | 0 | 0 | 0 | 0 | 0 | 0 | 0
F2_Commercial_College_New_Refrigeration_Electric_Walk-in Refrigerator/Freezer_E10 | F2 | Commercial | College | New | Refrigeration | Electric | Walk-in Refrigerator/Freezer | E10 | TRC BC Ratio | 0 | 0 | 0 | 0 | 0 | 0 | 0 | 0 | 0 | 0 | 0 | 0 | 0 | 0 | 0 | 0 | 0 | 0 | 0 | 0 | 0 | 0 | 0 | 0 | 0 | 0 | 0 | 0 | 0 | 0
F3_Commercial_College_New_Refrigeration_Electric_Walk-in Refrigerator/Freezer_E1 | F3 | Commercial | College | New | Refrigeration | Electric | Walk-in Refrigerator/Freezer | E1 | PACT BC Ratio | 0 | 0 | 0 | 0 | 0 | 0 | 0 | 0 | 0 | 0 | 0 | 0 | 0 | 0 | 0 | 0 | 0 | 0 | 0 | 0 | 0 | 0 | 0 | 0 | 0 | 0 | 0 | 0 | 0 | 0
F3_Commercial_College_New_Refrigeration_Electric_Walk-in Refrigerator/Freezer_E2 | F3 | Commercial | College | New | Refrigeration | Electric | Walk-in Refrigerator/Freezer | E2 | PACT BC Ratio | 0 | 0 | 0 | 0 | 0 | 0 | 0 | 0 | 0 | 0 | 0 | 0 | 0 | 0 | 0 | 0 | 0 | 0 | 0 | 0 | 0 | 0 | 0 | 0 | 0 | 0 | 0 | 0 | 0 | 0
F3_Commercial_College_New_Refrigeration_Electric_Walk-in Refrigerator/Freezer_E3 | F3 | Commercial | College | New | Refrigeration | Electric | Walk-in Refrigerator/Freezer | E3 | PACT BC Ratio | 0 | 0 | 0 | 0 | 0 | 0 | 0 | 0 | 0 | 0 | 0 | 0 | 0 | 0 | 0 | 0 | 0 | 0 | 0 | 0 | 0 | 0 | 0 | 0 | 0 | 0 | 0 | 0 | 0 | 0
F3_Commercial_College_New_Refrigeration_Electric_Walk-in Refrigerator/Freezer_E4 | F3 | Commercial | College | New | Refrigeration | Electric | Walk-in Refrigerator/Freezer | E4 | PACT BC Ratio | 0 | 0 | 0 | 0 | 0 | 0 | 0 | 0 | 0 | 0 | 0 | 0 | 0 | 0 | 0 | 0 | 0 | 0 | 0 | 0 | 0 | 0 | 0 | 0 | 0 | 0 | 0 | 0 | 0 | 0
F3_Commercial_College_New_Refrigeration_Electric_Walk-in Refrigerator/Freezer_E5 | F3 | Commercial | College | New | Refrigeration | Electric | Walk-in Refrigerator/Freezer | E5 | PACT BC Ratio | 0 | 0 | 0 | 0 | 0 | 0 | 0 | 0 | 0 | 0 | 0 | 0 | 0 | 0 | 0 | 0 | 0 | 0 | 0 | 0 | 0 | 0 | 0 | 0 | 0 | 0 | 0 | 0 | 0 | 0
F3_Commercial_College_New_Refrigeration_Electric_Walk-in Refrigerator/Freezer_E6 | F3 | Commercial | College | New | Refrigeration | Electric | Walk-in Refrigerator/Freezer | E6 | PACT BC Ratio | 0 | 0 | 0 | 0 | 0 | 0 | 0 | 0 | 0 | 0 | 0 | 0 | 0 | 0 | 0 | 0 | 0 | 0 | 0 | 0 | 0 | 0 | 0 | 0 | 0 | 0 | 0 | 0 | 0 | 0
F3_Commercial_College_New_Refrigeration_Electric_Walk-in Refrigerator/Freezer_E7 | F3 | Commercial | College | New | Refrigeration | Electric | Walk-in Refrigerator/Freezer | E7 | PACT BC Ratio | 0 | 0 | 0 | 0 | 0 | 0 | 0 | 0 | 0 | 0 | 0 | 0 | 0 | 0 | 0 | 0 | 0 | 0 | 0 | 0 | 0 | 0 | 0 | 0 | 0 | 0 | 0 | 0 | 0 | 0
F3_Commercial_College_New_Refrigeration_Electric_Walk-in Refrigerator/Freezer_E8 | F3 | Commercial | College | New | Refrigeration | Electric | Walk-in Refrigerator/Freezer | E8 | PACT BC Ratio | 0 | 0 | 0 | 0 | 0 | 0 | 0 | 0 | 0 | 0 | 0 | 0 | 0 | 0 | 0 | 0 | 0 | 0 | 0 | 0 | 0 | 0 | 0 | 0 | 0 | 0 | 0 | 0 | 0 | 0
F3_Commercial_College_New_Refrigeration_Electric_Walk-in Refrigerator/Freezer_E9 | F3 | Commercial | College | New | Refrigeration | Electric | Walk-in Refrigerator/Freezer | E9 | PACT BC Ratio | 0 | 0 | 0 | 0 | 0 | 0 | 0 | 0 | 0 | 0 | 0 | 0 | 0 | 0 | 0 | 0 | 0 | 0 | 0 | 0 | 0 | 0 | 0 | 0 | 0 | 0 | 0 | 0 | 0 | 0
F3_Commercial_College_New_Refrigeration_Electric_Walk-in Refrigerator/Freezer_E10 | F3 | Commercial | College | New | Refrigeration | Electric | Walk-in Refrigerator/Freezer | E10 | PACT BC Ratio | 0 | 0 | 0 | 0 | 0 | 0 | 0 | 0 | 0 | 0 | 0 | 0 | 0 | 0 | 0 | 0 | 0 | 0 | 0 | 0 | 0 | 0 | 0 | 0 | 0 | 0 | 0 | 0 | 0 | 0
F4_Commercial_College_New_Refrigeration_Electric_Walk-in Refrigerator/Freezer_E1 | F4 | Commercial | College | New | Refrigeration | Electric | Walk-in Refrigerator/Freezer | E1 | RVT BC Ratio | 0 | 0 | 0 | 0 | 0 | 0 | 0 | 0 | 0 | 0 | 0 | 0 | 0 | 0 | 0 | 0 | 0 | 0 | 0 | 0 | 0 | 0 | 0 | 0 | 0 | 0 | 0 | 0 | 0 | 0
F4_Commercial_College_New_Refrigeration_Electric_Walk-in Refrigerator/Freezer_E2 | F4 | Commercial | College | New | Refrigeration | Electric | Walk-in Refrigerator/Freezer | E2 | RVT BC Ratio | 0 | 0 | 0 | 0 | 0 | 0 | 0 | 0 | 0 | 0 | 0 | 0 | 0 | 0 | 0 | 0 | 0 | 0 | 0 | 0 | 0 | 0 | 0 | 0 | 0 | 0 | 0 | 0 | 0 | 0
F4_Commercial_College_New_Refrigeration_Electric_Walk-in Refrigerator/Freezer_E3 | F4 | Commercial | College | New | Refrigeration | Electric | Walk-in Refrigerator/Freezer | E3 | RVT BC Ratio | 0 | 0 | 0 | 0 | 0 | 0 | 0 | 0 | 0 | 0 | 0 | 0 | 0 | 0 | 0 | 0 | 0 | 0 | 0 | 0 | 0 | 0 | 0 | 0 | 0 | 0 | 0 | 0 | 0 | 0
F4_Commercial_College_New_Refrigeration_Electric_Walk-in Refrigerator/Freezer_E4 | F4 | Commercial | College | New | Refrigeration | Electric | Walk-in Refrigerator/Freezer | E4 | RVT BC Ratio | 0 | 0 | 0 | 0 | 0 | 0 | 0 | 0 | 0 | 0 | 0 | 0 | 0 | 0 | 0 | 0 | 0 | 0 | 0 | 0 | 0 | 0 | 0 | 0 | 0 | 0 | 0 | 0 | 0 | 0
F4_Commercial_College_New_Refrigeration_Electric_Walk-in Refrigerator/Freezer_E5 | F4 | Commercial | College | New | Refrigeration | Electric | Walk-in Refrigerator/Freezer | E5 | RVT BC Ratio | 0 | 0 | 0 | 0 | 0 | 0 | 0 | 0 | 0 | 0 | 0 | 0 | 0 | 0 | 0 | 0 | 0 | 0 | 0 | 0 | 0 | 0 | 0 | 0 | 0 | 0 | 0 | 0 | 0 | 0
F4_Commercial_College_New_Refrigeration_Electric_Walk-in Refrigerator/Freezer_E6 | F4 | Commercial | College | New | Refrigeration | Electric | Walk-in Refrigerator/Freezer | E6 | RVT BC Ratio | 0 | 0 | 0 | 0 | 0 | 0 | 0 | 0 | 0 | 0 | 0 | 0 | 0 | 0 | 0 | 0 | 0 | 0 | 0 | 0 | 0 | 0 | 0 | 0 | 0 | 0 | 0 | 0 | 0 | 0
F4_Commercial_College_New_Refrigeration_Electric_Walk-in Refrigerator/Freezer_E7 | F4 | Commercial | College | New | Refrigeration | Electric | Walk-in Refrigerator/Freezer | E7 | RVT BC Ratio | 0 | 0 | 0 | 0 | 0 | 0 | 0 | 0 | 0 | 0 | 0 | 0 | 0 | 0 | 0 | 0 | 0 | 0 | 0 | 0 | 0 | 0 | 0 | 0 | 0 | 0 | 0 | 0 | 0 | 0
F4_Commercial_College_New_Refrigeration_Electric_Walk-in Refrigerator/Freezer_E8 | F4 | Commercial | College | New | Refrigeration | Electric | Walk-in Refrigerator/Freezer | E8 | RVT BC Ratio | 0 | 0 | 0 | 0 | 0 | 0 | 0 | 0 | 0 | 0 | 0 | 0 | 0 | 0 | 0 | 0 | 0 | 0 | 0 | 0 | 0 | 0 | 0 | 0 | 0 | 0 | 0 | 0 | 0 | 0
F4_Commercial_College_New_Refrigeration_Electric_Walk-in Refrigerator/Freezer_E9 | F4 | Commercial | College | New | Refrigeration | Electric | Walk-in Refrigerator/Freezer | E9 | RVT BC Ratio | 0 | 0 | 0 | 0 | 0 | 0 | 0 | 0 | 0 | 0 | 0 | 0 | 0 | 0 | 0 | 0 | 0 | 0 | 0 | 0 | 0 | 0 | 0 | 0 | 0 | 0 | 0 | 0 | 0 | 0
F4_Commercial_College_New_Refrigeration_Electric_Walk-in Refrigerator/Freezer_E10 | F4 | Commercial | College | New | Refrigeration | Electric | Walk-in Refrigerator/Freezer | E10 | RVT BC Ratio | 0 | 0 | 0 | 0 | 0 | 0 | 0 | 0 | 0 | 0 | 0 | 0 | 0 | 0 | 0 | 0 | 0 | 0 | 0 | 0 | 0 | 0 | 0 | 0 | 0 | 0 | 0 | 0 | 0 | 0
F5_Commercial_College_New_Refrigeration_Electric_Walk-in Refrigerator/Freezer_E1 | F5 | Commercial | College | New | Refrigeration | Electric | Walk-in Refrigerator/Freezer | E1 | RIM BC Ratio | 0 | 0 | 0 | 0 | 0 | 0 | 0 | 0 | 0 | 0 | 0 | 0 | 0 | 0 | 0 | 0 | 0 | 0 | 0 | 0 | 0 | 0 | 0 | 0 | 0 | 0 | 0 | 0 | 0 | 0
F5_Commercial_College_New_Refrigeration_Electric_Walk-in Refrigerator/Freezer_E2 | F5 | Commercial | College | New | Refrigeration | Electric | Walk-in Refrigerator/Freezer | E2 | RIM BC Ratio | 0 | 0 | 0 | 0 | 0 | 0 | 0 | 0 | 0 | 0 | 0 | 0 | 0 | 0 | 0 | 0 | 0 | 0 | 0 | 0 | 0 | 0 | 0 | 0 | 0 | 0 | 0 | 0 | 0 | 0
F5_Commercial_College_New_Refrigeration_Electric_Walk-in Refrigerator/Freezer_E3 | F5 | Commercial | College | New | Refrigeration | Electric | Walk-in Refrigerator/Freezer | E3 | RIM BC Ratio | 0 | 0 | 0 | 0 | 0 | 0 | 0 | 0 | 0 | 0 | 0 | 0 | 0 | 0 | 0 | 0 | 0 | 0 | 0 | 0 | 0 | 0 | 0 | 0 | 0 | 0 | 0 | 0 | 0 | 0
F5_Commercial_College_New_Refrigeration_Electric_Walk-in Refrigerator/Freezer_E4 | F5 | Commercial | College | New | Refrigeration | Electric | Walk-in Refrigerator/Freezer | E4 | RIM BC Ratio | 0 | 0 | 0 | 0 | 0 | 0 | 0 | 0 | 0 | 0 | 0 | 0 | 0 | 0 | 0 | 0 | 0 | 0 | 0 | 0 | 0 | 0 | 0 | 0 | 0 | 0 | 0 | 0 | 0 | 0
F5_Commercial_College_New_Refrigeration_Electric_Walk-in Refrigerator/Freezer_E5 | F5 | Commercial | College | New | Refrigeration | Electric | Walk-in Refrigerator/Freezer | E5 | RIM BC Ratio | 0 | 0 | 0 | 0 | 0 | 0 | 0 | 0 | 0 | 0 | 0 | 0 | 0 | 0 | 0 | 0 | 0 | 0 | 0 | 0 | 0 | 0 | 0 | 0 | 0 | 0 | 0 | 0 | 0 | 0
F5_Commercial_College_New_Refrigeration_Electric_Walk-in Refrigerator/Freezer_E6 | F5 | Commercial | College | New | Refrigeration | Electric | Walk-in Refrigerator/Freezer | E6 | RIM BC Ratio | 0 | 0 | 0 | 0 | 0 | 0 | 0 | 0 | 0 | 0 | 0 | 0 | 0 | 0 | 0 | 0 | 0 | 0 | 0 | 0 | 0 | 0 | 0 | 0 | 0 | 0 | 0 | 0 | 0 | 0
F5_Commercial_College_New_Refrigeration_Electric_Walk-in Refrigerator/Freezer_E7 | F5 | Commercial | College | New | Refrigeration | Electric | Walk-in Refrigerator/Freezer | E7 | RIM BC Ratio | 0 | 0 | 0 | 0 | 0 | 0 | 0 | 0 | 0 | 0 | 0 | 0 | 0 | 0 | 0 | 0 | 0 | 0 | 0 | 0 | 0 | 0 | 0 | 0 | 0 | 0 | 0 | 0 | 0 | 0
F5_Commercial_College_New_Refrigeration_Electric_Walk-in Refrigerator/Freezer_E8 | F5 | Commercial | College | New | Refrigeration | Electric | Walk-in Refrigerator/Freezer | E8 | RIM BC Ratio | 0 | 0 | 0 | 0 | 0 | 0 | 0 | 0 | 0 | 0 | 0 | 0 | 0 | 0 | 0 | 0 | 0 | 0 | 0 | 0 | 0 | 0 | 0 | 0 | 0 | 0 | 0 | 0 | 0 | 0
F5_Commercial_College_New_Refrigeration_Electric_Walk-in Refrigerator/Freezer_E9 | F5 | Commercial | College | New | Refrigeration | Electric | Walk-in Refrigerator/Freezer | E9 | RIM BC Ratio | 0 | 0 | 0 | 0 | 0 | 0 | 0 | 0 | 0 | 0 | 0 | 0 | 0 | 0 | 0 | 0 | 0 | 0 | 0 | 0 | 0 | 0 | 0 | 0 | 0 | 0 | 0 | 0 | 0 | 0
F5_Commercial_College_New_Refrigeration_Electric_Walk-in Refrigerator/Freezer_E10 | F5 | Commercial | College | New | Refrigeration | Electric | Walk-in Refrigerator/Freezer | E10 | RIM BC Ratio | 0 | 0 | 0 | 0 | 0 | 0 | 0 | 0 | 0 | 0 | 0 | 0 | 0 | 0 | 0 | 0 | 0 | 0 | 0 | 0 | 0 | 0 | 0 | 0 | 0 | 0 | 0 | 0 | 0 | 0
F0_Commercial_College_New_Refrigeration_Electric_Reach-in Refrigerator/Freezer_E0 | F0 | Commercial | College | New | Refrigeration | Electric | Reach-in Refrigerator/Freezer | E0 | Economic Unit | 0 | 0 | 0 | 0 | 0 | 0 | 0 | 0 | 0 | 0 | 0 | 0 | 0 | 0 | 0 | 0 | 0 | 0 | 0 | 0 | 0 | 0 | 0 | 0 | 0 | 0 | 0 | 0 | 0 | 0
F1_Commercial_College_New_Refrigeration_Electric_Reach-in Refrigerator/Freezer_E1 | F1 | Commercial | College | New | Refrigeration | Electric | Reach-in Refrigerator/Freezer | E1 | CCE | 0 | 0 | 0 | 0 | 0 | 0 | 0 | 0 | 0 | 0 | 0 | 0 | 0 | 0 | 0 | 0 | 0 | 0 | 0 | 0 | 0 | 0 | 0 | 0 | 0 | 0 | 0 | 0 | 0 | 0
F1_Commercial_College_New_Refrigeration_Electric_Reach-in Refrigerator/Freezer_E2 | F1 | Commercial | College | New | Refrigeration | Electric | Reach-in Refrigerator/Freezer | E2 | CCE | 0 | 0 | 0 | 0 | 0 | 0 | 0 | 0 | 0 | 0 | 0 | 0 | 0 | 0 | 0 | 0 | 0 | 0 | 0 | 0 | 0 | 0 | 0 | 0 | 0 | 0 | 0 | 0 | 0 | 0
F1_Commercial_College_New_Refrigeration_Electric_Reach-in Refrigerator/Freezer_E3 | F1 | Commercial | College | New | Refrigeration | Electric | Reach-in Refrigerator/Freezer | E3 | CCE | 0 | 0 | 0 | 0 | 0 | 0 | 0 | 0 | 0 | 0 | 0 | 0 | 0 | 0 | 0 | 0 | 0 | 0 | 0 | 0 | 0 | 0 | 0 | 0 | 0 | 0 | 0 | 0 | 0 | 0
F1_Commercial_College_New_Refrigeration_Electric_Reach-in Refrigerator/Freezer_E4 | F1 | Commercial | College | New | Refrigeration | Electric | Reach-in Refrigerator/Freezer | E4 | CCE | 0 | 0 | 0 | 0 | 0 | 0 | 0 | 0 | 0 | 0 | 0 | 0 | 0 | 0 | 0 | 0 | 0 | 0 | 0 | 0 | 0 | 0 | 0 | 0 | 0 | 0 | 0 | 0 | 0 | 0
F1_Commercial_College_New_Refrigeration_Electric_Reach-in Refrigerator/Freezer_E5 | F1 | Commercial | College | New | Refrigeration | Electric | Reach-in Refrigerator/Freezer | E5 | CCE | 0 | 0 | 0 | 0 | 0 | 0 | 0 | 0 | 0 | 0 | 0 | 0 | 0 | 0 | 0 | 0 | 0 | 0 | 0 | 0 | 0 | 0 | 0 | 0 | 0 | 0 | 0 | 0 | 0 | 0
F1_Commercial_College_New_Refrigeration_Electric_Reach-in Refrigerator/Freezer_E6 | F1 | Commercial | College | New | Refrigeration | Electric | Reach-in Refrigerator/Freezer | E6 | CCE | 0 | 0 | 0 | 0 | 0 | 0 | 0 | 0 | 0 | 0 | 0 | 0 | 0 | 0 | 0 | 0 | 0 | 0 | 0 | 0 | 0 | 0 | 0 | 0 | 0 | 0 | 0 | 0 | 0 | 0
F1_Commercial_College_New_Refrigeration_Electric_Reach-in Refrigerator/Freezer_E7 | F1 | Commercial | College | New | Refrigeration | Electric | Reach-in Refrigerator/Freezer | E7 | CCE | 0 | 0 | 0 | 0 | 0 | 0 | 0 | 0 | 0 | 0 | 0 | 0 | 0 | 0 | 0 | 0 | 0 | 0 | 0 | 0 | 0 | 0 | 0 | 0 | 0 | 0 | 0 | 0 | 0 | 0
F1_Commercial_College_New_Refrigeration_Electric_Reach-in Refrigerator/Freezer_E8 | F1 | Commercial | College | New | Refrigeration | Electric | Reach-in Refrigerator/Freezer | E8 | CCE | 0 | 0 | 0 | 0 | 0 | 0 | 0 | 0 | 0 | 0 | 0 | 0 | 0 | 0 | 0 | 0 | 0 | 0 | 0 | 0 | 0 | 0 | 0 | 0 | 0 | 0 | 0 | 0 | 0 | 0
F1_Commercial_College_New_Refrigeration_Electric_Reach-in Refrigerator/Freezer_E9 | F1 | Commercial | College | New | Refrigeration | Electric | Reach-in Refrigerator/Freezer | E9 | CCE | 0 | 0 | 0 | 0 | 0 | 0 | 0 | 0 | 0 | 0 | 0 | 0 | 0 | 0 | 0 | 0 | 0 | 0 | 0 | 0 | 0 | 0 | 0 | 0 | 0 | 0 | 0 | 0 | 0 | 0
F1_Commercial_College_New_Refrigeration_Electric_Reach-in Refrigerator/Freezer_E10 | F1 | Commercial | College | New | Refrigeration | Electric | Reach-in Refrigerator/Freezer | E10 | CCE | 0 | 0 | 0 | 0 | 0 | 0 | 0 | 0 | 0 | 0 | 0 | 0 | 0 | 0 | 0 | 0 | 0 | 0 | 0 | 0 | 0 | 0 | 0 | 0 | 0 | 0 | 0 | 0 | 0 | 0
F2_Commercial_College_New_Refrigeration_Electric_Reach-in Refrigerator/Freezer_E1 | F2 | Commercial | College | New | Refrigeration | Electric | Reach-in Refrigerator/Freezer | E1 | TRC BC Ratio | 0 | 0 | 0 | 0 | 0 | 0 | 0 | 0 | 0 | 0 | 0 | 0 | 0 | 0 | 0 | 0 | 0 | 0 | 0 | 0 | 0 | 0 | 0 | 0 | 0 | 0 | 0 | 0 | 0 | 0
F2_Commercial_College_New_Refrigeration_Electric_Reach-in Refrigerator/Freezer_E2 | F2 | Commercial | College | New | Refrigeration | Electric | Reach-in Refrigerator/Freezer | E2 | TRC BC Ratio | 0 | 0 | 0 | 0 | 0 | 0 | 0 | 0 | 0 | 0 | 0 | 0 | 0 | 0 | 0 | 0 | 0 | 0 | 0 | 0 | 0 | 0 | 0 | 0 | 0 | 0 | 0 | 0 | 0 | 0
F2_Commercial_College_New_Refrigeration_Electric_Reach-in Refrigerator/Freezer_E3 | F2 | Commercial | College | New | Refrigeration | Electric | Reach-in Refrigerator/Freezer | E3 | TRC BC Ratio | 0 | 0 | 0 | 0 | 0 | 0 | 0 | 0 | 0 | 0 | 0 | 0 | 0 | 0 | 0 | 0 | 0 | 0 | 0 | 0 | 0 | 0 | 0 | 0 | 0 | 0 | 0 | 0 | 0 | 0
F2_Commercial_College_New_Refrigeration_Electric_Reach-in Refrigerator/Freezer_E4 | F2 | Commercial | College | New | Refrigeration | Electric | Reach-in Refrigerator/Freezer | E4 | TRC BC Ratio | 0 | 0 | 0 | 0 | 0 | 0 | 0 | 0 | 0 | 0 | 0 | 0 | 0 | 0 | 0 | 0 | 0 | 0 | 0 | 0 | 0 | 0 | 0 | 0 | 0 | 0 | 0 | 0 | 0 | 0
F2_Commercial_College_New_Refrigeration_Electric_Reach-in Refrigerator/Freezer_E5 | F2 | Commercial | College | New | Refrigeration | Electric | Reach-in Refrigerator/Freezer | E5 | TRC BC Ratio | 0 | 0 | 0 | 0 | 0 | 0 | 0 | 0 | 0 | 0 | 0 | 0 | 0 | 0 | 0 | 0 | 0 | 0 | 0 | 0 | 0 | 0 | 0 | 0 | 0 | 0 | 0 | 0 | 0 | 0
F2_Commercial_College_New_Refrigeration_Electric_Reach-in Refrigerator/Freezer_E6 | F2 | Commercial | College | New | Refrigeration | Electric | Reach-in Refrigerator/Freezer | E6 | TRC BC Ratio | 0 | 0 | 0 | 0 | 0 | 0 | 0 | 0 | 0 | 0 | 0 | 0 | 0 | 0 | 0 | 0 | 0 | 0 | 0 | 0 | 0 | 0 | 0 | 0 | 0 | 0 | 0 | 0 | 0 | 0
F2_Commercial_College_New_Refrigeration_Electric_Reach-in Refrigerator/Freezer_E7 | F2 | Commercial | College | New | Refrigeration | Electric | Reach-in Refrigerator/Freezer | E7 | TRC BC Ratio | 0 | 0 | 0 | 0 | 0 | 0 | 0 | 0 | 0 | 0 | 0 | 0 | 0 | 0 | 0 | 0 | 0 | 0 | 0 | 0 | 0 | 0 | 0 | 0 | 0 | 0 | 0 | 0 | 0 | 0
F2_Commercial_College_New_Refrigeration_Electric_Reach-in Refrigerator/Freezer_E8 | F2 | Commercial | College | New | Refrigeration | Electric | Reach-in Refrigerator/Freezer | E8 | TRC BC Ratio | 0 | 0 | 0 | 0 | 0 | 0 | 0 | 0 | 0 | 0 | 0 | 0 | 0 | 0 | 0 | 0 | 0 | 0 | 0 | 0 | 0 | 0 | 0 | 0 | 0 | 0 | 0 | 0 | 0 | 0
F2_Commercial_College_New_Refrigeration_Electric_Reach-in Refrigerator/Freezer_E9 | F2 | Commercial | College | New | Refrigeration | Electric | Reach-in Refrigerator/Freezer | E9 | TRC BC Ratio | 0 | 0 | 0 | 0 | 0 | 0 | 0 | 0 | 0 | 0 | 0 | 0 | 0 | 0 | 0 | 0 | 0 | 0 | 0 | 0 | 0 | 0 | 0 | 0 | 0 | 0 | 0 | 0 | 0 | 0
F2_Commercial_College_New_Refrigeration_Electric_Reach-in Refrigerator/Freezer_E10 | F2 | Commercial | College | New | Refrigeration | Electric | Reach-in Refrigerator/Freezer | E10 | TRC BC Ratio | 0 | 0 | 0 | 0 | 0 | 0 | 0 | 0 | 0 | 0 | 0 | 0 | 0 | 0 | 0 | 0 | 0 | 0 | 0 | 0 | 0 | 0 | 0 | 0 | 0 | 0 | 0 | 0 | 0 | 0
F3_Commercial_College_New_Refrigeration_Electric_Reach-in Refrigerator/Freezer_E1 | F3 | Commercial | College | New | Refrigeration | Electric | Reach-in Refrigerator/Freezer | E1 | PACT BC Ratio | 0 | 0 | 0 | 0 | 0 | 0 | 0 | 0 | 0 | 0 | 0 | 0 | 0 | 0 | 0 | 0 | 0 | 0 | 0 | 0 | 0 | 0 | 0 | 0 | 0 | 0 | 0 | 0 | 0 | 0
F3_Commercial_College_New_Refrigeration_Electric_Reach-in Refrigerator/Freezer_E2 | F3 | Commercial | College | New | Refrigeration | Electric | Reach-in Refrigerator/Freezer | E2 | PACT BC Ratio | 0 | 0 | 0 | 0 | 0 | 0 | 0 | 0 | 0 | 0 | 0 | 0 | 0 | 0 | 0 | 0 | 0 | 0 | 0 | 0 | 0 | 0 | 0 | 0 | 0 | 0 | 0 | 0 | 0 | 0
F3_Commercial_College_New_Refrigeration_Electric_Reach-in Refrigerator/Freezer_E3 | F3 | Commercial | College | New | Refrigeration | Electric | Reach-in Refrigerator/Freezer | E3 | PACT BC Ratio | 0 | 0 | 0 | 0 | 0 | 0 | 0 | 0 | 0 | 0 | 0 | 0 | 0 | 0 | 0 | 0 | 0 | 0 | 0 | 0 | 0 | 0 | 0 | 0 | 0 | 0 | 0 | 0 | 0 | 0
F3_Commercial_College_New_Refrigeration_Electric_Reach-in Refrigerator/Freezer_E4 | F3 | Commercial | College | New | Refrigeration | Electric | Reach-in Refrigerator/Freezer | E4 | PACT BC Ratio | 0 | 0 | 0 | 0 | 0 | 0 | 0 | 0 | 0 | 0 | 0 | 0 | 0 | 0 | 0 | 0 | 0 | 0 | 0 | 0 | 0 | 0 | 0 | 0 | 0 | 0 | 0 | 0 | 0 | 0
F3_Commercial_College_New_Refrigeration_Electric_Reach-in Refrigerator/Freezer_E5 | F3 | Commercial | College | New | Refrigeration | Electric | Reach-in Refrigerator/Freezer | E5 | PACT BC Ratio | 0 | 0 | 0 | 0 | 0 | 0 | 0 | 0 | 0 | 0 | 0 | 0 | 0 | 0 | 0 | 0 | 0 | 0 | 0 | 0 | 0 | 0 | 0 | 0 | 0 | 0 | 0 | 0 | 0 | 0
F3_Commercial_College_New_Refrigeration_Electric_Reach-in Refrigerator/Freezer_E6 | F3 | Commercial | College | New | Refrigeration | Electric | Reach-in Refrigerator/Freezer | E6 | PACT BC Ratio | 0 | 0 | 0 | 0 | 0 | 0 | 0 | 0 | 0 | 0 | 0 | 0 | 0 | 0 | 0 | 0 | 0 | 0 | 0 | 0 | 0 | 0 | 0 | 0 | 0 | 0 | 0 | 0 | 0 | 0
F3_Commercial_College_New_Refrigeration_Electric_Reach-in Refrigerator/Freezer_E7 | F3 | Commercial | College | New | Refrigeration | Electric | Reach-in Refrigerator/Freezer | E7 | PACT BC Ratio | 0 | 0 | 0 | 0 | 0 | 0 | 0 | 0 | 0 | 0 | 0 | 0 | 0 | 0 | 0 | 0 | 0 | 0 | 0 | 0 | 0 | 0 | 0 | 0 | 0 | 0 | 0 | 0 | 0 | 0
F3_Commercial_College_New_Refrigeration_Electric_Reach-in Refrigerator/Freezer_E8 | F3 | Commercial | College | New | Refrigeration | Electric | Reach-in Refrigerator/Freezer | E8 | PACT BC Ratio | 0 | 0 | 0 | 0 | 0 | 0 | 0 | 0 | 0 | 0 | 0 | 0 | 0 | 0 | 0 | 0 | 0 | 0 | 0 | 0 | 0 | 0 | 0 | 0 | 0 | 0 | 0 | 0 | 0 | 0
F3_Commercial_College_New_Refrigeration_Electric_Reach-in Refrigerator/Freezer_E9 | F3 | Commercial | College | New | Refrigeration | Electric | Reach-in Refrigerator/Freezer | E9 | PACT BC Ratio | 0 | 0 | 0 | 0 | 0 | 0 | 0 | 0 | 0 | 0 | 0 | 0 | 0 | 0 | 0 | 0 | 0 | 0 | 0 | 0 | 0 | 0 | 0 | 0 | 0 | 0 | 0 | 0 | 0 | 0
F3_Commercial_College_New_Refrigeration_Electric_Reach-in Refrigerator/Freezer_E10 | F3 | Commercial | College | New | Refrigeration | Electric | Reach-in Refrigerator/Freezer | E10 | PACT BC Ratio | 0 | 0 | 0 | 0 | 0 | 0 | 0 | 0 | 0 | 0 | 0 | 0 | 0 | 0 | 0 | 0 | 0 | 0 | 0 | 0 | 0 | 0 | 0 | 0 | 0 | 0 | 0 | 0 | 0 | 0
F4_Commercial_College_New_Refrigeration_Electric_Reach-in Refrigerator/Freezer_E1 | F4 | Commercial | College | New | Refrigeration | Electric | Reach-in Refrigerator/Freezer | E1 | RVT BC Ratio | 0 | 0 | 0 | 0 | 0 | 0 | 0 | 0 | 0 | 0 | 0 | 0 | 0 | 0 | 0 | 0 | 0 | 0 | 0 | 0 | 0 | 0 | 0 | 0 | 0 | 0 | 0 | 0 | 0 | 0
F4_Commercial_College_New_Refrigeration_Electric_Reach-in Refrigerator/Freezer_E2 | F4 | Commercial | College | New | Refrigeration | Electric | Reach-in Refrigerator/Freezer | E2 | RVT BC Ratio | 0 | 0 | 0 | 0 | 0 | 0 | 0 | 0 | 0 | 0 | 0 | 0 | 0 | 0 | 0 | 0 | 0 | 0 | 0 | 0 | 0 | 0 | 0 | 0 | 0 | 0 | 0 | 0 | 0 | 0
F4_Commercial_College_New_Refrigeration_Electric_Reach-in Refrigerator/Freezer_E3 | F4 | Commercial | College | New | Refrigeration | Electric | Reach-in Refrigerator/Freezer | E3 | RVT BC Ratio | 0 | 0 | 0 | 0 | 0 | 0 | 0 | 0 | 0 | 0 | 0 | 0 | 0 | 0 | 0 | 0 | 0 | 0 | 0 | 0 | 0 | 0 | 0 | 0 | 0 | 0 | 0 | 0 | 0 | 0
F4_Commercial_College_New_Refrigeration_Electric_Reach-in Refrigerator/Freezer_E4 | F4 | Commercial | College | New | Refrigeration | Electric | Reach-in Refrigerator/Freezer | E4 | RVT BC Ratio | 0 | 0 | 0 | 0 | 0 | 0 | 0 | 0 | 0 | 0 | 0 | 0 | 0 | 0 | 0 | 0 | 0 | 0 | 0 | 0 | 0 | 0 | 0 | 0 | 0 | 0 | 0 | 0 | 0 | 0
F4_Commercial_College_New_Refrigeration_Electric_Reach-in Refrigerator/Freezer_E5 | F4 | Commercial | College | New | Refrigeration | Electric | Reach-in Refrigerator/Freezer | E5 | RVT BC Ratio | 0 | 0 | 0 | 0 | 0 | 0 | 0 | 0 | 0 | 0 | 0 | 0 | 0 | 0 | 0 | 0 | 0 | 0 | 0 | 0 | 0 | 0 | 0 | 0 | 0 | 0 | 0 | 0 | 0 | 0
F4_Commercial_College_New_Refrigeration_Electric_Reach-in Refrigerator/Freezer_E6 | F4 | Commercial | College | New | Refrigeration | Electric | Reach-in Refrigerator/Freezer | E6 | RVT BC Ratio | 0 | 0 | 0 | 0 | 0 | 0 | 0 | 0 | 0 | 0 | 0 | 0 | 0 | 0 | 0 | 0 | 0 | 0 | 0 | 0 | 0 | 0 | 0 | 0 | 0 | 0 | 0 | 0 | 0 | 0
F4_Commercial_College_New_Refrigeration_Electric_Reach-in Refrigerator/Freezer_E7 | F4 | Commercial | College | New | Refrigeration | Electric | Reach-in Refrigerator/Freezer | E7 | RVT BC Ratio | 0 | 0 | 0 | 0 | 0 | 0 | 0 | 0 | 0 | 0 | 0 | 0 | 0 | 0 | 0 | 0 | 0 | 0 | 0 | 0 | 0 | 0 | 0 | 0 | 0 | 0 | 0 | 0 | 0 | 0
F4_Commercial_College_New_Refrigeration_Electric_Reach-in Refrigerator/Freezer_E8 | F4 | Commercial | College | New | Refrigeration | Electric | Reach-in Refrigerator/Freezer | E8 | RVT BC Ratio | 0 | 0 | 0 | 0 | 0 | 0 | 0 | 0 | 0 | 0 | 0 | 0 | 0 | 0 | 0 | 0 | 0 | 0 | 0 | 0 | 0 | 0 | 0 | 0 | 0 | 0 | 0 | 0 | 0 | 0
F4_Commercial_College_New_Refrigeration_Electric_Reach-in Refrigerator/Freezer_E9 | F4 | Commercial | College | New | Refrigeration | Electric | Reach-in Refrigerator/Freezer | E9 | RVT BC Ratio | 0 | 0 | 0 | 0 | 0 | 0 | 0 | 0 | 0 | 0 | 0 | 0 | 0 | 0 | 0 | 0 | 0 | 0 | 0 | 0 | 0 | 0 | 0 | 0 | 0 | 0 | 0 | 0 | 0 | 0
F4_Commercial_College_New_Refrigeration_Electric_Reach-in Refrigerator/Freezer_E10 | F4 | Commercial | College | New | Refrigeration | Electric | Reach-in Refrigerator/Freezer | E10 | RVT BC Ratio | 0 | 0 | 0 | 0 | 0 | 0 | 0 | 0 | 0 | 0 | 0 | 0 | 0 | 0 | 0 | 0 | 0 | 0 | 0 | 0 | 0 | 0 | 0 | 0 | 0 | 0 | 0 | 0 | 0 | 0
F5_Commercial_College_New_Refrigeration_Electric_Reach-in Refrigerator/Freezer_E1 | F5 | Commercial | College | New | Refrigeration | Electric | Reach-in Refrigerator/Freezer | E1 | RIM BC Ratio | 0 | 0 | 0 | 0 | 0 | 0 | 0 | 0 | 0 | 0 | 0 | 0 | 0 | 0 | 0 | 0 | 0 | 0 | 0 | 0 | 0 | 0 | 0 | 0 | 0 | 0 | 0 | 0 | 0 | 0
F5_Commercial_College_New_Refrigeration_Electric_Reach-in Refrigerator/Freezer_E2 | F5 | Commercial | College | New | Refrigeration | Electric | Reach-in Refrigerator/Freezer | E2 | RIM BC Ratio | 0 | 0 | 0 | 0 | 0 | 0 | 0 | 0 | 0 | 0 | 0 | 0 | 0 | 0 | 0 | 0 | 0 | 0 | 0 | 0 | 0 | 0 | 0 | 0 | 0 | 0 | 0 | 0 | 0 | 0
F5_Commercial_College_New_Refrigeration_Electric_Reach-in Refrigerator/Freezer_E3 | F5 | Commercial | College | New | Refrigeration | Electric | Reach-in Refrigerator/Freezer | E3 | RIM BC Ratio | 0 | 0 | 0 | 0 | 0 | 0 | 0 | 0 | 0 | 0 | 0 | 0 | 0 | 0 | 0 | 0 | 0 | 0 | 0 | 0 | 0 | 0 | 0 | 0 | 0 | 0 | 0 | 0 | 0 | 0
F5_Commercial_College_New_Refrigeration_Electric_Reach-in Refrigerator/Freezer_E4 | F5 | Commercial | College | New | Refrigeration | Electric | Reach-in Refrigerator/Freezer | E4 | RIM BC Ratio | 0 | 0 | 0 | 0 | 0 | 0 | 0 | 0 | 0 | 0 | 0 | 0 | 0 | 0 | 0 | 0 | 0 | 0 | 0 | 0 | 0 | 0 | 0 | 0 | 0 | 0 | 0 | 0 | 0 | 0
F5_Commercial_College_New_Refrigeration_Electric_Reach-in Refrigerator/Freezer_E5 | F5 | Commercial | College | New | Refrigeration | Electric | Reach-in Refrigerator/Freezer | E5 | RIM BC Ratio | 0 | 0 | 0 | 0 | 0 | 0 | 0 | 0 | 0 | 0 | 0 | 0 | 0 | 0 | 0 | 0 | 0 | 0 | 0 | 0 | 0 | 0 | 0 | 0 | 0 | 0 | 0 | 0 | 0 | 0
F5_Commercial_College_New_Refrigeration_Electric_Reach-in Refrigerator/Freezer_E6 | F5 | Commercial | College | New | Refrigeration | Electric | Reach-in Refrigerator/Freezer | E6 | RIM BC Ratio | 0 | 0 | 0 | 0 | 0 | 0 | 0 | 0 | 0 | 0 | 0 | 0 | 0 | 0 | 0 | 0 | 0 | 0 | 0 | 0 | 0 | 0 | 0 | 0 | 0 | 0 | 0 | 0 | 0 | 0
F5_Commercial_College_New_Refrigeration_Electric_Reach-in Refrigerator/Freezer_E7 | F5 | Commercial | College | New | Refrigeration | Electric | Reach-in Refrigerator/Freezer | E7 | RIM BC Ratio | 0 | 0 | 0 | 0 | 0 | 0 | 0 | 0 | 0 | 0 | 0 | 0 | 0 | 0 | 0 | 0 | 0 | 0 | 0 | 0 | 0 | 0 | 0 | 0 | 0 | 0 | 0 | 0 | 0 | 0
F5_Commercial_College_New_Refrigeration_Electric_Reach-in Refrigerator/Freezer_E8 | F5 | Commercial | College | New | Refrigeration | Electric | Reach-in Refrigerator/Freezer | E8 | RIM BC Ratio | 0 | 0 | 0 | 0 | 0 | 0 | 0 | 0 | 0 | 0 | 0 | 0 | 0 | 0 | 0 | 0 | 0 | 0 | 0 | 0 | 0 | 0 | 0 | 0 | 0 | 0 | 0 | 0 | 0 | 0
F5_Commercial_College_New_Refrigeration_Electric_Reach-in Refrigerator/Freezer_E9 | F5 | Commercial | College | New | Refrigeration | Electric | Reach-in Refrigerator/Freezer | E9 | RIM BC Ratio | 0 | 0 | 0 | 0 | 0 | 0 | 0 | 0 | 0 | 0 | 0 | 0 | 0 | 0 | 0 | 0 | 0 | 0 | 0 | 0 | 0 | 0 | 0 | 0 | 0 | 0 | 0 | 0 | 0 | 0
F5_Commercial_College_New_Refrigeration_Electric_Reach-in Refrigerator/Freezer_E10 | F5 | Commercial | College | New | Refrigeration | Electric | Reach-in Refrigerator/Freezer | E10 | RIM BC Ratio | 0 | 0 | 0 | 0 | 0 | 0 | 0 | 0 | 0 | 0 | 0 | 0 | 0 | 0 | 0 | 0 | 0 | 0 | 0 | 0 | 0 | 0 | 0 | 0 | 0 | 0 | 0 | 0 | 0 | 0
F0_Commercial_College_New_Refrigeration_Electric_Glass Door Display_E0 | F0 | Commercial | College | New | Refrigeration | Electric | Glass Door Display | E0 | Economic Unit | 0 | 0 | 0 | 0 | 0 | 0 | 0 | 0 | 0 | 0 | 0 | 0 | 0 | 0 | 0 | 0 | 0 | 0 | 0 | 0 | 0 | 0 | 0 | 0 | 0 | 0 | 0 | 0 | 0 | 0
F1_Commercial_College_New_Refrigeration_Electric_Glass Door Display_E1 | F1 | Commercial | College | New | Refrigeration | Electric | Glass Door Display | E1 | CCE | 0 | 0 | 0 | 0 | 0 | 0 | 0 | 0 | 0 | 0 | 0 | 0 | 0 | 0 | 0 | 0 | 0 | 0 | 0 | 0 | 0 | 0 | 0 | 0 | 0 | 0 | 0 | 0 | 0 | 0
F1_Commercial_College_New_Refrigeration_Electric_Glass Door Display_E2 | F1 | Commercial | College | New | Refrigeration | Electric | Glass Door Display | E2 | CCE | 0 | 0 | 0 | 0 | 0 | 0 | 0 | 0 | 0 | 0 | 0 | 0 | 0 | 0 | 0 | 0 | 0 | 0 | 0 | 0 | 0 | 0 | 0 | 0 | 0 | 0 | 0 | 0 | 0 | 0
F1_Commercial_College_New_Refrigeration_Electric_Glass Door Display_E3 | F1 | Commercial | College | New | Refrigeration | Electric | Glass Door Display | E3 | CCE | 0 | 0 | 0 | 0 | 0 | 0 | 0 | 0 | 0 | 0 | 0 | 0 | 0 | 0 | 0 | 0 | 0 | 0 | 0 | 0 | 0 | 0 | 0 | 0 | 0 | 0 | 0 | 0 | 0 | 0
F1_Commercial_College_New_Refrigeration_Electric_Glass Door Display_E4 | F1 | Commercial | College | New | Refrigeration | Electric | Glass Door Display | E4 | CCE | 0 | 0 | 0 | 0 | 0 | 0 | 0 | 0 | 0 | 0 | 0 | 0 | 0 | 0 | 0 | 0 | 0 | 0 | 0 | 0 | 0 | 0 | 0 | 0 | 0 | 0 | 0 | 0 | 0 | 0
F1_Commercial_College_New_Refrigeration_Electric_Glass Door Display_E5 | F1 | Commercial | College | New | Refrigeration | Electric | Glass Door Display | E5 | CCE | 0 | 0 | 0 | 0 | 0 | 0 | 0 | 0 | 0 | 0 | 0 | 0 | 0 | 0 | 0 | 0 | 0 | 0 | 0 | 0 | 0 | 0 | 0 | 0 | 0 | 0 | 0 | 0 | 0 | 0
F1_Commercial_College_New_Refrigeration_Electric_Glass Door Display_E6 | F1 | Commercial | College | New | Refrigeration | Electric | Glass Door Display | E6 | CCE | 0 | 0 | 0 | 0 | 0 | 0 | 0 | 0 | 0 | 0 | 0 | 0 | 0 | 0 | 0 | 0 | 0 | 0 | 0 | 0 | 0 | 0 | 0 | 0 | 0 | 0 | 0 | 0 | 0 | 0
F1_Commercial_College_New_Refrigeration_Electric_Glass Door Display_E7 | F1 | Commercial | College | New | Refrigeration | Electric | Glass Door Display | E7 | CCE | 0 | 0 | 0 | 0 | 0 | 0 | 0 | 0 | 0 | 0 | 0 | 0 | 0 | 0 | 0 | 0 | 0 | 0 | 0 | 0 | 0 | 0 | 0 | 0 | 0 | 0 | 0 | 0 | 0 | 0
F1_Commercial_College_New_Refrigeration_Electric_Glass Door Display_E8 | F1 | Commercial | College | New | Refrigeration | Electric | Glass Door Display | E8 | CCE | 0 | 0 | 0 | 0 | 0 | 0 | 0 | 0 | 0 | 0 | 0 | 0 | 0 | 0 | 0 | 0 | 0 | 0 | 0 | 0 | 0 | 0 | 0 | 0 | 0 | 0 | 0 | 0 | 0 | 0
F1_Commercial_College_New_Refrigeration_Electric_Glass Door Display_E9 | F1 | Commercial | College | New | Refrigeration | Electric | Glass Door Display | E9 | CCE | 0 | 0 | 0 | 0 | 0 | 0 | 0 | 0 | 0 | 0 | 0 | 0 | 0 | 0 | 0 | 0 | 0 | 0 | 0 | 0 | 0 | 0 | 0 | 0 | 0 | 0 | 0 | 0 | 0 | 0
F1_Commercial_College_New_Refrigeration_Electric_Glass Door Display_E10 | F1 | Commercial | College | New | Refrigeration | Electric | Glass Door Display | E10 | CCE | 0 | 0 | 0 | 0 | 0 | 0 | 0 | 0 | 0 | 0 | 0 | 0 | 0 | 0 | 0 | 0 | 0 | 0 | 0 | 0 | 0 | 0 | 0 | 0 | 0 | 0 | 0 | 0 | 0 | 0
F2_Commercial_College_New_Refrigeration_Electric_Glass Door Display_E1 | F2 | Commercial | College | New | Refrigeration | Electric | Glass Door Display | E1 | TRC BC Ratio | 0 | 0 | 0 | 0 | 0 | 0 | 0 | 0 | 0 | 0 | 0 | 0 | 0 | 0 | 0 | 0 | 0 | 0 | 0 | 0 | 0 | 0 | 0 | 0 | 0 | 0 | 0 | 0 | 0 | 0
F2_Commercial_College_New_Refrigeration_Electric_Glass Door Display_E2 | F2 | Commercial | College | New | Refrigeration | Electric | Glass Door Display | E2 | TRC BC Ratio | 0 | 0 | 0 | 0 | 0 | 0 | 0 | 0 | 0 | 0 | 0 | 0 | 0 | 0 | 0 | 0 | 0 | 0 | 0 | 0 | 0 | 0 | 0 | 0 | 0 | 0 | 0 | 0 | 0 | 0
F2_Commercial_College_New_Refrigeration_Electric_Glass Door Display_E3 | F2 | Commercial | College | New | Refrigeration | Electric | Glass Door Display | E3 | TRC BC Ratio | 0 | 0 | 0 | 0 | 0 | 0 | 0 | 0 | 0 | 0 | 0 | 0 | 0 | 0 | 0 | 0 | 0 | 0 | 0 | 0 | 0 | 0 | 0 | 0 | 0 | 0 | 0 | 0 | 0 | 0
F2_Commercial_College_New_Refrigeration_Electric_Glass Door Display_E4 | F2 | Commercial | College | New | Refrigeration | Electric | Glass Door Display | E4 | TRC BC Ratio | 0 | 0 | 0 | 0 | 0 | 0 | 0 | 0 | 0 | 0 | 0 | 0 | 0 | 0 | 0 | 0 | 0 | 0 | 0 | 0 | 0 | 0 | 0 | 0 | 0 | 0 | 0 | 0 | 0 | 0
F2_Commercial_College_New_Refrigeration_Electric_Glass Door Display_E5 | F2 | Commercial | College | New | Refrigeration | Electric | Glass Door Display | E5 | TRC BC Ratio | 0 | 0 | 0 | 0 | 0 | 0 | 0 | 0 | 0 | 0 | 0 | 0 | 0 | 0 | 0 | 0 | 0 | 0 | 0 | 0 | 0 | 0 | 0 | 0 | 0 | 0 | 0 | 0 | 0 | 0
F2_Commercial_College_New_Refrigeration_Electric_Glass Door Display_E6 | F2 | Commercial | College | New | Refrigeration | Electric | Glass Door Display | E6 | TRC BC Ratio | 0 | 0 | 0 | 0 | 0 | 0 | 0 | 0 | 0 | 0 | 0 | 0 | 0 | 0 | 0 | 0 | 0 | 0 | 0 | 0 | 0 | 0 | 0 | 0 | 0 | 0 | 0 | 0 | 0 | 0
F2_Commercial_College_New_Refrigeration_Electric_Glass Door Display_E7 | F2 | Commercial | College | New | Refrigeration | Electric | Glass Door Display | E7 | TRC BC Ratio | 0 | 0 | 0 | 0 | 0 | 0 | 0 | 0 | 0 | 0 | 0 | 0 | 0 | 0 | 0 | 0 | 0 | 0 | 0 | 0 | 0 | 0 | 0 | 0 | 0 | 0 | 0 | 0 | 0 | 0
F2_Commercial_College_New_Refrigeration_Electric_Glass Door Display_E8 | F2 | Commercial | College | New | Refrigeration | Electric | Glass Door Display | E8 | TRC BC Ratio | 0 | 0 | 0 | 0 | 0 | 0 | 0 | 0 | 0 | 0 | 0 | 0 | 0 | 0 | 0 | 0 | 0 | 0 | 0 | 0 | 0 | 0 | 0 | 0 | 0 | 0 | 0 | 0 | 0 | 0
F2_Commercial_College_New_Refrigeration_Electric_Glass Door Display_E9 | F2 | Commercial | College | New | Refrigeration | Electric | Glass Door Display | E9 | TRC BC Ratio | 0 | 0 | 0 | 0 | 0 | 0 | 0 | 0 | 0 | 0 | 0 | 0 | 0 | 0 | 0 | 0 | 0 | 0 | 0 | 0 | 0 | 0 | 0 | 0 | 0 | 0 | 0 | 0 | 0 | 0
F2_Commercial_College_New_Refrigeration_Electric_Glass Door Display_E10 | F2 | Commercial | College | New | Refrigeration | Electric | Glass Door Display | E10 | TRC BC Ratio | 0 | 0 | 0 | 0 | 0 | 0 | 0 | 0 | 0 | 0 | 0 | 0 | 0 | 0 | 0 | 0 | 0 | 0 | 0 | 0 | 0 | 0 | 0 | 0 | 0 | 0 | 0 | 0 | 0 | 0
F3_Commercial_College_New_Refrigeration_Electric_Glass Door Display_E1 | F3 | Commercial | College | New | Refrigeration | Electric | Glass Door Display | E1 | PACT BC Ratio | 0 | 0 | 0 | 0 | 0 | 0 | 0 | 0 | 0 | 0 | 0 | 0 | 0 | 0 | 0 | 0 | 0 | 0 | 0 | 0 | 0 | 0 | 0 | 0 | 0 | 0 | 0 | 0 | 0 | 0
F3_Commercial_College_New_Refrigeration_Electric_Glass Door Display_E2 | F3 | Commercial | College | New | Refrigeration | Electric | Glass Door Display | E2 | PACT BC Ratio | 0 | 0 | 0 | 0 | 0 | 0 | 0 | 0 | 0 | 0 | 0 | 0 | 0 | 0 | 0 | 0 | 0 | 0 | 0 | 0 | 0 | 0 | 0 | 0 | 0 | 0 | 0 | 0 | 0 | 0
F3_Commercial_College_New_Refrigeration_Electric_Glass Door Display_E3 | F3 | Commercial | College | New | Refrigeration | Electric | Glass Door Display | E3 | PACT BC Ratio | 0 | 0 | 0 | 0 | 0 | 0 | 0 | 0 | 0 | 0 | 0 | 0 | 0 | 0 | 0 | 0 | 0 | 0 | 0 | 0 | 0 | 0 | 0 | 0 | 0 | 0 | 0 | 0 | 0 | 0
F3_Commercial_College_New_Refrigeration_Electric_Glass Door Display_E4 | F3 | Commercial | College | New | Refrigeration | Electric | Glass Door Display | E4 | PACT BC Ratio | 0 | 0 | 0 | 0 | 0 | 0 | 0 | 0 | 0 | 0 | 0 | 0 | 0 | 0 | 0 | 0 | 0 | 0 | 0 | 0 | 0 | 0 | 0 | 0 | 0 | 0 | 0 | 0 | 0 | 0
F3_Commercial_College_New_Refrigeration_Electric_Glass Door Display_E5 | F3 | Commercial | College | New | Refrigeration | Electric | Glass Door Display | E5 | PACT BC Ratio | 0 | 0 | 0 | 0 | 0 | 0 | 0 | 0 | 0 | 0 | 0 | 0 | 0 | 0 | 0 | 0 | 0 | 0 | 0 | 0 | 0 | 0 | 0 | 0 | 0 | 0 | 0 | 0 | 0 | 0
F3_Commercial_College_New_Refrigeration_Electric_Glass Door Display_E6 | F3 | Commercial | College | New | Refrigeration | Electric | Glass Door Display | E6 | PACT BC Ratio | 0 | 0 | 0 | 0 | 0 | 0 | 0 | 0 | 0 | 0 | 0 | 0 | 0 | 0 | 0 | 0 | 0 | 0 | 0 | 0 | 0 | 0 | 0 | 0 | 0 | 0 | 0 | 0 | 0 | 0
F3_Commercial_College_New_Refrigeration_Electric_Glass Door Display_E7 | F3 | Commercial | College | New | Refrigeration | Electric | Glass Door Display | E7 | PACT BC Ratio | 0 | 0 | 0 | 0 | 0 | 0 | 0 | 0 | 0 | 0 | 0 | 0 | 0 | 0 | 0 | 0 | 0 | 0 | 0 | 0 | 0 | 0 | 0 | 0 | 0 | 0 | 0 | 0 | 0 | 0
F3_Commercial_College_New_Refrigeration_Electric_Glass Door Display_E8 | F3 | Commercial | College | New | Refrigeration | Electric | Glass Door Display | E8 | PACT BC Ratio | 0 | 0 | 0 | 0 | 0 | 0 | 0 | 0 | 0 | 0 | 0 | 0 | 0 | 0 | 0 | 0 | 0 | 0 | 0 | 0 | 0 | 0 | 0 | 0 | 0 | 0 | 0 | 0 | 0 | 0
F3_Commercial_College_New_Refrigeration_Electric_Glass Door Display_E9 | F3 | Commercial | College | New | Refrigeration | Electric | Glass Door Display | E9 | PACT BC Ratio | 0 | 0 | 0 | 0 | 0 | 0 | 0 | 0 | 0 | 0 | 0 | 0 | 0 | 0 | 0 | 0 | 0 | 0 | 0 | 0 | 0 | 0 | 0 | 0 | 0 | 0 | 0 | 0 | 0 | 0
F3_Commercial_College_New_Refrigeration_Electric_Glass Door Display_E10 | F3 | Commercial | College | New | Refrigeration | Electric | Glass Door Display | E10 | PACT BC Ratio | 0 | 0 | 0 | 0 | 0 | 0 | 0 | 0 | 0 | 0 | 0 | 0 | 0 | 0 | 0 | 0 | 0 | 0 | 0 | 0 | 0 | 0 | 0 | 0 | 0 | 0 | 0 | 0 | 0 | 0
F4_Commercial_College_New_Refrigeration_Electric_Glass Door Display_E1 | F4 | Commercial | College | New | Refrigeration | Electric | Glass Door Display | E1 | RVT BC Ratio | 0 | 0 | 0 | 0 | 0 | 0 | 0 | 0 | 0 | 0 | 0 | 0 | 0 | 0 | 0 | 0 | 0 | 0 | 0 | 0 | 0 | 0 | 0 | 0 | 0 | 0 | 0 | 0 | 0 | 0
F4_Commercial_College_New_Refrigeration_Electric_Glass Door Display_E2 | F4 | Commercial | College | New | Refrigeration | Electric | Glass Door Display | E2 | RVT BC Ratio | 0 | 0 | 0 | 0 | 0 | 0 | 0 | 0 | 0 | 0 | 0 | 0 | 0 | 0 | 0 | 0 | 0 | 0 | 0 | 0 | 0 | 0 | 0 | 0 | 0 | 0 | 0 | 0 | 0 | 0
F4_Commercial_College_New_Refrigeration_Electric_Glass Door Display_E3 | F4 | Commercial | College | New | Refrigeration | Electric | Glass Door Display | E3 | RVT BC Ratio | 0 | 0 | 0 | 0 | 0 | 0 | 0 | 0 | 0 | 0 | 0 | 0 | 0 | 0 | 0 | 0 | 0 | 0 | 0 | 0 | 0 | 0 | 0 | 0 | 0 | 0 | 0 | 0 | 0 | 0
F4_Commercial_College_New_Refrigeration_Electric_Glass Door Display_E4 | F4 | Commercial | College | New | Refrigeration | Electric | Glass Door Display | E4 | RVT BC Ratio | 0 | 0 | 0 | 0 | 0 | 0 | 0 | 0 | 0 | 0 | 0 | 0 | 0 | 0 | 0 | 0 | 0 | 0 | 0 | 0 | 0 | 0 | 0 | 0 | 0 | 0 | 0 | 0 | 0 | 0
F4_Commercial_College_New_Refrigeration_Electric_Glass Door Display_E5 | F4 | Commercial | College | New | Refrigeration | Electric | Glass Door Display | E5 | RVT BC Ratio | 0 | 0 | 0 | 0 | 0 | 0 | 0 | 0 | 0 | 0 | 0 | 0 | 0 | 0 | 0 | 0 | 0 | 0 | 0 | 0 | 0 | 0 | 0 | 0 | 0 | 0 | 0 | 0 | 0 | 0
F4_Commercial_College_New_Refrigeration_Electric_Glass Door Display_E6 | F4 | Commercial | College | New | Refrigeration | Electric | Glass Door Display | E6 | RVT BC Ratio | 0 | 0 | 0 | 0 | 0 | 0 | 0 | 0 | 0 | 0 | 0 | 0 | 0 | 0 | 0 | 0 | 0 | 0 | 0 | 0 | 0 | 0 | 0 | 0 | 0 | 0 | 0 | 0 | 0 | 0
F4_Commercial_College_New_Refrigeration_Electric_Glass Door Display_E7 | F4 | Commercial | College | New | Refrigeration | Electric | Glass Door Display | E7 | RVT BC Ratio | 0 | 0 | 0 | 0 | 0 | 0 | 0 | 0 | 0 | 0 | 0 | 0 | 0 | 0 | 0 | 0 | 0 | 0 | 0 | 0 | 0 | 0 | 0 | 0 | 0 | 0 | 0 | 0 | 0 | 0
F4_Commercial_College_New_Refrigeration_Electric_Glass Door Display_E8 | F4 | Commercial | College | New | Refrigeration | Electric | Glass Door Display | E8 | RVT BC Ratio | 0 | 0 | 0 | 0 | 0 | 0 | 0 | 0 | 0 | 0 | 0 | 0 | 0 | 0 | 0 | 0 | 0 | 0 | 0 | 0 | 0 | 0 | 0 | 0 | 0 | 0 | 0 | 0 | 0 | 0
F4_Commercial_College_New_Refrigeration_Electric_Glass Door Display_E9 | F4 | Commercial | College | New | Refrigeration | Electric | Glass Door Display | E9 | RVT BC Ratio | 0 | 0 | 0 | 0 | 0 | 0 | 0 | 0 | 0 | 0 | 0 | 0 | 0 | 0 | 0 | 0 | 0 | 0 | 0 | 0 | 0 | 0 | 0 | 0 | 0 | 0 | 0 | 0 | 0 | 0
F4_Commercial_College_New_Refrigeration_Electric_Glass Door Display_E10 | F4 | Commercial | College | New | Refrigeration | Electric | Glass Door Display | E10 | RVT BC Ratio | 0 | 0 | 0 | 0 | 0 | 0 | 0 | 0 | 0 | 0 | 0 | 0 | 0 | 0 | 0 | 0 | 0 | 0 | 0 | 0 | 0 | 0 | 0 | 0 | 0 | 0 | 0 | 0 | 0 | 0
F5_Commercial_College_New_Refrigeration_Electric_Glass Door Display_E1 | F5 | Commercial | College | New | Refrigeration | Electric | Glass Door Display | E1 | RIM BC Ratio | 0 | 0 | 0 | 0 | 0 | 0 | 0 | 0 | 0 | 0 | 0 | 0 | 0 | 0 | 0 | 0 | 0 | 0 | 0 | 0 | 0 | 0 | 0 | 0 | 0 | 0 | 0 | 0 | 0 | 0
F5_Commercial_College_New_Refrigeration_Electric_Glass Door Display_E2 | F5 | Commercial | College | New | Refrigeration | Electric | Glass Door Display | E2 | RIM BC Ratio | 0 | 0 | 0 | 0 | 0 | 0 | 0 | 0 | 0 | 0 | 0 | 0 | 0 | 0 | 0 | 0 | 0 | 0 | 0 | 0 | 0 | 0 | 0 | 0 | 0 | 0 | 0 | 0 | 0 | 0
F5_Commercial_College_New_Refrigeration_Electric_Glass Door Display_E3 | F5 | Commercial | College | New | Refrigeration | Electric | Glass Door Display | E3 | RIM BC Ratio | 0 | 0 | 0 | 0 | 0 | 0 | 0 | 0 | 0 | 0 | 0 | 0 | 0 | 0 | 0 | 0 | 0 | 0 | 0 | 0 | 0 | 0 | 0 | 0 | 0 | 0 | 0 | 0 | 0 | 0
F5_Commercial_College_New_Refrigeration_Electric_Glass Door Display_E4 | F5 | Commercial | College | New | Refrigeration | Electric | Glass Door Display | E4 | RIM BC Ratio | 0 | 0 | 0 | 0 | 0 | 0 | 0 | 0 | 0 | 0 | 0 | 0 | 0 | 0 | 0 | 0 | 0 | 0 | 0 | 0 | 0 | 0 | 0 | 0 | 0 | 0 | 0 | 0 | 0 | 0
F5_Commercial_College_New_Refrigeration_Electric_Glass Door Display_E5 | F5 | Commercial | College | New | Refrigeration | Electric | Glass Door Display | E5 | RIM BC Ratio | 0 | 0 | 0 | 0 | 0 | 0 | 0 | 0 | 0 | 0 | 0 | 0 | 0 | 0 | 0 | 0 | 0 | 0 | 0 | 0 | 0 | 0 | 0 | 0 | 0 | 0 | 0 | 0 | 0 | 0
F5_Commercial_College_New_Refrigeration_Electric_Glass Door Display_E6 | F5 | Commercial | College | New | Refrigeration | Electric | Glass Door Display | E6 | RIM BC Ratio | 0 | 0 | 0 | 0 | 0 | 0 | 0 | 0 | 0 | 0 | 0 | 0 | 0 | 0 | 0 | 0 | 0 | 0 | 0 | 0 | 0 | 0 | 0 | 0 | 0 | 0 | 0 | 0 | 0 | 0
F5_Commercial_College_New_Refrigeration_Electric_Glass Door Display_E7 | F5 | Commercial | College | New | Refrigeration | Electric | Glass Door Display | E7 | RIM BC Ratio | 0 | 0 | 0 | 0 | 0 | 0 | 0 | 0 | 0 | 0 | 0 | 0 | 0 | 0 | 0 | 0 | 0 | 0 | 0 | 0 | 0 | 0 | 0 | 0 | 0 | 0 | 0 | 0 | 0 | 0
F5_Commercial_College_New_Refrigeration_Electric_Glass Door Display_E8 | F5 | Commercial | College | New | Refrigeration | Electric | Glass Door Display | E8 | RIM BC Ratio | 0 | 0 | 0 | 0 | 0 | 0 | 0 | 0 | 0 | 0 | 0 | 0 | 0 | 0 | 0 | 0 | 0 | 0 | 0 | 0 | 0 | 0 | 0 | 0 | 0 | 0 | 0 | 0 | 0 | 0
F5_Commercial_College_New_Refrigeration_Electric_Glass Door Display_E9 | F5 | Commercial | College | New | Refrigeration | Electric | Glass Door Display | E9 | RIM BC Ratio | 0 | 0 | 0 | 0 | 0 | 0 | 0 | 0 | 0 | 0 | 0 | 0 | 0 | 0 | 0 | 0 | 0 | 0 | 0 | 0 | 0 | 0 | 0 | 0 | 0 | 0 | 0 | 0 | 0 | 0
F5_Commercial_College_New_Refrigeration_Electric_Glass Door Display_E10 | F5 | Commercial | College | New | Refrigeration | Electric | Glass Door Display | E10 | RIM BC Ratio | 0 | 0 | 0 | 0 | 0 | 0 | 0 | 0 | 0 | 0 | 0 | 0 | 0 | 0 | 0 | 0 | 0 | 0 | 0 | 0 | 0 | 0 | 0 | 0 | 0 | 0 | 0 | 0 | 0 | 0
F0_Commercial_College_New_Refrigeration_Electric_Open Display Case_E0 | F0 | Commercial | College | New | Refrigeration | Electric | Open Display Case | E0 | Economic Unit | 0 | 0 | 0 | 0 | 0 | 0 | 0 | 0 | 0 | 0 | 0 | 0 | 0 | 0 | 0 | 0 | 0 | 0 | 0 | 0 | 0 | 0 | 0 | 0 | 0 | 0 | 0 | 0 | 0 | 0
F1_Commercial_College_New_Refrigeration_Electric_Open Display Case_E1 | F1 | Commercial | College | New | Refrigeration | Electric | Open Display Case | E1 | CCE | 0 | 0 | 0 | 0 | 0 | 0 | 0 | 0 | 0 | 0 | 0 | 0 | 0 | 0 | 0 | 0 | 0 | 0 | 0 | 0 | 0 | 0 | 0 | 0 | 0 | 0 | 0 | 0 | 0 | 0
F1_Commercial_College_New_Refrigeration_Electric_Open Display Case_E2 | F1 | Commercial | College | New | Refrigeration | Electric | Open Display Case | E2 | CCE | 0 | 0 | 0 | 0 | 0 | 0 | 0 | 0 | 0 | 0 | 0 | 0 | 0 | 0 | 0 | 0 | 0 | 0 | 0 | 0 | 0 | 0 | 0 | 0 | 0 | 0 | 0 | 0 | 0 | 0
F1_Commercial_College_New_Refrigeration_Electric_Open Display Case_E3 | F1 | Commercial | College | New | Refrigeration | Electric | Open Display Case | E3 | CCE | 0 | 0 | 0 | 0 | 0 | 0 | 0 | 0 | 0 | 0 | 0 | 0 | 0 | 0 | 0 | 0 | 0 | 0 | 0 | 0 | 0 | 0 | 0 | 0 | 0 | 0 | 0 | 0 | 0 | 0
F1_Commercial_College_New_Refrigeration_Electric_Open Display Case_E4 | F1 | Commercial | College | New | Refrigeration | Electric | Open Display Case | E4 | CCE | 0 | 0 | 0 | 0 | 0 | 0 | 0 | 0 | 0 | 0 | 0 | 0 | 0 | 0 | 0 | 0 | 0 | 0 | 0 | 0 | 0 | 0 | 0 | 0 | 0 | 0 | 0 | 0 | 0 | 0
F1_Commercial_College_New_Refrigeration_Electric_Open Display Case_E5 | F1 | Commercial | College | New | Refrigeration | Electric | Open Display Case | E5 | CCE | 0 | 0 | 0 | 0 | 0 | 0 | 0 | 0 | 0 | 0 | 0 | 0 | 0 | 0 | 0 | 0 | 0 | 0 | 0 | 0 | 0 | 0 | 0 | 0 | 0 | 0 | 0 | 0 | 0 | 0
F1_Commercial_College_New_Refrigeration_Electric_Open Display Case_E6 | F1 | Commercial | College | New | Refrigeration | Electric | Open Display Case | E6 | CCE | 0 | 0 | 0 | 0 | 0 | 0 | 0 | 0 | 0 | 0 | 0 | 0 | 0 | 0 | 0 | 0 | 0 | 0 | 0 | 0 | 0 | 0 | 0 | 0 | 0 | 0 | 0 | 0 | 0 | 0
F1_Commercial_College_New_Refrigeration_Electric_Open Display Case_E7 | F1 | Commercial | College | New | Refrigeration | Electric | Open Display Case | E7 | CCE | 0 | 0 | 0 | 0 | 0 | 0 | 0 | 0 | 0 | 0 | 0 | 0 | 0 | 0 | 0 | 0 | 0 | 0 | 0 | 0 | 0 | 0 | 0 | 0 | 0 | 0 | 0 | 0 | 0 | 0
F1_Commercial_College_New_Refrigeration_Electric_Open Display Case_E8 | F1 | Commercial | College | New | Refrigeration | Electric | Open Display Case | E8 | CCE | 0 | 0 | 0 | 0 | 0 | 0 | 0 | 0 | 0 | 0 | 0 | 0 | 0 | 0 | 0 | 0 | 0 | 0 | 0 | 0 | 0 | 0 | 0 | 0 | 0 | 0 | 0 | 0 | 0 | 0
F1_Commercial_College_New_Refrigeration_Electric_Open Display Case_E9 | F1 | Commercial | College | New | Refrigeration | Electric | Open Display Case | E9 | CCE | 0 | 0 | 0 | 0 | 0 | 0 | 0 | 0 | 0 | 0 | 0 | 0 | 0 | 0 | 0 | 0 | 0 | 0 | 0 | 0 | 0 | 0 | 0 | 0 | 0 | 0 | 0 | 0 | 0 | 0
F1_Commercial_College_New_Refrigeration_Electric_Open Display Case_E10 | F1 | Commercial | College | New | Refrigeration | Electric | Open Display Case | E10 | CCE | 0 | 0 | 0 | 0 | 0 | 0 | 0 | 0 | 0 | 0 | 0 | 0 | 0 | 0 | 0 | 0 | 0 | 0 | 0 | 0 | 0 | 0 | 0 | 0 | 0 | 0 | 0 | 0 | 0 | 0
F2_Commercial_College_New_Refrigeration_Electric_Open Display Case_E1 | F2 | Commercial | College | New | Refrigeration | Electric | Open Display Case | E1 | TRC BC Ratio | 0 | 0 | 0 | 0 | 0 | 0 | 0 | 0 | 0 | 0 | 0 | 0 | 0 | 0 | 0 | 0 | 0 | 0 | 0 | 0 | 0 | 0 | 0 | 0 | 0 | 0 | 0 | 0 | 0 | 0
F2_Commercial_College_New_Refrigeration_Electric_Open Display Case_E2 | F2 | Commercial | College | New | Refrigeration | Electric | Open Display Case | E2 | TRC BC Ratio | 0 | 0 | 0 | 0 | 0 | 0 | 0 | 0 | 0 | 0 | 0 | 0 | 0 | 0 | 0 | 0 | 0 | 0 | 0 | 0 | 0 | 0 | 0 | 0 | 0 | 0 | 0 | 0 | 0 | 0
F2_Commercial_College_New_Refrigeration_Electric_Open Display Case_E3 | F2 | Commercial | College | New | Refrigeration | Electric | Open Display Case | E3 | TRC BC Ratio | 0 | 0 | 0 | 0 | 0 | 0 | 0 | 0 | 0 | 0 | 0 | 0 | 0 | 0 | 0 | 0 | 0 | 0 | 0 | 0 | 0 | 0 | 0 | 0 | 0 | 0 | 0 | 0 | 0 | 0
F2_Commercial_College_New_Refrigeration_Electric_Open Display Case_E4 | F2 | Commercial | College | New | Refrigeration | Electric | Open Display Case | E4 | TRC BC Ratio | 0 | 0 | 0 | 0 | 0 | 0 | 0 | 0 | 0 | 0 | 0 | 0 | 0 | 0 | 0 | 0 | 0 | 0 | 0 | 0 | 0 | 0 | 0 | 0 | 0 | 0 | 0 | 0 | 0 | 0
F2_Commercial_College_New_Refrigeration_Electric_Open Display Case_E5 | F2 | Commercial | College | New | Refrigeration | Electric | Open Display Case | E5 | TRC BC Ratio | 0 | 0 | 0 | 0 | 0 | 0 | 0 | 0 | 0 | 0 | 0 | 0 | 0 | 0 | 0 | 0 | 0 | 0 | 0 | 0 | 0 | 0 | 0 | 0 | 0 | 0 | 0 | 0 | 0 | 0
F2_Commercial_College_New_Refrigeration_Electric_Open Display Case_E6 | F2 | Commercial | College | New | Refrigeration | Electric | Open Display Case | E6 | TRC BC Ratio | 0 | 0 | 0 | 0 | 0 | 0 | 0 | 0 | 0 | 0 | 0 | 0 | 0 | 0 | 0 | 0 | 0 | 0 | 0 | 0 | 0 | 0 | 0 | 0 | 0 | 0 | 0 | 0 | 0 | 0
F2_Commercial_College_New_Refrigeration_Electric_Open Display Case_E7 | F2 | Commercial | College | New | Refrigeration | Electric | Open Display Case | E7 | TRC BC Ratio | 0 | 0 | 0 | 0 | 0 | 0 | 0 | 0 | 0 | 0 | 0 | 0 | 0 | 0 | 0 | 0 | 0 | 0 | 0 | 0 | 0 | 0 | 0 | 0 | 0 | 0 | 0 | 0 | 0 | 0
F2_Commercial_College_New_Refrigeration_Electric_Open Display Case_E8 | F2 | Commercial | College | New | Refrigeration | Electric | Open Display Case | E8 | TRC BC Ratio | 0 | 0 | 0 | 0 | 0 | 0 | 0 | 0 | 0 | 0 | 0 | 0 | 0 | 0 | 0 | 0 | 0 | 0 | 0 | 0 | 0 | 0 | 0 | 0 | 0 | 0 | 0 | 0 | 0 | 0
F2_Commercial_College_New_Refrigeration_Electric_Open Display Case_E9 | F2 | Commercial | College | New | Refrigeration | Electric | Open Display Case | E9 | TRC BC Ratio | 0 | 0 | 0 | 0 | 0 | 0 | 0 | 0 | 0 | 0 | 0 | 0 | 0 | 0 | 0 | 0 | 0 | 0 | 0 | 0 | 0 | 0 | 0 | 0 | 0 | 0 | 0 | 0 | 0 | 0
F2_Commercial_College_New_Refrigeration_Electric_Open Display Case_E10 | F2 | Commercial | College | New | Refrigeration | Electric | Open Display Case | E10 | TRC BC Ratio | 0 | 0 | 0 | 0 | 0 | 0 | 0 | 0 | 0 | 0 | 0 | 0 | 0 | 0 | 0 | 0 | 0 | 0 | 0 | 0 | 0 | 0 | 0 | 0 | 0 | 0 | 0 | 0 | 0 | 0
F3_Commercial_College_New_Refrigeration_Electric_Open Display Case_E1 | F3 | Commercial | College | New | Refrigeration | Electric | Open Display Case | E1 | PACT BC Ratio | 0 | 0 | 0 | 0 | 0 | 0 | 0 | 0 | 0 | 0 | 0 | 0 | 0 | 0 | 0 | 0 | 0 | 0 | 0 | 0 | 0 | 0 | 0 | 0 | 0 | 0 | 0 | 0 | 0 | 0
F3_Commercial_College_New_Refrigeration_Electric_Open Display Case_E2 | F3 | Commercial | College | New | Refrigeration | Electric | Open Display Case | E2 | PACT BC Ratio | 0 | 0 | 0 | 0 | 0 | 0 | 0 | 0 | 0 | 0 | 0 | 0 | 0 | 0 | 0 | 0 | 0 | 0 | 0 | 0 | 0 | 0 | 0 | 0 | 0 | 0 | 0 | 0 | 0 | 0
F3_Commercial_College_New_Refrigeration_Electric_Open Display Case_E3 | F3 | Commercial | College | New | Refrigeration | Electric | Open Display Case | E3 | PACT BC Ratio | 0 | 0 | 0 | 0 | 0 | 0 | 0 | 0 | 0 | 0 | 0 | 0 | 0 | 0 | 0 | 0 | 0 | 0 | 0 | 0 | 0 | 0 | 0 | 0 | 0 | 0 | 0 | 0 | 0 | 0
F3_Commercial_College_New_Refrigeration_Electric_Open Display Case_E4 | F3 | Commercial | College | New | Refrigeration | Electric | Open Display Case | E4 | PACT BC Ratio | 0 | 0 | 0 | 0 | 0 | 0 | 0 | 0 | 0 | 0 | 0 | 0 | 0 | 0 | 0 | 0 | 0 | 0 | 0 | 0 | 0 | 0 | 0 | 0 | 0 | 0 | 0 | 0 | 0 | 0
F3_Commercial_College_New_Refrigeration_Electric_Open Display Case_E5 | F3 | Commercial | College | New | Refrigeration | Electric | Open Display Case | E5 | PACT BC Ratio | 0 | 0 | 0 | 0 | 0 | 0 | 0 | 0 | 0 | 0 | 0 | 0 | 0 | 0 | 0 | 0 | 0 | 0 | 0 | 0 | 0 | 0 | 0 | 0 | 0 | 0 | 0 | 0 | 0 | 0
F3_Commercial_College_New_Refrigeration_Electric_Open Display Case_E6 | F3 | Commercial | College | New | Refrigeration | Electric | Open Display Case | E6 | PACT BC Ratio | 0 | 0 | 0 | 0 | 0 | 0 | 0 | 0 | 0 | 0 | 0 | 0 | 0 | 0 | 0 | 0 | 0 | 0 | 0 | 0 | 0 | 0 | 0 | 0 | 0 | 0 | 0 | 0 | 0 | 0
F3_Commercial_College_New_Refrigeration_Electric_Open Display Case_E7 | F3 | Commercial | College | New | Refrigeration | Electric | Open Display Case | E7 | PACT BC Ratio | 0 | 0 | 0 | 0 | 0 | 0 | 0 | 0 | 0 | 0 | 0 | 0 | 0 | 0 | 0 | 0 | 0 | 0 | 0 | 0 | 0 | 0 | 0 | 0 | 0 | 0 | 0 | 0 | 0 | 0
F3_Commercial_College_New_Refrigeration_Electric_Open Display Case_E8 | F3 | Commercial | College | New | Refrigeration | Electric | Open Display Case | E8 | PACT BC Ratio | 0 | 0 | 0 | 0 | 0 | 0 | 0 | 0 | 0 | 0 | 0 | 0 | 0 | 0 | 0 | 0 | 0 | 0 | 0 | 0 | 0 | 0 | 0 | 0 | 0 | 0 | 0 | 0 | 0 | 0
F3_Commercial_College_New_Refrigeration_Electric_Open Display Case_E9 | F3 | Commercial | College | New | Refrigeration | Electric | Open Display Case | E9 | PACT BC Ratio | 0 | 0 | 0 | 0 | 0 | 0 | 0 | 0 | 0 | 0 | 0 | 0 | 0 | 0 | 0 | 0 | 0 | 0 | 0 | 0 | 0 | 0 | 0 | 0 | 0 | 0 | 0 | 0 | 0 | 0
F3_Commercial_College_New_Refrigeration_Electric_Open Display Case_E10 | F3 | Commercial | College | New | Refrigeration | Electric | Open Display Case | E10 | PACT BC Ratio | 0 | 0 | 0 | 0 | 0 | 0 | 0 | 0 | 0 | 0 | 0 | 0 | 0 | 0 | 0 | 0 | 0 | 0 | 0 | 0 | 0 | 0 | 0 | 0 | 0 | 0 | 0 | 0 | 0 | 0
F4_Commercial_College_New_Refrigeration_Electric_Open Display Case_E1 | F4 | Commercial | College | New | Refrigeration | Electric | Open Display Case | E1 | RVT BC Ratio | 0 | 0 | 0 | 0 | 0 | 0 | 0 | 0 | 0 | 0 | 0 | 0 | 0 | 0 | 0 | 0 | 0 | 0 | 0 | 0 | 0 | 0 | 0 | 0 | 0 | 0 | 0 | 0 | 0 | 0
F4_Commercial_College_New_Refrigeration_Electric_Open Display Case_E2 | F4 | Commercial | College | New | Refrigeration | Electric | Open Display Case | E2 | RVT BC Ratio | 0 | 0 | 0 | 0 | 0 | 0 | 0 | 0 | 0 | 0 | 0 | 0 | 0 | 0 | 0 | 0 | 0 | 0 | 0 | 0 | 0 | 0 | 0 | 0 | 0 | 0 | 0 | 0 | 0 | 0
F4_Commercial_College_New_Refrigeration_Electric_Open Display Case_E3 | F4 | Commercial | College | New | Refrigeration | Electric | Open Display Case | E3 | RVT BC Ratio | 0 | 0 | 0 | 0 | 0 | 0 | 0 | 0 | 0 | 0 | 0 | 0 | 0 | 0 | 0 | 0 | 0 | 0 | 0 | 0 | 0 | 0 | 0 | 0 | 0 | 0 | 0 | 0 | 0 | 0
F4_Commercial_College_New_Refrigeration_Electric_Open Display Case_E4 | F4 | Commercial | College | New | Refrigeration | Electric | Open Display Case | E4 | RVT BC Ratio | 0 | 0 | 0 | 0 | 0 | 0 | 0 | 0 | 0 | 0 | 0 | 0 | 0 | 0 | 0 | 0 | 0 | 0 | 0 | 0 | 0 | 0 | 0 | 0 | 0 | 0 | 0 | 0 | 0 | 0
F4_Commercial_College_New_Refrigeration_Electric_Open Display Case_E5 | F4 | Commercial | College | New | Refrigeration | Electric | Open Display Case | E5 | RVT BC Ratio | 0 | 0 | 0 | 0 | 0 | 0 | 0 | 0 | 0 | 0 | 0 | 0 | 0 | 0 | 0 | 0 | 0 | 0 | 0 | 0 | 0 | 0 | 0 | 0 | 0 | 0 | 0 | 0 | 0 | 0
F4_Commercial_College_New_Refrigeration_Electric_Open Display Case_E6 | F4 | Commercial | College | New | Refrigeration | Electric | Open Display Case | E6 | RVT BC Ratio | 0 | 0 | 0 | 0 | 0 | 0 | 0 | 0 | 0 | 0 | 0 | 0 | 0 | 0 | 0 | 0 | 0 | 0 | 0 | 0 | 0 | 0 | 0 | 0 | 0 | 0 | 0 | 0 | 0 | 0
F4_Commercial_College_New_Refrigeration_Electric_Open Display Case_E7 | F4 | Commercial | College | New | Refrigeration | Electric | Open Display Case | E7 | RVT BC Ratio | 0 | 0 | 0 | 0 | 0 | 0 | 0 | 0 | 0 | 0 | 0 | 0 | 0 | 0 | 0 | 0 | 0 | 0 | 0 | 0 | 0 | 0 | 0 | 0 | 0 | 0 | 0 | 0 | 0 | 0
F4_Commercial_College_New_Refrigeration_Electric_Open Display Case_E8 | F4 | Commercial | College | New | Refrigeration | Electric | Open Display Case | E8 | RVT BC Ratio | 0 | 0 | 0 | 0 | 0 | 0 | 0 | 0 | 0 | 0 | 0 | 0 | 0 | 0 | 0 | 0 | 0 | 0 | 0 | 0 | 0 | 0 | 0 | 0 | 0 | 0 | 0 | 0 | 0 | 0
F4_Commercial_College_New_Refrigeration_Electric_Open Display Case_E9 | F4 | Commercial | College | New | Refrigeration | Electric | Open Display Case | E9 | RVT BC Ratio | 0 | 0 | 0 | 0 | 0 | 0 | 0 | 0 | 0 | 0 | 0 | 0 | 0 | 0 | 0 | 0 | 0 | 0 | 0 | 0 | 0 | 0 | 0 | 0 | 0 | 0 | 0 | 0 | 0 | 0
F4_Commercial_College_New_Refrigeration_Electric_Open Display Case_E10 | F4 | Commercial | College | New | Refrigeration | Electric | Open Display Case | E10 | RVT BC Ratio | 0 | 0 | 0 | 0 | 0 | 0 | 0 | 0 | 0 | 0 | 0 | 0 | 0 | 0 | 0 | 0 | 0 | 0 | 0 | 0 | 0 | 0 | 0 | 0 | 0 | 0 | 0 | 0 | 0 | 0
F5_Commercial_College_New_Refrigeration_Electric_Open Display Case_E1 | F5 | Commercial | College | New | Refrigeration | Electric | Open Display Case | E1 | RIM BC Ratio | 0 | 0 | 0 | 0 | 0 | 0 | 0 | 0 | 0 | 0 | 0 | 0 | 0 | 0 | 0 | 0 | 0 | 0 | 0 | 0 | 0 | 0 | 0 | 0 | 0 | 0 | 0 | 0 | 0 | 0
F5_Commercial_College_New_Refrigeration_Electric_Open Display Case_E2 | F5 | Commercial | College | New | Refrigeration | Electric | Open Display Case | E2 | RIM BC Ratio | 0 | 0 | 0 | 0 | 0 | 0 | 0 | 0 | 0 | 0 | 0 | 0 | 0 | 0 | 0 | 0 | 0 | 0 | 0 | 0 | 0 | 0 | 0 | 0 | 0 | 0 | 0 | 0 | 0 | 0
F5_Commercial_College_New_Refrigeration_Electric_Open Display Case_E3 | F5 | Commercial | College | New | Refrigeration | Electric | Open Display Case | E3 | RIM BC Ratio | 0 | 0 | 0 | 0 | 0 | 0 | 0 | 0 | 0 | 0 | 0 | 0 | 0 | 0 | 0 | 0 | 0 | 0 | 0 | 0 | 0 | 0 | 0 | 0 | 0 | 0 | 0 | 0 | 0 | 0
F5_Commercial_College_New_Refrigeration_Electric_Open Display Case_E4 | F5 | Commercial | College | New | Refrigeration | Electric | Open Display Case | E4 | RIM BC Ratio | 0 | 0 | 0 | 0 | 0 | 0 | 0 | 0 | 0 | 0 | 0 | 0 | 0 | 0 | 0 | 0 | 0 | 0 | 0 | 0 | 0 | 0 | 0 | 0 | 0 | 0 | 0 | 0 | 0 | 0
F5_Commercial_College_New_Refrigeration_Electric_Open Display Case_E5 | F5 | Commercial | College | New | Refrigeration | Electric | Open Display Case | E5 | RIM BC Ratio | 0 | 0 | 0 | 0 | 0 | 0 | 0 | 0 | 0 | 0 | 0 | 0 | 0 | 0 | 0 | 0 | 0 | 0 | 0 | 0 | 0 | 0 | 0 | 0 | 0 | 0 | 0 | 0 | 0 | 0
F5_Commercial_College_New_Refrigeration_Electric_Open Display Case_E6 | F5 | Commercial | College | New | Refrigeration | Electric | Open Display Case | E6 | RIM BC Ratio | 0 | 0 | 0 | 0 | 0 | 0 | 0 | 0 | 0 | 0 | 0 | 0 | 0 | 0 | 0 | 0 | 0 | 0 | 0 | 0 | 0 | 0 | 0 | 0 | 0 | 0 | 0 | 0 | 0 | 0
F5_Commercial_College_New_Refrigeration_Electric_Open Display Case_E7 | F5 | Commercial | College | New | Refrigeration | Electric | Open Display Case | E7 | RIM BC Ratio | 0 | 0 | 0 | 0 | 0 | 0 | 0 | 0 | 0 | 0 | 0 | 0 | 0 | 0 | 0 | 0 | 0 | 0 | 0 | 0 | 0 | 0 | 0 | 0 | 0 | 0 | 0 | 0 | 0 | 0
F5_Commercial_College_New_Refrigeration_Electric_Open Display Case_E8 | F5 | Commercial | College | New | Refrigeration | Electric | Open Display Case | E8 | RIM BC Ratio | 0 | 0 | 0 | 0 | 0 | 0 | 0 | 0 | 0 | 0 | 0 | 0 | 0 | 0 | 0 | 0 | 0 | 0 | 0 | 0 | 0 | 0 | 0 | 0 | 0 | 0 | 0 | 0 | 0 | 0
F5_Commercial_College_New_Refrigeration_Electric_Open Display Case_E9 | F5 | Commercial | College | New | Refrigeration | Electric | Open Display Case | E9 | RIM BC Ratio | 0 | 0 | 0 | 0 | 0 | 0 | 0 | 0 | 0 | 0 | 0 | 0 | 0 | 0 | 0 | 0 | 0 | 0 | 0 | 0 | 0 | 0 | 0 | 0 | 0 | 0 | 0 | 0 | 0 | 0
F5_Commercial_College_New_Refrigeration_Electric_Open Display Case_E10 | F5 | Commercial | College | New | Refrigeration | Electric | Open Display Case | E10 | RIM BC Ratio | 0 | 0 | 0 | 0 | 0 | 0 | 0 | 0 | 0 | 0 | 0 | 0 | 0 | 0 | 0 | 0 | 0 | 0 | 0 | 0 | 0 | 0 | 0 | 0 | 0 | 0 | 0 | 0 | 0 | 0
F0_Commercial_College_New_Refrigeration_Electric_Icemaker_E0 | F0 | Commercial | College | New | Refrigeration | Electric | Icemaker | E0 | Economic Unit | 0 | 0 | 0 | 0 | 0 | 0 | 0 | 0 | 0 | 0 | 0 | 0 | 0 | 0 | 0 | 0 | 0 | 0 | 0 | 0 | 0 | 0 | 0 | 0 | 0 | 0 | 0 | 0 | 0 | 0
F1_Commercial_College_New_Refrigeration_Electric_Icemaker_E1 | F1 | Commercial | College | New | Refrigeration | Electric | Icemaker | E1 | CCE | 0 | 0 | 0 | 0 | 0 | 0 | 0 | 0 | 0 | 0 | 0 | 0 | 0 | 0 | 0 | 0 | 0 | 0 | 0 | 0 | 0 | 0 | 0 | 0 | 0 | 0 | 0 | 0 | 0 | 0
F1_Commercial_College_New_Refrigeration_Electric_Icemaker_E2 | F1 | Commercial | College | New | Refrigeration | Electric | Icemaker | E2 | CCE | 0 | 0 | 0 | 0 | 0 | 0 | 0 | 0 | 0 | 0 | 0 | 0 | 0 | 0 | 0 | 0 | 0 | 0 | 0 | 0 | 0 | 0 | 0 | 0 | 0 | 0 | 0 | 0 | 0 | 0
F1_Commercial_College_New_Refrigeration_Electric_Icemaker_E3 | F1 | Commercial | College | New | Refrigeration | Electric | Icemaker | E3 | CCE | 0 | 0 | 0 | 0 | 0 | 0 | 0 | 0 | 0 | 0 | 0 | 0 | 0 | 0 | 0 | 0 | 0 | 0 | 0 | 0 | 0 | 0 | 0 | 0 | 0 | 0 | 0 | 0 | 0 | 0
F1_Commercial_College_New_Refrigeration_Electric_Icemaker_E4 | F1 | Commercial | College | New | Refrigeration | Electric | Icemaker | E4 | CCE | 0 | 0 | 0 | 0 | 0 | 0 | 0 | 0 | 0 | 0 | 0 | 0 | 0 | 0 | 0 | 0 | 0 | 0 | 0 | 0 | 0 | 0 | 0 | 0 | 0 | 0 | 0 | 0 | 0 | 0
F1_Commercial_College_New_Refrigeration_Electric_Icemaker_E5 | F1 | Commercial | College | New | Refrigeration | Electric | Icemaker | E5 | CCE | 0 | 0 | 0 | 0 | 0 | 0 | 0 | 0 | 0 | 0 | 0 | 0 | 0 | 0 | 0 | 0 | 0 | 0 | 0 | 0 | 0 | 0 | 0 | 0 | 0 | 0 | 0 | 0 | 0 | 0
F1_Commercial_College_New_Refrigeration_Electric_Icemaker_E6 | F1 | Commercial | College | New | Refrigeration | Electric | Icemaker | E6 | CCE | 0 | 0 | 0 | 0 | 0 | 0 | 0 | 0 | 0 | 0 | 0 | 0 | 0 | 0 | 0 | 0 | 0 | 0 | 0 | 0 | 0 | 0 | 0 | 0 | 0 | 0 | 0 | 0 | 0 | 0
F1_Commercial_College_New_Refrigeration_Electric_Icemaker_E7 | F1 | Commercial | College | New | Refrigeration | Electric | Icemaker | E7 | CCE | 0 | 0 | 0 | 0 | 0 | 0 | 0 | 0 | 0 | 0 | 0 | 0 | 0 | 0 | 0 | 0 | 0 | 0 | 0 | 0 | 0 | 0 | 0 | 0 | 0 | 0 | 0 | 0 | 0 | 0
F1_Commercial_College_New_Refrigeration_Electric_Icemaker_E8 | F1 | Commercial | College | New | Refrigeration | Electric | Icemaker | E8 | CCE | 0 | 0 | 0 | 0 | 0 | 0 | 0 | 0 | 0 | 0 | 0 | 0 | 0 | 0 | 0 | 0 | 0 | 0 | 0 | 0 | 0 | 0 | 0 | 0 | 0 | 0 | 0 | 0 | 0 | 0
F1_Commercial_College_New_Refrigeration_Electric_Icemaker_E9 | F1 | Commercial | College | New | Refrigeration | Electric | Icemaker | E9 | CCE | 0 | 0 | 0 | 0 | 0 | 0 | 0 | 0 | 0 | 0 | 0 | 0 | 0 | 0 | 0 | 0 | 0 | 0 | 0 | 0 | 0 | 0 | 0 | 0 | 0 | 0 | 0 | 0 | 0 | 0
F1_Commercial_College_New_Refrigeration_Electric_Icemaker_E10 | F1 | Commercial | College | New | Refrigeration | Electric | Icemaker | E10 | CCE | 0 | 0 | 0 | 0 | 0 | 0 | 0 | 0 | 0 | 0 | 0 | 0 | 0 | 0 | 0 | 0 | 0 | 0 | 0 | 0 | 0 | 0 | 0 | 0 | 0 | 0 | 0 | 0 | 0 | 0
F2_Commercial_College_New_Refrigeration_Electric_Icemaker_E1 | F2 | Commercial | College | New | Refrigeration | Electric | Icemaker | E1 | TRC BC Ratio | 0 | 0 | 0 | 0 | 0 | 0 | 0 | 0 | 0 | 0 | 0 | 0 | 0 | 0 | 0 | 0 | 0 | 0 | 0 | 0 | 0 | 0 | 0 | 0 | 0 | 0 | 0 | 0 | 0 | 0
F2_Commercial_College_New_Refrigeration_Electric_Icemaker_E2 | F2 | Commercial | College | New | Refrigeration | Electric | Icemaker | E2 | TRC BC Ratio | 0 | 0 | 0 | 0 | 0 | 0 | 0 | 0 | 0 | 0 | 0 | 0 | 0 | 0 | 0 | 0 | 0 | 0 | 0 | 0 | 0 | 0 | 0 | 0 | 0 | 0 | 0 | 0 | 0 | 0
F2_Commercial_College_New_Refrigeration_Electric_Icemaker_E3 | F2 | Commercial | College | New | Refrigeration | Electric | Icemaker | E3 | TRC BC Ratio | 0 | 0 | 0 | 0 | 0 | 0 | 0 | 0 | 0 | 0 | 0 | 0 | 0 | 0 | 0 | 0 | 0 | 0 | 0 | 0 | 0 | 0 | 0 | 0 | 0 | 0 | 0 | 0 | 0 | 0
F2_Commercial_College_New_Refrigeration_Electric_Icemaker_E4 | F2 | Commercial | College | New | Refrigeration | Electric | Icemaker | E4 | TRC BC Ratio | 0 | 0 | 0 | 0 | 0 | 0 | 0 | 0 | 0 | 0 | 0 | 0 | 0 | 0 | 0 | 0 | 0 | 0 | 0 | 0 | 0 | 0 | 0 | 0 | 0 | 0 | 0 | 0 | 0 | 0
F2_Commercial_College_New_Refrigeration_Electric_Icemaker_E5 | F2 | Commercial | College | New | Refrigeration | Electric | Icemaker | E5 | TRC BC Ratio | 0 | 0 | 0 | 0 | 0 | 0 | 0 | 0 | 0 | 0 | 0 | 0 | 0 | 0 | 0 | 0 | 0 | 0 | 0 | 0 | 0 | 0 | 0 | 0 | 0 | 0 | 0 | 0 | 0 | 0
F2_Commercial_College_New_Refrigeration_Electric_Icemaker_E6 | F2 | Commercial | College | New | Refrigeration | Electric | Icemaker | E6 | TRC BC Ratio | 0 | 0 | 0 | 0 | 0 | 0 | 0 | 0 | 0 | 0 | 0 | 0 | 0 | 0 | 0 | 0 | 0 | 0 | 0 | 0 | 0 | 0 | 0 | 0 | 0 | 0 | 0 | 0 | 0 | 0
F2_Commercial_College_New_Refrigeration_Electric_Icemaker_E7 | F2 | Commercial | College | New | Refrigeration | Electric | Icemaker | E7 | TRC BC Ratio | 0 | 0 | 0 | 0 | 0 | 0 | 0 | 0 | 0 | 0 | 0 | 0 | 0 | 0 | 0 | 0 | 0 | 0 | 0 | 0 | 0 | 0 | 0 | 0 | 0 | 0 | 0 | 0 | 0 | 0
F2_Commercial_College_New_Refrigeration_Electric_Icemaker_E8 | F2 | Commercial | College | New | Refrigeration | Electric | Icemaker | E8 | TRC BC Ratio | 0 | 0 | 0 | 0 | 0 | 0 | 0 | 0 | 0 | 0 | 0 | 0 | 0 | 0 | 0 | 0 | 0 | 0 | 0 | 0 | 0 | 0 | 0 | 0 | 0 | 0 | 0 | 0 | 0 | 0
F2_Commercial_College_New_Refrigeration_Electric_Icemaker_E9 | F2 | Commercial | College | New | Refrigeration | Electric | Icemaker | E9 | TRC BC Ratio | 0 | 0 | 0 | 0 | 0 | 0 | 0 | 0 | 0 | 0 | 0 | 0 | 0 | 0 | 0 | 0 | 0 | 0 | 0 | 0 | 0 | 0 | 0 | 0 | 0 | 0 | 0 | 0 | 0 | 0
F2_Commercial_College_New_Refrigeration_Electric_Icemaker_E10 | F2 | Commercial | College | New | Refrigeration | Electric | Icemaker | E10 | TRC BC Ratio | 0 | 0 | 0 | 0 | 0 | 0 | 0 | 0 | 0 | 0 | 0 | 0 | 0 | 0 | 0 | 0 | 0 | 0 | 0 | 0 | 0 | 0 | 0 | 0 | 0 | 0 | 0 | 0 | 0 | 0
F3_Commercial_College_New_Refrigeration_Electric_Icemaker_E1 | F3 | Commercial | College | New | Refrigeration | Electric | Icemaker | E1 | PACT BC Ratio | 0 | 0 | 0 | 0 | 0 | 0 | 0 | 0 | 0 | 0 | 0 | 0 | 0 | 0 | 0 | 0 | 0 | 0 | 0 | 0 | 0 | 0 | 0 | 0 | 0 | 0 | 0 | 0 | 0 | 0
F3_Commercial_College_New_Refrigeration_Electric_Icemaker_E2 | F3 | Commercial | College | New | Refrigeration | Electric | Icemaker | E2 | PACT BC Ratio | 0 | 0 | 0 | 0 | 0 | 0 | 0 | 0 | 0 | 0 | 0 | 0 | 0 | 0 | 0 | 0 | 0 | 0 | 0 | 0 | 0 | 0 | 0 | 0 | 0 | 0 | 0 | 0 | 0 | 0
F3_Commercial_College_New_Refrigeration_Electric_Icemaker_E3 | F3 | Commercial | College | New | Refrigeration | Electric | Icemaker | E3 | PACT BC Ratio | 0 | 0 | 0 | 0 | 0 | 0 | 0 | 0 | 0 | 0 | 0 | 0 | 0 | 0 | 0 | 0 | 0 | 0 | 0 | 0 | 0 | 0 | 0 | 0 | 0 | 0 | 0 | 0 | 0 | 0
F3_Commercial_College_New_Refrigeration_Electric_Icemaker_E4 | F3 | Commercial | College | New | Refrigeration | Electric | Icemaker | E4 | PACT BC Ratio | 0 | 0 | 0 | 0 | 0 | 0 | 0 | 0 | 0 | 0 | 0 | 0 | 0 | 0 | 0 | 0 | 0 | 0 | 0 | 0 | 0 | 0 | 0 | 0 | 0 | 0 | 0 | 0 | 0 | 0
F3_Commercial_College_New_Refrigeration_Electric_Icemaker_E5 | F3 | Commercial | College | New | Refrigeration | Electric | Icemaker | E5 | PACT BC Ratio | 0 | 0 | 0 | 0 | 0 | 0 | 0 | 0 | 0 | 0 | 0 | 0 | 0 | 0 | 0 | 0 | 0 | 0 | 0 | 0 | 0 | 0 | 0 | 0 | 0 | 0 | 0 | 0 | 0 | 0
F3_Commercial_College_New_Refrigeration_Electric_Icemaker_E6 | F3 | Commercial | College | New | Refrigeration | Electric | Icemaker | E6 | PACT BC Ratio | 0 | 0 | 0 | 0 | 0 | 0 | 0 | 0 | 0 | 0 | 0 | 0 | 0 | 0 | 0 | 0 | 0 | 0 | 0 | 0 | 0 | 0 | 0 | 0 | 0 | 0 | 0 | 0 | 0 | 0
F3_Commercial_College_New_Refrigeration_Electric_Icemaker_E7 | F3 | Commercial | College | New | Refrigeration | Electric | Icemaker | E7 | PACT BC Ratio | 0 | 0 | 0 | 0 | 0 | 0 | 0 | 0 | 0 | 0 | 0 | 0 | 0 | 0 | 0 | 0 | 0 | 0 | 0 | 0 | 0 | 0 | 0 | 0 | 0 | 0 | 0 | 0 | 0 | 0
F3_Commercial_College_New_Refrigeration_Electric_Icemaker_E8 | F3 | Commercial | College | New | Refrigeration | Electric | Icemaker | E8 | PACT BC Ratio | 0 | 0 | 0 | 0 | 0 | 0 | 0 | 0 | 0 | 0 | 0 | 0 | 0 | 0 | 0 | 0 | 0 | 0 | 0 | 0 | 0 | 0 | 0 | 0 | 0 | 0 | 0 | 0 | 0 | 0
F3_Commercial_College_New_Refrigeration_Electric_Icemaker_E9 | F3 | Commercial | College | New | Refrigeration | Electric | Icemaker | E9 | PACT BC Ratio | 0 | 0 | 0 | 0 | 0 | 0 | 0 | 0 | 0 | 0 | 0 | 0 | 0 | 0 | 0 | 0 | 0 | 0 | 0 | 0 | 0 | 0 | 0 | 0 | 0 | 0 | 0 | 0 | 0 | 0
F3_Commercial_College_New_Refrigeration_Electric_Icemaker_E10 | F3 | Commercial | College | New | Refrigeration | Electric | Icemaker | E10 | PACT BC Ratio | 0 | 0 | 0 | 0 | 0 | 0 | 0 | 0 | 0 | 0 | 0 | 0 | 0 | 0 | 0 | 0 | 0 | 0 | 0 | 0 | 0 | 0 | 0 | 0 | 0 | 0 | 0 | 0 | 0 | 0
F4_Commercial_College_New_Refrigeration_Electric_Icemaker_E1 | F4 | Commercial | College | New | Refrigeration | Electric | Icemaker | E1 | RVT BC Ratio | 0 | 0 | 0 | 0 | 0 | 0 | 0 | 0 | 0 | 0 | 0 | 0 | 0 | 0 | 0 | 0 | 0 | 0 | 0 | 0 | 0 | 0 | 0 | 0 | 0 | 0 | 0 | 0 | 0 | 0
F4_Commercial_College_New_Refrigeration_Electric_Icemaker_E2 | F4 | Commercial | College | New | Refrigeration | Electric | Icemaker | E2 | RVT BC Ratio | 0 | 0 | 0 | 0 | 0 | 0 | 0 | 0 | 0 | 0 | 0 | 0 | 0 | 0 | 0 | 0 | 0 | 0 | 0 | 0 | 0 | 0 | 0 | 0 | 0 | 0 | 0 | 0 | 0 | 0
F4_Commercial_College_New_Refrigeration_Electric_Icemaker_E3 | F4 | Commercial | College | New | Refrigeration | Electric | Icemaker | E3 | RVT BC Ratio | 0 | 0 | 0 | 0 | 0 | 0 | 0 | 0 | 0 | 0 | 0 | 0 | 0 | 0 | 0 | 0 | 0 | 0 | 0 | 0 | 0 | 0 | 0 | 0 | 0 | 0 | 0 | 0 | 0 | 0
F4_Commercial_College_New_Refrigeration_Electric_Icemaker_E4 | F4 | Commercial | College | New | Refrigeration | Electric | Icemaker | E4 | RVT BC Ratio | 0 | 0 | 0 | 0 | 0 | 0 | 0 | 0 | 0 | 0 | 0 | 0 | 0 | 0 | 0 | 0 | 0 | 0 | 0 | 0 | 0 | 0 | 0 | 0 | 0 | 0 | 0 | 0 | 0 | 0
F4_Commercial_College_New_Refrigeration_Electric_Icemaker_E5 | F4 | Commercial | College | New | Refrigeration | Electric | Icemaker | E5 | RVT BC Ratio | 0 | 0 | 0 | 0 | 0 | 0 | 0 | 0 | 0 | 0 | 0 | 0 | 0 | 0 | 0 | 0 | 0 | 0 | 0 | 0 | 0 | 0 | 0 | 0 | 0 | 0 | 0 | 0 | 0 | 0
F4_Commercial_College_New_Refrigeration_Electric_Icemaker_E6 | F4 | Commercial | College | New | Refrigeration | Electric | Icemaker | E6 | RVT BC Ratio | 0 | 0 | 0 | 0 | 0 | 0 | 0 | 0 | 0 | 0 | 0 | 0 | 0 | 0 | 0 | 0 | 0 | 0 | 0 | 0 | 0 | 0 | 0 | 0 | 0 | 0 | 0 | 0 | 0 | 0
F4_Commercial_College_New_Refrigeration_Electric_Icemaker_E7 | F4 | Commercial | College | New | Refrigeration | Electric | Icemaker | E7 | RVT BC Ratio | 0 | 0 | 0 | 0 | 0 | 0 | 0 | 0 | 0 | 0 | 0 | 0 | 0 | 0 | 0 | 0 | 0 | 0 | 0 | 0 | 0 | 0 | 0 | 0 | 0 | 0 | 0 | 0 | 0 | 0
F4_Commercial_College_New_Refrigeration_Electric_Icemaker_E8 | F4 | Commercial | College | New | Refrigeration | Electric | Icemaker | E8 | RVT BC Ratio | 0 | 0 | 0 | 0 | 0 | 0 | 0 | 0 | 0 | 0 | 0 | 0 | 0 | 0 | 0 | 0 | 0 | 0 | 0 | 0 | 0 | 0 | 0 | 0 | 0 | 0 | 0 | 0 | 0 | 0
F4_Commercial_College_New_Refrigeration_Electric_Icemaker_E9 | F4 | Commercial | College | New | Refrigeration | Electric | Icemaker | E9 | RVT BC Ratio | 0 | 0 | 0 | 0 | 0 | 0 | 0 | 0 | 0 | 0 | 0 | 0 | 0 | 0 | 0 | 0 | 0 | 0 | 0 | 0 | 0 | 0 | 0 | 0 | 0 | 0 | 0 | 0 | 0 | 0
F4_Commercial_College_New_Refrigeration_Electric_Icemaker_E10 | F4 | Commercial | College | New | Refrigeration | Electric | Icemaker | E10 | RVT BC Ratio | 0 | 0 | 0 | 0 | 0 | 0 | 0 | 0 | 0 | 0 | 0 | 0 | 0 | 0 | 0 | 0 | 0 | 0 | 0 | 0 | 0 | 0 | 0 | 0 | 0 | 0 | 0 | 0 | 0 | 0
F5_Commercial_College_New_Refrigeration_Electric_Icemaker_E1 | F5 | Commercial | College | New | Refrigeration | Electric | Icemaker | E1 | RIM BC Ratio | 0 | 0 | 0 | 0 | 0 | 0 | 0 | 0 | 0 | 0 | 0 | 0 | 0 | 0 | 0 | 0 | 0 | 0 | 0 | 0 | 0 | 0 | 0 | 0 | 0 | 0 | 0 | 0 | 0 | 0
F5_Commercial_College_New_Refrigeration_Electric_Icemaker_E2 | F5 | Commercial | College | New | Refrigeration | Electric | Icemaker | E2 | RIM BC Ratio | 0 | 0 | 0 | 0 | 0 | 0 | 0 | 0 | 0 | 0 | 0 | 0 | 0 | 0 | 0 | 0 | 0 | 0 | 0 | 0 | 0 | 0 | 0 | 0 | 0 | 0 | 0 | 0 | 0 | 0
F5_Commercial_College_New_Refrigeration_Electric_Icemaker_E3 | F5 | Commercial | College | New | Refrigeration | Electric | Icemaker | E3 | RIM BC Ratio | 0 | 0 | 0 | 0 | 0 | 0 | 0 | 0 | 0 | 0 | 0 | 0 | 0 | 0 | 0 | 0 | 0 | 0 | 0 | 0 | 0 | 0 | 0 | 0 | 0 | 0 | 0 | 0 | 0 | 0
F5_Commercial_College_New_Refrigeration_Electric_Icemaker_E4 | F5 | Commercial | College | New | Refrigeration | Electric | Icemaker | E4 | RIM BC Ratio | 0 | 0 | 0 | 0 | 0 | 0 | 0 | 0 | 0 | 0 | 0 | 0 | 0 | 0 | 0 | 0 | 0 | 0 | 0 | 0 | 0 | 0 | 0 | 0 | 0 | 0 | 0 | 0 | 0 | 0
F5_Commercial_College_New_Refrigeration_Electric_Icemaker_E5 | F5 | Commercial | College | New | Refrigeration | Electric | Icemaker | E5 | RIM BC Ratio | 0 | 0 | 0 | 0 | 0 | 0 | 0 | 0 | 0 | 0 | 0 | 0 | 0 | 0 | 0 | 0 | 0 | 0 | 0 | 0 | 0 | 0 | 0 | 0 | 0 | 0 | 0 | 0 | 0 | 0
F5_Commercial_College_New_Refrigeration_Electric_Icemaker_E6 | F5 | Commercial | College | New | Refrigeration | Electric | Icemaker | E6 | RIM BC Ratio | 0 | 0 | 0 | 0 | 0 | 0 | 0 | 0 | 0 | 0 | 0 | 0 | 0 | 0 | 0 | 0 | 0 | 0 | 0 | 0 | 0 | 0 | 0 | 0 | 0 | 0 | 0 | 0 | 0 | 0
F5_Commercial_College_New_Refrigeration_Electric_Icemaker_E7 | F5 | Commercial | College | New | Refrigeration | Electric | Icemaker | E7 | RIM BC Ratio | 0 | 0 | 0 | 0 | 0 | 0 | 0 | 0 | 0 | 0 | 0 | 0 | 0 | 0 | 0 | 0 | 0 | 0 | 0 | 0 | 0 | 0 | 0 | 0 | 0 | 0 | 0 | 0 | 0 | 0
F5_Commercial_College_New_Refrigeration_Electric_Icemaker_E8 | F5 | Commercial | College | New | Refrigeration | Electric | Icemaker | E8 | RIM BC Ratio | 0 | 0 | 0 | 0 | 0 | 0 | 0 | 0 | 0 | 0 | 0 | 0 | 0 | 0 | 0 | 0 | 0 | 0 | 0 | 0 | 0 | 0 | 0 | 0 | 0 | 0 | 0 | 0 | 0 | 0
F5_Commercial_College_New_Refrigeration_Electric_Icemaker_E9 | F5 | Commercial | College | New | Refrigeration | Electric | Icemaker | E9 | RIM BC Ratio | 0 | 0 | 0 | 0 | 0 | 0 | 0 | 0 | 0 | 0 | 0 | 0 | 0 | 0 | 0 | 0 | 0 | 0 | 0 | 0 | 0 | 0 | 0 | 0 | 0 | 0 | 0 | 0 | 0 | 0
F5_Commercial_College_New_Refrigeration_Electric_Icemaker_E10 | F5 | Commercial | College | New | Refrigeration | Electric | Icemaker | E10 | RIM BC Ratio | 0 | 0 | 0 | 0 | 0 | 0 | 0 | 0 | 0 | 0 | 0 | 0 | 0 | 0 | 0 | 0 | 0 | 0 | 0 | 0 | 0 | 0 | 0 | 0 | 0 | 0 | 0 | 0 | 0 | 0
F0_Commercial_College_New_Refrigeration_Electric_Vending Machine_E0 | F0 | Commercial | College | New | Refrigeration | Electric | Vending Machine | E0 | Economic Unit | 0 | 0 | 0 | 0 | 0 | 0 | 0 | 0 | 0 | 0 | 0 | 0 | 0 | 0 | 0 | 0 | 0 | 0 | 0 | 0 | 0 | 0 | 0 | 0 | 0 | 0 | 0 | 0 | 0 | 0
F1_Commercial_College_New_Refrigeration_Electric_Vending Machine_E1 | F1 | Commercial | College | New | Refrigeration | Electric | Vending Machine | E1 | CCE | 0 | 0 | 0 | 0 | 0 | 0 | 0 | 0 | 0 | 0 | 0 | 0 | 0 | 0 | 0 | 0 | 0 | 0 | 0 | 0 | 0 | 0 | 0 | 0 | 0 | 0 | 0 | 0 | 0 | 0
F1_Commercial_College_New_Refrigeration_Electric_Vending Machine_E2 | F1 | Commercial | College | New | Refrigeration | Electric | Vending Machine | E2 | CCE | 0 | 0 | 0 | 0 | 0 | 0 | 0 | 0 | 0 | 0 | 0 | 0 | 0 | 0 | 0 | 0 | 0 | 0 | 0 | 0 | 0 | 0 | 0 | 0 | 0 | 0 | 0 | 0 | 0 | 0
F1_Commercial_College_New_Refrigeration_Electric_Vending Machine_E3 | F1 | Commercial | College | New | Refrigeration | Electric | Vending Machine | E3 | CCE | 0 | 0 | 0 | 0 | 0 | 0 | 0 | 0 | 0 | 0 | 0 | 0 | 0 | 0 | 0 | 0 | 0 | 0 | 0 | 0 | 0 | 0 | 0 | 0 | 0 | 0 | 0 | 0 | 0 | 0
F1_Commercial_College_New_Refrigeration_Electric_Vending Machine_E4 | F1 | Commercial | College | New | Refrigeration | Electric | Vending Machine | E4 | CCE | 0 | 0 | 0 | 0 | 0 | 0 | 0 | 0 | 0 | 0 | 0 | 0 | 0 | 0 | 0 | 0 | 0 | 0 | 0 | 0 | 0 | 0 | 0 | 0 | 0 | 0 | 0 | 0 | 0 | 0
F1_Commercial_College_New_Refrigeration_Electric_Vending Machine_E5 | F1 | Commercial | College | New | Refrigeration | Electric | Vending Machine | E5 | CCE | 0 | 0 | 0 | 0 | 0 | 0 | 0 | 0 | 0 | 0 | 0 | 0 | 0 | 0 | 0 | 0 | 0 | 0 | 0 | 0 | 0 | 0 | 0 | 0 | 0 | 0 | 0 | 0 | 0 | 0
F1_Commercial_College_New_Refrigeration_Electric_Vending Machine_E6 | F1 | Commercial | College | New | Refrigeration | Electric | Vending Machine | E6 | CCE | 0 | 0 | 0 | 0 | 0 | 0 | 0 | 0 | 0 | 0 | 0 | 0 | 0 | 0 | 0 | 0 | 0 | 0 | 0 | 0 | 0 | 0 | 0 | 0 | 0 | 0 | 0 | 0 | 0 | 0
F1_Commercial_College_New_Refrigeration_Electric_Vending Machine_E7 | F1 | Commercial | College | New | Refrigeration | Electric | Vending Machine | E7 | CCE | 0 | 0 | 0 | 0 | 0 | 0 | 0 | 0 | 0 | 0 | 0 | 0 | 0 | 0 | 0 | 0 | 0 | 0 | 0 | 0 | 0 | 0 | 0 | 0 | 0 | 0 | 0 | 0 | 0 | 0
F1_Commercial_College_New_Refrigeration_Electric_Vending Machine_E8 | F1 | Commercial | College | New | Refrigeration | Electric | Vending Machine | E8 | CCE | 0 | 0 | 0 | 0 | 0 | 0 | 0 | 0 | 0 | 0 | 0 | 0 | 0 | 0 | 0 | 0 | 0 | 0 | 0 | 0 | 0 | 0 | 0 | 0 | 0 | 0 | 0 | 0 | 0 | 0
F1_Commercial_College_New_Refrigeration_Electric_Vending Machine_E9 | F1 | Commercial | College | New | Refrigeration | Electric | Vending Machine | E9 | CCE | 0 | 0 | 0 | 0 | 0 | 0 | 0 | 0 | 0 | 0 | 0 | 0 | 0 | 0 | 0 | 0 | 0 | 0 | 0 | 0 | 0 | 0 | 0 | 0 | 0 | 0 | 0 | 0 | 0 | 0
F1_Commercial_College_New_Refrigeration_Electric_Vending Machine_E10 | F1 | Commercial | College | New | Refrigeration | Electric | Vending Machine | E10 | CCE | 0 | 0 | 0 | 0 | 0 | 0 | 0 | 0 | 0 | 0 | 0 | 0 | 0 | 0 | 0 | 0 | 0 | 0 | 0 | 0 | 0 | 0 | 0 | 0 | 0 | 0 | 0 | 0 | 0 | 0
F2_Commercial_College_New_Refrigeration_Electric_Vending Machine_E1 | F2 | Commercial | College | New | Refrigeration | Electric | Vending Machine | E1 | TRC BC Ratio | 0 | 0 | 0 | 0 | 0 | 0 | 0 | 0 | 0 | 0 | 0 | 0 | 0 | 0 | 0 | 0 | 0 | 0 | 0 | 0 | 0 | 0 | 0 | 0 | 0 | 0 | 0 | 0 | 0 | 0
F2_Commercial_College_New_Refrigeration_Electric_Vending Machine_E2 | F2 | Commercial | College | New | Refrigeration | Electric | Vending Machine | E2 | TRC BC Ratio | 0 | 0 | 0 | 0 | 0 | 0 | 0 | 0 | 0 | 0 | 0 | 0 | 0 | 0 | 0 | 0 | 0 | 0 | 0 | 0 | 0 | 0 | 0 | 0 | 0 | 0 | 0 | 0 | 0 | 0
F2_Commercial_College_New_Refrigeration_Electric_Vending Machine_E3 | F2 | Commercial | College | New | Refrigeration | Electric | Vending Machine | E3 | TRC BC Ratio | 0 | 0 | 0 | 0 | 0 | 0 | 0 | 0 | 0 | 0 | 0 | 0 | 0 | 0 | 0 | 0 | 0 | 0 | 0 | 0 | 0 | 0 | 0 | 0 | 0 | 0 | 0 | 0 | 0 | 0
F2_Commercial_College_New_Refrigeration_Electric_Vending Machine_E4 | F2 | Commercial | College | New | Refrigeration | Electric | Vending Machine | E4 | TRC BC Ratio | 0 | 0 | 0 | 0 | 0 | 0 | 0 | 0 | 0 | 0 | 0 | 0 | 0 | 0 | 0 | 0 | 0 | 0 | 0 | 0 | 0 | 0 | 0 | 0 | 0 | 0 | 0 | 0 | 0 | 0
F2_Commercial_College_New_Refrigeration_Electric_Vending Machine_E5 | F2 | Commercial | College | New | Refrigeration | Electric | Vending Machine | E5 | TRC BC Ratio | 0 | 0 | 0 | 0 | 0 | 0 | 0 | 0 | 0 | 0 | 0 | 0 | 0 | 0 | 0 | 0 | 0 | 0 | 0 | 0 | 0 | 0 | 0 | 0 | 0 | 0 | 0 | 0 | 0 | 0
F2_Commercial_College_New_Refrigeration_Electric_Vending Machine_E6 | F2 | Commercial | College | New | Refrigeration | Electric | Vending Machine | E6 | TRC BC Ratio | 0 | 0 | 0 | 0 | 0 | 0 | 0 | 0 | 0 | 0 | 0 | 0 | 0 | 0 | 0 | 0 | 0 | 0 | 0 | 0 | 0 | 0 | 0 | 0 | 0 | 0 | 0 | 0 | 0 | 0
F2_Commercial_College_New_Refrigeration_Electric_Vending Machine_E7 | F2 | Commercial | College | New | Refrigeration | Electric | Vending Machine | E7 | TRC BC Ratio | 0 | 0 | 0 | 0 | 0 | 0 | 0 | 0 | 0 | 0 | 0 | 0 | 0 | 0 | 0 | 0 | 0 | 0 | 0 | 0 | 0 | 0 | 0 | 0 | 0 | 0 | 0 | 0 | 0 | 0
F2_Commercial_College_New_Refrigeration_Electric_Vending Machine_E8 | F2 | Commercial | College | New | Refrigeration | Electric | Vending Machine | E8 | TRC BC Ratio | 0 | 0 | 0 | 0 | 0 | 0 | 0 | 0 | 0 | 0 | 0 | 0 | 0 | 0 | 0 | 0 | 0 | 0 | 0 | 0 | 0 | 0 | 0 | 0 | 0 | 0 | 0 | 0 | 0 | 0
F2_Commercial_College_New_Refrigeration_Electric_Vending Machine_E9 | F2 | Commercial | College | New | Refrigeration | Electric | Vending Machine | E9 | TRC BC Ratio | 0 | 0 | 0 | 0 | 0 | 0 | 0 | 0 | 0 | 0 | 0 | 0 | 0 | 0 | 0 | 0 | 0 | 0 | 0 | 0 | 0 | 0 | 0 | 0 | 0 | 0 | 0 | 0 | 0 | 0
F2_Commercial_College_New_Refrigeration_Electric_Vending Machine_E10 | F2 | Commercial | College | New | Refrigeration | Electric | Vending Machine | E10 | TRC BC Ratio | 0 | 0 | 0 | 0 | 0 | 0 | 0 | 0 | 0 | 0 | 0 | 0 | 0 | 0 | 0 | 0 | 0 | 0 | 0 | 0 | 0 | 0 | 0 | 0 | 0 | 0 | 0 | 0 | 0 | 0
F3_Commercial_College_New_Refrigeration_Electric_Vending Machine_E1 | F3 | Commercial | College | New | Refrigeration | Electric | Vending Machine | E1 | PACT BC Ratio | 0 | 0 | 0 | 0 | 0 | 0 | 0 | 0 | 0 | 0 | 0 | 0 | 0 | 0 | 0 | 0 | 0 | 0 | 0 | 0 | 0 | 0 | 0 | 0 | 0 | 0 | 0 | 0 | 0 | 0
F3_Commercial_College_New_Refrigeration_Electric_Vending Machine_E2 | F3 | Commercial | College | New | Refrigeration | Electric | Vending Machine | E2 | PACT BC Ratio | 0 | 0 | 0 | 0 | 0 | 0 | 0 | 0 | 0 | 0 | 0 | 0 | 0 | 0 | 0 | 0 | 0 | 0 | 0 | 0 | 0 | 0 | 0 | 0 | 0 | 0 | 0 | 0 | 0 | 0
F3_Commercial_College_New_Refrigeration_Electric_Vending Machine_E3 | F3 | Commercial | College | New | Refrigeration | Electric | Vending Machine | E3 | PACT BC Ratio | 0 | 0 | 0 | 0 | 0 | 0 | 0 | 0 | 0 | 0 | 0 | 0 | 0 | 0 | 0 | 0 | 0 | 0 | 0 | 0 | 0 | 0 | 0 | 0 | 0 | 0 | 0 | 0 | 0 | 0
F3_Commercial_College_New_Refrigeration_Electric_Vending Machine_E4 | F3 | Commercial | College | New | Refrigeration | Electric | Vending Machine | E4 | PACT BC Ratio | 0 | 0 | 0 | 0 | 0 | 0 | 0 | 0 | 0 | 0 | 0 | 0 | 0 | 0 | 0 | 0 | 0 | 0 | 0 | 0 | 0 | 0 | 0 | 0 | 0 | 0 | 0 | 0 | 0 | 0
F3_Commercial_College_New_Refrigeration_Electric_Vending Machine_E5 | F3 | Commercial | College | New | Refrigeration | Electric | Vending Machine | E5 | PACT BC Ratio | 0 | 0 | 0 | 0 | 0 | 0 | 0 | 0 | 0 | 0 | 0 | 0 | 0 | 0 | 0 | 0 | 0 | 0 | 0 | 0 | 0 | 0 | 0 | 0 | 0 | 0 | 0 | 0 | 0 | 0
F3_Commercial_College_New_Refrigeration_Electric_Vending Machine_E6 | F3 | Commercial | College | New | Refrigeration | Electric | Vending Machine | E6 | PACT BC Ratio | 0 | 0 | 0 | 0 | 0 | 0 | 0 | 0 | 0 | 0 | 0 | 0 | 0 | 0 | 0 | 0 | 0 | 0 | 0 | 0 | 0 | 0 | 0 | 0 | 0 | 0 | 0 | 0 | 0 | 0
F3_Commercial_College_New_Refrigeration_Electric_Vending Machine_E7 | F3 | Commercial | College | New | Refrigeration | Electric | Vending Machine | E7 | PACT BC Ratio | 0 | 0 | 0 | 0 | 0 | 0 | 0 | 0 | 0 | 0 | 0 | 0 | 0 | 0 | 0 | 0 | 0 | 0 | 0 | 0 | 0 | 0 | 0 | 0 | 0 | 0 | 0 | 0 | 0 | 0
F3_Commercial_College_New_Refrigeration_Electric_Vending Machine_E8 | F3 | Commercial | College | New | Refrigeration | Electric | Vending Machine | E8 | PACT BC Ratio | 0 | 0 | 0 | 0 | 0 | 0 | 0 | 0 | 0 | 0 | 0 | 0 | 0 | 0 | 0 | 0 | 0 | 0 | 0 | 0 | 0 | 0 | 0 | 0 | 0 | 0 | 0 | 0 | 0 | 0
F3_Commercial_College_New_Refrigeration_Electric_Vending Machine_E9 | F3 | Commercial | College | New | Refrigeration | Electric | Vending Machine | E9 | PACT BC Ratio | 0 | 0 | 0 | 0 | 0 | 0 | 0 | 0 | 0 | 0 | 0 | 0 | 0 | 0 | 0 | 0 | 0 | 0 | 0 | 0 | 0 | 0 | 0 | 0 | 0 | 0 | 0 | 0 | 0 | 0
F3_Commercial_College_New_Refrigeration_Electric_Vending Machine_E10 | F3 | Commercial | College | New | Refrigeration | Electric | Vending Machine | E10 | PACT BC Ratio | 0 | 0 | 0 | 0 | 0 | 0 | 0 | 0 | 0 | 0 | 0 | 0 | 0 | 0 | 0 | 0 | 0 | 0 | 0 | 0 | 0 | 0 | 0 | 0 | 0 | 0 | 0 | 0 | 0 | 0
F4_Commercial_College_New_Refrigeration_Electric_Vending Machine_E1 | F4 | Commercial | College | New | Refrigeration | Electric | Vending Machine | E1 | RVT BC Ratio | 0 | 0 | 0 | 0 | 0 | 0 | 0 | 0 | 0 | 0 | 0 | 0 | 0 | 0 | 0 | 0 | 0 | 0 | 0 | 0 | 0 | 0 | 0 | 0 | 0 | 0 | 0 | 0 | 0 | 0
F4_Commercial_College_New_Refrigeration_Electric_Vending Machine_E2 | F4 | Commercial | College | New | Refrigeration | Electric | Vending Machine | E2 | RVT BC Ratio | 0 | 0 | 0 | 0 | 0 | 0 | 0 | 0 | 0 | 0 | 0 | 0 | 0 | 0 | 0 | 0 | 0 | 0 | 0 | 0 | 0 | 0 | 0 | 0 | 0 | 0 | 0 | 0 | 0 | 0
F4_Commercial_College_New_Refrigeration_Electric_Vending Machine_E3 | F4 | Commercial | College | New | Refrigeration | Electric | Vending Machine | E3 | RVT BC Ratio | 0 | 0 | 0 | 0 | 0 | 0 | 0 | 0 | 0 | 0 | 0 | 0 | 0 | 0 | 0 | 0 | 0 | 0 | 0 | 0 | 0 | 0 | 0 | 0 | 0 | 0 | 0 | 0 | 0 | 0
F4_Commercial_College_New_Refrigeration_Electric_Vending Machine_E4 | F4 | Commercial | College | New | Refrigeration | Electric | Vending Machine | E4 | RVT BC Ratio | 0 | 0 | 0 | 0 | 0 | 0 | 0 | 0 | 0 | 0 | 0 | 0 | 0 | 0 | 0 | 0 | 0 | 0 | 0 | 0 | 0 | 0 | 0 | 0 | 0 | 0 | 0 | 0 | 0 | 0
F4_Commercial_College_New_Refrigeration_Electric_Vending Machine_E5 | F4 | Commercial | College | New | Refrigeration | Electric | Vending Machine | E5 | RVT BC Ratio | 0 | 0 | 0 | 0 | 0 | 0 | 0 | 0 | 0 | 0 | 0 | 0 | 0 | 0 | 0 | 0 | 0 | 0 | 0 | 0 | 0 | 0 | 0 | 0 | 0 | 0 | 0 | 0 | 0 | 0
F4_Commercial_College_New_Refrigeration_Electric_Vending Machine_E6 | F4 | Commercial | College | New | Refrigeration | Electric | Vending Machine | E6 | RVT BC Ratio | 0 | 0 | 0 | 0 | 0 | 0 | 0 | 0 | 0 | 0 | 0 | 0 | 0 | 0 | 0 | 0 | 0 | 0 | 0 | 0 | 0 | 0 | 0 | 0 | 0 | 0 | 0 | 0 | 0 | 0
F4_Commercial_College_New_Refrigeration_Electric_Vending Machine_E7 | F4 | Commercial | College | New | Refrigeration | Electric | Vending Machine | E7 | RVT BC Ratio | 0 | 0 | 0 | 0 | 0 | 0 | 0 | 0 | 0 | 0 | 0 | 0 | 0 | 0 | 0 | 0 | 0 | 0 | 0 | 0 | 0 | 0 | 0 | 0 | 0 | 0 | 0 | 0 | 0 | 0
F4_Commercial_College_New_Refrigeration_Electric_Vending Machine_E8 | F4 | Commercial | College | New | Refrigeration | Electric | Vending Machine | E8 | RVT BC Ratio | 0 | 0 | 0 | 0 | 0 | 0 | 0 | 0 | 0 | 0 | 0 | 0 | 0 | 0 | 0 | 0 | 0 | 0 | 0 | 0 | 0 | 0 | 0 | 0 | 0 | 0 | 0 | 0 | 0 | 0
F4_Commercial_College_New_Refrigeration_Electric_Vending Machine_E9 | F4 | Commercial | College | New | Refrigeration | Electric | Vending Machine | E9 | RVT BC Ratio | 0 | 0 | 0 | 0 | 0 | 0 | 0 | 0 | 0 | 0 | 0 | 0 | 0 | 0 | 0 | 0 | 0 | 0 | 0 | 0 | 0 | 0 | 0 | 0 | 0 | 0 | 0 | 0 | 0 | 0
F4_Commercial_College_New_Refrigeration_Electric_Vending Machine_E10 | F4 | Commercial | College | New | Refrigeration | Electric | Vending Machine | E10 | RVT BC Ratio | 0 | 0 | 0 | 0 | 0 | 0 | 0 | 0 | 0 | 0 | 0 | 0 | 0 | 0 | 0 | 0 | 0 | 0 | 0 | 0 | 0 | 0 | 0 | 0 | 0 | 0 | 0 | 0 | 0 | 0
F5_Commercial_College_New_Refrigeration_Electric_Vending Machine_E1 | F5 | Commercial | College | New | Refrigeration | Electric | Vending Machine | E1 | RIM BC Ratio | 0 | 0 | 0 | 0 | 0 | 0 | 0 | 0 | 0 | 0 | 0 | 0 | 0 | 0 | 0 | 0 | 0 | 0 | 0 | 0 | 0 | 0 | 0 | 0 | 0 | 0 | 0 | 0 | 0 | 0
F5_Commercial_College_New_Refrigeration_Electric_Vending Machine_E2 | F5 | Commercial | College | New | Refrigeration | Electric | Vending Machine | E2 | RIM BC Ratio | 0 | 0 | 0 | 0 | 0 | 0 | 0 | 0 | 0 | 0 | 0 | 0 | 0 | 0 | 0 | 0 | 0 | 0 | 0 | 0 | 0 | 0 | 0 | 0 | 0 | 0 | 0 | 0 | 0 | 0
F5_Commercial_College_New_Refrigeration_Electric_Vending Machine_E3 | F5 | Commercial | College | New | Refrigeration | Electric | Vending Machine | E3 | RIM BC Ratio | 0 | 0 | 0 | 0 | 0 | 0 | 0 | 0 | 0 | 0 | 0 | 0 | 0 | 0 | 0 | 0 | 0 | 0 | 0 | 0 | 0 | 0 | 0 | 0 | 0 | 0 | 0 | 0 | 0 | 0
F5_Commercial_College_New_Refrigeration_Electric_Vending Machine_E4 | F5 | Commercial | College | New | Refrigeration | Electric | Vending Machine | E4 | RIM BC Ratio | 0 | 0 | 0 | 0 | 0 | 0 | 0 | 0 | 0 | 0 | 0 | 0 | 0 | 0 | 0 | 0 | 0 | 0 | 0 | 0 | 0 | 0 | 0 | 0 | 0 | 0 | 0 | 0 | 0 | 0
F5_Commercial_College_New_Refrigeration_Electric_Vending Machine_E5 | F5 | Commercial | College | New | Refrigeration | Electric | Vending Machine | E5 | RIM BC Ratio | 0 | 0 | 0 | 0 | 0 | 0 | 0 | 0 | 0 | 0 | 0 | 0 | 0 | 0 | 0 | 0 | 0 | 0 | 0 | 0 | 0 | 0 | 0 | 0 | 0 | 0 | 0 | 0 | 0 | 0
F5_Commercial_College_New_Refrigeration_Electric_Vending Machine_E6 | F5 | Commercial | College | New | Refrigeration | Electric | Vending Machine | E6 | RIM BC Ratio | 0 | 0 | 0 | 0 | 0 | 0 | 0 | 0 | 0 | 0 | 0 | 0 | 0 | 0 | 0 | 0 | 0 | 0 | 0 | 0 | 0 | 0 | 0 | 0 | 0 | 0 | 0 | 0 | 0 | 0
F5_Commercial_College_New_Refrigeration_Electric_Vending Machine_E7 | F5 | Commercial | College | New | Refrigeration | Electric | Vending Machine | E7 | RIM BC Ratio | 0 | 0 | 0 | 0 | 0 | 0 | 0 | 0 | 0 | 0 | 0 | 0 | 0 | 0 | 0 | 0 | 0 | 0 | 0 | 0 | 0 | 0 | 0 | 0 | 0 | 0 | 0 | 0 | 0 | 0
F5_Commercial_College_New_Refrigeration_Electric_Vending Machine_E8 | F5 | Commercial | College | New | Refrigeration | Electric | Vending Machine | E8 | RIM BC Ratio | 0 | 0 | 0 | 0 | 0 | 0 | 0 | 0 | 0 | 0 | 0 | 0 | 0 | 0 | 0 | 0 | 0 | 0 | 0 | 0 | 0 | 0 | 0 | 0 | 0 | 0 | 0 | 0 | 0 | 0
F5_Commercial_College_New_Refrigeration_Electric_Vending Machine_E9 | F5 | Commercial | College | New | Refrigeration | Electric | Vending Machine | E9 | RIM BC Ratio | 0 | 0 | 0 | 0 | 0 | 0 | 0 | 0 | 0 | 0 | 0 | 0 | 0 | 0 | 0 | 0 | 0 | 0 | 0 | 0 | 0 | 0 | 0 | 0 | 0 | 0 | 0 | 0 | 0 | 0
F5_Commercial_College_New_Refrigeration_Electric_Vending Machine_E10 | F5 | Commercial | College | New | Refrigeration | Electric | Vending Machine | E10 | RIM BC Ratio | 0 | 0 | 0 | 0 | 0 | 0 | 0 | 0 | 0 | 0 | 0 | 0 | 0 | 0 | 0 | 0 | 0 | 0 | 0 | 0 | 0 | 0 | 0 | 0 | 0 | 0 | 0 | 0 | 0 | 0
F0_Commercial_College_New_Food Preparation_Electric_Oven_E0 | F0 | Commercial | College | New | Food Preparation | Electric | Oven | E0 | Economic Unit | 0 | 0 | 0 | 0 | 0 | 0 | 0 | 0 | 0 | 0 | 0 | 0 | 0 | 0 | 0 | 0 | 0 | 0 | 0 | 0 | 0 | 0 | 0 | 0 | 0 | 0 | 0 | 0 | 0 | 0
F1_Commercial_College_New_Food Preparation_Electric_Oven_E1 | F1 | Commercial | College | New | Food Preparation | Electric | Oven | E1 | CCE | 0 | 0 | 0 | 0 | 0 | 0 | 0 | 0 | 0 | 0 | 0 | 0 | 0 | 0 | 0 | 0 | 0 | 0 | 0 | 0 | 0 | 0 | 0 | 0 | 0 | 0 | 0 | 0 | 0 | 0
F1_Commercial_College_New_Food Preparation_Electric_Oven_E2 | F1 | Commercial | College | New | Food Preparation | Electric | Oven | E2 | CCE | 0 | 0 | 0 | 0 | 0 | 0 | 0 | 0 | 0 | 0 | 0 | 0 | 0 | 0 | 0 | 0 | 0 | 0 | 0 | 0 | 0 | 0 | 0 | 0 | 0 | 0 | 0 | 0 | 0 | 0
F1_Commercial_College_New_Food Preparation_Electric_Oven_E3 | F1 | Commercial | College | New | Food Preparation | Electric | Oven | E3 | CCE | 0 | 0 | 0 | 0 | 0 | 0 | 0 | 0 | 0 | 0 | 0 | 0 | 0 | 0 | 0 | 0 | 0 | 0 | 0 | 0 | 0 | 0 | 0 | 0 | 0 | 0 | 0 | 0 | 0 | 0
F1_Commercial_College_New_Food Preparation_Electric_Oven_E4 | F1 | Commercial | College | New | Food Preparation | Electric | Oven | E4 | CCE | 0 | 0 | 0 | 0 | 0 | 0 | 0 | 0 | 0 | 0 | 0 | 0 | 0 | 0 | 0 | 0 | 0 | 0 | 0 | 0 | 0 | 0 | 0 | 0 | 0 | 0 | 0 | 0 | 0 | 0
F1_Commercial_College_New_Food Preparation_Electric_Oven_E5 | F1 | Commercial | College | New | Food Preparation | Electric | Oven | E5 | CCE | 0 | 0 | 0 | 0 | 0 | 0 | 0 | 0 | 0 | 0 | 0 | 0 | 0 | 0 | 0 | 0 | 0 | 0 | 0 | 0 | 0 | 0 | 0 | 0 | 0 | 0 | 0 | 0 | 0 | 0
F1_Commercial_College_New_Food Preparation_Electric_Oven_E6 | F1 | Commercial | College | New | Food Preparation | Electric | Oven | E6 | CCE | 0 | 0 | 0 | 0 | 0 | 0 | 0 | 0 | 0 | 0 | 0 | 0 | 0 | 0 | 0 | 0 | 0 | 0 | 0 | 0 | 0 | 0 | 0 | 0 | 0 | 0 | 0 | 0 | 0 | 0
F1_Commercial_College_New_Food Preparation_Electric_Oven_E7 | F1 | Commercial | College | New | Food Preparation | Electric | Oven | E7 | CCE | 0 | 0 | 0 | 0 | 0 | 0 | 0 | 0 | 0 | 0 | 0 | 0 | 0 | 0 | 0 | 0 | 0 | 0 | 0 | 0 | 0 | 0 | 0 | 0 | 0 | 0 | 0 | 0 | 0 | 0
F1_Commercial_College_New_Food Preparation_Electric_Oven_E8 | F1 | Commercial | College | New | Food Preparation | Electric | Oven | E8 | CCE | 0 | 0 | 0 | 0 | 0 | 0 | 0 | 0 | 0 | 0 | 0 | 0 | 0 | 0 | 0 | 0 | 0 | 0 | 0 | 0 | 0 | 0 | 0 | 0 | 0 | 0 | 0 | 0 | 0 | 0
F1_Commercial_College_New_Food Preparation_Electric_Oven_E9 | F1 | Commercial | College | New | Food Preparation | Electric | Oven | E9 | CCE | 0 | 0 | 0 | 0 | 0 | 0 | 0 | 0 | 0 | 0 | 0 | 0 | 0 | 0 | 0 | 0 | 0 | 0 | 0 | 0 | 0 | 0 | 0 | 0 | 0 | 0 | 0 | 0 | 0 | 0
F1_Commercial_College_New_Food Preparation_Electric_Oven_E10 | F1 | Commercial | College | New | Food Preparation | Electric | Oven | E10 | CCE | 0 | 0 | 0 | 0 | 0 | 0 | 0 | 0 | 0 | 0 | 0 | 0 | 0 | 0 | 0 | 0 | 0 | 0 | 0 | 0 | 0 | 0 | 0 | 0 | 0 | 0 | 0 | 0 | 0 | 0
F2_Commercial_College_New_Food Preparation_Electric_Oven_E1 | F2 | Commercial | College | New | Food Preparation | Electric | Oven | E1 | TRC BC Ratio | 0 | 0 | 0 | 0 | 0 | 0 | 0 | 0 | 0 | 0 | 0 | 0 | 0 | 0 | 0 | 0 | 0 | 0 | 0 | 0 | 0 | 0 | 0 | 0 | 0 | 0 | 0 | 0 | 0 | 0
F2_Commercial_College_New_Food Preparation_Electric_Oven_E2 | F2 | Commercial | College | New | Food Preparation | Electric | Oven | E2 | TRC BC Ratio | 0 | 0 | 0 | 0 | 0 | 0 | 0 | 0 | 0 | 0 | 0 | 0 | 0 | 0 | 0 | 0 | 0 | 0 | 0 | 0 | 0 | 0 | 0 | 0 | 0 | 0 | 0 | 0 | 0 | 0
F2_Commercial_College_New_Food Preparation_Electric_Oven_E3 | F2 | Commercial | College | New | Food Preparation | Electric | Oven | E3 | TRC BC Ratio | 0 | 0 | 0 | 0 | 0 | 0 | 0 | 0 | 0 | 0 | 0 | 0 | 0 | 0 | 0 | 0 | 0 | 0 | 0 | 0 | 0 | 0 | 0 | 0 | 0 | 0 | 0 | 0 | 0 | 0
F2_Commercial_College_New_Food Preparation_Electric_Oven_E4 | F2 | Commercial | College | New | Food Preparation | Electric | Oven | E4 | TRC BC Ratio | 0 | 0 | 0 | 0 | 0 | 0 | 0 | 0 | 0 | 0 | 0 | 0 | 0 | 0 | 0 | 0 | 0 | 0 | 0 | 0 | 0 | 0 | 0 | 0 | 0 | 0 | 0 | 0 | 0 | 0
F2_Commercial_College_New_Food Preparation_Electric_Oven_E5 | F2 | Commercial | College | New | Food Preparation | Electric | Oven | E5 | TRC BC Ratio | 0 | 0 | 0 | 0 | 0 | 0 | 0 | 0 | 0 | 0 | 0 | 0 | 0 | 0 | 0 | 0 | 0 | 0 | 0 | 0 | 0 | 0 | 0 | 0 | 0 | 0 | 0 | 0 | 0 | 0
F2_Commercial_College_New_Food Preparation_Electric_Oven_E6 | F2 | Commercial | College | New | Food Preparation | Electric | Oven | E6 | TRC BC Ratio | 0 | 0 | 0 | 0 | 0 | 0 | 0 | 0 | 0 | 0 | 0 | 0 | 0 | 0 | 0 | 0 | 0 | 0 | 0 | 0 | 0 | 0 | 0 | 0 | 0 | 0 | 0 | 0 | 0 | 0
F2_Commercial_College_New_Food Preparation_Electric_Oven_E7 | F2 | Commercial | College | New | Food Preparation | Electric | Oven | E7 | TRC BC Ratio | 0 | 0 | 0 | 0 | 0 | 0 | 0 | 0 | 0 | 0 | 0 | 0 | 0 | 0 | 0 | 0 | 0 | 0 | 0 | 0 | 0 | 0 | 0 | 0 | 0 | 0 | 0 | 0 | 0 | 0
F2_Commercial_College_New_Food Preparation_Electric_Oven_E8 | F2 | Commercial | College | New | Food Preparation | Electric | Oven | E8 | TRC BC Ratio | 0 | 0 | 0 | 0 | 0 | 0 | 0 | 0 | 0 | 0 | 0 | 0 | 0 | 0 | 0 | 0 | 0 | 0 | 0 | 0 | 0 | 0 | 0 | 0 | 0 | 0 | 0 | 0 | 0 | 0
F2_Commercial_College_New_Food Preparation_Electric_Oven_E9 | F2 | Commercial | College | New | Food Preparation | Electric | Oven | E9 | TRC BC Ratio | 0 | 0 | 0 | 0 | 0 | 0 | 0 | 0 | 0 | 0 | 0 | 0 | 0 | 0 | 0 | 0 | 0 | 0 | 0 | 0 | 0 | 0 | 0 | 0 | 0 | 0 | 0 | 0 | 0 | 0
F2_Commercial_College_New_Food Preparation_Electric_Oven_E10 | F2 | Commercial | College | New | Food Preparation | Electric | Oven | E10 | TRC BC Ratio | 0 | 0 | 0 | 0 | 0 | 0 | 0 | 0 | 0 | 0 | 0 | 0 | 0 | 0 | 0 | 0 | 0 | 0 | 0 | 0 | 0 | 0 | 0 | 0 | 0 | 0 | 0 | 0 | 0 | 0
F3_Commercial_College_New_Food Preparation_Electric_Oven_E1 | F3 | Commercial | College | New | Food Preparation | Electric | Oven | E1 | PACT BC Ratio | 0 | 0 | 0 | 0 | 0 | 0 | 0 | 0 | 0 | 0 | 0 | 0 | 0 | 0 | 0 | 0 | 0 | 0 | 0 | 0 | 0 | 0 | 0 | 0 | 0 | 0 | 0 | 0 | 0 | 0
F3_Commercial_College_New_Food Preparation_Electric_Oven_E2 | F3 | Commercial | College | New | Food Preparation | Electric | Oven | E2 | PACT BC Ratio | 0 | 0 | 0 | 0 | 0 | 0 | 0 | 0 | 0 | 0 | 0 | 0 | 0 | 0 | 0 | 0 | 0 | 0 | 0 | 0 | 0 | 0 | 0 | 0 | 0 | 0 | 0 | 0 | 0 | 0
F3_Commercial_College_New_Food Preparation_Electric_Oven_E3 | F3 | Commercial | College | New | Food Preparation | Electric | Oven | E3 | PACT BC Ratio | 0 | 0 | 0 | 0 | 0 | 0 | 0 | 0 | 0 | 0 | 0 | 0 | 0 | 0 | 0 | 0 | 0 | 0 | 0 | 0 | 0 | 0 | 0 | 0 | 0 | 0 | 0 | 0 | 0 | 0
F3_Commercial_College_New_Food Preparation_Electric_Oven_E4 | F3 | Commercial | College | New | Food Preparation | Electric | Oven | E4 | PACT BC Ratio | 0 | 0 | 0 | 0 | 0 | 0 | 0 | 0 | 0 | 0 | 0 | 0 | 0 | 0 | 0 | 0 | 0 | 0 | 0 | 0 | 0 | 0 | 0 | 0 | 0 | 0 | 0 | 0 | 0 | 0
F3_Commercial_College_New_Food Preparation_Electric_Oven_E5 | F3 | Commercial | College | New | Food Preparation | Electric | Oven | E5 | PACT BC Ratio | 0 | 0 | 0 | 0 | 0 | 0 | 0 | 0 | 0 | 0 | 0 | 0 | 0 | 0 | 0 | 0 | 0 | 0 | 0 | 0 | 0 | 0 | 0 | 0 | 0 | 0 | 0 | 0 | 0 | 0
F3_Commercial_College_New_Food Preparation_Electric_Oven_E6 | F3 | Commercial | College | New | Food Preparation | Electric | Oven | E6 | PACT BC Ratio | 0 | 0 | 0 | 0 | 0 | 0 | 0 | 0 | 0 | 0 | 0 | 0 | 0 | 0 | 0 | 0 | 0 | 0 | 0 | 0 | 0 | 0 | 0 | 0 | 0 | 0 | 0 | 0 | 0 | 0
F3_Commercial_College_New_Food Preparation_Electric_Oven_E7 | F3 | Commercial | College | New | Food Preparation | Electric | Oven | E7 | PACT BC Ratio | 0 | 0 | 0 | 0 | 0 | 0 | 0 | 0 | 0 | 0 | 0 | 0 | 0 | 0 | 0 | 0 | 0 | 0 | 0 | 0 | 0 | 0 | 0 | 0 | 0 | 0 | 0 | 0 | 0 | 0
F3_Commercial_College_New_Food Preparation_Electric_Oven_E8 | F3 | Commercial | College | New | Food Preparation | Electric | Oven | E8 | PACT BC Ratio | 0 | 0 | 0 | 0 | 0 | 0 | 0 | 0 | 0 | 0 | 0 | 0 | 0 | 0 | 0 | 0 | 0 | 0 | 0 | 0 | 0 | 0 | 0 | 0 | 0 | 0 | 0 | 0 | 0 | 0
F3_Commercial_College_New_Food Preparation_Electric_Oven_E9 | F3 | Commercial | College | New | Food Preparation | Electric | Oven | E9 | PACT BC Ratio | 0 | 0 | 0 | 0 | 0 | 0 | 0 | 0 | 0 | 0 | 0 | 0 | 0 | 0 | 0 | 0 | 0 | 0 | 0 | 0 | 0 | 0 | 0 | 0 | 0 | 0 | 0 | 0 | 0 | 0
F3_Commercial_College_New_Food Preparation_Electric_Oven_E10 | F3 | Commercial | College | New | Food Preparation | Electric | Oven | E10 | PACT BC Ratio | 0 | 0 | 0 | 0 | 0 | 0 | 0 | 0 | 0 | 0 | 0 | 0 | 0 | 0 | 0 | 0 | 0 | 0 | 0 | 0 | 0 | 0 | 0 | 0 | 0 | 0 | 0 | 0 | 0 | 0
F4_Commercial_College_New_Food Preparation_Electric_Oven_E1 | F4 | Commercial | College | New | Food Preparation | Electric | Oven | E1 | RVT BC Ratio | 0 | 0 | 0 | 0 | 0 | 0 | 0 | 0 | 0 | 0 | 0 | 0 | 0 | 0 | 0 | 0 | 0 | 0 | 0 | 0 | 0 | 0 | 0 | 0 | 0 | 0 | 0 | 0 | 0 | 0
F4_Commercial_College_New_Food Preparation_Electric_Oven_E2 | F4 | Commercial | College | New | Food Preparation | Electric | Oven | E2 | RVT BC Ratio | 0 | 0 | 0 | 0 | 0 | 0 | 0 | 0 | 0 | 0 | 0 | 0 | 0 | 0 | 0 | 0 | 0 | 0 | 0 | 0 | 0 | 0 | 0 | 0 | 0 | 0 | 0 | 0 | 0 | 0
F4_Commercial_College_New_Food Preparation_Electric_Oven_E3 | F4 | Commercial | College | New | Food Preparation | Electric | Oven | E3 | RVT BC Ratio | 0 | 0 | 0 | 0 | 0 | 0 | 0 | 0 | 0 | 0 | 0 | 0 | 0 | 0 | 0 | 0 | 0 | 0 | 0 | 0 | 0 | 0 | 0 | 0 | 0 | 0 | 0 | 0 | 0 | 0
F4_Commercial_College_New_Food Preparation_Electric_Oven_E4 | F4 | Commercial | College | New | Food Preparation | Electric | Oven | E4 | RVT BC Ratio | 0 | 0 | 0 | 0 | 0 | 0 | 0 | 0 | 0 | 0 | 0 | 0 | 0 | 0 | 0 | 0 | 0 | 0 | 0 | 0 | 0 | 0 | 0 | 0 | 0 | 0 | 0 | 0 | 0 | 0
F4_Commercial_College_New_Food Preparation_Electric_Oven_E5 | F4 | Commercial | College | New | Food Preparation | Electric | Oven | E5 | RVT BC Ratio | 0 | 0 | 0 | 0 | 0 | 0 | 0 | 0 | 0 | 0 | 0 | 0 | 0 | 0 | 0 | 0 | 0 | 0 | 0 | 0 | 0 | 0 | 0 | 0 | 0 | 0 | 0 | 0 | 0 | 0
F4_Commercial_College_New_Food Preparation_Electric_Oven_E6 | F4 | Commercial | College | New | Food Preparation | Electric | Oven | E6 | RVT BC Ratio | 0 | 0 | 0 | 0 | 0 | 0 | 0 | 0 | 0 | 0 | 0 | 0 | 0 | 0 | 0 | 0 | 0 | 0 | 0 | 0 | 0 | 0 | 0 | 0 | 0 | 0 | 0 | 0 | 0 | 0
F4_Commercial_College_New_Food Preparation_Electric_Oven_E7 | F4 | Commercial | College | New | Food Preparation | Electric | Oven | E7 | RVT BC Ratio | 0 | 0 | 0 | 0 | 0 | 0 | 0 | 0 | 0 | 0 | 0 | 0 | 0 | 0 | 0 | 0 | 0 | 0 | 0 | 0 | 0 | 0 | 0 | 0 | 0 | 0 | 0 | 0 | 0 | 0
F4_Commercial_College_New_Food Preparation_Electric_Oven_E8 | F4 | Commercial | College | New | Food Preparation | Electric | Oven | E8 | RVT BC Ratio | 0 | 0 | 0 | 0 | 0 | 0 | 0 | 0 | 0 | 0 | 0 | 0 | 0 | 0 | 0 | 0 | 0 | 0 | 0 | 0 | 0 | 0 | 0 | 0 | 0 | 0 | 0 | 0 | 0 | 0
F4_Commercial_College_New_Food Preparation_Electric_Oven_E9 | F4 | Commercial | College | New | Food Preparation | Electric | Oven | E9 | RVT BC Ratio | 0 | 0 | 0 | 0 | 0 | 0 | 0 | 0 | 0 | 0 | 0 | 0 | 0 | 0 | 0 | 0 | 0 | 0 | 0 | 0 | 0 | 0 | 0 | 0 | 0 | 0 | 0 | 0 | 0 | 0
F4_Commercial_College_New_Food Preparation_Electric_Oven_E10 | F4 | Commercial | College | New | Food Preparation | Electric | Oven | E10 | RVT BC Ratio | 0 | 0 | 0 | 0 | 0 | 0 | 0 | 0 | 0 | 0 | 0 | 0 | 0 | 0 | 0 | 0 | 0 | 0 | 0 | 0 | 0 | 0 | 0 | 0 | 0 | 0 | 0 | 0 | 0 | 0
F5_Commercial_College_New_Food Preparation_Electric_Oven_E1 | F5 | Commercial | College | New | Food Preparation | Electric | Oven | E1 | RIM BC Ratio | 0 | 0 | 0 | 0 | 0 | 0 | 0 | 0 | 0 | 0 | 0 | 0 | 0 | 0 | 0 | 0 | 0 | 0 | 0 | 0 | 0 | 0 | 0 | 0 | 0 | 0 | 0 | 0 | 0 | 0
F5_Commercial_College_New_Food Preparation_Electric_Oven_E2 | F5 | Commercial | College | New | Food Preparation | Electric | Oven | E2 | RIM BC Ratio | 0 | 0 | 0 | 0 | 0 | 0 | 0 | 0 | 0 | 0 | 0 | 0 | 0 | 0 | 0 | 0 | 0 | 0 | 0 | 0 | 0 | 0 | 0 | 0 | 0 | 0 | 0 | 0 | 0 | 0
F5_Commercial_College_New_Food Preparation_Electric_Oven_E3 | F5 | Commercial | College | New | Food Preparation | Electric | Oven | E3 | RIM BC Ratio | 0 | 0 | 0 | 0 | 0 | 0 | 0 | 0 | 0 | 0 | 0 | 0 | 0 | 0 | 0 | 0 | 0 | 0 | 0 | 0 | 0 | 0 | 0 | 0 | 0 | 0 | 0 | 0 | 0 | 0
F5_Commercial_College_New_Food Preparation_Electric_Oven_E4 | F5 | Commercial | College | New | Food Preparation | Electric | Oven | E4 | RIM BC Ratio | 0 | 0 | 0 | 0 | 0 | 0 | 0 | 0 | 0 | 0 | 0 | 0 | 0 | 0 | 0 | 0 | 0 | 0 | 0 | 0 | 0 | 0 | 0 | 0 | 0 | 0 | 0 | 0 | 0 | 0
F5_Commercial_College_New_Food Preparation_Electric_Oven_E5 | F5 | Commercial | College | New | Food Preparation | Electric | Oven | E5 | RIM BC Ratio | 0 | 0 | 0 | 0 | 0 | 0 | 0 | 0 | 0 | 0 | 0 | 0 | 0 | 0 | 0 | 0 | 0 | 0 | 0 | 0 | 0 | 0 | 0 | 0 | 0 | 0 | 0 | 0 | 0 | 0
F5_Commercial_College_New_Food Preparation_Electric_Oven_E6 | F5 | Commercial | College | New | Food Preparation | Electric | Oven | E6 | RIM BC Ratio | 0 | 0 | 0 | 0 | 0 | 0 | 0 | 0 | 0 | 0 | 0 | 0 | 0 | 0 | 0 | 0 | 0 | 0 | 0 | 0 | 0 | 0 | 0 | 0 | 0 | 0 | 0 | 0 | 0 | 0
F5_Commercial_College_New_Food Preparation_Electric_Oven_E7 | F5 | Commercial | College | New | Food Preparation | Electric | Oven | E7 | RIM BC Ratio | 0 | 0 | 0 | 0 | 0 | 0 | 0 | 0 | 0 | 0 | 0 | 0 | 0 | 0 | 0 | 0 | 0 | 0 | 0 | 0 | 0 | 0 | 0 | 0 | 0 | 0 | 0 | 0 | 0 | 0
F5_Commercial_College_New_Food Preparation_Electric_Oven_E8 | F5 | Commercial | College | New | Food Preparation | Electric | Oven | E8 | RIM BC Ratio | 0 | 0 | 0 | 0 | 0 | 0 | 0 | 0 | 0 | 0 | 0 | 0 | 0 | 0 | 0 | 0 | 0 | 0 | 0 | 0 | 0 | 0 | 0 | 0 | 0 | 0 | 0 | 0 | 0 | 0
F5_Commercial_College_New_Food Preparation_Electric_Oven_E9 | F5 | Commercial | College | New | Food Preparation | Electric | Oven | E9 | RIM BC Ratio | 0 | 0 | 0 | 0 | 0 | 0 | 0 | 0 | 0 | 0 | 0 | 0 | 0 | 0 | 0 | 0 | 0 | 0 | 0 | 0 | 0 | 0 | 0 | 0 | 0 | 0 | 0 | 0 | 0 | 0
F5_Commercial_College_New_Food Preparation_Electric_Oven_E10 | F5 | Commercial | College | New | Food Preparation | Electric | Oven | E10 | RIM BC Ratio | 0 | 0 | 0 | 0 | 0 | 0 | 0 | 0 | 0 | 0 | 0 | 0 | 0 | 0 | 0 | 0 | 0 | 0 | 0 | 0 | 0 | 0 | 0 | 0 | 0 | 0 | 0 | 0 | 0 | 0
F0_Commercial_College_New_Food Preparation_Electric_Fryer_E0 | F0 | Commercial | College | New | Food Preparation | Electric | Fryer | E0 | Economic Unit | 0 | 0 | 0 | 0 | 0 | 0 | 0 | 0 | 0 | 0 | 0 | 0 | 0 | 0 | 0 | 0 | 0 | 0 | 0 | 0 | 0 | 0 | 0 | 0 | 0 | 0 | 0 | 0 | 0 | 0
F1_Commercial_College_New_Food Preparation_Electric_Fryer_E1 | F1 | Commercial | College | New | Food Preparation | Electric | Fryer | E1 | CCE | 0 | 0 | 0 | 0 | 0 | 0 | 0 | 0 | 0 | 0 | 0 | 0 | 0 | 0 | 0 | 0 | 0 | 0 | 0 | 0 | 0 | 0 | 0 | 0 | 0 | 0 | 0 | 0 | 0 | 0
F1_Commercial_College_New_Food Preparation_Electric_Fryer_E2 | F1 | Commercial | College | New | Food Preparation | Electric | Fryer | E2 | CCE | 0 | 0 | 0 | 0 | 0 | 0 | 0 | 0 | 0 | 0 | 0 | 0 | 0 | 0 | 0 | 0 | 0 | 0 | 0 | 0 | 0 | 0 | 0 | 0 | 0 | 0 | 0 | 0 | 0 | 0
F1_Commercial_College_New_Food Preparation_Electric_Fryer_E3 | F1 | Commercial | College | New | Food Preparation | Electric | Fryer | E3 | CCE | 0 | 0 | 0 | 0 | 0 | 0 | 0 | 0 | 0 | 0 | 0 | 0 | 0 | 0 | 0 | 0 | 0 | 0 | 0 | 0 | 0 | 0 | 0 | 0 | 0 | 0 | 0 | 0 | 0 | 0
F1_Commercial_College_New_Food Preparation_Electric_Fryer_E4 | F1 | Commercial | College | New | Food Preparation | Electric | Fryer | E4 | CCE | 0 | 0 | 0 | 0 | 0 | 0 | 0 | 0 | 0 | 0 | 0 | 0 | 0 | 0 | 0 | 0 | 0 | 0 | 0 | 0 | 0 | 0 | 0 | 0 | 0 | 0 | 0 | 0 | 0 | 0
F1_Commercial_College_New_Food Preparation_Electric_Fryer_E5 | F1 | Commercial | College | New | Food Preparation | Electric | Fryer | E5 | CCE | 0 | 0 | 0 | 0 | 0 | 0 | 0 | 0 | 0 | 0 | 0 | 0 | 0 | 0 | 0 | 0 | 0 | 0 | 0 | 0 | 0 | 0 | 0 | 0 | 0 | 0 | 0 | 0 | 0 | 0
F1_Commercial_College_New_Food Preparation_Electric_Fryer_E6 | F1 | Commercial | College | New | Food Preparation | Electric | Fryer | E6 | CCE | 0 | 0 | 0 | 0 | 0 | 0 | 0 | 0 | 0 | 0 | 0 | 0 | 0 | 0 | 0 | 0 | 0 | 0 | 0 | 0 | 0 | 0 | 0 | 0 | 0 | 0 | 0 | 0 | 0 | 0
F1_Commercial_College_New_Food Preparation_Electric_Fryer_E7 | F1 | Commercial | College | New | Food Preparation | Electric | Fryer | E7 | CCE | 0 | 0 | 0 | 0 | 0 | 0 | 0 | 0 | 0 | 0 | 0 | 0 | 0 | 0 | 0 | 0 | 0 | 0 | 0 | 0 | 0 | 0 | 0 | 0 | 0 | 0 | 0 | 0 | 0 | 0
F1_Commercial_College_New_Food Preparation_Electric_Fryer_E8 | F1 | Commercial | College | New | Food Preparation | Electric | Fryer | E8 | CCE | 0 | 0 | 0 | 0 | 0 | 0 | 0 | 0 | 0 | 0 | 0 | 0 | 0 | 0 | 0 | 0 | 0 | 0 | 0 | 0 | 0 | 0 | 0 | 0 | 0 | 0 | 0 | 0 | 0 | 0
F1_Commercial_College_New_Food Preparation_Electric_Fryer_E9 | F1 | Commercial | College | New | Food Preparation | Electric | Fryer | E9 | CCE | 0 | 0 | 0 | 0 | 0 | 0 | 0 | 0 | 0 | 0 | 0 | 0 | 0 | 0 | 0 | 0 | 0 | 0 | 0 | 0 | 0 | 0 | 0 | 0 | 0 | 0 | 0 | 0 | 0 | 0
F1_Commercial_College_New_Food Preparation_Electric_Fryer_E10 | F1 | Commercial | College | New | Food Preparation | Electric | Fryer | E10 | CCE | 0 | 0 | 0 | 0 | 0 | 0 | 0 | 0 | 0 | 0 | 0 | 0 | 0 | 0 | 0 | 0 | 0 | 0 | 0 | 0 | 0 | 0 | 0 | 0 | 0 | 0 | 0 | 0 | 0 | 0
F2_Commercial_College_New_Food Preparation_Electric_Fryer_E1 | F2 | Commercial | College | New | Food Preparation | Electric | Fryer | E1 | TRC BC Ratio | 0 | 0 | 0 | 0 | 0 | 0 | 0 | 0 | 0 | 0 | 0 | 0 | 0 | 0 | 0 | 0 | 0 | 0 | 0 | 0 | 0 | 0 | 0 | 0 | 0 | 0 | 0 | 0 | 0 | 0
F2_Commercial_College_New_Food Preparation_Electric_Fryer_E2 | F2 | Commercial | College | New | Food Preparation | Electric | Fryer | E2 | TRC BC Ratio | 0 | 0 | 0 | 0 | 0 | 0 | 0 | 0 | 0 | 0 | 0 | 0 | 0 | 0 | 0 | 0 | 0 | 0 | 0 | 0 | 0 | 0 | 0 | 0 | 0 | 0 | 0 | 0 | 0 | 0
F2_Commercial_College_New_Food Preparation_Electric_Fryer_E3 | F2 | Commercial | College | New | Food Preparation | Electric | Fryer | E3 | TRC BC Ratio | 0 | 0 | 0 | 0 | 0 | 0 | 0 | 0 | 0 | 0 | 0 | 0 | 0 | 0 | 0 | 0 | 0 | 0 | 0 | 0 | 0 | 0 | 0 | 0 | 0 | 0 | 0 | 0 | 0 | 0
F2_Commercial_College_New_Food Preparation_Electric_Fryer_E4 | F2 | Commercial | College | New | Food Preparation | Electric | Fryer | E4 | TRC BC Ratio | 0 | 0 | 0 | 0 | 0 | 0 | 0 | 0 | 0 | 0 | 0 | 0 | 0 | 0 | 0 | 0 | 0 | 0 | 0 | 0 | 0 | 0 | 0 | 0 | 0 | 0 | 0 | 0 | 0 | 0
F2_Commercial_College_New_Food Preparation_Electric_Fryer_E5 | F2 | Commercial | College | New | Food Preparation | Electric | Fryer | E5 | TRC BC Ratio | 0 | 0 | 0 | 0 | 0 | 0 | 0 | 0 | 0 | 0 | 0 | 0 | 0 | 0 | 0 | 0 | 0 | 0 | 0 | 0 | 0 | 0 | 0 | 0 | 0 | 0 | 0 | 0 | 0 | 0
F2_Commercial_College_New_Food Preparation_Electric_Fryer_E6 | F2 | Commercial | College | New | Food Preparation | Electric | Fryer | E6 | TRC BC Ratio | 0 | 0 | 0 | 0 | 0 | 0 | 0 | 0 | 0 | 0 | 0 | 0 | 0 | 0 | 0 | 0 | 0 | 0 | 0 | 0 | 0 | 0 | 0 | 0 | 0 | 0 | 0 | 0 | 0 | 0
F2_Commercial_College_New_Food Preparation_Electric_Fryer_E7 | F2 | Commercial | College | New | Food Preparation | Electric | Fryer | E7 | TRC BC Ratio | 0 | 0 | 0 | 0 | 0 | 0 | 0 | 0 | 0 | 0 | 0 | 0 | 0 | 0 | 0 | 0 | 0 | 0 | 0 | 0 | 0 | 0 | 0 | 0 | 0 | 0 | 0 | 0 | 0 | 0
F2_Commercial_College_New_Food Preparation_Electric_Fryer_E8 | F2 | Commercial | College | New | Food Preparation | Electric | Fryer | E8 | TRC BC Ratio | 0 | 0 | 0 | 0 | 0 | 0 | 0 | 0 | 0 | 0 | 0 | 0 | 0 | 0 | 0 | 0 | 0 | 0 | 0 | 0 | 0 | 0 | 0 | 0 | 0 | 0 | 0 | 0 | 0 | 0
F2_Commercial_College_New_Food Preparation_Electric_Fryer_E9 | F2 | Commercial | College | New | Food Preparation | Electric | Fryer | E9 | TRC BC Ratio | 0 | 0 | 0 | 0 | 0 | 0 | 0 | 0 | 0 | 0 | 0 | 0 | 0 | 0 | 0 | 0 | 0 | 0 | 0 | 0 | 0 | 0 | 0 | 0 | 0 | 0 | 0 | 0 | 0 | 0
F2_Commercial_College_New_Food Preparation_Electric_Fryer_E10 | F2 | Commercial | College | New | Food Preparation | Electric | Fryer | E10 | TRC BC Ratio | 0 | 0 | 0 | 0 | 0 | 0 | 0 | 0 | 0 | 0 | 0 | 0 | 0 | 0 | 0 | 0 | 0 | 0 | 0 | 0 | 0 | 0 | 0 | 0 | 0 | 0 | 0 | 0 | 0 | 0
F3_Commercial_College_New_Food Preparation_Electric_Fryer_E1 | F3 | Commercial | College | New | Food Preparation | Electric | Fryer | E1 | PACT BC Ratio | 0 | 0 | 0 | 0 | 0 | 0 | 0 | 0 | 0 | 0 | 0 | 0 | 0 | 0 | 0 | 0 | 0 | 0 | 0 | 0 | 0 | 0 | 0 | 0 | 0 | 0 | 0 | 0 | 0 | 0
F3_Commercial_College_New_Food Preparation_Electric_Fryer_E2 | F3 | Commercial | College | New | Food Preparation | Electric | Fryer | E2 | PACT BC Ratio | 0 | 0 | 0 | 0 | 0 | 0 | 0 | 0 | 0 | 0 | 0 | 0 | 0 | 0 | 0 | 0 | 0 | 0 | 0 | 0 | 0 | 0 | 0 | 0 | 0 | 0 | 0 | 0 | 0 | 0
F3_Commercial_College_New_Food Preparation_Electric_Fryer_E3 | F3 | Commercial | College | New | Food Preparation | Electric | Fryer | E3 | PACT BC Ratio | 0 | 0 | 0 | 0 | 0 | 0 | 0 | 0 | 0 | 0 | 0 | 0 | 0 | 0 | 0 | 0 | 0 | 0 | 0 | 0 | 0 | 0 | 0 | 0 | 0 | 0 | 0 | 0 | 0 | 0
F3_Commercial_College_New_Food Preparation_Electric_Fryer_E4 | F3 | Commercial | College | New | Food Preparation | Electric | Fryer | E4 | PACT BC Ratio | 0 | 0 | 0 | 0 | 0 | 0 | 0 | 0 | 0 | 0 | 0 | 0 | 0 | 0 | 0 | 0 | 0 | 0 | 0 | 0 | 0 | 0 | 0 | 0 | 0 | 0 | 0 | 0 | 0 | 0
F3_Commercial_College_New_Food Preparation_Electric_Fryer_E5 | F3 | Commercial | College | New | Food Preparation | Electric | Fryer | E5 | PACT BC Ratio | 0 | 0 | 0 | 0 | 0 | 0 | 0 | 0 | 0 | 0 | 0 | 0 | 0 | 0 | 0 | 0 | 0 | 0 | 0 | 0 | 0 | 0 | 0 | 0 | 0 | 0 | 0 | 0 | 0 | 0
F3_Commercial_College_New_Food Preparation_Electric_Fryer_E6 | F3 | Commercial | College | New | Food Preparation | Electric | Fryer | E6 | PACT BC Ratio | 0 | 0 | 0 | 0 | 0 | 0 | 0 | 0 | 0 | 0 | 0 | 0 | 0 | 0 | 0 | 0 | 0 | 0 | 0 | 0 | 0 | 0 | 0 | 0 | 0 | 0 | 0 | 0 | 0 | 0
F3_Commercial_College_New_Food Preparation_Electric_Fryer_E7 | F3 | Commercial | College | New | Food Preparation | Electric | Fryer | E7 | PACT BC Ratio | 0 | 0 | 0 | 0 | 0 | 0 | 0 | 0 | 0 | 0 | 0 | 0 | 0 | 0 | 0 | 0 | 0 | 0 | 0 | 0 | 0 | 0 | 0 | 0 | 0 | 0 | 0 | 0 | 0 | 0
F3_Commercial_College_New_Food Preparation_Electric_Fryer_E8 | F3 | Commercial | College | New | Food Preparation | Electric | Fryer | E8 | PACT BC Ratio | 0 | 0 | 0 | 0 | 0 | 0 | 0 | 0 | 0 | 0 | 0 | 0 | 0 | 0 | 0 | 0 | 0 | 0 | 0 | 0 | 0 | 0 | 0 | 0 | 0 | 0 | 0 | 0 | 0 | 0
F3_Commercial_College_New_Food Preparation_Electric_Fryer_E9 | F3 | Commercial | College | New | Food Preparation | Electric | Fryer | E9 | PACT BC Ratio | 0 | 0 | 0 | 0 | 0 | 0 | 0 | 0 | 0 | 0 | 0 | 0 | 0 | 0 | 0 | 0 | 0 | 0 | 0 | 0 | 0 | 0 | 0 | 0 | 0 | 0 | 0 | 0 | 0 | 0
F3_Commercial_College_New_Food Preparation_Electric_Fryer_E10 | F3 | Commercial | College | New | Food Preparation | Electric | Fryer | E10 | PACT BC Ratio | 0 | 0 | 0 | 0 | 0 | 0 | 0 | 0 | 0 | 0 | 0 | 0 | 0 | 0 | 0 | 0 | 0 | 0 | 0 | 0 | 0 | 0 | 0 | 0 | 0 | 0 | 0 | 0 | 0 | 0
F4_Commercial_College_New_Food Preparation_Electric_Fryer_E1 | F4 | Commercial | College | New | Food Preparation | Electric | Fryer | E1 | RVT BC Ratio | 0 | 0 | 0 | 0 | 0 | 0 | 0 | 0 | 0 | 0 | 0 | 0 | 0 | 0 | 0 | 0 | 0 | 0 | 0 | 0 | 0 | 0 | 0 | 0 | 0 | 0 | 0 | 0 | 0 | 0
F4_Commercial_College_New_Food Preparation_Electric_Fryer_E2 | F4 | Commercial | College | New | Food Preparation | Electric | Fryer | E2 | RVT BC Ratio | 0 | 0 | 0 | 0 | 0 | 0 | 0 | 0 | 0 | 0 | 0 | 0 | 0 | 0 | 0 | 0 | 0 | 0 | 0 | 0 | 0 | 0 | 0 | 0 | 0 | 0 | 0 | 0 | 0 | 0
F4_Commercial_College_New_Food Preparation_Electric_Fryer_E3 | F4 | Commercial | College | New | Food Preparation | Electric | Fryer | E3 | RVT BC Ratio | 0 | 0 | 0 | 0 | 0 | 0 | 0 | 0 | 0 | 0 | 0 | 0 | 0 | 0 | 0 | 0 | 0 | 0 | 0 | 0 | 0 | 0 | 0 | 0 | 0 | 0 | 0 | 0 | 0 | 0
F4_Commercial_College_New_Food Preparation_Electric_Fryer_E4 | F4 | Commercial | College | New | Food Preparation | Electric | Fryer | E4 | RVT BC Ratio | 0 | 0 | 0 | 0 | 0 | 0 | 0 | 0 | 0 | 0 | 0 | 0 | 0 | 0 | 0 | 0 | 0 | 0 | 0 | 0 | 0 | 0 | 0 | 0 | 0 | 0 | 0 | 0 | 0 | 0
F4_Commercial_College_New_Food Preparation_Electric_Fryer_E5 | F4 | Commercial | College | New | Food Preparation | Electric | Fryer | E5 | RVT BC Ratio | 0 | 0 | 0 | 0 | 0 | 0 | 0 | 0 | 0 | 0 | 0 | 0 | 0 | 0 | 0 | 0 | 0 | 0 | 0 | 0 | 0 | 0 | 0 | 0 | 0 | 0 | 0 | 0 | 0 | 0
F4_Commercial_College_New_Food Preparation_Electric_Fryer_E6 | F4 | Commercial | College | New | Food Preparation | Electric | Fryer | E6 | RVT BC Ratio | 0 | 0 | 0 | 0 | 0 | 0 | 0 | 0 | 0 | 0 | 0 | 0 | 0 | 0 | 0 | 0 | 0 | 0 | 0 | 0 | 0 | 0 | 0 | 0 | 0 | 0 | 0 | 0 | 0 | 0
F4_Commercial_College_New_Food Preparation_Electric_Fryer_E7 | F4 | Commercial | College | New | Food Preparation | Electric | Fryer | E7 | RVT BC Ratio | 0 | 0 | 0 | 0 | 0 | 0 | 0 | 0 | 0 | 0 | 0 | 0 | 0 | 0 | 0 | 0 | 0 | 0 | 0 | 0 | 0 | 0 | 0 | 0 | 0 | 0 | 0 | 0 | 0 | 0
F4_Commercial_College_New_Food Preparation_Electric_Fryer_E8 | F4 | Commercial | College | New | Food Preparation | Electric | Fryer | E8 | RVT BC Ratio | 0 | 0 | 0 | 0 | 0 | 0 | 0 | 0 | 0 | 0 | 0 | 0 | 0 | 0 | 0 | 0 | 0 | 0 | 0 | 0 | 0 | 0 | 0 | 0 | 0 | 0 | 0 | 0 | 0 | 0
F4_Commercial_College_New_Food Preparation_Electric_Fryer_E9 | F4 | Commercial | College | New | Food Preparation | Electric | Fryer | E9 | RVT BC Ratio | 0 | 0 | 0 | 0 | 0 | 0 | 0 | 0 | 0 | 0 | 0 | 0 | 0 | 0 | 0 | 0 | 0 | 0 | 0 | 0 | 0 | 0 | 0 | 0 | 0 | 0 | 0 | 0 | 0 | 0
F4_Commercial_College_New_Food Preparation_Electric_Fryer_E10 | F4 | Commercial | College | New | Food Preparation | Electric | Fryer | E10 | RVT BC Ratio | 0 | 0 | 0 | 0 | 0 | 0 | 0 | 0 | 0 | 0 | 0 | 0 | 0 | 0 | 0 | 0 | 0 | 0 | 0 | 0 | 0 | 0 | 0 | 0 | 0 | 0 | 0 | 0 | 0 | 0
F5_Commercial_College_New_Food Preparation_Electric_Fryer_E1 | F5 | Commercial | College | New | Food Preparation | Electric | Fryer | E1 | RIM BC Ratio | 0 | 0 | 0 | 0 | 0 | 0 | 0 | 0 | 0 | 0 | 0 | 0 | 0 | 0 | 0 | 0 | 0 | 0 | 0 | 0 | 0 | 0 | 0 | 0 | 0 | 0 | 0 | 0 | 0 | 0
F5_Commercial_College_New_Food Preparation_Electric_Fryer_E2 | F5 | Commercial | College | New | Food Preparation | Electric | Fryer | E2 | RIM BC Ratio | 0 | 0 | 0 | 0 | 0 | 0 | 0 | 0 | 0 | 0 | 0 | 0 | 0 | 0 | 0 | 0 | 0 | 0 | 0 | 0 | 0 | 0 | 0 | 0 | 0 | 0 | 0 | 0 | 0 | 0
F5_Commercial_College_New_Food Preparation_Electric_Fryer_E3 | F5 | Commercial | College | New | Food Preparation | Electric | Fryer | E3 | RIM BC Ratio | 0 | 0 | 0 | 0 | 0 | 0 | 0 | 0 | 0 | 0 | 0 | 0 | 0 | 0 | 0 | 0 | 0 | 0 | 0 | 0 | 0 | 0 | 0 | 0 | 0 | 0 | 0 | 0 | 0 | 0
F5_Commercial_College_New_Food Preparation_Electric_Fryer_E4 | F5 | Commercial | College | New | Food Preparation | Electric | Fryer | E4 | RIM BC Ratio | 0 | 0 | 0 | 0 | 0 | 0 | 0 | 0 | 0 | 0 | 0 | 0 | 0 | 0 | 0 | 0 | 0 | 0 | 0 | 0 | 0 | 0 | 0 | 0 | 0 | 0 | 0 | 0 | 0 | 0
F5_Commercial_College_New_Food Preparation_Electric_Fryer_E5 | F5 | Commercial | College | New | Food Preparation | Electric | Fryer | E5 | RIM BC Ratio | 0 | 0 | 0 | 0 | 0 | 0 | 0 | 0 | 0 | 0 | 0 | 0 | 0 | 0 | 0 | 0 | 0 | 0 | 0 | 0 | 0 | 0 | 0 | 0 | 0 | 0 | 0 | 0 | 0 | 0
F5_Commercial_College_New_Food Preparation_Electric_Fryer_E6 | F5 | Commercial | College | New | Food Preparation | Electric | Fryer | E6 | RIM BC Ratio | 0 | 0 | 0 | 0 | 0 | 0 | 0 | 0 | 0 | 0 | 0 | 0 | 0 | 0 | 0 | 0 | 0 | 0 | 0 | 0 | 0 | 0 | 0 | 0 | 0 | 0 | 0 | 0 | 0 | 0
F5_Commercial_College_New_Food Preparation_Electric_Fryer_E7 | F5 | Commercial | College | New | Food Preparation | Electric | Fryer | E7 | RIM BC Ratio | 0 | 0 | 0 | 0 | 0 | 0 | 0 | 0 | 0 | 0 | 0 | 0 | 0 | 0 | 0 | 0 | 0 | 0 | 0 | 0 | 0 | 0 | 0 | 0 | 0 | 0 | 0 | 0 | 0 | 0
F5_Commercial_College_New_Food Preparation_Electric_Fryer_E8 | F5 | Commercial | College | New | Food Preparation | Electric | Fryer | E8 | RIM BC Ratio | 0 | 0 | 0 | 0 | 0 | 0 | 0 | 0 | 0 | 0 | 0 | 0 | 0 | 0 | 0 | 0 | 0 | 0 | 0 | 0 | 0 | 0 | 0 | 0 | 0 | 0 | 0 | 0 | 0 | 0
F5_Commercial_College_New_Food Preparation_Electric_Fryer_E9 | F5 | Commercial | College | New | Food Preparation | Electric | Fryer | E9 | RIM BC Ratio | 0 | 0 | 0 | 0 | 0 | 0 | 0 | 0 | 0 | 0 | 0 | 0 | 0 | 0 | 0 | 0 | 0 | 0 | 0 | 0 | 0 | 0 | 0 | 0 | 0 | 0 | 0 | 0 | 0 | 0
F5_Commercial_College_New_Food Preparation_Electric_Fryer_E10 | F5 | Commercial | College | New | Food Preparation | Electric | Fryer | E10 | RIM BC Ratio | 0 | 0 | 0 | 0 | 0 | 0 | 0 | 0 | 0 | 0 | 0 | 0 | 0 | 0 | 0 | 0 | 0 | 0 | 0 | 0 | 0 | 0 | 0 | 0 | 0 | 0 | 0 | 0 | 0 | 0
F0_Commercial_College_New_Food Preparation_Electric_Dishwasher_E0 | F0 | Commercial | College | New | Food Preparation | Electric | Dishwasher | E0 | Economic Unit | 0 | 0 | 0 | 0 | 0 | 0 | 0 | 0 | 0 | 0 | 0 | 0 | 0 | 0 | 0 | 0 | 0 | 0 | 0 | 0 | 0 | 0 | 0 | 0 | 0 | 0 | 0 | 0 | 0 | 0
F1_Commercial_College_New_Food Preparation_Electric_Dishwasher_E1 | F1 | Commercial | College | New | Food Preparation | Electric | Dishwasher | E1 | CCE | 0 | 0 | 0 | 0 | 0 | 0 | 0 | 0 | 0 | 0 | 0 | 0 | 0 | 0 | 0 | 0 | 0 | 0 | 0 | 0 | 0 | 0 | 0 | 0 | 0 | 0 | 0 | 0 | 0 | 0
F1_Commercial_College_New_Food Preparation_Electric_Dishwasher_E2 | F1 | Commercial | College | New | Food Preparation | Electric | Dishwasher | E2 | CCE | 0 | 0 | 0 | 0 | 0 | 0 | 0 | 0 | 0 | 0 | 0 | 0 | 0 | 0 | 0 | 0 | 0 | 0 | 0 | 0 | 0 | 0 | 0 | 0 | 0 | 0 | 0 | 0 | 0 | 0
F1_Commercial_College_New_Food Preparation_Electric_Dishwasher_E3 | F1 | Commercial | College | New | Food Preparation | Electric | Dishwasher | E3 | CCE | 0 | 0 | 0 | 0 | 0 | 0 | 0 | 0 | 0 | 0 | 0 | 0 | 0 | 0 | 0 | 0 | 0 | 0 | 0 | 0 | 0 | 0 | 0 | 0 | 0 | 0 | 0 | 0 | 0 | 0
F1_Commercial_College_New_Food Preparation_Electric_Dishwasher_E4 | F1 | Commercial | College | New | Food Preparation | Electric | Dishwasher | E4 | CCE | 0 | 0 | 0 | 0 | 0 | 0 | 0 | 0 | 0 | 0 | 0 | 0 | 0 | 0 | 0 | 0 | 0 | 0 | 0 | 0 | 0 | 0 | 0 | 0 | 0 | 0 | 0 | 0 | 0 | 0
F1_Commercial_College_New_Food Preparation_Electric_Dishwasher_E5 | F1 | Commercial | College | New | Food Preparation | Electric | Dishwasher | E5 | CCE | 0 | 0 | 0 | 0 | 0 | 0 | 0 | 0 | 0 | 0 | 0 | 0 | 0 | 0 | 0 | 0 | 0 | 0 | 0 | 0 | 0 | 0 | 0 | 0 | 0 | 0 | 0 | 0 | 0 | 0
F1_Commercial_College_New_Food Preparation_Electric_Dishwasher_E6 | F1 | Commercial | College | New | Food Preparation | Electric | Dishwasher | E6 | CCE | 0 | 0 | 0 | 0 | 0 | 0 | 0 | 0 | 0 | 0 | 0 | 0 | 0 | 0 | 0 | 0 | 0 | 0 | 0 | 0 | 0 | 0 | 0 | 0 | 0 | 0 | 0 | 0 | 0 | 0
F1_Commercial_College_New_Food Preparation_Electric_Dishwasher_E7 | F1 | Commercial | College | New | Food Preparation | Electric | Dishwasher | E7 | CCE | 0 | 0 | 0 | 0 | 0 | 0 | 0 | 0 | 0 | 0 | 0 | 0 | 0 | 0 | 0 | 0 | 0 | 0 | 0 | 0 | 0 | 0 | 0 | 0 | 0 | 0 | 0 | 0 | 0 | 0
F1_Commercial_College_New_Food Preparation_Electric_Dishwasher_E8 | F1 | Commercial | College | New | Food Preparation | Electric | Dishwasher | E8 | CCE | 0 | 0 | 0 | 0 | 0 | 0 | 0 | 0 | 0 | 0 | 0 | 0 | 0 | 0 | 0 | 0 | 0 | 0 | 0 | 0 | 0 | 0 | 0 | 0 | 0 | 0 | 0 | 0 | 0 | 0
F1_Commercial_College_New_Food Preparation_Electric_Dishwasher_E9 | F1 | Commercial | College | New | Food Preparation | Electric | Dishwasher | E9 | CCE | 0 | 0 | 0 | 0 | 0 | 0 | 0 | 0 | 0 | 0 | 0 | 0 | 0 | 0 | 0 | 0 | 0 | 0 | 0 | 0 | 0 | 0 | 0 | 0 | 0 | 0 | 0 | 0 | 0 | 0
F1_Commercial_College_New_Food Preparation_Electric_Dishwasher_E10 | F1 | Commercial | College | New | Food Preparation | Electric | Dishwasher | E10 | CCE | 0 | 0 | 0 | 0 | 0 | 0 | 0 | 0 | 0 | 0 | 0 | 0 | 0 | 0 | 0 | 0 | 0 | 0 | 0 | 0 | 0 | 0 | 0 | 0 | 0 | 0 | 0 | 0 | 0 | 0
F2_Commercial_College_New_Food Preparation_Electric_Dishwasher_E1 | F2 | Commercial | College | New | Food Preparation | Electric | Dishwasher | E1 | TRC BC Ratio | 0 | 0 | 0 | 0 | 0 | 0 | 0 | 0 | 0 | 0 | 0 | 0 | 0 | 0 | 0 | 0 | 0 | 0 | 0 | 0 | 0 | 0 | 0 | 0 | 0 | 0 | 0 | 0 | 0 | 0
F2_Commercial_College_New_Food Preparation_Electric_Dishwasher_E2 | F2 | Commercial | College | New | Food Preparation | Electric | Dishwasher | E2 | TRC BC Ratio | 0 | 0 | 0 | 0 | 0 | 0 | 0 | 0 | 0 | 0 | 0 | 0 | 0 | 0 | 0 | 0 | 0 | 0 | 0 | 0 | 0 | 0 | 0 | 0 | 0 | 0 | 0 | 0 | 0 | 0
F2_Commercial_College_New_Food Preparation_Electric_Dishwasher_E3 | F2 | Commercial | College | New | Food Preparation | Electric | Dishwasher | E3 | TRC BC Ratio | 0 | 0 | 0 | 0 | 0 | 0 | 0 | 0 | 0 | 0 | 0 | 0 | 0 | 0 | 0 | 0 | 0 | 0 | 0 | 0 | 0 | 0 | 0 | 0 | 0 | 0 | 0 | 0 | 0 | 0
F2_Commercial_College_New_Food Preparation_Electric_Dishwasher_E4 | F2 | Commercial | College | New | Food Preparation | Electric | Dishwasher | E4 | TRC BC Ratio | 0 | 0 | 0 | 0 | 0 | 0 | 0 | 0 | 0 | 0 | 0 | 0 | 0 | 0 | 0 | 0 | 0 | 0 | 0 | 0 | 0 | 0 | 0 | 0 | 0 | 0 | 0 | 0 | 0 | 0
F2_Commercial_College_New_Food Preparation_Electric_Dishwasher_E5 | F2 | Commercial | College | New | Food Preparation | Electric | Dishwasher | E5 | TRC BC Ratio | 0 | 0 | 0 | 0 | 0 | 0 | 0 | 0 | 0 | 0 | 0 | 0 | 0 | 0 | 0 | 0 | 0 | 0 | 0 | 0 | 0 | 0 | 0 | 0 | 0 | 0 | 0 | 0 | 0 | 0
F2_Commercial_College_New_Food Preparation_Electric_Dishwasher_E6 | F2 | Commercial | College | New | Food Preparation | Electric | Dishwasher | E6 | TRC BC Ratio | 0 | 0 | 0 | 0 | 0 | 0 | 0 | 0 | 0 | 0 | 0 | 0 | 0 | 0 | 0 | 0 | 0 | 0 | 0 | 0 | 0 | 0 | 0 | 0 | 0 | 0 | 0 | 0 | 0 | 0
F2_Commercial_College_New_Food Preparation_Electric_Dishwasher_E7 | F2 | Commercial | College | New | Food Preparation | Electric | Dishwasher | E7 | TRC BC Ratio | 0 | 0 | 0 | 0 | 0 | 0 | 0 | 0 | 0 | 0 | 0 | 0 | 0 | 0 | 0 | 0 | 0 | 0 | 0 | 0 | 0 | 0 | 0 | 0 | 0 | 0 | 0 | 0 | 0 | 0
F2_Commercial_College_New_Food Preparation_Electric_Dishwasher_E8 | F2 | Commercial | College | New | Food Preparation | Electric | Dishwasher | E8 | TRC BC Ratio | 0 | 0 | 0 | 0 | 0 | 0 | 0 | 0 | 0 | 0 | 0 | 0 | 0 | 0 | 0 | 0 | 0 | 0 | 0 | 0 | 0 | 0 | 0 | 0 | 0 | 0 | 0 | 0 | 0 | 0
F2_Commercial_College_New_Food Preparation_Electric_Dishwasher_E9 | F2 | Commercial | College | New | Food Preparation | Electric | Dishwasher | E9 | TRC BC Ratio | 0 | 0 | 0 | 0 | 0 | 0 | 0 | 0 | 0 | 0 | 0 | 0 | 0 | 0 | 0 | 0 | 0 | 0 | 0 | 0 | 0 | 0 | 0 | 0 | 0 | 0 | 0 | 0 | 0 | 0
F2_Commercial_College_New_Food Preparation_Electric_Dishwasher_E10 | F2 | Commercial | College | New | Food Preparation | Electric | Dishwasher | E10 | TRC BC Ratio | 0 | 0 | 0 | 0 | 0 | 0 | 0 | 0 | 0 | 0 | 0 | 0 | 0 | 0 | 0 | 0 | 0 | 0 | 0 | 0 | 0 | 0 | 0 | 0 | 0 | 0 | 0 | 0 | 0 | 0
F3_Commercial_College_New_Food Preparation_Electric_Dishwasher_E1 | F3 | Commercial | College | New | Food Preparation | Electric | Dishwasher | E1 | PACT BC Ratio | 0 | 0 | 0 | 0 | 0 | 0 | 0 | 0 | 0 | 0 | 0 | 0 | 0 | 0 | 0 | 0 | 0 | 0 | 0 | 0 | 0 | 0 | 0 | 0 | 0 | 0 | 0 | 0 | 0 | 0
F3_Commercial_College_New_Food Preparation_Electric_Dishwasher_E2 | F3 | Commercial | College | New | Food Preparation | Electric | Dishwasher | E2 | PACT BC Ratio | 0 | 0 | 0 | 0 | 0 | 0 | 0 | 0 | 0 | 0 | 0 | 0 | 0 | 0 | 0 | 0 | 0 | 0 | 0 | 0 | 0 | 0 | 0 | 0 | 0 | 0 | 0 | 0 | 0 | 0
F3_Commercial_College_New_Food Preparation_Electric_Dishwasher_E3 | F3 | Commercial | College | New | Food Preparation | Electric | Dishwasher | E3 | PACT BC Ratio | 0 | 0 | 0 | 0 | 0 | 0 | 0 | 0 | 0 | 0 | 0 | 0 | 0 | 0 | 0 | 0 | 0 | 0 | 0 | 0 | 0 | 0 | 0 | 0 | 0 | 0 | 0 | 0 | 0 | 0
F3_Commercial_College_New_Food Preparation_Electric_Dishwasher_E4 | F3 | Commercial | College | New | Food Preparation | Electric | Dishwasher | E4 | PACT BC Ratio | 0 | 0 | 0 | 0 | 0 | 0 | 0 | 0 | 0 | 0 | 0 | 0 | 0 | 0 | 0 | 0 | 0 | 0 | 0 | 0 | 0 | 0 | 0 | 0 | 0 | 0 | 0 | 0 | 0 | 0
F3_Commercial_College_New_Food Preparation_Electric_Dishwasher_E5 | F3 | Commercial | College | New | Food Preparation | Electric | Dishwasher | E5 | PACT BC Ratio | 0 | 0 | 0 | 0 | 0 | 0 | 0 | 0 | 0 | 0 | 0 | 0 | 0 | 0 | 0 | 0 | 0 | 0 | 0 | 0 | 0 | 0 | 0 | 0 | 0 | 0 | 0 | 0 | 0 | 0
F3_Commercial_College_New_Food Preparation_Electric_Dishwasher_E6 | F3 | Commercial | College | New | Food Preparation | Electric | Dishwasher | E6 | PACT BC Ratio | 0 | 0 | 0 | 0 | 0 | 0 | 0 | 0 | 0 | 0 | 0 | 0 | 0 | 0 | 0 | 0 | 0 | 0 | 0 | 0 | 0 | 0 | 0 | 0 | 0 | 0 | 0 | 0 | 0 | 0
F3_Commercial_College_New_Food Preparation_Electric_Dishwasher_E7 | F3 | Commercial | College | New | Food Preparation | Electric | Dishwasher | E7 | PACT BC Ratio | 0 | 0 | 0 | 0 | 0 | 0 | 0 | 0 | 0 | 0 | 0 | 0 | 0 | 0 | 0 | 0 | 0 | 0 | 0 | 0 | 0 | 0 | 0 | 0 | 0 | 0 | 0 | 0 | 0 | 0
F3_Commercial_College_New_Food Preparation_Electric_Dishwasher_E8 | F3 | Commercial | College | New | Food Preparation | Electric | Dishwasher | E8 | PACT BC Ratio | 0 | 0 | 0 | 0 | 0 | 0 | 0 | 0 | 0 | 0 | 0 | 0 | 0 | 0 | 0 | 0 | 0 | 0 | 0 | 0 | 0 | 0 | 0 | 0 | 0 | 0 | 0 | 0 | 0 | 0
F3_Commercial_College_New_Food Preparation_Electric_Dishwasher_E9 | F3 | Commercial | College | New | Food Preparation | Electric | Dishwasher | E9 | PACT BC Ratio | 0 | 0 | 0 | 0 | 0 | 0 | 0 | 0 | 0 | 0 | 0 | 0 | 0 | 0 | 0 | 0 | 0 | 0 | 0 | 0 | 0 | 0 | 0 | 0 | 0 | 0 | 0 | 0 | 0 | 0
F3_Commercial_College_New_Food Preparation_Electric_Dishwasher_E10 | F3 | Commercial | College | New | Food Preparation | Electric | Dishwasher | E10 | PACT BC Ratio | 0 | 0 | 0 | 0 | 0 | 0 | 0 | 0 | 0 | 0 | 0 | 0 | 0 | 0 | 0 | 0 | 0 | 0 | 0 | 0 | 0 | 0 | 0 | 0 | 0 | 0 | 0 | 0 | 0 | 0
F4_Commercial_College_New_Food Preparation_Electric_Dishwasher_E1 | F4 | Commercial | College | New | Food Preparation | Electric | Dishwasher | E1 | RVT BC Ratio | 0 | 0 | 0 | 0 | 0 | 0 | 0 | 0 | 0 | 0 | 0 | 0 | 0 | 0 | 0 | 0 | 0 | 0 | 0 | 0 | 0 | 0 | 0 | 0 | 0 | 0 | 0 | 0 | 0 | 0
F4_Commercial_College_New_Food Preparation_Electric_Dishwasher_E2 | F4 | Commercial | College | New | Food Preparation | Electric | Dishwasher | E2 | RVT BC Ratio | 0 | 0 | 0 | 0 | 0 | 0 | 0 | 0 | 0 | 0 | 0 | 0 | 0 | 0 | 0 | 0 | 0 | 0 | 0 | 0 | 0 | 0 | 0 | 0 | 0 | 0 | 0 | 0 | 0 | 0
F4_Commercial_College_New_Food Preparation_Electric_Dishwasher_E3 | F4 | Commercial | College | New | Food Preparation | Electric | Dishwasher | E3 | RVT BC Ratio | 0 | 0 | 0 | 0 | 0 | 0 | 0 | 0 | 0 | 0 | 0 | 0 | 0 | 0 | 0 | 0 | 0 | 0 | 0 | 0 | 0 | 0 | 0 | 0 | 0 | 0 | 0 | 0 | 0 | 0
F4_Commercial_College_New_Food Preparation_Electric_Dishwasher_E4 | F4 | Commercial | College | New | Food Preparation | Electric | Dishwasher | E4 | RVT BC Ratio | 0 | 0 | 0 | 0 | 0 | 0 | 0 | 0 | 0 | 0 | 0 | 0 | 0 | 0 | 0 | 0 | 0 | 0 | 0 | 0 | 0 | 0 | 0 | 0 | 0 | 0 | 0 | 0 | 0 | 0
F4_Commercial_College_New_Food Preparation_Electric_Dishwasher_E5 | F4 | Commercial | College | New | Food Preparation | Electric | Dishwasher | E5 | RVT BC Ratio | 0 | 0 | 0 | 0 | 0 | 0 | 0 | 0 | 0 | 0 | 0 | 0 | 0 | 0 | 0 | 0 | 0 | 0 | 0 | 0 | 0 | 0 | 0 | 0 | 0 | 0 | 0 | 0 | 0 | 0
F4_Commercial_College_New_Food Preparation_Electric_Dishwasher_E6 | F4 | Commercial | College | New | Food Preparation | Electric | Dishwasher | E6 | RVT BC Ratio | 0 | 0 | 0 | 0 | 0 | 0 | 0 | 0 | 0 | 0 | 0 | 0 | 0 | 0 | 0 | 0 | 0 | 0 | 0 | 0 | 0 | 0 | 0 | 0 | 0 | 0 | 0 | 0 | 0 | 0
F4_Commercial_College_New_Food Preparation_Electric_Dishwasher_E7 | F4 | Commercial | College | New | Food Preparation | Electric | Dishwasher | E7 | RVT BC Ratio | 0 | 0 | 0 | 0 | 0 | 0 | 0 | 0 | 0 | 0 | 0 | 0 | 0 | 0 | 0 | 0 | 0 | 0 | 0 | 0 | 0 | 0 | 0 | 0 | 0 | 0 | 0 | 0 | 0 | 0
F4_Commercial_College_New_Food Preparation_Electric_Dishwasher_E8 | F4 | Commercial | College | New | Food Preparation | Electric | Dishwasher | E8 | RVT BC Ratio | 0 | 0 | 0 | 0 | 0 | 0 | 0 | 0 | 0 | 0 | 0 | 0 | 0 | 0 | 0 | 0 | 0 | 0 | 0 | 0 | 0 | 0 | 0 | 0 | 0 | 0 | 0 | 0 | 0 | 0
F4_Commercial_College_New_Food Preparation_Electric_Dishwasher_E9 | F4 | Commercial | College | New | Food Preparation | Electric | Dishwasher | E9 | RVT BC Ratio | 0 | 0 | 0 | 0 | 0 | 0 | 0 | 0 | 0 | 0 | 0 | 0 | 0 | 0 | 0 | 0 | 0 | 0 | 0 | 0 | 0 | 0 | 0 | 0 | 0 | 0 | 0 | 0 | 0 | 0
F4_Commercial_College_New_Food Preparation_Electric_Dishwasher_E10 | F4 | Commercial | College | New | Food Preparation | Electric | Dishwasher | E10 | RVT BC Ratio | 0 | 0 | 0 | 0 | 0 | 0 | 0 | 0 | 0 | 0 | 0 | 0 | 0 | 0 | 0 | 0 | 0 | 0 | 0 | 0 | 0 | 0 | 0 | 0 | 0 | 0 | 0 | 0 | 0 | 0
F5_Commercial_College_New_Food Preparation_Electric_Dishwasher_E1 | F5 | Commercial | College | New | Food Preparation | Electric | Dishwasher | E1 | RIM BC Ratio | 0 | 0 | 0 | 0 | 0 | 0 | 0 | 0 | 0 | 0 | 0 | 0 | 0 | 0 | 0 | 0 | 0 | 0 | 0 | 0 | 0 | 0 | 0 | 0 | 0 | 0 | 0 | 0 | 0 | 0
F5_Commercial_College_New_Food Preparation_Electric_Dishwasher_E2 | F5 | Commercial | College | New | Food Preparation | Electric | Dishwasher | E2 | RIM BC Ratio | 0 | 0 | 0 | 0 | 0 | 0 | 0 | 0 | 0 | 0 | 0 | 0 | 0 | 0 | 0 | 0 | 0 | 0 | 0 | 0 | 0 | 0 | 0 | 0 | 0 | 0 | 0 | 0 | 0 | 0
F5_Commercial_College_New_Food Preparation_Electric_Dishwasher_E3 | F5 | Commercial | College | New | Food Preparation | Electric | Dishwasher | E3 | RIM BC Ratio | 0 | 0 | 0 | 0 | 0 | 0 | 0 | 0 | 0 | 0 | 0 | 0 | 0 | 0 | 0 | 0 | 0 | 0 | 0 | 0 | 0 | 0 | 0 | 0 | 0 | 0 | 0 | 0 | 0 | 0
F5_Commercial_College_New_Food Preparation_Electric_Dishwasher_E4 | F5 | Commercial | College | New | Food Preparation | Electric | Dishwasher | E4 | RIM BC Ratio | 0 | 0 | 0 | 0 | 0 | 0 | 0 | 0 | 0 | 0 | 0 | 0 | 0 | 0 | 0 | 0 | 0 | 0 | 0 | 0 | 0 | 0 | 0 | 0 | 0 | 0 | 0 | 0 | 0 | 0
F5_Commercial_College_New_Food Preparation_Electric_Dishwasher_E5 | F5 | Commercial | College | New | Food Preparation | Electric | Dishwasher | E5 | RIM BC Ratio | 0 | 0 | 0 | 0 | 0 | 0 | 0 | 0 | 0 | 0 | 0 | 0 | 0 | 0 | 0 | 0 | 0 | 0 | 0 | 0 | 0 | 0 | 0 | 0 | 0 | 0 | 0 | 0 | 0 | 0
F5_Commercial_College_New_Food Preparation_Electric_Dishwasher_E6 | F5 | Commercial | College | New | Food Preparation | Electric | Dishwasher | E6 | RIM BC Ratio | 0 | 0 | 0 | 0 | 0 | 0 | 0 | 0 | 0 | 0 | 0 | 0 | 0 | 0 | 0 | 0 | 0 | 0 | 0 | 0 | 0 | 0 | 0 | 0 | 0 | 0 | 0 | 0 | 0 | 0
F5_Commercial_College_New_Food Preparation_Electric_Dishwasher_E7 | F5 | Commercial | College | New | Food Preparation | Electric | Dishwasher | E7 | RIM BC Ratio | 0 | 0 | 0 | 0 | 0 | 0 | 0 | 0 | 0 | 0 | 0 | 0 | 0 | 0 | 0 | 0 | 0 | 0 | 0 | 0 | 0 | 0 | 0 | 0 | 0 | 0 | 0 | 0 | 0 | 0
F5_Commercial_College_New_Food Preparation_Electric_Dishwasher_E8 | F5 | Commercial | College | New | Food Preparation | Electric | Dishwasher | E8 | RIM BC Ratio | 0 | 0 | 0 | 0 | 0 | 0 | 0 | 0 | 0 | 0 | 0 | 0 | 0 | 0 | 0 | 0 | 0 | 0 | 0 | 0 | 0 | 0 | 0 | 0 | 0 | 0 | 0 | 0 | 0 | 0
F5_Commercial_College_New_Food Preparation_Electric_Dishwasher_E9 | F5 | Commercial | College | New | Food Preparation | Electric | Dishwasher | E9 | RIM BC Ratio | 0 | 0 | 0 | 0 | 0 | 0 | 0 | 0 | 0 | 0 | 0 | 0 | 0 | 0 | 0 | 0 | 0 | 0 | 0 | 0 | 0 | 0 | 0 | 0 | 0 | 0 | 0 | 0 | 0 | 0
F5_Commercial_College_New_Food Preparation_Electric_Dishwasher_E10 | F5 | Commercial | College | New | Food Preparation | Electric | Dishwasher | E10 | RIM BC Ratio | 0 | 0 | 0 | 0 | 0 | 0 | 0 | 0 | 0 | 0 | 0 | 0 | 0 | 0 | 0 | 0 | 0 | 0 | 0 | 0 | 0 | 0 | 0 | 0 | 0 | 0 | 0 | 0 | 0 | 0
F0_Commercial_College_New_Food Preparation_Electric_Hot Food Container_E0 | F0 | Commercial | College | New | Food Preparation | Electric | Hot Food Container | E0 | Economic Unit | 0 | 0 | 0 | 0 | 0 | 0 | 0 | 0 | 0 | 0 | 0 | 0 | 0 | 0 | 0 | 0 | 0 | 0 | 0 | 0 | 0 | 0 | 0 | 0 | 0 | 0 | 0 | 0 | 0 | 0
F1_Commercial_College_New_Food Preparation_Electric_Hot Food Container_E1 | F1 | Commercial | College | New | Food Preparation | Electric | Hot Food Container | E1 | CCE | 0 | 0 | 0 | 0 | 0 | 0 | 0 | 0 | 0 | 0 | 0 | 0 | 0 | 0 | 0 | 0 | 0 | 0 | 0 | 0 | 0 | 0 | 0 | 0 | 0 | 0 | 0 | 0 | 0 | 0
F1_Commercial_College_New_Food Preparation_Electric_Hot Food Container_E2 | F1 | Commercial | College | New | Food Preparation | Electric | Hot Food Container | E2 | CCE | 0 | 0 | 0 | 0 | 0 | 0 | 0 | 0 | 0 | 0 | 0 | 0 | 0 | 0 | 0 | 0 | 0 | 0 | 0 | 0 | 0 | 0 | 0 | 0 | 0 | 0 | 0 | 0 | 0 | 0
F1_Commercial_College_New_Food Preparation_Electric_Hot Food Container_E3 | F1 | Commercial | College | New | Food Preparation | Electric | Hot Food Container | E3 | CCE | 0 | 0 | 0 | 0 | 0 | 0 | 0 | 0 | 0 | 0 | 0 | 0 | 0 | 0 | 0 | 0 | 0 | 0 | 0 | 0 | 0 | 0 | 0 | 0 | 0 | 0 | 0 | 0 | 0 | 0
F1_Commercial_College_New_Food Preparation_Electric_Hot Food Container_E4 | F1 | Commercial | College | New | Food Preparation | Electric | Hot Food Container | E4 | CCE | 0 | 0 | 0 | 0 | 0 | 0 | 0 | 0 | 0 | 0 | 0 | 0 | 0 | 0 | 0 | 0 | 0 | 0 | 0 | 0 | 0 | 0 | 0 | 0 | 0 | 0 | 0 | 0 | 0 | 0
F1_Commercial_College_New_Food Preparation_Electric_Hot Food Container_E5 | F1 | Commercial | College | New | Food Preparation | Electric | Hot Food Container | E5 | CCE | 0 | 0 | 0 | 0 | 0 | 0 | 0 | 0 | 0 | 0 | 0 | 0 | 0 | 0 | 0 | 0 | 0 | 0 | 0 | 0 | 0 | 0 | 0 | 0 | 0 | 0 | 0 | 0 | 0 | 0
F1_Commercial_College_New_Food Preparation_Electric_Hot Food Container_E6 | F1 | Commercial | College | New | Food Preparation | Electric | Hot Food Container | E6 | CCE | 0 | 0 | 0 | 0 | 0 | 0 | 0 | 0 | 0 | 0 | 0 | 0 | 0 | 0 | 0 | 0 | 0 | 0 | 0 | 0 | 0 | 0 | 0 | 0 | 0 | 0 | 0 | 0 | 0 | 0
F1_Commercial_College_New_Food Preparation_Electric_Hot Food Container_E7 | F1 | Commercial | College | New | Food Preparation | Electric | Hot Food Container | E7 | CCE | 0 | 0 | 0 | 0 | 0 | 0 | 0 | 0 | 0 | 0 | 0 | 0 | 0 | 0 | 0 | 0 | 0 | 0 | 0 | 0 | 0 | 0 | 0 | 0 | 0 | 0 | 0 | 0 | 0 | 0
F1_Commercial_College_New_Food Preparation_Electric_Hot Food Container_E8 | F1 | Commercial | College | New | Food Preparation | Electric | Hot Food Container | E8 | CCE | 0 | 0 | 0 | 0 | 0 | 0 | 0 | 0 | 0 | 0 | 0 | 0 | 0 | 0 | 0 | 0 | 0 | 0 | 0 | 0 | 0 | 0 | 0 | 0 | 0 | 0 | 0 | 0 | 0 | 0
F1_Commercial_College_New_Food Preparation_Electric_Hot Food Container_E9 | F1 | Commercial | College | New | Food Preparation | Electric | Hot Food Container | E9 | CCE | 0 | 0 | 0 | 0 | 0 | 0 | 0 | 0 | 0 | 0 | 0 | 0 | 0 | 0 | 0 | 0 | 0 | 0 | 0 | 0 | 0 | 0 | 0 | 0 | 0 | 0 | 0 | 0 | 0 | 0
F1_Commercial_College_New_Food Preparation_Electric_Hot Food Container_E10 | F1 | Commercial | College | New | Food Preparation | Electric | Hot Food Container | E10 | CCE | 0 | 0 | 0 | 0 | 0 | 0 | 0 | 0 | 0 | 0 | 0 | 0 | 0 | 0 | 0 | 0 | 0 | 0 | 0 | 0 | 0 | 0 | 0 | 0 | 0 | 0 | 0 | 0 | 0 | 0
F2_Commercial_College_New_Food Preparation_Electric_Hot Food Container_E1 | F2 | Commercial | College | New | Food Preparation | Electric | Hot Food Container | E1 | TRC BC Ratio | 0 | 0 | 0 | 0 | 0 | 0 | 0 | 0 | 0 | 0 | 0 | 0 | 0 | 0 | 0 | 0 | 0 | 0 | 0 | 0 | 0 | 0 | 0 | 0 | 0 | 0 | 0 | 0 | 0 | 0
F2_Commercial_College_New_Food Preparation_Electric_Hot Food Container_E2 | F2 | Commercial | College | New | Food Preparation | Electric | Hot Food Container | E2 | TRC BC Ratio | 0 | 0 | 0 | 0 | 0 | 0 | 0 | 0 | 0 | 0 | 0 | 0 | 0 | 0 | 0 | 0 | 0 | 0 | 0 | 0 | 0 | 0 | 0 | 0 | 0 | 0 | 0 | 0 | 0 | 0
F2_Commercial_College_New_Food Preparation_Electric_Hot Food Container_E3 | F2 | Commercial | College | New | Food Preparation | Electric | Hot Food Container | E3 | TRC BC Ratio | 0 | 0 | 0 | 0 | 0 | 0 | 0 | 0 | 0 | 0 | 0 | 0 | 0 | 0 | 0 | 0 | 0 | 0 | 0 | 0 | 0 | 0 | 0 | 0 | 0 | 0 | 0 | 0 | 0 | 0
F2_Commercial_College_New_Food Preparation_Electric_Hot Food Container_E4 | F2 | Commercial | College | New | Food Preparation | Electric | Hot Food Container | E4 | TRC BC Ratio | 0 | 0 | 0 | 0 | 0 | 0 | 0 | 0 | 0 | 0 | 0 | 0 | 0 | 0 | 0 | 0 | 0 | 0 | 0 | 0 | 0 | 0 | 0 | 0 | 0 | 0 | 0 | 0 | 0 | 0
F2_Commercial_College_New_Food Preparation_Electric_Hot Food Container_E5 | F2 | Commercial | College | New | Food Preparation | Electric | Hot Food Container | E5 | TRC BC Ratio | 0 | 0 | 0 | 0 | 0 | 0 | 0 | 0 | 0 | 0 | 0 | 0 | 0 | 0 | 0 | 0 | 0 | 0 | 0 | 0 | 0 | 0 | 0 | 0 | 0 | 0 | 0 | 0 | 0 | 0
F2_Commercial_College_New_Food Preparation_Electric_Hot Food Container_E6 | F2 | Commercial | College | New | Food Preparation | Electric | Hot Food Container | E6 | TRC BC Ratio | 0 | 0 | 0 | 0 | 0 | 0 | 0 | 0 | 0 | 0 | 0 | 0 | 0 | 0 | 0 | 0 | 0 | 0 | 0 | 0 | 0 | 0 | 0 | 0 | 0 | 0 | 0 | 0 | 0 | 0
F2_Commercial_College_New_Food Preparation_Electric_Hot Food Container_E7 | F2 | Commercial | College | New | Food Preparation | Electric | Hot Food Container | E7 | TRC BC Ratio | 0 | 0 | 0 | 0 | 0 | 0 | 0 | 0 | 0 | 0 | 0 | 0 | 0 | 0 | 0 | 0 | 0 | 0 | 0 | 0 | 0 | 0 | 0 | 0 | 0 | 0 | 0 | 0 | 0 | 0
F2_Commercial_College_New_Food Preparation_Electric_Hot Food Container_E8 | F2 | Commercial | College | New | Food Preparation | Electric | Hot Food Container | E8 | TRC BC Ratio | 0 | 0 | 0 | 0 | 0 | 0 | 0 | 0 | 0 | 0 | 0 | 0 | 0 | 0 | 0 | 0 | 0 | 0 | 0 | 0 | 0 | 0 | 0 | 0 | 0 | 0 | 0 | 0 | 0 | 0
F2_Commercial_College_New_Food Preparation_Electric_Hot Food Container_E9 | F2 | Commercial | College | New | Food Preparation | Electric | Hot Food Container | E9 | TRC BC Ratio | 0 | 0 | 0 | 0 | 0 | 0 | 0 | 0 | 0 | 0 | 0 | 0 | 0 | 0 | 0 | 0 | 0 | 0 | 0 | 0 | 0 | 0 | 0 | 0 | 0 | 0 | 0 | 0 | 0 | 0
F2_Commercial_College_New_Food Preparation_Electric_Hot Food Container_E10 | F2 | Commercial | College | New | Food Preparation | Electric | Hot Food Container | E10 | TRC BC Ratio | 0 | 0 | 0 | 0 | 0 | 0 | 0 | 0 | 0 | 0 | 0 | 0 | 0 | 0 | 0 | 0 | 0 | 0 | 0 | 0 | 0 | 0 | 0 | 0 | 0 | 0 | 0 | 0 | 0 | 0
F3_Commercial_College_New_Food Preparation_Electric_Hot Food Container_E1 | F3 | Commercial | College | New | Food Preparation | Electric | Hot Food Container | E1 | PACT BC Ratio | 0 | 0 | 0 | 0 | 0 | 0 | 0 | 0 | 0 | 0 | 0 | 0 | 0 | 0 | 0 | 0 | 0 | 0 | 0 | 0 | 0 | 0 | 0 | 0 | 0 | 0 | 0 | 0 | 0 | 0
F3_Commercial_College_New_Food Preparation_Electric_Hot Food Container_E2 | F3 | Commercial | College | New | Food Preparation | Electric | Hot Food Container | E2 | PACT BC Ratio | 0 | 0 | 0 | 0 | 0 | 0 | 0 | 0 | 0 | 0 | 0 | 0 | 0 | 0 | 0 | 0 | 0 | 0 | 0 | 0 | 0 | 0 | 0 | 0 | 0 | 0 | 0 | 0 | 0 | 0
F3_Commercial_College_New_Food Preparation_Electric_Hot Food Container_E3 | F3 | Commercial | College | New | Food Preparation | Electric | Hot Food Container | E3 | PACT BC Ratio | 0 | 0 | 0 | 0 | 0 | 0 | 0 | 0 | 0 | 0 | 0 | 0 | 0 | 0 | 0 | 0 | 0 | 0 | 0 | 0 | 0 | 0 | 0 | 0 | 0 | 0 | 0 | 0 | 0 | 0
F3_Commercial_College_New_Food Preparation_Electric_Hot Food Container_E4 | F3 | Commercial | College | New | Food Preparation | Electric | Hot Food Container | E4 | PACT BC Ratio | 0 | 0 | 0 | 0 | 0 | 0 | 0 | 0 | 0 | 0 | 0 | 0 | 0 | 0 | 0 | 0 | 0 | 0 | 0 | 0 | 0 | 0 | 0 | 0 | 0 | 0 | 0 | 0 | 0 | 0
F3_Commercial_College_New_Food Preparation_Electric_Hot Food Container_E5 | F3 | Commercial | College | New | Food Preparation | Electric | Hot Food Container | E5 | PACT BC Ratio | 0 | 0 | 0 | 0 | 0 | 0 | 0 | 0 | 0 | 0 | 0 | 0 | 0 | 0 | 0 | 0 | 0 | 0 | 0 | 0 | 0 | 0 | 0 | 0 | 0 | 0 | 0 | 0 | 0 | 0
F3_Commercial_College_New_Food Preparation_Electric_Hot Food Container_E6 | F3 | Commercial | College | New | Food Preparation | Electric | Hot Food Container | E6 | PACT BC Ratio | 0 | 0 | 0 | 0 | 0 | 0 | 0 | 0 | 0 | 0 | 0 | 0 | 0 | 0 | 0 | 0 | 0 | 0 | 0 | 0 | 0 | 0 | 0 | 0 | 0 | 0 | 0 | 0 | 0 | 0
F3_Commercial_College_New_Food Preparation_Electric_Hot Food Container_E7 | F3 | Commercial | College | New | Food Preparation | Electric | Hot Food Container | E7 | PACT BC Ratio | 0 | 0 | 0 | 0 | 0 | 0 | 0 | 0 | 0 | 0 | 0 | 0 | 0 | 0 | 0 | 0 | 0 | 0 | 0 | 0 | 0 | 0 | 0 | 0 | 0 | 0 | 0 | 0 | 0 | 0
F3_Commercial_College_New_Food Preparation_Electric_Hot Food Container_E8 | F3 | Commercial | College | New | Food Preparation | Electric | Hot Food Container | E8 | PACT BC Ratio | 0 | 0 | 0 | 0 | 0 | 0 | 0 | 0 | 0 | 0 | 0 | 0 | 0 | 0 | 0 | 0 | 0 | 0 | 0 | 0 | 0 | 0 | 0 | 0 | 0 | 0 | 0 | 0 | 0 | 0
F3_Commercial_College_New_Food Preparation_Electric_Hot Food Container_E9 | F3 | Commercial | College | New | Food Preparation | Electric | Hot Food Container | E9 | PACT BC Ratio | 0 | 0 | 0 | 0 | 0 | 0 | 0 | 0 | 0 | 0 | 0 | 0 | 0 | 0 | 0 | 0 | 0 | 0 | 0 | 0 | 0 | 0 | 0 | 0 | 0 | 0 | 0 | 0 | 0 | 0
F3_Commercial_College_New_Food Preparation_Electric_Hot Food Container_E10 | F3 | Commercial | College | New | Food Preparation | Electric | Hot Food Container | E10 | PACT BC Ratio | 0 | 0 | 0 | 0 | 0 | 0 | 0 | 0 | 0 | 0 | 0 | 0 | 0 | 0 | 0 | 0 | 0 | 0 | 0 | 0 | 0 | 0 | 0 | 0 | 0 | 0 | 0 | 0 | 0 | 0
F4_Commercial_College_New_Food Preparation_Electric_Hot Food Container_E1 | F4 | Commercial | College | New | Food Preparation | Electric | Hot Food Container | E1 | RVT BC Ratio | 0 | 0 | 0 | 0 | 0 | 0 | 0 | 0 | 0 | 0 | 0 | 0 | 0 | 0 | 0 | 0 | 0 | 0 | 0 | 0 | 0 | 0 | 0 | 0 | 0 | 0 | 0 | 0 | 0 | 0
F4_Commercial_College_New_Food Preparation_Electric_Hot Food Container_E2 | F4 | Commercial | College | New | Food Preparation | Electric | Hot Food Container | E2 | RVT BC Ratio | 0 | 0 | 0 | 0 | 0 | 0 | 0 | 0 | 0 | 0 | 0 | 0 | 0 | 0 | 0 | 0 | 0 | 0 | 0 | 0 | 0 | 0 | 0 | 0 | 0 | 0 | 0 | 0 | 0 | 0
F4_Commercial_College_New_Food Preparation_Electric_Hot Food Container_E3 | F4 | Commercial | College | New | Food Preparation | Electric | Hot Food Container | E3 | RVT BC Ratio | 0 | 0 | 0 | 0 | 0 | 0 | 0 | 0 | 0 | 0 | 0 | 0 | 0 | 0 | 0 | 0 | 0 | 0 | 0 | 0 | 0 | 0 | 0 | 0 | 0 | 0 | 0 | 0 | 0 | 0
F4_Commercial_College_New_Food Preparation_Electric_Hot Food Container_E4 | F4 | Commercial | College | New | Food Preparation | Electric | Hot Food Container | E4 | RVT BC Ratio | 0 | 0 | 0 | 0 | 0 | 0 | 0 | 0 | 0 | 0 | 0 | 0 | 0 | 0 | 0 | 0 | 0 | 0 | 0 | 0 | 0 | 0 | 0 | 0 | 0 | 0 | 0 | 0 | 0 | 0
F4_Commercial_College_New_Food Preparation_Electric_Hot Food Container_E5 | F4 | Commercial | College | New | Food Preparation | Electric | Hot Food Container | E5 | RVT BC Ratio | 0 | 0 | 0 | 0 | 0 | 0 | 0 | 0 | 0 | 0 | 0 | 0 | 0 | 0 | 0 | 0 | 0 | 0 | 0 | 0 | 0 | 0 | 0 | 0 | 0 | 0 | 0 | 0 | 0 | 0
F4_Commercial_College_New_Food Preparation_Electric_Hot Food Container_E6 | F4 | Commercial | College | New | Food Preparation | Electric | Hot Food Container | E6 | RVT BC Ratio | 0 | 0 | 0 | 0 | 0 | 0 | 0 | 0 | 0 | 0 | 0 | 0 | 0 | 0 | 0 | 0 | 0 | 0 | 0 | 0 | 0 | 0 | 0 | 0 | 0 | 0 | 0 | 0 | 0 | 0
F4_Commercial_College_New_Food Preparation_Electric_Hot Food Container_E7 | F4 | Commercial | College | New | Food Preparation | Electric | Hot Food Container | E7 | RVT BC Ratio | 0 | 0 | 0 | 0 | 0 | 0 | 0 | 0 | 0 | 0 | 0 | 0 | 0 | 0 | 0 | 0 | 0 | 0 | 0 | 0 | 0 | 0 | 0 | 0 | 0 | 0 | 0 | 0 | 0 | 0
F4_Commercial_College_New_Food Preparation_Electric_Hot Food Container_E8 | F4 | Commercial | College | New | Food Preparation | Electric | Hot Food Container | E8 | RVT BC Ratio | 0 | 0 | 0 | 0 | 0 | 0 | 0 | 0 | 0 | 0 | 0 | 0 | 0 | 0 | 0 | 0 | 0 | 0 | 0 | 0 | 0 | 0 | 0 | 0 | 0 | 0 | 0 | 0 | 0 | 0
F4_Commercial_College_New_Food Preparation_Electric_Hot Food Container_E9 | F4 | Commercial | College | New | Food Preparation | Electric | Hot Food Container | E9 | RVT BC Ratio | 0 | 0 | 0 | 0 | 0 | 0 | 0 | 0 | 0 | 0 | 0 | 0 | 0 | 0 | 0 | 0 | 0 | 0 | 0 | 0 | 0 | 0 | 0 | 0 | 0 | 0 | 0 | 0 | 0 | 0
F4_Commercial_College_New_Food Preparation_Electric_Hot Food Container_E10 | F4 | Commercial | College | New | Food Preparation | Electric | Hot Food Container | E10 | RVT BC Ratio | 0 | 0 | 0 | 0 | 0 | 0 | 0 | 0 | 0 | 0 | 0 | 0 | 0 | 0 | 0 | 0 | 0 | 0 | 0 | 0 | 0 | 0 | 0 | 0 | 0 | 0 | 0 | 0 | 0 | 0
F5_Commercial_College_New_Food Preparation_Electric_Hot Food Container_E1 | F5 | Commercial | College | New | Food Preparation | Electric | Hot Food Container | E1 | RIM BC Ratio | 0 | 0 | 0 | 0 | 0 | 0 | 0 | 0 | 0 | 0 | 0 | 0 | 0 | 0 | 0 | 0 | 0 | 0 | 0 | 0 | 0 | 0 | 0 | 0 | 0 | 0 | 0 | 0 | 0 | 0
F5_Commercial_College_New_Food Preparation_Electric_Hot Food Container_E2 | F5 | Commercial | College | New | Food Preparation | Electric | Hot Food Container | E2 | RIM BC Ratio | 0 | 0 | 0 | 0 | 0 | 0 | 0 | 0 | 0 | 0 | 0 | 0 | 0 | 0 | 0 | 0 | 0 | 0 | 0 | 0 | 0 | 0 | 0 | 0 | 0 | 0 | 0 | 0 | 0 | 0
F5_Commercial_College_New_Food Preparation_Electric_Hot Food Container_E3 | F5 | Commercial | College | New | Food Preparation | Electric | Hot Food Container | E3 | RIM BC Ratio | 0 | 0 | 0 | 0 | 0 | 0 | 0 | 0 | 0 | 0 | 0 | 0 | 0 | 0 | 0 | 0 | 0 | 0 | 0 | 0 | 0 | 0 | 0 | 0 | 0 | 0 | 0 | 0 | 0 | 0
F5_Commercial_College_New_Food Preparation_Electric_Hot Food Container_E4 | F5 | Commercial | College | New | Food Preparation | Electric | Hot Food Container | E4 | RIM BC Ratio | 0 | 0 | 0 | 0 | 0 | 0 | 0 | 0 | 0 | 0 | 0 | 0 | 0 | 0 | 0 | 0 | 0 | 0 | 0 | 0 | 0 | 0 | 0 | 0 | 0 | 0 | 0 | 0 | 0 | 0
F5_Commercial_College_New_Food Preparation_Electric_Hot Food Container_E5 | F5 | Commercial | College | New | Food Preparation | Electric | Hot Food Container | E5 | RIM BC Ratio | 0 | 0 | 0 | 0 | 0 | 0 | 0 | 0 | 0 | 0 | 0 | 0 | 0 | 0 | 0 | 0 | 0 | 0 | 0 | 0 | 0 | 0 | 0 | 0 | 0 | 0 | 0 | 0 | 0 | 0
F5_Commercial_College_New_Food Preparation_Electric_Hot Food Container_E6 | F5 | Commercial | College | New | Food Preparation | Electric | Hot Food Container | E6 | RIM BC Ratio | 0 | 0 | 0 | 0 | 0 | 0 | 0 | 0 | 0 | 0 | 0 | 0 | 0 | 0 | 0 | 0 | 0 | 0 | 0 | 0 | 0 | 0 | 0 | 0 | 0 | 0 | 0 | 0 | 0 | 0
F5_Commercial_College_New_Food Preparation_Electric_Hot Food Container_E7 | F5 | Commercial | College | New | Food Preparation | Electric | Hot Food Container | E7 | RIM BC Ratio | 0 | 0 | 0 | 0 | 0 | 0 | 0 | 0 | 0 | 0 | 0 | 0 | 0 | 0 | 0 | 0 | 0 | 0 | 0 | 0 | 0 | 0 | 0 | 0 | 0 | 0 | 0 | 0 | 0 | 0
F5_Commercial_College_New_Food Preparation_Electric_Hot Food Container_E8 | F5 | Commercial | College | New | Food Preparation | Electric | Hot Food Container | E8 | RIM BC Ratio | 0 | 0 | 0 | 0 | 0 | 0 | 0 | 0 | 0 | 0 | 0 | 0 | 0 | 0 | 0 | 0 | 0 | 0 | 0 | 0 | 0 | 0 | 0 | 0 | 0 | 0 | 0 | 0 | 0 | 0
F5_Commercial_College_New_Food Preparation_Electric_Hot Food Container_E9 | F5 | Commercial | College | New | Food Preparation | Electric | Hot Food Container | E9 | RIM BC Ratio | 0 | 0 | 0 | 0 | 0 | 0 | 0 | 0 | 0 | 0 | 0 | 0 | 0 | 0 | 0 | 0 | 0 | 0 | 0 | 0 | 0 | 0 | 0 | 0 | 0 | 0 | 0 | 0 | 0 | 0
F5_Commercial_College_New_Food Preparation_Electric_Hot Food Container_E10 | F5 | Commercial | College | New | Food Preparation | Electric | Hot Food Container | E10 | RIM BC Ratio | 0 | 0 | 0 | 0 | 0 | 0 | 0 | 0 | 0 | 0 | 0 | 0 | 0 | 0 | 0 | 0 | 0 | 0 | 0 | 0 | 0 | 0 | 0 | 0 | 0 | 0 | 0 | 0 | 0 | 0
F0_Commercial_College_New_Food Preparation_Electric_Steamer_E0 | F0 | Commercial | College | New | Food Preparation | Electric | Steamer | E0 | Economic Unit | 0 | 0 | 0 | 0 | 0 | 0 | 0 | 0 | 0 | 0 | 0 | 0 | 0 | 0 | 0 | 0 | 0 | 0 | 0 | 0 | 0 | 0 | 0 | 0 | 0 | 0 | 0 | 0 | 0 | 0
F1_Commercial_College_New_Food Preparation_Electric_Steamer_E1 | F1 | Commercial | College | New | Food Preparation | Electric | Steamer | E1 | CCE | 0 | 0 | 0 | 0 | 0 | 0 | 0 | 0 | 0 | 0 | 0 | 0 | 0 | 0 | 0 | 0 | 0 | 0 | 0 | 0 | 0 | 0 | 0 | 0 | 0 | 0 | 0 | 0 | 0 | 0
F1_Commercial_College_New_Food Preparation_Electric_Steamer_E2 | F1 | Commercial | College | New | Food Preparation | Electric | Steamer | E2 | CCE | 0 | 0 | 0 | 0 | 0 | 0 | 0 | 0 | 0 | 0 | 0 | 0 | 0 | 0 | 0 | 0 | 0 | 0 | 0 | 0 | 0 | 0 | 0 | 0 | 0 | 0 | 0 | 0 | 0 | 0
F1_Commercial_College_New_Food Preparation_Electric_Steamer_E3 | F1 | Commercial | College | New | Food Preparation | Electric | Steamer | E3 | CCE | 0 | 0 | 0 | 0 | 0 | 0 | 0 | 0 | 0 | 0 | 0 | 0 | 0 | 0 | 0 | 0 | 0 | 0 | 0 | 0 | 0 | 0 | 0 | 0 | 0 | 0 | 0 | 0 | 0 | 0
F1_Commercial_College_New_Food Preparation_Electric_Steamer_E4 | F1 | Commercial | College | New | Food Preparation | Electric | Steamer | E4 | CCE | 0 | 0 | 0 | 0 | 0 | 0 | 0 | 0 | 0 | 0 | 0 | 0 | 0 | 0 | 0 | 0 | 0 | 0 | 0 | 0 | 0 | 0 | 0 | 0 | 0 | 0 | 0 | 0 | 0 | 0
F1_Commercial_College_New_Food Preparation_Electric_Steamer_E5 | F1 | Commercial | College | New | Food Preparation | Electric | Steamer | E5 | CCE | 0 | 0 | 0 | 0 | 0 | 0 | 0 | 0 | 0 | 0 | 0 | 0 | 0 | 0 | 0 | 0 | 0 | 0 | 0 | 0 | 0 | 0 | 0 | 0 | 0 | 0 | 0 | 0 | 0 | 0
F1_Commercial_College_New_Food Preparation_Electric_Steamer_E6 | F1 | Commercial | College | New | Food Preparation | Electric | Steamer | E6 | CCE | 0 | 0 | 0 | 0 | 0 | 0 | 0 | 0 | 0 | 0 | 0 | 0 | 0 | 0 | 0 | 0 | 0 | 0 | 0 | 0 | 0 | 0 | 0 | 0 | 0 | 0 | 0 | 0 | 0 | 0
F1_Commercial_College_New_Food Preparation_Electric_Steamer_E7 | F1 | Commercial | College | New | Food Preparation | Electric | Steamer | E7 | CCE | 0 | 0 | 0 | 0 | 0 | 0 | 0 | 0 | 0 | 0 | 0 | 0 | 0 | 0 | 0 | 0 | 0 | 0 | 0 | 0 | 0 | 0 | 0 | 0 | 0 | 0 | 0 | 0 | 0 | 0
F1_Commercial_College_New_Food Preparation_Electric_Steamer_E8 | F1 | Commercial | College | New | Food Preparation | Electric | Steamer | E8 | CCE | 0 | 0 | 0 | 0 | 0 | 0 | 0 | 0 | 0 | 0 | 0 | 0 | 0 | 0 | 0 | 0 | 0 | 0 | 0 | 0 | 0 | 0 | 0 | 0 | 0 | 0 | 0 | 0 | 0 | 0
F1_Commercial_College_New_Food Preparation_Electric_Steamer_E9 | F1 | Commercial | College | New | Food Preparation | Electric | Steamer | E9 | CCE | 0 | 0 | 0 | 0 | 0 | 0 | 0 | 0 | 0 | 0 | 0 | 0 | 0 | 0 | 0 | 0 | 0 | 0 | 0 | 0 | 0 | 0 | 0 | 0 | 0 | 0 | 0 | 0 | 0 | 0
F1_Commercial_College_New_Food Preparation_Electric_Steamer_E10 | F1 | Commercial | College | New | Food Preparation | Electric | Steamer | E10 | CCE | 0 | 0 | 0 | 0 | 0 | 0 | 0 | 0 | 0 | 0 | 0 | 0 | 0 | 0 | 0 | 0 | 0 | 0 | 0 | 0 | 0 | 0 | 0 | 0 | 0 | 0 | 0 | 0 | 0 | 0
F2_Commercial_College_New_Food Preparation_Electric_Steamer_E1 | F2 | Commercial | College | New | Food Preparation | Electric | Steamer | E1 | TRC BC Ratio | 0 | 0 | 0 | 0 | 0 | 0 | 0 | 0 | 0 | 0 | 0 | 0 | 0 | 0 | 0 | 0 | 0 | 0 | 0 | 0 | 0 | 0 | 0 | 0 | 0 | 0 | 0 | 0 | 0 | 0
F2_Commercial_College_New_Food Preparation_Electric_Steamer_E2 | F2 | Commercial | College | New | Food Preparation | Electric | Steamer | E2 | TRC BC Ratio | 0 | 0 | 0 | 0 | 0 | 0 | 0 | 0 | 0 | 0 | 0 | 0 | 0 | 0 | 0 | 0 | 0 | 0 | 0 | 0 | 0 | 0 | 0 | 0 | 0 | 0 | 0 | 0 | 0 | 0
F2_Commercial_College_New_Food Preparation_Electric_Steamer_E3 | F2 | Commercial | College | New | Food Preparation | Electric | Steamer | E3 | TRC BC Ratio | 0 | 0 | 0 | 0 | 0 | 0 | 0 | 0 | 0 | 0 | 0 | 0 | 0 | 0 | 0 | 0 | 0 | 0 | 0 | 0 | 0 | 0 | 0 | 0 | 0 | 0 | 0 | 0 | 0 | 0
F2_Commercial_College_New_Food Preparation_Electric_Steamer_E4 | F2 | Commercial | College | New | Food Preparation | Electric | Steamer | E4 | TRC BC Ratio | 0 | 0 | 0 | 0 | 0 | 0 | 0 | 0 | 0 | 0 | 0 | 0 | 0 | 0 | 0 | 0 | 0 | 0 | 0 | 0 | 0 | 0 | 0 | 0 | 0 | 0 | 0 | 0 | 0 | 0
F2_Commercial_College_New_Food Preparation_Electric_Steamer_E5 | F2 | Commercial | College | New | Food Preparation | Electric | Steamer | E5 | TRC BC Ratio | 0 | 0 | 0 | 0 | 0 | 0 | 0 | 0 | 0 | 0 | 0 | 0 | 0 | 0 | 0 | 0 | 0 | 0 | 0 | 0 | 0 | 0 | 0 | 0 | 0 | 0 | 0 | 0 | 0 | 0
F2_Commercial_College_New_Food Preparation_Electric_Steamer_E6 | F2 | Commercial | College | New | Food Preparation | Electric | Steamer | E6 | TRC BC Ratio | 0 | 0 | 0 | 0 | 0 | 0 | 0 | 0 | 0 | 0 | 0 | 0 | 0 | 0 | 0 | 0 | 0 | 0 | 0 | 0 | 0 | 0 | 0 | 0 | 0 | 0 | 0 | 0 | 0 | 0
F2_Commercial_College_New_Food Preparation_Electric_Steamer_E7 | F2 | Commercial | College | New | Food Preparation | Electric | Steamer | E7 | TRC BC Ratio | 0 | 0 | 0 | 0 | 0 | 0 | 0 | 0 | 0 | 0 | 0 | 0 | 0 | 0 | 0 | 0 | 0 | 0 | 0 | 0 | 0 | 0 | 0 | 0 | 0 | 0 | 0 | 0 | 0 | 0
F2_Commercial_College_New_Food Preparation_Electric_Steamer_E8 | F2 | Commercial | College | New | Food Preparation | Electric | Steamer | E8 | TRC BC Ratio | 0 | 0 | 0 | 0 | 0 | 0 | 0 | 0 | 0 | 0 | 0 | 0 | 0 | 0 | 0 | 0 | 0 | 0 | 0 | 0 | 0 | 0 | 0 | 0 | 0 | 0 | 0 | 0 | 0 | 0
F2_Commercial_College_New_Food Preparation_Electric_Steamer_E9 | F2 | Commercial | College | New | Food Preparation | Electric | Steamer | E9 | TRC BC Ratio | 0 | 0 | 0 | 0 | 0 | 0 | 0 | 0 | 0 | 0 | 0 | 0 | 0 | 0 | 0 | 0 | 0 | 0 | 0 | 0 | 0 | 0 | 0 | 0 | 0 | 0 | 0 | 0 | 0 | 0
F2_Commercial_College_New_Food Preparation_Electric_Steamer_E10 | F2 | Commercial | College | New | Food Preparation | Electric | Steamer | E10 | TRC BC Ratio | 0 | 0 | 0 | 0 | 0 | 0 | 0 | 0 | 0 | 0 | 0 | 0 | 0 | 0 | 0 | 0 | 0 | 0 | 0 | 0 | 0 | 0 | 0 | 0 | 0 | 0 | 0 | 0 | 0 | 0
F3_Commercial_College_New_Food Preparation_Electric_Steamer_E1 | F3 | Commercial | College | New | Food Preparation | Electric | Steamer | E1 | PACT BC Ratio | 0 | 0 | 0 | 0 | 0 | 0 | 0 | 0 | 0 | 0 | 0 | 0 | 0 | 0 | 0 | 0 | 0 | 0 | 0 | 0 | 0 | 0 | 0 | 0 | 0 | 0 | 0 | 0 | 0 | 0
F3_Commercial_College_New_Food Preparation_Electric_Steamer_E2 | F3 | Commercial | College | New | Food Preparation | Electric | Steamer | E2 | PACT BC Ratio | 0 | 0 | 0 | 0 | 0 | 0 | 0 | 0 | 0 | 0 | 0 | 0 | 0 | 0 | 0 | 0 | 0 | 0 | 0 | 0 | 0 | 0 | 0 | 0 | 0 | 0 | 0 | 0 | 0 | 0
F3_Commercial_College_New_Food Preparation_Electric_Steamer_E3 | F3 | Commercial | College | New | Food Preparation | Electric | Steamer | E3 | PACT BC Ratio | 0 | 0 | 0 | 0 | 0 | 0 | 0 | 0 | 0 | 0 | 0 | 0 | 0 | 0 | 0 | 0 | 0 | 0 | 0 | 0 | 0 | 0 | 0 | 0 | 0 | 0 | 0 | 0 | 0 | 0
F3_Commercial_College_New_Food Preparation_Electric_Steamer_E4 | F3 | Commercial | College | New | Food Preparation | Electric | Steamer | E4 | PACT BC Ratio | 0 | 0 | 0 | 0 | 0 | 0 | 0 | 0 | 0 | 0 | 0 | 0 | 0 | 0 | 0 | 0 | 0 | 0 | 0 | 0 | 0 | 0 | 0 | 0 | 0 | 0 | 0 | 0 | 0 | 0
F3_Commercial_College_New_Food Preparation_Electric_Steamer_E5 | F3 | Commercial | College | New | Food Preparation | Electric | Steamer | E5 | PACT BC Ratio | 0 | 0 | 0 | 0 | 0 | 0 | 0 | 0 | 0 | 0 | 0 | 0 | 0 | 0 | 0 | 0 | 0 | 0 | 0 | 0 | 0 | 0 | 0 | 0 | 0 | 0 | 0 | 0 | 0 | 0
F3_Commercial_College_New_Food Preparation_Electric_Steamer_E6 | F3 | Commercial | College | New | Food Preparation | Electric | Steamer | E6 | PACT BC Ratio | 0 | 0 | 0 | 0 | 0 | 0 | 0 | 0 | 0 | 0 | 0 | 0 | 0 | 0 | 0 | 0 | 0 | 0 | 0 | 0 | 0 | 0 | 0 | 0 | 0 | 0 | 0 | 0 | 0 | 0
F3_Commercial_College_New_Food Preparation_Electric_Steamer_E7 | F3 | Commercial | College | New | Food Preparation | Electric | Steamer | E7 | PACT BC Ratio | 0 | 0 | 0 | 0 | 0 | 0 | 0 | 0 | 0 | 0 | 0 | 0 | 0 | 0 | 0 | 0 | 0 | 0 | 0 | 0 | 0 | 0 | 0 | 0 | 0 | 0 | 0 | 0 | 0 | 0
F3_Commercial_College_New_Food Preparation_Electric_Steamer_E8 | F3 | Commercial | College | New | Food Preparation | Electric | Steamer | E8 | PACT BC Ratio | 0 | 0 | 0 | 0 | 0 | 0 | 0 | 0 | 0 | 0 | 0 | 0 | 0 | 0 | 0 | 0 | 0 | 0 | 0 | 0 | 0 | 0 | 0 | 0 | 0 | 0 | 0 | 0 | 0 | 0
F3_Commercial_College_New_Food Preparation_Electric_Steamer_E9 | F3 | Commercial | College | New | Food Preparation | Electric | Steamer | E9 | PACT BC Ratio | 0 | 0 | 0 | 0 | 0 | 0 | 0 | 0 | 0 | 0 | 0 | 0 | 0 | 0 | 0 | 0 | 0 | 0 | 0 | 0 | 0 | 0 | 0 | 0 | 0 | 0 | 0 | 0 | 0 | 0
F3_Commercial_College_New_Food Preparation_Electric_Steamer_E10 | F3 | Commercial | College | New | Food Preparation | Electric | Steamer | E10 | PACT BC Ratio | 0 | 0 | 0 | 0 | 0 | 0 | 0 | 0 | 0 | 0 | 0 | 0 | 0 | 0 | 0 | 0 | 0 | 0 | 0 | 0 | 0 | 0 | 0 | 0 | 0 | 0 | 0 | 0 | 0 | 0
F4_Commercial_College_New_Food Preparation_Electric_Steamer_E1 | F4 | Commercial | College | New | Food Preparation | Electric | Steamer | E1 | RVT BC Ratio | 0 | 0 | 0 | 0 | 0 | 0 | 0 | 0 | 0 | 0 | 0 | 0 | 0 | 0 | 0 | 0 | 0 | 0 | 0 | 0 | 0 | 0 | 0 | 0 | 0 | 0 | 0 | 0 | 0 | 0
F4_Commercial_College_New_Food Preparation_Electric_Steamer_E2 | F4 | Commercial | College | New | Food Preparation | Electric | Steamer | E2 | RVT BC Ratio | 0 | 0 | 0 | 0 | 0 | 0 | 0 | 0 | 0 | 0 | 0 | 0 | 0 | 0 | 0 | 0 | 0 | 0 | 0 | 0 | 0 | 0 | 0 | 0 | 0 | 0 | 0 | 0 | 0 | 0
F4_Commercial_College_New_Food Preparation_Electric_Steamer_E3 | F4 | Commercial | College | New | Food Preparation | Electric | Steamer | E3 | RVT BC Ratio | 0 | 0 | 0 | 0 | 0 | 0 | 0 | 0 | 0 | 0 | 0 | 0 | 0 | 0 | 0 | 0 | 0 | 0 | 0 | 0 | 0 | 0 | 0 | 0 | 0 | 0 | 0 | 0 | 0 | 0
F4_Commercial_College_New_Food Preparation_Electric_Steamer_E4 | F4 | Commercial | College | New | Food Preparation | Electric | Steamer | E4 | RVT BC Ratio | 0 | 0 | 0 | 0 | 0 | 0 | 0 | 0 | 0 | 0 | 0 | 0 | 0 | 0 | 0 | 0 | 0 | 0 | 0 | 0 | 0 | 0 | 0 | 0 | 0 | 0 | 0 | 0 | 0 | 0
F4_Commercial_College_New_Food Preparation_Electric_Steamer_E5 | F4 | Commercial | College | New | Food Preparation | Electric | Steamer | E5 | RVT BC Ratio | 0 | 0 | 0 | 0 | 0 | 0 | 0 | 0 | 0 | 0 | 0 | 0 | 0 | 0 | 0 | 0 | 0 | 0 | 0 | 0 | 0 | 0 | 0 | 0 | 0 | 0 | 0 | 0 | 0 | 0
F4_Commercial_College_New_Food Preparation_Electric_Steamer_E6 | F4 | Commercial | College | New | Food Preparation | Electric | Steamer | E6 | RVT BC Ratio | 0 | 0 | 0 | 0 | 0 | 0 | 0 | 0 | 0 | 0 | 0 | 0 | 0 | 0 | 0 | 0 | 0 | 0 | 0 | 0 | 0 | 0 | 0 | 0 | 0 | 0 | 0 | 0 | 0 | 0
F4_Commercial_College_New_Food Preparation_Electric_Steamer_E7 | F4 | Commercial | College | New | Food Preparation | Electric | Steamer | E7 | RVT BC Ratio | 0 | 0 | 0 | 0 | 0 | 0 | 0 | 0 | 0 | 0 | 0 | 0 | 0 | 0 | 0 | 0 | 0 | 0 | 0 | 0 | 0 | 0 | 0 | 0 | 0 | 0 | 0 | 0 | 0 | 0
F4_Commercial_College_New_Food Preparation_Electric_Steamer_E8 | F4 | Commercial | College | New | Food Preparation | Electric | Steamer | E8 | RVT BC Ratio | 0 | 0 | 0 | 0 | 0 | 0 | 0 | 0 | 0 | 0 | 0 | 0 | 0 | 0 | 0 | 0 | 0 | 0 | 0 | 0 | 0 | 0 | 0 | 0 | 0 | 0 | 0 | 0 | 0 | 0
F4_Commercial_College_New_Food Preparation_Electric_Steamer_E9 | F4 | Commercial | College | New | Food Preparation | Electric | Steamer | E9 | RVT BC Ratio | 0 | 0 | 0 | 0 | 0 | 0 | 0 | 0 | 0 | 0 | 0 | 0 | 0 | 0 | 0 | 0 | 0 | 0 | 0 | 0 | 0 | 0 | 0 | 0 | 0 | 0 | 0 | 0 | 0 | 0
F4_Commercial_College_New_Food Preparation_Electric_Steamer_E10 | F4 | Commercial | College | New | Food Preparation | Electric | Steamer | E10 | RVT BC Ratio | 0 | 0 | 0 | 0 | 0 | 0 | 0 | 0 | 0 | 0 | 0 | 0 | 0 | 0 | 0 | 0 | 0 | 0 | 0 | 0 | 0 | 0 | 0 | 0 | 0 | 0 | 0 | 0 | 0 | 0
F5_Commercial_College_New_Food Preparation_Electric_Steamer_E1 | F5 | Commercial | College | New | Food Preparation | Electric | Steamer | E1 | RIM BC Ratio | 0 | 0 | 0 | 0 | 0 | 0 | 0 | 0 | 0 | 0 | 0 | 0 | 0 | 0 | 0 | 0 | 0 | 0 | 0 | 0 | 0 | 0 | 0 | 0 | 0 | 0 | 0 | 0 | 0 | 0
F5_Commercial_College_New_Food Preparation_Electric_Steamer_E2 | F5 | Commercial | College | New | Food Preparation | Electric | Steamer | E2 | RIM BC Ratio | 0 | 0 | 0 | 0 | 0 | 0 | 0 | 0 | 0 | 0 | 0 | 0 | 0 | 0 | 0 | 0 | 0 | 0 | 0 | 0 | 0 | 0 | 0 | 0 | 0 | 0 | 0 | 0 | 0 | 0
F5_Commercial_College_New_Food Preparation_Electric_Steamer_E3 | F5 | Commercial | College | New | Food Preparation | Electric | Steamer | E3 | RIM BC Ratio | 0 | 0 | 0 | 0 | 0 | 0 | 0 | 0 | 0 | 0 | 0 | 0 | 0 | 0 | 0 | 0 | 0 | 0 | 0 | 0 | 0 | 0 | 0 | 0 | 0 | 0 | 0 | 0 | 0 | 0
F5_Commercial_College_New_Food Preparation_Electric_Steamer_E4 | F5 | Commercial | College | New | Food Preparation | Electric | Steamer | E4 | RIM BC Ratio | 0 | 0 | 0 | 0 | 0 | 0 | 0 | 0 | 0 | 0 | 0 | 0 | 0 | 0 | 0 | 0 | 0 | 0 | 0 | 0 | 0 | 0 | 0 | 0 | 0 | 0 | 0 | 0 | 0 | 0
F5_Commercial_College_New_Food Preparation_Electric_Steamer_E5 | F5 | Commercial | College | New | Food Preparation | Electric | Steamer | E5 | RIM BC Ratio | 0 | 0 | 0 | 0 | 0 | 0 | 0 | 0 | 0 | 0 | 0 | 0 | 0 | 0 | 0 | 0 | 0 | 0 | 0 | 0 | 0 | 0 | 0 | 0 | 0 | 0 | 0 | 0 | 0 | 0
F5_Commercial_College_New_Food Preparation_Electric_Steamer_E6 | F5 | Commercial | College | New | Food Preparation | Electric | Steamer | E6 | RIM BC Ratio | 0 | 0 | 0 | 0 | 0 | 0 | 0 | 0 | 0 | 0 | 0 | 0 | 0 | 0 | 0 | 0 | 0 | 0 | 0 | 0 | 0 | 0 | 0 | 0 | 0 | 0 | 0 | 0 | 0 | 0
F5_Commercial_College_New_Food Preparation_Electric_Steamer_E7 | F5 | Commercial | College | New | Food Preparation | Electric | Steamer | E7 | RIM BC Ratio | 0 | 0 | 0 | 0 | 0 | 0 | 0 | 0 | 0 | 0 | 0 | 0 | 0 | 0 | 0 | 0 | 0 | 0 | 0 | 0 | 0 | 0 | 0 | 0 | 0 | 0 | 0 | 0 | 0 | 0
F5_Commercial_College_New_Food Preparation_Electric_Steamer_E8 | F5 | Commercial | College | New | Food Preparation | Electric | Steamer | E8 | RIM BC Ratio | 0 | 0 | 0 | 0 | 0 | 0 | 0 | 0 | 0 | 0 | 0 | 0 | 0 | 0 | 0 | 0 | 0 | 0 | 0 | 0 | 0 | 0 | 0 | 0 | 0 | 0 | 0 | 0 | 0 | 0
F5_Commercial_College_New_Food Preparation_Electric_Steamer_E9 | F5 | Commercial | College | New | Food Preparation | Electric | Steamer | E9 | RIM BC Ratio | 0 | 0 | 0 | 0 | 0 | 0 | 0 | 0 | 0 | 0 | 0 | 0 | 0 | 0 | 0 | 0 | 0 | 0 | 0 | 0 | 0 | 0 | 0 | 0 | 0 | 0 | 0 | 0 | 0 | 0
F5_Commercial_College_New_Food Preparation_Electric_Steamer_E10 | F5 | Commercial | College | New | Food Preparation | Electric | Steamer | E10 | RIM BC Ratio | 0 | 0 | 0 | 0 | 0 | 0 | 0 | 0 | 0 | 0 | 0 | 0 | 0 | 0 | 0 | 0 | 0 | 0 | 0 | 0 | 0 | 0 | 0 | 0 | 0 | 0 | 0 | 0 | 0 | 0
F0_Commercial_College_New_Food Preparation_Electric_Griddle_E0 | F0 | Commercial | College | New | Food Preparation | Electric | Griddle | E0 | Economic Unit | 0 | 0 | 0 | 0 | 0 | 0 | 0 | 0 | 0 | 0 | 0 | 0 | 0 | 0 | 0 | 0 | 0 | 0 | 0 | 0 | 0 | 0 | 0 | 0 | 0 | 0 | 0 | 0 | 0 | 0
F1_Commercial_College_New_Food Preparation_Electric_Griddle_E1 | F1 | Commercial | College | New | Food Preparation | Electric | Griddle | E1 | CCE | 0 | 0 | 0 | 0 | 0 | 0 | 0 | 0 | 0 | 0 | 0 | 0 | 0 | 0 | 0 | 0 | 0 | 0 | 0 | 0 | 0 | 0 | 0 | 0 | 0 | 0 | 0 | 0 | 0 | 0
F1_Commercial_College_New_Food Preparation_Electric_Griddle_E2 | F1 | Commercial | College | New | Food Preparation | Electric | Griddle | E2 | CCE | 0 | 0 | 0 | 0 | 0 | 0 | 0 | 0 | 0 | 0 | 0 | 0 | 0 | 0 | 0 | 0 | 0 | 0 | 0 | 0 | 0 | 0 | 0 | 0 | 0 | 0 | 0 | 0 | 0 | 0
F1_Commercial_College_New_Food Preparation_Electric_Griddle_E3 | F1 | Commercial | College | New | Food Preparation | Electric | Griddle | E3 | CCE | 0 | 0 | 0 | 0 | 0 | 0 | 0 | 0 | 0 | 0 | 0 | 0 | 0 | 0 | 0 | 0 | 0 | 0 | 0 | 0 | 0 | 0 | 0 | 0 | 0 | 0 | 0 | 0 | 0 | 0
F1_Commercial_College_New_Food Preparation_Electric_Griddle_E4 | F1 | Commercial | College | New | Food Preparation | Electric | Griddle | E4 | CCE | 0 | 0 | 0 | 0 | 0 | 0 | 0 | 0 | 0 | 0 | 0 | 0 | 0 | 0 | 0 | 0 | 0 | 0 | 0 | 0 | 0 | 0 | 0 | 0 | 0 | 0 | 0 | 0 | 0 | 0
F1_Commercial_College_New_Food Preparation_Electric_Griddle_E5 | F1 | Commercial | College | New | Food Preparation | Electric | Griddle | E5 | CCE | 0 | 0 | 0 | 0 | 0 | 0 | 0 | 0 | 0 | 0 | 0 | 0 | 0 | 0 | 0 | 0 | 0 | 0 | 0 | 0 | 0 | 0 | 0 | 0 | 0 | 0 | 0 | 0 | 0 | 0
F1_Commercial_College_New_Food Preparation_Electric_Griddle_E6 | F1 | Commercial | College | New | Food Preparation | Electric | Griddle | E6 | CCE | 0 | 0 | 0 | 0 | 0 | 0 | 0 | 0 | 0 | 0 | 0 | 0 | 0 | 0 | 0 | 0 | 0 | 0 | 0 | 0 | 0 | 0 | 0 | 0 | 0 | 0 | 0 | 0 | 0 | 0
F1_Commercial_College_New_Food Preparation_Electric_Griddle_E7 | F1 | Commercial | College | New | Food Preparation | Electric | Griddle | E7 | CCE | 0 | 0 | 0 | 0 | 0 | 0 | 0 | 0 | 0 | 0 | 0 | 0 | 0 | 0 | 0 | 0 | 0 | 0 | 0 | 0 | 0 | 0 | 0 | 0 | 0 | 0 | 0 | 0 | 0 | 0
F1_Commercial_College_New_Food Preparation_Electric_Griddle_E8 | F1 | Commercial | College | New | Food Preparation | Electric | Griddle | E8 | CCE | 0 | 0 | 0 | 0 | 0 | 0 | 0 | 0 | 0 | 0 | 0 | 0 | 0 | 0 | 0 | 0 | 0 | 0 | 0 | 0 | 0 | 0 | 0 | 0 | 0 | 0 | 0 | 0 | 0 | 0
F1_Commercial_College_New_Food Preparation_Electric_Griddle_E9 | F1 | Commercial | College | New | Food Preparation | Electric | Griddle | E9 | CCE | 0 | 0 | 0 | 0 | 0 | 0 | 0 | 0 | 0 | 0 | 0 | 0 | 0 | 0 | 0 | 0 | 0 | 0 | 0 | 0 | 0 | 0 | 0 | 0 | 0 | 0 | 0 | 0 | 0 | 0
F1_Commercial_College_New_Food Preparation_Electric_Griddle_E10 | F1 | Commercial | College | New | Food Preparation | Electric | Griddle | E10 | CCE | 0 | 0 | 0 | 0 | 0 | 0 | 0 | 0 | 0 | 0 | 0 | 0 | 0 | 0 | 0 | 0 | 0 | 0 | 0 | 0 | 0 | 0 | 0 | 0 | 0 | 0 | 0 | 0 | 0 | 0
F2_Commercial_College_New_Food Preparation_Electric_Griddle_E1 | F2 | Commercial | College | New | Food Preparation | Electric | Griddle | E1 | TRC BC Ratio | 0 | 0 | 0 | 0 | 0 | 0 | 0 | 0 | 0 | 0 | 0 | 0 | 0 | 0 | 0 | 0 | 0 | 0 | 0 | 0 | 0 | 0 | 0 | 0 | 0 | 0 | 0 | 0 | 0 | 0
F2_Commercial_College_New_Food Preparation_Electric_Griddle_E2 | F2 | Commercial | College | New | Food Preparation | Electric | Griddle | E2 | TRC BC Ratio | 0 | 0 | 0 | 0 | 0 | 0 | 0 | 0 | 0 | 0 | 0 | 0 | 0 | 0 | 0 | 0 | 0 | 0 | 0 | 0 | 0 | 0 | 0 | 0 | 0 | 0 | 0 | 0 | 0 | 0
F2_Commercial_College_New_Food Preparation_Electric_Griddle_E3 | F2 | Commercial | College | New | Food Preparation | Electric | Griddle | E3 | TRC BC Ratio | 0 | 0 | 0 | 0 | 0 | 0 | 0 | 0 | 0 | 0 | 0 | 0 | 0 | 0 | 0 | 0 | 0 | 0 | 0 | 0 | 0 | 0 | 0 | 0 | 0 | 0 | 0 | 0 | 0 | 0
F2_Commercial_College_New_Food Preparation_Electric_Griddle_E4 | F2 | Commercial | College | New | Food Preparation | Electric | Griddle | E4 | TRC BC Ratio | 0 | 0 | 0 | 0 | 0 | 0 | 0 | 0 | 0 | 0 | 0 | 0 | 0 | 0 | 0 | 0 | 0 | 0 | 0 | 0 | 0 | 0 | 0 | 0 | 0 | 0 | 0 | 0 | 0 | 0
F2_Commercial_College_New_Food Preparation_Electric_Griddle_E5 | F2 | Commercial | College | New | Food Preparation | Electric | Griddle | E5 | TRC BC Ratio | 0 | 0 | 0 | 0 | 0 | 0 | 0 | 0 | 0 | 0 | 0 | 0 | 0 | 0 | 0 | 0 | 0 | 0 | 0 | 0 | 0 | 0 | 0 | 0 | 0 | 0 | 0 | 0 | 0 | 0
F2_Commercial_College_New_Food Preparation_Electric_Griddle_E6 | F2 | Commercial | College | New | Food Preparation | Electric | Griddle | E6 | TRC BC Ratio | 0 | 0 | 0 | 0 | 0 | 0 | 0 | 0 | 0 | 0 | 0 | 0 | 0 | 0 | 0 | 0 | 0 | 0 | 0 | 0 | 0 | 0 | 0 | 0 | 0 | 0 | 0 | 0 | 0 | 0
F2_Commercial_College_New_Food Preparation_Electric_Griddle_E7 | F2 | Commercial | College | New | Food Preparation | Electric | Griddle | E7 | TRC BC Ratio | 0 | 0 | 0 | 0 | 0 | 0 | 0 | 0 | 0 | 0 | 0 | 0 | 0 | 0 | 0 | 0 | 0 | 0 | 0 | 0 | 0 | 0 | 0 | 0 | 0 | 0 | 0 | 0 | 0 | 0
F2_Commercial_College_New_Food Preparation_Electric_Griddle_E8 | F2 | Commercial | College | New | Food Preparation | Electric | Griddle | E8 | TRC BC Ratio | 0 | 0 | 0 | 0 | 0 | 0 | 0 | 0 | 0 | 0 | 0 | 0 | 0 | 0 | 0 | 0 | 0 | 0 | 0 | 0 | 0 | 0 | 0 | 0 | 0 | 0 | 0 | 0 | 0 | 0
F2_Commercial_College_New_Food Preparation_Electric_Griddle_E9 | F2 | Commercial | College | New | Food Preparation | Electric | Griddle | E9 | TRC BC Ratio | 0 | 0 | 0 | 0 | 0 | 0 | 0 | 0 | 0 | 0 | 0 | 0 | 0 | 0 | 0 | 0 | 0 | 0 | 0 | 0 | 0 | 0 | 0 | 0 | 0 | 0 | 0 | 0 | 0 | 0
F2_Commercial_College_New_Food Preparation_Electric_Griddle_E10 | F2 | Commercial | College | New | Food Preparation | Electric | Griddle | E10 | TRC BC Ratio | 0 | 0 | 0 | 0 | 0 | 0 | 0 | 0 | 0 | 0 | 0 | 0 | 0 | 0 | 0 | 0 | 0 | 0 | 0 | 0 | 0 | 0 | 0 | 0 | 0 | 0 | 0 | 0 | 0 | 0
F3_Commercial_College_New_Food Preparation_Electric_Griddle_E1 | F3 | Commercial | College | New | Food Preparation | Electric | Griddle | E1 | PACT BC Ratio | 0 | 0 | 0 | 0 | 0 | 0 | 0 | 0 | 0 | 0 | 0 | 0 | 0 | 0 | 0 | 0 | 0 | 0 | 0 | 0 | 0 | 0 | 0 | 0 | 0 | 0 | 0 | 0 | 0 | 0
F3_Commercial_College_New_Food Preparation_Electric_Griddle_E2 | F3 | Commercial | College | New | Food Preparation | Electric | Griddle | E2 | PACT BC Ratio | 0 | 0 | 0 | 0 | 0 | 0 | 0 | 0 | 0 | 0 | 0 | 0 | 0 | 0 | 0 | 0 | 0 | 0 | 0 | 0 | 0 | 0 | 0 | 0 | 0 | 0 | 0 | 0 | 0 | 0
F3_Commercial_College_New_Food Preparation_Electric_Griddle_E3 | F3 | Commercial | College | New | Food Preparation | Electric | Griddle | E3 | PACT BC Ratio | 0 | 0 | 0 | 0 | 0 | 0 | 0 | 0 | 0 | 0 | 0 | 0 | 0 | 0 | 0 | 0 | 0 | 0 | 0 | 0 | 0 | 0 | 0 | 0 | 0 | 0 | 0 | 0 | 0 | 0
F3_Commercial_College_New_Food Preparation_Electric_Griddle_E4 | F3 | Commercial | College | New | Food Preparation | Electric | Griddle | E4 | PACT BC Ratio | 0 | 0 | 0 | 0 | 0 | 0 | 0 | 0 | 0 | 0 | 0 | 0 | 0 | 0 | 0 | 0 | 0 | 0 | 0 | 0 | 0 | 0 | 0 | 0 | 0 | 0 | 0 | 0 | 0 | 0
F3_Commercial_College_New_Food Preparation_Electric_Griddle_E5 | F3 | Commercial | College | New | Food Preparation | Electric | Griddle | E5 | PACT BC Ratio | 0 | 0 | 0 | 0 | 0 | 0 | 0 | 0 | 0 | 0 | 0 | 0 | 0 | 0 | 0 | 0 | 0 | 0 | 0 | 0 | 0 | 0 | 0 | 0 | 0 | 0 | 0 | 0 | 0 | 0
F3_Commercial_College_New_Food Preparation_Electric_Griddle_E6 | F3 | Commercial | College | New | Food Preparation | Electric | Griddle | E6 | PACT BC Ratio | 0 | 0 | 0 | 0 | 0 | 0 | 0 | 0 | 0 | 0 | 0 | 0 | 0 | 0 | 0 | 0 | 0 | 0 | 0 | 0 | 0 | 0 | 0 | 0 | 0 | 0 | 0 | 0 | 0 | 0
F3_Commercial_College_New_Food Preparation_Electric_Griddle_E7 | F3 | Commercial | College | New | Food Preparation | Electric | Griddle | E7 | PACT BC Ratio | 0 | 0 | 0 | 0 | 0 | 0 | 0 | 0 | 0 | 0 | 0 | 0 | 0 | 0 | 0 | 0 | 0 | 0 | 0 | 0 | 0 | 0 | 0 | 0 | 0 | 0 | 0 | 0 | 0 | 0
F3_Commercial_College_New_Food Preparation_Electric_Griddle_E8 | F3 | Commercial | College | New | Food Preparation | Electric | Griddle | E8 | PACT BC Ratio | 0 | 0 | 0 | 0 | 0 | 0 | 0 | 0 | 0 | 0 | 0 | 0 | 0 | 0 | 0 | 0 | 0 | 0 | 0 | 0 | 0 | 0 | 0 | 0 | 0 | 0 | 0 | 0 | 0 | 0
F3_Commercial_College_New_Food Preparation_Electric_Griddle_E9 | F3 | Commercial | College | New | Food Preparation | Electric | Griddle | E9 | PACT BC Ratio | 0 | 0 | 0 | 0 | 0 | 0 | 0 | 0 | 0 | 0 | 0 | 0 | 0 | 0 | 0 | 0 | 0 | 0 | 0 | 0 | 0 | 0 | 0 | 0 | 0 | 0 | 0 | 0 | 0 | 0
F3_Commercial_College_New_Food Preparation_Electric_Griddle_E10 | F3 | Commercial | College | New | Food Preparation | Electric | Griddle | E10 | PACT BC Ratio | 0 | 0 | 0 | 0 | 0 | 0 | 0 | 0 | 0 | 0 | 0 | 0 | 0 | 0 | 0 | 0 | 0 | 0 | 0 | 0 | 0 | 0 | 0 | 0 | 0 | 0 | 0 | 0 | 0 | 0
F4_Commercial_College_New_Food Preparation_Electric_Griddle_E1 | F4 | Commercial | College | New | Food Preparation | Electric | Griddle | E1 | RVT BC Ratio | 0 | 0 | 0 | 0 | 0 | 0 | 0 | 0 | 0 | 0 | 0 | 0 | 0 | 0 | 0 | 0 | 0 | 0 | 0 | 0 | 0 | 0 | 0 | 0 | 0 | 0 | 0 | 0 | 0 | 0
F4_Commercial_College_New_Food Preparation_Electric_Griddle_E2 | F4 | Commercial | College | New | Food Preparation | Electric | Griddle | E2 | RVT BC Ratio | 0 | 0 | 0 | 0 | 0 | 0 | 0 | 0 | 0 | 0 | 0 | 0 | 0 | 0 | 0 | 0 | 0 | 0 | 0 | 0 | 0 | 0 | 0 | 0 | 0 | 0 | 0 | 0 | 0 | 0
F4_Commercial_College_New_Food Preparation_Electric_Griddle_E3 | F4 | Commercial | College | New | Food Preparation | Electric | Griddle | E3 | RVT BC Ratio | 0 | 0 | 0 | 0 | 0 | 0 | 0 | 0 | 0 | 0 | 0 | 0 | 0 | 0 | 0 | 0 | 0 | 0 | 0 | 0 | 0 | 0 | 0 | 0 | 0 | 0 | 0 | 0 | 0 | 0
F4_Commercial_College_New_Food Preparation_Electric_Griddle_E4 | F4 | Commercial | College | New | Food Preparation | Electric | Griddle | E4 | RVT BC Ratio | 0 | 0 | 0 | 0 | 0 | 0 | 0 | 0 | 0 | 0 | 0 | 0 | 0 | 0 | 0 | 0 | 0 | 0 | 0 | 0 | 0 | 0 | 0 | 0 | 0 | 0 | 0 | 0 | 0 | 0
F4_Commercial_College_New_Food Preparation_Electric_Griddle_E5 | F4 | Commercial | College | New | Food Preparation | Electric | Griddle | E5 | RVT BC Ratio | 0 | 0 | 0 | 0 | 0 | 0 | 0 | 0 | 0 | 0 | 0 | 0 | 0 | 0 | 0 | 0 | 0 | 0 | 0 | 0 | 0 | 0 | 0 | 0 | 0 | 0 | 0 | 0 | 0 | 0
F4_Commercial_College_New_Food Preparation_Electric_Griddle_E6 | F4 | Commercial | College | New | Food Preparation | Electric | Griddle | E6 | RVT BC Ratio | 0 | 0 | 0 | 0 | 0 | 0 | 0 | 0 | 0 | 0 | 0 | 0 | 0 | 0 | 0 | 0 | 0 | 0 | 0 | 0 | 0 | 0 | 0 | 0 | 0 | 0 | 0 | 0 | 0 | 0
F4_Commercial_College_New_Food Preparation_Electric_Griddle_E7 | F4 | Commercial | College | New | Food Preparation | Electric | Griddle | E7 | RVT BC Ratio | 0 | 0 | 0 | 0 | 0 | 0 | 0 | 0 | 0 | 0 | 0 | 0 | 0 | 0 | 0 | 0 | 0 | 0 | 0 | 0 | 0 | 0 | 0 | 0 | 0 | 0 | 0 | 0 | 0 | 0
F4_Commercial_College_New_Food Preparation_Electric_Griddle_E8 | F4 | Commercial | College | New | Food Preparation | Electric | Griddle | E8 | RVT BC Ratio | 0 | 0 | 0 | 0 | 0 | 0 | 0 | 0 | 0 | 0 | 0 | 0 | 0 | 0 | 0 | 0 | 0 | 0 | 0 | 0 | 0 | 0 | 0 | 0 | 0 | 0 | 0 | 0 | 0 | 0
F4_Commercial_College_New_Food Preparation_Electric_Griddle_E9 | F4 | Commercial | College | New | Food Preparation | Electric | Griddle | E9 | RVT BC Ratio | 0 | 0 | 0 | 0 | 0 | 0 | 0 | 0 | 0 | 0 | 0 | 0 | 0 | 0 | 0 | 0 | 0 | 0 | 0 | 0 | 0 | 0 | 0 | 0 | 0 | 0 | 0 | 0 | 0 | 0
F4_Commercial_College_New_Food Preparation_Electric_Griddle_E10 | F4 | Commercial | College | New | Food Preparation | Electric | Griddle | E10 | RVT BC Ratio | 0 | 0 | 0 | 0 | 0 | 0 | 0 | 0 | 0 | 0 | 0 | 0 | 0 | 0 | 0 | 0 | 0 | 0 | 0 | 0 | 0 | 0 | 0 | 0 | 0 | 0 | 0 | 0 | 0 | 0
F5_Commercial_College_New_Food Preparation_Electric_Griddle_E1 | F5 | Commercial | College | New | Food Preparation | Electric | Griddle | E1 | RIM BC Ratio | 0 | 0 | 0 | 0 | 0 | 0 | 0 | 0 | 0 | 0 | 0 | 0 | 0 | 0 | 0 | 0 | 0 | 0 | 0 | 0 | 0 | 0 | 0 | 0 | 0 | 0 | 0 | 0 | 0 | 0
F5_Commercial_College_New_Food Preparation_Electric_Griddle_E2 | F5 | Commercial | College | New | Food Preparation | Electric | Griddle | E2 | RIM BC Ratio | 0 | 0 | 0 | 0 | 0 | 0 | 0 | 0 | 0 | 0 | 0 | 0 | 0 | 0 | 0 | 0 | 0 | 0 | 0 | 0 | 0 | 0 | 0 | 0 | 0 | 0 | 0 | 0 | 0 | 0
F5_Commercial_College_New_Food Preparation_Electric_Griddle_E3 | F5 | Commercial | College | New | Food Preparation | Electric | Griddle | E3 | RIM BC Ratio | 0 | 0 | 0 | 0 | 0 | 0 | 0 | 0 | 0 | 0 | 0 | 0 | 0 | 0 | 0 | 0 | 0 | 0 | 0 | 0 | 0 | 0 | 0 | 0 | 0 | 0 | 0 | 0 | 0 | 0
F5_Commercial_College_New_Food Preparation_Electric_Griddle_E4 | F5 | Commercial | College | New | Food Preparation | Electric | Griddle | E4 | RIM BC Ratio | 0 | 0 | 0 | 0 | 0 | 0 | 0 | 0 | 0 | 0 | 0 | 0 | 0 | 0 | 0 | 0 | 0 | 0 | 0 | 0 | 0 | 0 | 0 | 0 | 0 | 0 | 0 | 0 | 0 | 0
F5_Commercial_College_New_Food Preparation_Electric_Griddle_E5 | F5 | Commercial | College | New | Food Preparation | Electric | Griddle | E5 | RIM BC Ratio | 0 | 0 | 0 | 0 | 0 | 0 | 0 | 0 | 0 | 0 | 0 | 0 | 0 | 0 | 0 | 0 | 0 | 0 | 0 | 0 | 0 | 0 | 0 | 0 | 0 | 0 | 0 | 0 | 0 | 0
F5_Commercial_College_New_Food Preparation_Electric_Griddle_E6 | F5 | Commercial | College | New | Food Preparation | Electric | Griddle | E6 | RIM BC Ratio | 0 | 0 | 0 | 0 | 0 | 0 | 0 | 0 | 0 | 0 | 0 | 0 | 0 | 0 | 0 | 0 | 0 | 0 | 0 | 0 | 0 | 0 | 0 | 0 | 0 | 0 | 0 | 0 | 0 | 0
F5_Commercial_College_New_Food Preparation_Electric_Griddle_E7 | F5 | Commercial | College | New | Food Preparation | Electric | Griddle | E7 | RIM BC Ratio | 0 | 0 | 0 | 0 | 0 | 0 | 0 | 0 | 0 | 0 | 0 | 0 | 0 | 0 | 0 | 0 | 0 | 0 | 0 | 0 | 0 | 0 | 0 | 0 | 0 | 0 | 0 | 0 | 0 | 0
F5_Commercial_College_New_Food Preparation_Electric_Griddle_E8 | F5 | Commercial | College | New | Food Preparation | Electric | Griddle | E8 | RIM BC Ratio | 0 | 0 | 0 | 0 | 0 | 0 | 0 | 0 | 0 | 0 | 0 | 0 | 0 | 0 | 0 | 0 | 0 | 0 | 0 | 0 | 0 | 0 | 0 | 0 | 0 | 0 | 0 | 0 | 0 | 0
F5_Commercial_College_New_Food Preparation_Electric_Griddle_E9 | F5 | Commercial | College | New | Food Preparation | Electric | Griddle | E9 | RIM BC Ratio | 0 | 0 | 0 | 0 | 0 | 0 | 0 | 0 | 0 | 0 | 0 | 0 | 0 | 0 | 0 | 0 | 0 | 0 | 0 | 0 | 0 | 0 | 0 | 0 | 0 | 0 | 0 | 0 | 0 | 0
F5_Commercial_College_New_Food Preparation_Electric_Griddle_E10 | F5 | Commercial | College | New | Food Preparation | Electric | Griddle | E10 | RIM BC Ratio | 0 | 0 | 0 | 0 | 0 | 0 | 0 | 0 | 0 | 0 | 0 | 0 | 0 | 0 | 0 | 0 | 0 | 0 | 0 | 0 | 0 | 0 | 0 | 0 | 0 | 0 | 0 | 0 | 0 | 0
F0_Commercial_College_New_Office Equipment_Electric_Desktop Computer_E0 | F0 | Commercial | College | New | Office Equipment | Electric | Desktop Computer | E0 | Economic Unit | 0 | 0 | 0 | 0 | 0 | 0 | 0 | 0 | 0 | 0 | 0 | 0 | 0 | 0 | 0 | 0 | 0 | 0 | 0 | 0 | 0 | 0 | 0 | 0 | 0 | 0 | 0 | 0 | 0 | 0
F1_Commercial_College_New_Office Equipment_Electric_Desktop Computer_E1 | F1 | Commercial | College | New | Office Equipment | Electric | Desktop Computer | E1 | CCE | 0 | 0 | 0 | 0 | 0 | 0 | 0 | 0 | 0 | 0 | 0 | 0 | 0 | 0 | 0 | 0 | 0 | 0 | 0 | 0 | 0 | 0 | 0 | 0 | 0 | 0 | 0 | 0 | 0 | 0
F1_Commercial_College_New_Office Equipment_Electric_Desktop Computer_E2 | F1 | Commercial | College | New | Office Equipment | Electric | Desktop Computer | E2 | CCE | 0 | 0 | 0 | 0 | 0 | 0 | 0 | 0 | 0 | 0 | 0 | 0 | 0 | 0 | 0 | 0 | 0 | 0 | 0 | 0 | 0 | 0 | 0 | 0 | 0 | 0 | 0 | 0 | 0 | 0
F1_Commercial_College_New_Office Equipment_Electric_Desktop Computer_E3 | F1 | Commercial | College | New | Office Equipment | Electric | Desktop Computer | E3 | CCE | 0 | 0 | 0 | 0 | 0 | 0 | 0 | 0 | 0 | 0 | 0 | 0 | 0 | 0 | 0 | 0 | 0 | 0 | 0 | 0 | 0 | 0 | 0 | 0 | 0 | 0 | 0 | 0 | 0 | 0
F1_Commercial_College_New_Office Equipment_Electric_Desktop Computer_E4 | F1 | Commercial | College | New | Office Equipment | Electric | Desktop Computer | E4 | CCE | 0 | 0 | 0 | 0 | 0 | 0 | 0 | 0 | 0 | 0 | 0 | 0 | 0 | 0 | 0 | 0 | 0 | 0 | 0 | 0 | 0 | 0 | 0 | 0 | 0 | 0 | 0 | 0 | 0 | 0
F1_Commercial_College_New_Office Equipment_Electric_Desktop Computer_E5 | F1 | Commercial | College | New | Office Equipment | Electric | Desktop Computer | E5 | CCE | 0 | 0 | 0 | 0 | 0 | 0 | 0 | 0 | 0 | 0 | 0 | 0 | 0 | 0 | 0 | 0 | 0 | 0 | 0 | 0 | 0 | 0 | 0 | 0 | 0 | 0 | 0 | 0 | 0 | 0
F1_Commercial_College_New_Office Equipment_Electric_Desktop Computer_E6 | F1 | Commercial | College | New | Office Equipment | Electric | Desktop Computer | E6 | CCE | 0 | 0 | 0 | 0 | 0 | 0 | 0 | 0 | 0 | 0 | 0 | 0 | 0 | 0 | 0 | 0 | 0 | 0 | 0 | 0 | 0 | 0 | 0 | 0 | 0 | 0 | 0 | 0 | 0 | 0
F1_Commercial_College_New_Office Equipment_Electric_Desktop Computer_E7 | F1 | Commercial | College | New | Office Equipment | Electric | Desktop Computer | E7 | CCE | 0 | 0 | 0 | 0 | 0 | 0 | 0 | 0 | 0 | 0 | 0 | 0 | 0 | 0 | 0 | 0 | 0 | 0 | 0 | 0 | 0 | 0 | 0 | 0 | 0 | 0 | 0 | 0 | 0 | 0
F1_Commercial_College_New_Office Equipment_Electric_Desktop Computer_E8 | F1 | Commercial | College | New | Office Equipment | Electric | Desktop Computer | E8 | CCE | 0 | 0 | 0 | 0 | 0 | 0 | 0 | 0 | 0 | 0 | 0 | 0 | 0 | 0 | 0 | 0 | 0 | 0 | 0 | 0 | 0 | 0 | 0 | 0 | 0 | 0 | 0 | 0 | 0 | 0
F1_Commercial_College_New_Office Equipment_Electric_Desktop Computer_E9 | F1 | Commercial | College | New | Office Equipment | Electric | Desktop Computer | E9 | CCE | 0 | 0 | 0 | 0 | 0 | 0 | 0 | 0 | 0 | 0 | 0 | 0 | 0 | 0 | 0 | 0 | 0 | 0 | 0 | 0 | 0 | 0 | 0 | 0 | 0 | 0 | 0 | 0 | 0 | 0
F1_Commercial_College_New_Office Equipment_Electric_Desktop Computer_E10 | F1 | Commercial | College | New | Office Equipment | Electric | Desktop Computer | E10 | CCE | 0 | 0 | 0 | 0 | 0 | 0 | 0 | 0 | 0 | 0 | 0 | 0 | 0 | 0 | 0 | 0 | 0 | 0 | 0 | 0 | 0 | 0 | 0 | 0 | 0 | 0 | 0 | 0 | 0 | 0
F2_Commercial_College_New_Office Equipment_Electric_Desktop Computer_E1 | F2 | Commercial | College | New | Office Equipment | Electric | Desktop Computer | E1 | TRC BC Ratio | 0 | 0 | 0 | 0 | 0 | 0 | 0 | 0 | 0 | 0 | 0 | 0 | 0 | 0 | 0 | 0 | 0 | 0 | 0 | 0 | 0 | 0 | 0 | 0 | 0 | 0 | 0 | 0 | 0 | 0
F2_Commercial_College_New_Office Equipment_Electric_Desktop Computer_E2 | F2 | Commercial | College | New | Office Equipment | Electric | Desktop Computer | E2 | TRC BC Ratio | 0 | 0 | 0 | 0 | 0 | 0 | 0 | 0 | 0 | 0 | 0 | 0 | 0 | 0 | 0 | 0 | 0 | 0 | 0 | 0 | 0 | 0 | 0 | 0 | 0 | 0 | 0 | 0 | 0 | 0
F2_Commercial_College_New_Office Equipment_Electric_Desktop Computer_E3 | F2 | Commercial | College | New | Office Equipment | Electric | Desktop Computer | E3 | TRC BC Ratio | 0 | 0 | 0 | 0 | 0 | 0 | 0 | 0 | 0 | 0 | 0 | 0 | 0 | 0 | 0 | 0 | 0 | 0 | 0 | 0 | 0 | 0 | 0 | 0 | 0 | 0 | 0 | 0 | 0 | 0
F2_Commercial_College_New_Office Equipment_Electric_Desktop Computer_E4 | F2 | Commercial | College | New | Office Equipment | Electric | Desktop Computer | E4 | TRC BC Ratio | 0 | 0 | 0 | 0 | 0 | 0 | 0 | 0 | 0 | 0 | 0 | 0 | 0 | 0 | 0 | 0 | 0 | 0 | 0 | 0 | 0 | 0 | 0 | 0 | 0 | 0 | 0 | 0 | 0 | 0
F2_Commercial_College_New_Office Equipment_Electric_Desktop Computer_E5 | F2 | Commercial | College | New | Office Equipment | Electric | Desktop Computer | E5 | TRC BC Ratio | 0 | 0 | 0 | 0 | 0 | 0 | 0 | 0 | 0 | 0 | 0 | 0 | 0 | 0 | 0 | 0 | 0 | 0 | 0 | 0 | 0 | 0 | 0 | 0 | 0 | 0 | 0 | 0 | 0 | 0
F2_Commercial_College_New_Office Equipment_Electric_Desktop Computer_E6 | F2 | Commercial | College | New | Office Equipment | Electric | Desktop Computer | E6 | TRC BC Ratio | 0 | 0 | 0 | 0 | 0 | 0 | 0 | 0 | 0 | 0 | 0 | 0 | 0 | 0 | 0 | 0 | 0 | 0 | 0 | 0 | 0 | 0 | 0 | 0 | 0 | 0 | 0 | 0 | 0 | 0
F2_Commercial_College_New_Office Equipment_Electric_Desktop Computer_E7 | F2 | Commercial | College | New | Office Equipment | Electric | Desktop Computer | E7 | TRC BC Ratio | 0 | 0 | 0 | 0 | 0 | 0 | 0 | 0 | 0 | 0 | 0 | 0 | 0 | 0 | 0 | 0 | 0 | 0 | 0 | 0 | 0 | 0 | 0 | 0 | 0 | 0 | 0 | 0 | 0 | 0
F2_Commercial_College_New_Office Equipment_Electric_Desktop Computer_E8 | F2 | Commercial | College | New | Office Equipment | Electric | Desktop Computer | E8 | TRC BC Ratio | 0 | 0 | 0 | 0 | 0 | 0 | 0 | 0 | 0 | 0 | 0 | 0 | 0 | 0 | 0 | 0 | 0 | 0 | 0 | 0 | 0 | 0 | 0 | 0 | 0 | 0 | 0 | 0 | 0 | 0
F2_Commercial_College_New_Office Equipment_Electric_Desktop Computer_E9 | F2 | Commercial | College | New | Office Equipment | Electric | Desktop Computer | E9 | TRC BC Ratio | 0 | 0 | 0 | 0 | 0 | 0 | 0 | 0 | 0 | 0 | 0 | 0 | 0 | 0 | 0 | 0 | 0 | 0 | 0 | 0 | 0 | 0 | 0 | 0 | 0 | 0 | 0 | 0 | 0 | 0
F2_Commercial_College_New_Office Equipment_Electric_Desktop Computer_E10 | F2 | Commercial | College | New | Office Equipment | Electric | Desktop Computer | E10 | TRC BC Ratio | 0 | 0 | 0 | 0 | 0 | 0 | 0 | 0 | 0 | 0 | 0 | 0 | 0 | 0 | 0 | 0 | 0 | 0 | 0 | 0 | 0 | 0 | 0 | 0 | 0 | 0 | 0 | 0 | 0 | 0
F3_Commercial_College_New_Office Equipment_Electric_Desktop Computer_E1 | F3 | Commercial | College | New | Office Equipment | Electric | Desktop Computer | E1 | PACT BC Ratio | 0 | 0 | 0 | 0 | 0 | 0 | 0 | 0 | 0 | 0 | 0 | 0 | 0 | 0 | 0 | 0 | 0 | 0 | 0 | 0 | 0 | 0 | 0 | 0 | 0 | 0 | 0 | 0 | 0 | 0
F3_Commercial_College_New_Office Equipment_Electric_Desktop Computer_E2 | F3 | Commercial | College | New | Office Equipment | Electric | Desktop Computer | E2 | PACT BC Ratio | 0 | 0 | 0 | 0 | 0 | 0 | 0 | 0 | 0 | 0 | 0 | 0 | 0 | 0 | 0 | 0 | 0 | 0 | 0 | 0 | 0 | 0 | 0 | 0 | 0 | 0 | 0 | 0 | 0 | 0
F3_Commercial_College_New_Office Equipment_Electric_Desktop Computer_E3 | F3 | Commercial | College | New | Office Equipment | Electric | Desktop Computer | E3 | PACT BC Ratio | 0 | 0 | 0 | 0 | 0 | 0 | 0 | 0 | 0 | 0 | 0 | 0 | 0 | 0 | 0 | 0 | 0 | 0 | 0 | 0 | 0 | 0 | 0 | 0 | 0 | 0 | 0 | 0 | 0 | 0
F3_Commercial_College_New_Office Equipment_Electric_Desktop Computer_E4 | F3 | Commercial | College | New | Office Equipment | Electric | Desktop Computer | E4 | PACT BC Ratio | 0 | 0 | 0 | 0 | 0 | 0 | 0 | 0 | 0 | 0 | 0 | 0 | 0 | 0 | 0 | 0 | 0 | 0 | 0 | 0 | 0 | 0 | 0 | 0 | 0 | 0 | 0 | 0 | 0 | 0
F3_Commercial_College_New_Office Equipment_Electric_Desktop Computer_E5 | F3 | Commercial | College | New | Office Equipment | Electric | Desktop Computer | E5 | PACT BC Ratio | 0 | 0 | 0 | 0 | 0 | 0 | 0 | 0 | 0 | 0 | 0 | 0 | 0 | 0 | 0 | 0 | 0 | 0 | 0 | 0 | 0 | 0 | 0 | 0 | 0 | 0 | 0 | 0 | 0 | 0
F3_Commercial_College_New_Office Equipment_Electric_Desktop Computer_E6 | F3 | Commercial | College | New | Office Equipment | Electric | Desktop Computer | E6 | PACT BC Ratio | 0 | 0 | 0 | 0 | 0 | 0 | 0 | 0 | 0 | 0 | 0 | 0 | 0 | 0 | 0 | 0 | 0 | 0 | 0 | 0 | 0 | 0 | 0 | 0 | 0 | 0 | 0 | 0 | 0 | 0
F3_Commercial_College_New_Office Equipment_Electric_Desktop Computer_E7 | F3 | Commercial | College | New | Office Equipment | Electric | Desktop Computer | E7 | PACT BC Ratio | 0 | 0 | 0 | 0 | 0 | 0 | 0 | 0 | 0 | 0 | 0 | 0 | 0 | 0 | 0 | 0 | 0 | 0 | 0 | 0 | 0 | 0 | 0 | 0 | 0 | 0 | 0 | 0 | 0 | 0
F3_Commercial_College_New_Office Equipment_Electric_Desktop Computer_E8 | F3 | Commercial | College | New | Office Equipment | Electric | Desktop Computer | E8 | PACT BC Ratio | 0 | 0 | 0 | 0 | 0 | 0 | 0 | 0 | 0 | 0 | 0 | 0 | 0 | 0 | 0 | 0 | 0 | 0 | 0 | 0 | 0 | 0 | 0 | 0 | 0 | 0 | 0 | 0 | 0 | 0
F3_Commercial_College_New_Office Equipment_Electric_Desktop Computer_E9 | F3 | Commercial | College | New | Office Equipment | Electric | Desktop Computer | E9 | PACT BC Ratio | 0 | 0 | 0 | 0 | 0 | 0 | 0 | 0 | 0 | 0 | 0 | 0 | 0 | 0 | 0 | 0 | 0 | 0 | 0 | 0 | 0 | 0 | 0 | 0 | 0 | 0 | 0 | 0 | 0 | 0
F3_Commercial_College_New_Office Equipment_Electric_Desktop Computer_E10 | F3 | Commercial | College | New | Office Equipment | Electric | Desktop Computer | E10 | PACT BC Ratio | 0 | 0 | 0 | 0 | 0 | 0 | 0 | 0 | 0 | 0 | 0 | 0 | 0 | 0 | 0 | 0 | 0 | 0 | 0 | 0 | 0 | 0 | 0 | 0 | 0 | 0 | 0 | 0 | 0 | 0
F4_Commercial_College_New_Office Equipment_Electric_Desktop Computer_E1 | F4 | Commercial | College | New | Office Equipment | Electric | Desktop Computer | E1 | RVT BC Ratio | 0 | 0 | 0 | 0 | 0 | 0 | 0 | 0 | 0 | 0 | 0 | 0 | 0 | 0 | 0 | 0 | 0 | 0 | 0 | 0 | 0 | 0 | 0 | 0 | 0 | 0 | 0 | 0 | 0 | 0
F4_Commercial_College_New_Office Equipment_Electric_Desktop Computer_E2 | F4 | Commercial | College | New | Office Equipment | Electric | Desktop Computer | E2 | RVT BC Ratio | 0 | 0 | 0 | 0 | 0 | 0 | 0 | 0 | 0 | 0 | 0 | 0 | 0 | 0 | 0 | 0 | 0 | 0 | 0 | 0 | 0 | 0 | 0 | 0 | 0 | 0 | 0 | 0 | 0 | 0
F4_Commercial_College_New_Office Equipment_Electric_Desktop Computer_E3 | F4 | Commercial | College | New | Office Equipment | Electric | Desktop Computer | E3 | RVT BC Ratio | 0 | 0 | 0 | 0 | 0 | 0 | 0 | 0 | 0 | 0 | 0 | 0 | 0 | 0 | 0 | 0 | 0 | 0 | 0 | 0 | 0 | 0 | 0 | 0 | 0 | 0 | 0 | 0 | 0 | 0
F4_Commercial_College_New_Office Equipment_Electric_Desktop Computer_E4 | F4 | Commercial | College | New | Office Equipment | Electric | Desktop Computer | E4 | RVT BC Ratio | 0 | 0 | 0 | 0 | 0 | 0 | 0 | 0 | 0 | 0 | 0 | 0 | 0 | 0 | 0 | 0 | 0 | 0 | 0 | 0 | 0 | 0 | 0 | 0 | 0 | 0 | 0 | 0 | 0 | 0
F4_Commercial_College_New_Office Equipment_Electric_Desktop Computer_E5 | F4 | Commercial | College | New | Office Equipment | Electric | Desktop Computer | E5 | RVT BC Ratio | 0 | 0 | 0 | 0 | 0 | 0 | 0 | 0 | 0 | 0 | 0 | 0 | 0 | 0 | 0 | 0 | 0 | 0 | 0 | 0 | 0 | 0 | 0 | 0 | 0 | 0 | 0 | 0 | 0 | 0
F4_Commercial_College_New_Office Equipment_Electric_Desktop Computer_E6 | F4 | Commercial | College | New | Office Equipment | Electric | Desktop Computer | E6 | RVT BC Ratio | 0 | 0 | 0 | 0 | 0 | 0 | 0 | 0 | 0 | 0 | 0 | 0 | 0 | 0 | 0 | 0 | 0 | 0 | 0 | 0 | 0 | 0 | 0 | 0 | 0 | 0 | 0 | 0 | 0 | 0
F4_Commercial_College_New_Office Equipment_Electric_Desktop Computer_E7 | F4 | Commercial | College | New | Office Equipment | Electric | Desktop Computer | E7 | RVT BC Ratio | 0 | 0 | 0 | 0 | 0 | 0 | 0 | 0 | 0 | 0 | 0 | 0 | 0 | 0 | 0 | 0 | 0 | 0 | 0 | 0 | 0 | 0 | 0 | 0 | 0 | 0 | 0 | 0 | 0 | 0
F4_Commercial_College_New_Office Equipment_Electric_Desktop Computer_E8 | F4 | Commercial | College | New | Office Equipment | Electric | Desktop Computer | E8 | RVT BC Ratio | 0 | 0 | 0 | 0 | 0 | 0 | 0 | 0 | 0 | 0 | 0 | 0 | 0 | 0 | 0 | 0 | 0 | 0 | 0 | 0 | 0 | 0 | 0 | 0 | 0 | 0 | 0 | 0 | 0 | 0
F4_Commercial_College_New_Office Equipment_Electric_Desktop Computer_E9 | F4 | Commercial | College | New | Office Equipment | Electric | Desktop Computer | E9 | RVT BC Ratio | 0 | 0 | 0 | 0 | 0 | 0 | 0 | 0 | 0 | 0 | 0 | 0 | 0 | 0 | 0 | 0 | 0 | 0 | 0 | 0 | 0 | 0 | 0 | 0 | 0 | 0 | 0 | 0 | 0 | 0
F4_Commercial_College_New_Office Equipment_Electric_Desktop Computer_E10 | F4 | Commercial | College | New | Office Equipment | Electric | Desktop Computer | E10 | RVT BC Ratio | 0 | 0 | 0 | 0 | 0 | 0 | 0 | 0 | 0 | 0 | 0 | 0 | 0 | 0 | 0 | 0 | 0 | 0 | 0 | 0 | 0 | 0 | 0 | 0 | 0 | 0 | 0 | 0 | 0 | 0
F5_Commercial_College_New_Office Equipment_Electric_Desktop Computer_E1 | F5 | Commercial | College | New | Office Equipment | Electric | Desktop Computer | E1 | RIM BC Ratio | 0 | 0 | 0 | 0 | 0 | 0 | 0 | 0 | 0 | 0 | 0 | 0 | 0 | 0 | 0 | 0 | 0 | 0 | 0 | 0 | 0 | 0 | 0 | 0 | 0 | 0 | 0 | 0 | 0 | 0
F5_Commercial_College_New_Office Equipment_Electric_Desktop Computer_E2 | F5 | Commercial | College | New | Office Equipment | Electric | Desktop Computer | E2 | RIM BC Ratio | 0 | 0 | 0 | 0 | 0 | 0 | 0 | 0 | 0 | 0 | 0 | 0 | 0 | 0 | 0 | 0 | 0 | 0 | 0 | 0 | 0 | 0 | 0 | 0 | 0 | 0 | 0 | 0 | 0 | 0
F5_Commercial_College_New_Office Equipment_Electric_Desktop Computer_E3 | F5 | Commercial | College | New | Office Equipment | Electric | Desktop Computer | E3 | RIM BC Ratio | 0 | 0 | 0 | 0 | 0 | 0 | 0 | 0 | 0 | 0 | 0 | 0 | 0 | 0 | 0 | 0 | 0 | 0 | 0 | 0 | 0 | 0 | 0 | 0 | 0 | 0 | 0 | 0 | 0 | 0
F5_Commercial_College_New_Office Equipment_Electric_Desktop Computer_E4 | F5 | Commercial | College | New | Office Equipment | Electric | Desktop Computer | E4 | RIM BC Ratio | 0 | 0 | 0 | 0 | 0 | 0 | 0 | 0 | 0 | 0 | 0 | 0 | 0 | 0 | 0 | 0 | 0 | 0 | 0 | 0 | 0 | 0 | 0 | 0 | 0 | 0 | 0 | 0 | 0 | 0
F5_Commercial_College_New_Office Equipment_Electric_Desktop Computer_E5 | F5 | Commercial | College | New | Office Equipment | Electric | Desktop Computer | E5 | RIM BC Ratio | 0 | 0 | 0 | 0 | 0 | 0 | 0 | 0 | 0 | 0 | 0 | 0 | 0 | 0 | 0 | 0 | 0 | 0 | 0 | 0 | 0 | 0 | 0 | 0 | 0 | 0 | 0 | 0 | 0 | 0
F5_Commercial_College_New_Office Equipment_Electric_Desktop Computer_E6 | F5 | Commercial | College | New | Office Equipment | Electric | Desktop Computer | E6 | RIM BC Ratio | 0 | 0 | 0 | 0 | 0 | 0 | 0 | 0 | 0 | 0 | 0 | 0 | 0 | 0 | 0 | 0 | 0 | 0 | 0 | 0 | 0 | 0 | 0 | 0 | 0 | 0 | 0 | 0 | 0 | 0
F5_Commercial_College_New_Office Equipment_Electric_Desktop Computer_E7 | F5 | Commercial | College | New | Office Equipment | Electric | Desktop Computer | E7 | RIM BC Ratio | 0 | 0 | 0 | 0 | 0 | 0 | 0 | 0 | 0 | 0 | 0 | 0 | 0 | 0 | 0 | 0 | 0 | 0 | 0 | 0 | 0 | 0 | 0 | 0 | 0 | 0 | 0 | 0 | 0 | 0
F5_Commercial_College_New_Office Equipment_Electric_Desktop Computer_E8 | F5 | Commercial | College | New | Office Equipment | Electric | Desktop Computer | E8 | RIM BC Ratio | 0 | 0 | 0 | 0 | 0 | 0 | 0 | 0 | 0 | 0 | 0 | 0 | 0 | 0 | 0 | 0 | 0 | 0 | 0 | 0 | 0 | 0 | 0 | 0 | 0 | 0 | 0 | 0 | 0 | 0
F5_Commercial_College_New_Office Equipment_Electric_Desktop Computer_E9 | F5 | Commercial | College | New | Office Equipment | Electric | Desktop Computer | E9 | RIM BC Ratio | 0 | 0 | 0 | 0 | 0 | 0 | 0 | 0 | 0 | 0 | 0 | 0 | 0 | 0 | 0 | 0 | 0 | 0 | 0 | 0 | 0 | 0 | 0 | 0 | 0 | 0 | 0 | 0 | 0 | 0
F5_Commercial_College_New_Office Equipment_Electric_Desktop Computer_E10 | F5 | Commercial | College | New | Office Equipment | Electric | Desktop Computer | E10 | RIM BC Ratio | 0 | 0 | 0 | 0 | 0 | 0 | 0 | 0 | 0 | 0 | 0 | 0 | 0 | 0 | 0 | 0 | 0 | 0 | 0 | 0 | 0 | 0 | 0 | 0 | 0 | 0 | 0 | 0 | 0 | 0
F0_Commercial_College_New_Office Equipment_Electric_Laptop_E0 | F0 | Commercial | College | New | Office Equipment | Electric | Laptop | E0 | Economic Unit | 0 | 0 | 0 | 0 | 0 | 0 | 0 | 0 | 0 | 0 | 0 | 0 | 0 | 0 | 0 | 0 | 0 | 0 | 0 | 0 | 0 | 0 | 0 | 0 | 0 | 0 | 0 | 0 | 0 | 0
F1_Commercial_College_New_Office Equipment_Electric_Laptop_E1 | F1 | Commercial | College | New | Office Equipment | Electric | Laptop | E1 | CCE | 0 | 0 | 0 | 0 | 0 | 0 | 0 | 0 | 0 | 0 | 0 | 0 | 0 | 0 | 0 | 0 | 0 | 0 | 0 | 0 | 0 | 0 | 0 | 0 | 0 | 0 | 0 | 0 | 0 | 0
F1_Commercial_College_New_Office Equipment_Electric_Laptop_E2 | F1 | Commercial | College | New | Office Equipment | Electric | Laptop | E2 | CCE | 0 | 0 | 0 | 0 | 0 | 0 | 0 | 0 | 0 | 0 | 0 | 0 | 0 | 0 | 0 | 0 | 0 | 0 | 0 | 0 | 0 | 0 | 0 | 0 | 0 | 0 | 0 | 0 | 0 | 0
F1_Commercial_College_New_Office Equipment_Electric_Laptop_E3 | F1 | Commercial | College | New | Office Equipment | Electric | Laptop | E3 | CCE | 0 | 0 | 0 | 0 | 0 | 0 | 0 | 0 | 0 | 0 | 0 | 0 | 0 | 0 | 0 | 0 | 0 | 0 | 0 | 0 | 0 | 0 | 0 | 0 | 0 | 0 | 0 | 0 | 0 | 0
F1_Commercial_College_New_Office Equipment_Electric_Laptop_E4 | F1 | Commercial | College | New | Office Equipment | Electric | Laptop | E4 | CCE | 0 | 0 | 0 | 0 | 0 | 0 | 0 | 0 | 0 | 0 | 0 | 0 | 0 | 0 | 0 | 0 | 0 | 0 | 0 | 0 | 0 | 0 | 0 | 0 | 0 | 0 | 0 | 0 | 0 | 0
F1_Commercial_College_New_Office Equipment_Electric_Laptop_E5 | F1 | Commercial | College | New | Office Equipment | Electric | Laptop | E5 | CCE | 0 | 0 | 0 | 0 | 0 | 0 | 0 | 0 | 0 | 0 | 0 | 0 | 0 | 0 | 0 | 0 | 0 | 0 | 0 | 0 | 0 | 0 | 0 | 0 | 0 | 0 | 0 | 0 | 0 | 0
F1_Commercial_College_New_Office Equipment_Electric_Laptop_E6 | F1 | Commercial | College | New | Office Equipment | Electric | Laptop | E6 | CCE | 0 | 0 | 0 | 0 | 0 | 0 | 0 | 0 | 0 | 0 | 0 | 0 | 0 | 0 | 0 | 0 | 0 | 0 | 0 | 0 | 0 | 0 | 0 | 0 | 0 | 0 | 0 | 0 | 0 | 0
F1_Commercial_College_New_Office Equipment_Electric_Laptop_E7 | F1 | Commercial | College | New | Office Equipment | Electric | Laptop | E7 | CCE | 0 | 0 | 0 | 0 | 0 | 0 | 0 | 0 | 0 | 0 | 0 | 0 | 0 | 0 | 0 | 0 | 0 | 0 | 0 | 0 | 0 | 0 | 0 | 0 | 0 | 0 | 0 | 0 | 0 | 0
F1_Commercial_College_New_Office Equipment_Electric_Laptop_E8 | F1 | Commercial | College | New | Office Equipment | Electric | Laptop | E8 | CCE | 0 | 0 | 0 | 0 | 0 | 0 | 0 | 0 | 0 | 0 | 0 | 0 | 0 | 0 | 0 | 0 | 0 | 0 | 0 | 0 | 0 | 0 | 0 | 0 | 0 | 0 | 0 | 0 | 0 | 0
F1_Commercial_College_New_Office Equipment_Electric_Laptop_E9 | F1 | Commercial | College | New | Office Equipment | Electric | Laptop | E9 | CCE | 0 | 0 | 0 | 0 | 0 | 0 | 0 | 0 | 0 | 0 | 0 | 0 | 0 | 0 | 0 | 0 | 0 | 0 | 0 | 0 | 0 | 0 | 0 | 0 | 0 | 0 | 0 | 0 | 0 | 0
F1_Commercial_College_New_Office Equipment_Electric_Laptop_E10 | F1 | Commercial | College | New | Office Equipment | Electric | Laptop | E10 | CCE | 0 | 0 | 0 | 0 | 0 | 0 | 0 | 0 | 0 | 0 | 0 | 0 | 0 | 0 | 0 | 0 | 0 | 0 | 0 | 0 | 0 | 0 | 0 | 0 | 0 | 0 | 0 | 0 | 0 | 0
F2_Commercial_College_New_Office Equipment_Electric_Laptop_E1 | F2 | Commercial | College | New | Office Equipment | Electric | Laptop | E1 | TRC BC Ratio | 0 | 0 | 0 | 0 | 0 | 0 | 0 | 0 | 0 | 0 | 0 | 0 | 0 | 0 | 0 | 0 | 0 | 0 | 0 | 0 | 0 | 0 | 0 | 0 | 0 | 0 | 0 | 0 | 0 | 0
F2_Commercial_College_New_Office Equipment_Electric_Laptop_E2 | F2 | Commercial | College | New | Office Equipment | Electric | Laptop | E2 | TRC BC Ratio | 0 | 0 | 0 | 0 | 0 | 0 | 0 | 0 | 0 | 0 | 0 | 0 | 0 | 0 | 0 | 0 | 0 | 0 | 0 | 0 | 0 | 0 | 0 | 0 | 0 | 0 | 0 | 0 | 0 | 0
F2_Commercial_College_New_Office Equipment_Electric_Laptop_E3 | F2 | Commercial | College | New | Office Equipment | Electric | Laptop | E3 | TRC BC Ratio | 0 | 0 | 0 | 0 | 0 | 0 | 0 | 0 | 0 | 0 | 0 | 0 | 0 | 0 | 0 | 0 | 0 | 0 | 0 | 0 | 0 | 0 | 0 | 0 | 0 | 0 | 0 | 0 | 0 | 0
F2_Commercial_College_New_Office Equipment_Electric_Laptop_E4 | F2 | Commercial | College | New | Office Equipment | Electric | Laptop | E4 | TRC BC Ratio | 0 | 0 | 0 | 0 | 0 | 0 | 0 | 0 | 0 | 0 | 0 | 0 | 0 | 0 | 0 | 0 | 0 | 0 | 0 | 0 | 0 | 0 | 0 | 0 | 0 | 0 | 0 | 0 | 0 | 0
F2_Commercial_College_New_Office Equipment_Electric_Laptop_E5 | F2 | Commercial | College | New | Office Equipment | Electric | Laptop | E5 | TRC BC Ratio | 0 | 0 | 0 | 0 | 0 | 0 | 0 | 0 | 0 | 0 | 0 | 0 | 0 | 0 | 0 | 0 | 0 | 0 | 0 | 0 | 0 | 0 | 0 | 0 | 0 | 0 | 0 | 0 | 0 | 0
F2_Commercial_College_New_Office Equipment_Electric_Laptop_E6 | F2 | Commercial | College | New | Office Equipment | Electric | Laptop | E6 | TRC BC Ratio | 0 | 0 | 0 | 0 | 0 | 0 | 0 | 0 | 0 | 0 | 0 | 0 | 0 | 0 | 0 | 0 | 0 | 0 | 0 | 0 | 0 | 0 | 0 | 0 | 0 | 0 | 0 | 0 | 0 | 0
F2_Commercial_College_New_Office Equipment_Electric_Laptop_E7 | F2 | Commercial | College | New | Office Equipment | Electric | Laptop | E7 | TRC BC Ratio | 0 | 0 | 0 | 0 | 0 | 0 | 0 | 0 | 0 | 0 | 0 | 0 | 0 | 0 | 0 | 0 | 0 | 0 | 0 | 0 | 0 | 0 | 0 | 0 | 0 | 0 | 0 | 0 | 0 | 0
F2_Commercial_College_New_Office Equipment_Electric_Laptop_E8 | F2 | Commercial | College | New | Office Equipment | Electric | Laptop | E8 | TRC BC Ratio | 0 | 0 | 0 | 0 | 0 | 0 | 0 | 0 | 0 | 0 | 0 | 0 | 0 | 0 | 0 | 0 | 0 | 0 | 0 | 0 | 0 | 0 | 0 | 0 | 0 | 0 | 0 | 0 | 0 | 0
F2_Commercial_College_New_Office Equipment_Electric_Laptop_E9 | F2 | Commercial | College | New | Office Equipment | Electric | Laptop | E9 | TRC BC Ratio | 0 | 0 | 0 | 0 | 0 | 0 | 0 | 0 | 0 | 0 | 0 | 0 | 0 | 0 | 0 | 0 | 0 | 0 | 0 | 0 | 0 | 0 | 0 | 0 | 0 | 0 | 0 | 0 | 0 | 0
F2_Commercial_College_New_Office Equipment_Electric_Laptop_E10 | F2 | Commercial | College | New | Office Equipment | Electric | Laptop | E10 | TRC BC Ratio | 0 | 0 | 0 | 0 | 0 | 0 | 0 | 0 | 0 | 0 | 0 | 0 | 0 | 0 | 0 | 0 | 0 | 0 | 0 | 0 | 0 | 0 | 0 | 0 | 0 | 0 | 0 | 0 | 0 | 0
F3_Commercial_College_New_Office Equipment_Electric_Laptop_E1 | F3 | Commercial | College | New | Office Equipment | Electric | Laptop | E1 | PACT BC Ratio | 0 | 0 | 0 | 0 | 0 | 0 | 0 | 0 | 0 | 0 | 0 | 0 | 0 | 0 | 0 | 0 | 0 | 0 | 0 | 0 | 0 | 0 | 0 | 0 | 0 | 0 | 0 | 0 | 0 | 0
F3_Commercial_College_New_Office Equipment_Electric_Laptop_E2 | F3 | Commercial | College | New | Office Equipment | Electric | Laptop | E2 | PACT BC Ratio | 0 | 0 | 0 | 0 | 0 | 0 | 0 | 0 | 0 | 0 | 0 | 0 | 0 | 0 | 0 | 0 | 0 | 0 | 0 | 0 | 0 | 0 | 0 | 0 | 0 | 0 | 0 | 0 | 0 | 0
F3_Commercial_College_New_Office Equipment_Electric_Laptop_E3 | F3 | Commercial | College | New | Office Equipment | Electric | Laptop | E3 | PACT BC Ratio | 0 | 0 | 0 | 0 | 0 | 0 | 0 | 0 | 0 | 0 | 0 | 0 | 0 | 0 | 0 | 0 | 0 | 0 | 0 | 0 | 0 | 0 | 0 | 0 | 0 | 0 | 0 | 0 | 0 | 0
F3_Commercial_College_New_Office Equipment_Electric_Laptop_E4 | F3 | Commercial | College | New | Office Equipment | Electric | Laptop | E4 | PACT BC Ratio | 0 | 0 | 0 | 0 | 0 | 0 | 0 | 0 | 0 | 0 | 0 | 0 | 0 | 0 | 0 | 0 | 0 | 0 | 0 | 0 | 0 | 0 | 0 | 0 | 0 | 0 | 0 | 0 | 0 | 0
F3_Commercial_College_New_Office Equipment_Electric_Laptop_E5 | F3 | Commercial | College | New | Office Equipment | Electric | Laptop | E5 | PACT BC Ratio | 0 | 0 | 0 | 0 | 0 | 0 | 0 | 0 | 0 | 0 | 0 | 0 | 0 | 0 | 0 | 0 | 0 | 0 | 0 | 0 | 0 | 0 | 0 | 0 | 0 | 0 | 0 | 0 | 0 | 0
F3_Commercial_College_New_Office Equipment_Electric_Laptop_E6 | F3 | Commercial | College | New | Office Equipment | Electric | Laptop | E6 | PACT BC Ratio | 0 | 0 | 0 | 0 | 0 | 0 | 0 | 0 | 0 | 0 | 0 | 0 | 0 | 0 | 0 | 0 | 0 | 0 | 0 | 0 | 0 | 0 | 0 | 0 | 0 | 0 | 0 | 0 | 0 | 0
F3_Commercial_College_New_Office Equipment_Electric_Laptop_E7 | F3 | Commercial | College | New | Office Equipment | Electric | Laptop | E7 | PACT BC Ratio | 0 | 0 | 0 | 0 | 0 | 0 | 0 | 0 | 0 | 0 | 0 | 0 | 0 | 0 | 0 | 0 | 0 | 0 | 0 | 0 | 0 | 0 | 0 | 0 | 0 | 0 | 0 | 0 | 0 | 0
F3_Commercial_College_New_Office Equipment_Electric_Laptop_E8 | F3 | Commercial | College | New | Office Equipment | Electric | Laptop | E8 | PACT BC Ratio | 0 | 0 | 0 | 0 | 0 | 0 | 0 | 0 | 0 | 0 | 0 | 0 | 0 | 0 | 0 | 0 | 0 | 0 | 0 | 0 | 0 | 0 | 0 | 0 | 0 | 0 | 0 | 0 | 0 | 0
F3_Commercial_College_New_Office Equipment_Electric_Laptop_E9 | F3 | Commercial | College | New | Office Equipment | Electric | Laptop | E9 | PACT BC Ratio | 0 | 0 | 0 | 0 | 0 | 0 | 0 | 0 | 0 | 0 | 0 | 0 | 0 | 0 | 0 | 0 | 0 | 0 | 0 | 0 | 0 | 0 | 0 | 0 | 0 | 0 | 0 | 0 | 0 | 0
F3_Commercial_College_New_Office Equipment_Electric_Laptop_E10 | F3 | Commercial | College | New | Office Equipment | Electric | Laptop | E10 | PACT BC Ratio | 0 | 0 | 0 | 0 | 0 | 0 | 0 | 0 | 0 | 0 | 0 | 0 | 0 | 0 | 0 | 0 | 0 | 0 | 0 | 0 | 0 | 0 | 0 | 0 | 0 | 0 | 0 | 0 | 0 | 0
F4_Commercial_College_New_Office Equipment_Electric_Laptop_E1 | F4 | Commercial | College | New | Office Equipment | Electric | Laptop | E1 | RVT BC Ratio | 0 | 0 | 0 | 0 | 0 | 0 | 0 | 0 | 0 | 0 | 0 | 0 | 0 | 0 | 0 | 0 | 0 | 0 | 0 | 0 | 0 | 0 | 0 | 0 | 0 | 0 | 0 | 0 | 0 | 0
F4_Commercial_College_New_Office Equipment_Electric_Laptop_E2 | F4 | Commercial | College | New | Office Equipment | Electric | Laptop | E2 | RVT BC Ratio | 0 | 0 | 0 | 0 | 0 | 0 | 0 | 0 | 0 | 0 | 0 | 0 | 0 | 0 | 0 | 0 | 0 | 0 | 0 | 0 | 0 | 0 | 0 | 0 | 0 | 0 | 0 | 0 | 0 | 0
F4_Commercial_College_New_Office Equipment_Electric_Laptop_E3 | F4 | Commercial | College | New | Office Equipment | Electric | Laptop | E3 | RVT BC Ratio | 0 | 0 | 0 | 0 | 0 | 0 | 0 | 0 | 0 | 0 | 0 | 0 | 0 | 0 | 0 | 0 | 0 | 0 | 0 | 0 | 0 | 0 | 0 | 0 | 0 | 0 | 0 | 0 | 0 | 0
F4_Commercial_College_New_Office Equipment_Electric_Laptop_E4 | F4 | Commercial | College | New | Office Equipment | Electric | Laptop | E4 | RVT BC Ratio | 0 | 0 | 0 | 0 | 0 | 0 | 0 | 0 | 0 | 0 | 0 | 0 | 0 | 0 | 0 | 0 | 0 | 0 | 0 | 0 | 0 | 0 | 0 | 0 | 0 | 0 | 0 | 0 | 0 | 0
F4_Commercial_College_New_Office Equipment_Electric_Laptop_E5 | F4 | Commercial | College | New | Office Equipment | Electric | Laptop | E5 | RVT BC Ratio | 0 | 0 | 0 | 0 | 0 | 0 | 0 | 0 | 0 | 0 | 0 | 0 | 0 | 0 | 0 | 0 | 0 | 0 | 0 | 0 | 0 | 0 | 0 | 0 | 0 | 0 | 0 | 0 | 0 | 0
F4_Commercial_College_New_Office Equipment_Electric_Laptop_E6 | F4 | Commercial | College | New | Office Equipment | Electric | Laptop | E6 | RVT BC Ratio | 0 | 0 | 0 | 0 | 0 | 0 | 0 | 0 | 0 | 0 | 0 | 0 | 0 | 0 | 0 | 0 | 0 | 0 | 0 | 0 | 0 | 0 | 0 | 0 | 0 | 0 | 0 | 0 | 0 | 0
F4_Commercial_College_New_Office Equipment_Electric_Laptop_E7 | F4 | Commercial | College | New | Office Equipment | Electric | Laptop | E7 | RVT BC Ratio | 0 | 0 | 0 | 0 | 0 | 0 | 0 | 0 | 0 | 0 | 0 | 0 | 0 | 0 | 0 | 0 | 0 | 0 | 0 | 0 | 0 | 0 | 0 | 0 | 0 | 0 | 0 | 0 | 0 | 0
F4_Commercial_College_New_Office Equipment_Electric_Laptop_E8 | F4 | Commercial | College | New | Office Equipment | Electric | Laptop | E8 | RVT BC Ratio | 0 | 0 | 0 | 0 | 0 | 0 | 0 | 0 | 0 | 0 | 0 | 0 | 0 | 0 | 0 | 0 | 0 | 0 | 0 | 0 | 0 | 0 | 0 | 0 | 0 | 0 | 0 | 0 | 0 | 0
F4_Commercial_College_New_Office Equipment_Electric_Laptop_E9 | F4 | Commercial | College | New | Office Equipment | Electric | Laptop | E9 | RVT BC Ratio | 0 | 0 | 0 | 0 | 0 | 0 | 0 | 0 | 0 | 0 | 0 | 0 | 0 | 0 | 0 | 0 | 0 | 0 | 0 | 0 | 0 | 0 | 0 | 0 | 0 | 0 | 0 | 0 | 0 | 0
F4_Commercial_College_New_Office Equipment_Electric_Laptop_E10 | F4 | Commercial | College | New | Office Equipment | Electric | Laptop | E10 | RVT BC Ratio | 0 | 0 | 0 | 0 | 0 | 0 | 0 | 0 | 0 | 0 | 0 | 0 | 0 | 0 | 0 | 0 | 0 | 0 | 0 | 0 | 0 | 0 | 0 | 0 | 0 | 0 | 0 | 0 | 0 | 0
F5_Commercial_College_New_Office Equipment_Electric_Laptop_E1 | F5 | Commercial | College | New | Office Equipment | Electric | Laptop | E1 | RIM BC Ratio | 0 | 0 | 0 | 0 | 0 | 0 | 0 | 0 | 0 | 0 | 0 | 0 | 0 | 0 | 0 | 0 | 0 | 0 | 0 | 0 | 0 | 0 | 0 | 0 | 0 | 0 | 0 | 0 | 0 | 0
F5_Commercial_College_New_Office Equipment_Electric_Laptop_E2 | F5 | Commercial | College | New | Office Equipment | Electric | Laptop | E2 | RIM BC Ratio | 0 | 0 | 0 | 0 | 0 | 0 | 0 | 0 | 0 | 0 | 0 | 0 | 0 | 0 | 0 | 0 | 0 | 0 | 0 | 0 | 0 | 0 | 0 | 0 | 0 | 0 | 0 | 0 | 0 | 0
F5_Commercial_College_New_Office Equipment_Electric_Laptop_E3 | F5 | Commercial | College | New | Office Equipment | Electric | Laptop | E3 | RIM BC Ratio | 0 | 0 | 0 | 0 | 0 | 0 | 0 | 0 | 0 | 0 | 0 | 0 | 0 | 0 | 0 | 0 | 0 | 0 | 0 | 0 | 0 | 0 | 0 | 0 | 0 | 0 | 0 | 0 | 0 | 0
F5_Commercial_College_New_Office Equipment_Electric_Laptop_E4 | F5 | Commercial | College | New | Office Equipment | Electric | Laptop | E4 | RIM BC Ratio | 0 | 0 | 0 | 0 | 0 | 0 | 0 | 0 | 0 | 0 | 0 | 0 | 0 | 0 | 0 | 0 | 0 | 0 | 0 | 0 | 0 | 0 | 0 | 0 | 0 | 0 | 0 | 0 | 0 | 0
F5_Commercial_College_New_Office Equipment_Electric_Laptop_E5 | F5 | Commercial | College | New | Office Equipment | Electric | Laptop | E5 | RIM BC Ratio | 0 | 0 | 0 | 0 | 0 | 0 | 0 | 0 | 0 | 0 | 0 | 0 | 0 | 0 | 0 | 0 | 0 | 0 | 0 | 0 | 0 | 0 | 0 | 0 | 0 | 0 | 0 | 0 | 0 | 0
F5_Commercial_College_New_Office Equipment_Electric_Laptop_E6 | F5 | Commercial | College | New | Office Equipment | Electric | Laptop | E6 | RIM BC Ratio | 0 | 0 | 0 | 0 | 0 | 0 | 0 | 0 | 0 | 0 | 0 | 0 | 0 | 0 | 0 | 0 | 0 | 0 | 0 | 0 | 0 | 0 | 0 | 0 | 0 | 0 | 0 | 0 | 0 | 0
F5_Commercial_College_New_Office Equipment_Electric_Laptop_E7 | F5 | Commercial | College | New | Office Equipment | Electric | Laptop | E7 | RIM BC Ratio | 0 | 0 | 0 | 0 | 0 | 0 | 0 | 0 | 0 | 0 | 0 | 0 | 0 | 0 | 0 | 0 | 0 | 0 | 0 | 0 | 0 | 0 | 0 | 0 | 0 | 0 | 0 | 0 | 0 | 0
F5_Commercial_College_New_Office Equipment_Electric_Laptop_E8 | F5 | Commercial | College | New | Office Equipment | Electric | Laptop | E8 | RIM BC Ratio | 0 | 0 | 0 | 0 | 0 | 0 | 0 | 0 | 0 | 0 | 0 | 0 | 0 | 0 | 0 | 0 | 0 | 0 | 0 | 0 | 0 | 0 | 0 | 0 | 0 | 0 | 0 | 0 | 0 | 0
F5_Commercial_College_New_Office Equipment_Electric_Laptop_E9 | F5 | Commercial | College | New | Office Equipment | Electric | Laptop | E9 | RIM BC Ratio | 0 | 0 | 0 | 0 | 0 | 0 | 0 | 0 | 0 | 0 | 0 | 0 | 0 | 0 | 0 | 0 | 0 | 0 | 0 | 0 | 0 | 0 | 0 | 0 | 0 | 0 | 0 | 0 | 0 | 0
F5_Commercial_College_New_Office Equipment_Electric_Laptop_E10 | F5 | Commercial | College | New | Office Equipment | Electric | Laptop | E10 | RIM BC Ratio | 0 | 0 | 0 | 0 | 0 | 0 | 0 | 0 | 0 | 0 | 0 | 0 | 0 | 0 | 0 | 0 | 0 | 0 | 0 | 0 | 0 | 0 | 0 | 0 | 0 | 0 | 0 | 0 | 0 | 0
F0_Commercial_College_New_Office Equipment_Electric_Server_E0 | F0 | Commercial | College | New | Office Equipment | Electric | Server | E0 | Economic Unit | 0 | 0 | 0 | 0 | 0 | 0 | 0 | 0 | 0 | 0 | 0 | 0 | 0 | 0 | 0 | 0 | 0 | 0 | 0 | 0 | 0 | 0 | 0 | 0 | 0 | 0 | 0 | 0 | 0 | 0
F1_Commercial_College_New_Office Equipment_Electric_Server_E1 | F1 | Commercial | College | New | Office Equipment | Electric | Server | E1 | CCE | 0 | 0 | 0 | 0 | 0 | 0 | 0 | 0 | 0 | 0 | 0 | 0 | 0 | 0 | 0 | 0 | 0 | 0 | 0 | 0 | 0 | 0 | 0 | 0 | 0 | 0 | 0 | 0 | 0 | 0
F1_Commercial_College_New_Office Equipment_Electric_Server_E2 | F1 | Commercial | College | New | Office Equipment | Electric | Server | E2 | CCE | 0 | 0 | 0 | 0 | 0 | 0 | 0 | 0 | 0 | 0 | 0 | 0 | 0 | 0 | 0 | 0 | 0 | 0 | 0 | 0 | 0 | 0 | 0 | 0 | 0 | 0 | 0 | 0 | 0 | 0
F1_Commercial_College_New_Office Equipment_Electric_Server_E3 | F1 | Commercial | College | New | Office Equipment | Electric | Server | E3 | CCE | 0 | 0 | 0 | 0 | 0 | 0 | 0 | 0 | 0 | 0 | 0 | 0 | 0 | 0 | 0 | 0 | 0 | 0 | 0 | 0 | 0 | 0 | 0 | 0 | 0 | 0 | 0 | 0 | 0 | 0
F1_Commercial_College_New_Office Equipment_Electric_Server_E4 | F1 | Commercial | College | New | Office Equipment | Electric | Server | E4 | CCE | 0 | 0 | 0 | 0 | 0 | 0 | 0 | 0 | 0 | 0 | 0 | 0 | 0 | 0 | 0 | 0 | 0 | 0 | 0 | 0 | 0 | 0 | 0 | 0 | 0 | 0 | 0 | 0 | 0 | 0
F1_Commercial_College_New_Office Equipment_Electric_Server_E5 | F1 | Commercial | College | New | Office Equipment | Electric | Server | E5 | CCE | 0 | 0 | 0 | 0 | 0 | 0 | 0 | 0 | 0 | 0 | 0 | 0 | 0 | 0 | 0 | 0 | 0 | 0 | 0 | 0 | 0 | 0 | 0 | 0 | 0 | 0 | 0 | 0 | 0 | 0
F1_Commercial_College_New_Office Equipment_Electric_Server_E6 | F1 | Commercial | College | New | Office Equipment | Electric | Server | E6 | CCE | 0 | 0 | 0 | 0 | 0 | 0 | 0 | 0 | 0 | 0 | 0 | 0 | 0 | 0 | 0 | 0 | 0 | 0 | 0 | 0 | 0 | 0 | 0 | 0 | 0 | 0 | 0 | 0 | 0 | 0
F1_Commercial_College_New_Office Equipment_Electric_Server_E7 | F1 | Commercial | College | New | Office Equipment | Electric | Server | E7 | CCE | 0 | 0 | 0 | 0 | 0 | 0 | 0 | 0 | 0 | 0 | 0 | 0 | 0 | 0 | 0 | 0 | 0 | 0 | 0 | 0 | 0 | 0 | 0 | 0 | 0 | 0 | 0 | 0 | 0 | 0
F1_Commercial_College_New_Office Equipment_Electric_Server_E8 | F1 | Commercial | College | New | Office Equipment | Electric | Server | E8 | CCE | 0 | 0 | 0 | 0 | 0 | 0 | 0 | 0 | 0 | 0 | 0 | 0 | 0 | 0 | 0 | 0 | 0 | 0 | 0 | 0 | 0 | 0 | 0 | 0 | 0 | 0 | 0 | 0 | 0 | 0
F1_Commercial_College_New_Office Equipment_Electric_Server_E9 | F1 | Commercial | College | New | Office Equipment | Electric | Server | E9 | CCE | 0 | 0 | 0 | 0 | 0 | 0 | 0 | 0 | 0 | 0 | 0 | 0 | 0 | 0 | 0 | 0 | 0 | 0 | 0 | 0 | 0 | 0 | 0 | 0 | 0 | 0 | 0 | 0 | 0 | 0
F1_Commercial_College_New_Office Equipment_Electric_Server_E10 | F1 | Commercial | College | New | Office Equipment | Electric | Server | E10 | CCE | 0 | 0 | 0 | 0 | 0 | 0 | 0 | 0 | 0 | 0 | 0 | 0 | 0 | 0 | 0 | 0 | 0 | 0 | 0 | 0 | 0 | 0 | 0 | 0 | 0 | 0 | 0 | 0 | 0 | 0
F2_Commercial_College_New_Office Equipment_Electric_Server_E1 | F2 | Commercial | College | New | Office Equipment | Electric | Server | E1 | TRC BC Ratio | 0 | 0 | 0 | 0 | 0 | 0 | 0 | 0 | 0 | 0 | 0 | 0 | 0 | 0 | 0 | 0 | 0 | 0 | 0 | 0 | 0 | 0 | 0 | 0 | 0 | 0 | 0 | 0 | 0 | 0
F2_Commercial_College_New_Office Equipment_Electric_Server_E2 | F2 | Commercial | College | New | Office Equipment | Electric | Server | E2 | TRC BC Ratio | 0 | 0 | 0 | 0 | 0 | 0 | 0 | 0 | 0 | 0 | 0 | 0 | 0 | 0 | 0 | 0 | 0 | 0 | 0 | 0 | 0 | 0 | 0 | 0 | 0 | 0 | 0 | 0 | 0 | 0
F2_Commercial_College_New_Office Equipment_Electric_Server_E3 | F2 | Commercial | College | New | Office Equipment | Electric | Server | E3 | TRC BC Ratio | 0 | 0 | 0 | 0 | 0 | 0 | 0 | 0 | 0 | 0 | 0 | 0 | 0 | 0 | 0 | 0 | 0 | 0 | 0 | 0 | 0 | 0 | 0 | 0 | 0 | 0 | 0 | 0 | 0 | 0
F2_Commercial_College_New_Office Equipment_Electric_Server_E4 | F2 | Commercial | College | New | Office Equipment | Electric | Server | E4 | TRC BC Ratio | 0 | 0 | 0 | 0 | 0 | 0 | 0 | 0 | 0 | 0 | 0 | 0 | 0 | 0 | 0 | 0 | 0 | 0 | 0 | 0 | 0 | 0 | 0 | 0 | 0 | 0 | 0 | 0 | 0 | 0
F2_Commercial_College_New_Office Equipment_Electric_Server_E5 | F2 | Commercial | College | New | Office Equipment | Electric | Server | E5 | TRC BC Ratio | 0 | 0 | 0 | 0 | 0 | 0 | 0 | 0 | 0 | 0 | 0 | 0 | 0 | 0 | 0 | 0 | 0 | 0 | 0 | 0 | 0 | 0 | 0 | 0 | 0 | 0 | 0 | 0 | 0 | 0
F2_Commercial_College_New_Office Equipment_Electric_Server_E6 | F2 | Commercial | College | New | Office Equipment | Electric | Server | E6 | TRC BC Ratio | 0 | 0 | 0 | 0 | 0 | 0 | 0 | 0 | 0 | 0 | 0 | 0 | 0 | 0 | 0 | 0 | 0 | 0 | 0 | 0 | 0 | 0 | 0 | 0 | 0 | 0 | 0 | 0 | 0 | 0
F2_Commercial_College_New_Office Equipment_Electric_Server_E7 | F2 | Commercial | College | New | Office Equipment | Electric | Server | E7 | TRC BC Ratio | 0 | 0 | 0 | 0 | 0 | 0 | 0 | 0 | 0 | 0 | 0 | 0 | 0 | 0 | 0 | 0 | 0 | 0 | 0 | 0 | 0 | 0 | 0 | 0 | 0 | 0 | 0 | 0 | 0 | 0
F2_Commercial_College_New_Office Equipment_Electric_Server_E8 | F2 | Commercial | College | New | Office Equipment | Electric | Server | E8 | TRC BC Ratio | 0 | 0 | 0 | 0 | 0 | 0 | 0 | 0 | 0 | 0 | 0 | 0 | 0 | 0 | 0 | 0 | 0 | 0 | 0 | 0 | 0 | 0 | 0 | 0 | 0 | 0 | 0 | 0 | 0 | 0
F2_Commercial_College_New_Office Equipment_Electric_Server_E9 | F2 | Commercial | College | New | Office Equipment | Electric | Server | E9 | TRC BC Ratio | 0 | 0 | 0 | 0 | 0 | 0 | 0 | 0 | 0 | 0 | 0 | 0 | 0 | 0 | 0 | 0 | 0 | 0 | 0 | 0 | 0 | 0 | 0 | 0 | 0 | 0 | 0 | 0 | 0 | 0
F2_Commercial_College_New_Office Equipment_Electric_Server_E10 | F2 | Commercial | College | New | Office Equipment | Electric | Server | E10 | TRC BC Ratio | 0 | 0 | 0 | 0 | 0 | 0 | 0 | 0 | 0 | 0 | 0 | 0 | 0 | 0 | 0 | 0 | 0 | 0 | 0 | 0 | 0 | 0 | 0 | 0 | 0 | 0 | 0 | 0 | 0 | 0
F3_Commercial_College_New_Office Equipment_Electric_Server_E1 | F3 | Commercial | College | New | Office Equipment | Electric | Server | E1 | PACT BC Ratio | 0 | 0 | 0 | 0 | 0 | 0 | 0 | 0 | 0 | 0 | 0 | 0 | 0 | 0 | 0 | 0 | 0 | 0 | 0 | 0 | 0 | 0 | 0 | 0 | 0 | 0 | 0 | 0 | 0 | 0
F3_Commercial_College_New_Office Equipment_Electric_Server_E2 | F3 | Commercial | College | New | Office Equipment | Electric | Server | E2 | PACT BC Ratio | 0 | 0 | 0 | 0 | 0 | 0 | 0 | 0 | 0 | 0 | 0 | 0 | 0 | 0 | 0 | 0 | 0 | 0 | 0 | 0 | 0 | 0 | 0 | 0 | 0 | 0 | 0 | 0 | 0 | 0
F3_Commercial_College_New_Office Equipment_Electric_Server_E3 | F3 | Commercial | College | New | Office Equipment | Electric | Server | E3 | PACT BC Ratio | 0 | 0 | 0 | 0 | 0 | 0 | 0 | 0 | 0 | 0 | 0 | 0 | 0 | 0 | 0 | 0 | 0 | 0 | 0 | 0 | 0 | 0 | 0 | 0 | 0 | 0 | 0 | 0 | 0 | 0
F3_Commercial_College_New_Office Equipment_Electric_Server_E4 | F3 | Commercial | College | New | Office Equipment | Electric | Server | E4 | PACT BC Ratio | 0 | 0 | 0 | 0 | 0 | 0 | 0 | 0 | 0 | 0 | 0 | 0 | 0 | 0 | 0 | 0 | 0 | 0 | 0 | 0 | 0 | 0 | 0 | 0 | 0 | 0 | 0 | 0 | 0 | 0
F3_Commercial_College_New_Office Equipment_Electric_Server_E5 | F3 | Commercial | College | New | Office Equipment | Electric | Server | E5 | PACT BC Ratio | 0 | 0 | 0 | 0 | 0 | 0 | 0 | 0 | 0 | 0 | 0 | 0 | 0 | 0 | 0 | 0 | 0 | 0 | 0 | 0 | 0 | 0 | 0 | 0 | 0 | 0 | 0 | 0 | 0 | 0
F3_Commercial_College_New_Office Equipment_Electric_Server_E6 | F3 | Commercial | College | New | Office Equipment | Electric | Server | E6 | PACT BC Ratio | 0 | 0 | 0 | 0 | 0 | 0 | 0 | 0 | 0 | 0 | 0 | 0 | 0 | 0 | 0 | 0 | 0 | 0 | 0 | 0 | 0 | 0 | 0 | 0 | 0 | 0 | 0 | 0 | 0 | 0
F3_Commercial_College_New_Office Equipment_Electric_Server_E7 | F3 | Commercial | College | New | Office Equipment | Electric | Server | E7 | PACT BC Ratio | 0 | 0 | 0 | 0 | 0 | 0 | 0 | 0 | 0 | 0 | 0 | 0 | 0 | 0 | 0 | 0 | 0 | 0 | 0 | 0 | 0 | 0 | 0 | 0 | 0 | 0 | 0 | 0 | 0 | 0
F3_Commercial_College_New_Office Equipment_Electric_Server_E8 | F3 | Commercial | College | New | Office Equipment | Electric | Server | E8 | PACT BC Ratio | 0 | 0 | 0 | 0 | 0 | 0 | 0 | 0 | 0 | 0 | 0 | 0 | 0 | 0 | 0 | 0 | 0 | 0 | 0 | 0 | 0 | 0 | 0 | 0 | 0 | 0 | 0 | 0 | 0 | 0
F3_Commercial_College_New_Office Equipment_Electric_Server_E9 | F3 | Commercial | College | New | Office Equipment | Electric | Server | E9 | PACT BC Ratio | 0 | 0 | 0 | 0 | 0 | 0 | 0 | 0 | 0 | 0 | 0 | 0 | 0 | 0 | 0 | 0 | 0 | 0 | 0 | 0 | 0 | 0 | 0 | 0 | 0 | 0 | 0 | 0 | 0 | 0
F3_Commercial_College_New_Office Equipment_Electric_Server_E10 | F3 | Commercial | College | New | Office Equipment | Electric | Server | E10 | PACT BC Ratio | 0 | 0 | 0 | 0 | 0 | 0 | 0 | 0 | 0 | 0 | 0 | 0 | 0 | 0 | 0 | 0 | 0 | 0 | 0 | 0 | 0 | 0 | 0 | 0 | 0 | 0 | 0 | 0 | 0 | 0
F4_Commercial_College_New_Office Equipment_Electric_Server_E1 | F4 | Commercial | College | New | Office Equipment | Electric | Server | E1 | RVT BC Ratio | 0 | 0 | 0 | 0 | 0 | 0 | 0 | 0 | 0 | 0 | 0 | 0 | 0 | 0 | 0 | 0 | 0 | 0 | 0 | 0 | 0 | 0 | 0 | 0 | 0 | 0 | 0 | 0 | 0 | 0
F4_Commercial_College_New_Office Equipment_Electric_Server_E2 | F4 | Commercial | College | New | Office Equipment | Electric | Server | E2 | RVT BC Ratio | 0 | 0 | 0 | 0 | 0 | 0 | 0 | 0 | 0 | 0 | 0 | 0 | 0 | 0 | 0 | 0 | 0 | 0 | 0 | 0 | 0 | 0 | 0 | 0 | 0 | 0 | 0 | 0 | 0 | 0
F4_Commercial_College_New_Office Equipment_Electric_Server_E3 | F4 | Commercial | College | New | Office Equipment | Electric | Server | E3 | RVT BC Ratio | 0 | 0 | 0 | 0 | 0 | 0 | 0 | 0 | 0 | 0 | 0 | 0 | 0 | 0 | 0 | 0 | 0 | 0 | 0 | 0 | 0 | 0 | 0 | 0 | 0 | 0 | 0 | 0 | 0 | 0
F4_Commercial_College_New_Office Equipment_Electric_Server_E4 | F4 | Commercial | College | New | Office Equipment | Electric | Server | E4 | RVT BC Ratio | 0 | 0 | 0 | 0 | 0 | 0 | 0 | 0 | 0 | 0 | 0 | 0 | 0 | 0 | 0 | 0 | 0 | 0 | 0 | 0 | 0 | 0 | 0 | 0 | 0 | 0 | 0 | 0 | 0 | 0
F4_Commercial_College_New_Office Equipment_Electric_Server_E5 | F4 | Commercial | College | New | Office Equipment | Electric | Server | E5 | RVT BC Ratio | 0 | 0 | 0 | 0 | 0 | 0 | 0 | 0 | 0 | 0 | 0 | 0 | 0 | 0 | 0 | 0 | 0 | 0 | 0 | 0 | 0 | 0 | 0 | 0 | 0 | 0 | 0 | 0 | 0 | 0
F4_Commercial_College_New_Office Equipment_Electric_Server_E6 | F4 | Commercial | College | New | Office Equipment | Electric | Server | E6 | RVT BC Ratio | 0 | 0 | 0 | 0 | 0 | 0 | 0 | 0 | 0 | 0 | 0 | 0 | 0 | 0 | 0 | 0 | 0 | 0 | 0 | 0 | 0 | 0 | 0 | 0 | 0 | 0 | 0 | 0 | 0 | 0
F4_Commercial_College_New_Office Equipment_Electric_Server_E7 | F4 | Commercial | College | New | Office Equipment | Electric | Server | E7 | RVT BC Ratio | 0 | 0 | 0 | 0 | 0 | 0 | 0 | 0 | 0 | 0 | 0 | 0 | 0 | 0 | 0 | 0 | 0 | 0 | 0 | 0 | 0 | 0 | 0 | 0 | 0 | 0 | 0 | 0 | 0 | 0
F4_Commercial_College_New_Office Equipment_Electric_Server_E8 | F4 | Commercial | College | New | Office Equipment | Electric | Server | E8 | RVT BC Ratio | 0 | 0 | 0 | 0 | 0 | 0 | 0 | 0 | 0 | 0 | 0 | 0 | 0 | 0 | 0 | 0 | 0 | 0 | 0 | 0 | 0 | 0 | 0 | 0 | 0 | 0 | 0 | 0 | 0 | 0
F4_Commercial_College_New_Office Equipment_Electric_Server_E9 | F4 | Commercial | College | New | Office Equipment | Electric | Server | E9 | RVT BC Ratio | 0 | 0 | 0 | 0 | 0 | 0 | 0 | 0 | 0 | 0 | 0 | 0 | 0 | 0 | 0 | 0 | 0 | 0 | 0 | 0 | 0 | 0 | 0 | 0 | 0 | 0 | 0 | 0 | 0 | 0
F4_Commercial_College_New_Office Equipment_Electric_Server_E10 | F4 | Commercial | College | New | Office Equipment | Electric | Server | E10 | RVT BC Ratio | 0 | 0 | 0 | 0 | 0 | 0 | 0 | 0 | 0 | 0 | 0 | 0 | 0 | 0 | 0 | 0 | 0 | 0 | 0 | 0 | 0 | 0 | 0 | 0 | 0 | 0 | 0 | 0 | 0 | 0
F5_Commercial_College_New_Office Equipment_Electric_Server_E1 | F5 | Commercial | College | New | Office Equipment | Electric | Server | E1 | RIM BC Ratio | 0 | 0 | 0 | 0 | 0 | 0 | 0 | 0 | 0 | 0 | 0 | 0 | 0 | 0 | 0 | 0 | 0 | 0 | 0 | 0 | 0 | 0 | 0 | 0 | 0 | 0 | 0 | 0 | 0 | 0
F5_Commercial_College_New_Office Equipment_Electric_Server_E2 | F5 | Commercial | College | New | Office Equipment | Electric | Server | E2 | RIM BC Ratio | 0 | 0 | 0 | 0 | 0 | 0 | 0 | 0 | 0 | 0 | 0 | 0 | 0 | 0 | 0 | 0 | 0 | 0 | 0 | 0 | 0 | 0 | 0 | 0 | 0 | 0 | 0 | 0 | 0 | 0
F5_Commercial_College_New_Office Equipment_Electric_Server_E3 | F5 | Commercial | College | New | Office Equipment | Electric | Server | E3 | RIM BC Ratio | 0 | 0 | 0 | 0 | 0 | 0 | 0 | 0 | 0 | 0 | 0 | 0 | 0 | 0 | 0 | 0 | 0 | 0 | 0 | 0 | 0 | 0 | 0 | 0 | 0 | 0 | 0 | 0 | 0 | 0
F5_Commercial_College_New_Office Equipment_Electric_Server_E4 | F5 | Commercial | College | New | Office Equipment | Electric | Server | E4 | RIM BC Ratio | 0 | 0 | 0 | 0 | 0 | 0 | 0 | 0 | 0 | 0 | 0 | 0 | 0 | 0 | 0 | 0 | 0 | 0 | 0 | 0 | 0 | 0 | 0 | 0 | 0 | 0 | 0 | 0 | 0 | 0
F5_Commercial_College_New_Office Equipment_Electric_Server_E5 | F5 | Commercial | College | New | Office Equipment | Electric | Server | E5 | RIM BC Ratio | 0 | 0 | 0 | 0 | 0 | 0 | 0 | 0 | 0 | 0 | 0 | 0 | 0 | 0 | 0 | 0 | 0 | 0 | 0 | 0 | 0 | 0 | 0 | 0 | 0 | 0 | 0 | 0 | 0 | 0
F5_Commercial_College_New_Office Equipment_Electric_Server_E6 | F5 | Commercial | College | New | Office Equipment | Electric | Server | E6 | RIM BC Ratio | 0 | 0 | 0 | 0 | 0 | 0 | 0 | 0 | 0 | 0 | 0 | 0 | 0 | 0 | 0 | 0 | 0 | 0 | 0 | 0 | 0 | 0 | 0 | 0 | 0 | 0 | 0 | 0 | 0 | 0
F5_Commercial_College_New_Office Equipment_Electric_Server_E7 | F5 | Commercial | College | New | Office Equipment | Electric | Server | E7 | RIM BC Ratio | 0 | 0 | 0 | 0 | 0 | 0 | 0 | 0 | 0 | 0 | 0 | 0 | 0 | 0 | 0 | 0 | 0 | 0 | 0 | 0 | 0 | 0 | 0 | 0 | 0 | 0 | 0 | 0 | 0 | 0
F5_Commercial_College_New_Office Equipment_Electric_Server_E8 | F5 | Commercial | College | New | Office Equipment | Electric | Server | E8 | RIM BC Ratio | 0 | 0 | 0 | 0 | 0 | 0 | 0 | 0 | 0 | 0 | 0 | 0 | 0 | 0 | 0 | 0 | 0 | 0 | 0 | 0 | 0 | 0 | 0 | 0 | 0 | 0 | 0 | 0 | 0 | 0
F5_Commercial_College_New_Office Equipment_Electric_Server_E9 | F5 | Commercial | College | New | Office Equipment | Electric | Server | E9 | RIM BC Ratio | 0 | 0 | 0 | 0 | 0 | 0 | 0 | 0 | 0 | 0 | 0 | 0 | 0 | 0 | 0 | 0 | 0 | 0 | 0 | 0 | 0 | 0 | 0 | 0 | 0 | 0 | 0 | 0 | 0 | 0
F5_Commercial_College_New_Office Equipment_Electric_Server_E10 | F5 | Commercial | College | New | Office Equipment | Electric | Server | E10 | RIM BC Ratio | 0 | 0 | 0 | 0 | 0 | 0 | 0 | 0 | 0 | 0 | 0 | 0 | 0 | 0 | 0 | 0 | 0 | 0 | 0 | 0 | 0 | 0 | 0 | 0 | 0 | 0 | 0 | 0 | 0 | 0
F0_Commercial_College_New_Office Equipment_Electric_Monitor_E0 | F0 | Commercial | College | New | Office Equipment | Electric | Monitor | E0 | Economic Unit | 0 | 0 | 0 | 0 | 0 | 0 | 0 | 0 | 0 | 0 | 0 | 0 | 0 | 0 | 0 | 0 | 0 | 0 | 0 | 0 | 0 | 0 | 0 | 0 | 0 | 0 | 0 | 0 | 0 | 0
F1_Commercial_College_New_Office Equipment_Electric_Monitor_E1 | F1 | Commercial | College | New | Office Equipment | Electric | Monitor | E1 | CCE | 0 | 0 | 0 | 0 | 0 | 0 | 0 | 0 | 0 | 0 | 0 | 0 | 0 | 0 | 0 | 0 | 0 | 0 | 0 | 0 | 0 | 0 | 0 | 0 | 0 | 0 | 0 | 0 | 0 | 0
F1_Commercial_College_New_Office Equipment_Electric_Monitor_E2 | F1 | Commercial | College | New | Office Equipment | Electric | Monitor | E2 | CCE | 0 | 0 | 0 | 0 | 0 | 0 | 0 | 0 | 0 | 0 | 0 | 0 | 0 | 0 | 0 | 0 | 0 | 0 | 0 | 0 | 0 | 0 | 0 | 0 | 0 | 0 | 0 | 0 | 0 | 0
F1_Commercial_College_New_Office Equipment_Electric_Monitor_E3 | F1 | Commercial | College | New | Office Equipment | Electric | Monitor | E3 | CCE | 0 | 0 | 0 | 0 | 0 | 0 | 0 | 0 | 0 | 0 | 0 | 0 | 0 | 0 | 0 | 0 | 0 | 0 | 0 | 0 | 0 | 0 | 0 | 0 | 0 | 0 | 0 | 0 | 0 | 0
F1_Commercial_College_New_Office Equipment_Electric_Monitor_E4 | F1 | Commercial | College | New | Office Equipment | Electric | Monitor | E4 | CCE | 0 | 0 | 0 | 0 | 0 | 0 | 0 | 0 | 0 | 0 | 0 | 0 | 0 | 0 | 0 | 0 | 0 | 0 | 0 | 0 | 0 | 0 | 0 | 0 | 0 | 0 | 0 | 0 | 0 | 0
F1_Commercial_College_New_Office Equipment_Electric_Monitor_E5 | F1 | Commercial | College | New | Office Equipment | Electric | Monitor | E5 | CCE | 0 | 0 | 0 | 0 | 0 | 0 | 0 | 0 | 0 | 0 | 0 | 0 | 0 | 0 | 0 | 0 | 0 | 0 | 0 | 0 | 0 | 0 | 0 | 0 | 0 | 0 | 0 | 0 | 0 | 0
F1_Commercial_College_New_Office Equipment_Electric_Monitor_E6 | F1 | Commercial | College | New | Office Equipment | Electric | Monitor | E6 | CCE | 0 | 0 | 0 | 0 | 0 | 0 | 0 | 0 | 0 | 0 | 0 | 0 | 0 | 0 | 0 | 0 | 0 | 0 | 0 | 0 | 0 | 0 | 0 | 0 | 0 | 0 | 0 | 0 | 0 | 0
F1_Commercial_College_New_Office Equipment_Electric_Monitor_E7 | F1 | Commercial | College | New | Office Equipment | Electric | Monitor | E7 | CCE | 0 | 0 | 0 | 0 | 0 | 0 | 0 | 0 | 0 | 0 | 0 | 0 | 0 | 0 | 0 | 0 | 0 | 0 | 0 | 0 | 0 | 0 | 0 | 0 | 0 | 0 | 0 | 0 | 0 | 0
F1_Commercial_College_New_Office Equipment_Electric_Monitor_E8 | F1 | Commercial | College | New | Office Equipment | Electric | Monitor | E8 | CCE | 0 | 0 | 0 | 0 | 0 | 0 | 0 | 0 | 0 | 0 | 0 | 0 | 0 | 0 | 0 | 0 | 0 | 0 | 0 | 0 | 0 | 0 | 0 | 0 | 0 | 0 | 0 | 0 | 0 | 0
F1_Commercial_College_New_Office Equipment_Electric_Monitor_E9 | F1 | Commercial | College | New | Office Equipment | Electric | Monitor | E9 | CCE | 0 | 0 | 0 | 0 | 0 | 0 | 0 | 0 | 0 | 0 | 0 | 0 | 0 | 0 | 0 | 0 | 0 | 0 | 0 | 0 | 0 | 0 | 0 | 0 | 0 | 0 | 0 | 0 | 0 | 0
F1_Commercial_College_New_Office Equipment_Electric_Monitor_E10 | F1 | Commercial | College | New | Office Equipment | Electric | Monitor | E10 | CCE | 0 | 0 | 0 | 0 | 0 | 0 | 0 | 0 | 0 | 0 | 0 | 0 | 0 | 0 | 0 | 0 | 0 | 0 | 0 | 0 | 0 | 0 | 0 | 0 | 0 | 0 | 0 | 0 | 0 | 0
F2_Commercial_College_New_Office Equipment_Electric_Monitor_E1 | F2 | Commercial | College | New | Office Equipment | Electric | Monitor | E1 | TRC BC Ratio | 0 | 0 | 0 | 0 | 0 | 0 | 0 | 0 | 0 | 0 | 0 | 0 | 0 | 0 | 0 | 0 | 0 | 0 | 0 | 0 | 0 | 0 | 0 | 0 | 0 | 0 | 0 | 0 | 0 | 0
F2_Commercial_College_New_Office Equipment_Electric_Monitor_E2 | F2 | Commercial | College | New | Office Equipment | Electric | Monitor | E2 | TRC BC Ratio | 0 | 0 | 0 | 0 | 0 | 0 | 0 | 0 | 0 | 0 | 0 | 0 | 0 | 0 | 0 | 0 | 0 | 0 | 0 | 0 | 0 | 0 | 0 | 0 | 0 | 0 | 0 | 0 | 0 | 0
F2_Commercial_College_New_Office Equipment_Electric_Monitor_E3 | F2 | Commercial | College | New | Office Equipment | Electric | Monitor | E3 | TRC BC Ratio | 0 | 0 | 0 | 0 | 0 | 0 | 0 | 0 | 0 | 0 | 0 | 0 | 0 | 0 | 0 | 0 | 0 | 0 | 0 | 0 | 0 | 0 | 0 | 0 | 0 | 0 | 0 | 0 | 0 | 0
F2_Commercial_College_New_Office Equipment_Electric_Monitor_E4 | F2 | Commercial | College | New | Office Equipment | Electric | Monitor | E4 | TRC BC Ratio | 0 | 0 | 0 | 0 | 0 | 0 | 0 | 0 | 0 | 0 | 0 | 0 | 0 | 0 | 0 | 0 | 0 | 0 | 0 | 0 | 0 | 0 | 0 | 0 | 0 | 0 | 0 | 0 | 0 | 0
F2_Commercial_College_New_Office Equipment_Electric_Monitor_E5 | F2 | Commercial | College | New | Office Equipment | Electric | Monitor | E5 | TRC BC Ratio | 0 | 0 | 0 | 0 | 0 | 0 | 0 | 0 | 0 | 0 | 0 | 0 | 0 | 0 | 0 | 0 | 0 | 0 | 0 | 0 | 0 | 0 | 0 | 0 | 0 | 0 | 0 | 0 | 0 | 0
F2_Commercial_College_New_Office Equipment_Electric_Monitor_E6 | F2 | Commercial | College | New | Office Equipment | Electric | Monitor | E6 | TRC BC Ratio | 0 | 0 | 0 | 0 | 0 | 0 | 0 | 0 | 0 | 0 | 0 | 0 | 0 | 0 | 0 | 0 | 0 | 0 | 0 | 0 | 0 | 0 | 0 | 0 | 0 | 0 | 0 | 0 | 0 | 0
F2_Commercial_College_New_Office Equipment_Electric_Monitor_E7 | F2 | Commercial | College | New | Office Equipment | Electric | Monitor | E7 | TRC BC Ratio | 0 | 0 | 0 | 0 | 0 | 0 | 0 | 0 | 0 | 0 | 0 | 0 | 0 | 0 | 0 | 0 | 0 | 0 | 0 | 0 | 0 | 0 | 0 | 0 | 0 | 0 | 0 | 0 | 0 | 0
F2_Commercial_College_New_Office Equipment_Electric_Monitor_E8 | F2 | Commercial | College | New | Office Equipment | Electric | Monitor | E8 | TRC BC Ratio | 0 | 0 | 0 | 0 | 0 | 0 | 0 | 0 | 0 | 0 | 0 | 0 | 0 | 0 | 0 | 0 | 0 | 0 | 0 | 0 | 0 | 0 | 0 | 0 | 0 | 0 | 0 | 0 | 0 | 0
F2_Commercial_College_New_Office Equipment_Electric_Monitor_E9 | F2 | Commercial | College | New | Office Equipment | Electric | Monitor | E9 | TRC BC Ratio | 0 | 0 | 0 | 0 | 0 | 0 | 0 | 0 | 0 | 0 | 0 | 0 | 0 | 0 | 0 | 0 | 0 | 0 | 0 | 0 | 0 | 0 | 0 | 0 | 0 | 0 | 0 | 0 | 0 | 0
F2_Commercial_College_New_Office Equipment_Electric_Monitor_E10 | F2 | Commercial | College | New | Office Equipment | Electric | Monitor | E10 | TRC BC Ratio | 0 | 0 | 0 | 0 | 0 | 0 | 0 | 0 | 0 | 0 | 0 | 0 | 0 | 0 | 0 | 0 | 0 | 0 | 0 | 0 | 0 | 0 | 0 | 0 | 0 | 0 | 0 | 0 | 0 | 0
F3_Commercial_College_New_Office Equipment_Electric_Monitor_E1 | F3 | Commercial | College | New | Office Equipment | Electric | Monitor | E1 | PACT BC Ratio | 0 | 0 | 0 | 0 | 0 | 0 | 0 | 0 | 0 | 0 | 0 | 0 | 0 | 0 | 0 | 0 | 0 | 0 | 0 | 0 | 0 | 0 | 0 | 0 | 0 | 0 | 0 | 0 | 0 | 0
F3_Commercial_College_New_Office Equipment_Electric_Monitor_E2 | F3 | Commercial | College | New | Office Equipment | Electric | Monitor | E2 | PACT BC Ratio | 0 | 0 | 0 | 0 | 0 | 0 | 0 | 0 | 0 | 0 | 0 | 0 | 0 | 0 | 0 | 0 | 0 | 0 | 0 | 0 | 0 | 0 | 0 | 0 | 0 | 0 | 0 | 0 | 0 | 0
F3_Commercial_College_New_Office Equipment_Electric_Monitor_E3 | F3 | Commercial | College | New | Office Equipment | Electric | Monitor | E3 | PACT BC Ratio | 0 | 0 | 0 | 0 | 0 | 0 | 0 | 0 | 0 | 0 | 0 | 0 | 0 | 0 | 0 | 0 | 0 | 0 | 0 | 0 | 0 | 0 | 0 | 0 | 0 | 0 | 0 | 0 | 0 | 0
F3_Commercial_College_New_Office Equipment_Electric_Monitor_E4 | F3 | Commercial | College | New | Office Equipment | Electric | Monitor | E4 | PACT BC Ratio | 0 | 0 | 0 | 0 | 0 | 0 | 0 | 0 | 0 | 0 | 0 | 0 | 0 | 0 | 0 | 0 | 0 | 0 | 0 | 0 | 0 | 0 | 0 | 0 | 0 | 0 | 0 | 0 | 0 | 0
F3_Commercial_College_New_Office Equipment_Electric_Monitor_E5 | F3 | Commercial | College | New | Office Equipment | Electric | Monitor | E5 | PACT BC Ratio | 0 | 0 | 0 | 0 | 0 | 0 | 0 | 0 | 0 | 0 | 0 | 0 | 0 | 0 | 0 | 0 | 0 | 0 | 0 | 0 | 0 | 0 | 0 | 0 | 0 | 0 | 0 | 0 | 0 | 0
F3_Commercial_College_New_Office Equipment_Electric_Monitor_E6 | F3 | Commercial | College | New | Office Equipment | Electric | Monitor | E6 | PACT BC Ratio | 0 | 0 | 0 | 0 | 0 | 0 | 0 | 0 | 0 | 0 | 0 | 0 | 0 | 0 | 0 | 0 | 0 | 0 | 0 | 0 | 0 | 0 | 0 | 0 | 0 | 0 | 0 | 0 | 0 | 0
F3_Commercial_College_New_Office Equipment_Electric_Monitor_E7 | F3 | Commercial | College | New | Office Equipment | Electric | Monitor | E7 | PACT BC Ratio | 0 | 0 | 0 | 0 | 0 | 0 | 0 | 0 | 0 | 0 | 0 | 0 | 0 | 0 | 0 | 0 | 0 | 0 | 0 | 0 | 0 | 0 | 0 | 0 | 0 | 0 | 0 | 0 | 0 | 0
F3_Commercial_College_New_Office Equipment_Electric_Monitor_E8 | F3 | Commercial | College | New | Office Equipment | Electric | Monitor | E8 | PACT BC Ratio | 0 | 0 | 0 | 0 | 0 | 0 | 0 | 0 | 0 | 0 | 0 | 0 | 0 | 0 | 0 | 0 | 0 | 0 | 0 | 0 | 0 | 0 | 0 | 0 | 0 | 0 | 0 | 0 | 0 | 0
F3_Commercial_College_New_Office Equipment_Electric_Monitor_E9 | F3 | Commercial | College | New | Office Equipment | Electric | Monitor | E9 | PACT BC Ratio | 0 | 0 | 0 | 0 | 0 | 0 | 0 | 0 | 0 | 0 | 0 | 0 | 0 | 0 | 0 | 0 | 0 | 0 | 0 | 0 | 0 | 0 | 0 | 0 | 0 | 0 | 0 | 0 | 0 | 0
F3_Commercial_College_New_Office Equipment_Electric_Monitor_E10 | F3 | Commercial | College | New | Office Equipment | Electric | Monitor | E10 | PACT BC Ratio | 0 | 0 | 0 | 0 | 0 | 0 | 0 | 0 | 0 | 0 | 0 | 0 | 0 | 0 | 0 | 0 | 0 | 0 | 0 | 0 | 0 | 0 | 0 | 0 | 0 | 0 | 0 | 0 | 0 | 0
F4_Commercial_College_New_Office Equipment_Electric_Monitor_E1 | F4 | Commercial | College | New | Office Equipment | Electric | Monitor | E1 | RVT BC Ratio | 0 | 0 | 0 | 0 | 0 | 0 | 0 | 0 | 0 | 0 | 0 | 0 | 0 | 0 | 0 | 0 | 0 | 0 | 0 | 0 | 0 | 0 | 0 | 0 | 0 | 0 | 0 | 0 | 0 | 0
F4_Commercial_College_New_Office Equipment_Electric_Monitor_E2 | F4 | Commercial | College | New | Office Equipment | Electric | Monitor | E2 | RVT BC Ratio | 0 | 0 | 0 | 0 | 0 | 0 | 0 | 0 | 0 | 0 | 0 | 0 | 0 | 0 | 0 | 0 | 0 | 0 | 0 | 0 | 0 | 0 | 0 | 0 | 0 | 0 | 0 | 0 | 0 | 0
F4_Commercial_College_New_Office Equipment_Electric_Monitor_E3 | F4 | Commercial | College | New | Office Equipment | Electric | Monitor | E3 | RVT BC Ratio | 0 | 0 | 0 | 0 | 0 | 0 | 0 | 0 | 0 | 0 | 0 | 0 | 0 | 0 | 0 | 0 | 0 | 0 | 0 | 0 | 0 | 0 | 0 | 0 | 0 | 0 | 0 | 0 | 0 | 0
F4_Commercial_College_New_Office Equipment_Electric_Monitor_E4 | F4 | Commercial | College | New | Office Equipment | Electric | Monitor | E4 | RVT BC Ratio | 0 | 0 | 0 | 0 | 0 | 0 | 0 | 0 | 0 | 0 | 0 | 0 | 0 | 0 | 0 | 0 | 0 | 0 | 0 | 0 | 0 | 0 | 0 | 0 | 0 | 0 | 0 | 0 | 0 | 0
F4_Commercial_College_New_Office Equipment_Electric_Monitor_E5 | F4 | Commercial | College | New | Office Equipment | Electric | Monitor | E5 | RVT BC Ratio | 0 | 0 | 0 | 0 | 0 | 0 | 0 | 0 | 0 | 0 | 0 | 0 | 0 | 0 | 0 | 0 | 0 | 0 | 0 | 0 | 0 | 0 | 0 | 0 | 0 | 0 | 0 | 0 | 0 | 0
F4_Commercial_College_New_Office Equipment_Electric_Monitor_E6 | F4 | Commercial | College | New | Office Equipment | Electric | Monitor | E6 | RVT BC Ratio | 0 | 0 | 0 | 0 | 0 | 0 | 0 | 0 | 0 | 0 | 0 | 0 | 0 | 0 | 0 | 0 | 0 | 0 | 0 | 0 | 0 | 0 | 0 | 0 | 0 | 0 | 0 | 0 | 0 | 0
F4_Commercial_College_New_Office Equipment_Electric_Monitor_E7 | F4 | Commercial | College | New | Office Equipment | Electric | Monitor | E7 | RVT BC Ratio | 0 | 0 | 0 | 0 | 0 | 0 | 0 | 0 | 0 | 0 | 0 | 0 | 0 | 0 | 0 | 0 | 0 | 0 | 0 | 0 | 0 | 0 | 0 | 0 | 0 | 0 | 0 | 0 | 0 | 0
F4_Commercial_College_New_Office Equipment_Electric_Monitor_E8 | F4 | Commercial | College | New | Office Equipment | Electric | Monitor | E8 | RVT BC Ratio | 0 | 0 | 0 | 0 | 0 | 0 | 0 | 0 | 0 | 0 | 0 | 0 | 0 | 0 | 0 | 0 | 0 | 0 | 0 | 0 | 0 | 0 | 0 | 0 | 0 | 0 | 0 | 0 | 0 | 0
F4_Commercial_College_New_Office Equipment_Electric_Monitor_E9 | F4 | Commercial | College | New | Office Equipment | Electric | Monitor | E9 | RVT BC Ratio | 0 | 0 | 0 | 0 | 0 | 0 | 0 | 0 | 0 | 0 | 0 | 0 | 0 | 0 | 0 | 0 | 0 | 0 | 0 | 0 | 0 | 0 | 0 | 0 | 0 | 0 | 0 | 0 | 0 | 0
F4_Commercial_College_New_Office Equipment_Electric_Monitor_E10 | F4 | Commercial | College | New | Office Equipment | Electric | Monitor | E10 | RVT BC Ratio | 0 | 0 | 0 | 0 | 0 | 0 | 0 | 0 | 0 | 0 | 0 | 0 | 0 | 0 | 0 | 0 | 0 | 0 | 0 | 0 | 0 | 0 | 0 | 0 | 0 | 0 | 0 | 0 | 0 | 0
F5_Commercial_College_New_Office Equipment_Electric_Monitor_E1 | F5 | Commercial | College | New | Office Equipment | Electric | Monitor | E1 | RIM BC Ratio | 0 | 0 | 0 | 0 | 0 | 0 | 0 | 0 | 0 | 0 | 0 | 0 | 0 | 0 | 0 | 0 | 0 | 0 | 0 | 0 | 0 | 0 | 0 | 0 | 0 | 0 | 0 | 0 | 0 | 0
F5_Commercial_College_New_Office Equipment_Electric_Monitor_E2 | F5 | Commercial | College | New | Office Equipment | Electric | Monitor | E2 | RIM BC Ratio | 0 | 0 | 0 | 0 | 0 | 0 | 0 | 0 | 0 | 0 | 0 | 0 | 0 | 0 | 0 | 0 | 0 | 0 | 0 | 0 | 0 | 0 | 0 | 0 | 0 | 0 | 0 | 0 | 0 | 0
F5_Commercial_College_New_Office Equipment_Electric_Monitor_E3 | F5 | Commercial | College | New | Office Equipment | Electric | Monitor | E3 | RIM BC Ratio | 0 | 0 | 0 | 0 | 0 | 0 | 0 | 0 | 0 | 0 | 0 | 0 | 0 | 0 | 0 | 0 | 0 | 0 | 0 | 0 | 0 | 0 | 0 | 0 | 0 | 0 | 0 | 0 | 0 | 0
F5_Commercial_College_New_Office Equipment_Electric_Monitor_E4 | F5 | Commercial | College | New | Office Equipment | Electric | Monitor | E4 | RIM BC Ratio | 0 | 0 | 0 | 0 | 0 | 0 | 0 | 0 | 0 | 0 | 0 | 0 | 0 | 0 | 0 | 0 | 0 | 0 | 0 | 0 | 0 | 0 | 0 | 0 | 0 | 0 | 0 | 0 | 0 | 0
F5_Commercial_College_New_Office Equipment_Electric_Monitor_E5 | F5 | Commercial | College | New | Office Equipment | Electric | Monitor | E5 | RIM BC Ratio | 0 | 0 | 0 | 0 | 0 | 0 | 0 | 0 | 0 | 0 | 0 | 0 | 0 | 0 | 0 | 0 | 0 | 0 | 0 | 0 | 0 | 0 | 0 | 0 | 0 | 0 | 0 | 0 | 0 | 0
F5_Commercial_College_New_Office Equipment_Electric_Monitor_E6 | F5 | Commercial | College | New | Office Equipment | Electric | Monitor | E6 | RIM BC Ratio | 0 | 0 | 0 | 0 | 0 | 0 | 0 | 0 | 0 | 0 | 0 | 0 | 0 | 0 | 0 | 0 | 0 | 0 | 0 | 0 | 0 | 0 | 0 | 0 | 0 | 0 | 0 | 0 | 0 | 0
F5_Commercial_College_New_Office Equipment_Electric_Monitor_E7 | F5 | Commercial | College | New | Office Equipment | Electric | Monitor | E7 | RIM BC Ratio | 0 | 0 | 0 | 0 | 0 | 0 | 0 | 0 | 0 | 0 | 0 | 0 | 0 | 0 | 0 | 0 | 0 | 0 | 0 | 0 | 0 | 0 | 0 | 0 | 0 | 0 | 0 | 0 | 0 | 0
F5_Commercial_College_New_Office Equipment_Electric_Monitor_E8 | F5 | Commercial | College | New | Office Equipment | Electric | Monitor | E8 | RIM BC Ratio | 0 | 0 | 0 | 0 | 0 | 0 | 0 | 0 | 0 | 0 | 0 | 0 | 0 | 0 | 0 | 0 | 0 | 0 | 0 | 0 | 0 | 0 | 0 | 0 | 0 | 0 | 0 | 0 | 0 | 0
F5_Commercial_College_New_Office Equipment_Electric_Monitor_E9 | F5 | Commercial | College | New | Office Equipment | Electric | Monitor | E9 | RIM BC Ratio | 0 | 0 | 0 | 0 | 0 | 0 | 0 | 0 | 0 | 0 | 0 | 0 | 0 | 0 | 0 | 0 | 0 | 0 | 0 | 0 | 0 | 0 | 0 | 0 | 0 | 0 | 0 | 0 | 0 | 0
F5_Commercial_College_New_Office Equipment_Electric_Monitor_E10 | F5 | Commercial | College | New | Office Equipment | Electric | Monitor | E10 | RIM BC Ratio | 0 | 0 | 0 | 0 | 0 | 0 | 0 | 0 | 0 | 0 | 0 | 0 | 0 | 0 | 0 | 0 | 0 | 0 | 0 | 0 | 0 | 0 | 0 | 0 | 0 | 0 | 0 | 0 | 0 | 0
F0_Commercial_College_New_Office Equipment_Electric_Printer/Copier/Fax_E0 | F0 | Commercial | College | New | Office Equipment | Electric | Printer/Copier/Fax | E0 | Economic Unit | 0 | 0 | 0 | 0 | 0 | 0 | 0 | 0 | 0 | 0 | 0 | 0 | 0 | 0 | 0 | 0 | 0 | 0 | 0 | 0 | 0 | 0 | 0 | 0 | 0 | 0 | 0 | 0 | 0 | 0
F1_Commercial_College_New_Office Equipment_Electric_Printer/Copier/Fax_E1 | F1 | Commercial | College | New | Office Equipment | Electric | Printer/Copier/Fax | E1 | CCE | 0 | 0 | 0 | 0 | 0 | 0 | 0 | 0 | 0 | 0 | 0 | 0 | 0 | 0 | 0 | 0 | 0 | 0 | 0 | 0 | 0 | 0 | 0 | 0 | 0 | 0 | 0 | 0 | 0 | 0
F1_Commercial_College_New_Office Equipment_Electric_Printer/Copier/Fax_E2 | F1 | Commercial | College | New | Office Equipment | Electric | Printer/Copier/Fax | E2 | CCE | 0 | 0 | 0 | 0 | 0 | 0 | 0 | 0 | 0 | 0 | 0 | 0 | 0 | 0 | 0 | 0 | 0 | 0 | 0 | 0 | 0 | 0 | 0 | 0 | 0 | 0 | 0 | 0 | 0 | 0
F1_Commercial_College_New_Office Equipment_Electric_Printer/Copier/Fax_E3 | F1 | Commercial | College | New | Office Equipment | Electric | Printer/Copier/Fax | E3 | CCE | 0 | 0 | 0 | 0 | 0 | 0 | 0 | 0 | 0 | 0 | 0 | 0 | 0 | 0 | 0 | 0 | 0 | 0 | 0 | 0 | 0 | 0 | 0 | 0 | 0 | 0 | 0 | 0 | 0 | 0
F1_Commercial_College_New_Office Equipment_Electric_Printer/Copier/Fax_E4 | F1 | Commercial | College | New | Office Equipment | Electric | Printer/Copier/Fax | E4 | CCE | 0 | 0 | 0 | 0 | 0 | 0 | 0 | 0 | 0 | 0 | 0 | 0 | 0 | 0 | 0 | 0 | 0 | 0 | 0 | 0 | 0 | 0 | 0 | 0 | 0 | 0 | 0 | 0 | 0 | 0
F1_Commercial_College_New_Office Equipment_Electric_Printer/Copier/Fax_E5 | F1 | Commercial | College | New | Office Equipment | Electric | Printer/Copier/Fax | E5 | CCE | 0 | 0 | 0 | 0 | 0 | 0 | 0 | 0 | 0 | 0 | 0 | 0 | 0 | 0 | 0 | 0 | 0 | 0 | 0 | 0 | 0 | 0 | 0 | 0 | 0 | 0 | 0 | 0 | 0 | 0
F1_Commercial_College_New_Office Equipment_Electric_Printer/Copier/Fax_E6 | F1 | Commercial | College | New | Office Equipment | Electric | Printer/Copier/Fax | E6 | CCE | 0 | 0 | 0 | 0 | 0 | 0 | 0 | 0 | 0 | 0 | 0 | 0 | 0 | 0 | 0 | 0 | 0 | 0 | 0 | 0 | 0 | 0 | 0 | 0 | 0 | 0 | 0 | 0 | 0 | 0
F1_Commercial_College_New_Office Equipment_Electric_Printer/Copier/Fax_E7 | F1 | Commercial | College | New | Office Equipment | Electric | Printer/Copier/Fax | E7 | CCE | 0 | 0 | 0 | 0 | 0 | 0 | 0 | 0 | 0 | 0 | 0 | 0 | 0 | 0 | 0 | 0 | 0 | 0 | 0 | 0 | 0 | 0 | 0 | 0 | 0 | 0 | 0 | 0 | 0 | 0
F1_Commercial_College_New_Office Equipment_Electric_Printer/Copier/Fax_E8 | F1 | Commercial | College | New | Office Equipment | Electric | Printer/Copier/Fax | E8 | CCE | 0 | 0 | 0 | 0 | 0 | 0 | 0 | 0 | 0 | 0 | 0 | 0 | 0 | 0 | 0 | 0 | 0 | 0 | 0 | 0 | 0 | 0 | 0 | 0 | 0 | 0 | 0 | 0 | 0 | 0
F1_Commercial_College_New_Office Equipment_Electric_Printer/Copier/Fax_E9 | F1 | Commercial | College | New | Office Equipment | Electric | Printer/Copier/Fax | E9 | CCE | 0 | 0 | 0 | 0 | 0 | 0 | 0 | 0 | 0 | 0 | 0 | 0 | 0 | 0 | 0 | 0 | 0 | 0 | 0 | 0 | 0 | 0 | 0 | 0 | 0 | 0 | 0 | 0 | 0 | 0
F1_Commercial_College_New_Office Equipment_Electric_Printer/Copier/Fax_E10 | F1 | Commercial | College | New | Office Equipment | Electric | Printer/Copier/Fax | E10 | CCE | 0 | 0 | 0 | 0 | 0 | 0 | 0 | 0 | 0 | 0 | 0 | 0 | 0 | 0 | 0 | 0 | 0 | 0 | 0 | 0 | 0 | 0 | 0 | 0 | 0 | 0 | 0 | 0 | 0 | 0
F2_Commercial_College_New_Office Equipment_Electric_Printer/Copier/Fax_E1 | F2 | Commercial | College | New | Office Equipment | Electric | Printer/Copier/Fax | E1 | TRC BC Ratio | 0 | 0 | 0 | 0 | 0 | 0 | 0 | 0 | 0 | 0 | 0 | 0 | 0 | 0 | 0 | 0 | 0 | 0 | 0 | 0 | 0 | 0 | 0 | 0 | 0 | 0 | 0 | 0 | 0 | 0
F2_Commercial_College_New_Office Equipment_Electric_Printer/Copier/Fax_E2 | F2 | Commercial | College | New | Office Equipment | Electric | Printer/Copier/Fax | E2 | TRC BC Ratio | 0 | 0 | 0 | 0 | 0 | 0 | 0 | 0 | 0 | 0 | 0 | 0 | 0 | 0 | 0 | 0 | 0 | 0 | 0 | 0 | 0 | 0 | 0 | 0 | 0 | 0 | 0 | 0 | 0 | 0
F2_Commercial_College_New_Office Equipment_Electric_Printer/Copier/Fax_E3 | F2 | Commercial | College | New | Office Equipment | Electric | Printer/Copier/Fax | E3 | TRC BC Ratio | 0 | 0 | 0 | 0 | 0 | 0 | 0 | 0 | 0 | 0 | 0 | 0 | 0 | 0 | 0 | 0 | 0 | 0 | 0 | 0 | 0 | 0 | 0 | 0 | 0 | 0 | 0 | 0 | 0 | 0
F2_Commercial_College_New_Office Equipment_Electric_Printer/Copier/Fax_E4 | F2 | Commercial | College | New | Office Equipment | Electric | Printer/Copier/Fax | E4 | TRC BC Ratio | 0 | 0 | 0 | 0 | 0 | 0 | 0 | 0 | 0 | 0 | 0 | 0 | 0 | 0 | 0 | 0 | 0 | 0 | 0 | 0 | 0 | 0 | 0 | 0 | 0 | 0 | 0 | 0 | 0 | 0
F2_Commercial_College_New_Office Equipment_Electric_Printer/Copier/Fax_E5 | F2 | Commercial | College | New | Office Equipment | Electric | Printer/Copier/Fax | E5 | TRC BC Ratio | 0 | 0 | 0 | 0 | 0 | 0 | 0 | 0 | 0 | 0 | 0 | 0 | 0 | 0 | 0 | 0 | 0 | 0 | 0 | 0 | 0 | 0 | 0 | 0 | 0 | 0 | 0 | 0 | 0 | 0
F2_Commercial_College_New_Office Equipment_Electric_Printer/Copier/Fax_E6 | F2 | Commercial | College | New | Office Equipment | Electric | Printer/Copier/Fax | E6 | TRC BC Ratio | 0 | 0 | 0 | 0 | 0 | 0 | 0 | 0 | 0 | 0 | 0 | 0 | 0 | 0 | 0 | 0 | 0 | 0 | 0 | 0 | 0 | 0 | 0 | 0 | 0 | 0 | 0 | 0 | 0 | 0
F2_Commercial_College_New_Office Equipment_Electric_Printer/Copier/Fax_E7 | F2 | Commercial | College | New | Office Equipment | Electric | Printer/Copier/Fax | E7 | TRC BC Ratio | 0 | 0 | 0 | 0 | 0 | 0 | 0 | 0 | 0 | 0 | 0 | 0 | 0 | 0 | 0 | 0 | 0 | 0 | 0 | 0 | 0 | 0 | 0 | 0 | 0 | 0 | 0 | 0 | 0 | 0
F2_Commercial_College_New_Office Equipment_Electric_Printer/Copier/Fax_E8 | F2 | Commercial | College | New | Office Equipment | Electric | Printer/Copier/Fax | E8 | TRC BC Ratio | 0 | 0 | 0 | 0 | 0 | 0 | 0 | 0 | 0 | 0 | 0 | 0 | 0 | 0 | 0 | 0 | 0 | 0 | 0 | 0 | 0 | 0 | 0 | 0 | 0 | 0 | 0 | 0 | 0 | 0
F2_Commercial_College_New_Office Equipment_Electric_Printer/Copier/Fax_E9 | F2 | Commercial | College | New | Office Equipment | Electric | Printer/Copier/Fax | E9 | TRC BC Ratio | 0 | 0 | 0 | 0 | 0 | 0 | 0 | 0 | 0 | 0 | 0 | 0 | 0 | 0 | 0 | 0 | 0 | 0 | 0 | 0 | 0 | 0 | 0 | 0 | 0 | 0 | 0 | 0 | 0 | 0
F2_Commercial_College_New_Office Equipment_Electric_Printer/Copier/Fax_E10 | F2 | Commercial | College | New | Office Equipment | Electric | Printer/Copier/Fax | E10 | TRC BC Ratio | 0 | 0 | 0 | 0 | 0 | 0 | 0 | 0 | 0 | 0 | 0 | 0 | 0 | 0 | 0 | 0 | 0 | 0 | 0 | 0 | 0 | 0 | 0 | 0 | 0 | 0 | 0 | 0 | 0 | 0
F3_Commercial_College_New_Office Equipment_Electric_Printer/Copier/Fax_E1 | F3 | Commercial | College | New | Office Equipment | Electric | Printer/Copier/Fax | E1 | PACT BC Ratio | 0 | 0 | 0 | 0 | 0 | 0 | 0 | 0 | 0 | 0 | 0 | 0 | 0 | 0 | 0 | 0 | 0 | 0 | 0 | 0 | 0 | 0 | 0 | 0 | 0 | 0 | 0 | 0 | 0 | 0
F3_Commercial_College_New_Office Equipment_Electric_Printer/Copier/Fax_E2 | F3 | Commercial | College | New | Office Equipment | Electric | Printer/Copier/Fax | E2 | PACT BC Ratio | 0 | 0 | 0 | 0 | 0 | 0 | 0 | 0 | 0 | 0 | 0 | 0 | 0 | 0 | 0 | 0 | 0 | 0 | 0 | 0 | 0 | 0 | 0 | 0 | 0 | 0 | 0 | 0 | 0 | 0
F3_Commercial_College_New_Office Equipment_Electric_Printer/Copier/Fax_E3 | F3 | Commercial | College | New | Office Equipment | Electric | Printer/Copier/Fax | E3 | PACT BC Ratio | 0 | 0 | 0 | 0 | 0 | 0 | 0 | 0 | 0 | 0 | 0 | 0 | 0 | 0 | 0 | 0 | 0 | 0 | 0 | 0 | 0 | 0 | 0 | 0 | 0 | 0 | 0 | 0 | 0 | 0
F3_Commercial_College_New_Office Equipment_Electric_Printer/Copier/Fax_E4 | F3 | Commercial | College | New | Office Equipment | Electric | Printer/Copier/Fax | E4 | PACT BC Ratio | 0 | 0 | 0 | 0 | 0 | 0 | 0 | 0 | 0 | 0 | 0 | 0 | 0 | 0 | 0 | 0 | 0 | 0 | 0 | 0 | 0 | 0 | 0 | 0 | 0 | 0 | 0 | 0 | 0 | 0
F3_Commercial_College_New_Office Equipment_Electric_Printer/Copier/Fax_E5 | F3 | Commercial | College | New | Office Equipment | Electric | Printer/Copier/Fax | E5 | PACT BC Ratio | 0 | 0 | 0 | 0 | 0 | 0 | 0 | 0 | 0 | 0 | 0 | 0 | 0 | 0 | 0 | 0 | 0 | 0 | 0 | 0 | 0 | 0 | 0 | 0 | 0 | 0 | 0 | 0 | 0 | 0
F3_Commercial_College_New_Office Equipment_Electric_Printer/Copier/Fax_E6 | F3 | Commercial | College | New | Office Equipment | Electric | Printer/Copier/Fax | E6 | PACT BC Ratio | 0 | 0 | 0 | 0 | 0 | 0 | 0 | 0 | 0 | 0 | 0 | 0 | 0 | 0 | 0 | 0 | 0 | 0 | 0 | 0 | 0 | 0 | 0 | 0 | 0 | 0 | 0 | 0 | 0 | 0
F3_Commercial_College_New_Office Equipment_Electric_Printer/Copier/Fax_E7 | F3 | Commercial | College | New | Office Equipment | Electric | Printer/Copier/Fax | E7 | PACT BC Ratio | 0 | 0 | 0 | 0 | 0 | 0 | 0 | 0 | 0 | 0 | 0 | 0 | 0 | 0 | 0 | 0 | 0 | 0 | 0 | 0 | 0 | 0 | 0 | 0 | 0 | 0 | 0 | 0 | 0 | 0
F3_Commercial_College_New_Office Equipment_Electric_Printer/Copier/Fax_E8 | F3 | Commercial | College | New | Office Equipment | Electric | Printer/Copier/Fax | E8 | PACT BC Ratio | 0 | 0 | 0 | 0 | 0 | 0 | 0 | 0 | 0 | 0 | 0 | 0 | 0 | 0 | 0 | 0 | 0 | 0 | 0 | 0 | 0 | 0 | 0 | 0 | 0 | 0 | 0 | 0 | 0 | 0
F3_Commercial_College_New_Office Equipment_Electric_Printer/Copier/Fax_E9 | F3 | Commercial | College | New | Office Equipment | Electric | Printer/Copier/Fax | E9 | PACT BC Ratio | 0 | 0 | 0 | 0 | 0 | 0 | 0 | 0 | 0 | 0 | 0 | 0 | 0 | 0 | 0 | 0 | 0 | 0 | 0 | 0 | 0 | 0 | 0 | 0 | 0 | 0 | 0 | 0 | 0 | 0
F3_Commercial_College_New_Office Equipment_Electric_Printer/Copier/Fax_E10 | F3 | Commercial | College | New | Office Equipment | Electric | Printer/Copier/Fax | E10 | PACT BC Ratio | 0 | 0 | 0 | 0 | 0 | 0 | 0 | 0 | 0 | 0 | 0 | 0 | 0 | 0 | 0 | 0 | 0 | 0 | 0 | 0 | 0 | 0 | 0 | 0 | 0 | 0 | 0 | 0 | 0 | 0
F4_Commercial_College_New_Office Equipment_Electric_Printer/Copier/Fax_E1 | F4 | Commercial | College | New | Office Equipment | Electric | Printer/Copier/Fax | E1 | RVT BC Ratio | 0 | 0 | 0 | 0 | 0 | 0 | 0 | 0 | 0 | 0 | 0 | 0 | 0 | 0 | 0 | 0 | 0 | 0 | 0 | 0 | 0 | 0 | 0 | 0 | 0 | 0 | 0 | 0 | 0 | 0
F4_Commercial_College_New_Office Equipment_Electric_Printer/Copier/Fax_E2 | F4 | Commercial | College | New | Office Equipment | Electric | Printer/Copier/Fax | E2 | RVT BC Ratio | 0 | 0 | 0 | 0 | 0 | 0 | 0 | 0 | 0 | 0 | 0 | 0 | 0 | 0 | 0 | 0 | 0 | 0 | 0 | 0 | 0 | 0 | 0 | 0 | 0 | 0 | 0 | 0 | 0 | 0
F4_Commercial_College_New_Office Equipment_Electric_Printer/Copier/Fax_E3 | F4 | Commercial | College | New | Office Equipment | Electric | Printer/Copier/Fax | E3 | RVT BC Ratio | 0 | 0 | 0 | 0 | 0 | 0 | 0 | 0 | 0 | 0 | 0 | 0 | 0 | 0 | 0 | 0 | 0 | 0 | 0 | 0 | 0 | 0 | 0 | 0 | 0 | 0 | 0 | 0 | 0 | 0
F4_Commercial_College_New_Office Equipment_Electric_Printer/Copier/Fax_E4 | F4 | Commercial | College | New | Office Equipment | Electric | Printer/Copier/Fax | E4 | RVT BC Ratio | 0 | 0 | 0 | 0 | 0 | 0 | 0 | 0 | 0 | 0 | 0 | 0 | 0 | 0 | 0 | 0 | 0 | 0 | 0 | 0 | 0 | 0 | 0 | 0 | 0 | 0 | 0 | 0 | 0 | 0
F4_Commercial_College_New_Office Equipment_Electric_Printer/Copier/Fax_E5 | F4 | Commercial | College | New | Office Equipment | Electric | Printer/Copier/Fax | E5 | RVT BC Ratio | 0 | 0 | 0 | 0 | 0 | 0 | 0 | 0 | 0 | 0 | 0 | 0 | 0 | 0 | 0 | 0 | 0 | 0 | 0 | 0 | 0 | 0 | 0 | 0 | 0 | 0 | 0 | 0 | 0 | 0
F4_Commercial_College_New_Office Equipment_Electric_Printer/Copier/Fax_E6 | F4 | Commercial | College | New | Office Equipment | Electric | Printer/Copier/Fax | E6 | RVT BC Ratio | 0 | 0 | 0 | 0 | 0 | 0 | 0 | 0 | 0 | 0 | 0 | 0 | 0 | 0 | 0 | 0 | 0 | 0 | 0 | 0 | 0 | 0 | 0 | 0 | 0 | 0 | 0 | 0 | 0 | 0
F4_Commercial_College_New_Office Equipment_Electric_Printer/Copier/Fax_E7 | F4 | Commercial | College | New | Office Equipment | Electric | Printer/Copier/Fax | E7 | RVT BC Ratio | 0 | 0 | 0 | 0 | 0 | 0 | 0 | 0 | 0 | 0 | 0 | 0 | 0 | 0 | 0 | 0 | 0 | 0 | 0 | 0 | 0 | 0 | 0 | 0 | 0 | 0 | 0 | 0 | 0 | 0
F4_Commercial_College_New_Office Equipment_Electric_Printer/Copier/Fax_E8 | F4 | Commercial | College | New | Office Equipment | Electric | Printer/Copier/Fax | E8 | RVT BC Ratio | 0 | 0 | 0 | 0 | 0 | 0 | 0 | 0 | 0 | 0 | 0 | 0 | 0 | 0 | 0 | 0 | 0 | 0 | 0 | 0 | 0 | 0 | 0 | 0 | 0 | 0 | 0 | 0 | 0 | 0
F4_Commercial_College_New_Office Equipment_Electric_Printer/Copier/Fax_E9 | F4 | Commercial | College | New | Office Equipment | Electric | Printer/Copier/Fax | E9 | RVT BC Ratio | 0 | 0 | 0 | 0 | 0 | 0 | 0 | 0 | 0 | 0 | 0 | 0 | 0 | 0 | 0 | 0 | 0 | 0 | 0 | 0 | 0 | 0 | 0 | 0 | 0 | 0 | 0 | 0 | 0 | 0
F4_Commercial_College_New_Office Equipment_Electric_Printer/Copier/Fax_E10 | F4 | Commercial | College | New | Office Equipment | Electric | Printer/Copier/Fax | E10 | RVT BC Ratio | 0 | 0 | 0 | 0 | 0 | 0 | 0 | 0 | 0 | 0 | 0 | 0 | 0 | 0 | 0 | 0 | 0 | 0 | 0 | 0 | 0 | 0 | 0 | 0 | 0 | 0 | 0 | 0 | 0 | 0
F5_Commercial_College_New_Office Equipment_Electric_Printer/Copier/Fax_E1 | F5 | Commercial | College | New | Office Equipment | Electric | Printer/Copier/Fax | E1 | RIM BC Ratio | 0 | 0 | 0 | 0 | 0 | 0 | 0 | 0 | 0 | 0 | 0 | 0 | 0 | 0 | 0 | 0 | 0 | 0 | 0 | 0 | 0 | 0 | 0 | 0 | 0 | 0 | 0 | 0 | 0 | 0
F5_Commercial_College_New_Office Equipment_Electric_Printer/Copier/Fax_E2 | F5 | Commercial | College | New | Office Equipment | Electric | Printer/Copier/Fax | E2 | RIM BC Ratio | 0 | 0 | 0 | 0 | 0 | 0 | 0 | 0 | 0 | 0 | 0 | 0 | 0 | 0 | 0 | 0 | 0 | 0 | 0 | 0 | 0 | 0 | 0 | 0 | 0 | 0 | 0 | 0 | 0 | 0
F5_Commercial_College_New_Office Equipment_Electric_Printer/Copier/Fax_E3 | F5 | Commercial | College | New | Office Equipment | Electric | Printer/Copier/Fax | E3 | RIM BC Ratio | 0 | 0 | 0 | 0 | 0 | 0 | 0 | 0 | 0 | 0 | 0 | 0 | 0 | 0 | 0 | 0 | 0 | 0 | 0 | 0 | 0 | 0 | 0 | 0 | 0 | 0 | 0 | 0 | 0 | 0
F5_Commercial_College_New_Office Equipment_Electric_Printer/Copier/Fax_E4 | F5 | Commercial | College | New | Office Equipment | Electric | Printer/Copier/Fax | E4 | RIM BC Ratio | 0 | 0 | 0 | 0 | 0 | 0 | 0 | 0 | 0 | 0 | 0 | 0 | 0 | 0 | 0 | 0 | 0 | 0 | 0 | 0 | 0 | 0 | 0 | 0 | 0 | 0 | 0 | 0 | 0 | 0
F5_Commercial_College_New_Office Equipment_Electric_Printer/Copier/Fax_E5 | F5 | Commercial | College | New | Office Equipment | Electric | Printer/Copier/Fax | E5 | RIM BC Ratio | 0 | 0 | 0 | 0 | 0 | 0 | 0 | 0 | 0 | 0 | 0 | 0 | 0 | 0 | 0 | 0 | 0 | 0 | 0 | 0 | 0 | 0 | 0 | 0 | 0 | 0 | 0 | 0 | 0 | 0
F5_Commercial_College_New_Office Equipment_Electric_Printer/Copier/Fax_E6 | F5 | Commercial | College | New | Office Equipment | Electric | Printer/Copier/Fax | E6 | RIM BC Ratio | 0 | 0 | 0 | 0 | 0 | 0 | 0 | 0 | 0 | 0 | 0 | 0 | 0 | 0 | 0 | 0 | 0 | 0 | 0 | 0 | 0 | 0 | 0 | 0 | 0 | 0 | 0 | 0 | 0 | 0
F5_Commercial_College_New_Office Equipment_Electric_Printer/Copier/Fax_E7 | F5 | Commercial | College | New | Office Equipment | Electric | Printer/Copier/Fax | E7 | RIM BC Ratio | 0 | 0 | 0 | 0 | 0 | 0 | 0 | 0 | 0 | 0 | 0 | 0 | 0 | 0 | 0 | 0 | 0 | 0 | 0 | 0 | 0 | 0 | 0 | 0 | 0 | 0 | 0 | 0 | 0 | 0
F5_Commercial_College_New_Office Equipment_Electric_Printer/Copier/Fax_E8 | F5 | Commercial | College | New | Office Equipment | Electric | Printer/Copier/Fax | E8 | RIM BC Ratio | 0 | 0 | 0 | 0 | 0 | 0 | 0 | 0 | 0 | 0 | 0 | 0 | 0 | 0 | 0 | 0 | 0 | 0 | 0 | 0 | 0 | 0 | 0 | 0 | 0 | 0 | 0 | 0 | 0 | 0
F5_Commercial_College_New_Office Equipment_Electric_Printer/Copier/Fax_E9 | F5 | Commercial | College | New | Office Equipment | Electric | Printer/Copier/Fax | E9 | RIM BC Ratio | 0 | 0 | 0 | 0 | 0 | 0 | 0 | 0 | 0 | 0 | 0 | 0 | 0 | 0 | 0 | 0 | 0 | 0 | 0 | 0 | 0 | 0 | 0 | 0 | 0 | 0 | 0 | 0 | 0 | 0
F5_Commercial_College_New_Office Equipment_Electric_Printer/Copier/Fax_E10 | F5 | Commercial | College | New | Office Equipment | Electric | Printer/Copier/Fax | E10 | RIM BC Ratio | 0 | 0 | 0 | 0 | 0 | 0 | 0 | 0 | 0 | 0 | 0 | 0 | 0 | 0 | 0 | 0 | 0 | 0 | 0 | 0 | 0 | 0 | 0 | 0 | 0 | 0 | 0 | 0 | 0 | 0
F0_Commercial_College_New_Office Equipment_Electric_POS Terminal_E0 | F0 | Commercial | College | New | Office Equipment | Electric | POS Terminal | E0 | Economic Unit | 0 | 0 | 0 | 0 | 0 | 0 | 0 | 0 | 0 | 0 | 0 | 0 | 0 | 0 | 0 | 0 | 0 | 0 | 0 | 0 | 0 | 0 | 0 | 0 | 0 | 0 | 0 | 0 | 0 | 0
F1_Commercial_College_New_Office Equipment_Electric_POS Terminal_E1 | F1 | Commercial | College | New | Office Equipment | Electric | POS Terminal | E1 | CCE | 0 | 0 | 0 | 0 | 0 | 0 | 0 | 0 | 0 | 0 | 0 | 0 | 0 | 0 | 0 | 0 | 0 | 0 | 0 | 0 | 0 | 0 | 0 | 0 | 0 | 0 | 0 | 0 | 0 | 0
F1_Commercial_College_New_Office Equipment_Electric_POS Terminal_E2 | F1 | Commercial | College | New | Office Equipment | Electric | POS Terminal | E2 | CCE | 0 | 0 | 0 | 0 | 0 | 0 | 0 | 0 | 0 | 0 | 0 | 0 | 0 | 0 | 0 | 0 | 0 | 0 | 0 | 0 | 0 | 0 | 0 | 0 | 0 | 0 | 0 | 0 | 0 | 0
F1_Commercial_College_New_Office Equipment_Electric_POS Terminal_E3 | F1 | Commercial | College | New | Office Equipment | Electric | POS Terminal | E3 | CCE | 0 | 0 | 0 | 0 | 0 | 0 | 0 | 0 | 0 | 0 | 0 | 0 | 0 | 0 | 0 | 0 | 0 | 0 | 0 | 0 | 0 | 0 | 0 | 0 | 0 | 0 | 0 | 0 | 0 | 0
F1_Commercial_College_New_Office Equipment_Electric_POS Terminal_E4 | F1 | Commercial | College | New | Office Equipment | Electric | POS Terminal | E4 | CCE | 0 | 0 | 0 | 0 | 0 | 0 | 0 | 0 | 0 | 0 | 0 | 0 | 0 | 0 | 0 | 0 | 0 | 0 | 0 | 0 | 0 | 0 | 0 | 0 | 0 | 0 | 0 | 0 | 0 | 0
F1_Commercial_College_New_Office Equipment_Electric_POS Terminal_E5 | F1 | Commercial | College | New | Office Equipment | Electric | POS Terminal | E5 | CCE | 0 | 0 | 0 | 0 | 0 | 0 | 0 | 0 | 0 | 0 | 0 | 0 | 0 | 0 | 0 | 0 | 0 | 0 | 0 | 0 | 0 | 0 | 0 | 0 | 0 | 0 | 0 | 0 | 0 | 0
F1_Commercial_College_New_Office Equipment_Electric_POS Terminal_E6 | F1 | Commercial | College | New | Office Equipment | Electric | POS Terminal | E6 | CCE | 0 | 0 | 0 | 0 | 0 | 0 | 0 | 0 | 0 | 0 | 0 | 0 | 0 | 0 | 0 | 0 | 0 | 0 | 0 | 0 | 0 | 0 | 0 | 0 | 0 | 0 | 0 | 0 | 0 | 0
F1_Commercial_College_New_Office Equipment_Electric_POS Terminal_E7 | F1 | Commercial | College | New | Office Equipment | Electric | POS Terminal | E7 | CCE | 0 | 0 | 0 | 0 | 0 | 0 | 0 | 0 | 0 | 0 | 0 | 0 | 0 | 0 | 0 | 0 | 0 | 0 | 0 | 0 | 0 | 0 | 0 | 0 | 0 | 0 | 0 | 0 | 0 | 0
F1_Commercial_College_New_Office Equipment_Electric_POS Terminal_E8 | F1 | Commercial | College | New | Office Equipment | Electric | POS Terminal | E8 | CCE | 0 | 0 | 0 | 0 | 0 | 0 | 0 | 0 | 0 | 0 | 0 | 0 | 0 | 0 | 0 | 0 | 0 | 0 | 0 | 0 | 0 | 0 | 0 | 0 | 0 | 0 | 0 | 0 | 0 | 0
F1_Commercial_College_New_Office Equipment_Electric_POS Terminal_E9 | F1 | Commercial | College | New | Office Equipment | Electric | POS Terminal | E9 | CCE | 0 | 0 | 0 | 0 | 0 | 0 | 0 | 0 | 0 | 0 | 0 | 0 | 0 | 0 | 0 | 0 | 0 | 0 | 0 | 0 | 0 | 0 | 0 | 0 | 0 | 0 | 0 | 0 | 0 | 0
F1_Commercial_College_New_Office Equipment_Electric_POS Terminal_E10 | F1 | Commercial | College | New | Office Equipment | Electric | POS Terminal | E10 | CCE | 0 | 0 | 0 | 0 | 0 | 0 | 0 | 0 | 0 | 0 | 0 | 0 | 0 | 0 | 0 | 0 | 0 | 0 | 0 | 0 | 0 | 0 | 0 | 0 | 0 | 0 | 0 | 0 | 0 | 0
F2_Commercial_College_New_Office Equipment_Electric_POS Terminal_E1 | F2 | Commercial | College | New | Office Equipment | Electric | POS Terminal | E1 | TRC BC Ratio | 0 | 0 | 0 | 0 | 0 | 0 | 0 | 0 | 0 | 0 | 0 | 0 | 0 | 0 | 0 | 0 | 0 | 0 | 0 | 0 | 0 | 0 | 0 | 0 | 0 | 0 | 0 | 0 | 0 | 0
F2_Commercial_College_New_Office Equipment_Electric_POS Terminal_E2 | F2 | Commercial | College | New | Office Equipment | Electric | POS Terminal | E2 | TRC BC Ratio | 0 | 0 | 0 | 0 | 0 | 0 | 0 | 0 | 0 | 0 | 0 | 0 | 0 | 0 | 0 | 0 | 0 | 0 | 0 | 0 | 0 | 0 | 0 | 0 | 0 | 0 | 0 | 0 | 0 | 0
F2_Commercial_College_New_Office Equipment_Electric_POS Terminal_E3 | F2 | Commercial | College | New | Office Equipment | Electric | POS Terminal | E3 | TRC BC Ratio | 0 | 0 | 0 | 0 | 0 | 0 | 0 | 0 | 0 | 0 | 0 | 0 | 0 | 0 | 0 | 0 | 0 | 0 | 0 | 0 | 0 | 0 | 0 | 0 | 0 | 0 | 0 | 0 | 0 | 0
F2_Commercial_College_New_Office Equipment_Electric_POS Terminal_E4 | F2 | Commercial | College | New | Office Equipment | Electric | POS Terminal | E4 | TRC BC Ratio | 0 | 0 | 0 | 0 | 0 | 0 | 0 | 0 | 0 | 0 | 0 | 0 | 0 | 0 | 0 | 0 | 0 | 0 | 0 | 0 | 0 | 0 | 0 | 0 | 0 | 0 | 0 | 0 | 0 | 0
F2_Commercial_College_New_Office Equipment_Electric_POS Terminal_E5 | F2 | Commercial | College | New | Office Equipment | Electric | POS Terminal | E5 | TRC BC Ratio | 0 | 0 | 0 | 0 | 0 | 0 | 0 | 0 | 0 | 0 | 0 | 0 | 0 | 0 | 0 | 0 | 0 | 0 | 0 | 0 | 0 | 0 | 0 | 0 | 0 | 0 | 0 | 0 | 0 | 0
F2_Commercial_College_New_Office Equipment_Electric_POS Terminal_E6 | F2 | Commercial | College | New | Office Equipment | Electric | POS Terminal | E6 | TRC BC Ratio | 0 | 0 | 0 | 0 | 0 | 0 | 0 | 0 | 0 | 0 | 0 | 0 | 0 | 0 | 0 | 0 | 0 | 0 | 0 | 0 | 0 | 0 | 0 | 0 | 0 | 0 | 0 | 0 | 0 | 0
F2_Commercial_College_New_Office Equipment_Electric_POS Terminal_E7 | F2 | Commercial | College | New | Office Equipment | Electric | POS Terminal | E7 | TRC BC Ratio | 0 | 0 | 0 | 0 | 0 | 0 | 0 | 0 | 0 | 0 | 0 | 0 | 0 | 0 | 0 | 0 | 0 | 0 | 0 | 0 | 0 | 0 | 0 | 0 | 0 | 0 | 0 | 0 | 0 | 0
F2_Commercial_College_New_Office Equipment_Electric_POS Terminal_E8 | F2 | Commercial | College | New | Office Equipment | Electric | POS Terminal | E8 | TRC BC Ratio | 0 | 0 | 0 | 0 | 0 | 0 | 0 | 0 | 0 | 0 | 0 | 0 | 0 | 0 | 0 | 0 | 0 | 0 | 0 | 0 | 0 | 0 | 0 | 0 | 0 | 0 | 0 | 0 | 0 | 0
F2_Commercial_College_New_Office Equipment_Electric_POS Terminal_E9 | F2 | Commercial | College | New | Office Equipment | Electric | POS Terminal | E9 | TRC BC Ratio | 0 | 0 | 0 | 0 | 0 | 0 | 0 | 0 | 0 | 0 | 0 | 0 | 0 | 0 | 0 | 0 | 0 | 0 | 0 | 0 | 0 | 0 | 0 | 0 | 0 | 0 | 0 | 0 | 0 | 0
F2_Commercial_College_New_Office Equipment_Electric_POS Terminal_E10 | F2 | Commercial | College | New | Office Equipment | Electric | POS Terminal | E10 | TRC BC Ratio | 0 | 0 | 0 | 0 | 0 | 0 | 0 | 0 | 0 | 0 | 0 | 0 | 0 | 0 | 0 | 0 | 0 | 0 | 0 | 0 | 0 | 0 | 0 | 0 | 0 | 0 | 0 | 0 | 0 | 0
F3_Commercial_College_New_Office Equipment_Electric_POS Terminal_E1 | F3 | Commercial | College | New | Office Equipment | Electric | POS Terminal | E1 | PACT BC Ratio | 0 | 0 | 0 | 0 | 0 | 0 | 0 | 0 | 0 | 0 | 0 | 0 | 0 | 0 | 0 | 0 | 0 | 0 | 0 | 0 | 0 | 0 | 0 | 0 | 0 | 0 | 0 | 0 | 0 | 0
F3_Commercial_College_New_Office Equipment_Electric_POS Terminal_E2 | F3 | Commercial | College | New | Office Equipment | Electric | POS Terminal | E2 | PACT BC Ratio | 0 | 0 | 0 | 0 | 0 | 0 | 0 | 0 | 0 | 0 | 0 | 0 | 0 | 0 | 0 | 0 | 0 | 0 | 0 | 0 | 0 | 0 | 0 | 0 | 0 | 0 | 0 | 0 | 0 | 0
F3_Commercial_College_New_Office Equipment_Electric_POS Terminal_E3 | F3 | Commercial | College | New | Office Equipment | Electric | POS Terminal | E3 | PACT BC Ratio | 0 | 0 | 0 | 0 | 0 | 0 | 0 | 0 | 0 | 0 | 0 | 0 | 0 | 0 | 0 | 0 | 0 | 0 | 0 | 0 | 0 | 0 | 0 | 0 | 0 | 0 | 0 | 0 | 0 | 0
F3_Commercial_College_New_Office Equipment_Electric_POS Terminal_E4 | F3 | Commercial | College | New | Office Equipment | Electric | POS Terminal | E4 | PACT BC Ratio | 0 | 0 | 0 | 0 | 0 | 0 | 0 | 0 | 0 | 0 | 0 | 0 | 0 | 0 | 0 | 0 | 0 | 0 | 0 | 0 | 0 | 0 | 0 | 0 | 0 | 0 | 0 | 0 | 0 | 0
F3_Commercial_College_New_Office Equipment_Electric_POS Terminal_E5 | F3 | Commercial | College | New | Office Equipment | Electric | POS Terminal | E5 | PACT BC Ratio | 0 | 0 | 0 | 0 | 0 | 0 | 0 | 0 | 0 | 0 | 0 | 0 | 0 | 0 | 0 | 0 | 0 | 0 | 0 | 0 | 0 | 0 | 0 | 0 | 0 | 0 | 0 | 0 | 0 | 0
F3_Commercial_College_New_Office Equipment_Electric_POS Terminal_E6 | F3 | Commercial | College | New | Office Equipment | Electric | POS Terminal | E6 | PACT BC Ratio | 0 | 0 | 0 | 0 | 0 | 0 | 0 | 0 | 0 | 0 | 0 | 0 | 0 | 0 | 0 | 0 | 0 | 0 | 0 | 0 | 0 | 0 | 0 | 0 | 0 | 0 | 0 | 0 | 0 | 0
F3_Commercial_College_New_Office Equipment_Electric_POS Terminal_E7 | F3 | Commercial | College | New | Office Equipment | Electric | POS Terminal | E7 | PACT BC Ratio | 0 | 0 | 0 | 0 | 0 | 0 | 0 | 0 | 0 | 0 | 0 | 0 | 0 | 0 | 0 | 0 | 0 | 0 | 0 | 0 | 0 | 0 | 0 | 0 | 0 | 0 | 0 | 0 | 0 | 0
F3_Commercial_College_New_Office Equipment_Electric_POS Terminal_E8 | F3 | Commercial | College | New | Office Equipment | Electric | POS Terminal | E8 | PACT BC Ratio | 0 | 0 | 0 | 0 | 0 | 0 | 0 | 0 | 0 | 0 | 0 | 0 | 0 | 0 | 0 | 0 | 0 | 0 | 0 | 0 | 0 | 0 | 0 | 0 | 0 | 0 | 0 | 0 | 0 | 0
F3_Commercial_College_New_Office Equipment_Electric_POS Terminal_E9 | F3 | Commercial | College | New | Office Equipment | Electric | POS Terminal | E9 | PACT BC Ratio | 0 | 0 | 0 | 0 | 0 | 0 | 0 | 0 | 0 | 0 | 0 | 0 | 0 | 0 | 0 | 0 | 0 | 0 | 0 | 0 | 0 | 0 | 0 | 0 | 0 | 0 | 0 | 0 | 0 | 0
F3_Commercial_College_New_Office Equipment_Electric_POS Terminal_E10 | F3 | Commercial | College | New | Office Equipment | Electric | POS Terminal | E10 | PACT BC Ratio | 0 | 0 | 0 | 0 | 0 | 0 | 0 | 0 | 0 | 0 | 0 | 0 | 0 | 0 | 0 | 0 | 0 | 0 | 0 | 0 | 0 | 0 | 0 | 0 | 0 | 0 | 0 | 0 | 0 | 0
F4_Commercial_College_New_Office Equipment_Electric_POS Terminal_E1 | F4 | Commercial | College | New | Office Equipment | Electric | POS Terminal | E1 | RVT BC Ratio | 0 | 0 | 0 | 0 | 0 | 0 | 0 | 0 | 0 | 0 | 0 | 0 | 0 | 0 | 0 | 0 | 0 | 0 | 0 | 0 | 0 | 0 | 0 | 0 | 0 | 0 | 0 | 0 | 0 | 0
F4_Commercial_College_New_Office Equipment_Electric_POS Terminal_E2 | F4 | Commercial | College | New | Office Equipment | Electric | POS Terminal | E2 | RVT BC Ratio | 0 | 0 | 0 | 0 | 0 | 0 | 0 | 0 | 0 | 0 | 0 | 0 | 0 | 0 | 0 | 0 | 0 | 0 | 0 | 0 | 0 | 0 | 0 | 0 | 0 | 0 | 0 | 0 | 0 | 0
F4_Commercial_College_New_Office Equipment_Electric_POS Terminal_E3 | F4 | Commercial | College | New | Office Equipment | Electric | POS Terminal | E3 | RVT BC Ratio | 0 | 0 | 0 | 0 | 0 | 0 | 0 | 0 | 0 | 0 | 0 | 0 | 0 | 0 | 0 | 0 | 0 | 0 | 0 | 0 | 0 | 0 | 0 | 0 | 0 | 0 | 0 | 0 | 0 | 0
F4_Commercial_College_New_Office Equipment_Electric_POS Terminal_E4 | F4 | Commercial | College | New | Office Equipment | Electric | POS Terminal | E4 | RVT BC Ratio | 0 | 0 | 0 | 0 | 0 | 0 | 0 | 0 | 0 | 0 | 0 | 0 | 0 | 0 | 0 | 0 | 0 | 0 | 0 | 0 | 0 | 0 | 0 | 0 | 0 | 0 | 0 | 0 | 0 | 0
F4_Commercial_College_New_Office Equipment_Electric_POS Terminal_E5 | F4 | Commercial | College | New | Office Equipment | Electric | POS Terminal | E5 | RVT BC Ratio | 0 | 0 | 0 | 0 | 0 | 0 | 0 | 0 | 0 | 0 | 0 | 0 | 0 | 0 | 0 | 0 | 0 | 0 | 0 | 0 | 0 | 0 | 0 | 0 | 0 | 0 | 0 | 0 | 0 | 0
F4_Commercial_College_New_Office Equipment_Electric_POS Terminal_E6 | F4 | Commercial | College | New | Office Equipment | Electric | POS Terminal | E6 | RVT BC Ratio | 0 | 0 | 0 | 0 | 0 | 0 | 0 | 0 | 0 | 0 | 0 | 0 | 0 | 0 | 0 | 0 | 0 | 0 | 0 | 0 | 0 | 0 | 0 | 0 | 0 | 0 | 0 | 0 | 0 | 0
F4_Commercial_College_New_Office Equipment_Electric_POS Terminal_E7 | F4 | Commercial | College | New | Office Equipment | Electric | POS Terminal | E7 | RVT BC Ratio | 0 | 0 | 0 | 0 | 0 | 0 | 0 | 0 | 0 | 0 | 0 | 0 | 0 | 0 | 0 | 0 | 0 | 0 | 0 | 0 | 0 | 0 | 0 | 0 | 0 | 0 | 0 | 0 | 0 | 0
F4_Commercial_College_New_Office Equipment_Electric_POS Terminal_E8 | F4 | Commercial | College | New | Office Equipment | Electric | POS Terminal | E8 | RVT BC Ratio | 0 | 0 | 0 | 0 | 0 | 0 | 0 | 0 | 0 | 0 | 0 | 0 | 0 | 0 | 0 | 0 | 0 | 0 | 0 | 0 | 0 | 0 | 0 | 0 | 0 | 0 | 0 | 0 | 0 | 0
F4_Commercial_College_New_Office Equipment_Electric_POS Terminal_E9 | F4 | Commercial | College | New | Office Equipment | Electric | POS Terminal | E9 | RVT BC Ratio | 0 | 0 | 0 | 0 | 0 | 0 | 0 | 0 | 0 | 0 | 0 | 0 | 0 | 0 | 0 | 0 | 0 | 0 | 0 | 0 | 0 | 0 | 0 | 0 | 0 | 0 | 0 | 0 | 0 | 0
F4_Commercial_College_New_Office Equipment_Electric_POS Terminal_E10 | F4 | Commercial | College | New | Office Equipment | Electric | POS Terminal | E10 | RVT BC Ratio | 0 | 0 | 0 | 0 | 0 | 0 | 0 | 0 | 0 | 0 | 0 | 0 | 0 | 0 | 0 | 0 | 0 | 0 | 0 | 0 | 0 | 0 | 0 | 0 | 0 | 0 | 0 | 0 | 0 | 0
F5_Commercial_College_New_Office Equipment_Electric_POS Terminal_E1 | F5 | Commercial | College | New | Office Equipment | Electric | POS Terminal | E1 | RIM BC Ratio | 0 | 0 | 0 | 0 | 0 | 0 | 0 | 0 | 0 | 0 | 0 | 0 | 0 | 0 | 0 | 0 | 0 | 0 | 0 | 0 | 0 | 0 | 0 | 0 | 0 | 0 | 0 | 0 | 0 | 0
F5_Commercial_College_New_Office Equipment_Electric_POS Terminal_E2 | F5 | Commercial | College | New | Office Equipment | Electric | POS Terminal | E2 | RIM BC Ratio | 0 | 0 | 0 | 0 | 0 | 0 | 0 | 0 | 0 | 0 | 0 | 0 | 0 | 0 | 0 | 0 | 0 | 0 | 0 | 0 | 0 | 0 | 0 | 0 | 0 | 0 | 0 | 0 | 0 | 0
F5_Commercial_College_New_Office Equipment_Electric_POS Terminal_E3 | F5 | Commercial | College | New | Office Equipment | Electric | POS Terminal | E3 | RIM BC Ratio | 0 | 0 | 0 | 0 | 0 | 0 | 0 | 0 | 0 | 0 | 0 | 0 | 0 | 0 | 0 | 0 | 0 | 0 | 0 | 0 | 0 | 0 | 0 | 0 | 0 | 0 | 0 | 0 | 0 | 0
F5_Commercial_College_New_Office Equipment_Electric_POS Terminal_E4 | F5 | Commercial | College | New | Office Equipment | Electric | POS Terminal | E4 | RIM BC Ratio | 0 | 0 | 0 | 0 | 0 | 0 | 0 | 0 | 0 | 0 | 0 | 0 | 0 | 0 | 0 | 0 | 0 | 0 | 0 | 0 | 0 | 0 | 0 | 0 | 0 | 0 | 0 | 0 | 0 | 0
F5_Commercial_College_New_Office Equipment_Electric_POS Terminal_E5 | F5 | Commercial | College | New | Office Equipment | Electric | POS Terminal | E5 | RIM BC Ratio | 0 | 0 | 0 | 0 | 0 | 0 | 0 | 0 | 0 | 0 | 0 | 0 | 0 | 0 | 0 | 0 | 0 | 0 | 0 | 0 | 0 | 0 | 0 | 0 | 0 | 0 | 0 | 0 | 0 | 0
F5_Commercial_College_New_Office Equipment_Electric_POS Terminal_E6 | F5 | Commercial | College | New | Office Equipment | Electric | POS Terminal | E6 | RIM BC Ratio | 0 | 0 | 0 | 0 | 0 | 0 | 0 | 0 | 0 | 0 | 0 | 0 | 0 | 0 | 0 | 0 | 0 | 0 | 0 | 0 | 0 | 0 | 0 | 0 | 0 | 0 | 0 | 0 | 0 | 0
F5_Commercial_College_New_Office Equipment_Electric_POS Terminal_E7 | F5 | Commercial | College | New | Office Equipment | Electric | POS Terminal | E7 | RIM BC Ratio | 0 | 0 | 0 | 0 | 0 | 0 | 0 | 0 | 0 | 0 | 0 | 0 | 0 | 0 | 0 | 0 | 0 | 0 | 0 | 0 | 0 | 0 | 0 | 0 | 0 | 0 | 0 | 0 | 0 | 0
F5_Commercial_College_New_Office Equipment_Electric_POS Terminal_E8 | F5 | Commercial | College | New | Office Equipment | Electric | POS Terminal | E8 | RIM BC Ratio | 0 | 0 | 0 | 0 | 0 | 0 | 0 | 0 | 0 | 0 | 0 | 0 | 0 | 0 | 0 | 0 | 0 | 0 | 0 | 0 | 0 | 0 | 0 | 0 | 0 | 0 | 0 | 0 | 0 | 0
F5_Commercial_College_New_Office Equipment_Electric_POS Terminal_E9 | F5 | Commercial | College | New | Office Equipment | Electric | POS Terminal | E9 | RIM BC Ratio | 0 | 0 | 0 | 0 | 0 | 0 | 0 | 0 | 0 | 0 | 0 | 0 | 0 | 0 | 0 | 0 | 0 | 0 | 0 | 0 | 0 | 0 | 0 | 0 | 0 | 0 | 0 | 0 | 0 | 0
F5_Commercial_College_New_Office Equipment_Electric_POS Terminal_E10 | F5 | Commercial | College | New | Office Equipment | Electric | POS Terminal | E10 | RIM BC Ratio | 0 | 0 | 0 | 0 | 0 | 0 | 0 | 0 | 0 | 0 | 0 | 0 | 0 | 0 | 0 | 0 | 0 | 0 | 0 | 0 | 0 | 0 | 0 | 0 | 0 | 0 | 0 | 0 | 0 | 0
F0_Commercial_College_New_Miscellaneous_Electric_Non-HVAC Motors_E0 | F0 | Commercial | College | New | Miscellaneous | Electric | Non-HVAC Motors | E0 | Economic Unit | 0 | 0 | 0 | 0 | 0 | 0 | 0 | 0 | 0 | 0 | 0 | 0 | 0 | 0 | 0 | 0 | 0 | 0 | 0 | 0 | 0 | 0 | 0 | 0 | 0 | 0 | 0 | 0 | 0 | 0
F1_Commercial_College_New_Miscellaneous_Electric_Non-HVAC Motors_E1 | F1 | Commercial | College | New | Miscellaneous | Electric | Non-HVAC Motors | E1 | CCE | 0 | 0 | 0 | 0 | 0 | 0 | 0 | 0 | 0 | 0 | 0 | 0 | 0 | 0 | 0 | 0 | 0 | 0 | 0 | 0 | 0 | 0 | 0 | 0 | 0 | 0 | 0 | 0 | 0 | 0
F1_Commercial_College_New_Miscellaneous_Electric_Non-HVAC Motors_E2 | F1 | Commercial | College | New | Miscellaneous | Electric | Non-HVAC Motors | E2 | CCE | 0 | 0 | 0 | 0 | 0 | 0 | 0 | 0 | 0 | 0 | 0 | 0 | 0 | 0 | 0 | 0 | 0 | 0 | 0 | 0 | 0 | 0 | 0 | 0 | 0 | 0 | 0 | 0 | 0 | 0
F1_Commercial_College_New_Miscellaneous_Electric_Non-HVAC Motors_E3 | F1 | Commercial | College | New | Miscellaneous | Electric | Non-HVAC Motors | E3 | CCE | 0 | 0 | 0 | 0 | 0 | 0 | 0 | 0 | 0 | 0 | 0 | 0 | 0 | 0 | 0 | 0 | 0 | 0 | 0 | 0 | 0 | 0 | 0 | 0 | 0 | 0 | 0 | 0 | 0 | 0
F1_Commercial_College_New_Miscellaneous_Electric_Non-HVAC Motors_E4 | F1 | Commercial | College | New | Miscellaneous | Electric | Non-HVAC Motors | E4 | CCE | 0 | 0 | 0 | 0 | 0 | 0 | 0 | 0 | 0 | 0 | 0 | 0 | 0 | 0 | 0 | 0 | 0 | 0 | 0 | 0 | 0 | 0 | 0 | 0 | 0 | 0 | 0 | 0 | 0 | 0
F1_Commercial_College_New_Miscellaneous_Electric_Non-HVAC Motors_E5 | F1 | Commercial | College | New | Miscellaneous | Electric | Non-HVAC Motors | E5 | CCE | 0 | 0 | 0 | 0 | 0 | 0 | 0 | 0 | 0 | 0 | 0 | 0 | 0 | 0 | 0 | 0 | 0 | 0 | 0 | 0 | 0 | 0 | 0 | 0 | 0 | 0 | 0 | 0 | 0 | 0
F1_Commercial_College_New_Miscellaneous_Electric_Non-HVAC Motors_E6 | F1 | Commercial | College | New | Miscellaneous | Electric | Non-HVAC Motors | E6 | CCE | 0 | 0 | 0 | 0 | 0 | 0 | 0 | 0 | 0 | 0 | 0 | 0 | 0 | 0 | 0 | 0 | 0 | 0 | 0 | 0 | 0 | 0 | 0 | 0 | 0 | 0 | 0 | 0 | 0 | 0
F1_Commercial_College_New_Miscellaneous_Electric_Non-HVAC Motors_E7 | F1 | Commercial | College | New | Miscellaneous | Electric | Non-HVAC Motors | E7 | CCE | 0 | 0 | 0 | 0 | 0 | 0 | 0 | 0 | 0 | 0 | 0 | 0 | 0 | 0 | 0 | 0 | 0 | 0 | 0 | 0 | 0 | 0 | 0 | 0 | 0 | 0 | 0 | 0 | 0 | 0
F1_Commercial_College_New_Miscellaneous_Electric_Non-HVAC Motors_E8 | F1 | Commercial | College | New | Miscellaneous | Electric | Non-HVAC Motors | E8 | CCE | 0 | 0 | 0 | 0 | 0 | 0 | 0 | 0 | 0 | 0 | 0 | 0 | 0 | 0 | 0 | 0 | 0 | 0 | 0 | 0 | 0 | 0 | 0 | 0 | 0 | 0 | 0 | 0 | 0 | 0
F1_Commercial_College_New_Miscellaneous_Electric_Non-HVAC Motors_E9 | F1 | Commercial | College | New | Miscellaneous | Electric | Non-HVAC Motors | E9 | CCE | 0 | 0 | 0 | 0 | 0 | 0 | 0 | 0 | 0 | 0 | 0 | 0 | 0 | 0 | 0 | 0 | 0 | 0 | 0 | 0 | 0 | 0 | 0 | 0 | 0 | 0 | 0 | 0 | 0 | 0
F1_Commercial_College_New_Miscellaneous_Electric_Non-HVAC Motors_E10 | F1 | Commercial | College | New | Miscellaneous | Electric | Non-HVAC Motors | E10 | CCE | 0 | 0 | 0 | 0 | 0 | 0 | 0 | 0 | 0 | 0 | 0 | 0 | 0 | 0 | 0 | 0 | 0 | 0 | 0 | 0 | 0 | 0 | 0 | 0 | 0 | 0 | 0 | 0 | 0 | 0
F2_Commercial_College_New_Miscellaneous_Electric_Non-HVAC Motors_E1 | F2 | Commercial | College | New | Miscellaneous | Electric | Non-HVAC Motors | E1 | TRC BC Ratio | 0 | 0 | 0 | 0 | 0 | 0 | 0 | 0 | 0 | 0 | 0 | 0 | 0 | 0 | 0 | 0 | 0 | 0 | 0 | 0 | 0 | 0 | 0 | 0 | 0 | 0 | 0 | 0 | 0 | 0
F2_Commercial_College_New_Miscellaneous_Electric_Non-HVAC Motors_E2 | F2 | Commercial | College | New | Miscellaneous | Electric | Non-HVAC Motors | E2 | TRC BC Ratio | 0 | 0 | 0 | 0 | 0 | 0 | 0 | 0 | 0 | 0 | 0 | 0 | 0 | 0 | 0 | 0 | 0 | 0 | 0 | 0 | 0 | 0 | 0 | 0 | 0 | 0 | 0 | 0 | 0 | 0
F2_Commercial_College_New_Miscellaneous_Electric_Non-HVAC Motors_E3 | F2 | Commercial | College | New | Miscellaneous | Electric | Non-HVAC Motors | E3 | TRC BC Ratio | 0 | 0 | 0 | 0 | 0 | 0 | 0 | 0 | 0 | 0 | 0 | 0 | 0 | 0 | 0 | 0 | 0 | 0 | 0 | 0 | 0 | 0 | 0 | 0 | 0 | 0 | 0 | 0 | 0 | 0
F2_Commercial_College_New_Miscellaneous_Electric_Non-HVAC Motors_E4 | F2 | Commercial | College | New | Miscellaneous | Electric | Non-HVAC Motors | E4 | TRC BC Ratio | 0 | 0 | 0 | 0 | 0 | 0 | 0 | 0 | 0 | 0 | 0 | 0 | 0 | 0 | 0 | 0 | 0 | 0 | 0 | 0 | 0 | 0 | 0 | 0 | 0 | 0 | 0 | 0 | 0 | 0
F2_Commercial_College_New_Miscellaneous_Electric_Non-HVAC Motors_E5 | F2 | Commercial | College | New | Miscellaneous | Electric | Non-HVAC Motors | E5 | TRC BC Ratio | 0 | 0 | 0 | 0 | 0 | 0 | 0 | 0 | 0 | 0 | 0 | 0 | 0 | 0 | 0 | 0 | 0 | 0 | 0 | 0 | 0 | 0 | 0 | 0 | 0 | 0 | 0 | 0 | 0 | 0
F2_Commercial_College_New_Miscellaneous_Electric_Non-HVAC Motors_E6 | F2 | Commercial | College | New | Miscellaneous | Electric | Non-HVAC Motors | E6 | TRC BC Ratio | 0 | 0 | 0 | 0 | 0 | 0 | 0 | 0 | 0 | 0 | 0 | 0 | 0 | 0 | 0 | 0 | 0 | 0 | 0 | 0 | 0 | 0 | 0 | 0 | 0 | 0 | 0 | 0 | 0 | 0
F2_Commercial_College_New_Miscellaneous_Electric_Non-HVAC Motors_E7 | F2 | Commercial | College | New | Miscellaneous | Electric | Non-HVAC Motors | E7 | TRC BC Ratio | 0 | 0 | 0 | 0 | 0 | 0 | 0 | 0 | 0 | 0 | 0 | 0 | 0 | 0 | 0 | 0 | 0 | 0 | 0 | 0 | 0 | 0 | 0 | 0 | 0 | 0 | 0 | 0 | 0 | 0
F2_Commercial_College_New_Miscellaneous_Electric_Non-HVAC Motors_E8 | F2 | Commercial | College | New | Miscellaneous | Electric | Non-HVAC Motors | E8 | TRC BC Ratio | 0 | 0 | 0 | 0 | 0 | 0 | 0 | 0 | 0 | 0 | 0 | 0 | 0 | 0 | 0 | 0 | 0 | 0 | 0 | 0 | 0 | 0 | 0 | 0 | 0 | 0 | 0 | 0 | 0 | 0
F2_Commercial_College_New_Miscellaneous_Electric_Non-HVAC Motors_E9 | F2 | Commercial | College | New | Miscellaneous | Electric | Non-HVAC Motors | E9 | TRC BC Ratio | 0 | 0 | 0 | 0 | 0 | 0 | 0 | 0 | 0 | 0 | 0 | 0 | 0 | 0 | 0 | 0 | 0 | 0 | 0 | 0 | 0 | 0 | 0 | 0 | 0 | 0 | 0 | 0 | 0 | 0
F2_Commercial_College_New_Miscellaneous_Electric_Non-HVAC Motors_E10 | F2 | Commercial | College | New | Miscellaneous | Electric | Non-HVAC Motors | E10 | TRC BC Ratio | 0 | 0 | 0 | 0 | 0 | 0 | 0 | 0 | 0 | 0 | 0 | 0 | 0 | 0 | 0 | 0 | 0 | 0 | 0 | 0 | 0 | 0 | 0 | 0 | 0 | 0 | 0 | 0 | 0 | 0
F3_Commercial_College_New_Miscellaneous_Electric_Non-HVAC Motors_E1 | F3 | Commercial | College | New | Miscellaneous | Electric | Non-HVAC Motors | E1 | PACT BC Ratio | 0 | 0 | 0 | 0 | 0 | 0 | 0 | 0 | 0 | 0 | 0 | 0 | 0 | 0 | 0 | 0 | 0 | 0 | 0 | 0 | 0 | 0 | 0 | 0 | 0 | 0 | 0 | 0 | 0 | 0
F3_Commercial_College_New_Miscellaneous_Electric_Non-HVAC Motors_E2 | F3 | Commercial | College | New | Miscellaneous | Electric | Non-HVAC Motors | E2 | PACT BC Ratio | 0 | 0 | 0 | 0 | 0 | 0 | 0 | 0 | 0 | 0 | 0 | 0 | 0 | 0 | 0 | 0 | 0 | 0 | 0 | 0 | 0 | 0 | 0 | 0 | 0 | 0 | 0 | 0 | 0 | 0
F3_Commercial_College_New_Miscellaneous_Electric_Non-HVAC Motors_E3 | F3 | Commercial | College | New | Miscellaneous | Electric | Non-HVAC Motors | E3 | PACT BC Ratio | 0 | 0 | 0 | 0 | 0 | 0 | 0 | 0 | 0 | 0 | 0 | 0 | 0 | 0 | 0 | 0 | 0 | 0 | 0 | 0 | 0 | 0 | 0 | 0 | 0 | 0 | 0 | 0 | 0 | 0
F3_Commercial_College_New_Miscellaneous_Electric_Non-HVAC Motors_E4 | F3 | Commercial | College | New | Miscellaneous | Electric | Non-HVAC Motors | E4 | PACT BC Ratio | 0 | 0 | 0 | 0 | 0 | 0 | 0 | 0 | 0 | 0 | 0 | 0 | 0 | 0 | 0 | 0 | 0 | 0 | 0 | 0 | 0 | 0 | 0 | 0 | 0 | 0 | 0 | 0 | 0 | 0
F3_Commercial_College_New_Miscellaneous_Electric_Non-HVAC Motors_E5 | F3 | Commercial | College | New | Miscellaneous | Electric | Non-HVAC Motors | E5 | PACT BC Ratio | 0 | 0 | 0 | 0 | 0 | 0 | 0 | 0 | 0 | 0 | 0 | 0 | 0 | 0 | 0 | 0 | 0 | 0 | 0 | 0 | 0 | 0 | 0 | 0 | 0 | 0 | 0 | 0 | 0 | 0
F3_Commercial_College_New_Miscellaneous_Electric_Non-HVAC Motors_E6 | F3 | Commercial | College | New | Miscellaneous | Electric | Non-HVAC Motors | E6 | PACT BC Ratio | 0 | 0 | 0 | 0 | 0 | 0 | 0 | 0 | 0 | 0 | 0 | 0 | 0 | 0 | 0 | 0 | 0 | 0 | 0 | 0 | 0 | 0 | 0 | 0 | 0 | 0 | 0 | 0 | 0 | 0
F3_Commercial_College_New_Miscellaneous_Electric_Non-HVAC Motors_E7 | F3 | Commercial | College | New | Miscellaneous | Electric | Non-HVAC Motors | E7 | PACT BC Ratio | 0 | 0 | 0 | 0 | 0 | 0 | 0 | 0 | 0 | 0 | 0 | 0 | 0 | 0 | 0 | 0 | 0 | 0 | 0 | 0 | 0 | 0 | 0 | 0 | 0 | 0 | 0 | 0 | 0 | 0
F3_Commercial_College_New_Miscellaneous_Electric_Non-HVAC Motors_E8 | F3 | Commercial | College | New | Miscellaneous | Electric | Non-HVAC Motors | E8 | PACT BC Ratio | 0 | 0 | 0 | 0 | 0 | 0 | 0 | 0 | 0 | 0 | 0 | 0 | 0 | 0 | 0 | 0 | 0 | 0 | 0 | 0 | 0 | 0 | 0 | 0 | 0 | 0 | 0 | 0 | 0 | 0
F3_Commercial_College_New_Miscellaneous_Electric_Non-HVAC Motors_E9 | F3 | Commercial | College | New | Miscellaneous | Electric | Non-HVAC Motors | E9 | PACT BC Ratio | 0 | 0 | 0 | 0 | 0 | 0 | 0 | 0 | 0 | 0 | 0 | 0 | 0 | 0 | 0 | 0 | 0 | 0 | 0 | 0 | 0 | 0 | 0 | 0 | 0 | 0 | 0 | 0 | 0 | 0
F3_Commercial_College_New_Miscellaneous_Electric_Non-HVAC Motors_E10 | F3 | Commercial | College | New | Miscellaneous | Electric | Non-HVAC Motors | E10 | PACT BC Ratio | 0 | 0 | 0 | 0 | 0 | 0 | 0 | 0 | 0 | 0 | 0 | 0 | 0 | 0 | 0 | 0 | 0 | 0 | 0 | 0 | 0 | 0 | 0 | 0 | 0 | 0 | 0 | 0 | 0 | 0
F4_Commercial_College_New_Miscellaneous_Electric_Non-HVAC Motors_E1 | F4 | Commercial | College | New | Miscellaneous | Electric | Non-HVAC Motors | E1 | RVT BC Ratio | 0 | 0 | 0 | 0 | 0 | 0 | 0 | 0 | 0 | 0 | 0 | 0 | 0 | 0 | 0 | 0 | 0 | 0 | 0 | 0 | 0 | 0 | 0 | 0 | 0 | 0 | 0 | 0 | 0 | 0
F4_Commercial_College_New_Miscellaneous_Electric_Non-HVAC Motors_E2 | F4 | Commercial | College | New | Miscellaneous | Electric | Non-HVAC Motors | E2 | RVT BC Ratio | 0 | 0 | 0 | 0 | 0 | 0 | 0 | 0 | 0 | 0 | 0 | 0 | 0 | 0 | 0 | 0 | 0 | 0 | 0 | 0 | 0 | 0 | 0 | 0 | 0 | 0 | 0 | 0 | 0 | 0
F4_Commercial_College_New_Miscellaneous_Electric_Non-HVAC Motors_E3 | F4 | Commercial | College | New | Miscellaneous | Electric | Non-HVAC Motors | E3 | RVT BC Ratio | 0 | 0 | 0 | 0 | 0 | 0 | 0 | 0 | 0 | 0 | 0 | 0 | 0 | 0 | 0 | 0 | 0 | 0 | 0 | 0 | 0 | 0 | 0 | 0 | 0 | 0 | 0 | 0 | 0 | 0
F4_Commercial_College_New_Miscellaneous_Electric_Non-HVAC Motors_E4 | F4 | Commercial | College | New | Miscellaneous | Electric | Non-HVAC Motors | E4 | RVT BC Ratio | 0 | 0 | 0 | 0 | 0 | 0 | 0 | 0 | 0 | 0 | 0 | 0 | 0 | 0 | 0 | 0 | 0 | 0 | 0 | 0 | 0 | 0 | 0 | 0 | 0 | 0 | 0 | 0 | 0 | 0
F4_Commercial_College_New_Miscellaneous_Electric_Non-HVAC Motors_E5 | F4 | Commercial | College | New | Miscellaneous | Electric | Non-HVAC Motors | E5 | RVT BC Ratio | 0 | 0 | 0 | 0 | 0 | 0 | 0 | 0 | 0 | 0 | 0 | 0 | 0 | 0 | 0 | 0 | 0 | 0 | 0 | 0 | 0 | 0 | 0 | 0 | 0 | 0 | 0 | 0 | 0 | 0
F4_Commercial_College_New_Miscellaneous_Electric_Non-HVAC Motors_E6 | F4 | Commercial | College | New | Miscellaneous | Electric | Non-HVAC Motors | E6 | RVT BC Ratio | 0 | 0 | 0 | 0 | 0 | 0 | 0 | 0 | 0 | 0 | 0 | 0 | 0 | 0 | 0 | 0 | 0 | 0 | 0 | 0 | 0 | 0 | 0 | 0 | 0 | 0 | 0 | 0 | 0 | 0
F4_Commercial_College_New_Miscellaneous_Electric_Non-HVAC Motors_E7 | F4 | Commercial | College | New | Miscellaneous | Electric | Non-HVAC Motors | E7 | RVT BC Ratio | 0 | 0 | 0 | 0 | 0 | 0 | 0 | 0 | 0 | 0 | 0 | 0 | 0 | 0 | 0 | 0 | 0 | 0 | 0 | 0 | 0 | 0 | 0 | 0 | 0 | 0 | 0 | 0 | 0 | 0
F4_Commercial_College_New_Miscellaneous_Electric_Non-HVAC Motors_E8 | F4 | Commercial | College | New | Miscellaneous | Electric | Non-HVAC Motors | E8 | RVT BC Ratio | 0 | 0 | 0 | 0 | 0 | 0 | 0 | 0 | 0 | 0 | 0 | 0 | 0 | 0 | 0 | 0 | 0 | 0 | 0 | 0 | 0 | 0 | 0 | 0 | 0 | 0 | 0 | 0 | 0 | 0
F4_Commercial_College_New_Miscellaneous_Electric_Non-HVAC Motors_E9 | F4 | Commercial | College | New | Miscellaneous | Electric | Non-HVAC Motors | E9 | RVT BC Ratio | 0 | 0 | 0 | 0 | 0 | 0 | 0 | 0 | 0 | 0 | 0 | 0 | 0 | 0 | 0 | 0 | 0 | 0 | 0 | 0 | 0 | 0 | 0 | 0 | 0 | 0 | 0 | 0 | 0 | 0
F4_Commercial_College_New_Miscellaneous_Electric_Non-HVAC Motors_E10 | F4 | Commercial | College | New | Miscellaneous | Electric | Non-HVAC Motors | E10 | RVT BC Ratio | 0 | 0 | 0 | 0 | 0 | 0 | 0 | 0 | 0 | 0 | 0 | 0 | 0 | 0 | 0 | 0 | 0 | 0 | 0 | 0 | 0 | 0 | 0 | 0 | 0 | 0 | 0 | 0 | 0 | 0
F5_Commercial_College_New_Miscellaneous_Electric_Non-HVAC Motors_E1 | F5 | Commercial | College | New | Miscellaneous | Electric | Non-HVAC Motors | E1 | RIM BC Ratio | 0 | 0 | 0 | 0 | 0 | 0 | 0 | 0 | 0 | 0 | 0 | 0 | 0 | 0 | 0 | 0 | 0 | 0 | 0 | 0 | 0 | 0 | 0 | 0 | 0 | 0 | 0 | 0 | 0 | 0
F5_Commercial_College_New_Miscellaneous_Electric_Non-HVAC Motors_E2 | F5 | Commercial | College | New | Miscellaneous | Electric | Non-HVAC Motors | E2 | RIM BC Ratio | 0 | 0 | 0 | 0 | 0 | 0 | 0 | 0 | 0 | 0 | 0 | 0 | 0 | 0 | 0 | 0 | 0 | 0 | 0 | 0 | 0 | 0 | 0 | 0 | 0 | 0 | 0 | 0 | 0 | 0
F5_Commercial_College_New_Miscellaneous_Electric_Non-HVAC Motors_E3 | F5 | Commercial | College | New | Miscellaneous | Electric | Non-HVAC Motors | E3 | RIM BC Ratio | 0 | 0 | 0 | 0 | 0 | 0 | 0 | 0 | 0 | 0 | 0 | 0 | 0 | 0 | 0 | 0 | 0 | 0 | 0 | 0 | 0 | 0 | 0 | 0 | 0 | 0 | 0 | 0 | 0 | 0
F5_Commercial_College_New_Miscellaneous_Electric_Non-HVAC Motors_E4 | F5 | Commercial | College | New | Miscellaneous | Electric | Non-HVAC Motors | E4 | RIM BC Ratio | 0 | 0 | 0 | 0 | 0 | 0 | 0 | 0 | 0 | 0 | 0 | 0 | 0 | 0 | 0 | 0 | 0 | 0 | 0 | 0 | 0 | 0 | 0 | 0 | 0 | 0 | 0 | 0 | 0 | 0
F5_Commercial_College_New_Miscellaneous_Electric_Non-HVAC Motors_E5 | F5 | Commercial | College | New | Miscellaneous | Electric | Non-HVAC Motors | E5 | RIM BC Ratio | 0 | 0 | 0 | 0 | 0 | 0 | 0 | 0 | 0 | 0 | 0 | 0 | 0 | 0 | 0 | 0 | 0 | 0 | 0 | 0 | 0 | 0 | 0 | 0 | 0 | 0 | 0 | 0 | 0 | 0
F5_Commercial_College_New_Miscellaneous_Electric_Non-HVAC Motors_E6 | F5 | Commercial | College | New | Miscellaneous | Electric | Non-HVAC Motors | E6 | RIM BC Ratio | 0 | 0 | 0 | 0 | 0 | 0 | 0 | 0 | 0 | 0 | 0 | 0 | 0 | 0 | 0 | 0 | 0 | 0 | 0 | 0 | 0 | 0 | 0 | 0 | 0 | 0 | 0 | 0 | 0 | 0
F5_Commercial_College_New_Miscellaneous_Electric_Non-HVAC Motors_E7 | F5 | Commercial | College | New | Miscellaneous | Electric | Non-HVAC Motors | E7 | RIM BC Ratio | 0 | 0 | 0 | 0 | 0 | 0 | 0 | 0 | 0 | 0 | 0 | 0 | 0 | 0 | 0 | 0 | 0 | 0 | 0 | 0 | 0 | 0 | 0 | 0 | 0 | 0 | 0 | 0 | 0 | 0
F5_Commercial_College_New_Miscellaneous_Electric_Non-HVAC Motors_E8 | F5 | Commercial | College | New | Miscellaneous | Electric | Non-HVAC Motors | E8 | RIM BC Ratio | 0 | 0 | 0 | 0 | 0 | 0 | 0 | 0 | 0 | 0 | 0 | 0 | 0 | 0 | 0 | 0 | 0 | 0 | 0 | 0 | 0 | 0 | 0 | 0 | 0 | 0 | 0 | 0 | 0 | 0
F5_Commercial_College_New_Miscellaneous_Electric_Non-HVAC Motors_E9 | F5 | Commercial | College | New | Miscellaneous | Electric | Non-HVAC Motors | E9 | RIM BC Ratio | 0 | 0 | 0 | 0 | 0 | 0 | 0 | 0 | 0 | 0 | 0 | 0 | 0 | 0 | 0 | 0 | 0 | 0 | 0 | 0 | 0 | 0 | 0 | 0 | 0 | 0 | 0 | 0 | 0 | 0
F5_Commercial_College_New_Miscellaneous_Electric_Non-HVAC Motors_E10 | F5 | Commercial | College | New | Miscellaneous | Electric | Non-HVAC Motors | E10 | RIM BC Ratio | 0 | 0 | 0 | 0 | 0 | 0 | 0 | 0 | 0 | 0 | 0 | 0 | 0 | 0 | 0 | 0 | 0 | 0 | 0 | 0 | 0 | 0 | 0 | 0 | 0 | 0 | 0 | 0 | 0 | 0
F0_Commercial_College_New_Miscellaneous_Electric_Pool Pump_E0 | F0 | Commercial | College | New | Miscellaneous | Electric | Pool Pump | E0 | Economic Unit | 0 | 0 | 0 | 0 | 0 | 0 | 0 | 0 | 0 | 0 | 0 | 0 | 0 | 0 | 0 | 0 | 0 | 0 | 0 | 0 | 0 | 0 | 0 | 0 | 0 | 0 | 0 | 0 | 0 | 0
F1_Commercial_College_New_Miscellaneous_Electric_Pool Pump_E1 | F1 | Commercial | College | New | Miscellaneous | Electric | Pool Pump | E1 | CCE | 0 | 0 | 0 | 0 | 0 | 0 | 0 | 0 | 0 | 0 | 0 | 0 | 0 | 0 | 0 | 0 | 0 | 0 | 0 | 0 | 0 | 0 | 0 | 0 | 0 | 0 | 0 | 0 | 0 | 0
F1_Commercial_College_New_Miscellaneous_Electric_Pool Pump_E2 | F1 | Commercial | College | New | Miscellaneous | Electric | Pool Pump | E2 | CCE | 0 | 0 | 0 | 0 | 0 | 0 | 0 | 0 | 0 | 0 | 0 | 0 | 0 | 0 | 0 | 0 | 0 | 0 | 0 | 0 | 0 | 0 | 0 | 0 | 0 | 0 | 0 | 0 | 0 | 0
F1_Commercial_College_New_Miscellaneous_Electric_Pool Pump_E3 | F1 | Commercial | College | New | Miscellaneous | Electric | Pool Pump | E3 | CCE | 0 | 0 | 0 | 0 | 0 | 0 | 0 | 0 | 0 | 0 | 0 | 0 | 0 | 0 | 0 | 0 | 0 | 0 | 0 | 0 | 0 | 0 | 0 | 0 | 0 | 0 | 0 | 0 | 0 | 0
F1_Commercial_College_New_Miscellaneous_Electric_Pool Pump_E4 | F1 | Commercial | College | New | Miscellaneous | Electric | Pool Pump | E4 | CCE | 0 | 0 | 0 | 0 | 0 | 0 | 0 | 0 | 0 | 0 | 0 | 0 | 0 | 0 | 0 | 0 | 0 | 0 | 0 | 0 | 0 | 0 | 0 | 0 | 0 | 0 | 0 | 0 | 0 | 0
F1_Commercial_College_New_Miscellaneous_Electric_Pool Pump_E5 | F1 | Commercial | College | New | Miscellaneous | Electric | Pool Pump | E5 | CCE | 0 | 0 | 0 | 0 | 0 | 0 | 0 | 0 | 0 | 0 | 0 | 0 | 0 | 0 | 0 | 0 | 0 | 0 | 0 | 0 | 0 | 0 | 0 | 0 | 0 | 0 | 0 | 0 | 0 | 0
F1_Commercial_College_New_Miscellaneous_Electric_Pool Pump_E6 | F1 | Commercial | College | New | Miscellaneous | Electric | Pool Pump | E6 | CCE | 0 | 0 | 0 | 0 | 0 | 0 | 0 | 0 | 0 | 0 | 0 | 0 | 0 | 0 | 0 | 0 | 0 | 0 | 0 | 0 | 0 | 0 | 0 | 0 | 0 | 0 | 0 | 0 | 0 | 0
F1_Commercial_College_New_Miscellaneous_Electric_Pool Pump_E7 | F1 | Commercial | College | New | Miscellaneous | Electric | Pool Pump | E7 | CCE | 0 | 0 | 0 | 0 | 0 | 0 | 0 | 0 | 0 | 0 | 0 | 0 | 0 | 0 | 0 | 0 | 0 | 0 | 0 | 0 | 0 | 0 | 0 | 0 | 0 | 0 | 0 | 0 | 0 | 0
F1_Commercial_College_New_Miscellaneous_Electric_Pool Pump_E8 | F1 | Commercial | College | New | Miscellaneous | Electric | Pool Pump | E8 | CCE | 0 | 0 | 0 | 0 | 0 | 0 | 0 | 0 | 0 | 0 | 0 | 0 | 0 | 0 | 0 | 0 | 0 | 0 | 0 | 0 | 0 | 0 | 0 | 0 | 0 | 0 | 0 | 0 | 0 | 0
F1_Commercial_College_New_Miscellaneous_Electric_Pool Pump_E9 | F1 | Commercial | College | New | Miscellaneous | Electric | Pool Pump | E9 | CCE | 0 | 0 | 0 | 0 | 0 | 0 | 0 | 0 | 0 | 0 | 0 | 0 | 0 | 0 | 0 | 0 | 0 | 0 | 0 | 0 | 0 | 0 | 0 | 0 | 0 | 0 | 0 | 0 | 0 | 0
F1_Commercial_College_New_Miscellaneous_Electric_Pool Pump_E10 | F1 | Commercial | College | New | Miscellaneous | Electric | Pool Pump | E10 | CCE | 0 | 0 | 0 | 0 | 0 | 0 | 0 | 0 | 0 | 0 | 0 | 0 | 0 | 0 | 0 | 0 | 0 | 0 | 0 | 0 | 0 | 0 | 0 | 0 | 0 | 0 | 0 | 0 | 0 | 0
F2_Commercial_College_New_Miscellaneous_Electric_Pool Pump_E1 | F2 | Commercial | College | New | Miscellaneous | Electric | Pool Pump | E1 | TRC BC Ratio | 0 | 0 | 0 | 0 | 0 | 0 | 0 | 0 | 0 | 0 | 0 | 0 | 0 | 0 | 0 | 0 | 0 | 0 | 0 | 0 | 0 | 0 | 0 | 0 | 0 | 0 | 0 | 0 | 0 | 0
F2_Commercial_College_New_Miscellaneous_Electric_Pool Pump_E2 | F2 | Commercial | College | New | Miscellaneous | Electric | Pool Pump | E2 | TRC BC Ratio | 0 | 0 | 0 | 0 | 0 | 0 | 0 | 0 | 0 | 0 | 0 | 0 | 0 | 0 | 0 | 0 | 0 | 0 | 0 | 0 | 0 | 0 | 0 | 0 | 0 | 0 | 0 | 0 | 0 | 0
F2_Commercial_College_New_Miscellaneous_Electric_Pool Pump_E3 | F2 | Commercial | College | New | Miscellaneous | Electric | Pool Pump | E3 | TRC BC Ratio | 0 | 0 | 0 | 0 | 0 | 0 | 0 | 0 | 0 | 0 | 0 | 0 | 0 | 0 | 0 | 0 | 0 | 0 | 0 | 0 | 0 | 0 | 0 | 0 | 0 | 0 | 0 | 0 | 0 | 0
F2_Commercial_College_New_Miscellaneous_Electric_Pool Pump_E4 | F2 | Commercial | College | New | Miscellaneous | Electric | Pool Pump | E4 | TRC BC Ratio | 0 | 0 | 0 | 0 | 0 | 0 | 0 | 0 | 0 | 0 | 0 | 0 | 0 | 0 | 0 | 0 | 0 | 0 | 0 | 0 | 0 | 0 | 0 | 0 | 0 | 0 | 0 | 0 | 0 | 0
F2_Commercial_College_New_Miscellaneous_Electric_Pool Pump_E5 | F2 | Commercial | College | New | Miscellaneous | Electric | Pool Pump | E5 | TRC BC Ratio | 0 | 0 | 0 | 0 | 0 | 0 | 0 | 0 | 0 | 0 | 0 | 0 | 0 | 0 | 0 | 0 | 0 | 0 | 0 | 0 | 0 | 0 | 0 | 0 | 0 | 0 | 0 | 0 | 0 | 0
F2_Commercial_College_New_Miscellaneous_Electric_Pool Pump_E6 | F2 | Commercial | College | New | Miscellaneous | Electric | Pool Pump | E6 | TRC BC Ratio | 0 | 0 | 0 | 0 | 0 | 0 | 0 | 0 | 0 | 0 | 0 | 0 | 0 | 0 | 0 | 0 | 0 | 0 | 0 | 0 | 0 | 0 | 0 | 0 | 0 | 0 | 0 | 0 | 0 | 0
F2_Commercial_College_New_Miscellaneous_Electric_Pool Pump_E7 | F2 | Commercial | College | New | Miscellaneous | Electric | Pool Pump | E7 | TRC BC Ratio | 0 | 0 | 0 | 0 | 0 | 0 | 0 | 0 | 0 | 0 | 0 | 0 | 0 | 0 | 0 | 0 | 0 | 0 | 0 | 0 | 0 | 0 | 0 | 0 | 0 | 0 | 0 | 0 | 0 | 0
F2_Commercial_College_New_Miscellaneous_Electric_Pool Pump_E8 | F2 | Commercial | College | New | Miscellaneous | Electric | Pool Pump | E8 | TRC BC Ratio | 0 | 0 | 0 | 0 | 0 | 0 | 0 | 0 | 0 | 0 | 0 | 0 | 0 | 0 | 0 | 0 | 0 | 0 | 0 | 0 | 0 | 0 | 0 | 0 | 0 | 0 | 0 | 0 | 0 | 0
F2_Commercial_College_New_Miscellaneous_Electric_Pool Pump_E9 | F2 | Commercial | College | New | Miscellaneous | Electric | Pool Pump | E9 | TRC BC Ratio | 0 | 0 | 0 | 0 | 0 | 0 | 0 | 0 | 0 | 0 | 0 | 0 | 0 | 0 | 0 | 0 | 0 | 0 | 0 | 0 | 0 | 0 | 0 | 0 | 0 | 0 | 0 | 0 | 0 | 0
F2_Commercial_College_New_Miscellaneous_Electric_Pool Pump_E10 | F2 | Commercial | College | New | Miscellaneous | Electric | Pool Pump | E10 | TRC BC Ratio | 0 | 0 | 0 | 0 | 0 | 0 | 0 | 0 | 0 | 0 | 0 | 0 | 0 | 0 | 0 | 0 | 0 | 0 | 0 | 0 | 0 | 0 | 0 | 0 | 0 | 0 | 0 | 0 | 0 | 0
F3_Commercial_College_New_Miscellaneous_Electric_Pool Pump_E1 | F3 | Commercial | College | New | Miscellaneous | Electric | Pool Pump | E1 | PACT BC Ratio | 0 | 0 | 0 | 0 | 0 | 0 | 0 | 0 | 0 | 0 | 0 | 0 | 0 | 0 | 0 | 0 | 0 | 0 | 0 | 0 | 0 | 0 | 0 | 0 | 0 | 0 | 0 | 0 | 0 | 0
F3_Commercial_College_New_Miscellaneous_Electric_Pool Pump_E2 | F3 | Commercial | College | New | Miscellaneous | Electric | Pool Pump | E2 | PACT BC Ratio | 0 | 0 | 0 | 0 | 0 | 0 | 0 | 0 | 0 | 0 | 0 | 0 | 0 | 0 | 0 | 0 | 0 | 0 | 0 | 0 | 0 | 0 | 0 | 0 | 0 | 0 | 0 | 0 | 0 | 0
F3_Commercial_College_New_Miscellaneous_Electric_Pool Pump_E3 | F3 | Commercial | College | New | Miscellaneous | Electric | Pool Pump | E3 | PACT BC Ratio | 0 | 0 | 0 | 0 | 0 | 0 | 0 | 0 | 0 | 0 | 0 | 0 | 0 | 0 | 0 | 0 | 0 | 0 | 0 | 0 | 0 | 0 | 0 | 0 | 0 | 0 | 0 | 0 | 0 | 0
F3_Commercial_College_New_Miscellaneous_Electric_Pool Pump_E4 | F3 | Commercial | College | New | Miscellaneous | Electric | Pool Pump | E4 | PACT BC Ratio | 0 | 0 | 0 | 0 | 0 | 0 | 0 | 0 | 0 | 0 | 0 | 0 | 0 | 0 | 0 | 0 | 0 | 0 | 0 | 0 | 0 | 0 | 0 | 0 | 0 | 0 | 0 | 0 | 0 | 0
F3_Commercial_College_New_Miscellaneous_Electric_Pool Pump_E5 | F3 | Commercial | College | New | Miscellaneous | Electric | Pool Pump | E5 | PACT BC Ratio | 0 | 0 | 0 | 0 | 0 | 0 | 0 | 0 | 0 | 0 | 0 | 0 | 0 | 0 | 0 | 0 | 0 | 0 | 0 | 0 | 0 | 0 | 0 | 0 | 0 | 0 | 0 | 0 | 0 | 0
F3_Commercial_College_New_Miscellaneous_Electric_Pool Pump_E6 | F3 | Commercial | College | New | Miscellaneous | Electric | Pool Pump | E6 | PACT BC Ratio | 0 | 0 | 0 | 0 | 0 | 0 | 0 | 0 | 0 | 0 | 0 | 0 | 0 | 0 | 0 | 0 | 0 | 0 | 0 | 0 | 0 | 0 | 0 | 0 | 0 | 0 | 0 | 0 | 0 | 0
F3_Commercial_College_New_Miscellaneous_Electric_Pool Pump_E7 | F3 | Commercial | College | New | Miscellaneous | Electric | Pool Pump | E7 | PACT BC Ratio | 0 | 0 | 0 | 0 | 0 | 0 | 0 | 0 | 0 | 0 | 0 | 0 | 0 | 0 | 0 | 0 | 0 | 0 | 0 | 0 | 0 | 0 | 0 | 0 | 0 | 0 | 0 | 0 | 0 | 0
F3_Commercial_College_New_Miscellaneous_Electric_Pool Pump_E8 | F3 | Commercial | College | New | Miscellaneous | Electric | Pool Pump | E8 | PACT BC Ratio | 0 | 0 | 0 | 0 | 0 | 0 | 0 | 0 | 0 | 0 | 0 | 0 | 0 | 0 | 0 | 0 | 0 | 0 | 0 | 0 | 0 | 0 | 0 | 0 | 0 | 0 | 0 | 0 | 0 | 0
F3_Commercial_College_New_Miscellaneous_Electric_Pool Pump_E9 | F3 | Commercial | College | New | Miscellaneous | Electric | Pool Pump | E9 | PACT BC Ratio | 0 | 0 | 0 | 0 | 0 | 0 | 0 | 0 | 0 | 0 | 0 | 0 | 0 | 0 | 0 | 0 | 0 | 0 | 0 | 0 | 0 | 0 | 0 | 0 | 0 | 0 | 0 | 0 | 0 | 0
F3_Commercial_College_New_Miscellaneous_Electric_Pool Pump_E10 | F3 | Commercial | College | New | Miscellaneous | Electric | Pool Pump | E10 | PACT BC Ratio | 0 | 0 | 0 | 0 | 0 | 0 | 0 | 0 | 0 | 0 | 0 | 0 | 0 | 0 | 0 | 0 | 0 | 0 | 0 | 0 | 0 | 0 | 0 | 0 | 0 | 0 | 0 | 0 | 0 | 0
F4_Commercial_College_New_Miscellaneous_Electric_Pool Pump_E1 | F4 | Commercial | College | New | Miscellaneous | Electric | Pool Pump | E1 | RVT BC Ratio | 0 | 0 | 0 | 0 | 0 | 0 | 0 | 0 | 0 | 0 | 0 | 0 | 0 | 0 | 0 | 0 | 0 | 0 | 0 | 0 | 0 | 0 | 0 | 0 | 0 | 0 | 0 | 0 | 0 | 0
F4_Commercial_College_New_Miscellaneous_Electric_Pool Pump_E2 | F4 | Commercial | College | New | Miscellaneous | Electric | Pool Pump | E2 | RVT BC Ratio | 0 | 0 | 0 | 0 | 0 | 0 | 0 | 0 | 0 | 0 | 0 | 0 | 0 | 0 | 0 | 0 | 0 | 0 | 0 | 0 | 0 | 0 | 0 | 0 | 0 | 0 | 0 | 0 | 0 | 0
F4_Commercial_College_New_Miscellaneous_Electric_Pool Pump_E3 | F4 | Commercial | College | New | Miscellaneous | Electric | Pool Pump | E3 | RVT BC Ratio | 0 | 0 | 0 | 0 | 0 | 0 | 0 | 0 | 0 | 0 | 0 | 0 | 0 | 0 | 0 | 0 | 0 | 0 | 0 | 0 | 0 | 0 | 0 | 0 | 0 | 0 | 0 | 0 | 0 | 0
F4_Commercial_College_New_Miscellaneous_Electric_Pool Pump_E4 | F4 | Commercial | College | New | Miscellaneous | Electric | Pool Pump | E4 | RVT BC Ratio | 0 | 0 | 0 | 0 | 0 | 0 | 0 | 0 | 0 | 0 | 0 | 0 | 0 | 0 | 0 | 0 | 0 | 0 | 0 | 0 | 0 | 0 | 0 | 0 | 0 | 0 | 0 | 0 | 0 | 0
F4_Commercial_College_New_Miscellaneous_Electric_Pool Pump_E5 | F4 | Commercial | College | New | Miscellaneous | Electric | Pool Pump | E5 | RVT BC Ratio | 0 | 0 | 0 | 0 | 0 | 0 | 0 | 0 | 0 | 0 | 0 | 0 | 0 | 0 | 0 | 0 | 0 | 0 | 0 | 0 | 0 | 0 | 0 | 0 | 0 | 0 | 0 | 0 | 0 | 0
F4_Commercial_College_New_Miscellaneous_Electric_Pool Pump_E6 | F4 | Commercial | College | New | Miscellaneous | Electric | Pool Pump | E6 | RVT BC Ratio | 0 | 0 | 0 | 0 | 0 | 0 | 0 | 0 | 0 | 0 | 0 | 0 | 0 | 0 | 0 | 0 | 0 | 0 | 0 | 0 | 0 | 0 | 0 | 0 | 0 | 0 | 0 | 0 | 0 | 0
F4_Commercial_College_New_Miscellaneous_Electric_Pool Pump_E7 | F4 | Commercial | College | New | Miscellaneous | Electric | Pool Pump | E7 | RVT BC Ratio | 0 | 0 | 0 | 0 | 0 | 0 | 0 | 0 | 0 | 0 | 0 | 0 | 0 | 0 | 0 | 0 | 0 | 0 | 0 | 0 | 0 | 0 | 0 | 0 | 0 | 0 | 0 | 0 | 0 | 0
F4_Commercial_College_New_Miscellaneous_Electric_Pool Pump_E8 | F4 | Commercial | College | New | Miscellaneous | Electric | Pool Pump | E8 | RVT BC Ratio | 0 | 0 | 0 | 0 | 0 | 0 | 0 | 0 | 0 | 0 | 0 | 0 | 0 | 0 | 0 | 0 | 0 | 0 | 0 | 0 | 0 | 0 | 0 | 0 | 0 | 0 | 0 | 0 | 0 | 0
F4_Commercial_College_New_Miscellaneous_Electric_Pool Pump_E9 | F4 | Commercial | College | New | Miscellaneous | Electric | Pool Pump | E9 | RVT BC Ratio | 0 | 0 | 0 | 0 | 0 | 0 | 0 | 0 | 0 | 0 | 0 | 0 | 0 | 0 | 0 | 0 | 0 | 0 | 0 | 0 | 0 | 0 | 0 | 0 | 0 | 0 | 0 | 0 | 0 | 0
F4_Commercial_College_New_Miscellaneous_Electric_Pool Pump_E10 | F4 | Commercial | College | New | Miscellaneous | Electric | Pool Pump | E10 | RVT BC Ratio | 0 | 0 | 0 | 0 | 0 | 0 | 0 | 0 | 0 | 0 | 0 | 0 | 0 | 0 | 0 | 0 | 0 | 0 | 0 | 0 | 0 | 0 | 0 | 0 | 0 | 0 | 0 | 0 | 0 | 0
F5_Commercial_College_New_Miscellaneous_Electric_Pool Pump_E1 | F5 | Commercial | College | New | Miscellaneous | Electric | Pool Pump | E1 | RIM BC Ratio | 0 | 0 | 0 | 0 | 0 | 0 | 0 | 0 | 0 | 0 | 0 | 0 | 0 | 0 | 0 | 0 | 0 | 0 | 0 | 0 | 0 | 0 | 0 | 0 | 0 | 0 | 0 | 0 | 0 | 0
F5_Commercial_College_New_Miscellaneous_Electric_Pool Pump_E2 | F5 | Commercial | College | New | Miscellaneous | Electric | Pool Pump | E2 | RIM BC Ratio | 0 | 0 | 0 | 0 | 0 | 0 | 0 | 0 | 0 | 0 | 0 | 0 | 0 | 0 | 0 | 0 | 0 | 0 | 0 | 0 | 0 | 0 | 0 | 0 | 0 | 0 | 0 | 0 | 0 | 0
F5_Commercial_College_New_Miscellaneous_Electric_Pool Pump_E3 | F5 | Commercial | College | New | Miscellaneous | Electric | Pool Pump | E3 | RIM BC Ratio | 0 | 0 | 0 | 0 | 0 | 0 | 0 | 0 | 0 | 0 | 0 | 0 | 0 | 0 | 0 | 0 | 0 | 0 | 0 | 0 | 0 | 0 | 0 | 0 | 0 | 0 | 0 | 0 | 0 | 0
F5_Commercial_College_New_Miscellaneous_Electric_Pool Pump_E4 | F5 | Commercial | College | New | Miscellaneous | Electric | Pool Pump | E4 | RIM BC Ratio | 0 | 0 | 0 | 0 | 0 | 0 | 0 | 0 | 0 | 0 | 0 | 0 | 0 | 0 | 0 | 0 | 0 | 0 | 0 | 0 | 0 | 0 | 0 | 0 | 0 | 0 | 0 | 0 | 0 | 0
F5_Commercial_College_New_Miscellaneous_Electric_Pool Pump_E5 | F5 | Commercial | College | New | Miscellaneous | Electric | Pool Pump | E5 | RIM BC Ratio | 0 | 0 | 0 | 0 | 0 | 0 | 0 | 0 | 0 | 0 | 0 | 0 | 0 | 0 | 0 | 0 | 0 | 0 | 0 | 0 | 0 | 0 | 0 | 0 | 0 | 0 | 0 | 0 | 0 | 0
F5_Commercial_College_New_Miscellaneous_Electric_Pool Pump_E6 | F5 | Commercial | College | New | Miscellaneous | Electric | Pool Pump | E6 | RIM BC Ratio | 0 | 0 | 0 | 0 | 0 | 0 | 0 | 0 | 0 | 0 | 0 | 0 | 0 | 0 | 0 | 0 | 0 | 0 | 0 | 0 | 0 | 0 | 0 | 0 | 0 | 0 | 0 | 0 | 0 | 0
F5_Commercial_College_New_Miscellaneous_Electric_Pool Pump_E7 | F5 | Commercial | College | New | Miscellaneous | Electric | Pool Pump | E7 | RIM BC Ratio | 0 | 0 | 0 | 0 | 0 | 0 | 0 | 0 | 0 | 0 | 0 | 0 | 0 | 0 | 0 | 0 | 0 | 0 | 0 | 0 | 0 | 0 | 0 | 0 | 0 | 0 | 0 | 0 | 0 | 0
F5_Commercial_College_New_Miscellaneous_Electric_Pool Pump_E8 | F5 | Commercial | College | New | Miscellaneous | Electric | Pool Pump | E8 | RIM BC Ratio | 0 | 0 | 0 | 0 | 0 | 0 | 0 | 0 | 0 | 0 | 0 | 0 | 0 | 0 | 0 | 0 | 0 | 0 | 0 | 0 | 0 | 0 | 0 | 0 | 0 | 0 | 0 | 0 | 0 | 0
F5_Commercial_College_New_Miscellaneous_Electric_Pool Pump_E9 | F5 | Commercial | College | New | Miscellaneous | Electric | Pool Pump | E9 | RIM BC Ratio | 0 | 0 | 0 | 0 | 0 | 0 | 0 | 0 | 0 | 0 | 0 | 0 | 0 | 0 | 0 | 0 | 0 | 0 | 0 | 0 | 0 | 0 | 0 | 0 | 0 | 0 | 0 | 0 | 0 | 0
F5_Commercial_College_New_Miscellaneous_Electric_Pool Pump_E10 | F5 | Commercial | College | New | Miscellaneous | Electric | Pool Pump | E10 | RIM BC Ratio | 0 | 0 | 0 | 0 | 0 | 0 | 0 | 0 | 0 | 0 | 0 | 0 | 0 | 0 | 0 | 0 | 0 | 0 | 0 | 0 | 0 | 0 | 0 | 0 | 0 | 0 | 0 | 0 | 0 | 0
F0_Commercial_College_New_Miscellaneous_Electric_Pool Heater_E0 | F0 | Commercial | College | New | Miscellaneous | Electric | Pool Heater | E0 | Economic Unit | 0 | 0 | 0 | 0 | 0 | 0 | 0 | 0 | 0 | 0 | 0 | 0 | 0 | 0 | 0 | 0 | 0 | 0 | 0 | 0 | 0 | 0 | 0 | 0 | 0 | 0 | 0 | 0 | 0 | 0
F1_Commercial_College_New_Miscellaneous_Electric_Pool Heater_E1 | F1 | Commercial | College | New | Miscellaneous | Electric | Pool Heater | E1 | CCE | 0 | 0 | 0 | 0 | 0 | 0 | 0 | 0 | 0 | 0 | 0 | 0 | 0 | 0 | 0 | 0 | 0 | 0 | 0 | 0 | 0 | 0 | 0 | 0 | 0 | 0 | 0 | 0 | 0 | 0
F1_Commercial_College_New_Miscellaneous_Electric_Pool Heater_E2 | F1 | Commercial | College | New | Miscellaneous | Electric | Pool Heater | E2 | CCE | 0 | 0 | 0 | 0 | 0 | 0 | 0 | 0 | 0 | 0 | 0 | 0 | 0 | 0 | 0 | 0 | 0 | 0 | 0 | 0 | 0 | 0 | 0 | 0 | 0 | 0 | 0 | 0 | 0 | 0
F1_Commercial_College_New_Miscellaneous_Electric_Pool Heater_E3 | F1 | Commercial | College | New | Miscellaneous | Electric | Pool Heater | E3 | CCE | 0 | 0 | 0 | 0 | 0 | 0 | 0 | 0 | 0 | 0 | 0 | 0 | 0 | 0 | 0 | 0 | 0 | 0 | 0 | 0 | 0 | 0 | 0 | 0 | 0 | 0 | 0 | 0 | 0 | 0
F1_Commercial_College_New_Miscellaneous_Electric_Pool Heater_E4 | F1 | Commercial | College | New | Miscellaneous | Electric | Pool Heater | E4 | CCE | 0 | 0 | 0 | 0 | 0 | 0 | 0 | 0 | 0 | 0 | 0 | 0 | 0 | 0 | 0 | 0 | 0 | 0 | 0 | 0 | 0 | 0 | 0 | 0 | 0 | 0 | 0 | 0 | 0 | 0
F1_Commercial_College_New_Miscellaneous_Electric_Pool Heater_E5 | F1 | Commercial | College | New | Miscellaneous | Electric | Pool Heater | E5 | CCE | 0 | 0 | 0 | 0 | 0 | 0 | 0 | 0 | 0 | 0 | 0 | 0 | 0 | 0 | 0 | 0 | 0 | 0 | 0 | 0 | 0 | 0 | 0 | 0 | 0 | 0 | 0 | 0 | 0 | 0
F1_Commercial_College_New_Miscellaneous_Electric_Pool Heater_E6 | F1 | Commercial | College | New | Miscellaneous | Electric | Pool Heater | E6 | CCE | 0 | 0 | 0 | 0 | 0 | 0 | 0 | 0 | 0 | 0 | 0 | 0 | 0 | 0 | 0 | 0 | 0 | 0 | 0 | 0 | 0 | 0 | 0 | 0 | 0 | 0 | 0 | 0 | 0 | 0
F1_Commercial_College_New_Miscellaneous_Electric_Pool Heater_E7 | F1 | Commercial | College | New | Miscellaneous | Electric | Pool Heater | E7 | CCE | 0 | 0 | 0 | 0 | 0 | 0 | 0 | 0 | 0 | 0 | 0 | 0 | 0 | 0 | 0 | 0 | 0 | 0 | 0 | 0 | 0 | 0 | 0 | 0 | 0 | 0 | 0 | 0 | 0 | 0
F1_Commercial_College_New_Miscellaneous_Electric_Pool Heater_E8 | F1 | Commercial | College | New | Miscellaneous | Electric | Pool Heater | E8 | CCE | 0 | 0 | 0 | 0 | 0 | 0 | 0 | 0 | 0 | 0 | 0 | 0 | 0 | 0 | 0 | 0 | 0 | 0 | 0 | 0 | 0 | 0 | 0 | 0 | 0 | 0 | 0 | 0 | 0 | 0
F1_Commercial_College_New_Miscellaneous_Electric_Pool Heater_E9 | F1 | Commercial | College | New | Miscellaneous | Electric | Pool Heater | E9 | CCE | 0 | 0 | 0 | 0 | 0 | 0 | 0 | 0 | 0 | 0 | 0 | 0 | 0 | 0 | 0 | 0 | 0 | 0 | 0 | 0 | 0 | 0 | 0 | 0 | 0 | 0 | 0 | 0 | 0 | 0
F1_Commercial_College_New_Miscellaneous_Electric_Pool Heater_E10 | F1 | Commercial | College | New | Miscellaneous | Electric | Pool Heater | E10 | CCE | 0 | 0 | 0 | 0 | 0 | 0 | 0 | 0 | 0 | 0 | 0 | 0 | 0 | 0 | 0 | 0 | 0 | 0 | 0 | 0 | 0 | 0 | 0 | 0 | 0 | 0 | 0 | 0 | 0 | 0
F2_Commercial_College_New_Miscellaneous_Electric_Pool Heater_E1 | F2 | Commercial | College | New | Miscellaneous | Electric | Pool Heater | E1 | TRC BC Ratio | 0 | 0 | 0 | 0 | 0 | 0 | 0 | 0 | 0 | 0 | 0 | 0 | 0 | 0 | 0 | 0 | 0 | 0 | 0 | 0 | 0 | 0 | 0 | 0 | 0 | 0 | 0 | 0 | 0 | 0
F2_Commercial_College_New_Miscellaneous_Electric_Pool Heater_E2 | F2 | Commercial | College | New | Miscellaneous | Electric | Pool Heater | E2 | TRC BC Ratio | 0 | 0 | 0 | 0 | 0 | 0 | 0 | 0 | 0 | 0 | 0 | 0 | 0 | 0 | 0 | 0 | 0 | 0 | 0 | 0 | 0 | 0 | 0 | 0 | 0 | 0 | 0 | 0 | 0 | 0
F2_Commercial_College_New_Miscellaneous_Electric_Pool Heater_E3 | F2 | Commercial | College | New | Miscellaneous | Electric | Pool Heater | E3 | TRC BC Ratio | 0 | 0 | 0 | 0 | 0 | 0 | 0 | 0 | 0 | 0 | 0 | 0 | 0 | 0 | 0 | 0 | 0 | 0 | 0 | 0 | 0 | 0 | 0 | 0 | 0 | 0 | 0 | 0 | 0 | 0
F2_Commercial_College_New_Miscellaneous_Electric_Pool Heater_E4 | F2 | Commercial | College | New | Miscellaneous | Electric | Pool Heater | E4 | TRC BC Ratio | 0 | 0 | 0 | 0 | 0 | 0 | 0 | 0 | 0 | 0 | 0 | 0 | 0 | 0 | 0 | 0 | 0 | 0 | 0 | 0 | 0 | 0 | 0 | 0 | 0 | 0 | 0 | 0 | 0 | 0
F2_Commercial_College_New_Miscellaneous_Electric_Pool Heater_E5 | F2 | Commercial | College | New | Miscellaneous | Electric | Pool Heater | E5 | TRC BC Ratio | 0 | 0 | 0 | 0 | 0 | 0 | 0 | 0 | 0 | 0 | 0 | 0 | 0 | 0 | 0 | 0 | 0 | 0 | 0 | 0 | 0 | 0 | 0 | 0 | 0 | 0 | 0 | 0 | 0 | 0
F2_Commercial_College_New_Miscellaneous_Electric_Pool Heater_E6 | F2 | Commercial | College | New | Miscellaneous | Electric | Pool Heater | E6 | TRC BC Ratio | 0 | 0 | 0 | 0 | 0 | 0 | 0 | 0 | 0 | 0 | 0 | 0 | 0 | 0 | 0 | 0 | 0 | 0 | 0 | 0 | 0 | 0 | 0 | 0 | 0 | 0 | 0 | 0 | 0 | 0
F2_Commercial_College_New_Miscellaneous_Electric_Pool Heater_E7 | F2 | Commercial | College | New | Miscellaneous | Electric | Pool Heater | E7 | TRC BC Ratio | 0 | 0 | 0 | 0 | 0 | 0 | 0 | 0 | 0 | 0 | 0 | 0 | 0 | 0 | 0 | 0 | 0 | 0 | 0 | 0 | 0 | 0 | 0 | 0 | 0 | 0 | 0 | 0 | 0 | 0
F2_Commercial_College_New_Miscellaneous_Electric_Pool Heater_E8 | F2 | Commercial | College | New | Miscellaneous | Electric | Pool Heater | E8 | TRC BC Ratio | 0 | 0 | 0 | 0 | 0 | 0 | 0 | 0 | 0 | 0 | 0 | 0 | 0 | 0 | 0 | 0 | 0 | 0 | 0 | 0 | 0 | 0 | 0 | 0 | 0 | 0 | 0 | 0 | 0 | 0
F2_Commercial_College_New_Miscellaneous_Electric_Pool Heater_E9 | F2 | Commercial | College | New | Miscellaneous | Electric | Pool Heater | E9 | TRC BC Ratio | 0 | 0 | 0 | 0 | 0 | 0 | 0 | 0 | 0 | 0 | 0 | 0 | 0 | 0 | 0 | 0 | 0 | 0 | 0 | 0 | 0 | 0 | 0 | 0 | 0 | 0 | 0 | 0 | 0 | 0
F2_Commercial_College_New_Miscellaneous_Electric_Pool Heater_E10 | F2 | Commercial | College | New | Miscellaneous | Electric | Pool Heater | E10 | TRC BC Ratio | 0 | 0 | 0 | 0 | 0 | 0 | 0 | 0 | 0 | 0 | 0 | 0 | 0 | 0 | 0 | 0 | 0 | 0 | 0 | 0 | 0 | 0 | 0 | 0 | 0 | 0 | 0 | 0 | 0 | 0
F3_Commercial_College_New_Miscellaneous_Electric_Pool Heater_E1 | F3 | Commercial | College | New | Miscellaneous | Electric | Pool Heater | E1 | PACT BC Ratio | 0 | 0 | 0 | 0 | 0 | 0 | 0 | 0 | 0 | 0 | 0 | 0 | 0 | 0 | 0 | 0 | 0 | 0 | 0 | 0 | 0 | 0 | 0 | 0 | 0 | 0 | 0 | 0 | 0 | 0
F3_Commercial_College_New_Miscellaneous_Electric_Pool Heater_E2 | F3 | Commercial | College | New | Miscellaneous | Electric | Pool Heater | E2 | PACT BC Ratio | 0 | 0 | 0 | 0 | 0 | 0 | 0 | 0 | 0 | 0 | 0 | 0 | 0 | 0 | 0 | 0 | 0 | 0 | 0 | 0 | 0 | 0 | 0 | 0 | 0 | 0 | 0 | 0 | 0 | 0
F3_Commercial_College_New_Miscellaneous_Electric_Pool Heater_E3 | F3 | Commercial | College | New | Miscellaneous | Electric | Pool Heater | E3 | PACT BC Ratio | 0 | 0 | 0 | 0 | 0 | 0 | 0 | 0 | 0 | 0 | 0 | 0 | 0 | 0 | 0 | 0 | 0 | 0 | 0 | 0 | 0 | 0 | 0 | 0 | 0 | 0 | 0 | 0 | 0 | 0
F3_Commercial_College_New_Miscellaneous_Electric_Pool Heater_E4 | F3 | Commercial | College | New | Miscellaneous | Electric | Pool Heater | E4 | PACT BC Ratio | 0 | 0 | 0 | 0 | 0 | 0 | 0 | 0 | 0 | 0 | 0 | 0 | 0 | 0 | 0 | 0 | 0 | 0 | 0 | 0 | 0 | 0 | 0 | 0 | 0 | 0 | 0 | 0 | 0 | 0
F3_Commercial_College_New_Miscellaneous_Electric_Pool Heater_E5 | F3 | Commercial | College | New | Miscellaneous | Electric | Pool Heater | E5 | PACT BC Ratio | 0 | 0 | 0 | 0 | 0 | 0 | 0 | 0 | 0 | 0 | 0 | 0 | 0 | 0 | 0 | 0 | 0 | 0 | 0 | 0 | 0 | 0 | 0 | 0 | 0 | 0 | 0 | 0 | 0 | 0
F3_Commercial_College_New_Miscellaneous_Electric_Pool Heater_E6 | F3 | Commercial | College | New | Miscellaneous | Electric | Pool Heater | E6 | PACT BC Ratio | 0 | 0 | 0 | 0 | 0 | 0 | 0 | 0 | 0 | 0 | 0 | 0 | 0 | 0 | 0 | 0 | 0 | 0 | 0 | 0 | 0 | 0 | 0 | 0 | 0 | 0 | 0 | 0 | 0 | 0
F3_Commercial_College_New_Miscellaneous_Electric_Pool Heater_E7 | F3 | Commercial | College | New | Miscellaneous | Electric | Pool Heater | E7 | PACT BC Ratio | 0 | 0 | 0 | 0 | 0 | 0 | 0 | 0 | 0 | 0 | 0 | 0 | 0 | 0 | 0 | 0 | 0 | 0 | 0 | 0 | 0 | 0 | 0 | 0 | 0 | 0 | 0 | 0 | 0 | 0
F3_Commercial_College_New_Miscellaneous_Electric_Pool Heater_E8 | F3 | Commercial | College | New | Miscellaneous | Electric | Pool Heater | E8 | PACT BC Ratio | 0 | 0 | 0 | 0 | 0 | 0 | 0 | 0 | 0 | 0 | 0 | 0 | 0 | 0 | 0 | 0 | 0 | 0 | 0 | 0 | 0 | 0 | 0 | 0 | 0 | 0 | 0 | 0 | 0 | 0
F3_Commercial_College_New_Miscellaneous_Electric_Pool Heater_E9 | F3 | Commercial | College | New | Miscellaneous | Electric | Pool Heater | E9 | PACT BC Ratio | 0 | 0 | 0 | 0 | 0 | 0 | 0 | 0 | 0 | 0 | 0 | 0 | 0 | 0 | 0 | 0 | 0 | 0 | 0 | 0 | 0 | 0 | 0 | 0 | 0 | 0 | 0 | 0 | 0 | 0
F3_Commercial_College_New_Miscellaneous_Electric_Pool Heater_E10 | F3 | Commercial | College | New | Miscellaneous | Electric | Pool Heater | E10 | PACT BC Ratio | 0 | 0 | 0 | 0 | 0 | 0 | 0 | 0 | 0 | 0 | 0 | 0 | 0 | 0 | 0 | 0 | 0 | 0 | 0 | 0 | 0 | 0 | 0 | 0 | 0 | 0 | 0 | 0 | 0 | 0
F4_Commercial_College_New_Miscellaneous_Electric_Pool Heater_E1 | F4 | Commercial | College | New | Miscellaneous | Electric | Pool Heater | E1 | RVT BC Ratio | 0 | 0 | 0 | 0 | 0 | 0 | 0 | 0 | 0 | 0 | 0 | 0 | 0 | 0 | 0 | 0 | 0 | 0 | 0 | 0 | 0 | 0 | 0 | 0 | 0 | 0 | 0 | 0 | 0 | 0
F4_Commercial_College_New_Miscellaneous_Electric_Pool Heater_E2 | F4 | Commercial | College | New | Miscellaneous | Electric | Pool Heater | E2 | RVT BC Ratio | 0 | 0 | 0 | 0 | 0 | 0 | 0 | 0 | 0 | 0 | 0 | 0 | 0 | 0 | 0 | 0 | 0 | 0 | 0 | 0 | 0 | 0 | 0 | 0 | 0 | 0 | 0 | 0 | 0 | 0
F4_Commercial_College_New_Miscellaneous_Electric_Pool Heater_E3 | F4 | Commercial | College | New | Miscellaneous | Electric | Pool Heater | E3 | RVT BC Ratio | 0 | 0 | 0 | 0 | 0 | 0 | 0 | 0 | 0 | 0 | 0 | 0 | 0 | 0 | 0 | 0 | 0 | 0 | 0 | 0 | 0 | 0 | 0 | 0 | 0 | 0 | 0 | 0 | 0 | 0
F4_Commercial_College_New_Miscellaneous_Electric_Pool Heater_E4 | F4 | Commercial | College | New | Miscellaneous | Electric | Pool Heater | E4 | RVT BC Ratio | 0 | 0 | 0 | 0 | 0 | 0 | 0 | 0 | 0 | 0 | 0 | 0 | 0 | 0 | 0 | 0 | 0 | 0 | 0 | 0 | 0 | 0 | 0 | 0 | 0 | 0 | 0 | 0 | 0 | 0
F4_Commercial_College_New_Miscellaneous_Electric_Pool Heater_E5 | F4 | Commercial | College | New | Miscellaneous | Electric | Pool Heater | E5 | RVT BC Ratio | 0 | 0 | 0 | 0 | 0 | 0 | 0 | 0 | 0 | 0 | 0 | 0 | 0 | 0 | 0 | 0 | 0 | 0 | 0 | 0 | 0 | 0 | 0 | 0 | 0 | 0 | 0 | 0 | 0 | 0
F4_Commercial_College_New_Miscellaneous_Electric_Pool Heater_E6 | F4 | Commercial | College | New | Miscellaneous | Electric | Pool Heater | E6 | RVT BC Ratio | 0 | 0 | 0 | 0 | 0 | 0 | 0 | 0 | 0 | 0 | 0 | 0 | 0 | 0 | 0 | 0 | 0 | 0 | 0 | 0 | 0 | 0 | 0 | 0 | 0 | 0 | 0 | 0 | 0 | 0
F4_Commercial_College_New_Miscellaneous_Electric_Pool Heater_E7 | F4 | Commercial | College | New | Miscellaneous | Electric | Pool Heater | E7 | RVT BC Ratio | 0 | 0 | 0 | 0 | 0 | 0 | 0 | 0 | 0 | 0 | 0 | 0 | 0 | 0 | 0 | 0 | 0 | 0 | 0 | 0 | 0 | 0 | 0 | 0 | 0 | 0 | 0 | 0 | 0 | 0
F4_Commercial_College_New_Miscellaneous_Electric_Pool Heater_E8 | F4 | Commercial | College | New | Miscellaneous | Electric | Pool Heater | E8 | RVT BC Ratio | 0 | 0 | 0 | 0 | 0 | 0 | 0 | 0 | 0 | 0 | 0 | 0 | 0 | 0 | 0 | 0 | 0 | 0 | 0 | 0 | 0 | 0 | 0 | 0 | 0 | 0 | 0 | 0 | 0 | 0
F4_Commercial_College_New_Miscellaneous_Electric_Pool Heater_E9 | F4 | Commercial | College | New | Miscellaneous | Electric | Pool Heater | E9 | RVT BC Ratio | 0 | 0 | 0 | 0 | 0 | 0 | 0 | 0 | 0 | 0 | 0 | 0 | 0 | 0 | 0 | 0 | 0 | 0 | 0 | 0 | 0 | 0 | 0 | 0 | 0 | 0 | 0 | 0 | 0 | 0
F4_Commercial_College_New_Miscellaneous_Electric_Pool Heater_E10 | F4 | Commercial | College | New | Miscellaneous | Electric | Pool Heater | E10 | RVT BC Ratio | 0 | 0 | 0 | 0 | 0 | 0 | 0 | 0 | 0 | 0 | 0 | 0 | 0 | 0 | 0 | 0 | 0 | 0 | 0 | 0 | 0 | 0 | 0 | 0 | 0 | 0 | 0 | 0 | 0 | 0
F5_Commercial_College_New_Miscellaneous_Electric_Pool Heater_E1 | F5 | Commercial | College | New | Miscellaneous | Electric | Pool Heater | E1 | RIM BC Ratio | 0 | 0 | 0 | 0 | 0 | 0 | 0 | 0 | 0 | 0 | 0 | 0 | 0 | 0 | 0 | 0 | 0 | 0 | 0 | 0 | 0 | 0 | 0 | 0 | 0 | 0 | 0 | 0 | 0 | 0
F5_Commercial_College_New_Miscellaneous_Electric_Pool Heater_E2 | F5 | Commercial | College | New | Miscellaneous | Electric | Pool Heater | E2 | RIM BC Ratio | 0 | 0 | 0 | 0 | 0 | 0 | 0 | 0 | 0 | 0 | 0 | 0 | 0 | 0 | 0 | 0 | 0 | 0 | 0 | 0 | 0 | 0 | 0 | 0 | 0 | 0 | 0 | 0 | 0 | 0
F5_Commercial_College_New_Miscellaneous_Electric_Pool Heater_E3 | F5 | Commercial | College | New | Miscellaneous | Electric | Pool Heater | E3 | RIM BC Ratio | 0 | 0 | 0 | 0 | 0 | 0 | 0 | 0 | 0 | 0 | 0 | 0 | 0 | 0 | 0 | 0 | 0 | 0 | 0 | 0 | 0 | 0 | 0 | 0 | 0 | 0 | 0 | 0 | 0 | 0
F5_Commercial_College_New_Miscellaneous_Electric_Pool Heater_E4 | F5 | Commercial | College | New | Miscellaneous | Electric | Pool Heater | E4 | RIM BC Ratio | 0 | 0 | 0 | 0 | 0 | 0 | 0 | 0 | 0 | 0 | 0 | 0 | 0 | 0 | 0 | 0 | 0 | 0 | 0 | 0 | 0 | 0 | 0 | 0 | 0 | 0 | 0 | 0 | 0 | 0
F5_Commercial_College_New_Miscellaneous_Electric_Pool Heater_E5 | F5 | Commercial | College | New | Miscellaneous | Electric | Pool Heater | E5 | RIM BC Ratio | 0 | 0 | 0 | 0 | 0 | 0 | 0 | 0 | 0 | 0 | 0 | 0 | 0 | 0 | 0 | 0 | 0 | 0 | 0 | 0 | 0 | 0 | 0 | 0 | 0 | 0 | 0 | 0 | 0 | 0
F5_Commercial_College_New_Miscellaneous_Electric_Pool Heater_E6 | F5 | Commercial | College | New | Miscellaneous | Electric | Pool Heater | E6 | RIM BC Ratio | 0 | 0 | 0 | 0 | 0 | 0 | 0 | 0 | 0 | 0 | 0 | 0 | 0 | 0 | 0 | 0 | 0 | 0 | 0 | 0 | 0 | 0 | 0 | 0 | 0 | 0 | 0 | 0 | 0 | 0
F5_Commercial_College_New_Miscellaneous_Electric_Pool Heater_E7 | F5 | Commercial | College | New | Miscellaneous | Electric | Pool Heater | E7 | RIM BC Ratio | 0 | 0 | 0 | 0 | 0 | 0 | 0 | 0 | 0 | 0 | 0 | 0 | 0 | 0 | 0 | 0 | 0 | 0 | 0 | 0 | 0 | 0 | 0 | 0 | 0 | 0 | 0 | 0 | 0 | 0
F5_Commercial_College_New_Miscellaneous_Electric_Pool Heater_E8 | F5 | Commercial | College | New | Miscellaneous | Electric | Pool Heater | E8 | RIM BC Ratio | 0 | 0 | 0 | 0 | 0 | 0 | 0 | 0 | 0 | 0 | 0 | 0 | 0 | 0 | 0 | 0 | 0 | 0 | 0 | 0 | 0 | 0 | 0 | 0 | 0 | 0 | 0 | 0 | 0 | 0
F5_Commercial_College_New_Miscellaneous_Electric_Pool Heater_E9 | F5 | Commercial | College | New | Miscellaneous | Electric | Pool Heater | E9 | RIM BC Ratio | 0 | 0 | 0 | 0 | 0 | 0 | 0 | 0 | 0 | 0 | 0 | 0 | 0 | 0 | 0 | 0 | 0 | 0 | 0 | 0 | 0 | 0 | 0 | 0 | 0 | 0 | 0 | 0 | 0 | 0
F5_Commercial_College_New_Miscellaneous_Electric_Pool Heater_E10 | F5 | Commercial | College | New | Miscellaneous | Electric | Pool Heater | E10 | RIM BC Ratio | 0 | 0 | 0 | 0 | 0 | 0 | 0 | 0 | 0 | 0 | 0 | 0 | 0 | 0 | 0 | 0 | 0 | 0 | 0 | 0 | 0 | 0 | 0 | 0 | 0 | 0 | 0 | 0 | 0 | 0
F0_Commercial_College_New_Miscellaneous_Electric_Clothes Washer_E0 | F0 | Commercial | College | New | Miscellaneous | Electric | Clothes Washer | E0 | Economic Unit | 0 | 0 | 0 | 0 | 0 | 0 | 0 | 0 | 0 | 0 | 0 | 0 | 0 | 0 | 0 | 0 | 0 | 0 | 0 | 0 | 0 | 0 | 0 | 0 | 0 | 0 | 0 | 0 | 0 | 0
F1_Commercial_College_New_Miscellaneous_Electric_Clothes Washer_E1 | F1 | Commercial | College | New | Miscellaneous | Electric | Clothes Washer | E1 | CCE | 0 | 0 | 0 | 0 | 0 | 0 | 0 | 0 | 0 | 0 | 0 | 0 | 0 | 0 | 0 | 0 | 0 | 0 | 0 | 0 | 0 | 0 | 0 | 0 | 0 | 0 | 0 | 0 | 0 | 0
F1_Commercial_College_New_Miscellaneous_Electric_Clothes Washer_E2 | F1 | Commercial | College | New | Miscellaneous | Electric | Clothes Washer | E2 | CCE | 0 | 0 | 0 | 0 | 0 | 0 | 0 | 0 | 0 | 0 | 0 | 0 | 0 | 0 | 0 | 0 | 0 | 0 | 0 | 0 | 0 | 0 | 0 | 0 | 0 | 0 | 0 | 0 | 0 | 0
F1_Commercial_College_New_Miscellaneous_Electric_Clothes Washer_E3 | F1 | Commercial | College | New | Miscellaneous | Electric | Clothes Washer | E3 | CCE | 0 | 0 | 0 | 0 | 0 | 0 | 0 | 0 | 0 | 0 | 0 | 0 | 0 | 0 | 0 | 0 | 0 | 0 | 0 | 0 | 0 | 0 | 0 | 0 | 0 | 0 | 0 | 0 | 0 | 0
F1_Commercial_College_New_Miscellaneous_Electric_Clothes Washer_E4 | F1 | Commercial | College | New | Miscellaneous | Electric | Clothes Washer | E4 | CCE | 0 | 0 | 0 | 0 | 0 | 0 | 0 | 0 | 0 | 0 | 0 | 0 | 0 | 0 | 0 | 0 | 0 | 0 | 0 | 0 | 0 | 0 | 0 | 0 | 0 | 0 | 0 | 0 | 0 | 0
F1_Commercial_College_New_Miscellaneous_Electric_Clothes Washer_E5 | F1 | Commercial | College | New | Miscellaneous | Electric | Clothes Washer | E5 | CCE | 0 | 0 | 0 | 0 | 0 | 0 | 0 | 0 | 0 | 0 | 0 | 0 | 0 | 0 | 0 | 0 | 0 | 0 | 0 | 0 | 0 | 0 | 0 | 0 | 0 | 0 | 0 | 0 | 0 | 0
F1_Commercial_College_New_Miscellaneous_Electric_Clothes Washer_E6 | F1 | Commercial | College | New | Miscellaneous | Electric | Clothes Washer | E6 | CCE | 0 | 0 | 0 | 0 | 0 | 0 | 0 | 0 | 0 | 0 | 0 | 0 | 0 | 0 | 0 | 0 | 0 | 0 | 0 | 0 | 0 | 0 | 0 | 0 | 0 | 0 | 0 | 0 | 0 | 0
F1_Commercial_College_New_Miscellaneous_Electric_Clothes Washer_E7 | F1 | Commercial | College | New | Miscellaneous | Electric | Clothes Washer | E7 | CCE | 0 | 0 | 0 | 0 | 0 | 0 | 0 | 0 | 0 | 0 | 0 | 0 | 0 | 0 | 0 | 0 | 0 | 0 | 0 | 0 | 0 | 0 | 0 | 0 | 0 | 0 | 0 | 0 | 0 | 0
F1_Commercial_College_New_Miscellaneous_Electric_Clothes Washer_E8 | F1 | Commercial | College | New | Miscellaneous | Electric | Clothes Washer | E8 | CCE | 0 | 0 | 0 | 0 | 0 | 0 | 0 | 0 | 0 | 0 | 0 | 0 | 0 | 0 | 0 | 0 | 0 | 0 | 0 | 0 | 0 | 0 | 0 | 0 | 0 | 0 | 0 | 0 | 0 | 0
F1_Commercial_College_New_Miscellaneous_Electric_Clothes Washer_E9 | F1 | Commercial | College | New | Miscellaneous | Electric | Clothes Washer | E9 | CCE | 0 | 0 | 0 | 0 | 0 | 0 | 0 | 0 | 0 | 0 | 0 | 0 | 0 | 0 | 0 | 0 | 0 | 0 | 0 | 0 | 0 | 0 | 0 | 0 | 0 | 0 | 0 | 0 | 0 | 0
F1_Commercial_College_New_Miscellaneous_Electric_Clothes Washer_E10 | F1 | Commercial | College | New | Miscellaneous | Electric | Clothes Washer | E10 | CCE | 0 | 0 | 0 | 0 | 0 | 0 | 0 | 0 | 0 | 0 | 0 | 0 | 0 | 0 | 0 | 0 | 0 | 0 | 0 | 0 | 0 | 0 | 0 | 0 | 0 | 0 | 0 | 0 | 0 | 0
F2_Commercial_College_New_Miscellaneous_Electric_Clothes Washer_E1 | F2 | Commercial | College | New | Miscellaneous | Electric | Clothes Washer | E1 | TRC BC Ratio | 0 | 0 | 0 | 0 | 0 | 0 | 0 | 0 | 0 | 0 | 0 | 0 | 0 | 0 | 0 | 0 | 0 | 0 | 0 | 0 | 0 | 0 | 0 | 0 | 0 | 0 | 0 | 0 | 0 | 0
F2_Commercial_College_New_Miscellaneous_Electric_Clothes Washer_E2 | F2 | Commercial | College | New | Miscellaneous | Electric | Clothes Washer | E2 | TRC BC Ratio | 0 | 0 | 0 | 0 | 0 | 0 | 0 | 0 | 0 | 0 | 0 | 0 | 0 | 0 | 0 | 0 | 0 | 0 | 0 | 0 | 0 | 0 | 0 | 0 | 0 | 0 | 0 | 0 | 0 | 0
F2_Commercial_College_New_Miscellaneous_Electric_Clothes Washer_E3 | F2 | Commercial | College | New | Miscellaneous | Electric | Clothes Washer | E3 | TRC BC Ratio | 0 | 0 | 0 | 0 | 0 | 0 | 0 | 0 | 0 | 0 | 0 | 0 | 0 | 0 | 0 | 0 | 0 | 0 | 0 | 0 | 0 | 0 | 0 | 0 | 0 | 0 | 0 | 0 | 0 | 0
F2_Commercial_College_New_Miscellaneous_Electric_Clothes Washer_E4 | F2 | Commercial | College | New | Miscellaneous | Electric | Clothes Washer | E4 | TRC BC Ratio | 0 | 0 | 0 | 0 | 0 | 0 | 0 | 0 | 0 | 0 | 0 | 0 | 0 | 0 | 0 | 0 | 0 | 0 | 0 | 0 | 0 | 0 | 0 | 0 | 0 | 0 | 0 | 0 | 0 | 0
F2_Commercial_College_New_Miscellaneous_Electric_Clothes Washer_E5 | F2 | Commercial | College | New | Miscellaneous | Electric | Clothes Washer | E5 | TRC BC Ratio | 0 | 0 | 0 | 0 | 0 | 0 | 0 | 0 | 0 | 0 | 0 | 0 | 0 | 0 | 0 | 0 | 0 | 0 | 0 | 0 | 0 | 0 | 0 | 0 | 0 | 0 | 0 | 0 | 0 | 0
F2_Commercial_College_New_Miscellaneous_Electric_Clothes Washer_E6 | F2 | Commercial | College | New | Miscellaneous | Electric | Clothes Washer | E6 | TRC BC Ratio | 0 | 0 | 0 | 0 | 0 | 0 | 0 | 0 | 0 | 0 | 0 | 0 | 0 | 0 | 0 | 0 | 0 | 0 | 0 | 0 | 0 | 0 | 0 | 0 | 0 | 0 | 0 | 0 | 0 | 0
F2_Commercial_College_New_Miscellaneous_Electric_Clothes Washer_E7 | F2 | Commercial | College | New | Miscellaneous | Electric | Clothes Washer | E7 | TRC BC Ratio | 0 | 0 | 0 | 0 | 0 | 0 | 0 | 0 | 0 | 0 | 0 | 0 | 0 | 0 | 0 | 0 | 0 | 0 | 0 | 0 | 0 | 0 | 0 | 0 | 0 | 0 | 0 | 0 | 0 | 0
F2_Commercial_College_New_Miscellaneous_Electric_Clothes Washer_E8 | F2 | Commercial | College | New | Miscellaneous | Electric | Clothes Washer | E8 | TRC BC Ratio | 0 | 0 | 0 | 0 | 0 | 0 | 0 | 0 | 0 | 0 | 0 | 0 | 0 | 0 | 0 | 0 | 0 | 0 | 0 | 0 | 0 | 0 | 0 | 0 | 0 | 0 | 0 | 0 | 0 | 0
F2_Commercial_College_New_Miscellaneous_Electric_Clothes Washer_E9 | F2 | Commercial | College | New | Miscellaneous | Electric | Clothes Washer | E9 | TRC BC Ratio | 0 | 0 | 0 | 0 | 0 | 0 | 0 | 0 | 0 | 0 | 0 | 0 | 0 | 0 | 0 | 0 | 0 | 0 | 0 | 0 | 0 | 0 | 0 | 0 | 0 | 0 | 0 | 0 | 0 | 0
F2_Commercial_College_New_Miscellaneous_Electric_Clothes Washer_E10 | F2 | Commercial | College | New | Miscellaneous | Electric | Clothes Washer | E10 | TRC BC Ratio | 0 | 0 | 0 | 0 | 0 | 0 | 0 | 0 | 0 | 0 | 0 | 0 | 0 | 0 | 0 | 0 | 0 | 0 | 0 | 0 | 0 | 0 | 0 | 0 | 0 | 0 | 0 | 0 | 0 | 0
F3_Commercial_College_New_Miscellaneous_Electric_Clothes Washer_E1 | F3 | Commercial | College | New | Miscellaneous | Electric | Clothes Washer | E1 | PACT BC Ratio | 0 | 0 | 0 | 0 | 0 | 0 | 0 | 0 | 0 | 0 | 0 | 0 | 0 | 0 | 0 | 0 | 0 | 0 | 0 | 0 | 0 | 0 | 0 | 0 | 0 | 0 | 0 | 0 | 0 | 0
F3_Commercial_College_New_Miscellaneous_Electric_Clothes Washer_E2 | F3 | Commercial | College | New | Miscellaneous | Electric | Clothes Washer | E2 | PACT BC Ratio | 0 | 0 | 0 | 0 | 0 | 0 | 0 | 0 | 0 | 0 | 0 | 0 | 0 | 0 | 0 | 0 | 0 | 0 | 0 | 0 | 0 | 0 | 0 | 0 | 0 | 0 | 0 | 0 | 0 | 0
F3_Commercial_College_New_Miscellaneous_Electric_Clothes Washer_E3 | F3 | Commercial | College | New | Miscellaneous | Electric | Clothes Washer | E3 | PACT BC Ratio | 0 | 0 | 0 | 0 | 0 | 0 | 0 | 0 | 0 | 0 | 0 | 0 | 0 | 0 | 0 | 0 | 0 | 0 | 0 | 0 | 0 | 0 | 0 | 0 | 0 | 0 | 0 | 0 | 0 | 0
F3_Commercial_College_New_Miscellaneous_Electric_Clothes Washer_E4 | F3 | Commercial | College | New | Miscellaneous | Electric | Clothes Washer | E4 | PACT BC Ratio | 0 | 0 | 0 | 0 | 0 | 0 | 0 | 0 | 0 | 0 | 0 | 0 | 0 | 0 | 0 | 0 | 0 | 0 | 0 | 0 | 0 | 0 | 0 | 0 | 0 | 0 | 0 | 0 | 0 | 0
F3_Commercial_College_New_Miscellaneous_Electric_Clothes Washer_E5 | F3 | Commercial | College | New | Miscellaneous | Electric | Clothes Washer | E5 | PACT BC Ratio | 0 | 0 | 0 | 0 | 0 | 0 | 0 | 0 | 0 | 0 | 0 | 0 | 0 | 0 | 0 | 0 | 0 | 0 | 0 | 0 | 0 | 0 | 0 | 0 | 0 | 0 | 0 | 0 | 0 | 0
F3_Commercial_College_New_Miscellaneous_Electric_Clothes Washer_E6 | F3 | Commercial | College | New | Miscellaneous | Electric | Clothes Washer | E6 | PACT BC Ratio | 0 | 0 | 0 | 0 | 0 | 0 | 0 | 0 | 0 | 0 | 0 | 0 | 0 | 0 | 0 | 0 | 0 | 0 | 0 | 0 | 0 | 0 | 0 | 0 | 0 | 0 | 0 | 0 | 0 | 0
F3_Commercial_College_New_Miscellaneous_Electric_Clothes Washer_E7 | F3 | Commercial | College | New | Miscellaneous | Electric | Clothes Washer | E7 | PACT BC Ratio | 0 | 0 | 0 | 0 | 0 | 0 | 0 | 0 | 0 | 0 | 0 | 0 | 0 | 0 | 0 | 0 | 0 | 0 | 0 | 0 | 0 | 0 | 0 | 0 | 0 | 0 | 0 | 0 | 0 | 0
F3_Commercial_College_New_Miscellaneous_Electric_Clothes Washer_E8 | F3 | Commercial | College | New | Miscellaneous | Electric | Clothes Washer | E8 | PACT BC Ratio | 0 | 0 | 0 | 0 | 0 | 0 | 0 | 0 | 0 | 0 | 0 | 0 | 0 | 0 | 0 | 0 | 0 | 0 | 0 | 0 | 0 | 0 | 0 | 0 | 0 | 0 | 0 | 0 | 0 | 0
F3_Commercial_College_New_Miscellaneous_Electric_Clothes Washer_E9 | F3 | Commercial | College | New | Miscellaneous | Electric | Clothes Washer | E9 | PACT BC Ratio | 0 | 0 | 0 | 0 | 0 | 0 | 0 | 0 | 0 | 0 | 0 | 0 | 0 | 0 | 0 | 0 | 0 | 0 | 0 | 0 | 0 | 0 | 0 | 0 | 0 | 0 | 0 | 0 | 0 | 0
F3_Commercial_College_New_Miscellaneous_Electric_Clothes Washer_E10 | F3 | Commercial | College | New | Miscellaneous | Electric | Clothes Washer | E10 | PACT BC Ratio | 0 | 0 | 0 | 0 | 0 | 0 | 0 | 0 | 0 | 0 | 0 | 0 | 0 | 0 | 0 | 0 | 0 | 0 | 0 | 0 | 0 | 0 | 0 | 0 | 0 | 0 | 0 | 0 | 0 | 0
F4_Commercial_College_New_Miscellaneous_Electric_Clothes Washer_E1 | F4 | Commercial | College | New | Miscellaneous | Electric | Clothes Washer | E1 | RVT BC Ratio | 0 | 0 | 0 | 0 | 0 | 0 | 0 | 0 | 0 | 0 | 0 | 0 | 0 | 0 | 0 | 0 | 0 | 0 | 0 | 0 | 0 | 0 | 0 | 0 | 0 | 0 | 0 | 0 | 0 | 0
F4_Commercial_College_New_Miscellaneous_Electric_Clothes Washer_E2 | F4 | Commercial | College | New | Miscellaneous | Electric | Clothes Washer | E2 | RVT BC Ratio | 0 | 0 | 0 | 0 | 0 | 0 | 0 | 0 | 0 | 0 | 0 | 0 | 0 | 0 | 0 | 0 | 0 | 0 | 0 | 0 | 0 | 0 | 0 | 0 | 0 | 0 | 0 | 0 | 0 | 0
F4_Commercial_College_New_Miscellaneous_Electric_Clothes Washer_E3 | F4 | Commercial | College | New | Miscellaneous | Electric | Clothes Washer | E3 | RVT BC Ratio | 0 | 0 | 0 | 0 | 0 | 0 | 0 | 0 | 0 | 0 | 0 | 0 | 0 | 0 | 0 | 0 | 0 | 0 | 0 | 0 | 0 | 0 | 0 | 0 | 0 | 0 | 0 | 0 | 0 | 0
F4_Commercial_College_New_Miscellaneous_Electric_Clothes Washer_E4 | F4 | Commercial | College | New | Miscellaneous | Electric | Clothes Washer | E4 | RVT BC Ratio | 0 | 0 | 0 | 0 | 0 | 0 | 0 | 0 | 0 | 0 | 0 | 0 | 0 | 0 | 0 | 0 | 0 | 0 | 0 | 0 | 0 | 0 | 0 | 0 | 0 | 0 | 0 | 0 | 0 | 0
F4_Commercial_College_New_Miscellaneous_Electric_Clothes Washer_E5 | F4 | Commercial | College | New | Miscellaneous | Electric | Clothes Washer | E5 | RVT BC Ratio | 0 | 0 | 0 | 0 | 0 | 0 | 0 | 0 | 0 | 0 | 0 | 0 | 0 | 0 | 0 | 0 | 0 | 0 | 0 | 0 | 0 | 0 | 0 | 0 | 0 | 0 | 0 | 0 | 0 | 0
F4_Commercial_College_New_Miscellaneous_Electric_Clothes Washer_E6 | F4 | Commercial | College | New | Miscellaneous | Electric | Clothes Washer | E6 | RVT BC Ratio | 0 | 0 | 0 | 0 | 0 | 0 | 0 | 0 | 0 | 0 | 0 | 0 | 0 | 0 | 0 | 0 | 0 | 0 | 0 | 0 | 0 | 0 | 0 | 0 | 0 | 0 | 0 | 0 | 0 | 0
F4_Commercial_College_New_Miscellaneous_Electric_Clothes Washer_E7 | F4 | Commercial | College | New | Miscellaneous | Electric | Clothes Washer | E7 | RVT BC Ratio | 0 | 0 | 0 | 0 | 0 | 0 | 0 | 0 | 0 | 0 | 0 | 0 | 0 | 0 | 0 | 0 | 0 | 0 | 0 | 0 | 0 | 0 | 0 | 0 | 0 | 0 | 0 | 0 | 0 | 0
F4_Commercial_College_New_Miscellaneous_Electric_Clothes Washer_E8 | F4 | Commercial | College | New | Miscellaneous | Electric | Clothes Washer | E8 | RVT BC Ratio | 0 | 0 | 0 | 0 | 0 | 0 | 0 | 0 | 0 | 0 | 0 | 0 | 0 | 0 | 0 | 0 | 0 | 0 | 0 | 0 | 0 | 0 | 0 | 0 | 0 | 0 | 0 | 0 | 0 | 0
F4_Commercial_College_New_Miscellaneous_Electric_Clothes Washer_E9 | F4 | Commercial | College | New | Miscellaneous | Electric | Clothes Washer | E9 | RVT BC Ratio | 0 | 0 | 0 | 0 | 0 | 0 | 0 | 0 | 0 | 0 | 0 | 0 | 0 | 0 | 0 | 0 | 0 | 0 | 0 | 0 | 0 | 0 | 0 | 0 | 0 | 0 | 0 | 0 | 0 | 0
F4_Commercial_College_New_Miscellaneous_Electric_Clothes Washer_E10 | F4 | Commercial | College | New | Miscellaneous | Electric | Clothes Washer | E10 | RVT BC Ratio | 0 | 0 | 0 | 0 | 0 | 0 | 0 | 0 | 0 | 0 | 0 | 0 | 0 | 0 | 0 | 0 | 0 | 0 | 0 | 0 | 0 | 0 | 0 | 0 | 0 | 0 | 0 | 0 | 0 | 0
F5_Commercial_College_New_Miscellaneous_Electric_Clothes Washer_E1 | F5 | Commercial | College | New | Miscellaneous | Electric | Clothes Washer | E1 | RIM BC Ratio | 0 | 0 | 0 | 0 | 0 | 0 | 0 | 0 | 0 | 0 | 0 | 0 | 0 | 0 | 0 | 0 | 0 | 0 | 0 | 0 | 0 | 0 | 0 | 0 | 0 | 0 | 0 | 0 | 0 | 0
F5_Commercial_College_New_Miscellaneous_Electric_Clothes Washer_E2 | F5 | Commercial | College | New | Miscellaneous | Electric | Clothes Washer | E2 | RIM BC Ratio | 0 | 0 | 0 | 0 | 0 | 0 | 0 | 0 | 0 | 0 | 0 | 0 | 0 | 0 | 0 | 0 | 0 | 0 | 0 | 0 | 0 | 0 | 0 | 0 | 0 | 0 | 0 | 0 | 0 | 0
F5_Commercial_College_New_Miscellaneous_Electric_Clothes Washer_E3 | F5 | Commercial | College | New | Miscellaneous | Electric | Clothes Washer | E3 | RIM BC Ratio | 0 | 0 | 0 | 0 | 0 | 0 | 0 | 0 | 0 | 0 | 0 | 0 | 0 | 0 | 0 | 0 | 0 | 0 | 0 | 0 | 0 | 0 | 0 | 0 | 0 | 0 | 0 | 0 | 0 | 0
F5_Commercial_College_New_Miscellaneous_Electric_Clothes Washer_E4 | F5 | Commercial | College | New | Miscellaneous | Electric | Clothes Washer | E4 | RIM BC Ratio | 0 | 0 | 0 | 0 | 0 | 0 | 0 | 0 | 0 | 0 | 0 | 0 | 0 | 0 | 0 | 0 | 0 | 0 | 0 | 0 | 0 | 0 | 0 | 0 | 0 | 0 | 0 | 0 | 0 | 0
F5_Commercial_College_New_Miscellaneous_Electric_Clothes Washer_E5 | F5 | Commercial | College | New | Miscellaneous | Electric | Clothes Washer | E5 | RIM BC Ratio | 0 | 0 | 0 | 0 | 0 | 0 | 0 | 0 | 0 | 0 | 0 | 0 | 0 | 0 | 0 | 0 | 0 | 0 | 0 | 0 | 0 | 0 | 0 | 0 | 0 | 0 | 0 | 0 | 0 | 0
F5_Commercial_College_New_Miscellaneous_Electric_Clothes Washer_E6 | F5 | Commercial | College | New | Miscellaneous | Electric | Clothes Washer | E6 | RIM BC Ratio | 0 | 0 | 0 | 0 | 0 | 0 | 0 | 0 | 0 | 0 | 0 | 0 | 0 | 0 | 0 | 0 | 0 | 0 | 0 | 0 | 0 | 0 | 0 | 0 | 0 | 0 | 0 | 0 | 0 | 0
F5_Commercial_College_New_Miscellaneous_Electric_Clothes Washer_E7 | F5 | Commercial | College | New | Miscellaneous | Electric | Clothes Washer | E7 | RIM BC Ratio | 0 | 0 | 0 | 0 | 0 | 0 | 0 | 0 | 0 | 0 | 0 | 0 | 0 | 0 | 0 | 0 | 0 | 0 | 0 | 0 | 0 | 0 | 0 | 0 | 0 | 0 | 0 | 0 | 0 | 0
F5_Commercial_College_New_Miscellaneous_Electric_Clothes Washer_E8 | F5 | Commercial | College | New | Miscellaneous | Electric | Clothes Washer | E8 | RIM BC Ratio | 0 | 0 | 0 | 0 | 0 | 0 | 0 | 0 | 0 | 0 | 0 | 0 | 0 | 0 | 0 | 0 | 0 | 0 | 0 | 0 | 0 | 0 | 0 | 0 | 0 | 0 | 0 | 0 | 0 | 0
F5_Commercial_College_New_Miscellaneous_Electric_Clothes Washer_E9 | F5 | Commercial | College | New | Miscellaneous | Electric | Clothes Washer | E9 | RIM BC Ratio | 0 | 0 | 0 | 0 | 0 | 0 | 0 | 0 | 0 | 0 | 0 | 0 | 0 | 0 | 0 | 0 | 0 | 0 | 0 | 0 | 0 | 0 | 0 | 0 | 0 | 0 | 0 | 0 | 0 | 0
F5_Commercial_College_New_Miscellaneous_Electric_Clothes Washer_E10 | F5 | Commercial | College | New | Miscellaneous | Electric | Clothes Washer | E10 | RIM BC Ratio | 0 | 0 | 0 | 0 | 0 | 0 | 0 | 0 | 0 | 0 | 0 | 0 | 0 | 0 | 0 | 0 | 0 | 0 | 0 | 0 | 0 | 0 | 0 | 0 | 0 | 0 | 0 | 0 | 0 | 0
F0_Commercial_College_New_Miscellaneous_Electric_Clothes Dryer_E0 | F0 | Commercial | College | New | Miscellaneous | Electric | Clothes Dryer | E0 | Economic Unit | 0 | 0 | 0 | 0 | 0 | 0 | 0 | 0 | 0 | 0 | 0 | 0 | 0 | 0 | 0 | 0 | 0 | 0 | 0 | 0 | 0 | 0 | 0 | 0 | 0 | 0 | 0 | 0 | 0 | 0
F1_Commercial_College_New_Miscellaneous_Electric_Clothes Dryer_E1 | F1 | Commercial | College | New | Miscellaneous | Electric | Clothes Dryer | E1 | CCE | 0 | 0 | 0 | 0 | 0 | 0 | 0 | 0 | 0 | 0 | 0 | 0 | 0 | 0 | 0 | 0 | 0 | 0 | 0 | 0 | 0 | 0 | 0 | 0 | 0 | 0 | 0 | 0 | 0 | 0
F1_Commercial_College_New_Miscellaneous_Electric_Clothes Dryer_E2 | F1 | Commercial | College | New | Miscellaneous | Electric | Clothes Dryer | E2 | CCE | 0 | 0 | 0 | 0 | 0 | 0 | 0 | 0 | 0 | 0 | 0 | 0 | 0 | 0 | 0 | 0 | 0 | 0 | 0 | 0 | 0 | 0 | 0 | 0 | 0 | 0 | 0 | 0 | 0 | 0
F1_Commercial_College_New_Miscellaneous_Electric_Clothes Dryer_E3 | F1 | Commercial | College | New | Miscellaneous | Electric | Clothes Dryer | E3 | CCE | 0 | 0 | 0 | 0 | 0 | 0 | 0 | 0 | 0 | 0 | 0 | 0 | 0 | 0 | 0 | 0 | 0 | 0 | 0 | 0 | 0 | 0 | 0 | 0 | 0 | 0 | 0 | 0 | 0 | 0
F1_Commercial_College_New_Miscellaneous_Electric_Clothes Dryer_E4 | F1 | Commercial | College | New | Miscellaneous | Electric | Clothes Dryer | E4 | CCE | 0 | 0 | 0 | 0 | 0 | 0 | 0 | 0 | 0 | 0 | 0 | 0 | 0 | 0 | 0 | 0 | 0 | 0 | 0 | 0 | 0 | 0 | 0 | 0 | 0 | 0 | 0 | 0 | 0 | 0
F1_Commercial_College_New_Miscellaneous_Electric_Clothes Dryer_E5 | F1 | Commercial | College | New | Miscellaneous | Electric | Clothes Dryer | E5 | CCE | 0 | 0 | 0 | 0 | 0 | 0 | 0 | 0 | 0 | 0 | 0 | 0 | 0 | 0 | 0 | 0 | 0 | 0 | 0 | 0 | 0 | 0 | 0 | 0 | 0 | 0 | 0 | 0 | 0 | 0
F1_Commercial_College_New_Miscellaneous_Electric_Clothes Dryer_E6 | F1 | Commercial | College | New | Miscellaneous | Electric | Clothes Dryer | E6 | CCE | 0 | 0 | 0 | 0 | 0 | 0 | 0 | 0 | 0 | 0 | 0 | 0 | 0 | 0 | 0 | 0 | 0 | 0 | 0 | 0 | 0 | 0 | 0 | 0 | 0 | 0 | 0 | 0 | 0 | 0
F1_Commercial_College_New_Miscellaneous_Electric_Clothes Dryer_E7 | F1 | Commercial | College | New | Miscellaneous | Electric | Clothes Dryer | E7 | CCE | 0 | 0 | 0 | 0 | 0 | 0 | 0 | 0 | 0 | 0 | 0 | 0 | 0 | 0 | 0 | 0 | 0 | 0 | 0 | 0 | 0 | 0 | 0 | 0 | 0 | 0 | 0 | 0 | 0 | 0
F1_Commercial_College_New_Miscellaneous_Electric_Clothes Dryer_E8 | F1 | Commercial | College | New | Miscellaneous | Electric | Clothes Dryer | E8 | CCE | 0 | 0 | 0 | 0 | 0 | 0 | 0 | 0 | 0 | 0 | 0 | 0 | 0 | 0 | 0 | 0 | 0 | 0 | 0 | 0 | 0 | 0 | 0 | 0 | 0 | 0 | 0 | 0 | 0 | 0
F1_Commercial_College_New_Miscellaneous_Electric_Clothes Dryer_E9 | F1 | Commercial | College | New | Miscellaneous | Electric | Clothes Dryer | E9 | CCE | 0 | 0 | 0 | 0 | 0 | 0 | 0 | 0 | 0 | 0 | 0 | 0 | 0 | 0 | 0 | 0 | 0 | 0 | 0 | 0 | 0 | 0 | 0 | 0 | 0 | 0 | 0 | 0 | 0 | 0
F1_Commercial_College_New_Miscellaneous_Electric_Clothes Dryer_E10 | F1 | Commercial | College | New | Miscellaneous | Electric | Clothes Dryer | E10 | CCE | 0 | 0 | 0 | 0 | 0 | 0 | 0 | 0 | 0 | 0 | 0 | 0 | 0 | 0 | 0 | 0 | 0 | 0 | 0 | 0 | 0 | 0 | 0 | 0 | 0 | 0 | 0 | 0 | 0 | 0
F2_Commercial_College_New_Miscellaneous_Electric_Clothes Dryer_E1 | F2 | Commercial | College | New | Miscellaneous | Electric | Clothes Dryer | E1 | TRC BC Ratio | 0 | 0 | 0 | 0 | 0 | 0 | 0 | 0 | 0 | 0 | 0 | 0 | 0 | 0 | 0 | 0 | 0 | 0 | 0 | 0 | 0 | 0 | 0 | 0 | 0 | 0 | 0 | 0 | 0 | 0
F2_Commercial_College_New_Miscellaneous_Electric_Clothes Dryer_E2 | F2 | Commercial | College | New | Miscellaneous | Electric | Clothes Dryer | E2 | TRC BC Ratio | 0 | 0 | 0 | 0 | 0 | 0 | 0 | 0 | 0 | 0 | 0 | 0 | 0 | 0 | 0 | 0 | 0 | 0 | 0 | 0 | 0 | 0 | 0 | 0 | 0 | 0 | 0 | 0 | 0 | 0
F2_Commercial_College_New_Miscellaneous_Electric_Clothes Dryer_E3 | F2 | Commercial | College | New | Miscellaneous | Electric | Clothes Dryer | E3 | TRC BC Ratio | 0 | 0 | 0 | 0 | 0 | 0 | 0 | 0 | 0 | 0 | 0 | 0 | 0 | 0 | 0 | 0 | 0 | 0 | 0 | 0 | 0 | 0 | 0 | 0 | 0 | 0 | 0 | 0 | 0 | 0
F2_Commercial_College_New_Miscellaneous_Electric_Clothes Dryer_E4 | F2 | Commercial | College | New | Miscellaneous | Electric | Clothes Dryer | E4 | TRC BC Ratio | 0 | 0 | 0 | 0 | 0 | 0 | 0 | 0 | 0 | 0 | 0 | 0 | 0 | 0 | 0 | 0 | 0 | 0 | 0 | 0 | 0 | 0 | 0 | 0 | 0 | 0 | 0 | 0 | 0 | 0
F2_Commercial_College_New_Miscellaneous_Electric_Clothes Dryer_E5 | F2 | Commercial | College | New | Miscellaneous | Electric | Clothes Dryer | E5 | TRC BC Ratio | 0 | 0 | 0 | 0 | 0 | 0 | 0 | 0 | 0 | 0 | 0 | 0 | 0 | 0 | 0 | 0 | 0 | 0 | 0 | 0 | 0 | 0 | 0 | 0 | 0 | 0 | 0 | 0 | 0 | 0
F2_Commercial_College_New_Miscellaneous_Electric_Clothes Dryer_E6 | F2 | Commercial | College | New | Miscellaneous | Electric | Clothes Dryer | E6 | TRC BC Ratio | 0 | 0 | 0 | 0 | 0 | 0 | 0 | 0 | 0 | 0 | 0 | 0 | 0 | 0 | 0 | 0 | 0 | 0 | 0 | 0 | 0 | 0 | 0 | 0 | 0 | 0 | 0 | 0 | 0 | 0
F2_Commercial_College_New_Miscellaneous_Electric_Clothes Dryer_E7 | F2 | Commercial | College | New | Miscellaneous | Electric | Clothes Dryer | E7 | TRC BC Ratio | 0 | 0 | 0 | 0 | 0 | 0 | 0 | 0 | 0 | 0 | 0 | 0 | 0 | 0 | 0 | 0 | 0 | 0 | 0 | 0 | 0 | 0 | 0 | 0 | 0 | 0 | 0 | 0 | 0 | 0
F2_Commercial_College_New_Miscellaneous_Electric_Clothes Dryer_E8 | F2 | Commercial | College | New | Miscellaneous | Electric | Clothes Dryer | E8 | TRC BC Ratio | 0 | 0 | 0 | 0 | 0 | 0 | 0 | 0 | 0 | 0 | 0 | 0 | 0 | 0 | 0 | 0 | 0 | 0 | 0 | 0 | 0 | 0 | 0 | 0 | 0 | 0 | 0 | 0 | 0 | 0
F2_Commercial_College_New_Miscellaneous_Electric_Clothes Dryer_E9 | F2 | Commercial | College | New | Miscellaneous | Electric | Clothes Dryer | E9 | TRC BC Ratio | 0 | 0 | 0 | 0 | 0 | 0 | 0 | 0 | 0 | 0 | 0 | 0 | 0 | 0 | 0 | 0 | 0 | 0 | 0 | 0 | 0 | 0 | 0 | 0 | 0 | 0 | 0 | 0 | 0 | 0
F2_Commercial_College_New_Miscellaneous_Electric_Clothes Dryer_E10 | F2 | Commercial | College | New | Miscellaneous | Electric | Clothes Dryer | E10 | TRC BC Ratio | 0 | 0 | 0 | 0 | 0 | 0 | 0 | 0 | 0 | 0 | 0 | 0 | 0 | 0 | 0 | 0 | 0 | 0 | 0 | 0 | 0 | 0 | 0 | 0 | 0 | 0 | 0 | 0 | 0 | 0
F3_Commercial_College_New_Miscellaneous_Electric_Clothes Dryer_E1 | F3 | Commercial | College | New | Miscellaneous | Electric | Clothes Dryer | E1 | PACT BC Ratio | 0 | 0 | 0 | 0 | 0 | 0 | 0 | 0 | 0 | 0 | 0 | 0 | 0 | 0 | 0 | 0 | 0 | 0 | 0 | 0 | 0 | 0 | 0 | 0 | 0 | 0 | 0 | 0 | 0 | 0
F3_Commercial_College_New_Miscellaneous_Electric_Clothes Dryer_E2 | F3 | Commercial | College | New | Miscellaneous | Electric | Clothes Dryer | E2 | PACT BC Ratio | 0 | 0 | 0 | 0 | 0 | 0 | 0 | 0 | 0 | 0 | 0 | 0 | 0 | 0 | 0 | 0 | 0 | 0 | 0 | 0 | 0 | 0 | 0 | 0 | 0 | 0 | 0 | 0 | 0 | 0
F3_Commercial_College_New_Miscellaneous_Electric_Clothes Dryer_E3 | F3 | Commercial | College | New | Miscellaneous | Electric | Clothes Dryer | E3 | PACT BC Ratio | 0 | 0 | 0 | 0 | 0 | 0 | 0 | 0 | 0 | 0 | 0 | 0 | 0 | 0 | 0 | 0 | 0 | 0 | 0 | 0 | 0 | 0 | 0 | 0 | 0 | 0 | 0 | 0 | 0 | 0
F3_Commercial_College_New_Miscellaneous_Electric_Clothes Dryer_E4 | F3 | Commercial | College | New | Miscellaneous | Electric | Clothes Dryer | E4 | PACT BC Ratio | 0 | 0 | 0 | 0 | 0 | 0 | 0 | 0 | 0 | 0 | 0 | 0 | 0 | 0 | 0 | 0 | 0 | 0 | 0 | 0 | 0 | 0 | 0 | 0 | 0 | 0 | 0 | 0 | 0 | 0
F3_Commercial_College_New_Miscellaneous_Electric_Clothes Dryer_E5 | F3 | Commercial | College | New | Miscellaneous | Electric | Clothes Dryer | E5 | PACT BC Ratio | 0 | 0 | 0 | 0 | 0 | 0 | 0 | 0 | 0 | 0 | 0 | 0 | 0 | 0 | 0 | 0 | 0 | 0 | 0 | 0 | 0 | 0 | 0 | 0 | 0 | 0 | 0 | 0 | 0 | 0
F3_Commercial_College_New_Miscellaneous_Electric_Clothes Dryer_E6 | F3 | Commercial | College | New | Miscellaneous | Electric | Clothes Dryer | E6 | PACT BC Ratio | 0 | 0 | 0 | 0 | 0 | 0 | 0 | 0 | 0 | 0 | 0 | 0 | 0 | 0 | 0 | 0 | 0 | 0 | 0 | 0 | 0 | 0 | 0 | 0 | 0 | 0 | 0 | 0 | 0 | 0
F3_Commercial_College_New_Miscellaneous_Electric_Clothes Dryer_E7 | F3 | Commercial | College | New | Miscellaneous | Electric | Clothes Dryer | E7 | PACT BC Ratio | 0 | 0 | 0 | 0 | 0 | 0 | 0 | 0 | 0 | 0 | 0 | 0 | 0 | 0 | 0 | 0 | 0 | 0 | 0 | 0 | 0 | 0 | 0 | 0 | 0 | 0 | 0 | 0 | 0 | 0
F3_Commercial_College_New_Miscellaneous_Electric_Clothes Dryer_E8 | F3 | Commercial | College | New | Miscellaneous | Electric | Clothes Dryer | E8 | PACT BC Ratio | 0 | 0 | 0 | 0 | 0 | 0 | 0 | 0 | 0 | 0 | 0 | 0 | 0 | 0 | 0 | 0 | 0 | 0 | 0 | 0 | 0 | 0 | 0 | 0 | 0 | 0 | 0 | 0 | 0 | 0
F3_Commercial_College_New_Miscellaneous_Electric_Clothes Dryer_E9 | F3 | Commercial | College | New | Miscellaneous | Electric | Clothes Dryer | E9 | PACT BC Ratio | 0 | 0 | 0 | 0 | 0 | 0 | 0 | 0 | 0 | 0 | 0 | 0 | 0 | 0 | 0 | 0 | 0 | 0 | 0 | 0 | 0 | 0 | 0 | 0 | 0 | 0 | 0 | 0 | 0 | 0
F3_Commercial_College_New_Miscellaneous_Electric_Clothes Dryer_E10 | F3 | Commercial | College | New | Miscellaneous | Electric | Clothes Dryer | E10 | PACT BC Ratio | 0 | 0 | 0 | 0 | 0 | 0 | 0 | 0 | 0 | 0 | 0 | 0 | 0 | 0 | 0 | 0 | 0 | 0 | 0 | 0 | 0 | 0 | 0 | 0 | 0 | 0 | 0 | 0 | 0 | 0
F4_Commercial_College_New_Miscellaneous_Electric_Clothes Dryer_E1 | F4 | Commercial | College | New | Miscellaneous | Electric | Clothes Dryer | E1 | RVT BC Ratio | 0 | 0 | 0 | 0 | 0 | 0 | 0 | 0 | 0 | 0 | 0 | 0 | 0 | 0 | 0 | 0 | 0 | 0 | 0 | 0 | 0 | 0 | 0 | 0 | 0 | 0 | 0 | 0 | 0 | 0
F4_Commercial_College_New_Miscellaneous_Electric_Clothes Dryer_E2 | F4 | Commercial | College | New | Miscellaneous | Electric | Clothes Dryer | E2 | RVT BC Ratio | 0 | 0 | 0 | 0 | 0 | 0 | 0 | 0 | 0 | 0 | 0 | 0 | 0 | 0 | 0 | 0 | 0 | 0 | 0 | 0 | 0 | 0 | 0 | 0 | 0 | 0 | 0 | 0 | 0 | 0
F4_Commercial_College_New_Miscellaneous_Electric_Clothes Dryer_E3 | F4 | Commercial | College | New | Miscellaneous | Electric | Clothes Dryer | E3 | RVT BC Ratio | 0 | 0 | 0 | 0 | 0 | 0 | 0 | 0 | 0 | 0 | 0 | 0 | 0 | 0 | 0 | 0 | 0 | 0 | 0 | 0 | 0 | 0 | 0 | 0 | 0 | 0 | 0 | 0 | 0 | 0
F4_Commercial_College_New_Miscellaneous_Electric_Clothes Dryer_E4 | F4 | Commercial | College | New | Miscellaneous | Electric | Clothes Dryer | E4 | RVT BC Ratio | 0 | 0 | 0 | 0 | 0 | 0 | 0 | 0 | 0 | 0 | 0 | 0 | 0 | 0 | 0 | 0 | 0 | 0 | 0 | 0 | 0 | 0 | 0 | 0 | 0 | 0 | 0 | 0 | 0 | 0
F4_Commercial_College_New_Miscellaneous_Electric_Clothes Dryer_E5 | F4 | Commercial | College | New | Miscellaneous | Electric | Clothes Dryer | E5 | RVT BC Ratio | 0 | 0 | 0 | 0 | 0 | 0 | 0 | 0 | 0 | 0 | 0 | 0 | 0 | 0 | 0 | 0 | 0 | 0 | 0 | 0 | 0 | 0 | 0 | 0 | 0 | 0 | 0 | 0 | 0 | 0
F4_Commercial_College_New_Miscellaneous_Electric_Clothes Dryer_E6 | F4 | Commercial | College | New | Miscellaneous | Electric | Clothes Dryer | E6 | RVT BC Ratio | 0 | 0 | 0 | 0 | 0 | 0 | 0 | 0 | 0 | 0 | 0 | 0 | 0 | 0 | 0 | 0 | 0 | 0 | 0 | 0 | 0 | 0 | 0 | 0 | 0 | 0 | 0 | 0 | 0 | 0
F4_Commercial_College_New_Miscellaneous_Electric_Clothes Dryer_E7 | F4 | Commercial | College | New | Miscellaneous | Electric | Clothes Dryer | E7 | RVT BC Ratio | 0 | 0 | 0 | 0 | 0 | 0 | 0 | 0 | 0 | 0 | 0 | 0 | 0 | 0 | 0 | 0 | 0 | 0 | 0 | 0 | 0 | 0 | 0 | 0 | 0 | 0 | 0 | 0 | 0 | 0
F4_Commercial_College_New_Miscellaneous_Electric_Clothes Dryer_E8 | F4 | Commercial | College | New | Miscellaneous | Electric | Clothes Dryer | E8 | RVT BC Ratio | 0 | 0 | 0 | 0 | 0 | 0 | 0 | 0 | 0 | 0 | 0 | 0 | 0 | 0 | 0 | 0 | 0 | 0 | 0 | 0 | 0 | 0 | 0 | 0 | 0 | 0 | 0 | 0 | 0 | 0
F4_Commercial_College_New_Miscellaneous_Electric_Clothes Dryer_E9 | F4 | Commercial | College | New | Miscellaneous | Electric | Clothes Dryer | E9 | RVT BC Ratio | 0 | 0 | 0 | 0 | 0 | 0 | 0 | 0 | 0 | 0 | 0 | 0 | 0 | 0 | 0 | 0 | 0 | 0 | 0 | 0 | 0 | 0 | 0 | 0 | 0 | 0 | 0 | 0 | 0 | 0
F4_Commercial_College_New_Miscellaneous_Electric_Clothes Dryer_E10 | F4 | Commercial | College | New | Miscellaneous | Electric | Clothes Dryer | E10 | RVT BC Ratio | 0 | 0 | 0 | 0 | 0 | 0 | 0 | 0 | 0 | 0 | 0 | 0 | 0 | 0 | 0 | 0 | 0 | 0 | 0 | 0 | 0 | 0 | 0 | 0 | 0 | 0 | 0 | 0 | 0 | 0
F5_Commercial_College_New_Miscellaneous_Electric_Clothes Dryer_E1 | F5 | Commercial | College | New | Miscellaneous | Electric | Clothes Dryer | E1 | RIM BC Ratio | 0 | 0 | 0 | 0 | 0 | 0 | 0 | 0 | 0 | 0 | 0 | 0 | 0 | 0 | 0 | 0 | 0 | 0 | 0 | 0 | 0 | 0 | 0 | 0 | 0 | 0 | 0 | 0 | 0 | 0
F5_Commercial_College_New_Miscellaneous_Electric_Clothes Dryer_E2 | F5 | Commercial | College | New | Miscellaneous | Electric | Clothes Dryer | E2 | RIM BC Ratio | 0 | 0 | 0 | 0 | 0 | 0 | 0 | 0 | 0 | 0 | 0 | 0 | 0 | 0 | 0 | 0 | 0 | 0 | 0 | 0 | 0 | 0 | 0 | 0 | 0 | 0 | 0 | 0 | 0 | 0
F5_Commercial_College_New_Miscellaneous_Electric_Clothes Dryer_E3 | F5 | Commercial | College | New | Miscellaneous | Electric | Clothes Dryer | E3 | RIM BC Ratio | 0 | 0 | 0 | 0 | 0 | 0 | 0 | 0 | 0 | 0 | 0 | 0 | 0 | 0 | 0 | 0 | 0 | 0 | 0 | 0 | 0 | 0 | 0 | 0 | 0 | 0 | 0 | 0 | 0 | 0
F5_Commercial_College_New_Miscellaneous_Electric_Clothes Dryer_E4 | F5 | Commercial | College | New | Miscellaneous | Electric | Clothes Dryer | E4 | RIM BC Ratio | 0 | 0 | 0 | 0 | 0 | 0 | 0 | 0 | 0 | 0 | 0 | 0 | 0 | 0 | 0 | 0 | 0 | 0 | 0 | 0 | 0 | 0 | 0 | 0 | 0 | 0 | 0 | 0 | 0 | 0
F5_Commercial_College_New_Miscellaneous_Electric_Clothes Dryer_E5 | F5 | Commercial | College | New | Miscellaneous | Electric | Clothes Dryer | E5 | RIM BC Ratio | 0 | 0 | 0 | 0 | 0 | 0 | 0 | 0 | 0 | 0 | 0 | 0 | 0 | 0 | 0 | 0 | 0 | 0 | 0 | 0 | 0 | 0 | 0 | 0 | 0 | 0 | 0 | 0 | 0 | 0
F5_Commercial_College_New_Miscellaneous_Electric_Clothes Dryer_E6 | F5 | Commercial | College | New | Miscellaneous | Electric | Clothes Dryer | E6 | RIM BC Ratio | 0 | 0 | 0 | 0 | 0 | 0 | 0 | 0 | 0 | 0 | 0 | 0 | 0 | 0 | 0 | 0 | 0 | 0 | 0 | 0 | 0 | 0 | 0 | 0 | 0 | 0 | 0 | 0 | 0 | 0
F5_Commercial_College_New_Miscellaneous_Electric_Clothes Dryer_E7 | F5 | Commercial | College | New | Miscellaneous | Electric | Clothes Dryer | E7 | RIM BC Ratio | 0 | 0 | 0 | 0 | 0 | 0 | 0 | 0 | 0 | 0 | 0 | 0 | 0 | 0 | 0 | 0 | 0 | 0 | 0 | 0 | 0 | 0 | 0 | 0 | 0 | 0 | 0 | 0 | 0 | 0
F5_Commercial_College_New_Miscellaneous_Electric_Clothes Dryer_E8 | F5 | Commercial | College | New | Miscellaneous | Electric | Clothes Dryer | E8 | RIM BC Ratio | 0 | 0 | 0 | 0 | 0 | 0 | 0 | 0 | 0 | 0 | 0 | 0 | 0 | 0 | 0 | 0 | 0 | 0 | 0 | 0 | 0 | 0 | 0 | 0 | 0 | 0 | 0 | 0 | 0 | 0
F5_Commercial_College_New_Miscellaneous_Electric_Clothes Dryer_E9 | F5 | Commercial | College | New | Miscellaneous | Electric | Clothes Dryer | E9 | RIM BC Ratio | 0 | 0 | 0 | 0 | 0 | 0 | 0 | 0 | 0 | 0 | 0 | 0 | 0 | 0 | 0 | 0 | 0 | 0 | 0 | 0 | 0 | 0 | 0 | 0 | 0 | 0 | 0 | 0 | 0 | 0
F5_Commercial_College_New_Miscellaneous_Electric_Clothes Dryer_E10 | F5 | Commercial | College | New | Miscellaneous | Electric | Clothes Dryer | E10 | RIM BC Ratio | 0 | 0 | 0 | 0 | 0 | 0 | 0 | 0 | 0 | 0 | 0 | 0 | 0 | 0 | 0 | 0 | 0 | 0 | 0 | 0 | 0 | 0 | 0 | 0 | 0 | 0 | 0 | 0 | 0 | 0
F0_Commercial_College_New_Miscellaneous_Electric_Miscellaneous_E0 | F0 | Commercial | College | New | Miscellaneous | Electric | Miscellaneous | E0 | Economic Unit | 0 | 0 | 0 | 0 | 0 | 0 | 0 | 0 | 0 | 0 | 0 | 0 | 0 | 0 | 0 | 0 | 0 | 0 | 0 | 0 | 0 | 0 | 0 | 0 | 0 | 0 | 0 | 0 | 0 | 0
F1_Commercial_College_New_Miscellaneous_Electric_Miscellaneous_E1 | F1 | Commercial | College | New | Miscellaneous | Electric | Miscellaneous | E1 | CCE | 0 | 0 | 0 | 0 | 0 | 0 | 0 | 0 | 0 | 0 | 0 | 0 | 0 | 0 | 0 | 0 | 0 | 0 | 0 | 0 | 0 | 0 | 0 | 0 | 0 | 0 | 0 | 0 | 0 | 0
F1_Commercial_College_New_Miscellaneous_Electric_Miscellaneous_E2 | F1 | Commercial | College | New | Miscellaneous | Electric | Miscellaneous | E2 | CCE | 0 | 0 | 0 | 0 | 0 | 0 | 0 | 0 | 0 | 0 | 0 | 0 | 0 | 0 | 0 | 0 | 0 | 0 | 0 | 0 | 0 | 0 | 0 | 0 | 0 | 0 | 0 | 0 | 0 | 0
F1_Commercial_College_New_Miscellaneous_Electric_Miscellaneous_E3 | F1 | Commercial | College | New | Miscellaneous | Electric | Miscellaneous | E3 | CCE | 0 | 0 | 0 | 0 | 0 | 0 | 0 | 0 | 0 | 0 | 0 | 0 | 0 | 0 | 0 | 0 | 0 | 0 | 0 | 0 | 0 | 0 | 0 | 0 | 0 | 0 | 0 | 0 | 0 | 0
F1_Commercial_College_New_Miscellaneous_Electric_Miscellaneous_E4 | F1 | Commercial | College | New | Miscellaneous | Electric | Miscellaneous | E4 | CCE | 0 | 0 | 0 | 0 | 0 | 0 | 0 | 0 | 0 | 0 | 0 | 0 | 0 | 0 | 0 | 0 | 0 | 0 | 0 | 0 | 0 | 0 | 0 | 0 | 0 | 0 | 0 | 0 | 0 | 0
F1_Commercial_College_New_Miscellaneous_Electric_Miscellaneous_E5 | F1 | Commercial | College | New | Miscellaneous | Electric | Miscellaneous | E5 | CCE | 0 | 0 | 0 | 0 | 0 | 0 | 0 | 0 | 0 | 0 | 0 | 0 | 0 | 0 | 0 | 0 | 0 | 0 | 0 | 0 | 0 | 0 | 0 | 0 | 0 | 0 | 0 | 0 | 0 | 0
F1_Commercial_College_New_Miscellaneous_Electric_Miscellaneous_E6 | F1 | Commercial | College | New | Miscellaneous | Electric | Miscellaneous | E6 | CCE | 0 | 0 | 0 | 0 | 0 | 0 | 0 | 0 | 0 | 0 | 0 | 0 | 0 | 0 | 0 | 0 | 0 | 0 | 0 | 0 | 0 | 0 | 0 | 0 | 0 | 0 | 0 | 0 | 0 | 0
F1_Commercial_College_New_Miscellaneous_Electric_Miscellaneous_E7 | F1 | Commercial | College | New | Miscellaneous | Electric | Miscellaneous | E7 | CCE | 0 | 0 | 0 | 0 | 0 | 0 | 0 | 0 | 0 | 0 | 0 | 0 | 0 | 0 | 0 | 0 | 0 | 0 | 0 | 0 | 0 | 0 | 0 | 0 | 0 | 0 | 0 | 0 | 0 | 0
F1_Commercial_College_New_Miscellaneous_Electric_Miscellaneous_E8 | F1 | Commercial | College | New | Miscellaneous | Electric | Miscellaneous | E8 | CCE | 0 | 0 | 0 | 0 | 0 | 0 | 0 | 0 | 0 | 0 | 0 | 0 | 0 | 0 | 0 | 0 | 0 | 0 | 0 | 0 | 0 | 0 | 0 | 0 | 0 | 0 | 0 | 0 | 0 | 0
F1_Commercial_College_New_Miscellaneous_Electric_Miscellaneous_E9 | F1 | Commercial | College | New | Miscellaneous | Electric | Miscellaneous | E9 | CCE | 0 | 0 | 0 | 0 | 0 | 0 | 0 | 0 | 0 | 0 | 0 | 0 | 0 | 0 | 0 | 0 | 0 | 0 | 0 | 0 | 0 | 0 | 0 | 0 | 0 | 0 | 0 | 0 | 0 | 0
F1_Commercial_College_New_Miscellaneous_Electric_Miscellaneous_E10 | F1 | Commercial | College | New | Miscellaneous | Electric | Miscellaneous | E10 | CCE | 0 | 0 | 0 | 0 | 0 | 0 | 0 | 0 | 0 | 0 | 0 | 0 | 0 | 0 | 0 | 0 | 0 | 0 | 0 | 0 | 0 | 0 | 0 | 0 | 0 | 0 | 0 | 0 | 0 | 0
F2_Commercial_College_New_Miscellaneous_Electric_Miscellaneous_E1 | F2 | Commercial | College | New | Miscellaneous | Electric | Miscellaneous | E1 | TRC BC Ratio | 0 | 0 | 0 | 0 | 0 | 0 | 0 | 0 | 0 | 0 | 0 | 0 | 0 | 0 | 0 | 0 | 0 | 0 | 0 | 0 | 0 | 0 | 0 | 0 | 0 | 0 | 0 | 0 | 0 | 0
F2_Commercial_College_New_Miscellaneous_Electric_Miscellaneous_E2 | F2 | Commercial | College | New | Miscellaneous | Electric | Miscellaneous | E2 | TRC BC Ratio | 0 | 0 | 0 | 0 | 0 | 0 | 0 | 0 | 0 | 0 | 0 | 0 | 0 | 0 | 0 | 0 | 0 | 0 | 0 | 0 | 0 | 0 | 0 | 0 | 0 | 0 | 0 | 0 | 0 | 0
F2_Commercial_College_New_Miscellaneous_Electric_Miscellaneous_E3 | F2 | Commercial | College | New | Miscellaneous | Electric | Miscellaneous | E3 | TRC BC Ratio | 0 | 0 | 0 | 0 | 0 | 0 | 0 | 0 | 0 | 0 | 0 | 0 | 0 | 0 | 0 | 0 | 0 | 0 | 0 | 0 | 0 | 0 | 0 | 0 | 0 | 0 | 0 | 0 | 0 | 0
F2_Commercial_College_New_Miscellaneous_Electric_Miscellaneous_E4 | F2 | Commercial | College | New | Miscellaneous | Electric | Miscellaneous | E4 | TRC BC Ratio | 0 | 0 | 0 | 0 | 0 | 0 | 0 | 0 | 0 | 0 | 0 | 0 | 0 | 0 | 0 | 0 | 0 | 0 | 0 | 0 | 0 | 0 | 0 | 0 | 0 | 0 | 0 | 0 | 0 | 0
F2_Commercial_College_New_Miscellaneous_Electric_Miscellaneous_E5 | F2 | Commercial | College | New | Miscellaneous | Electric | Miscellaneous | E5 | TRC BC Ratio | 0 | 0 | 0 | 0 | 0 | 0 | 0 | 0 | 0 | 0 | 0 | 0 | 0 | 0 | 0 | 0 | 0 | 0 | 0 | 0 | 0 | 0 | 0 | 0 | 0 | 0 | 0 | 0 | 0 | 0
F2_Commercial_College_New_Miscellaneous_Electric_Miscellaneous_E6 | F2 | Commercial | College | New | Miscellaneous | Electric | Miscellaneous | E6 | TRC BC Ratio | 0 | 0 | 0 | 0 | 0 | 0 | 0 | 0 | 0 | 0 | 0 | 0 | 0 | 0 | 0 | 0 | 0 | 0 | 0 | 0 | 0 | 0 | 0 | 0 | 0 | 0 | 0 | 0 | 0 | 0
F2_Commercial_College_New_Miscellaneous_Electric_Miscellaneous_E7 | F2 | Commercial | College | New | Miscellaneous | Electric | Miscellaneous | E7 | TRC BC Ratio | 0 | 0 | 0 | 0 | 0 | 0 | 0 | 0 | 0 | 0 | 0 | 0 | 0 | 0 | 0 | 0 | 0 | 0 | 0 | 0 | 0 | 0 | 0 | 0 | 0 | 0 | 0 | 0 | 0 | 0
F2_Commercial_College_New_Miscellaneous_Electric_Miscellaneous_E8 | F2 | Commercial | College | New | Miscellaneous | Electric | Miscellaneous | E8 | TRC BC Ratio | 0 | 0 | 0 | 0 | 0 | 0 | 0 | 0 | 0 | 0 | 0 | 0 | 0 | 0 | 0 | 0 | 0 | 0 | 0 | 0 | 0 | 0 | 0 | 0 | 0 | 0 | 0 | 0 | 0 | 0
F2_Commercial_College_New_Miscellaneous_Electric_Miscellaneous_E9 | F2 | Commercial | College | New | Miscellaneous | Electric | Miscellaneous | E9 | TRC BC Ratio | 0 | 0 | 0 | 0 | 0 | 0 | 0 | 0 | 0 | 0 | 0 | 0 | 0 | 0 | 0 | 0 | 0 | 0 | 0 | 0 | 0 | 0 | 0 | 0 | 0 | 0 | 0 | 0 | 0 | 0
F2_Commercial_College_New_Miscellaneous_Electric_Miscellaneous_E10 | F2 | Commercial | College | New | Miscellaneous | Electric | Miscellaneous | E10 | TRC BC Ratio | 0 | 0 | 0 | 0 | 0 | 0 | 0 | 0 | 0 | 0 | 0 | 0 | 0 | 0 | 0 | 0 | 0 | 0 | 0 | 0 | 0 | 0 | 0 | 0 | 0 | 0 | 0 | 0 | 0 | 0
F3_Commercial_College_New_Miscellaneous_Electric_Miscellaneous_E1 | F3 | Commercial | College | New | Miscellaneous | Electric | Miscellaneous | E1 | PACT BC Ratio | 0 | 0 | 0 | 0 | 0 | 0 | 0 | 0 | 0 | 0 | 0 | 0 | 0 | 0 | 0 | 0 | 0 | 0 | 0 | 0 | 0 | 0 | 0 | 0 | 0 | 0 | 0 | 0 | 0 | 0
F3_Commercial_College_New_Miscellaneous_Electric_Miscellaneous_E2 | F3 | Commercial | College | New | Miscellaneous | Electric | Miscellaneous | E2 | PACT BC Ratio | 0 | 0 | 0 | 0 | 0 | 0 | 0 | 0 | 0 | 0 | 0 | 0 | 0 | 0 | 0 | 0 | 0 | 0 | 0 | 0 | 0 | 0 | 0 | 0 | 0 | 0 | 0 | 0 | 0 | 0
F3_Commercial_College_New_Miscellaneous_Electric_Miscellaneous_E3 | F3 | Commercial | College | New | Miscellaneous | Electric | Miscellaneous | E3 | PACT BC Ratio | 0 | 0 | 0 | 0 | 0 | 0 | 0 | 0 | 0 | 0 | 0 | 0 | 0 | 0 | 0 | 0 | 0 | 0 | 0 | 0 | 0 | 0 | 0 | 0 | 0 | 0 | 0 | 0 | 0 | 0
F3_Commercial_College_New_Miscellaneous_Electric_Miscellaneous_E4 | F3 | Commercial | College | New | Miscellaneous | Electric | Miscellaneous | E4 | PACT BC Ratio | 0 | 0 | 0 | 0 | 0 | 0 | 0 | 0 | 0 | 0 | 0 | 0 | 0 | 0 | 0 | 0 | 0 | 0 | 0 | 0 | 0 | 0 | 0 | 0 | 0 | 0 | 0 | 0 | 0 | 0
F3_Commercial_College_New_Miscellaneous_Electric_Miscellaneous_E5 | F3 | Commercial | College | New | Miscellaneous | Electric | Miscellaneous | E5 | PACT BC Ratio | 0 | 0 | 0 | 0 | 0 | 0 | 0 | 0 | 0 | 0 | 0 | 0 | 0 | 0 | 0 | 0 | 0 | 0 | 0 | 0 | 0 | 0 | 0 | 0 | 0 | 0 | 0 | 0 | 0 | 0
F3_Commercial_College_New_Miscellaneous_Electric_Miscellaneous_E6 | F3 | Commercial | College | New | Miscellaneous | Electric | Miscellaneous | E6 | PACT BC Ratio | 0 | 0 | 0 | 0 | 0 | 0 | 0 | 0 | 0 | 0 | 0 | 0 | 0 | 0 | 0 | 0 | 0 | 0 | 0 | 0 | 0 | 0 | 0 | 0 | 0 | 0 | 0 | 0 | 0 | 0
F3_Commercial_College_New_Miscellaneous_Electric_Miscellaneous_E7 | F3 | Commercial | College | New | Miscellaneous | Electric | Miscellaneous | E7 | PACT BC Ratio | 0 | 0 | 0 | 0 | 0 | 0 | 0 | 0 | 0 | 0 | 0 | 0 | 0 | 0 | 0 | 0 | 0 | 0 | 0 | 0 | 0 | 0 | 0 | 0 | 0 | 0 | 0 | 0 | 0 | 0
F3_Commercial_College_New_Miscellaneous_Electric_Miscellaneous_E8 | F3 | Commercial | College | New | Miscellaneous | Electric | Miscellaneous | E8 | PACT BC Ratio | 0 | 0 | 0 | 0 | 0 | 0 | 0 | 0 | 0 | 0 | 0 | 0 | 0 | 0 | 0 | 0 | 0 | 0 | 0 | 0 | 0 | 0 | 0 | 0 | 0 | 0 | 0 | 0 | 0 | 0
F3_Commercial_College_New_Miscellaneous_Electric_Miscellaneous_E9 | F3 | Commercial | College | New | Miscellaneous | Electric | Miscellaneous | E9 | PACT BC Ratio | 0 | 0 | 0 | 0 | 0 | 0 | 0 | 0 | 0 | 0 | 0 | 0 | 0 | 0 | 0 | 0 | 0 | 0 | 0 | 0 | 0 | 0 | 0 | 0 | 0 | 0 | 0 | 0 | 0 | 0
F3_Commercial_College_New_Miscellaneous_Electric_Miscellaneous_E10 | F3 | Commercial | College | New | Miscellaneous | Electric | Miscellaneous | E10 | PACT BC Ratio | 0 | 0 | 0 | 0 | 0 | 0 | 0 | 0 | 0 | 0 | 0 | 0 | 0 | 0 | 0 | 0 | 0 | 0 | 0 | 0 | 0 | 0 | 0 | 0 | 0 | 0 | 0 | 0 | 0 | 0
F4_Commercial_College_New_Miscellaneous_Electric_Miscellaneous_E1 | F4 | Commercial | College | New | Miscellaneous | Electric | Miscellaneous | E1 | RVT BC Ratio | 0 | 0 | 0 | 0 | 0 | 0 | 0 | 0 | 0 | 0 | 0 | 0 | 0 | 0 | 0 | 0 | 0 | 0 | 0 | 0 | 0 | 0 | 0 | 0 | 0 | 0 | 0 | 0 | 0 | 0
F4_Commercial_College_New_Miscellaneous_Electric_Miscellaneous_E2 | F4 | Commercial | College | New | Miscellaneous | Electric | Miscellaneous | E2 | RVT BC Ratio | 0 | 0 | 0 | 0 | 0 | 0 | 0 | 0 | 0 | 0 | 0 | 0 | 0 | 0 | 0 | 0 | 0 | 0 | 0 | 0 | 0 | 0 | 0 | 0 | 0 | 0 | 0 | 0 | 0 | 0
F4_Commercial_College_New_Miscellaneous_Electric_Miscellaneous_E3 | F4 | Commercial | College | New | Miscellaneous | Electric | Miscellaneous | E3 | RVT BC Ratio | 0 | 0 | 0 | 0 | 0 | 0 | 0 | 0 | 0 | 0 | 0 | 0 | 0 | 0 | 0 | 0 | 0 | 0 | 0 | 0 | 0 | 0 | 0 | 0 | 0 | 0 | 0 | 0 | 0 | 0
F4_Commercial_College_New_Miscellaneous_Electric_Miscellaneous_E4 | F4 | Commercial | College | New | Miscellaneous | Electric | Miscellaneous | E4 | RVT BC Ratio | 0 | 0 | 0 | 0 | 0 | 0 | 0 | 0 | 0 | 0 | 0 | 0 | 0 | 0 | 0 | 0 | 0 | 0 | 0 | 0 | 0 | 0 | 0 | 0 | 0 | 0 | 0 | 0 | 0 | 0
F4_Commercial_College_New_Miscellaneous_Electric_Miscellaneous_E5 | F4 | Commercial | College | New | Miscellaneous | Electric | Miscellaneous | E5 | RVT BC Ratio | 0 | 0 | 0 | 0 | 0 | 0 | 0 | 0 | 0 | 0 | 0 | 0 | 0 | 0 | 0 | 0 | 0 | 0 | 0 | 0 | 0 | 0 | 0 | 0 | 0 | 0 | 0 | 0 | 0 | 0
F4_Commercial_College_New_Miscellaneous_Electric_Miscellaneous_E6 | F4 | Commercial | College | New | Miscellaneous | Electric | Miscellaneous | E6 | RVT BC Ratio | 0 | 0 | 0 | 0 | 0 | 0 | 0 | 0 | 0 | 0 | 0 | 0 | 0 | 0 | 0 | 0 | 0 | 0 | 0 | 0 | 0 | 0 | 0 | 0 | 0 | 0 | 0 | 0 | 0 | 0
F4_Commercial_College_New_Miscellaneous_Electric_Miscellaneous_E7 | F4 | Commercial | College | New | Miscellaneous | Electric | Miscellaneous | E7 | RVT BC Ratio | 0 | 0 | 0 | 0 | 0 | 0 | 0 | 0 | 0 | 0 | 0 | 0 | 0 | 0 | 0 | 0 | 0 | 0 | 0 | 0 | 0 | 0 | 0 | 0 | 0 | 0 | 0 | 0 | 0 | 0
F4_Commercial_College_New_Miscellaneous_Electric_Miscellaneous_E8 | F4 | Commercial | College | New | Miscellaneous | Electric | Miscellaneous | E8 | RVT BC Ratio | 0 | 0 | 0 | 0 | 0 | 0 | 0 | 0 | 0 | 0 | 0 | 0 | 0 | 0 | 0 | 0 | 0 | 0 | 0 | 0 | 0 | 0 | 0 | 0 | 0 | 0 | 0 | 0 | 0 | 0
F4_Commercial_College_New_Miscellaneous_Electric_Miscellaneous_E9 | F4 | Commercial | College | New | Miscellaneous | Electric | Miscellaneous | E9 | RVT BC Ratio | 0 | 0 | 0 | 0 | 0 | 0 | 0 | 0 | 0 | 0 | 0 | 0 | 0 | 0 | 0 | 0 | 0 | 0 | 0 | 0 | 0 | 0 | 0 | 0 | 0 | 0 | 0 | 0 | 0 | 0
F4_Commercial_College_New_Miscellaneous_Electric_Miscellaneous_E10 | F4 | Commercial | College | New | Miscellaneous | Electric | Miscellaneous | E10 | RVT BC Ratio | 0 | 0 | 0 | 0 | 0 | 0 | 0 | 0 | 0 | 0 | 0 | 0 | 0 | 0 | 0 | 0 | 0 | 0 | 0 | 0 | 0 | 0 | 0 | 0 | 0 | 0 | 0 | 0 | 0 | 0
F5_Commercial_College_New_Miscellaneous_Electric_Miscellaneous_E1 | F5 | Commercial | College | New | Miscellaneous | Electric | Miscellaneous | E1 | RIM BC Ratio | 0 | 0 | 0 | 0 | 0 | 0 | 0 | 0 | 0 | 0 | 0 | 0 | 0 | 0 | 0 | 0 | 0 | 0 | 0 | 0 | 0 | 0 | 0 | 0 | 0 | 0 | 0 | 0 | 0 | 0
F5_Commercial_College_New_Miscellaneous_Electric_Miscellaneous_E2 | F5 | Commercial | College | New | Miscellaneous | Electric | Miscellaneous | E2 | RIM BC Ratio | 0 | 0 | 0 | 0 | 0 | 0 | 0 | 0 | 0 | 0 | 0 | 0 | 0 | 0 | 0 | 0 | 0 | 0 | 0 | 0 | 0 | 0 | 0 | 0 | 0 | 0 | 0 | 0 | 0 | 0
F5_Commercial_College_New_Miscellaneous_Electric_Miscellaneous_E3 | F5 | Commercial | College | New | Miscellaneous | Electric | Miscellaneous | E3 | RIM BC Ratio | 0 | 0 | 0 | 0 | 0 | 0 | 0 | 0 | 0 | 0 | 0 | 0 | 0 | 0 | 0 | 0 | 0 | 0 | 0 | 0 | 0 | 0 | 0 | 0 | 0 | 0 | 0 | 0 | 0 | 0
F5_Commercial_College_New_Miscellaneous_Electric_Miscellaneous_E4 | F5 | Commercial | College | New | Miscellaneous | Electric | Miscellaneous | E4 | RIM BC Ratio | 0 | 0 | 0 | 0 | 0 | 0 | 0 | 0 | 0 | 0 | 0 | 0 | 0 | 0 | 0 | 0 | 0 | 0 | 0 | 0 | 0 | 0 | 0 | 0 | 0 | 0 | 0 | 0 | 0 | 0
F5_Commercial_College_New_Miscellaneous_Electric_Miscellaneous_E5 | F5 | Commercial | College | New | Miscellaneous | Electric | Miscellaneous | E5 | RIM BC Ratio | 0 | 0 | 0 | 0 | 0 | 0 | 0 | 0 | 0 | 0 | 0 | 0 | 0 | 0 | 0 | 0 | 0 | 0 | 0 | 0 | 0 | 0 | 0 | 0 | 0 | 0 | 0 | 0 | 0 | 0
F5_Commercial_College_New_Miscellaneous_Electric_Miscellaneous_E6 | F5 | Commercial | College | New | Miscellaneous | Electric | Miscellaneous | E6 | RIM BC Ratio | 0 | 0 | 0 | 0 | 0 | 0 | 0 | 0 | 0 | 0 | 0 | 0 | 0 | 0 | 0 | 0 | 0 | 0 | 0 | 0 | 0 | 0 | 0 | 0 | 0 | 0 | 0 | 0 | 0 | 0
F5_Commercial_College_New_Miscellaneous_Electric_Miscellaneous_E7 | F5 | Commercial | College | New | Miscellaneous | Electric | Miscellaneous | E7 | RIM BC Ratio | 0 | 0 | 0 | 0 | 0 | 0 | 0 | 0 | 0 | 0 | 0 | 0 | 0 | 0 | 0 | 0 | 0 | 0 | 0 | 0 | 0 | 0 | 0 | 0 | 0 | 0 | 0 | 0 | 0 | 0
F5_Commercial_College_New_Miscellaneous_Electric_Miscellaneous_E8 | F5 | Commercial | College | New | Miscellaneous | Electric | Miscellaneous | E8 | RIM BC Ratio | 0 | 0 | 0 | 0 | 0 | 0 | 0 | 0 | 0 | 0 | 0 | 0 | 0 | 0 | 0 | 0 | 0 | 0 | 0 | 0 | 0 | 0 | 0 | 0 | 0 | 0 | 0 | 0 | 0 | 0
F5_Commercial_College_New_Miscellaneous_Electric_Miscellaneous_E9 | F5 | Commercial | College | New | Miscellaneous | Electric | Miscellaneous | E9 | RIM BC Ratio | 0 | 0 | 0 | 0 | 0 | 0 | 0 | 0 | 0 | 0 | 0 | 0 | 0 | 0 | 0 | 0 | 0 | 0 | 0 | 0 | 0 | 0 | 0 | 0 | 0 | 0 | 0 | 0 | 0 | 0
F5_Commercial_College_New_Miscellaneous_Electric_Miscellaneous_E10 | F5 | Commercial | College | New | Miscellaneous | Electric | Miscellaneous | E10 | RIM BC Ratio | 0 | 0 | 0 | 0 | 0 | 0 | 0 | 0 | 0 | 0 | 0 | 0 | 0 | 0 | 0 | 0 | 0 | 0 | 0 | 0 | 0 | 0 | 0 | 0 | 0 | 0 | 0 | 0 | 0 | 0
F0_Commercial_College_New_Generation_Electric_Solar PV_E0 | F0 | Commercial | College | New | Generation | Electric | Solar PV | E0 | Economic Unit | 0 | 0 | 0 | 0 | 0 | 0 | 0 | 0 | 0 | 0 | 0 | 0 | 0 | 0 | 0 | 0 | 0 | 0 | 0 | 0 | 0 | 0 | 0 | 0 | 0 | 0 | 0 | 0 | 0 | 0
F1_Commercial_College_New_Generation_Electric_Solar PV_E1 | F1 | Commercial | College | New | Generation | Electric | Solar PV | E1 | CCE | 0 | 0 | 0 | 0 | 0 | 0 | 0 | 0 | 0 | 0 | 0 | 0 | 0 | 0 | 0 | 0 | 0 | 0 | 0 | 0 | 0 | 0 | 0 | 0 | 0 | 0 | 0 | 0 | 0 | 0
F1_Commercial_College_New_Generation_Electric_Solar PV_E2 | F1 | Commercial | College | New | Generation | Electric | Solar PV | E2 | CCE | 0 | 0 | 0 | 0 | 0 | 0 | 0 | 0 | 0 | 0 | 0 | 0 | 0 | 0 | 0 | 0 | 0 | 0 | 0 | 0 | 0 | 0 | 0 | 0 | 0 | 0 | 0 | 0 | 0 | 0
F1_Commercial_College_New_Generation_Electric_Solar PV_E3 | F1 | Commercial | College | New | Generation | Electric | Solar PV | E3 | CCE | 0 | 0 | 0 | 0 | 0 | 0 | 0 | 0 | 0 | 0 | 0 | 0 | 0 | 0 | 0 | 0 | 0 | 0 | 0 | 0 | 0 | 0 | 0 | 0 | 0 | 0 | 0 | 0 | 0 | 0
F1_Commercial_College_New_Generation_Electric_Solar PV_E4 | F1 | Commercial | College | New | Generation | Electric | Solar PV | E4 | CCE | 0 | 0 | 0 | 0 | 0 | 0 | 0 | 0 | 0 | 0 | 0 | 0 | 0 | 0 | 0 | 0 | 0 | 0 | 0 | 0 | 0 | 0 | 0 | 0 | 0 | 0 | 0 | 0 | 0 | 0
F1_Commercial_College_New_Generation_Electric_Solar PV_E5 | F1 | Commercial | College | New | Generation | Electric | Solar PV | E5 | CCE | 0 | 0 | 0 | 0 | 0 | 0 | 0 | 0 | 0 | 0 | 0 | 0 | 0 | 0 | 0 | 0 | 0 | 0 | 0 | 0 | 0 | 0 | 0 | 0 | 0 | 0 | 0 | 0 | 0 | 0
F1_Commercial_College_New_Generation_Electric_Solar PV_E6 | F1 | Commercial | College | New | Generation | Electric | Solar PV | E6 | CCE | 0 | 0 | 0 | 0 | 0 | 0 | 0 | 0 | 0 | 0 | 0 | 0 | 0 | 0 | 0 | 0 | 0 | 0 | 0 | 0 | 0 | 0 | 0 | 0 | 0 | 0 | 0 | 0 | 0 | 0
F1_Commercial_College_New_Generation_Electric_Solar PV_E7 | F1 | Commercial | College | New | Generation | Electric | Solar PV | E7 | CCE | 0 | 0 | 0 | 0 | 0 | 0 | 0 | 0 | 0 | 0 | 0 | 0 | 0 | 0 | 0 | 0 | 0 | 0 | 0 | 0 | 0 | 0 | 0 | 0 | 0 | 0 | 0 | 0 | 0 | 0
F1_Commercial_College_New_Generation_Electric_Solar PV_E8 | F1 | Commercial | College | New | Generation | Electric | Solar PV | E8 | CCE | 0 | 0 | 0 | 0 | 0 | 0 | 0 | 0 | 0 | 0 | 0 | 0 | 0 | 0 | 0 | 0 | 0 | 0 | 0 | 0 | 0 | 0 | 0 | 0 | 0 | 0 | 0 | 0 | 0 | 0
F1_Commercial_College_New_Generation_Electric_Solar PV_E9 | F1 | Commercial | College | New | Generation | Electric | Solar PV | E9 | CCE | 0 | 0 | 0 | 0 | 0 | 0 | 0 | 0 | 0 | 0 | 0 | 0 | 0 | 0 | 0 | 0 | 0 | 0 | 0 | 0 | 0 | 0 | 0 | 0 | 0 | 0 | 0 | 0 | 0 | 0
F1_Commercial_College_New_Generation_Electric_Solar PV_E10 | F1 | Commercial | College | New | Generation | Electric | Solar PV | E10 | CCE | 0 | 0 | 0 | 0 | 0 | 0 | 0 | 0 | 0 | 0 | 0 | 0 | 0 | 0 | 0 | 0 | 0 | 0 | 0 | 0 | 0 | 0 | 0 | 0 | 0 | 0 | 0 | 0 | 0 | 0
F2_Commercial_College_New_Generation_Electric_Solar PV_E1 | F2 | Commercial | College | New | Generation | Electric | Solar PV | E1 | TRC BC Ratio | 0 | 0 | 0 | 0 | 0 | 0 | 0 | 0 | 0 | 0 | 0 | 0 | 0 | 0 | 0 | 0 | 0 | 0 | 0 | 0 | 0 | 0 | 0 | 0 | 0 | 0 | 0 | 0 | 0 | 0
F2_Commercial_College_New_Generation_Electric_Solar PV_E2 | F2 | Commercial | College | New | Generation | Electric | Solar PV | E2 | TRC BC Ratio | 0 | 0 | 0 | 0 | 0 | 0 | 0 | 0 | 0 | 0 | 0 | 0 | 0 | 0 | 0 | 0 | 0 | 0 | 0 | 0 | 0 | 0 | 0 | 0 | 0 | 0 | 0 | 0 | 0 | 0
F2_Commercial_College_New_Generation_Electric_Solar PV_E3 | F2 | Commercial | College | New | Generation | Electric | Solar PV | E3 | TRC BC Ratio | 0 | 0 | 0 | 0 | 0 | 0 | 0 | 0 | 0 | 0 | 0 | 0 | 0 | 0 | 0 | 0 | 0 | 0 | 0 | 0 | 0 | 0 | 0 | 0 | 0 | 0 | 0 | 0 | 0 | 0
F2_Commercial_College_New_Generation_Electric_Solar PV_E4 | F2 | Commercial | College | New | Generation | Electric | Solar PV | E4 | TRC BC Ratio | 0 | 0 | 0 | 0 | 0 | 0 | 0 | 0 | 0 | 0 | 0 | 0 | 0 | 0 | 0 | 0 | 0 | 0 | 0 | 0 | 0 | 0 | 0 | 0 | 0 | 0 | 0 | 0 | 0 | 0
F2_Commercial_College_New_Generation_Electric_Solar PV_E5 | F2 | Commercial | College | New | Generation | Electric | Solar PV | E5 | TRC BC Ratio | 0 | 0 | 0 | 0 | 0 | 0 | 0 | 0 | 0 | 0 | 0 | 0 | 0 | 0 | 0 | 0 | 0 | 0 | 0 | 0 | 0 | 0 | 0 | 0 | 0 | 0 | 0 | 0 | 0 | 0
F2_Commercial_College_New_Generation_Electric_Solar PV_E6 | F2 | Commercial | College | New | Generation | Electric | Solar PV | E6 | TRC BC Ratio | 0 | 0 | 0 | 0 | 0 | 0 | 0 | 0 | 0 | 0 | 0 | 0 | 0 | 0 | 0 | 0 | 0 | 0 | 0 | 0 | 0 | 0 | 0 | 0 | 0 | 0 | 0 | 0 | 0 | 0
F2_Commercial_College_New_Generation_Electric_Solar PV_E7 | F2 | Commercial | College | New | Generation | Electric | Solar PV | E7 | TRC BC Ratio | 0 | 0 | 0 | 0 | 0 | 0 | 0 | 0 | 0 | 0 | 0 | 0 | 0 | 0 | 0 | 0 | 0 | 0 | 0 | 0 | 0 | 0 | 0 | 0 | 0 | 0 | 0 | 0 | 0 | 0
F2_Commercial_College_New_Generation_Electric_Solar PV_E8 | F2 | Commercial | College | New | Generation | Electric | Solar PV | E8 | TRC BC Ratio | 0 | 0 | 0 | 0 | 0 | 0 | 0 | 0 | 0 | 0 | 0 | 0 | 0 | 0 | 0 | 0 | 0 | 0 | 0 | 0 | 0 | 0 | 0 | 0 | 0 | 0 | 0 | 0 | 0 | 0
F2_Commercial_College_New_Generation_Electric_Solar PV_E9 | F2 | Commercial | College | New | Generation | Electric | Solar PV | E9 | TRC BC Ratio | 0 | 0 | 0 | 0 | 0 | 0 | 0 | 0 | 0 | 0 | 0 | 0 | 0 | 0 | 0 | 0 | 0 | 0 | 0 | 0 | 0 | 0 | 0 | 0 | 0 | 0 | 0 | 0 | 0 | 0
F2_Commercial_College_New_Generation_Electric_Solar PV_E10 | F2 | Commercial | College | New | Generation | Electric | Solar PV | E10 | TRC BC Ratio | 0 | 0 | 0 | 0 | 0 | 0 | 0 | 0 | 0 | 0 | 0 | 0 | 0 | 0 | 0 | 0 | 0 | 0 | 0 | 0 | 0 | 0 | 0 | 0 | 0 | 0 | 0 | 0 | 0 | 0
F3_Commercial_College_New_Generation_Electric_Solar PV_E1 | F3 | Commercial | College | New | Generation | Electric | Solar PV | E1 | PACT BC Ratio | 0 | 0 | 0 | 0 | 0 | 0 | 0 | 0 | 0 | 0 | 0 | 0 | 0 | 0 | 0 | 0 | 0 | 0 | 0 | 0 | 0 | 0 | 0 | 0 | 0 | 0 | 0 | 0 | 0 | 0
F3_Commercial_College_New_Generation_Electric_Solar PV_E2 | F3 | Commercial | College | New | Generation | Electric | Solar PV | E2 | PACT BC Ratio | 0 | 0 | 0 | 0 | 0 | 0 | 0 | 0 | 0 | 0 | 0 | 0 | 0 | 0 | 0 | 0 | 0 | 0 | 0 | 0 | 0 | 0 | 0 | 0 | 0 | 0 | 0 | 0 | 0 | 0
F3_Commercial_College_New_Generation_Electric_Solar PV_E3 | F3 | Commercial | College | New | Generation | Electric | Solar PV | E3 | PACT BC Ratio | 0 | 0 | 0 | 0 | 0 | 0 | 0 | 0 | 0 | 0 | 0 | 0 | 0 | 0 | 0 | 0 | 0 | 0 | 0 | 0 | 0 | 0 | 0 | 0 | 0 | 0 | 0 | 0 | 0 | 0
F3_Commercial_College_New_Generation_Electric_Solar PV_E4 | F3 | Commercial | College | New | Generation | Electric | Solar PV | E4 | PACT BC Ratio | 0 | 0 | 0 | 0 | 0 | 0 | 0 | 0 | 0 | 0 | 0 | 0 | 0 | 0 | 0 | 0 | 0 | 0 | 0 | 0 | 0 | 0 | 0 | 0 | 0 | 0 | 0 | 0 | 0 | 0
F3_Commercial_College_New_Generation_Electric_Solar PV_E5 | F3 | Commercial | College | New | Generation | Electric | Solar PV | E5 | PACT BC Ratio | 0 | 0 | 0 | 0 | 0 | 0 | 0 | 0 | 0 | 0 | 0 | 0 | 0 | 0 | 0 | 0 | 0 | 0 | 0 | 0 | 0 | 0 | 0 | 0 | 0 | 0 | 0 | 0 | 0 | 0
F3_Commercial_College_New_Generation_Electric_Solar PV_E6 | F3 | Commercial | College | New | Generation | Electric | Solar PV | E6 | PACT BC Ratio | 0 | 0 | 0 | 0 | 0 | 0 | 0 | 0 | 0 | 0 | 0 | 0 | 0 | 0 | 0 | 0 | 0 | 0 | 0 | 0 | 0 | 0 | 0 | 0 | 0 | 0 | 0 | 0 | 0 | 0
F3_Commercial_College_New_Generation_Electric_Solar PV_E7 | F3 | Commercial | College | New | Generation | Electric | Solar PV | E7 | PACT BC Ratio | 0 | 0 | 0 | 0 | 0 | 0 | 0 | 0 | 0 | 0 | 0 | 0 | 0 | 0 | 0 | 0 | 0 | 0 | 0 | 0 | 0 | 0 | 0 | 0 | 0 | 0 | 0 | 0 | 0 | 0
F3_Commercial_College_New_Generation_Electric_Solar PV_E8 | F3 | Commercial | College | New | Generation | Electric | Solar PV | E8 | PACT BC Ratio | 0 | 0 | 0 | 0 | 0 | 0 | 0 | 0 | 0 | 0 | 0 | 0 | 0 | 0 | 0 | 0 | 0 | 0 | 0 | 0 | 0 | 0 | 0 | 0 | 0 | 0 | 0 | 0 | 0 | 0
F3_Commercial_College_New_Generation_Electric_Solar PV_E9 | F3 | Commercial | College | New | Generation | Electric | Solar PV | E9 | PACT BC Ratio | 0 | 0 | 0 | 0 | 0 | 0 | 0 | 0 | 0 | 0 | 0 | 0 | 0 | 0 | 0 | 0 | 0 | 0 | 0 | 0 | 0 | 0 | 0 | 0 | 0 | 0 | 0 | 0 | 0 | 0
F3_Commercial_College_New_Generation_Electric_Solar PV_E10 | F3 | Commercial | College | New | Generation | Electric | Solar PV | E10 | PACT BC Ratio | 0 | 0 | 0 | 0 | 0 | 0 | 0 | 0 | 0 | 0 | 0 | 0 | 0 | 0 | 0 | 0 | 0 | 0 | 0 | 0 | 0 | 0 | 0 | 0 | 0 | 0 | 0 | 0 | 0 | 0
F4_Commercial_College_New_Generation_Electric_Solar PV_E1 | F4 | Commercial | College | New | Generation | Electric | Solar PV | E1 | RVT BC Ratio | 0 | 0 | 0 | 0 | 0 | 0 | 0 | 0 | 0 | 0 | 0 | 0 | 0 | 0 | 0 | 0 | 0 | 0 | 0 | 0 | 0 | 0 | 0 | 0 | 0 | 0 | 0 | 0 | 0 | 0
F4_Commercial_College_New_Generation_Electric_Solar PV_E2 | F4 | Commercial | College | New | Generation | Electric | Solar PV | E2 | RVT BC Ratio | 0 | 0 | 0 | 0 | 0 | 0 | 0 | 0 | 0 | 0 | 0 | 0 | 0 | 0 | 0 | 0 | 0 | 0 | 0 | 0 | 0 | 0 | 0 | 0 | 0 | 0 | 0 | 0 | 0 | 0
F4_Commercial_College_New_Generation_Electric_Solar PV_E3 | F4 | Commercial | College | New | Generation | Electric | Solar PV | E3 | RVT BC Ratio | 0 | 0 | 0 | 0 | 0 | 0 | 0 | 0 | 0 | 0 | 0 | 0 | 0 | 0 | 0 | 0 | 0 | 0 | 0 | 0 | 0 | 0 | 0 | 0 | 0 | 0 | 0 | 0 | 0 | 0
F4_Commercial_College_New_Generation_Electric_Solar PV_E4 | F4 | Commercial | College | New | Generation | Electric | Solar PV | E4 | RVT BC Ratio | 0 | 0 | 0 | 0 | 0 | 0 | 0 | 0 | 0 | 0 | 0 | 0 | 0 | 0 | 0 | 0 | 0 | 0 | 0 | 0 | 0 | 0 | 0 | 0 | 0 | 0 | 0 | 0 | 0 | 0
F4_Commercial_College_New_Generation_Electric_Solar PV_E5 | F4 | Commercial | College | New | Generation | Electric | Solar PV | E5 | RVT BC Ratio | 0 | 0 | 0 | 0 | 0 | 0 | 0 | 0 | 0 | 0 | 0 | 0 | 0 | 0 | 0 | 0 | 0 | 0 | 0 | 0 | 0 | 0 | 0 | 0 | 0 | 0 | 0 | 0 | 0 | 0
F4_Commercial_College_New_Generation_Electric_Solar PV_E6 | F4 | Commercial | College | New | Generation | Electric | Solar PV | E6 | RVT BC Ratio | 0 | 0 | 0 | 0 | 0 | 0 | 0 | 0 | 0 | 0 | 0 | 0 | 0 | 0 | 0 | 0 | 0 | 0 | 0 | 0 | 0 | 0 | 0 | 0 | 0 | 0 | 0 | 0 | 0 | 0
F4_Commercial_College_New_Generation_Electric_Solar PV_E7 | F4 | Commercial | College | New | Generation | Electric | Solar PV | E7 | RVT BC Ratio | 0 | 0 | 0 | 0 | 0 | 0 | 0 | 0 | 0 | 0 | 0 | 0 | 0 | 0 | 0 | 0 | 0 | 0 | 0 | 0 | 0 | 0 | 0 | 0 | 0 | 0 | 0 | 0 | 0 | 0
F4_Commercial_College_New_Generation_Electric_Solar PV_E8 | F4 | Commercial | College | New | Generation | Electric | Solar PV | E8 | RVT BC Ratio | 0 | 0 | 0 | 0 | 0 | 0 | 0 | 0 | 0 | 0 | 0 | 0 | 0 | 0 | 0 | 0 | 0 | 0 | 0 | 0 | 0 | 0 | 0 | 0 | 0 | 0 | 0 | 0 | 0 | 0
F4_Commercial_College_New_Generation_Electric_Solar PV_E9 | F4 | Commercial | College | New | Generation | Electric | Solar PV | E9 | RVT BC Ratio | 0 | 0 | 0 | 0 | 0 | 0 | 0 | 0 | 0 | 0 | 0 | 0 | 0 | 0 | 0 | 0 | 0 | 0 | 0 | 0 | 0 | 0 | 0 | 0 | 0 | 0 | 0 | 0 | 0 | 0
F4_Commercial_College_New_Generation_Electric_Solar PV_E10 | F4 | Commercial | College | New | Generation | Electric | Solar PV | E10 | RVT BC Ratio | 0 | 0 | 0 | 0 | 0 | 0 | 0 | 0 | 0 | 0 | 0 | 0 | 0 | 0 | 0 | 0 | 0 | 0 | 0 | 0 | 0 | 0 | 0 | 0 | 0 | 0 | 0 | 0 | 0 | 0
F5_Commercial_College_New_Generation_Electric_Solar PV_E1 | F5 | Commercial | College | New | Generation | Electric | Solar PV | E1 | RIM BC Ratio | 0 | 0 | 0 | 0 | 0 | 0 | 0 | 0 | 0 | 0 | 0 | 0 | 0 | 0 | 0 | 0 | 0 | 0 | 0 | 0 | 0 | 0 | 0 | 0 | 0 | 0 | 0 | 0 | 0 | 0
F5_Commercial_College_New_Generation_Electric_Solar PV_E2 | F5 | Commercial | College | New | Generation | Electric | Solar PV | E2 | RIM BC Ratio | 0 | 0 | 0 | 0 | 0 | 0 | 0 | 0 | 0 | 0 | 0 | 0 | 0 | 0 | 0 | 0 | 0 | 0 | 0 | 0 | 0 | 0 | 0 | 0 | 0 | 0 | 0 | 0 | 0 | 0
F5_Commercial_College_New_Generation_Electric_Solar PV_E3 | F5 | Commercial | College | New | Generation | Electric | Solar PV | E3 | RIM BC Ratio | 0 | 0 | 0 | 0 | 0 | 0 | 0 | 0 | 0 | 0 | 0 | 0 | 0 | 0 | 0 | 0 | 0 | 0 | 0 | 0 | 0 | 0 | 0 | 0 | 0 | 0 | 0 | 0 | 0 | 0
F5_Commercial_College_New_Generation_Electric_Solar PV_E4 | F5 | Commercial | College | New | Generation | Electric | Solar PV | E4 | RIM BC Ratio | 0 | 0 | 0 | 0 | 0 | 0 | 0 | 0 | 0 | 0 | 0 | 0 | 0 | 0 | 0 | 0 | 0 | 0 | 0 | 0 | 0 | 0 | 0 | 0 | 0 | 0 | 0 | 0 | 0 | 0
F5_Commercial_College_New_Generation_Electric_Solar PV_E5 | F5 | Commercial | College | New | Generation | Electric | Solar PV | E5 | RIM BC Ratio | 0 | 0 | 0 | 0 | 0 | 0 | 0 | 0 | 0 | 0 | 0 | 0 | 0 | 0 | 0 | 0 | 0 | 0 | 0 | 0 | 0 | 0 | 0 | 0 | 0 | 0 | 0 | 0 | 0 | 0
F5_Commercial_College_New_Generation_Electric_Solar PV_E6 | F5 | Commercial | College | New | Generation | Electric | Solar PV | E6 | RIM BC Ratio | 0 | 0 | 0 | 0 | 0 | 0 | 0 | 0 | 0 | 0 | 0 | 0 | 0 | 0 | 0 | 0 | 0 | 0 | 0 | 0 | 0 | 0 | 0 | 0 | 0 | 0 | 0 | 0 | 0 | 0
F5_Commercial_College_New_Generation_Electric_Solar PV_E7 | F5 | Commercial | College | New | Generation | Electric | Solar PV | E7 | RIM BC Ratio | 0 | 0 | 0 | 0 | 0 | 0 | 0 | 0 | 0 | 0 | 0 | 0 | 0 | 0 | 0 | 0 | 0 | 0 | 0 | 0 | 0 | 0 | 0 | 0 | 0 | 0 | 0 | 0 | 0 | 0
F5_Commercial_College_New_Generation_Electric_Solar PV_E8 | F5 | Commercial | College | New | Generation | Electric | Solar PV | E8 | RIM BC Ratio | 0 | 0 | 0 | 0 | 0 | 0 | 0 | 0 | 0 | 0 | 0 | 0 | 0 | 0 | 0 | 0 | 0 | 0 | 0 | 0 | 0 | 0 | 0 | 0 | 0 | 0 | 0 | 0 | 0 | 0
F5_Commercial_College_New_Generation_Electric_Solar PV_E9 | F5 | Commercial | College | New | Generation | Electric | Solar PV | E9 | RIM BC Ratio | 0 | 0 | 0 | 0 | 0 | 0 | 0 | 0 | 0 | 0 | 0 | 0 | 0 | 0 | 0 | 0 | 0 | 0 | 0 | 0 | 0 | 0 | 0 | 0 | 0 | 0 | 0 | 0 | 0 | 0
F5_Commercial_College_New_Generation_Electric_Solar PV_E10 | F5 | Commercial | College | New | Generation | Electric | Solar PV | E10 | RIM BC Ratio | 0 | 0 | 0 | 0 | 0 | 0 | 0 | 0 | 0 | 0 | 0 | 0 | 0 | 0 | 0 | 0 | 0 | 0 | 0 | 0 | 0 | 0 | 0 | 0 | 0 | 0 | 0 | 0 | 0 | 0
F0_Commercial_School_Existing_Cooling_Electric_Air-Cooled Chiller_E0 | F0 | Commercial | School | Existing | Cooling | Electric | Air-Cooled Chiller | E0 | Economic Unit | 0 | 0 | 0 | 0 | 0 | 0 | 0 | 0 | 0 | 0 | 0 | 0 | 0 | 0 | 0 | 0 | 0 | 0 | 0 | 0 | 0 | 0 | 0 | 0 | 0 | 0 | 0 | 0 | 0 | 0
F1_Commercial_School_Existing_Cooling_Electric_Air-Cooled Chiller_E1 | F1 | Commercial | School | Existing | Cooling | Electric | Air-Cooled Chiller | E1 | CCE | 0 | 0 | 0 | 0 | 0 | 0 | 0 | 0 | 0 | 0 | 0 | 0 | 0 | 0 | 0 | 0 | 0 | 0 | 0 | 0 | 0 | 0 | 0 | 0 | 0 | 0 | 0 | 0 | 0 | 0
F1_Commercial_School_Existing_Cooling_Electric_Air-Cooled Chiller_E2 | F1 | Commercial | School | Existing | Cooling | Electric | Air-Cooled Chiller | E2 | CCE | 0 | 0 | 0 | 0 | 0 | 0 | 0 | 0 | 0 | 0 | 0 | 0 | 0 | 0 | 0 | 0 | 0 | 0 | 0 | 0 | 0 | 0 | 0 | 0 | 0 | 0 | 0 | 0 | 0 | 0
F1_Commercial_School_Existing_Cooling_Electric_Air-Cooled Chiller_E3 | F1 | Commercial | School | Existing | Cooling | Electric | Air-Cooled Chiller | E3 | CCE | 0 | 0 | 0 | 0 | 0 | 0 | 0 | 0 | 0 | 0 | 0 | 0 | 0 | 0 | 0 | 0 | 0 | 0 | 0 | 0 | 0 | 0 | 0 | 0 | 0 | 0 | 0 | 0 | 0 | 0
F1_Commercial_School_Existing_Cooling_Electric_Air-Cooled Chiller_E4 | F1 | Commercial | School | Existing | Cooling | Electric | Air-Cooled Chiller | E4 | CCE | 0 | 0 | 0 | 0 | 0 | 0 | 0 | 0 | 0 | 0 | 0 | 0 | 0 | 0 | 0 | 0 | 0 | 0 | 0 | 0 | 0 | 0 | 0 | 0 | 0 | 0 | 0 | 0 | 0 | 0
F1_Commercial_School_Existing_Cooling_Electric_Air-Cooled Chiller_E5 | F1 | Commercial | School | Existing | Cooling | Electric | Air-Cooled Chiller | E5 | CCE | 0 | 0 | 0 | 0 | 0 | 0 | 0 | 0 | 0 | 0 | 0 | 0 | 0 | 0 | 0 | 0 | 0 | 0 | 0 | 0 | 0 | 0 | 0 | 0 | 0 | 0 | 0 | 0 | 0 | 0
F1_Commercial_School_Existing_Cooling_Electric_Air-Cooled Chiller_E6 | F1 | Commercial | School | Existing | Cooling | Electric | Air-Cooled Chiller | E6 | CCE | 0 | 0 | 0 | 0 | 0 | 0 | 0 | 0 | 0 | 0 | 0 | 0 | 0 | 0 | 0 | 0 | 0 | 0 | 0 | 0 | 0 | 0 | 0 | 0 | 0 | 0 | 0 | 0 | 0 | 0
F1_Commercial_School_Existing_Cooling_Electric_Air-Cooled Chiller_E7 | F1 | Commercial | School | Existing | Cooling | Electric | Air-Cooled Chiller | E7 | CCE | 0 | 0 | 0 | 0 | 0 | 0 | 0 | 0 | 0 | 0 | 0 | 0 | 0 | 0 | 0 | 0 | 0 | 0 | 0 | 0 | 0 | 0 | 0 | 0 | 0 | 0 | 0 | 0 | 0 | 0
F1_Commercial_School_Existing_Cooling_Electric_Air-Cooled Chiller_E8 | F1 | Commercial | School | Existing | Cooling | Electric | Air-Cooled Chiller | E8 | CCE | 0 | 0 | 0 | 0 | 0 | 0 | 0 | 0 | 0 | 0 | 0 | 0 | 0 | 0 | 0 | 0 | 0 | 0 | 0 | 0 | 0 | 0 | 0 | 0 | 0 | 0 | 0 | 0 | 0 | 0
F1_Commercial_School_Existing_Cooling_Electric_Air-Cooled Chiller_E9 | F1 | Commercial | School | Existing | Cooling | Electric | Air-Cooled Chiller | E9 | CCE | 0 | 0 | 0 | 0 | 0 | 0 | 0 | 0 | 0 | 0 | 0 | 0 | 0 | 0 | 0 | 0 | 0 | 0 | 0 | 0 | 0 | 0 | 0 | 0 | 0 | 0 | 0 | 0 | 0 | 0
F1_Commercial_School_Existing_Cooling_Electric_Air-Cooled Chiller_E10 | F1 | Commercial | School | Existing | Cooling | Electric | Air-Cooled Chiller | E10 | CCE | 0 | 0 | 0 | 0 | 0 | 0 | 0 | 0 | 0 | 0 | 0 | 0 | 0 | 0 | 0 | 0 | 0 | 0 | 0 | 0 | 0 | 0 | 0 | 0 | 0 | 0 | 0 | 0 | 0 | 0
F2_Commercial_School_Existing_Cooling_Electric_Air-Cooled Chiller_E1 | F2 | Commercial | School | Existing | Cooling | Electric | Air-Cooled Chiller | E1 | TRC BC Ratio | 0 | 0 | 0 | 0 | 0 | 0 | 0 | 0 | 0 | 0 | 0 | 0 | 0 | 0 | 0 | 0 | 0 | 0 | 0 | 0 | 0 | 0 | 0 | 0 | 0 | 0 | 0 | 0 | 0 | 0
F2_Commercial_School_Existing_Cooling_Electric_Air-Cooled Chiller_E2 | F2 | Commercial | School | Existing | Cooling | Electric | Air-Cooled Chiller | E2 | TRC BC Ratio | 0 | 0 | 0 | 0 | 0 | 0 | 0 | 0 | 0 | 0 | 0 | 0 | 0 | 0 | 0 | 0 | 0 | 0 | 0 | 0 | 0 | 0 | 0 | 0 | 0 | 0 | 0 | 0 | 0 | 0
F2_Commercial_School_Existing_Cooling_Electric_Air-Cooled Chiller_E3 | F2 | Commercial | School | Existing | Cooling | Electric | Air-Cooled Chiller | E3 | TRC BC Ratio | 0 | 0 | 0 | 0 | 0 | 0 | 0 | 0 | 0 | 0 | 0 | 0 | 0 | 0 | 0 | 0 | 0 | 0 | 0 | 0 | 0 | 0 | 0 | 0 | 0 | 0 | 0 | 0 | 0 | 0
F2_Commercial_School_Existing_Cooling_Electric_Air-Cooled Chiller_E4 | F2 | Commercial | School | Existing | Cooling | Electric | Air-Cooled Chiller | E4 | TRC BC Ratio | 0 | 0 | 0 | 0 | 0 | 0 | 0 | 0 | 0 | 0 | 0 | 0 | 0 | 0 | 0 | 0 | 0 | 0 | 0 | 0 | 0 | 0 | 0 | 0 | 0 | 0 | 0 | 0 | 0 | 0
F2_Commercial_School_Existing_Cooling_Electric_Air-Cooled Chiller_E5 | F2 | Commercial | School | Existing | Cooling | Electric | Air-Cooled Chiller | E5 | TRC BC Ratio | 0 | 0 | 0 | 0 | 0 | 0 | 0 | 0 | 0 | 0 | 0 | 0 | 0 | 0 | 0 | 0 | 0 | 0 | 0 | 0 | 0 | 0 | 0 | 0 | 0 | 0 | 0 | 0 | 0 | 0
F2_Commercial_School_Existing_Cooling_Electric_Air-Cooled Chiller_E6 | F2 | Commercial | School | Existing | Cooling | Electric | Air-Cooled Chiller | E6 | TRC BC Ratio | 0 | 0 | 0 | 0 | 0 | 0 | 0 | 0 | 0 | 0 | 0 | 0 | 0 | 0 | 0 | 0 | 0 | 0 | 0 | 0 | 0 | 0 | 0 | 0 | 0 | 0 | 0 | 0 | 0 | 0
F2_Commercial_School_Existing_Cooling_Electric_Air-Cooled Chiller_E7 | F2 | Commercial | School | Existing | Cooling | Electric | Air-Cooled Chiller | E7 | TRC BC Ratio | 0 | 0 | 0 | 0 | 0 | 0 | 0 | 0 | 0 | 0 | 0 | 0 | 0 | 0 | 0 | 0 | 0 | 0 | 0 | 0 | 0 | 0 | 0 | 0 | 0 | 0 | 0 | 0 | 0 | 0
F2_Commercial_School_Existing_Cooling_Electric_Air-Cooled Chiller_E8 | F2 | Commercial | School | Existing | Cooling | Electric | Air-Cooled Chiller | E8 | TRC BC Ratio | 0 | 0 | 0 | 0 | 0 | 0 | 0 | 0 | 0 | 0 | 0 | 0 | 0 | 0 | 0 | 0 | 0 | 0 | 0 | 0 | 0 | 0 | 0 | 0 | 0 | 0 | 0 | 0 | 0 | 0
F2_Commercial_School_Existing_Cooling_Electric_Air-Cooled Chiller_E9 | F2 | Commercial | School | Existing | Cooling | Electric | Air-Cooled Chiller | E9 | TRC BC Ratio | 0 | 0 | 0 | 0 | 0 | 0 | 0 | 0 | 0 | 0 | 0 | 0 | 0 | 0 | 0 | 0 | 0 | 0 | 0 | 0 | 0 | 0 | 0 | 0 | 0 | 0 | 0 | 0 | 0 | 0
F2_Commercial_School_Existing_Cooling_Electric_Air-Cooled Chiller_E10 | F2 | Commercial | School | Existing | Cooling | Electric | Air-Cooled Chiller | E10 | TRC BC Ratio | 0 | 0 | 0 | 0 | 0 | 0 | 0 | 0 | 0 | 0 | 0 | 0 | 0 | 0 | 0 | 0 | 0 | 0 | 0 | 0 | 0 | 0 | 0 | 0 | 0 | 0 | 0 | 0 | 0 | 0
F3_Commercial_School_Existing_Cooling_Electric_Air-Cooled Chiller_E1 | F3 | Commercial | School | Existing | Cooling | Electric | Air-Cooled Chiller | E1 | PACT BC Ratio | 0 | 0 | 0 | 0 | 0 | 0 | 0 | 0 | 0 | 0 | 0 | 0 | 0 | 0 | 0 | 0 | 0 | 0 | 0 | 0 | 0 | 0 | 0 | 0 | 0 | 0 | 0 | 0 | 0 | 0
F3_Commercial_School_Existing_Cooling_Electric_Air-Cooled Chiller_E2 | F3 | Commercial | School | Existing | Cooling | Electric | Air-Cooled Chiller | E2 | PACT BC Ratio | 0 | 0 | 0 | 0 | 0 | 0 | 0 | 0 | 0 | 0 | 0 | 0 | 0 | 0 | 0 | 0 | 0 | 0 | 0 | 0 | 0 | 0 | 0 | 0 | 0 | 0 | 0 | 0 | 0 | 0
F3_Commercial_School_Existing_Cooling_Electric_Air-Cooled Chiller_E3 | F3 | Commercial | School | Existing | Cooling | Electric | Air-Cooled Chiller | E3 | PACT BC Ratio | 0 | 0 | 0 | 0 | 0 | 0 | 0 | 0 | 0 | 0 | 0 | 0 | 0 | 0 | 0 | 0 | 0 | 0 | 0 | 0 | 0 | 0 | 0 | 0 | 0 | 0 | 0 | 0 | 0 | 0
F3_Commercial_School_Existing_Cooling_Electric_Air-Cooled Chiller_E4 | F3 | Commercial | School | Existing | Cooling | Electric | Air-Cooled Chiller | E4 | PACT BC Ratio | 0 | 0 | 0 | 0 | 0 | 0 | 0 | 0 | 0 | 0 | 0 | 0 | 0 | 0 | 0 | 0 | 0 | 0 | 0 | 0 | 0 | 0 | 0 | 0 | 0 | 0 | 0 | 0 | 0 | 0
F3_Commercial_School_Existing_Cooling_Electric_Air-Cooled Chiller_E5 | F3 | Commercial | School | Existing | Cooling | Electric | Air-Cooled Chiller | E5 | PACT BC Ratio | 0 | 0 | 0 | 0 | 0 | 0 | 0 | 0 | 0 | 0 | 0 | 0 | 0 | 0 | 0 | 0 | 0 | 0 | 0 | 0 | 0 | 0 | 0 | 0 | 0 | 0 | 0 | 0 | 0 | 0
F3_Commercial_School_Existing_Cooling_Electric_Air-Cooled Chiller_E6 | F3 | Commercial | School | Existing | Cooling | Electric | Air-Cooled Chiller | E6 | PACT BC Ratio | 0 | 0 | 0 | 0 | 0 | 0 | 0 | 0 | 0 | 0 | 0 | 0 | 0 | 0 | 0 | 0 | 0 | 0 | 0 | 0 | 0 | 0 | 0 | 0 | 0 | 0 | 0 | 0 | 0 | 0
F3_Commercial_School_Existing_Cooling_Electric_Air-Cooled Chiller_E7 | F3 | Commercial | School | Existing | Cooling | Electric | Air-Cooled Chiller | E7 | PACT BC Ratio | 0 | 0 | 0 | 0 | 0 | 0 | 0 | 0 | 0 | 0 | 0 | 0 | 0 | 0 | 0 | 0 | 0 | 0 | 0 | 0 | 0 | 0 | 0 | 0 | 0 | 0 | 0 | 0 | 0 | 0
F3_Commercial_School_Existing_Cooling_Electric_Air-Cooled Chiller_E8 | F3 | Commercial | School | Existing | Cooling | Electric | Air-Cooled Chiller | E8 | PACT BC Ratio | 0 | 0 | 0 | 0 | 0 | 0 | 0 | 0 | 0 | 0 | 0 | 0 | 0 | 0 | 0 | 0 | 0 | 0 | 0 | 0 | 0 | 0 | 0 | 0 | 0 | 0 | 0 | 0 | 0 | 0
F3_Commercial_School_Existing_Cooling_Electric_Air-Cooled Chiller_E9 | F3 | Commercial | School | Existing | Cooling | Electric | Air-Cooled Chiller | E9 | PACT BC Ratio | 0 | 0 | 0 | 0 | 0 | 0 | 0 | 0 | 0 | 0 | 0 | 0 | 0 | 0 | 0 | 0 | 0 | 0 | 0 | 0 | 0 | 0 | 0 | 0 | 0 | 0 | 0 | 0 | 0 | 0
F3_Commercial_School_Existing_Cooling_Electric_Air-Cooled Chiller_E10 | F3 | Commercial | School | Existing | Cooling | Electric | Air-Cooled Chiller | E10 | PACT BC Ratio | 0 | 0 | 0 | 0 | 0 | 0 | 0 | 0 | 0 | 0 | 0 | 0 | 0 | 0 | 0 | 0 | 0 | 0 | 0 | 0 | 0 | 0 | 0 | 0 | 0 | 0 | 0 | 0 | 0 | 0
F4_Commercial_School_Existing_Cooling_Electric_Air-Cooled Chiller_E1 | F4 | Commercial | School | Existing | Cooling | Electric | Air-Cooled Chiller | E1 | RVT BC Ratio | 0 | 0 | 0 | 0 | 0 | 0 | 0 | 0 | 0 | 0 | 0 | 0 | 0 | 0 | 0 | 0 | 0 | 0 | 0 | 0 | 0 | 0 | 0 | 0 | 0 | 0 | 0 | 0 | 0 | 0
F4_Commercial_School_Existing_Cooling_Electric_Air-Cooled Chiller_E2 | F4 | Commercial | School | Existing | Cooling | Electric | Air-Cooled Chiller | E2 | RVT BC Ratio | 0 | 0 | 0 | 0 | 0 | 0 | 0 | 0 | 0 | 0 | 0 | 0 | 0 | 0 | 0 | 0 | 0 | 0 | 0 | 0 | 0 | 0 | 0 | 0 | 0 | 0 | 0 | 0 | 0 | 0
F4_Commercial_School_Existing_Cooling_Electric_Air-Cooled Chiller_E3 | F4 | Commercial | School | Existing | Cooling | Electric | Air-Cooled Chiller | E3 | RVT BC Ratio | 0 | 0 | 0 | 0 | 0 | 0 | 0 | 0 | 0 | 0 | 0 | 0 | 0 | 0 | 0 | 0 | 0 | 0 | 0 | 0 | 0 | 0 | 0 | 0 | 0 | 0 | 0 | 0 | 0 | 0
F4_Commercial_School_Existing_Cooling_Electric_Air-Cooled Chiller_E4 | F4 | Commercial | School | Existing | Cooling | Electric | Air-Cooled Chiller | E4 | RVT BC Ratio | 0 | 0 | 0 | 0 | 0 | 0 | 0 | 0 | 0 | 0 | 0 | 0 | 0 | 0 | 0 | 0 | 0 | 0 | 0 | 0 | 0 | 0 | 0 | 0 | 0 | 0 | 0 | 0 | 0 | 0
F4_Commercial_School_Existing_Cooling_Electric_Air-Cooled Chiller_E5 | F4 | Commercial | School | Existing | Cooling | Electric | Air-Cooled Chiller | E5 | RVT BC Ratio | 0 | 0 | 0 | 0 | 0 | 0 | 0 | 0 | 0 | 0 | 0 | 0 | 0 | 0 | 0 | 0 | 0 | 0 | 0 | 0 | 0 | 0 | 0 | 0 | 0 | 0 | 0 | 0 | 0 | 0
F4_Commercial_School_Existing_Cooling_Electric_Air-Cooled Chiller_E6 | F4 | Commercial | School | Existing | Cooling | Electric | Air-Cooled Chiller | E6 | RVT BC Ratio | 0 | 0 | 0 | 0 | 0 | 0 | 0 | 0 | 0 | 0 | 0 | 0 | 0 | 0 | 0 | 0 | 0 | 0 | 0 | 0 | 0 | 0 | 0 | 0 | 0 | 0 | 0 | 0 | 0 | 0
F4_Commercial_School_Existing_Cooling_Electric_Air-Cooled Chiller_E7 | F4 | Commercial | School | Existing | Cooling | Electric | Air-Cooled Chiller | E7 | RVT BC Ratio | 0 | 0 | 0 | 0 | 0 | 0 | 0 | 0 | 0 | 0 | 0 | 0 | 0 | 0 | 0 | 0 | 0 | 0 | 0 | 0 | 0 | 0 | 0 | 0 | 0 | 0 | 0 | 0 | 0 | 0
F4_Commercial_School_Existing_Cooling_Electric_Air-Cooled Chiller_E8 | F4 | Commercial | School | Existing | Cooling | Electric | Air-Cooled Chiller | E8 | RVT BC Ratio | 0 | 0 | 0 | 0 | 0 | 0 | 0 | 0 | 0 | 0 | 0 | 0 | 0 | 0 | 0 | 0 | 0 | 0 | 0 | 0 | 0 | 0 | 0 | 0 | 0 | 0 | 0 | 0 | 0 | 0
F4_Commercial_School_Existing_Cooling_Electric_Air-Cooled Chiller_E9 | F4 | Commercial | School | Existing | Cooling | Electric | Air-Cooled Chiller | E9 | RVT BC Ratio | 0 | 0 | 0 | 0 | 0 | 0 | 0 | 0 | 0 | 0 | 0 | 0 | 0 | 0 | 0 | 0 | 0 | 0 | 0 | 0 | 0 | 0 | 0 | 0 | 0 | 0 | 0 | 0 | 0 | 0
F4_Commercial_School_Existing_Cooling_Electric_Air-Cooled Chiller_E10 | F4 | Commercial | School | Existing | Cooling | Electric | Air-Cooled Chiller | E10 | RVT BC Ratio | 0 | 0 | 0 | 0 | 0 | 0 | 0 | 0 | 0 | 0 | 0 | 0 | 0 | 0 | 0 | 0 | 0 | 0 | 0 | 0 | 0 | 0 | 0 | 0 | 0 | 0 | 0 | 0 | 0 | 0
F5_Commercial_School_Existing_Cooling_Electric_Air-Cooled Chiller_E1 | F5 | Commercial | School | Existing | Cooling | Electric | Air-Cooled Chiller | E1 | RIM BC Ratio | 0 | 0 | 0 | 0 | 0 | 0 | 0 | 0 | 0 | 0 | 0 | 0 | 0 | 0 | 0 | 0 | 0 | 0 | 0 | 0 | 0 | 0 | 0 | 0 | 0 | 0 | 0 | 0 | 0 | 0
F5_Commercial_School_Existing_Cooling_Electric_Air-Cooled Chiller_E2 | F5 | Commercial | School | Existing | Cooling | Electric | Air-Cooled Chiller | E2 | RIM BC Ratio | 0 | 0 | 0 | 0 | 0 | 0 | 0 | 0 | 0 | 0 | 0 | 0 | 0 | 0 | 0 | 0 | 0 | 0 | 0 | 0 | 0 | 0 | 0 | 0 | 0 | 0 | 0 | 0 | 0 | 0
F5_Commercial_School_Existing_Cooling_Electric_Air-Cooled Chiller_E3 | F5 | Commercial | School | Existing | Cooling | Electric | Air-Cooled Chiller | E3 | RIM BC Ratio | 0 | 0 | 0 | 0 | 0 | 0 | 0 | 0 | 0 | 0 | 0 | 0 | 0 | 0 | 0 | 0 | 0 | 0 | 0 | 0 | 0 | 0 | 0 | 0 | 0 | 0 | 0 | 0 | 0 | 0
F5_Commercial_School_Existing_Cooling_Electric_Air-Cooled Chiller_E4 | F5 | Commercial | School | Existing | Cooling | Electric | Air-Cooled Chiller | E4 | RIM BC Ratio | 0 | 0 | 0 | 0 | 0 | 0 | 0 | 0 | 0 | 0 | 0 | 0 | 0 | 0 | 0 | 0 | 0 | 0 | 0 | 0 | 0 | 0 | 0 | 0 | 0 | 0 | 0 | 0 | 0 | 0
F5_Commercial_School_Existing_Cooling_Electric_Air-Cooled Chiller_E5 | F5 | Commercial | School | Existing | Cooling | Electric | Air-Cooled Chiller | E5 | RIM BC Ratio | 0 | 0 | 0 | 0 | 0 | 0 | 0 | 0 | 0 | 0 | 0 | 0 | 0 | 0 | 0 | 0 | 0 | 0 | 0 | 0 | 0 | 0 | 0 | 0 | 0 | 0 | 0 | 0 | 0 | 0
F5_Commercial_School_Existing_Cooling_Electric_Air-Cooled Chiller_E6 | F5 | Commercial | School | Existing | Cooling | Electric | Air-Cooled Chiller | E6 | RIM BC Ratio | 0 | 0 | 0 | 0 | 0 | 0 | 0 | 0 | 0 | 0 | 0 | 0 | 0 | 0 | 0 | 0 | 0 | 0 | 0 | 0 | 0 | 0 | 0 | 0 | 0 | 0 | 0 | 0 | 0 | 0
F5_Commercial_School_Existing_Cooling_Electric_Air-Cooled Chiller_E7 | F5 | Commercial | School | Existing | Cooling | Electric | Air-Cooled Chiller | E7 | RIM BC Ratio | 0 | 0 | 0 | 0 | 0 | 0 | 0 | 0 | 0 | 0 | 0 | 0 | 0 | 0 | 0 | 0 | 0 | 0 | 0 | 0 | 0 | 0 | 0 | 0 | 0 | 0 | 0 | 0 | 0 | 0
F5_Commercial_School_Existing_Cooling_Electric_Air-Cooled Chiller_E8 | F5 | Commercial | School | Existing | Cooling | Electric | Air-Cooled Chiller | E8 | RIM BC Ratio | 0 | 0 | 0 | 0 | 0 | 0 | 0 | 0 | 0 | 0 | 0 | 0 | 0 | 0 | 0 | 0 | 0 | 0 | 0 | 0 | 0 | 0 | 0 | 0 | 0 | 0 | 0 | 0 | 0 | 0
F5_Commercial_School_Existing_Cooling_Electric_Air-Cooled Chiller_E9 | F5 | Commercial | School | Existing | Cooling | Electric | Air-Cooled Chiller | E9 | RIM BC Ratio | 0 | 0 | 0 | 0 | 0 | 0 | 0 | 0 | 0 | 0 | 0 | 0 | 0 | 0 | 0 | 0 | 0 | 0 | 0 | 0 | 0 | 0 | 0 | 0 | 0 | 0 | 0 | 0 | 0 | 0
F5_Commercial_School_Existing_Cooling_Electric_Air-Cooled Chiller_E10 | F5 | Commercial | School | Existing | Cooling | Electric | Air-Cooled Chiller | E10 | RIM BC Ratio | 0 | 0 | 0 | 0 | 0 | 0 | 0 | 0 | 0 | 0 | 0 | 0 | 0 | 0 | 0 | 0 | 0 | 0 | 0 | 0 | 0 | 0 | 0 | 0 | 0 | 0 | 0 | 0 | 0 | 0
F0_Commercial_School_Existing_Cooling_Electric_Water-Cooled Chiller_E0 | F0 | Commercial | School | Existing | Cooling | Electric | Water-Cooled Chiller | E0 | Economic Unit | 0 | 0 | 0 | 0 | 0 | 0 | 0 | 0 | 0 | 0 | 0 | 0 | 0 | 0 | 0 | 0 | 0 | 0 | 0 | 0 | 0 | 0 | 0 | 0 | 0 | 0 | 0 | 0 | 0 | 0
F1_Commercial_School_Existing_Cooling_Electric_Water-Cooled Chiller_E1 | F1 | Commercial | School | Existing | Cooling | Electric | Water-Cooled Chiller | E1 | CCE | 0 | 0 | 0 | 0 | 0 | 0 | 0 | 0 | 0 | 0 | 0 | 0 | 0 | 0 | 0 | 0 | 0 | 0 | 0 | 0 | 0 | 0 | 0 | 0 | 0 | 0 | 0 | 0 | 0 | 0
F1_Commercial_School_Existing_Cooling_Electric_Water-Cooled Chiller_E2 | F1 | Commercial | School | Existing | Cooling | Electric | Water-Cooled Chiller | E2 | CCE | 0 | 0 | 0 | 0 | 0 | 0 | 0 | 0 | 0 | 0 | 0 | 0 | 0 | 0 | 0 | 0 | 0 | 0 | 0 | 0 | 0 | 0 | 0 | 0 | 0 | 0 | 0 | 0 | 0 | 0
F1_Commercial_School_Existing_Cooling_Electric_Water-Cooled Chiller_E3 | F1 | Commercial | School | Existing | Cooling | Electric | Water-Cooled Chiller | E3 | CCE | 0 | 0 | 0 | 0 | 0 | 0 | 0 | 0 | 0 | 0 | 0 | 0 | 0 | 0 | 0 | 0 | 0 | 0 | 0 | 0 | 0 | 0 | 0 | 0 | 0 | 0 | 0 | 0 | 0 | 0
F1_Commercial_School_Existing_Cooling_Electric_Water-Cooled Chiller_E4 | F1 | Commercial | School | Existing | Cooling | Electric | Water-Cooled Chiller | E4 | CCE | 0 | 0 | 0 | 0 | 0 | 0 | 0 | 0 | 0 | 0 | 0 | 0 | 0 | 0 | 0 | 0 | 0 | 0 | 0 | 0 | 0 | 0 | 0 | 0 | 0 | 0 | 0 | 0 | 0 | 0
F1_Commercial_School_Existing_Cooling_Electric_Water-Cooled Chiller_E5 | F1 | Commercial | School | Existing | Cooling | Electric | Water-Cooled Chiller | E5 | CCE | 0 | 0 | 0 | 0 | 0 | 0 | 0 | 0 | 0 | 0 | 0 | 0 | 0 | 0 | 0 | 0 | 0 | 0 | 0 | 0 | 0 | 0 | 0 | 0 | 0 | 0 | 0 | 0 | 0 | 0
F1_Commercial_School_Existing_Cooling_Electric_Water-Cooled Chiller_E6 | F1 | Commercial | School | Existing | Cooling | Electric | Water-Cooled Chiller | E6 | CCE | 0 | 0 | 0 | 0 | 0 | 0 | 0 | 0 | 0 | 0 | 0 | 0 | 0 | 0 | 0 | 0 | 0 | 0 | 0 | 0 | 0 | 0 | 0 | 0 | 0 | 0 | 0 | 0 | 0 | 0
F1_Commercial_School_Existing_Cooling_Electric_Water-Cooled Chiller_E7 | F1 | Commercial | School | Existing | Cooling | Electric | Water-Cooled Chiller | E7 | CCE | 0 | 0 | 0 | 0 | 0 | 0 | 0 | 0 | 0 | 0 | 0 | 0 | 0 | 0 | 0 | 0 | 0 | 0 | 0 | 0 | 0 | 0 | 0 | 0 | 0 | 0 | 0 | 0 | 0 | 0
F1_Commercial_School_Existing_Cooling_Electric_Water-Cooled Chiller_E8 | F1 | Commercial | School | Existing | Cooling | Electric | Water-Cooled Chiller | E8 | CCE | 0 | 0 | 0 | 0 | 0 | 0 | 0 | 0 | 0 | 0 | 0 | 0 | 0 | 0 | 0 | 0 | 0 | 0 | 0 | 0 | 0 | 0 | 0 | 0 | 0 | 0 | 0 | 0 | 0 | 0
F1_Commercial_School_Existing_Cooling_Electric_Water-Cooled Chiller_E9 | F1 | Commercial | School | Existing | Cooling | Electric | Water-Cooled Chiller | E9 | CCE | 0 | 0 | 0 | 0 | 0 | 0 | 0 | 0 | 0 | 0 | 0 | 0 | 0 | 0 | 0 | 0 | 0 | 0 | 0 | 0 | 0 | 0 | 0 | 0 | 0 | 0 | 0 | 0 | 0 | 0
F1_Commercial_School_Existing_Cooling_Electric_Water-Cooled Chiller_E10 | F1 | Commercial | School | Existing | Cooling | Electric | Water-Cooled Chiller | E10 | CCE | 0 | 0 | 0 | 0 | 0 | 0 | 0 | 0 | 0 | 0 | 0 | 0 | 0 | 0 | 0 | 0 | 0 | 0 | 0 | 0 | 0 | 0 | 0 | 0 | 0 | 0 | 0 | 0 | 0 | 0
F2_Commercial_School_Existing_Cooling_Electric_Water-Cooled Chiller_E1 | F2 | Commercial | School | Existing | Cooling | Electric | Water-Cooled Chiller | E1 | TRC BC Ratio | 0 | 0 | 0 | 0 | 0 | 0 | 0 | 0 | 0 | 0 | 0 | 0 | 0 | 0 | 0 | 0 | 0 | 0 | 0 | 0 | 0 | 0 | 0 | 0 | 0 | 0 | 0 | 0 | 0 | 0
F2_Commercial_School_Existing_Cooling_Electric_Water-Cooled Chiller_E2 | F2 | Commercial | School | Existing | Cooling | Electric | Water-Cooled Chiller | E2 | TRC BC Ratio | 0 | 0 | 0 | 0 | 0 | 0 | 0 | 0 | 0 | 0 | 0 | 0 | 0 | 0 | 0 | 0 | 0 | 0 | 0 | 0 | 0 | 0 | 0 | 0 | 0 | 0 | 0 | 0 | 0 | 0
F2_Commercial_School_Existing_Cooling_Electric_Water-Cooled Chiller_E3 | F2 | Commercial | School | Existing | Cooling | Electric | Water-Cooled Chiller | E3 | TRC BC Ratio | 0 | 0 | 0 | 0 | 0 | 0 | 0 | 0 | 0 | 0 | 0 | 0 | 0 | 0 | 0 | 0 | 0 | 0 | 0 | 0 | 0 | 0 | 0 | 0 | 0 | 0 | 0 | 0 | 0 | 0
F2_Commercial_School_Existing_Cooling_Electric_Water-Cooled Chiller_E4 | F2 | Commercial | School | Existing | Cooling | Electric | Water-Cooled Chiller | E4 | TRC BC Ratio | 0 | 0 | 0 | 0 | 0 | 0 | 0 | 0 | 0 | 0 | 0 | 0 | 0 | 0 | 0 | 0 | 0 | 0 | 0 | 0 | 0 | 0 | 0 | 0 | 0 | 0 | 0 | 0 | 0 | 0
F2_Commercial_School_Existing_Cooling_Electric_Water-Cooled Chiller_E5 | F2 | Commercial | School | Existing | Cooling | Electric | Water-Cooled Chiller | E5 | TRC BC Ratio | 0 | 0 | 0 | 0 | 0 | 0 | 0 | 0 | 0 | 0 | 0 | 0 | 0 | 0 | 0 | 0 | 0 | 0 | 0 | 0 | 0 | 0 | 0 | 0 | 0 | 0 | 0 | 0 | 0 | 0
F2_Commercial_School_Existing_Cooling_Electric_Water-Cooled Chiller_E6 | F2 | Commercial | School | Existing | Cooling | Electric | Water-Cooled Chiller | E6 | TRC BC Ratio | 0 | 0 | 0 | 0 | 0 | 0 | 0 | 0 | 0 | 0 | 0 | 0 | 0 | 0 | 0 | 0 | 0 | 0 | 0 | 0 | 0 | 0 | 0 | 0 | 0 | 0 | 0 | 0 | 0 | 0
F2_Commercial_School_Existing_Cooling_Electric_Water-Cooled Chiller_E7 | F2 | Commercial | School | Existing | Cooling | Electric | Water-Cooled Chiller | E7 | TRC BC Ratio | 0 | 0 | 0 | 0 | 0 | 0 | 0 | 0 | 0 | 0 | 0 | 0 | 0 | 0 | 0 | 0 | 0 | 0 | 0 | 0 | 0 | 0 | 0 | 0 | 0 | 0 | 0 | 0 | 0 | 0
F2_Commercial_School_Existing_Cooling_Electric_Water-Cooled Chiller_E8 | F2 | Commercial | School | Existing | Cooling | Electric | Water-Cooled Chiller | E8 | TRC BC Ratio | 0 | 0 | 0 | 0 | 0 | 0 | 0 | 0 | 0 | 0 | 0 | 0 | 0 | 0 | 0 | 0 | 0 | 0 | 0 | 0 | 0 | 0 | 0 | 0 | 0 | 0 | 0 | 0 | 0 | 0
F2_Commercial_School_Existing_Cooling_Electric_Water-Cooled Chiller_E9 | F2 | Commercial | School | Existing | Cooling | Electric | Water-Cooled Chiller | E9 | TRC BC Ratio | 0 | 0 | 0 | 0 | 0 | 0 | 0 | 0 | 0 | 0 | 0 | 0 | 0 | 0 | 0 | 0 | 0 | 0 | 0 | 0 | 0 | 0 | 0 | 0 | 0 | 0 | 0 | 0 | 0 | 0
F2_Commercial_School_Existing_Cooling_Electric_Water-Cooled Chiller_E10 | F2 | Commercial | School | Existing | Cooling | Electric | Water-Cooled Chiller | E10 | TRC BC Ratio | 0 | 0 | 0 | 0 | 0 | 0 | 0 | 0 | 0 | 0 | 0 | 0 | 0 | 0 | 0 | 0 | 0 | 0 | 0 | 0 | 0 | 0 | 0 | 0 | 0 | 0 | 0 | 0 | 0 | 0
F3_Commercial_School_Existing_Cooling_Electric_Water-Cooled Chiller_E1 | F3 | Commercial | School | Existing | Cooling | Electric | Water-Cooled Chiller | E1 | PACT BC Ratio | 0 | 0 | 0 | 0 | 0 | 0 | 0 | 0 | 0 | 0 | 0 | 0 | 0 | 0 | 0 | 0 | 0 | 0 | 0 | 0 | 0 | 0 | 0 | 0 | 0 | 0 | 0 | 0 | 0 | 0
F3_Commercial_School_Existing_Cooling_Electric_Water-Cooled Chiller_E2 | F3 | Commercial | School | Existing | Cooling | Electric | Water-Cooled Chiller | E2 | PACT BC Ratio | 0 | 0 | 0 | 0 | 0 | 0 | 0 | 0 | 0 | 0 | 0 | 0 | 0 | 0 | 0 | 0 | 0 | 0 | 0 | 0 | 0 | 0 | 0 | 0 | 0 | 0 | 0 | 0 | 0 | 0
F3_Commercial_School_Existing_Cooling_Electric_Water-Cooled Chiller_E3 | F3 | Commercial | School | Existing | Cooling | Electric | Water-Cooled Chiller | E3 | PACT BC Ratio | 0 | 0 | 0 | 0 | 0 | 0 | 0 | 0 | 0 | 0 | 0 | 0 | 0 | 0 | 0 | 0 | 0 | 0 | 0 | 0 | 0 | 0 | 0 | 0 | 0 | 0 | 0 | 0 | 0 | 0
F3_Commercial_School_Existing_Cooling_Electric_Water-Cooled Chiller_E4 | F3 | Commercial | School | Existing | Cooling | Electric | Water-Cooled Chiller | E4 | PACT BC Ratio | 0 | 0 | 0 | 0 | 0 | 0 | 0 | 0 | 0 | 0 | 0 | 0 | 0 | 0 | 0 | 0 | 0 | 0 | 0 | 0 | 0 | 0 | 0 | 0 | 0 | 0 | 0 | 0 | 0 | 0
F3_Commercial_School_Existing_Cooling_Electric_Water-Cooled Chiller_E5 | F3 | Commercial | School | Existing | Cooling | Electric | Water-Cooled Chiller | E5 | PACT BC Ratio | 0 | 0 | 0 | 0 | 0 | 0 | 0 | 0 | 0 | 0 | 0 | 0 | 0 | 0 | 0 | 0 | 0 | 0 | 0 | 0 | 0 | 0 | 0 | 0 | 0 | 0 | 0 | 0 | 0 | 0
F3_Commercial_School_Existing_Cooling_Electric_Water-Cooled Chiller_E6 | F3 | Commercial | School | Existing | Cooling | Electric | Water-Cooled Chiller | E6 | PACT BC Ratio | 0 | 0 | 0 | 0 | 0 | 0 | 0 | 0 | 0 | 0 | 0 | 0 | 0 | 0 | 0 | 0 | 0 | 0 | 0 | 0 | 0 | 0 | 0 | 0 | 0 | 0 | 0 | 0 | 0 | 0
F3_Commercial_School_Existing_Cooling_Electric_Water-Cooled Chiller_E7 | F3 | Commercial | School | Existing | Cooling | Electric | Water-Cooled Chiller | E7 | PACT BC Ratio | 0 | 0 | 0 | 0 | 0 | 0 | 0 | 0 | 0 | 0 | 0 | 0 | 0 | 0 | 0 | 0 | 0 | 0 | 0 | 0 | 0 | 0 | 0 | 0 | 0 | 0 | 0 | 0 | 0 | 0
F3_Commercial_School_Existing_Cooling_Electric_Water-Cooled Chiller_E8 | F3 | Commercial | School | Existing | Cooling | Electric | Water-Cooled Chiller | E8 | PACT BC Ratio | 0 | 0 | 0 | 0 | 0 | 0 | 0 | 0 | 0 | 0 | 0 | 0 | 0 | 0 | 0 | 0 | 0 | 0 | 0 | 0 | 0 | 0 | 0 | 0 | 0 | 0 | 0 | 0 | 0 | 0
F3_Commercial_School_Existing_Cooling_Electric_Water-Cooled Chiller_E9 | F3 | Commercial | School | Existing | Cooling | Electric | Water-Cooled Chiller | E9 | PACT BC Ratio | 0 | 0 | 0 | 0 | 0 | 0 | 0 | 0 | 0 | 0 | 0 | 0 | 0 | 0 | 0 | 0 | 0 | 0 | 0 | 0 | 0 | 0 | 0 | 0 | 0 | 0 | 0 | 0 | 0 | 0
F3_Commercial_School_Existing_Cooling_Electric_Water-Cooled Chiller_E10 | F3 | Commercial | School | Existing | Cooling | Electric | Water-Cooled Chiller | E10 | PACT BC Ratio | 0 | 0 | 0 | 0 | 0 | 0 | 0 | 0 | 0 | 0 | 0 | 0 | 0 | 0 | 0 | 0 | 0 | 0 | 0 | 0 | 0 | 0 | 0 | 0 | 0 | 0 | 0 | 0 | 0 | 0
F4_Commercial_School_Existing_Cooling_Electric_Water-Cooled Chiller_E1 | F4 | Commercial | School | Existing | Cooling | Electric | Water-Cooled Chiller | E1 | RVT BC Ratio | 0 | 0 | 0 | 0 | 0 | 0 | 0 | 0 | 0 | 0 | 0 | 0 | 0 | 0 | 0 | 0 | 0 | 0 | 0 | 0 | 0 | 0 | 0 | 0 | 0 | 0 | 0 | 0 | 0 | 0
F4_Commercial_School_Existing_Cooling_Electric_Water-Cooled Chiller_E2 | F4 | Commercial | School | Existing | Cooling | Electric | Water-Cooled Chiller | E2 | RVT BC Ratio | 0 | 0 | 0 | 0 | 0 | 0 | 0 | 0 | 0 | 0 | 0 | 0 | 0 | 0 | 0 | 0 | 0 | 0 | 0 | 0 | 0 | 0 | 0 | 0 | 0 | 0 | 0 | 0 | 0 | 0
F4_Commercial_School_Existing_Cooling_Electric_Water-Cooled Chiller_E3 | F4 | Commercial | School | Existing | Cooling | Electric | Water-Cooled Chiller | E3 | RVT BC Ratio | 0 | 0 | 0 | 0 | 0 | 0 | 0 | 0 | 0 | 0 | 0 | 0 | 0 | 0 | 0 | 0 | 0 | 0 | 0 | 0 | 0 | 0 | 0 | 0 | 0 | 0 | 0 | 0 | 0 | 0
F4_Commercial_School_Existing_Cooling_Electric_Water-Cooled Chiller_E4 | F4 | Commercial | School | Existing | Cooling | Electric | Water-Cooled Chiller | E4 | RVT BC Ratio | 0 | 0 | 0 | 0 | 0 | 0 | 0 | 0 | 0 | 0 | 0 | 0 | 0 | 0 | 0 | 0 | 0 | 0 | 0 | 0 | 0 | 0 | 0 | 0 | 0 | 0 | 0 | 0 | 0 | 0
F4_Commercial_School_Existing_Cooling_Electric_Water-Cooled Chiller_E5 | F4 | Commercial | School | Existing | Cooling | Electric | Water-Cooled Chiller | E5 | RVT BC Ratio | 0 | 0 | 0 | 0 | 0 | 0 | 0 | 0 | 0 | 0 | 0 | 0 | 0 | 0 | 0 | 0 | 0 | 0 | 0 | 0 | 0 | 0 | 0 | 0 | 0 | 0 | 0 | 0 | 0 | 0
F4_Commercial_School_Existing_Cooling_Electric_Water-Cooled Chiller_E6 | F4 | Commercial | School | Existing | Cooling | Electric | Water-Cooled Chiller | E6 | RVT BC Ratio | 0 | 0 | 0 | 0 | 0 | 0 | 0 | 0 | 0 | 0 | 0 | 0 | 0 | 0 | 0 | 0 | 0 | 0 | 0 | 0 | 0 | 0 | 0 | 0 | 0 | 0 | 0 | 0 | 0 | 0
F4_Commercial_School_Existing_Cooling_Electric_Water-Cooled Chiller_E7 | F4 | Commercial | School | Existing | Cooling | Electric | Water-Cooled Chiller | E7 | RVT BC Ratio | 0 | 0 | 0 | 0 | 0 | 0 | 0 | 0 | 0 | 0 | 0 | 0 | 0 | 0 | 0 | 0 | 0 | 0 | 0 | 0 | 0 | 0 | 0 | 0 | 0 | 0 | 0 | 0 | 0 | 0
F4_Commercial_School_Existing_Cooling_Electric_Water-Cooled Chiller_E8 | F4 | Commercial | School | Existing | Cooling | Electric | Water-Cooled Chiller | E8 | RVT BC Ratio | 0 | 0 | 0 | 0 | 0 | 0 | 0 | 0 | 0 | 0 | 0 | 0 | 0 | 0 | 0 | 0 | 0 | 0 | 0 | 0 | 0 | 0 | 0 | 0 | 0 | 0 | 0 | 0 | 0 | 0
F4_Commercial_School_Existing_Cooling_Electric_Water-Cooled Chiller_E9 | F4 | Commercial | School | Existing | Cooling | Electric | Water-Cooled Chiller | E9 | RVT BC Ratio | 0 | 0 | 0 | 0 | 0 | 0 | 0 | 0 | 0 | 0 | 0 | 0 | 0 | 0 | 0 | 0 | 0 | 0 | 0 | 0 | 0 | 0 | 0 | 0 | 0 | 0 | 0 | 0 | 0 | 0
F4_Commercial_School_Existing_Cooling_Electric_Water-Cooled Chiller_E10 | F4 | Commercial | School | Existing | Cooling | Electric | Water-Cooled Chiller | E10 | RVT BC Ratio | 0 | 0 | 0 | 0 | 0 | 0 | 0 | 0 | 0 | 0 | 0 | 0 | 0 | 0 | 0 | 0 | 0 | 0 | 0 | 0 | 0 | 0 | 0 | 0 | 0 | 0 | 0 | 0 | 0 | 0
F5_Commercial_School_Existing_Cooling_Electric_Water-Cooled Chiller_E1 | F5 | Commercial | School | Existing | Cooling | Electric | Water-Cooled Chiller | E1 | RIM BC Ratio | 0 | 0 | 0 | 0 | 0 | 0 | 0 | 0 | 0 | 0 | 0 | 0 | 0 | 0 | 0 | 0 | 0 | 0 | 0 | 0 | 0 | 0 | 0 | 0 | 0 | 0 | 0 | 0 | 0 | 0
F5_Commercial_School_Existing_Cooling_Electric_Water-Cooled Chiller_E2 | F5 | Commercial | School | Existing | Cooling | Electric | Water-Cooled Chiller | E2 | RIM BC Ratio | 0 | 0 | 0 | 0 | 0 | 0 | 0 | 0 | 0 | 0 | 0 | 0 | 0 | 0 | 0 | 0 | 0 | 0 | 0 | 0 | 0 | 0 | 0 | 0 | 0 | 0 | 0 | 0 | 0 | 0
F5_Commercial_School_Existing_Cooling_Electric_Water-Cooled Chiller_E3 | F5 | Commercial | School | Existing | Cooling | Electric | Water-Cooled Chiller | E3 | RIM BC Ratio | 0 | 0 | 0 | 0 | 0 | 0 | 0 | 0 | 0 | 0 | 0 | 0 | 0 | 0 | 0 | 0 | 0 | 0 | 0 | 0 | 0 | 0 | 0 | 0 | 0 | 0 | 0 | 0 | 0 | 0
F5_Commercial_School_Existing_Cooling_Electric_Water-Cooled Chiller_E4 | F5 | Commercial | School | Existing | Cooling | Electric | Water-Cooled Chiller | E4 | RIM BC Ratio | 0 | 0 | 0 | 0 | 0 | 0 | 0 | 0 | 0 | 0 | 0 | 0 | 0 | 0 | 0 | 0 | 0 | 0 | 0 | 0 | 0 | 0 | 0 | 0 | 0 | 0 | 0 | 0 | 0 | 0
F5_Commercial_School_Existing_Cooling_Electric_Water-Cooled Chiller_E5 | F5 | Commercial | School | Existing | Cooling | Electric | Water-Cooled Chiller | E5 | RIM BC Ratio | 0 | 0 | 0 | 0 | 0 | 0 | 0 | 0 | 0 | 0 | 0 | 0 | 0 | 0 | 0 | 0 | 0 | 0 | 0 | 0 | 0 | 0 | 0 | 0 | 0 | 0 | 0 | 0 | 0 | 0
F5_Commercial_School_Existing_Cooling_Electric_Water-Cooled Chiller_E6 | F5 | Commercial | School | Existing | Cooling | Electric | Water-Cooled Chiller | E6 | RIM BC Ratio | 0 | 0 | 0 | 0 | 0 | 0 | 0 | 0 | 0 | 0 | 0 | 0 | 0 | 0 | 0 | 0 | 0 | 0 | 0 | 0 | 0 | 0 | 0 | 0 | 0 | 0 | 0 | 0 | 0 | 0
F5_Commercial_School_Existing_Cooling_Electric_Water-Cooled Chiller_E7 | F5 | Commercial | School | Existing | Cooling | Electric | Water-Cooled Chiller | E7 | RIM BC Ratio | 0 | 0 | 0 | 0 | 0 | 0 | 0 | 0 | 0 | 0 | 0 | 0 | 0 | 0 | 0 | 0 | 0 | 0 | 0 | 0 | 0 | 0 | 0 | 0 | 0 | 0 | 0 | 0 | 0 | 0
F5_Commercial_School_Existing_Cooling_Electric_Water-Cooled Chiller_E8 | F5 | Commercial | School | Existing | Cooling | Electric | Water-Cooled Chiller | E8 | RIM BC Ratio | 0 | 0 | 0 | 0 | 0 | 0 | 0 | 0 | 0 | 0 | 0 | 0 | 0 | 0 | 0 | 0 | 0 | 0 | 0 | 0 | 0 | 0 | 0 | 0 | 0 | 0 | 0 | 0 | 0 | 0
F5_Commercial_School_Existing_Cooling_Electric_Water-Cooled Chiller_E9 | F5 | Commercial | School | Existing | Cooling | Electric | Water-Cooled Chiller | E9 | RIM BC Ratio | 0 | 0 | 0 | 0 | 0 | 0 | 0 | 0 | 0 | 0 | 0 | 0 | 0 | 0 | 0 | 0 | 0 | 0 | 0 | 0 | 0 | 0 | 0 | 0 | 0 | 0 | 0 | 0 | 0 | 0
F5_Commercial_School_Existing_Cooling_Electric_Water-Cooled Chiller_E10 | F5 | Commercial | School | Existing | Cooling | Electric | Water-Cooled Chiller | E10 | RIM BC Ratio | 0 | 0 | 0 | 0 | 0 | 0 | 0 | 0 | 0 | 0 | 0 | 0 | 0 | 0 | 0 | 0 | 0 | 0 | 0 | 0 | 0 | 0 | 0 | 0 | 0 | 0 | 0 | 0 | 0 | 0
F0_Commercial_School_Existing_Cooling_Electric_RTU_E0 | F0 | Commercial | School | Existing | Cooling | Electric | RTU | E0 | Economic Unit | 0 | 0 | 0 | 0 | 0 | 0 | 0 | 0 | 0 | 0 | 0 | 0 | 0 | 0 | 0 | 0 | 0 | 0 | 0 | 0 | 0 | 0 | 0 | 0 | 0 | 0 | 0 | 0 | 0 | 0
F1_Commercial_School_Existing_Cooling_Electric_RTU_E1 | F1 | Commercial | School | Existing | Cooling | Electric | RTU | E1 | CCE | 0 | 0 | 0 | 0 | 0 | 0 | 0 | 0 | 0 | 0 | 0 | 0 | 0 | 0 | 0 | 0 | 0 | 0 | 0 | 0 | 0 | 0 | 0 | 0 | 0 | 0 | 0 | 0 | 0 | 0
F1_Commercial_School_Existing_Cooling_Electric_RTU_E2 | F1 | Commercial | School | Existing | Cooling | Electric | RTU | E2 | CCE | 0 | 0 | 0 | 0 | 0 | 0 | 0 | 0 | 0 | 0 | 0 | 0 | 0 | 0 | 0 | 0 | 0 | 0 | 0 | 0 | 0 | 0 | 0 | 0 | 0 | 0 | 0 | 0 | 0 | 0
F1_Commercial_School_Existing_Cooling_Electric_RTU_E3 | F1 | Commercial | School | Existing | Cooling | Electric | RTU | E3 | CCE | 0 | 0 | 0 | 0 | 0 | 0 | 0 | 0 | 0 | 0 | 0 | 0 | 0 | 0 | 0 | 0 | 0 | 0 | 0 | 0 | 0 | 0 | 0 | 0 | 0 | 0 | 0 | 0 | 0 | 0
F1_Commercial_School_Existing_Cooling_Electric_RTU_E4 | F1 | Commercial | School | Existing | Cooling | Electric | RTU | E4 | CCE | 0 | 0 | 0 | 0 | 0 | 0 | 0 | 0 | 0 | 0 | 0 | 0 | 0 | 0 | 0 | 0 | 0 | 0 | 0 | 0 | 0 | 0 | 0 | 0 | 0 | 0 | 0 | 0 | 0 | 0
F1_Commercial_School_Existing_Cooling_Electric_RTU_E5 | F1 | Commercial | School | Existing | Cooling | Electric | RTU | E5 | CCE | 0 | 0 | 0 | 0 | 0 | 0 | 0 | 0 | 0 | 0 | 0 | 0 | 0 | 0 | 0 | 0 | 0 | 0 | 0 | 0 | 0 | 0 | 0 | 0 | 0 | 0 | 0 | 0 | 0 | 0
F1_Commercial_School_Existing_Cooling_Electric_RTU_E6 | F1 | Commercial | School | Existing | Cooling | Electric | RTU | E6 | CCE | 0 | 0 | 0 | 0 | 0 | 0 | 0 | 0 | 0 | 0 | 0 | 0 | 0 | 0 | 0 | 0 | 0 | 0 | 0 | 0 | 0 | 0 | 0 | 0 | 0 | 0 | 0 | 0 | 0 | 0
F1_Commercial_School_Existing_Cooling_Electric_RTU_E7 | F1 | Commercial | School | Existing | Cooling | Electric | RTU | E7 | CCE | 0 | 0 | 0 | 0 | 0 | 0 | 0 | 0 | 0 | 0 | 0 | 0 | 0 | 0 | 0 | 0 | 0 | 0 | 0 | 0 | 0 | 0 | 0 | 0 | 0 | 0 | 0 | 0 | 0 | 0
F1_Commercial_School_Existing_Cooling_Electric_RTU_E8 | F1 | Commercial | School | Existing | Cooling | Electric | RTU | E8 | CCE | 0 | 0 | 0 | 0 | 0 | 0 | 0 | 0 | 0 | 0 | 0 | 0 | 0 | 0 | 0 | 0 | 0 | 0 | 0 | 0 | 0 | 0 | 0 | 0 | 0 | 0 | 0 | 0 | 0 | 0
F1_Commercial_School_Existing_Cooling_Electric_RTU_E9 | F1 | Commercial | School | Existing | Cooling | Electric | RTU | E9 | CCE | 0 | 0 | 0 | 0 | 0 | 0 | 0 | 0 | 0 | 0 | 0 | 0 | 0 | 0 | 0 | 0 | 0 | 0 | 0 | 0 | 0 | 0 | 0 | 0 | 0 | 0 | 0 | 0 | 0 | 0
F1_Commercial_School_Existing_Cooling_Electric_RTU_E10 | F1 | Commercial | School | Existing | Cooling | Electric | RTU | E10 | CCE | 0 | 0 | 0 | 0 | 0 | 0 | 0 | 0 | 0 | 0 | 0 | 0 | 0 | 0 | 0 | 0 | 0 | 0 | 0 | 0 | 0 | 0 | 0 | 0 | 0 | 0 | 0 | 0 | 0 | 0
F2_Commercial_School_Existing_Cooling_Electric_RTU_E1 | F2 | Commercial | School | Existing | Cooling | Electric | RTU | E1 | TRC BC Ratio | 0 | 0 | 0 | 0 | 0 | 0 | 0 | 0 | 0 | 0 | 0 | 0 | 0 | 0 | 0 | 0 | 0 | 0 | 0 | 0 | 0 | 0 | 0 | 0 | 0 | 0 | 0 | 0 | 0 | 0
F2_Commercial_School_Existing_Cooling_Electric_RTU_E2 | F2 | Commercial | School | Existing | Cooling | Electric | RTU | E2 | TRC BC Ratio | 0 | 0 | 0 | 0 | 0 | 0 | 0 | 0 | 0 | 0 | 0 | 0 | 0 | 0 | 0 | 0 | 0 | 0 | 0 | 0 | 0 | 0 | 0 | 0 | 0 | 0 | 0 | 0 | 0 | 0
F2_Commercial_School_Existing_Cooling_Electric_RTU_E3 | F2 | Commercial | School | Existing | Cooling | Electric | RTU | E3 | TRC BC Ratio | 0 | 0 | 0 | 0 | 0 | 0 | 0 | 0 | 0 | 0 | 0 | 0 | 0 | 0 | 0 | 0 | 0 | 0 | 0 | 0 | 0 | 0 | 0 | 0 | 0 | 0 | 0 | 0 | 0 | 0
F2_Commercial_School_Existing_Cooling_Electric_RTU_E4 | F2 | Commercial | School | Existing | Cooling | Electric | RTU | E4 | TRC BC Ratio | 0 | 0 | 0 | 0 | 0 | 0 | 0 | 0 | 0 | 0 | 0 | 0 | 0 | 0 | 0 | 0 | 0 | 0 | 0 | 0 | 0 | 0 | 0 | 0 | 0 | 0 | 0 | 0 | 0 | 0
F2_Commercial_School_Existing_Cooling_Electric_RTU_E5 | F2 | Commercial | School | Existing | Cooling | Electric | RTU | E5 | TRC BC Ratio | 0 | 0 | 0 | 0 | 0 | 0 | 0 | 0 | 0 | 0 | 0 | 0 | 0 | 0 | 0 | 0 | 0 | 0 | 0 | 0 | 0 | 0 | 0 | 0 | 0 | 0 | 0 | 0 | 0 | 0
F2_Commercial_School_Existing_Cooling_Electric_RTU_E6 | F2 | Commercial | School | Existing | Cooling | Electric | RTU | E6 | TRC BC Ratio | 0 | 0 | 0 | 0 | 0 | 0 | 0 | 0 | 0 | 0 | 0 | 0 | 0 | 0 | 0 | 0 | 0 | 0 | 0 | 0 | 0 | 0 | 0 | 0 | 0 | 0 | 0 | 0 | 0 | 0
F2_Commercial_School_Existing_Cooling_Electric_RTU_E7 | F2 | Commercial | School | Existing | Cooling | Electric | RTU | E7 | TRC BC Ratio | 0 | 0 | 0 | 0 | 0 | 0 | 0 | 0 | 0 | 0 | 0 | 0 | 0 | 0 | 0 | 0 | 0 | 0 | 0 | 0 | 0 | 0 | 0 | 0 | 0 | 0 | 0 | 0 | 0 | 0
F2_Commercial_School_Existing_Cooling_Electric_RTU_E8 | F2 | Commercial | School | Existing | Cooling | Electric | RTU | E8 | TRC BC Ratio | 0 | 0 | 0 | 0 | 0 | 0 | 0 | 0 | 0 | 0 | 0 | 0 | 0 | 0 | 0 | 0 | 0 | 0 | 0 | 0 | 0 | 0 | 0 | 0 | 0 | 0 | 0 | 0 | 0 | 0
F2_Commercial_School_Existing_Cooling_Electric_RTU_E9 | F2 | Commercial | School | Existing | Cooling | Electric | RTU | E9 | TRC BC Ratio | 0 | 0 | 0 | 0 | 0 | 0 | 0 | 0 | 0 | 0 | 0 | 0 | 0 | 0 | 0 | 0 | 0 | 0 | 0 | 0 | 0 | 0 | 0 | 0 | 0 | 0 | 0 | 0 | 0 | 0
F2_Commercial_School_Existing_Cooling_Electric_RTU_E10 | F2 | Commercial | School | Existing | Cooling | Electric | RTU | E10 | TRC BC Ratio | 0 | 0 | 0 | 0 | 0 | 0 | 0 | 0 | 0 | 0 | 0 | 0 | 0 | 0 | 0 | 0 | 0 | 0 | 0 | 0 | 0 | 0 | 0 | 0 | 0 | 0 | 0 | 0 | 0 | 0
F3_Commercial_School_Existing_Cooling_Electric_RTU_E1 | F3 | Commercial | School | Existing | Cooling | Electric | RTU | E1 | PACT BC Ratio | 0 | 0 | 0 | 0 | 0 | 0 | 0 | 0 | 0 | 0 | 0 | 0 | 0 | 0 | 0 | 0 | 0 | 0 | 0 | 0 | 0 | 0 | 0 | 0 | 0 | 0 | 0 | 0 | 0 | 0
F3_Commercial_School_Existing_Cooling_Electric_RTU_E2 | F3 | Commercial | School | Existing | Cooling | Electric | RTU | E2 | PACT BC Ratio | 0 | 0 | 0 | 0 | 0 | 0 | 0 | 0 | 0 | 0 | 0 | 0 | 0 | 0 | 0 | 0 | 0 | 0 | 0 | 0 | 0 | 0 | 0 | 0 | 0 | 0 | 0 | 0 | 0 | 0
F3_Commercial_School_Existing_Cooling_Electric_RTU_E3 | F3 | Commercial | School | Existing | Cooling | Electric | RTU | E3 | PACT BC Ratio | 0 | 0 | 0 | 0 | 0 | 0 | 0 | 0 | 0 | 0 | 0 | 0 | 0 | 0 | 0 | 0 | 0 | 0 | 0 | 0 | 0 | 0 | 0 | 0 | 0 | 0 | 0 | 0 | 0 | 0
F3_Commercial_School_Existing_Cooling_Electric_RTU_E4 | F3 | Commercial | School | Existing | Cooling | Electric | RTU | E4 | PACT BC Ratio | 0 | 0 | 0 | 0 | 0 | 0 | 0 | 0 | 0 | 0 | 0 | 0 | 0 | 0 | 0 | 0 | 0 | 0 | 0 | 0 | 0 | 0 | 0 | 0 | 0 | 0 | 0 | 0 | 0 | 0
F3_Commercial_School_Existing_Cooling_Electric_RTU_E5 | F3 | Commercial | School | Existing | Cooling | Electric | RTU | E5 | PACT BC Ratio | 0 | 0 | 0 | 0 | 0 | 0 | 0 | 0 | 0 | 0 | 0 | 0 | 0 | 0 | 0 | 0 | 0 | 0 | 0 | 0 | 0 | 0 | 0 | 0 | 0 | 0 | 0 | 0 | 0 | 0
F3_Commercial_School_Existing_Cooling_Electric_RTU_E6 | F3 | Commercial | School | Existing | Cooling | Electric | RTU | E6 | PACT BC Ratio | 0 | 0 | 0 | 0 | 0 | 0 | 0 | 0 | 0 | 0 | 0 | 0 | 0 | 0 | 0 | 0 | 0 | 0 | 0 | 0 | 0 | 0 | 0 | 0 | 0 | 0 | 0 | 0 | 0 | 0
F3_Commercial_School_Existing_Cooling_Electric_RTU_E7 | F3 | Commercial | School | Existing | Cooling | Electric | RTU | E7 | PACT BC Ratio | 0 | 0 | 0 | 0 | 0 | 0 | 0 | 0 | 0 | 0 | 0 | 0 | 0 | 0 | 0 | 0 | 0 | 0 | 0 | 0 | 0 | 0 | 0 | 0 | 0 | 0 | 0 | 0 | 0 | 0
F3_Commercial_School_Existing_Cooling_Electric_RTU_E8 | F3 | Commercial | School | Existing | Cooling | Electric | RTU | E8 | PACT BC Ratio | 0 | 0 | 0 | 0 | 0 | 0 | 0 | 0 | 0 | 0 | 0 | 0 | 0 | 0 | 0 | 0 | 0 | 0 | 0 | 0 | 0 | 0 | 0 | 0 | 0 | 0 | 0 | 0 | 0 | 0
F3_Commercial_School_Existing_Cooling_Electric_RTU_E9 | F3 | Commercial | School | Existing | Cooling | Electric | RTU | E9 | PACT BC Ratio | 0 | 0 | 0 | 0 | 0 | 0 | 0 | 0 | 0 | 0 | 0 | 0 | 0 | 0 | 0 | 0 | 0 | 0 | 0 | 0 | 0 | 0 | 0 | 0 | 0 | 0 | 0 | 0 | 0 | 0
F3_Commercial_School_Existing_Cooling_Electric_RTU_E10 | F3 | Commercial | School | Existing | Cooling | Electric | RTU | E10 | PACT BC Ratio | 0 | 0 | 0 | 0 | 0 | 0 | 0 | 0 | 0 | 0 | 0 | 0 | 0 | 0 | 0 | 0 | 0 | 0 | 0 | 0 | 0 | 0 | 0 | 0 | 0 | 0 | 0 | 0 | 0 | 0
F4_Commercial_School_Existing_Cooling_Electric_RTU_E1 | F4 | Commercial | School | Existing | Cooling | Electric | RTU | E1 | RVT BC Ratio | 0 | 0 | 0 | 0 | 0 | 0 | 0 | 0 | 0 | 0 | 0 | 0 | 0 | 0 | 0 | 0 | 0 | 0 | 0 | 0 | 0 | 0 | 0 | 0 | 0 | 0 | 0 | 0 | 0 | 0
F4_Commercial_School_Existing_Cooling_Electric_RTU_E2 | F4 | Commercial | School | Existing | Cooling | Electric | RTU | E2 | RVT BC Ratio | 0 | 0 | 0 | 0 | 0 | 0 | 0 | 0 | 0 | 0 | 0 | 0 | 0 | 0 | 0 | 0 | 0 | 0 | 0 | 0 | 0 | 0 | 0 | 0 | 0 | 0 | 0 | 0 | 0 | 0
F4_Commercial_School_Existing_Cooling_Electric_RTU_E3 | F4 | Commercial | School | Existing | Cooling | Electric | RTU | E3 | RVT BC Ratio | 0 | 0 | 0 | 0 | 0 | 0 | 0 | 0 | 0 | 0 | 0 | 0 | 0 | 0 | 0 | 0 | 0 | 0 | 0 | 0 | 0 | 0 | 0 | 0 | 0 | 0 | 0 | 0 | 0 | 0
F4_Commercial_School_Existing_Cooling_Electric_RTU_E4 | F4 | Commercial | School | Existing | Cooling | Electric | RTU | E4 | RVT BC Ratio | 0 | 0 | 0 | 0 | 0 | 0 | 0 | 0 | 0 | 0 | 0 | 0 | 0 | 0 | 0 | 0 | 0 | 0 | 0 | 0 | 0 | 0 | 0 | 0 | 0 | 0 | 0 | 0 | 0 | 0
F4_Commercial_School_Existing_Cooling_Electric_RTU_E5 | F4 | Commercial | School | Existing | Cooling | Electric | RTU | E5 | RVT BC Ratio | 0 | 0 | 0 | 0 | 0 | 0 | 0 | 0 | 0 | 0 | 0 | 0 | 0 | 0 | 0 | 0 | 0 | 0 | 0 | 0 | 0 | 0 | 0 | 0 | 0 | 0 | 0 | 0 | 0 | 0
F4_Commercial_School_Existing_Cooling_Electric_RTU_E6 | F4 | Commercial | School | Existing | Cooling | Electric | RTU | E6 | RVT BC Ratio | 0 | 0 | 0 | 0 | 0 | 0 | 0 | 0 | 0 | 0 | 0 | 0 | 0 | 0 | 0 | 0 | 0 | 0 | 0 | 0 | 0 | 0 | 0 | 0 | 0 | 0 | 0 | 0 | 0 | 0
F4_Commercial_School_Existing_Cooling_Electric_RTU_E7 | F4 | Commercial | School | Existing | Cooling | Electric | RTU | E7 | RVT BC Ratio | 0 | 0 | 0 | 0 | 0 | 0 | 0 | 0 | 0 | 0 | 0 | 0 | 0 | 0 | 0 | 0 | 0 | 0 | 0 | 0 | 0 | 0 | 0 | 0 | 0 | 0 | 0 | 0 | 0 | 0
F4_Commercial_School_Existing_Cooling_Electric_RTU_E8 | F4 | Commercial | School | Existing | Cooling | Electric | RTU | E8 | RVT BC Ratio | 0 | 0 | 0 | 0 | 0 | 0 | 0 | 0 | 0 | 0 | 0 | 0 | 0 | 0 | 0 | 0 | 0 | 0 | 0 | 0 | 0 | 0 | 0 | 0 | 0 | 0 | 0 | 0 | 0 | 0
F4_Commercial_School_Existing_Cooling_Electric_RTU_E9 | F4 | Commercial | School | Existing | Cooling | Electric | RTU | E9 | RVT BC Ratio | 0 | 0 | 0 | 0 | 0 | 0 | 0 | 0 | 0 | 0 | 0 | 0 | 0 | 0 | 0 | 0 | 0 | 0 | 0 | 0 | 0 | 0 | 0 | 0 | 0 | 0 | 0 | 0 | 0 | 0
F4_Commercial_School_Existing_Cooling_Electric_RTU_E10 | F4 | Commercial | School | Existing | Cooling | Electric | RTU | E10 | RVT BC Ratio | 0 | 0 | 0 | 0 | 0 | 0 | 0 | 0 | 0 | 0 | 0 | 0 | 0 | 0 | 0 | 0 | 0 | 0 | 0 | 0 | 0 | 0 | 0 | 0 | 0 | 0 | 0 | 0 | 0 | 0
F5_Commercial_School_Existing_Cooling_Electric_RTU_E1 | F5 | Commercial | School | Existing | Cooling | Electric | RTU | E1 | RIM BC Ratio | 0 | 0 | 0 | 0 | 0 | 0 | 0 | 0 | 0 | 0 | 0 | 0 | 0 | 0 | 0 | 0 | 0 | 0 | 0 | 0 | 0 | 0 | 0 | 0 | 0 | 0 | 0 | 0 | 0 | 0
F5_Commercial_School_Existing_Cooling_Electric_RTU_E2 | F5 | Commercial | School | Existing | Cooling | Electric | RTU | E2 | RIM BC Ratio | 0 | 0 | 0 | 0 | 0 | 0 | 0 | 0 | 0 | 0 | 0 | 0 | 0 | 0 | 0 | 0 | 0 | 0 | 0 | 0 | 0 | 0 | 0 | 0 | 0 | 0 | 0 | 0 | 0 | 0
F5_Commercial_School_Existing_Cooling_Electric_RTU_E3 | F5 | Commercial | School | Existing | Cooling | Electric | RTU | E3 | RIM BC Ratio | 0 | 0 | 0 | 0 | 0 | 0 | 0 | 0 | 0 | 0 | 0 | 0 | 0 | 0 | 0 | 0 | 0 | 0 | 0 | 0 | 0 | 0 | 0 | 0 | 0 | 0 | 0 | 0 | 0 | 0
F5_Commercial_School_Existing_Cooling_Electric_RTU_E4 | F5 | Commercial | School | Existing | Cooling | Electric | RTU | E4 | RIM BC Ratio | 0 | 0 | 0 | 0 | 0 | 0 | 0 | 0 | 0 | 0 | 0 | 0 | 0 | 0 | 0 | 0 | 0 | 0 | 0 | 0 | 0 | 0 | 0 | 0 | 0 | 0 | 0 | 0 | 0 | 0
F5_Commercial_School_Existing_Cooling_Electric_RTU_E5 | F5 | Commercial | School | Existing | Cooling | Electric | RTU | E5 | RIM BC Ratio | 0 | 0 | 0 | 0 | 0 | 0 | 0 | 0 | 0 | 0 | 0 | 0 | 0 | 0 | 0 | 0 | 0 | 0 | 0 | 0 | 0 | 0 | 0 | 0 | 0 | 0 | 0 | 0 | 0 | 0
F5_Commercial_School_Existing_Cooling_Electric_RTU_E6 | F5 | Commercial | School | Existing | Cooling | Electric | RTU | E6 | RIM BC Ratio | 0 | 0 | 0 | 0 | 0 | 0 | 0 | 0 | 0 | 0 | 0 | 0 | 0 | 0 | 0 | 0 | 0 | 0 | 0 | 0 | 0 | 0 | 0 | 0 | 0 | 0 | 0 | 0 | 0 | 0
F5_Commercial_School_Existing_Cooling_Electric_RTU_E7 | F5 | Commercial | School | Existing | Cooling | Electric | RTU | E7 | RIM BC Ratio | 0 | 0 | 0 | 0 | 0 | 0 | 0 | 0 | 0 | 0 | 0 | 0 | 0 | 0 | 0 | 0 | 0 | 0 | 0 | 0 | 0 | 0 | 0 | 0 | 0 | 0 | 0 | 0 | 0 | 0
F5_Commercial_School_Existing_Cooling_Electric_RTU_E8 | F5 | Commercial | School | Existing | Cooling | Electric | RTU | E8 | RIM BC Ratio | 0 | 0 | 0 | 0 | 0 | 0 | 0 | 0 | 0 | 0 | 0 | 0 | 0 | 0 | 0 | 0 | 0 | 0 | 0 | 0 | 0 | 0 | 0 | 0 | 0 | 0 | 0 | 0 | 0 | 0
F5_Commercial_School_Existing_Cooling_Electric_RTU_E9 | F5 | Commercial | School | Existing | Cooling | Electric | RTU | E9 | RIM BC Ratio | 0 | 0 | 0 | 0 | 0 | 0 | 0 | 0 | 0 | 0 | 0 | 0 | 0 | 0 | 0 | 0 | 0 | 0 | 0 | 0 | 0 | 0 | 0 | 0 | 0 | 0 | 0 | 0 | 0 | 0
F5_Commercial_School_Existing_Cooling_Electric_RTU_E10 | F5 | Commercial | School | Existing | Cooling | Electric | RTU | E10 | RIM BC Ratio | 0 | 0 | 0 | 0 | 0 | 0 | 0 | 0 | 0 | 0 | 0 | 0 | 0 | 0 | 0 | 0 | 0 | 0 | 0 | 0 | 0 | 0 | 0 | 0 | 0 | 0 | 0 | 0 | 0 | 0
F0_Commercial_School_Existing_Cooling_Electric_Packaged Terminal AC_E0 | F0 | Commercial | School | Existing | Cooling | Electric | Packaged Terminal AC | E0 | Economic Unit | 0 | 0 | 0 | 0 | 0 | 0 | 0 | 0 | 0 | 0 | 0 | 0 | 0 | 0 | 0 | 0 | 0 | 0 | 0 | 0 | 0 | 0 | 0 | 0 | 0 | 0 | 0 | 0 | 0 | 0
F1_Commercial_School_Existing_Cooling_Electric_Packaged Terminal AC_E1 | F1 | Commercial | School | Existing | Cooling | Electric | Packaged Terminal AC | E1 | CCE | 0 | 0 | 0 | 0 | 0 | 0 | 0 | 0 | 0 | 0 | 0 | 0 | 0 | 0 | 0 | 0 | 0 | 0 | 0 | 0 | 0 | 0 | 0 | 0 | 0 | 0 | 0 | 0 | 0 | 0
F1_Commercial_School_Existing_Cooling_Electric_Packaged Terminal AC_E2 | F1 | Commercial | School | Existing | Cooling | Electric | Packaged Terminal AC | E2 | CCE | 0 | 0 | 0 | 0 | 0 | 0 | 0 | 0 | 0 | 0 | 0 | 0 | 0 | 0 | 0 | 0 | 0 | 0 | 0 | 0 | 0 | 0 | 0 | 0 | 0 | 0 | 0 | 0 | 0 | 0
F1_Commercial_School_Existing_Cooling_Electric_Packaged Terminal AC_E3 | F1 | Commercial | School | Existing | Cooling | Electric | Packaged Terminal AC | E3 | CCE | 0 | 0 | 0 | 0 | 0 | 0 | 0 | 0 | 0 | 0 | 0 | 0 | 0 | 0 | 0 | 0 | 0 | 0 | 0 | 0 | 0 | 0 | 0 | 0 | 0 | 0 | 0 | 0 | 0 | 0
F1_Commercial_School_Existing_Cooling_Electric_Packaged Terminal AC_E4 | F1 | Commercial | School | Existing | Cooling | Electric | Packaged Terminal AC | E4 | CCE | 0 | 0 | 0 | 0 | 0 | 0 | 0 | 0 | 0 | 0 | 0 | 0 | 0 | 0 | 0 | 0 | 0 | 0 | 0 | 0 | 0 | 0 | 0 | 0 | 0 | 0 | 0 | 0 | 0 | 0
F1_Commercial_School_Existing_Cooling_Electric_Packaged Terminal AC_E5 | F1 | Commercial | School | Existing | Cooling | Electric | Packaged Terminal AC | E5 | CCE | 0 | 0 | 0 | 0 | 0 | 0 | 0 | 0 | 0 | 0 | 0 | 0 | 0 | 0 | 0 | 0 | 0 | 0 | 0 | 0 | 0 | 0 | 0 | 0 | 0 | 0 | 0 | 0 | 0 | 0
F1_Commercial_School_Existing_Cooling_Electric_Packaged Terminal AC_E6 | F1 | Commercial | School | Existing | Cooling | Electric | Packaged Terminal AC | E6 | CCE | 0 | 0 | 0 | 0 | 0 | 0 | 0 | 0 | 0 | 0 | 0 | 0 | 0 | 0 | 0 | 0 | 0 | 0 | 0 | 0 | 0 | 0 | 0 | 0 | 0 | 0 | 0 | 0 | 0 | 0
F1_Commercial_School_Existing_Cooling_Electric_Packaged Terminal AC_E7 | F1 | Commercial | School | Existing | Cooling | Electric | Packaged Terminal AC | E7 | CCE | 0 | 0 | 0 | 0 | 0 | 0 | 0 | 0 | 0 | 0 | 0 | 0 | 0 | 0 | 0 | 0 | 0 | 0 | 0 | 0 | 0 | 0 | 0 | 0 | 0 | 0 | 0 | 0 | 0 | 0
F1_Commercial_School_Existing_Cooling_Electric_Packaged Terminal AC_E8 | F1 | Commercial | School | Existing | Cooling | Electric | Packaged Terminal AC | E8 | CCE | 0 | 0 | 0 | 0 | 0 | 0 | 0 | 0 | 0 | 0 | 0 | 0 | 0 | 0 | 0 | 0 | 0 | 0 | 0 | 0 | 0 | 0 | 0 | 0 | 0 | 0 | 0 | 0 | 0 | 0
F1_Commercial_School_Existing_Cooling_Electric_Packaged Terminal AC_E9 | F1 | Commercial | School | Existing | Cooling | Electric | Packaged Terminal AC | E9 | CCE | 0 | 0 | 0 | 0 | 0 | 0 | 0 | 0 | 0 | 0 | 0 | 0 | 0 | 0 | 0 | 0 | 0 | 0 | 0 | 0 | 0 | 0 | 0 | 0 | 0 | 0 | 0 | 0 | 0 | 0
F1_Commercial_School_Existing_Cooling_Electric_Packaged Terminal AC_E10 | F1 | Commercial | School | Existing | Cooling | Electric | Packaged Terminal AC | E10 | CCE | 0 | 0 | 0 | 0 | 0 | 0 | 0 | 0 | 0 | 0 | 0 | 0 | 0 | 0 | 0 | 0 | 0 | 0 | 0 | 0 | 0 | 0 | 0 | 0 | 0 | 0 | 0 | 0 | 0 | 0
F2_Commercial_School_Existing_Cooling_Electric_Packaged Terminal AC_E1 | F2 | Commercial | School | Existing | Cooling | Electric | Packaged Terminal AC | E1 | TRC BC Ratio | 0 | 0 | 0 | 0 | 0 | 0 | 0 | 0 | 0 | 0 | 0 | 0 | 0 | 0 | 0 | 0 | 0 | 0 | 0 | 0 | 0 | 0 | 0 | 0 | 0 | 0 | 0 | 0 | 0 | 0
F2_Commercial_School_Existing_Cooling_Electric_Packaged Terminal AC_E2 | F2 | Commercial | School | Existing | Cooling | Electric | Packaged Terminal AC | E2 | TRC BC Ratio | 0 | 0 | 0 | 0 | 0 | 0 | 0 | 0 | 0 | 0 | 0 | 0 | 0 | 0 | 0 | 0 | 0 | 0 | 0 | 0 | 0 | 0 | 0 | 0 | 0 | 0 | 0 | 0 | 0 | 0
F2_Commercial_School_Existing_Cooling_Electric_Packaged Terminal AC_E3 | F2 | Commercial | School | Existing | Cooling | Electric | Packaged Terminal AC | E3 | TRC BC Ratio | 0 | 0 | 0 | 0 | 0 | 0 | 0 | 0 | 0 | 0 | 0 | 0 | 0 | 0 | 0 | 0 | 0 | 0 | 0 | 0 | 0 | 0 | 0 | 0 | 0 | 0 | 0 | 0 | 0 | 0
F2_Commercial_School_Existing_Cooling_Electric_Packaged Terminal AC_E4 | F2 | Commercial | School | Existing | Cooling | Electric | Packaged Terminal AC | E4 | TRC BC Ratio | 0 | 0 | 0 | 0 | 0 | 0 | 0 | 0 | 0 | 0 | 0 | 0 | 0 | 0 | 0 | 0 | 0 | 0 | 0 | 0 | 0 | 0 | 0 | 0 | 0 | 0 | 0 | 0 | 0 | 0
F2_Commercial_School_Existing_Cooling_Electric_Packaged Terminal AC_E5 | F2 | Commercial | School | Existing | Cooling | Electric | Packaged Terminal AC | E5 | TRC BC Ratio | 0 | 0 | 0 | 0 | 0 | 0 | 0 | 0 | 0 | 0 | 0 | 0 | 0 | 0 | 0 | 0 | 0 | 0 | 0 | 0 | 0 | 0 | 0 | 0 | 0 | 0 | 0 | 0 | 0 | 0
F2_Commercial_School_Existing_Cooling_Electric_Packaged Terminal AC_E6 | F2 | Commercial | School | Existing | Cooling | Electric | Packaged Terminal AC | E6 | TRC BC Ratio | 0 | 0 | 0 | 0 | 0 | 0 | 0 | 0 | 0 | 0 | 0 | 0 | 0 | 0 | 0 | 0 | 0 | 0 | 0 | 0 | 0 | 0 | 0 | 0 | 0 | 0 | 0 | 0 | 0 | 0
F2_Commercial_School_Existing_Cooling_Electric_Packaged Terminal AC_E7 | F2 | Commercial | School | Existing | Cooling | Electric | Packaged Terminal AC | E7 | TRC BC Ratio | 0 | 0 | 0 | 0 | 0 | 0 | 0 | 0 | 0 | 0 | 0 | 0 | 0 | 0 | 0 | 0 | 0 | 0 | 0 | 0 | 0 | 0 | 0 | 0 | 0 | 0 | 0 | 0 | 0 | 0
F2_Commercial_School_Existing_Cooling_Electric_Packaged Terminal AC_E8 | F2 | Commercial | School | Existing | Cooling | Electric | Packaged Terminal AC | E8 | TRC BC Ratio | 0 | 0 | 0 | 0 | 0 | 0 | 0 | 0 | 0 | 0 | 0 | 0 | 0 | 0 | 0 | 0 | 0 | 0 | 0 | 0 | 0 | 0 | 0 | 0 | 0 | 0 | 0 | 0 | 0 | 0
F2_Commercial_School_Existing_Cooling_Electric_Packaged Terminal AC_E9 | F2 | Commercial | School | Existing | Cooling | Electric | Packaged Terminal AC | E9 | TRC BC Ratio | 0 | 0 | 0 | 0 | 0 | 0 | 0 | 0 | 0 | 0 | 0 | 0 | 0 | 0 | 0 | 0 | 0 | 0 | 0 | 0 | 0 | 0 | 0 | 0 | 0 | 0 | 0 | 0 | 0 | 0
F2_Commercial_School_Existing_Cooling_Electric_Packaged Terminal AC_E10 | F2 | Commercial | School | Existing | Cooling | Electric | Packaged Terminal AC | E10 | TRC BC Ratio | 0 | 0 | 0 | 0 | 0 | 0 | 0 | 0 | 0 | 0 | 0 | 0 | 0 | 0 | 0 | 0 | 0 | 0 | 0 | 0 | 0 | 0 | 0 | 0 | 0 | 0 | 0 | 0 | 0 | 0
F3_Commercial_School_Existing_Cooling_Electric_Packaged Terminal AC_E1 | F3 | Commercial | School | Existing | Cooling | Electric | Packaged Terminal AC | E1 | PACT BC Ratio | 0 | 0 | 0 | 0 | 0 | 0 | 0 | 0 | 0 | 0 | 0 | 0 | 0 | 0 | 0 | 0 | 0 | 0 | 0 | 0 | 0 | 0 | 0 | 0 | 0 | 0 | 0 | 0 | 0 | 0
F3_Commercial_School_Existing_Cooling_Electric_Packaged Terminal AC_E2 | F3 | Commercial | School | Existing | Cooling | Electric | Packaged Terminal AC | E2 | PACT BC Ratio | 0 | 0 | 0 | 0 | 0 | 0 | 0 | 0 | 0 | 0 | 0 | 0 | 0 | 0 | 0 | 0 | 0 | 0 | 0 | 0 | 0 | 0 | 0 | 0 | 0 | 0 | 0 | 0 | 0 | 0
F3_Commercial_School_Existing_Cooling_Electric_Packaged Terminal AC_E3 | F3 | Commercial | School | Existing | Cooling | Electric | Packaged Terminal AC | E3 | PACT BC Ratio | 0 | 0 | 0 | 0 | 0 | 0 | 0 | 0 | 0 | 0 | 0 | 0 | 0 | 0 | 0 | 0 | 0 | 0 | 0 | 0 | 0 | 0 | 0 | 0 | 0 | 0 | 0 | 0 | 0 | 0
F3_Commercial_School_Existing_Cooling_Electric_Packaged Terminal AC_E4 | F3 | Commercial | School | Existing | Cooling | Electric | Packaged Terminal AC | E4 | PACT BC Ratio | 0 | 0 | 0 | 0 | 0 | 0 | 0 | 0 | 0 | 0 | 0 | 0 | 0 | 0 | 0 | 0 | 0 | 0 | 0 | 0 | 0 | 0 | 0 | 0 | 0 | 0 | 0 | 0 | 0 | 0
F3_Commercial_School_Existing_Cooling_Electric_Packaged Terminal AC_E5 | F3 | Commercial | School | Existing | Cooling | Electric | Packaged Terminal AC | E5 | PACT BC Ratio | 0 | 0 | 0 | 0 | 0 | 0 | 0 | 0 | 0 | 0 | 0 | 0 | 0 | 0 | 0 | 0 | 0 | 0 | 0 | 0 | 0 | 0 | 0 | 0 | 0 | 0 | 0 | 0 | 0 | 0
F3_Commercial_School_Existing_Cooling_Electric_Packaged Terminal AC_E6 | F3 | Commercial | School | Existing | Cooling | Electric | Packaged Terminal AC | E6 | PACT BC Ratio | 0 | 0 | 0 | 0 | 0 | 0 | 0 | 0 | 0 | 0 | 0 | 0 | 0 | 0 | 0 | 0 | 0 | 0 | 0 | 0 | 0 | 0 | 0 | 0 | 0 | 0 | 0 | 0 | 0 | 0
F3_Commercial_School_Existing_Cooling_Electric_Packaged Terminal AC_E7 | F3 | Commercial | School | Existing | Cooling | Electric | Packaged Terminal AC | E7 | PACT BC Ratio | 0 | 0 | 0 | 0 | 0 | 0 | 0 | 0 | 0 | 0 | 0 | 0 | 0 | 0 | 0 | 0 | 0 | 0 | 0 | 0 | 0 | 0 | 0 | 0 | 0 | 0 | 0 | 0 | 0 | 0
F3_Commercial_School_Existing_Cooling_Electric_Packaged Terminal AC_E8 | F3 | Commercial | School | Existing | Cooling | Electric | Packaged Terminal AC | E8 | PACT BC Ratio | 0 | 0 | 0 | 0 | 0 | 0 | 0 | 0 | 0 | 0 | 0 | 0 | 0 | 0 | 0 | 0 | 0 | 0 | 0 | 0 | 0 | 0 | 0 | 0 | 0 | 0 | 0 | 0 | 0 | 0
F3_Commercial_School_Existing_Cooling_Electric_Packaged Terminal AC_E9 | F3 | Commercial | School | Existing | Cooling | Electric | Packaged Terminal AC | E9 | PACT BC Ratio | 0 | 0 | 0 | 0 | 0 | 0 | 0 | 0 | 0 | 0 | 0 | 0 | 0 | 0 | 0 | 0 | 0 | 0 | 0 | 0 | 0 | 0 | 0 | 0 | 0 | 0 | 0 | 0 | 0 | 0
F3_Commercial_School_Existing_Cooling_Electric_Packaged Terminal AC_E10 | F3 | Commercial | School | Existing | Cooling | Electric | Packaged Terminal AC | E10 | PACT BC Ratio | 0 | 0 | 0 | 0 | 0 | 0 | 0 | 0 | 0 | 0 | 0 | 0 | 0 | 0 | 0 | 0 | 0 | 0 | 0 | 0 | 0 | 0 | 0 | 0 | 0 | 0 | 0 | 0 | 0 | 0
F4_Commercial_School_Existing_Cooling_Electric_Packaged Terminal AC_E1 | F4 | Commercial | School | Existing | Cooling | Electric | Packaged Terminal AC | E1 | RVT BC Ratio | 0 | 0 | 0 | 0 | 0 | 0 | 0 | 0 | 0 | 0 | 0 | 0 | 0 | 0 | 0 | 0 | 0 | 0 | 0 | 0 | 0 | 0 | 0 | 0 | 0 | 0 | 0 | 0 | 0 | 0
F4_Commercial_School_Existing_Cooling_Electric_Packaged Terminal AC_E2 | F4 | Commercial | School | Existing | Cooling | Electric | Packaged Terminal AC | E2 | RVT BC Ratio | 0 | 0 | 0 | 0 | 0 | 0 | 0 | 0 | 0 | 0 | 0 | 0 | 0 | 0 | 0 | 0 | 0 | 0 | 0 | 0 | 0 | 0 | 0 | 0 | 0 | 0 | 0 | 0 | 0 | 0
F4_Commercial_School_Existing_Cooling_Electric_Packaged Terminal AC_E3 | F4 | Commercial | School | Existing | Cooling | Electric | Packaged Terminal AC | E3 | RVT BC Ratio | 0 | 0 | 0 | 0 | 0 | 0 | 0 | 0 | 0 | 0 | 0 | 0 | 0 | 0 | 0 | 0 | 0 | 0 | 0 | 0 | 0 | 0 | 0 | 0 | 0 | 0 | 0 | 0 | 0 | 0
F4_Commercial_School_Existing_Cooling_Electric_Packaged Terminal AC_E4 | F4 | Commercial | School | Existing | Cooling | Electric | Packaged Terminal AC | E4 | RVT BC Ratio | 0 | 0 | 0 | 0 | 0 | 0 | 0 | 0 | 0 | 0 | 0 | 0 | 0 | 0 | 0 | 0 | 0 | 0 | 0 | 0 | 0 | 0 | 0 | 0 | 0 | 0 | 0 | 0 | 0 | 0
F4_Commercial_School_Existing_Cooling_Electric_Packaged Terminal AC_E5 | F4 | Commercial | School | Existing | Cooling | Electric | Packaged Terminal AC | E5 | RVT BC Ratio | 0 | 0 | 0 | 0 | 0 | 0 | 0 | 0 | 0 | 0 | 0 | 0 | 0 | 0 | 0 | 0 | 0 | 0 | 0 | 0 | 0 | 0 | 0 | 0 | 0 | 0 | 0 | 0 | 0 | 0
F4_Commercial_School_Existing_Cooling_Electric_Packaged Terminal AC_E6 | F4 | Commercial | School | Existing | Cooling | Electric | Packaged Terminal AC | E6 | RVT BC Ratio | 0 | 0 | 0 | 0 | 0 | 0 | 0 | 0 | 0 | 0 | 0 | 0 | 0 | 0 | 0 | 0 | 0 | 0 | 0 | 0 | 0 | 0 | 0 | 0 | 0 | 0 | 0 | 0 | 0 | 0
F4_Commercial_School_Existing_Cooling_Electric_Packaged Terminal AC_E7 | F4 | Commercial | School | Existing | Cooling | Electric | Packaged Terminal AC | E7 | RVT BC Ratio | 0 | 0 | 0 | 0 | 0 | 0 | 0 | 0 | 0 | 0 | 0 | 0 | 0 | 0 | 0 | 0 | 0 | 0 | 0 | 0 | 0 | 0 | 0 | 0 | 0 | 0 | 0 | 0 | 0 | 0
F4_Commercial_School_Existing_Cooling_Electric_Packaged Terminal AC_E8 | F4 | Commercial | School | Existing | Cooling | Electric | Packaged Terminal AC | E8 | RVT BC Ratio | 0 | 0 | 0 | 0 | 0 | 0 | 0 | 0 | 0 | 0 | 0 | 0 | 0 | 0 | 0 | 0 | 0 | 0 | 0 | 0 | 0 | 0 | 0 | 0 | 0 | 0 | 0 | 0 | 0 | 0
F4_Commercial_School_Existing_Cooling_Electric_Packaged Terminal AC_E9 | F4 | Commercial | School | Existing | Cooling | Electric | Packaged Terminal AC | E9 | RVT BC Ratio | 0 | 0 | 0 | 0 | 0 | 0 | 0 | 0 | 0 | 0 | 0 | 0 | 0 | 0 | 0 | 0 | 0 | 0 | 0 | 0 | 0 | 0 | 0 | 0 | 0 | 0 | 0 | 0 | 0 | 0
F4_Commercial_School_Existing_Cooling_Electric_Packaged Terminal AC_E10 | F4 | Commercial | School | Existing | Cooling | Electric | Packaged Terminal AC | E10 | RVT BC Ratio | 0 | 0 | 0 | 0 | 0 | 0 | 0 | 0 | 0 | 0 | 0 | 0 | 0 | 0 | 0 | 0 | 0 | 0 | 0 | 0 | 0 | 0 | 0 | 0 | 0 | 0 | 0 | 0 | 0 | 0
F5_Commercial_School_Existing_Cooling_Electric_Packaged Terminal AC_E1 | F5 | Commercial | School | Existing | Cooling | Electric | Packaged Terminal AC | E1 | RIM BC Ratio | 0 | 0 | 0 | 0 | 0 | 0 | 0 | 0 | 0 | 0 | 0 | 0 | 0 | 0 | 0 | 0 | 0 | 0 | 0 | 0 | 0 | 0 | 0 | 0 | 0 | 0 | 0 | 0 | 0 | 0
F5_Commercial_School_Existing_Cooling_Electric_Packaged Terminal AC_E2 | F5 | Commercial | School | Existing | Cooling | Electric | Packaged Terminal AC | E2 | RIM BC Ratio | 0 | 0 | 0 | 0 | 0 | 0 | 0 | 0 | 0 | 0 | 0 | 0 | 0 | 0 | 0 | 0 | 0 | 0 | 0 | 0 | 0 | 0 | 0 | 0 | 0 | 0 | 0 | 0 | 0 | 0
F5_Commercial_School_Existing_Cooling_Electric_Packaged Terminal AC_E3 | F5 | Commercial | School | Existing | Cooling | Electric | Packaged Terminal AC | E3 | RIM BC Ratio | 0 | 0 | 0 | 0 | 0 | 0 | 0 | 0 | 0 | 0 | 0 | 0 | 0 | 0 | 0 | 0 | 0 | 0 | 0 | 0 | 0 | 0 | 0 | 0 | 0 | 0 | 0 | 0 | 0 | 0
F5_Commercial_School_Existing_Cooling_Electric_Packaged Terminal AC_E4 | F5 | Commercial | School | Existing | Cooling | Electric | Packaged Terminal AC | E4 | RIM BC Ratio | 0 | 0 | 0 | 0 | 0 | 0 | 0 | 0 | 0 | 0 | 0 | 0 | 0 | 0 | 0 | 0 | 0 | 0 | 0 | 0 | 0 | 0 | 0 | 0 | 0 | 0 | 0 | 0 | 0 | 0
F5_Commercial_School_Existing_Cooling_Electric_Packaged Terminal AC_E5 | F5 | Commercial | School | Existing | Cooling | Electric | Packaged Terminal AC | E5 | RIM BC Ratio | 0 | 0 | 0 | 0 | 0 | 0 | 0 | 0 | 0 | 0 | 0 | 0 | 0 | 0 | 0 | 0 | 0 | 0 | 0 | 0 | 0 | 0 | 0 | 0 | 0 | 0 | 0 | 0 | 0 | 0
F5_Commercial_School_Existing_Cooling_Electric_Packaged Terminal AC_E6 | F5 | Commercial | School | Existing | Cooling | Electric | Packaged Terminal AC | E6 | RIM BC Ratio | 0 | 0 | 0 | 0 | 0 | 0 | 0 | 0 | 0 | 0 | 0 | 0 | 0 | 0 | 0 | 0 | 0 | 0 | 0 | 0 | 0 | 0 | 0 | 0 | 0 | 0 | 0 | 0 | 0 | 0
F5_Commercial_School_Existing_Cooling_Electric_Packaged Terminal AC_E7 | F5 | Commercial | School | Existing | Cooling | Electric | Packaged Terminal AC | E7 | RIM BC Ratio | 0 | 0 | 0 | 0 | 0 | 0 | 0 | 0 | 0 | 0 | 0 | 0 | 0 | 0 | 0 | 0 | 0 | 0 | 0 | 0 | 0 | 0 | 0 | 0 | 0 | 0 | 0 | 0 | 0 | 0
F5_Commercial_School_Existing_Cooling_Electric_Packaged Terminal AC_E8 | F5 | Commercial | School | Existing | Cooling | Electric | Packaged Terminal AC | E8 | RIM BC Ratio | 0 | 0 | 0 | 0 | 0 | 0 | 0 | 0 | 0 | 0 | 0 | 0 | 0 | 0 | 0 | 0 | 0 | 0 | 0 | 0 | 0 | 0 | 0 | 0 | 0 | 0 | 0 | 0 | 0 | 0
F5_Commercial_School_Existing_Cooling_Electric_Packaged Terminal AC_E9 | F5 | Commercial | School | Existing | Cooling | Electric | Packaged Terminal AC | E9 | RIM BC Ratio | 0 | 0 | 0 | 0 | 0 | 0 | 0 | 0 | 0 | 0 | 0 | 0 | 0 | 0 | 0 | 0 | 0 | 0 | 0 | 0 | 0 | 0 | 0 | 0 | 0 | 0 | 0 | 0 | 0 | 0
F5_Commercial_School_Existing_Cooling_Electric_Packaged Terminal AC_E10 | F5 | Commercial | School | Existing | Cooling | Electric | Packaged Terminal AC | E10 | RIM BC Ratio | 0 | 0 | 0 | 0 | 0 | 0 | 0 | 0 | 0 | 0 | 0 | 0 | 0 | 0 | 0 | 0 | 0 | 0 | 0 | 0 | 0 | 0 | 0 | 0 | 0 | 0 | 0 | 0 | 0 | 0
F0_Commercial_School_Existing_Cooling_Electric_Packaged Terminal HP_E0 | F0 | Commercial | School | Existing | Cooling | Electric | Packaged Terminal HP | E0 | Economic Unit | 0 | 0 | 0 | 0 | 0 | 0 | 0 | 0 | 0 | 0 | 0 | 0 | 0 | 0 | 0 | 0 | 0 | 0 | 0 | 0 | 0 | 0 | 0 | 0 | 0 | 0 | 0 | 0 | 0 | 0
F1_Commercial_School_Existing_Cooling_Electric_Packaged Terminal HP_E1 | F1 | Commercial | School | Existing | Cooling | Electric | Packaged Terminal HP | E1 | CCE | 0 | 0 | 0 | 0 | 0 | 0 | 0 | 0 | 0 | 0 | 0 | 0 | 0 | 0 | 0 | 0 | 0 | 0 | 0 | 0 | 0 | 0 | 0 | 0 | 0 | 0 | 0 | 0 | 0 | 0
F1_Commercial_School_Existing_Cooling_Electric_Packaged Terminal HP_E2 | F1 | Commercial | School | Existing | Cooling | Electric | Packaged Terminal HP | E2 | CCE | 0 | 0 | 0 | 0 | 0 | 0 | 0 | 0 | 0 | 0 | 0 | 0 | 0 | 0 | 0 | 0 | 0 | 0 | 0 | 0 | 0 | 0 | 0 | 0 | 0 | 0 | 0 | 0 | 0 | 0
F1_Commercial_School_Existing_Cooling_Electric_Packaged Terminal HP_E3 | F1 | Commercial | School | Existing | Cooling | Electric | Packaged Terminal HP | E3 | CCE | 0 | 0 | 0 | 0 | 0 | 0 | 0 | 0 | 0 | 0 | 0 | 0 | 0 | 0 | 0 | 0 | 0 | 0 | 0 | 0 | 0 | 0 | 0 | 0 | 0 | 0 | 0 | 0 | 0 | 0
F1_Commercial_School_Existing_Cooling_Electric_Packaged Terminal HP_E4 | F1 | Commercial | School | Existing | Cooling | Electric | Packaged Terminal HP | E4 | CCE | 0 | 0 | 0 | 0 | 0 | 0 | 0 | 0 | 0 | 0 | 0 | 0 | 0 | 0 | 0 | 0 | 0 | 0 | 0 | 0 | 0 | 0 | 0 | 0 | 0 | 0 | 0 | 0 | 0 | 0
F1_Commercial_School_Existing_Cooling_Electric_Packaged Terminal HP_E5 | F1 | Commercial | School | Existing | Cooling | Electric | Packaged Terminal HP | E5 | CCE | 0 | 0 | 0 | 0 | 0 | 0 | 0 | 0 | 0 | 0 | 0 | 0 | 0 | 0 | 0 | 0 | 0 | 0 | 0 | 0 | 0 | 0 | 0 | 0 | 0 | 0 | 0 | 0 | 0 | 0
F1_Commercial_School_Existing_Cooling_Electric_Packaged Terminal HP_E6 | F1 | Commercial | School | Existing | Cooling | Electric | Packaged Terminal HP | E6 | CCE | 0 | 0 | 0 | 0 | 0 | 0 | 0 | 0 | 0 | 0 | 0 | 0 | 0 | 0 | 0 | 0 | 0 | 0 | 0 | 0 | 0 | 0 | 0 | 0 | 0 | 0 | 0 | 0 | 0 | 0
F1_Commercial_School_Existing_Cooling_Electric_Packaged Terminal HP_E7 | F1 | Commercial | School | Existing | Cooling | Electric | Packaged Terminal HP | E7 | CCE | 0 | 0 | 0 | 0 | 0 | 0 | 0 | 0 | 0 | 0 | 0 | 0 | 0 | 0 | 0 | 0 | 0 | 0 | 0 | 0 | 0 | 0 | 0 | 0 | 0 | 0 | 0 | 0 | 0 | 0
F1_Commercial_School_Existing_Cooling_Electric_Packaged Terminal HP_E8 | F1 | Commercial | School | Existing | Cooling | Electric | Packaged Terminal HP | E8 | CCE | 0 | 0 | 0 | 0 | 0 | 0 | 0 | 0 | 0 | 0 | 0 | 0 | 0 | 0 | 0 | 0 | 0 | 0 | 0 | 0 | 0 | 0 | 0 | 0 | 0 | 0 | 0 | 0 | 0 | 0
F1_Commercial_School_Existing_Cooling_Electric_Packaged Terminal HP_E9 | F1 | Commercial | School | Existing | Cooling | Electric | Packaged Terminal HP | E9 | CCE | 0 | 0 | 0 | 0 | 0 | 0 | 0 | 0 | 0 | 0 | 0 | 0 | 0 | 0 | 0 | 0 | 0 | 0 | 0 | 0 | 0 | 0 | 0 | 0 | 0 | 0 | 0 | 0 | 0 | 0
F1_Commercial_School_Existing_Cooling_Electric_Packaged Terminal HP_E10 | F1 | Commercial | School | Existing | Cooling | Electric | Packaged Terminal HP | E10 | CCE | 0 | 0 | 0 | 0 | 0 | 0 | 0 | 0 | 0 | 0 | 0 | 0 | 0 | 0 | 0 | 0 | 0 | 0 | 0 | 0 | 0 | 0 | 0 | 0 | 0 | 0 | 0 | 0 | 0 | 0
F2_Commercial_School_Existing_Cooling_Electric_Packaged Terminal HP_E1 | F2 | Commercial | School | Existing | Cooling | Electric | Packaged Terminal HP | E1 | TRC BC Ratio | 0 | 0 | 0 | 0 | 0 | 0 | 0 | 0 | 0 | 0 | 0 | 0 | 0 | 0 | 0 | 0 | 0 | 0 | 0 | 0 | 0 | 0 | 0 | 0 | 0 | 0 | 0 | 0 | 0 | 0
F2_Commercial_School_Existing_Cooling_Electric_Packaged Terminal HP_E2 | F2 | Commercial | School | Existing | Cooling | Electric | Packaged Terminal HP | E2 | TRC BC Ratio | 0 | 0 | 0 | 0 | 0 | 0 | 0 | 0 | 0 | 0 | 0 | 0 | 0 | 0 | 0 | 0 | 0 | 0 | 0 | 0 | 0 | 0 | 0 | 0 | 0 | 0 | 0 | 0 | 0 | 0
F2_Commercial_School_Existing_Cooling_Electric_Packaged Terminal HP_E3 | F2 | Commercial | School | Existing | Cooling | Electric | Packaged Terminal HP | E3 | TRC BC Ratio | 0 | 0 | 0 | 0 | 0 | 0 | 0 | 0 | 0 | 0 | 0 | 0 | 0 | 0 | 0 | 0 | 0 | 0 | 0 | 0 | 0 | 0 | 0 | 0 | 0 | 0 | 0 | 0 | 0 | 0
F2_Commercial_School_Existing_Cooling_Electric_Packaged Terminal HP_E4 | F2 | Commercial | School | Existing | Cooling | Electric | Packaged Terminal HP | E4 | TRC BC Ratio | 0 | 0 | 0 | 0 | 0 | 0 | 0 | 0 | 0 | 0 | 0 | 0 | 0 | 0 | 0 | 0 | 0 | 0 | 0 | 0 | 0 | 0 | 0 | 0 | 0 | 0 | 0 | 0 | 0 | 0
F2_Commercial_School_Existing_Cooling_Electric_Packaged Terminal HP_E5 | F2 | Commercial | School | Existing | Cooling | Electric | Packaged Terminal HP | E5 | TRC BC Ratio | 0 | 0 | 0 | 0 | 0 | 0 | 0 | 0 | 0 | 0 | 0 | 0 | 0 | 0 | 0 | 0 | 0 | 0 | 0 | 0 | 0 | 0 | 0 | 0 | 0 | 0 | 0 | 0 | 0 | 0
F2_Commercial_School_Existing_Cooling_Electric_Packaged Terminal HP_E6 | F2 | Commercial | School | Existing | Cooling | Electric | Packaged Terminal HP | E6 | TRC BC Ratio | 0 | 0 | 0 | 0 | 0 | 0 | 0 | 0 | 0 | 0 | 0 | 0 | 0 | 0 | 0 | 0 | 0 | 0 | 0 | 0 | 0 | 0 | 0 | 0 | 0 | 0 | 0 | 0 | 0 | 0
F2_Commercial_School_Existing_Cooling_Electric_Packaged Terminal HP_E7 | F2 | Commercial | School | Existing | Cooling | Electric | Packaged Terminal HP | E7 | TRC BC Ratio | 0 | 0 | 0 | 0 | 0 | 0 | 0 | 0 | 0 | 0 | 0 | 0 | 0 | 0 | 0 | 0 | 0 | 0 | 0 | 0 | 0 | 0 | 0 | 0 | 0 | 0 | 0 | 0 | 0 | 0
F2_Commercial_School_Existing_Cooling_Electric_Packaged Terminal HP_E8 | F2 | Commercial | School | Existing | Cooling | Electric | Packaged Terminal HP | E8 | TRC BC Ratio | 0 | 0 | 0 | 0 | 0 | 0 | 0 | 0 | 0 | 0 | 0 | 0 | 0 | 0 | 0 | 0 | 0 | 0 | 0 | 0 | 0 | 0 | 0 | 0 | 0 | 0 | 0 | 0 | 0 | 0
F2_Commercial_School_Existing_Cooling_Electric_Packaged Terminal HP_E9 | F2 | Commercial | School | Existing | Cooling | Electric | Packaged Terminal HP | E9 | TRC BC Ratio | 0 | 0 | 0 | 0 | 0 | 0 | 0 | 0 | 0 | 0 | 0 | 0 | 0 | 0 | 0 | 0 | 0 | 0 | 0 | 0 | 0 | 0 | 0 | 0 | 0 | 0 | 0 | 0 | 0 | 0
F2_Commercial_School_Existing_Cooling_Electric_Packaged Terminal HP_E10 | F2 | Commercial | School | Existing | Cooling | Electric | Packaged Terminal HP | E10 | TRC BC Ratio | 0 | 0 | 0 | 0 | 0 | 0 | 0 | 0 | 0 | 0 | 0 | 0 | 0 | 0 | 0 | 0 | 0 | 0 | 0 | 0 | 0 | 0 | 0 | 0 | 0 | 0 | 0 | 0 | 0 | 0
F3_Commercial_School_Existing_Cooling_Electric_Packaged Terminal HP_E1 | F3 | Commercial | School | Existing | Cooling | Electric | Packaged Terminal HP | E1 | PACT BC Ratio | 0 | 0 | 0 | 0 | 0 | 0 | 0 | 0 | 0 | 0 | 0 | 0 | 0 | 0 | 0 | 0 | 0 | 0 | 0 | 0 | 0 | 0 | 0 | 0 | 0 | 0 | 0 | 0 | 0 | 0
F3_Commercial_School_Existing_Cooling_Electric_Packaged Terminal HP_E2 | F3 | Commercial | School | Existing | Cooling | Electric | Packaged Terminal HP | E2 | PACT BC Ratio | 0 | 0 | 0 | 0 | 0 | 0 | 0 | 0 | 0 | 0 | 0 | 0 | 0 | 0 | 0 | 0 | 0 | 0 | 0 | 0 | 0 | 0 | 0 | 0 | 0 | 0 | 0 | 0 | 0 | 0
F3_Commercial_School_Existing_Cooling_Electric_Packaged Terminal HP_E3 | F3 | Commercial | School | Existing | Cooling | Electric | Packaged Terminal HP | E3 | PACT BC Ratio | 0 | 0 | 0 | 0 | 0 | 0 | 0 | 0 | 0 | 0 | 0 | 0 | 0 | 0 | 0 | 0 | 0 | 0 | 0 | 0 | 0 | 0 | 0 | 0 | 0 | 0 | 0 | 0 | 0 | 0
F3_Commercial_School_Existing_Cooling_Electric_Packaged Terminal HP_E4 | F3 | Commercial | School | Existing | Cooling | Electric | Packaged Terminal HP | E4 | PACT BC Ratio | 0 | 0 | 0 | 0 | 0 | 0 | 0 | 0 | 0 | 0 | 0 | 0 | 0 | 0 | 0 | 0 | 0 | 0 | 0 | 0 | 0 | 0 | 0 | 0 | 0 | 0 | 0 | 0 | 0 | 0
F3_Commercial_School_Existing_Cooling_Electric_Packaged Terminal HP_E5 | F3 | Commercial | School | Existing | Cooling | Electric | Packaged Terminal HP | E5 | PACT BC Ratio | 0 | 0 | 0 | 0 | 0 | 0 | 0 | 0 | 0 | 0 | 0 | 0 | 0 | 0 | 0 | 0 | 0 | 0 | 0 | 0 | 0 | 0 | 0 | 0 | 0 | 0 | 0 | 0 | 0 | 0
F3_Commercial_School_Existing_Cooling_Electric_Packaged Terminal HP_E6 | F3 | Commercial | School | Existing | Cooling | Electric | Packaged Terminal HP | E6 | PACT BC Ratio | 0 | 0 | 0 | 0 | 0 | 0 | 0 | 0 | 0 | 0 | 0 | 0 | 0 | 0 | 0 | 0 | 0 | 0 | 0 | 0 | 0 | 0 | 0 | 0 | 0 | 0 | 0 | 0 | 0 | 0
F3_Commercial_School_Existing_Cooling_Electric_Packaged Terminal HP_E7 | F3 | Commercial | School | Existing | Cooling | Electric | Packaged Terminal HP | E7 | PACT BC Ratio | 0 | 0 | 0 | 0 | 0 | 0 | 0 | 0 | 0 | 0 | 0 | 0 | 0 | 0 | 0 | 0 | 0 | 0 | 0 | 0 | 0 | 0 | 0 | 0 | 0 | 0 | 0 | 0 | 0 | 0
F3_Commercial_School_Existing_Cooling_Electric_Packaged Terminal HP_E8 | F3 | Commercial | School | Existing | Cooling | Electric | Packaged Terminal HP | E8 | PACT BC Ratio | 0 | 0 | 0 | 0 | 0 | 0 | 0 | 0 | 0 | 0 | 0 | 0 | 0 | 0 | 0 | 0 | 0 | 0 | 0 | 0 | 0 | 0 | 0 | 0 | 0 | 0 | 0 | 0 | 0 | 0
F3_Commercial_School_Existing_Cooling_Electric_Packaged Terminal HP_E9 | F3 | Commercial | School | Existing | Cooling | Electric | Packaged Terminal HP | E9 | PACT BC Ratio | 0 | 0 | 0 | 0 | 0 | 0 | 0 | 0 | 0 | 0 | 0 | 0 | 0 | 0 | 0 | 0 | 0 | 0 | 0 | 0 | 0 | 0 | 0 | 0 | 0 | 0 | 0 | 0 | 0 | 0
F3_Commercial_School_Existing_Cooling_Electric_Packaged Terminal HP_E10 | F3 | Commercial | School | Existing | Cooling | Electric | Packaged Terminal HP | E10 | PACT BC Ratio | 0 | 0 | 0 | 0 | 0 | 0 | 0 | 0 | 0 | 0 | 0 | 0 | 0 | 0 | 0 | 0 | 0 | 0 | 0 | 0 | 0 | 0 | 0 | 0 | 0 | 0 | 0 | 0 | 0 | 0
F4_Commercial_School_Existing_Cooling_Electric_Packaged Terminal HP_E1 | F4 | Commercial | School | Existing | Cooling | Electric | Packaged Terminal HP | E1 | RVT BC Ratio | 0 | 0 | 0 | 0 | 0 | 0 | 0 | 0 | 0 | 0 | 0 | 0 | 0 | 0 | 0 | 0 | 0 | 0 | 0 | 0 | 0 | 0 | 0 | 0 | 0 | 0 | 0 | 0 | 0 | 0
F4_Commercial_School_Existing_Cooling_Electric_Packaged Terminal HP_E2 | F4 | Commercial | School | Existing | Cooling | Electric | Packaged Terminal HP | E2 | RVT BC Ratio | 0 | 0 | 0 | 0 | 0 | 0 | 0 | 0 | 0 | 0 | 0 | 0 | 0 | 0 | 0 | 0 | 0 | 0 | 0 | 0 | 0 | 0 | 0 | 0 | 0 | 0 | 0 | 0 | 0 | 0
F4_Commercial_School_Existing_Cooling_Electric_Packaged Terminal HP_E3 | F4 | Commercial | School | Existing | Cooling | Electric | Packaged Terminal HP | E3 | RVT BC Ratio | 0 | 0 | 0 | 0 | 0 | 0 | 0 | 0 | 0 | 0 | 0 | 0 | 0 | 0 | 0 | 0 | 0 | 0 | 0 | 0 | 0 | 0 | 0 | 0 | 0 | 0 | 0 | 0 | 0 | 0
F4_Commercial_School_Existing_Cooling_Electric_Packaged Terminal HP_E4 | F4 | Commercial | School | Existing | Cooling | Electric | Packaged Terminal HP | E4 | RVT BC Ratio | 0 | 0 | 0 | 0 | 0 | 0 | 0 | 0 | 0 | 0 | 0 | 0 | 0 | 0 | 0 | 0 | 0 | 0 | 0 | 0 | 0 | 0 | 0 | 0 | 0 | 0 | 0 | 0 | 0 | 0
F4_Commercial_School_Existing_Cooling_Electric_Packaged Terminal HP_E5 | F4 | Commercial | School | Existing | Cooling | Electric | Packaged Terminal HP | E5 | RVT BC Ratio | 0 | 0 | 0 | 0 | 0 | 0 | 0 | 0 | 0 | 0 | 0 | 0 | 0 | 0 | 0 | 0 | 0 | 0 | 0 | 0 | 0 | 0 | 0 | 0 | 0 | 0 | 0 | 0 | 0 | 0
F4_Commercial_School_Existing_Cooling_Electric_Packaged Terminal HP_E6 | F4 | Commercial | School | Existing | Cooling | Electric | Packaged Terminal HP | E6 | RVT BC Ratio | 0 | 0 | 0 | 0 | 0 | 0 | 0 | 0 | 0 | 0 | 0 | 0 | 0 | 0 | 0 | 0 | 0 | 0 | 0 | 0 | 0 | 0 | 0 | 0 | 0 | 0 | 0 | 0 | 0 | 0
F4_Commercial_School_Existing_Cooling_Electric_Packaged Terminal HP_E7 | F4 | Commercial | School | Existing | Cooling | Electric | Packaged Terminal HP | E7 | RVT BC Ratio | 0 | 0 | 0 | 0 | 0 | 0 | 0 | 0 | 0 | 0 | 0 | 0 | 0 | 0 | 0 | 0 | 0 | 0 | 0 | 0 | 0 | 0 | 0 | 0 | 0 | 0 | 0 | 0 | 0 | 0
F4_Commercial_School_Existing_Cooling_Electric_Packaged Terminal HP_E8 | F4 | Commercial | School | Existing | Cooling | Electric | Packaged Terminal HP | E8 | RVT BC Ratio | 0 | 0 | 0 | 0 | 0 | 0 | 0 | 0 | 0 | 0 | 0 | 0 | 0 | 0 | 0 | 0 | 0 | 0 | 0 | 0 | 0 | 0 | 0 | 0 | 0 | 0 | 0 | 0 | 0 | 0
F4_Commercial_School_Existing_Cooling_Electric_Packaged Terminal HP_E9 | F4 | Commercial | School | Existing | Cooling | Electric | Packaged Terminal HP | E9 | RVT BC Ratio | 0 | 0 | 0 | 0 | 0 | 0 | 0 | 0 | 0 | 0 | 0 | 0 | 0 | 0 | 0 | 0 | 0 | 0 | 0 | 0 | 0 | 0 | 0 | 0 | 0 | 0 | 0 | 0 | 0 | 0
F4_Commercial_School_Existing_Cooling_Electric_Packaged Terminal HP_E10 | F4 | Commercial | School | Existing | Cooling | Electric | Packaged Terminal HP | E10 | RVT BC Ratio | 0 | 0 | 0 | 0 | 0 | 0 | 0 | 0 | 0 | 0 | 0 | 0 | 0 | 0 | 0 | 0 | 0 | 0 | 0 | 0 | 0 | 0 | 0 | 0 | 0 | 0 | 0 | 0 | 0 | 0
F5_Commercial_School_Existing_Cooling_Electric_Packaged Terminal HP_E1 | F5 | Commercial | School | Existing | Cooling | Electric | Packaged Terminal HP | E1 | RIM BC Ratio | 0 | 0 | 0 | 0 | 0 | 0 | 0 | 0 | 0 | 0 | 0 | 0 | 0 | 0 | 0 | 0 | 0 | 0 | 0 | 0 | 0 | 0 | 0 | 0 | 0 | 0 | 0 | 0 | 0 | 0
F5_Commercial_School_Existing_Cooling_Electric_Packaged Terminal HP_E2 | F5 | Commercial | School | Existing | Cooling | Electric | Packaged Terminal HP | E2 | RIM BC Ratio | 0 | 0 | 0 | 0 | 0 | 0 | 0 | 0 | 0 | 0 | 0 | 0 | 0 | 0 | 0 | 0 | 0 | 0 | 0 | 0 | 0 | 0 | 0 | 0 | 0 | 0 | 0 | 0 | 0 | 0
F5_Commercial_School_Existing_Cooling_Electric_Packaged Terminal HP_E3 | F5 | Commercial | School | Existing | Cooling | Electric | Packaged Terminal HP | E3 | RIM BC Ratio | 0 | 0 | 0 | 0 | 0 | 0 | 0 | 0 | 0 | 0 | 0 | 0 | 0 | 0 | 0 | 0 | 0 | 0 | 0 | 0 | 0 | 0 | 0 | 0 | 0 | 0 | 0 | 0 | 0 | 0
F5_Commercial_School_Existing_Cooling_Electric_Packaged Terminal HP_E4 | F5 | Commercial | School | Existing | Cooling | Electric | Packaged Terminal HP | E4 | RIM BC Ratio | 0 | 0 | 0 | 0 | 0 | 0 | 0 | 0 | 0 | 0 | 0 | 0 | 0 | 0 | 0 | 0 | 0 | 0 | 0 | 0 | 0 | 0 | 0 | 0 | 0 | 0 | 0 | 0 | 0 | 0
F5_Commercial_School_Existing_Cooling_Electric_Packaged Terminal HP_E5 | F5 | Commercial | School | Existing | Cooling | Electric | Packaged Terminal HP | E5 | RIM BC Ratio | 0 | 0 | 0 | 0 | 0 | 0 | 0 | 0 | 0 | 0 | 0 | 0 | 0 | 0 | 0 | 0 | 0 | 0 | 0 | 0 | 0 | 0 | 0 | 0 | 0 | 0 | 0 | 0 | 0 | 0
F5_Commercial_School_Existing_Cooling_Electric_Packaged Terminal HP_E6 | F5 | Commercial | School | Existing | Cooling | Electric | Packaged Terminal HP | E6 | RIM BC Ratio | 0 | 0 | 0 | 0 | 0 | 0 | 0 | 0 | 0 | 0 | 0 | 0 | 0 | 0 | 0 | 0 | 0 | 0 | 0 | 0 | 0 | 0 | 0 | 0 | 0 | 0 | 0 | 0 | 0 | 0
F5_Commercial_School_Existing_Cooling_Electric_Packaged Terminal HP_E7 | F5 | Commercial | School | Existing | Cooling | Electric | Packaged Terminal HP | E7 | RIM BC Ratio | 0 | 0 | 0 | 0 | 0 | 0 | 0 | 0 | 0 | 0 | 0 | 0 | 0 | 0 | 0 | 0 | 0 | 0 | 0 | 0 | 0 | 0 | 0 | 0 | 0 | 0 | 0 | 0 | 0 | 0
F5_Commercial_School_Existing_Cooling_Electric_Packaged Terminal HP_E8 | F5 | Commercial | School | Existing | Cooling | Electric | Packaged Terminal HP | E8 | RIM BC Ratio | 0 | 0 | 0 | 0 | 0 | 0 | 0 | 0 | 0 | 0 | 0 | 0 | 0 | 0 | 0 | 0 | 0 | 0 | 0 | 0 | 0 | 0 | 0 | 0 | 0 | 0 | 0 | 0 | 0 | 0
F5_Commercial_School_Existing_Cooling_Electric_Packaged Terminal HP_E9 | F5 | Commercial | School | Existing | Cooling | Electric | Packaged Terminal HP | E9 | RIM BC Ratio | 0 | 0 | 0 | 0 | 0 | 0 | 0 | 0 | 0 | 0 | 0 | 0 | 0 | 0 | 0 | 0 | 0 | 0 | 0 | 0 | 0 | 0 | 0 | 0 | 0 | 0 | 0 | 0 | 0 | 0
F5_Commercial_School_Existing_Cooling_Electric_Packaged Terminal HP_E10 | F5 | Commercial | School | Existing | Cooling | Electric | Packaged Terminal HP | E10 | RIM BC Ratio | 0 | 0 | 0 | 0 | 0 | 0 | 0 | 0 | 0 | 0 | 0 | 0 | 0 | 0 | 0 | 0 | 0 | 0 | 0 | 0 | 0 | 0 | 0 | 0 | 0 | 0 | 0 | 0 | 0 | 0
F0_Commercial_School_Existing_Cooling_Electric_Evaporative Central AC_E0 | F0 | Commercial | School | Existing | Cooling | Electric | Evaporative Central AC | E0 | Economic Unit | 0 | 0 | 0 | 0 | 0 | 0 | 0 | 0 | 0 | 0 | 0 | 0 | 0 | 0 | 0 | 0 | 0 | 0 | 0 | 0 | 0 | 0 | 0 | 0 | 0 | 0 | 0 | 0 | 0 | 0
F1_Commercial_School_Existing_Cooling_Electric_Evaporative Central AC_E1 | F1 | Commercial | School | Existing | Cooling | Electric | Evaporative Central AC | E1 | CCE | 0 | 0 | 0 | 0 | 0 | 0 | 0 | 0 | 0 | 0 | 0 | 0 | 0 | 0 | 0 | 0 | 0 | 0 | 0 | 0 | 0 | 0 | 0 | 0 | 0 | 0 | 0 | 0 | 0 | 0
F1_Commercial_School_Existing_Cooling_Electric_Evaporative Central AC_E2 | F1 | Commercial | School | Existing | Cooling | Electric | Evaporative Central AC | E2 | CCE | 0 | 0 | 0 | 0 | 0 | 0 | 0 | 0 | 0 | 0 | 0 | 0 | 0 | 0 | 0 | 0 | 0 | 0 | 0 | 0 | 0 | 0 | 0 | 0 | 0 | 0 | 0 | 0 | 0 | 0
F1_Commercial_School_Existing_Cooling_Electric_Evaporative Central AC_E3 | F1 | Commercial | School | Existing | Cooling | Electric | Evaporative Central AC | E3 | CCE | 0 | 0 | 0 | 0 | 0 | 0 | 0 | 0 | 0 | 0 | 0 | 0 | 0 | 0 | 0 | 0 | 0 | 0 | 0 | 0 | 0 | 0 | 0 | 0 | 0 | 0 | 0 | 0 | 0 | 0
F1_Commercial_School_Existing_Cooling_Electric_Evaporative Central AC_E4 | F1 | Commercial | School | Existing | Cooling | Electric | Evaporative Central AC | E4 | CCE | 0 | 0 | 0 | 0 | 0 | 0 | 0 | 0 | 0 | 0 | 0 | 0 | 0 | 0 | 0 | 0 | 0 | 0 | 0 | 0 | 0 | 0 | 0 | 0 | 0 | 0 | 0 | 0 | 0 | 0
F1_Commercial_School_Existing_Cooling_Electric_Evaporative Central AC_E5 | F1 | Commercial | School | Existing | Cooling | Electric | Evaporative Central AC | E5 | CCE | 0 | 0 | 0 | 0 | 0 | 0 | 0 | 0 | 0 | 0 | 0 | 0 | 0 | 0 | 0 | 0 | 0 | 0 | 0 | 0 | 0 | 0 | 0 | 0 | 0 | 0 | 0 | 0 | 0 | 0
F1_Commercial_School_Existing_Cooling_Electric_Evaporative Central AC_E6 | F1 | Commercial | School | Existing | Cooling | Electric | Evaporative Central AC | E6 | CCE | 0 | 0 | 0 | 0 | 0 | 0 | 0 | 0 | 0 | 0 | 0 | 0 | 0 | 0 | 0 | 0 | 0 | 0 | 0 | 0 | 0 | 0 | 0 | 0 | 0 | 0 | 0 | 0 | 0 | 0
F1_Commercial_School_Existing_Cooling_Electric_Evaporative Central AC_E7 | F1 | Commercial | School | Existing | Cooling | Electric | Evaporative Central AC | E7 | CCE | 0 | 0 | 0 | 0 | 0 | 0 | 0 | 0 | 0 | 0 | 0 | 0 | 0 | 0 | 0 | 0 | 0 | 0 | 0 | 0 | 0 | 0 | 0 | 0 | 0 | 0 | 0 | 0 | 0 | 0
F1_Commercial_School_Existing_Cooling_Electric_Evaporative Central AC_E8 | F1 | Commercial | School | Existing | Cooling | Electric | Evaporative Central AC | E8 | CCE | 0 | 0 | 0 | 0 | 0 | 0 | 0 | 0 | 0 | 0 | 0 | 0 | 0 | 0 | 0 | 0 | 0 | 0 | 0 | 0 | 0 | 0 | 0 | 0 | 0 | 0 | 0 | 0 | 0 | 0
F1_Commercial_School_Existing_Cooling_Electric_Evaporative Central AC_E9 | F1 | Commercial | School | Existing | Cooling | Electric | Evaporative Central AC | E9 | CCE | 0 | 0 | 0 | 0 | 0 | 0 | 0 | 0 | 0 | 0 | 0 | 0 | 0 | 0 | 0 | 0 | 0 | 0 | 0 | 0 | 0 | 0 | 0 | 0 | 0 | 0 | 0 | 0 | 0 | 0
F1_Commercial_School_Existing_Cooling_Electric_Evaporative Central AC_E10 | F1 | Commercial | School | Existing | Cooling | Electric | Evaporative Central AC | E10 | CCE | 0 | 0 | 0 | 0 | 0 | 0 | 0 | 0 | 0 | 0 | 0 | 0 | 0 | 0 | 0 | 0 | 0 | 0 | 0 | 0 | 0 | 0 | 0 | 0 | 0 | 0 | 0 | 0 | 0 | 0
F2_Commercial_School_Existing_Cooling_Electric_Evaporative Central AC_E1 | F2 | Commercial | School | Existing | Cooling | Electric | Evaporative Central AC | E1 | TRC BC Ratio | 0 | 0 | 0 | 0 | 0 | 0 | 0 | 0 | 0 | 0 | 0 | 0 | 0 | 0 | 0 | 0 | 0 | 0 | 0 | 0 | 0 | 0 | 0 | 0 | 0 | 0 | 0 | 0 | 0 | 0
F2_Commercial_School_Existing_Cooling_Electric_Evaporative Central AC_E2 | F2 | Commercial | School | Existing | Cooling | Electric | Evaporative Central AC | E2 | TRC BC Ratio | 0 | 0 | 0 | 0 | 0 | 0 | 0 | 0 | 0 | 0 | 0 | 0 | 0 | 0 | 0 | 0 | 0 | 0 | 0 | 0 | 0 | 0 | 0 | 0 | 0 | 0 | 0 | 0 | 0 | 0
F2_Commercial_School_Existing_Cooling_Electric_Evaporative Central AC_E3 | F2 | Commercial | School | Existing | Cooling | Electric | Evaporative Central AC | E3 | TRC BC Ratio | 0 | 0 | 0 | 0 | 0 | 0 | 0 | 0 | 0 | 0 | 0 | 0 | 0 | 0 | 0 | 0 | 0 | 0 | 0 | 0 | 0 | 0 | 0 | 0 | 0 | 0 | 0 | 0 | 0 | 0
F2_Commercial_School_Existing_Cooling_Electric_Evaporative Central AC_E4 | F2 | Commercial | School | Existing | Cooling | Electric | Evaporative Central AC | E4 | TRC BC Ratio | 0 | 0 | 0 | 0 | 0 | 0 | 0 | 0 | 0 | 0 | 0 | 0 | 0 | 0 | 0 | 0 | 0 | 0 | 0 | 0 | 0 | 0 | 0 | 0 | 0 | 0 | 0 | 0 | 0 | 0
F2_Commercial_School_Existing_Cooling_Electric_Evaporative Central AC_E5 | F2 | Commercial | School | Existing | Cooling | Electric | Evaporative Central AC | E5 | TRC BC Ratio | 0 | 0 | 0 | 0 | 0 | 0 | 0 | 0 | 0 | 0 | 0 | 0 | 0 | 0 | 0 | 0 | 0 | 0 | 0 | 0 | 0 | 0 | 0 | 0 | 0 | 0 | 0 | 0 | 0 | 0
F2_Commercial_School_Existing_Cooling_Electric_Evaporative Central AC_E6 | F2 | Commercial | School | Existing | Cooling | Electric | Evaporative Central AC | E6 | TRC BC Ratio | 0 | 0 | 0 | 0 | 0 | 0 | 0 | 0 | 0 | 0 | 0 | 0 | 0 | 0 | 0 | 0 | 0 | 0 | 0 | 0 | 0 | 0 | 0 | 0 | 0 | 0 | 0 | 0 | 0 | 0
F2_Commercial_School_Existing_Cooling_Electric_Evaporative Central AC_E7 | F2 | Commercial | School | Existing | Cooling | Electric | Evaporative Central AC | E7 | TRC BC Ratio | 0 | 0 | 0 | 0 | 0 | 0 | 0 | 0 | 0 | 0 | 0 | 0 | 0 | 0 | 0 | 0 | 0 | 0 | 0 | 0 | 0 | 0 | 0 | 0 | 0 | 0 | 0 | 0 | 0 | 0
F2_Commercial_School_Existing_Cooling_Electric_Evaporative Central AC_E8 | F2 | Commercial | School | Existing | Cooling | Electric | Evaporative Central AC | E8 | TRC BC Ratio | 0 | 0 | 0 | 0 | 0 | 0 | 0 | 0 | 0 | 0 | 0 | 0 | 0 | 0 | 0 | 0 | 0 | 0 | 0 | 0 | 0 | 0 | 0 | 0 | 0 | 0 | 0 | 0 | 0 | 0
F2_Commercial_School_Existing_Cooling_Electric_Evaporative Central AC_E9 | F2 | Commercial | School | Existing | Cooling | Electric | Evaporative Central AC | E9 | TRC BC Ratio | 0 | 0 | 0 | 0 | 0 | 0 | 0 | 0 | 0 | 0 | 0 | 0 | 0 | 0 | 0 | 0 | 0 | 0 | 0 | 0 | 0 | 0 | 0 | 0 | 0 | 0 | 0 | 0 | 0 | 0
F2_Commercial_School_Existing_Cooling_Electric_Evaporative Central AC_E10 | F2 | Commercial | School | Existing | Cooling | Electric | Evaporative Central AC | E10 | TRC BC Ratio | 0 | 0 | 0 | 0 | 0 | 0 | 0 | 0 | 0 | 0 | 0 | 0 | 0 | 0 | 0 | 0 | 0 | 0 | 0 | 0 | 0 | 0 | 0 | 0 | 0 | 0 | 0 | 0 | 0 | 0
F3_Commercial_School_Existing_Cooling_Electric_Evaporative Central AC_E1 | F3 | Commercial | School | Existing | Cooling | Electric | Evaporative Central AC | E1 | PACT BC Ratio | 0 | 0 | 0 | 0 | 0 | 0 | 0 | 0 | 0 | 0 | 0 | 0 | 0 | 0 | 0 | 0 | 0 | 0 | 0 | 0 | 0 | 0 | 0 | 0 | 0 | 0 | 0 | 0 | 0 | 0
F3_Commercial_School_Existing_Cooling_Electric_Evaporative Central AC_E2 | F3 | Commercial | School | Existing | Cooling | Electric | Evaporative Central AC | E2 | PACT BC Ratio | 0 | 0 | 0 | 0 | 0 | 0 | 0 | 0 | 0 | 0 | 0 | 0 | 0 | 0 | 0 | 0 | 0 | 0 | 0 | 0 | 0 | 0 | 0 | 0 | 0 | 0 | 0 | 0 | 0 | 0
F3_Commercial_School_Existing_Cooling_Electric_Evaporative Central AC_E3 | F3 | Commercial | School | Existing | Cooling | Electric | Evaporative Central AC | E3 | PACT BC Ratio | 0 | 0 | 0 | 0 | 0 | 0 | 0 | 0 | 0 | 0 | 0 | 0 | 0 | 0 | 0 | 0 | 0 | 0 | 0 | 0 | 0 | 0 | 0 | 0 | 0 | 0 | 0 | 0 | 0 | 0
F3_Commercial_School_Existing_Cooling_Electric_Evaporative Central AC_E4 | F3 | Commercial | School | Existing | Cooling | Electric | Evaporative Central AC | E4 | PACT BC Ratio | 0 | 0 | 0 | 0 | 0 | 0 | 0 | 0 | 0 | 0 | 0 | 0 | 0 | 0 | 0 | 0 | 0 | 0 | 0 | 0 | 0 | 0 | 0 | 0 | 0 | 0 | 0 | 0 | 0 | 0
F3_Commercial_School_Existing_Cooling_Electric_Evaporative Central AC_E5 | F3 | Commercial | School | Existing | Cooling | Electric | Evaporative Central AC | E5 | PACT BC Ratio | 0 | 0 | 0 | 0 | 0 | 0 | 0 | 0 | 0 | 0 | 0 | 0 | 0 | 0 | 0 | 0 | 0 | 0 | 0 | 0 | 0 | 0 | 0 | 0 | 0 | 0 | 0 | 0 | 0 | 0
F3_Commercial_School_Existing_Cooling_Electric_Evaporative Central AC_E6 | F3 | Commercial | School | Existing | Cooling | Electric | Evaporative Central AC | E6 | PACT BC Ratio | 0 | 0 | 0 | 0 | 0 | 0 | 0 | 0 | 0 | 0 | 0 | 0 | 0 | 0 | 0 | 0 | 0 | 0 | 0 | 0 | 0 | 0 | 0 | 0 | 0 | 0 | 0 | 0 | 0 | 0
F3_Commercial_School_Existing_Cooling_Electric_Evaporative Central AC_E7 | F3 | Commercial | School | Existing | Cooling | Electric | Evaporative Central AC | E7 | PACT BC Ratio | 0 | 0 | 0 | 0 | 0 | 0 | 0 | 0 | 0 | 0 | 0 | 0 | 0 | 0 | 0 | 0 | 0 | 0 | 0 | 0 | 0 | 0 | 0 | 0 | 0 | 0 | 0 | 0 | 0 | 0
F3_Commercial_School_Existing_Cooling_Electric_Evaporative Central AC_E8 | F3 | Commercial | School | Existing | Cooling | Electric | Evaporative Central AC | E8 | PACT BC Ratio | 0 | 0 | 0 | 0 | 0 | 0 | 0 | 0 | 0 | 0 | 0 | 0 | 0 | 0 | 0 | 0 | 0 | 0 | 0 | 0 | 0 | 0 | 0 | 0 | 0 | 0 | 0 | 0 | 0 | 0
F3_Commercial_School_Existing_Cooling_Electric_Evaporative Central AC_E9 | F3 | Commercial | School | Existing | Cooling | Electric | Evaporative Central AC | E9 | PACT BC Ratio | 0 | 0 | 0 | 0 | 0 | 0 | 0 | 0 | 0 | 0 | 0 | 0 | 0 | 0 | 0 | 0 | 0 | 0 | 0 | 0 | 0 | 0 | 0 | 0 | 0 | 0 | 0 | 0 | 0 | 0
F3_Commercial_School_Existing_Cooling_Electric_Evaporative Central AC_E10 | F3 | Commercial | School | Existing | Cooling | Electric | Evaporative Central AC | E10 | PACT BC Ratio | 0 | 0 | 0 | 0 | 0 | 0 | 0 | 0 | 0 | 0 | 0 | 0 | 0 | 0 | 0 | 0 | 0 | 0 | 0 | 0 | 0 | 0 | 0 | 0 | 0 | 0 | 0 | 0 | 0 | 0
F4_Commercial_School_Existing_Cooling_Electric_Evaporative Central AC_E1 | F4 | Commercial | School | Existing | Cooling | Electric | Evaporative Central AC | E1 | RVT BC Ratio | 0 | 0 | 0 | 0 | 0 | 0 | 0 | 0 | 0 | 0 | 0 | 0 | 0 | 0 | 0 | 0 | 0 | 0 | 0 | 0 | 0 | 0 | 0 | 0 | 0 | 0 | 0 | 0 | 0 | 0
F4_Commercial_School_Existing_Cooling_Electric_Evaporative Central AC_E2 | F4 | Commercial | School | Existing | Cooling | Electric | Evaporative Central AC | E2 | RVT BC Ratio | 0 | 0 | 0 | 0 | 0 | 0 | 0 | 0 | 0 | 0 | 0 | 0 | 0 | 0 | 0 | 0 | 0 | 0 | 0 | 0 | 0 | 0 | 0 | 0 | 0 | 0 | 0 | 0 | 0 | 0
F4_Commercial_School_Existing_Cooling_Electric_Evaporative Central AC_E3 | F4 | Commercial | School | Existing | Cooling | Electric | Evaporative Central AC | E3 | RVT BC Ratio | 0 | 0 | 0 | 0 | 0 | 0 | 0 | 0 | 0 | 0 | 0 | 0 | 0 | 0 | 0 | 0 | 0 | 0 | 0 | 0 | 0 | 0 | 0 | 0 | 0 | 0 | 0 | 0 | 0 | 0
F4_Commercial_School_Existing_Cooling_Electric_Evaporative Central AC_E4 | F4 | Commercial | School | Existing | Cooling | Electric | Evaporative Central AC | E4 | RVT BC Ratio | 0 | 0 | 0 | 0 | 0 | 0 | 0 | 0 | 0 | 0 | 0 | 0 | 0 | 0 | 0 | 0 | 0 | 0 | 0 | 0 | 0 | 0 | 0 | 0 | 0 | 0 | 0 | 0 | 0 | 0
F4_Commercial_School_Existing_Cooling_Electric_Evaporative Central AC_E5 | F4 | Commercial | School | Existing | Cooling | Electric | Evaporative Central AC | E5 | RVT BC Ratio | 0 | 0 | 0 | 0 | 0 | 0 | 0 | 0 | 0 | 0 | 0 | 0 | 0 | 0 | 0 | 0 | 0 | 0 | 0 | 0 | 0 | 0 | 0 | 0 | 0 | 0 | 0 | 0 | 0 | 0
F4_Commercial_School_Existing_Cooling_Electric_Evaporative Central AC_E6 | F4 | Commercial | School | Existing | Cooling | Electric | Evaporative Central AC | E6 | RVT BC Ratio | 0 | 0 | 0 | 0 | 0 | 0 | 0 | 0 | 0 | 0 | 0 | 0 | 0 | 0 | 0 | 0 | 0 | 0 | 0 | 0 | 0 | 0 | 0 | 0 | 0 | 0 | 0 | 0 | 0 | 0
F4_Commercial_School_Existing_Cooling_Electric_Evaporative Central AC_E7 | F4 | Commercial | School | Existing | Cooling | Electric | Evaporative Central AC | E7 | RVT BC Ratio | 0 | 0 | 0 | 0 | 0 | 0 | 0 | 0 | 0 | 0 | 0 | 0 | 0 | 0 | 0 | 0 | 0 | 0 | 0 | 0 | 0 | 0 | 0 | 0 | 0 | 0 | 0 | 0 | 0 | 0
F4_Commercial_School_Existing_Cooling_Electric_Evaporative Central AC_E8 | F4 | Commercial | School | Existing | Cooling | Electric | Evaporative Central AC | E8 | RVT BC Ratio | 0 | 0 | 0 | 0 | 0 | 0 | 0 | 0 | 0 | 0 | 0 | 0 | 0 | 0 | 0 | 0 | 0 | 0 | 0 | 0 | 0 | 0 | 0 | 0 | 0 | 0 | 0 | 0 | 0 | 0
F4_Commercial_School_Existing_Cooling_Electric_Evaporative Central AC_E9 | F4 | Commercial | School | Existing | Cooling | Electric | Evaporative Central AC | E9 | RVT BC Ratio | 0 | 0 | 0 | 0 | 0 | 0 | 0 | 0 | 0 | 0 | 0 | 0 | 0 | 0 | 0 | 0 | 0 | 0 | 0 | 0 | 0 | 0 | 0 | 0 | 0 | 0 | 0 | 0 | 0 | 0
F4_Commercial_School_Existing_Cooling_Electric_Evaporative Central AC_E10 | F4 | Commercial | School | Existing | Cooling | Electric | Evaporative Central AC | E10 | RVT BC Ratio | 0 | 0 | 0 | 0 | 0 | 0 | 0 | 0 | 0 | 0 | 0 | 0 | 0 | 0 | 0 | 0 | 0 | 0 | 0 | 0 | 0 | 0 | 0 | 0 | 0 | 0 | 0 | 0 | 0 | 0
F5_Commercial_School_Existing_Cooling_Electric_Evaporative Central AC_E1 | F5 | Commercial | School | Existing | Cooling | Electric | Evaporative Central AC | E1 | RIM BC Ratio | 0 | 0 | 0 | 0 | 0 | 0 | 0 | 0 | 0 | 0 | 0 | 0 | 0 | 0 | 0 | 0 | 0 | 0 | 0 | 0 | 0 | 0 | 0 | 0 | 0 | 0 | 0 | 0 | 0 | 0
F5_Commercial_School_Existing_Cooling_Electric_Evaporative Central AC_E2 | F5 | Commercial | School | Existing | Cooling | Electric | Evaporative Central AC | E2 | RIM BC Ratio | 0 | 0 | 0 | 0 | 0 | 0 | 0 | 0 | 0 | 0 | 0 | 0 | 0 | 0 | 0 | 0 | 0 | 0 | 0 | 0 | 0 | 0 | 0 | 0 | 0 | 0 | 0 | 0 | 0 | 0
F5_Commercial_School_Existing_Cooling_Electric_Evaporative Central AC_E3 | F5 | Commercial | School | Existing | Cooling | Electric | Evaporative Central AC | E3 | RIM BC Ratio | 0 | 0 | 0 | 0 | 0 | 0 | 0 | 0 | 0 | 0 | 0 | 0 | 0 | 0 | 0 | 0 | 0 | 0 | 0 | 0 | 0 | 0 | 0 | 0 | 0 | 0 | 0 | 0 | 0 | 0
F5_Commercial_School_Existing_Cooling_Electric_Evaporative Central AC_E4 | F5 | Commercial | School | Existing | Cooling | Electric | Evaporative Central AC | E4 | RIM BC Ratio | 0 | 0 | 0 | 0 | 0 | 0 | 0 | 0 | 0 | 0 | 0 | 0 | 0 | 0 | 0 | 0 | 0 | 0 | 0 | 0 | 0 | 0 | 0 | 0 | 0 | 0 | 0 | 0 | 0 | 0
F5_Commercial_School_Existing_Cooling_Electric_Evaporative Central AC_E5 | F5 | Commercial | School | Existing | Cooling | Electric | Evaporative Central AC | E5 | RIM BC Ratio | 0 | 0 | 0 | 0 | 0 | 0 | 0 | 0 | 0 | 0 | 0 | 0 | 0 | 0 | 0 | 0 | 0 | 0 | 0 | 0 | 0 | 0 | 0 | 0 | 0 | 0 | 0 | 0 | 0 | 0
F5_Commercial_School_Existing_Cooling_Electric_Evaporative Central AC_E6 | F5 | Commercial | School | Existing | Cooling | Electric | Evaporative Central AC | E6 | RIM BC Ratio | 0 | 0 | 0 | 0 | 0 | 0 | 0 | 0 | 0 | 0 | 0 | 0 | 0 | 0 | 0 | 0 | 0 | 0 | 0 | 0 | 0 | 0 | 0 | 0 | 0 | 0 | 0 | 0 | 0 | 0
F5_Commercial_School_Existing_Cooling_Electric_Evaporative Central AC_E7 | F5 | Commercial | School | Existing | Cooling | Electric | Evaporative Central AC | E7 | RIM BC Ratio | 0 | 0 | 0 | 0 | 0 | 0 | 0 | 0 | 0 | 0 | 0 | 0 | 0 | 0 | 0 | 0 | 0 | 0 | 0 | 0 | 0 | 0 | 0 | 0 | 0 | 0 | 0 | 0 | 0 | 0
F5_Commercial_School_Existing_Cooling_Electric_Evaporative Central AC_E8 | F5 | Commercial | School | Existing | Cooling | Electric | Evaporative Central AC | E8 | RIM BC Ratio | 0 | 0 | 0 | 0 | 0 | 0 | 0 | 0 | 0 | 0 | 0 | 0 | 0 | 0 | 0 | 0 | 0 | 0 | 0 | 0 | 0 | 0 | 0 | 0 | 0 | 0 | 0 | 0 | 0 | 0
F5_Commercial_School_Existing_Cooling_Electric_Evaporative Central AC_E9 | F5 | Commercial | School | Existing | Cooling | Electric | Evaporative Central AC | E9 | RIM BC Ratio | 0 | 0 | 0 | 0 | 0 | 0 | 0 | 0 | 0 | 0 | 0 | 0 | 0 | 0 | 0 | 0 | 0 | 0 | 0 | 0 | 0 | 0 | 0 | 0 | 0 | 0 | 0 | 0 | 0 | 0
F5_Commercial_School_Existing_Cooling_Electric_Evaporative Central AC_E10 | F5 | Commercial | School | Existing | Cooling | Electric | Evaporative Central AC | E10 | RIM BC Ratio | 0 | 0 | 0 | 0 | 0 | 0 | 0 | 0 | 0 | 0 | 0 | 0 | 0 | 0 | 0 | 0 | 0 | 0 | 0 | 0 | 0 | 0 | 0 | 0 | 0 | 0 | 0 | 0 | 0 | 0
F0_Commercial_School_Existing_Cooling_Electric_Air-Source Heat Pump_E0 | F0 | Commercial | School | Existing | Cooling | Electric | Air-Source Heat Pump | E0 | Economic Unit | 0 | 0 | 0 | 0 | 0 | 0 | 0 | 0 | 0 | 0 | 0 | 0 | 0 | 0 | 0 | 0 | 0 | 0 | 0 | 0 | 0 | 0 | 0 | 0 | 0 | 0 | 0 | 0 | 0 | 0
F1_Commercial_School_Existing_Cooling_Electric_Air-Source Heat Pump_E1 | F1 | Commercial | School | Existing | Cooling | Electric | Air-Source Heat Pump | E1 | CCE | 0 | 0 | 0 | 0 | 0 | 0 | 0 | 0 | 0 | 0 | 0 | 0 | 0 | 0 | 0 | 0 | 0 | 0 | 0 | 0 | 0 | 0 | 0 | 0 | 0 | 0 | 0 | 0 | 0 | 0
F1_Commercial_School_Existing_Cooling_Electric_Air-Source Heat Pump_E2 | F1 | Commercial | School | Existing | Cooling | Electric | Air-Source Heat Pump | E2 | CCE | 0 | 0 | 0 | 0 | 0 | 0 | 0 | 0 | 0 | 0 | 0 | 0 | 0 | 0 | 0 | 0 | 0 | 0 | 0 | 0 | 0 | 0 | 0 | 0 | 0 | 0 | 0 | 0 | 0 | 0
F1_Commercial_School_Existing_Cooling_Electric_Air-Source Heat Pump_E3 | F1 | Commercial | School | Existing | Cooling | Electric | Air-Source Heat Pump | E3 | CCE | 0 | 0 | 0 | 0 | 0 | 0 | 0 | 0 | 0 | 0 | 0 | 0 | 0 | 0 | 0 | 0 | 0 | 0 | 0 | 0 | 0 | 0 | 0 | 0 | 0 | 0 | 0 | 0 | 0 | 0
F1_Commercial_School_Existing_Cooling_Electric_Air-Source Heat Pump_E4 | F1 | Commercial | School | Existing | Cooling | Electric | Air-Source Heat Pump | E4 | CCE | 0 | 0 | 0 | 0 | 0 | 0 | 0 | 0 | 0 | 0 | 0 | 0 | 0 | 0 | 0 | 0 | 0 | 0 | 0 | 0 | 0 | 0 | 0 | 0 | 0 | 0 | 0 | 0 | 0 | 0
F1_Commercial_School_Existing_Cooling_Electric_Air-Source Heat Pump_E5 | F1 | Commercial | School | Existing | Cooling | Electric | Air-Source Heat Pump | E5 | CCE | 0 | 0 | 0 | 0 | 0 | 0 | 0 | 0 | 0 | 0 | 0 | 0 | 0 | 0 | 0 | 0 | 0 | 0 | 0 | 0 | 0 | 0 | 0 | 0 | 0 | 0 | 0 | 0 | 0 | 0
F1_Commercial_School_Existing_Cooling_Electric_Air-Source Heat Pump_E6 | F1 | Commercial | School | Existing | Cooling | Electric | Air-Source Heat Pump | E6 | CCE | 0 | 0 | 0 | 0 | 0 | 0 | 0 | 0 | 0 | 0 | 0 | 0 | 0 | 0 | 0 | 0 | 0 | 0 | 0 | 0 | 0 | 0 | 0 | 0 | 0 | 0 | 0 | 0 | 0 | 0
F1_Commercial_School_Existing_Cooling_Electric_Air-Source Heat Pump_E7 | F1 | Commercial | School | Existing | Cooling | Electric | Air-Source Heat Pump | E7 | CCE | 0 | 0 | 0 | 0 | 0 | 0 | 0 | 0 | 0 | 0 | 0 | 0 | 0 | 0 | 0 | 0 | 0 | 0 | 0 | 0 | 0 | 0 | 0 | 0 | 0 | 0 | 0 | 0 | 0 | 0
F1_Commercial_School_Existing_Cooling_Electric_Air-Source Heat Pump_E8 | F1 | Commercial | School | Existing | Cooling | Electric | Air-Source Heat Pump | E8 | CCE | 0 | 0 | 0 | 0 | 0 | 0 | 0 | 0 | 0 | 0 | 0 | 0 | 0 | 0 | 0 | 0 | 0 | 0 | 0 | 0 | 0 | 0 | 0 | 0 | 0 | 0 | 0 | 0 | 0 | 0
F1_Commercial_School_Existing_Cooling_Electric_Air-Source Heat Pump_E9 | F1 | Commercial | School | Existing | Cooling | Electric | Air-Source Heat Pump | E9 | CCE | 0 | 0 | 0 | 0 | 0 | 0 | 0 | 0 | 0 | 0 | 0 | 0 | 0 | 0 | 0 | 0 | 0 | 0 | 0 | 0 | 0 | 0 | 0 | 0 | 0 | 0 | 0 | 0 | 0 | 0
F1_Commercial_School_Existing_Cooling_Electric_Air-Source Heat Pump_E10 | F1 | Commercial | School | Existing | Cooling | Electric | Air-Source Heat Pump | E10 | CCE | 0 | 0 | 0 | 0 | 0 | 0 | 0 | 0 | 0 | 0 | 0 | 0 | 0 | 0 | 0 | 0 | 0 | 0 | 0 | 0 | 0 | 0 | 0 | 0 | 0 | 0 | 0 | 0 | 0 | 0
F2_Commercial_School_Existing_Cooling_Electric_Air-Source Heat Pump_E1 | F2 | Commercial | School | Existing | Cooling | Electric | Air-Source Heat Pump | E1 | TRC BC Ratio | 0 | 0 | 0 | 0 | 0 | 0 | 0 | 0 | 0 | 0 | 0 | 0 | 0 | 0 | 0 | 0 | 0 | 0 | 0 | 0 | 0 | 0 | 0 | 0 | 0 | 0 | 0 | 0 | 0 | 0
F2_Commercial_School_Existing_Cooling_Electric_Air-Source Heat Pump_E2 | F2 | Commercial | School | Existing | Cooling | Electric | Air-Source Heat Pump | E2 | TRC BC Ratio | 0 | 0 | 0 | 0 | 0 | 0 | 0 | 0 | 0 | 0 | 0 | 0 | 0 | 0 | 0 | 0 | 0 | 0 | 0 | 0 | 0 | 0 | 0 | 0 | 0 | 0 | 0 | 0 | 0 | 0
F2_Commercial_School_Existing_Cooling_Electric_Air-Source Heat Pump_E3 | F2 | Commercial | School | Existing | Cooling | Electric | Air-Source Heat Pump | E3 | TRC BC Ratio | 0 | 0 | 0 | 0 | 0 | 0 | 0 | 0 | 0 | 0 | 0 | 0 | 0 | 0 | 0 | 0 | 0 | 0 | 0 | 0 | 0 | 0 | 0 | 0 | 0 | 0 | 0 | 0 | 0 | 0
F2_Commercial_School_Existing_Cooling_Electric_Air-Source Heat Pump_E4 | F2 | Commercial | School | Existing | Cooling | Electric | Air-Source Heat Pump | E4 | TRC BC Ratio | 0 | 0 | 0 | 0 | 0 | 0 | 0 | 0 | 0 | 0 | 0 | 0 | 0 | 0 | 0 | 0 | 0 | 0 | 0 | 0 | 0 | 0 | 0 | 0 | 0 | 0 | 0 | 0 | 0 | 0
F2_Commercial_School_Existing_Cooling_Electric_Air-Source Heat Pump_E5 | F2 | Commercial | School | Existing | Cooling | Electric | Air-Source Heat Pump | E5 | TRC BC Ratio | 0 | 0 | 0 | 0 | 0 | 0 | 0 | 0 | 0 | 0 | 0 | 0 | 0 | 0 | 0 | 0 | 0 | 0 | 0 | 0 | 0 | 0 | 0 | 0 | 0 | 0 | 0 | 0 | 0 | 0
F2_Commercial_School_Existing_Cooling_Electric_Air-Source Heat Pump_E6 | F2 | Commercial | School | Existing | Cooling | Electric | Air-Source Heat Pump | E6 | TRC BC Ratio | 0 | 0 | 0 | 0 | 0 | 0 | 0 | 0 | 0 | 0 | 0 | 0 | 0 | 0 | 0 | 0 | 0 | 0 | 0 | 0 | 0 | 0 | 0 | 0 | 0 | 0 | 0 | 0 | 0 | 0
F2_Commercial_School_Existing_Cooling_Electric_Air-Source Heat Pump_E7 | F2 | Commercial | School | Existing | Cooling | Electric | Air-Source Heat Pump | E7 | TRC BC Ratio | 0 | 0 | 0 | 0 | 0 | 0 | 0 | 0 | 0 | 0 | 0 | 0 | 0 | 0 | 0 | 0 | 0 | 0 | 0 | 0 | 0 | 0 | 0 | 0 | 0 | 0 | 0 | 0 | 0 | 0
F2_Commercial_School_Existing_Cooling_Electric_Air-Source Heat Pump_E8 | F2 | Commercial | School | Existing | Cooling | Electric | Air-Source Heat Pump | E8 | TRC BC Ratio | 0 | 0 | 0 | 0 | 0 | 0 | 0 | 0 | 0 | 0 | 0 | 0 | 0 | 0 | 0 | 0 | 0 | 0 | 0 | 0 | 0 | 0 | 0 | 0 | 0 | 0 | 0 | 0 | 0 | 0
F2_Commercial_School_Existing_Cooling_Electric_Air-Source Heat Pump_E9 | F2 | Commercial | School | Existing | Cooling | Electric | Air-Source Heat Pump | E9 | TRC BC Ratio | 0 | 0 | 0 | 0 | 0 | 0 | 0 | 0 | 0 | 0 | 0 | 0 | 0 | 0 | 0 | 0 | 0 | 0 | 0 | 0 | 0 | 0 | 0 | 0 | 0 | 0 | 0 | 0 | 0 | 0
F2_Commercial_School_Existing_Cooling_Electric_Air-Source Heat Pump_E10 | F2 | Commercial | School | Existing | Cooling | Electric | Air-Source Heat Pump | E10 | TRC BC Ratio | 0 | 0 | 0 | 0 | 0 | 0 | 0 | 0 | 0 | 0 | 0 | 0 | 0 | 0 | 0 | 0 | 0 | 0 | 0 | 0 | 0 | 0 | 0 | 0 | 0 | 0 | 0 | 0 | 0 | 0
F3_Commercial_School_Existing_Cooling_Electric_Air-Source Heat Pump_E1 | F3 | Commercial | School | Existing | Cooling | Electric | Air-Source Heat Pump | E1 | PACT BC Ratio | 0 | 0 | 0 | 0 | 0 | 0 | 0 | 0 | 0 | 0 | 0 | 0 | 0 | 0 | 0 | 0 | 0 | 0 | 0 | 0 | 0 | 0 | 0 | 0 | 0 | 0 | 0 | 0 | 0 | 0
F3_Commercial_School_Existing_Cooling_Electric_Air-Source Heat Pump_E2 | F3 | Commercial | School | Existing | Cooling | Electric | Air-Source Heat Pump | E2 | PACT BC Ratio | 0 | 0 | 0 | 0 | 0 | 0 | 0 | 0 | 0 | 0 | 0 | 0 | 0 | 0 | 0 | 0 | 0 | 0 | 0 | 0 | 0 | 0 | 0 | 0 | 0 | 0 | 0 | 0 | 0 | 0
F3_Commercial_School_Existing_Cooling_Electric_Air-Source Heat Pump_E3 | F3 | Commercial | School | Existing | Cooling | Electric | Air-Source Heat Pump | E3 | PACT BC Ratio | 0 | 0 | 0 | 0 | 0 | 0 | 0 | 0 | 0 | 0 | 0 | 0 | 0 | 0 | 0 | 0 | 0 | 0 | 0 | 0 | 0 | 0 | 0 | 0 | 0 | 0 | 0 | 0 | 0 | 0
F3_Commercial_School_Existing_Cooling_Electric_Air-Source Heat Pump_E4 | F3 | Commercial | School | Existing | Cooling | Electric | Air-Source Heat Pump | E4 | PACT BC Ratio | 0 | 0 | 0 | 0 | 0 | 0 | 0 | 0 | 0 | 0 | 0 | 0 | 0 | 0 | 0 | 0 | 0 | 0 | 0 | 0 | 0 | 0 | 0 | 0 | 0 | 0 | 0 | 0 | 0 | 0
F3_Commercial_School_Existing_Cooling_Electric_Air-Source Heat Pump_E5 | F3 | Commercial | School | Existing | Cooling | Electric | Air-Source Heat Pump | E5 | PACT BC Ratio | 0 | 0 | 0 | 0 | 0 | 0 | 0 | 0 | 0 | 0 | 0 | 0 | 0 | 0 | 0 | 0 | 0 | 0 | 0 | 0 | 0 | 0 | 0 | 0 | 0 | 0 | 0 | 0 | 0 | 0
F3_Commercial_School_Existing_Cooling_Electric_Air-Source Heat Pump_E6 | F3 | Commercial | School | Existing | Cooling | Electric | Air-Source Heat Pump | E6 | PACT BC Ratio | 0 | 0 | 0 | 0 | 0 | 0 | 0 | 0 | 0 | 0 | 0 | 0 | 0 | 0 | 0 | 0 | 0 | 0 | 0 | 0 | 0 | 0 | 0 | 0 | 0 | 0 | 0 | 0 | 0 | 0
F3_Commercial_School_Existing_Cooling_Electric_Air-Source Heat Pump_E7 | F3 | Commercial | School | Existing | Cooling | Electric | Air-Source Heat Pump | E7 | PACT BC Ratio | 0 | 0 | 0 | 0 | 0 | 0 | 0 | 0 | 0 | 0 | 0 | 0 | 0 | 0 | 0 | 0 | 0 | 0 | 0 | 0 | 0 | 0 | 0 | 0 | 0 | 0 | 0 | 0 | 0 | 0
F3_Commercial_School_Existing_Cooling_Electric_Air-Source Heat Pump_E8 | F3 | Commercial | School | Existing | Cooling | Electric | Air-Source Heat Pump | E8 | PACT BC Ratio | 0 | 0 | 0 | 0 | 0 | 0 | 0 | 0 | 0 | 0 | 0 | 0 | 0 | 0 | 0 | 0 | 0 | 0 | 0 | 0 | 0 | 0 | 0 | 0 | 0 | 0 | 0 | 0 | 0 | 0
F3_Commercial_School_Existing_Cooling_Electric_Air-Source Heat Pump_E9 | F3 | Commercial | School | Existing | Cooling | Electric | Air-Source Heat Pump | E9 | PACT BC Ratio | 0 | 0 | 0 | 0 | 0 | 0 | 0 | 0 | 0 | 0 | 0 | 0 | 0 | 0 | 0 | 0 | 0 | 0 | 0 | 0 | 0 | 0 | 0 | 0 | 0 | 0 | 0 | 0 | 0 | 0
F3_Commercial_School_Existing_Cooling_Electric_Air-Source Heat Pump_E10 | F3 | Commercial | School | Existing | Cooling | Electric | Air-Source Heat Pump | E10 | PACT BC Ratio | 0 | 0 | 0 | 0 | 0 | 0 | 0 | 0 | 0 | 0 | 0 | 0 | 0 | 0 | 0 | 0 | 0 | 0 | 0 | 0 | 0 | 0 | 0 | 0 | 0 | 0 | 0 | 0 | 0 | 0
F4_Commercial_School_Existing_Cooling_Electric_Air-Source Heat Pump_E1 | F4 | Commercial | School | Existing | Cooling | Electric | Air-Source Heat Pump | E1 | RVT BC Ratio | 0 | 0 | 0 | 0 | 0 | 0 | 0 | 0 | 0 | 0 | 0 | 0 | 0 | 0 | 0 | 0 | 0 | 0 | 0 | 0 | 0 | 0 | 0 | 0 | 0 | 0 | 0 | 0 | 0 | 0
F4_Commercial_School_Existing_Cooling_Electric_Air-Source Heat Pump_E2 | F4 | Commercial | School | Existing | Cooling | Electric | Air-Source Heat Pump | E2 | RVT BC Ratio | 0 | 0 | 0 | 0 | 0 | 0 | 0 | 0 | 0 | 0 | 0 | 0 | 0 | 0 | 0 | 0 | 0 | 0 | 0 | 0 | 0 | 0 | 0 | 0 | 0 | 0 | 0 | 0 | 0 | 0
F4_Commercial_School_Existing_Cooling_Electric_Air-Source Heat Pump_E3 | F4 | Commercial | School | Existing | Cooling | Electric | Air-Source Heat Pump | E3 | RVT BC Ratio | 0 | 0 | 0 | 0 | 0 | 0 | 0 | 0 | 0 | 0 | 0 | 0 | 0 | 0 | 0 | 0 | 0 | 0 | 0 | 0 | 0 | 0 | 0 | 0 | 0 | 0 | 0 | 0 | 0 | 0
F4_Commercial_School_Existing_Cooling_Electric_Air-Source Heat Pump_E4 | F4 | Commercial | School | Existing | Cooling | Electric | Air-Source Heat Pump | E4 | RVT BC Ratio | 0 | 0 | 0 | 0 | 0 | 0 | 0 | 0 | 0 | 0 | 0 | 0 | 0 | 0 | 0 | 0 | 0 | 0 | 0 | 0 | 0 | 0 | 0 | 0 | 0 | 0 | 0 | 0 | 0 | 0
F4_Commercial_School_Existing_Cooling_Electric_Air-Source Heat Pump_E5 | F4 | Commercial | School | Existing | Cooling | Electric | Air-Source Heat Pump | E5 | RVT BC Ratio | 0 | 0 | 0 | 0 | 0 | 0 | 0 | 0 | 0 | 0 | 0 | 0 | 0 | 0 | 0 | 0 | 0 | 0 | 0 | 0 | 0 | 0 | 0 | 0 | 0 | 0 | 0 | 0 | 0 | 0
F4_Commercial_School_Existing_Cooling_Electric_Air-Source Heat Pump_E6 | F4 | Commercial | School | Existing | Cooling | Electric | Air-Source Heat Pump | E6 | RVT BC Ratio | 0 | 0 | 0 | 0 | 0 | 0 | 0 | 0 | 0 | 0 | 0 | 0 | 0 | 0 | 0 | 0 | 0 | 0 | 0 | 0 | 0 | 0 | 0 | 0 | 0 | 0 | 0 | 0 | 0 | 0
F4_Commercial_School_Existing_Cooling_Electric_Air-Source Heat Pump_E7 | F4 | Commercial | School | Existing | Cooling | Electric | Air-Source Heat Pump | E7 | RVT BC Ratio | 0 | 0 | 0 | 0 | 0 | 0 | 0 | 0 | 0 | 0 | 0 | 0 | 0 | 0 | 0 | 0 | 0 | 0 | 0 | 0 | 0 | 0 | 0 | 0 | 0 | 0 | 0 | 0 | 0 | 0
F4_Commercial_School_Existing_Cooling_Electric_Air-Source Heat Pump_E8 | F4 | Commercial | School | Existing | Cooling | Electric | Air-Source Heat Pump | E8 | RVT BC Ratio | 0 | 0 | 0 | 0 | 0 | 0 | 0 | 0 | 0 | 0 | 0 | 0 | 0 | 0 | 0 | 0 | 0 | 0 | 0 | 0 | 0 | 0 | 0 | 0 | 0 | 0 | 0 | 0 | 0 | 0
F4_Commercial_School_Existing_Cooling_Electric_Air-Source Heat Pump_E9 | F4 | Commercial | School | Existing | Cooling | Electric | Air-Source Heat Pump | E9 | RVT BC Ratio | 0 | 0 | 0 | 0 | 0 | 0 | 0 | 0 | 0 | 0 | 0 | 0 | 0 | 0 | 0 | 0 | 0 | 0 | 0 | 0 | 0 | 0 | 0 | 0 | 0 | 0 | 0 | 0 | 0 | 0
F4_Commercial_School_Existing_Cooling_Electric_Air-Source Heat Pump_E10 | F4 | Commercial | School | Existing | Cooling | Electric | Air-Source Heat Pump | E10 | RVT BC Ratio | 0 | 0 | 0 | 0 | 0 | 0 | 0 | 0 | 0 | 0 | 0 | 0 | 0 | 0 | 0 | 0 | 0 | 0 | 0 | 0 | 0 | 0 | 0 | 0 | 0 | 0 | 0 | 0 | 0 | 0
F5_Commercial_School_Existing_Cooling_Electric_Air-Source Heat Pump_E1 | F5 | Commercial | School | Existing | Cooling | Electric | Air-Source Heat Pump | E1 | RIM BC Ratio | 0 | 0 | 0 | 0 | 0 | 0 | 0 | 0 | 0 | 0 | 0 | 0 | 0 | 0 | 0 | 0 | 0 | 0 | 0 | 0 | 0 | 0 | 0 | 0 | 0 | 0 | 0 | 0 | 0 | 0
F5_Commercial_School_Existing_Cooling_Electric_Air-Source Heat Pump_E2 | F5 | Commercial | School | Existing | Cooling | Electric | Air-Source Heat Pump | E2 | RIM BC Ratio | 0 | 0 | 0 | 0 | 0 | 0 | 0 | 0 | 0 | 0 | 0 | 0 | 0 | 0 | 0 | 0 | 0 | 0 | 0 | 0 | 0 | 0 | 0 | 0 | 0 | 0 | 0 | 0 | 0 | 0
F5_Commercial_School_Existing_Cooling_Electric_Air-Source Heat Pump_E3 | F5 | Commercial | School | Existing | Cooling | Electric | Air-Source Heat Pump | E3 | RIM BC Ratio | 0 | 0 | 0 | 0 | 0 | 0 | 0 | 0 | 0 | 0 | 0 | 0 | 0 | 0 | 0 | 0 | 0 | 0 | 0 | 0 | 0 | 0 | 0 | 0 | 0 | 0 | 0 | 0 | 0 | 0
F5_Commercial_School_Existing_Cooling_Electric_Air-Source Heat Pump_E4 | F5 | Commercial | School | Existing | Cooling | Electric | Air-Source Heat Pump | E4 | RIM BC Ratio | 0 | 0 | 0 | 0 | 0 | 0 | 0 | 0 | 0 | 0 | 0 | 0 | 0 | 0 | 0 | 0 | 0 | 0 | 0 | 0 | 0 | 0 | 0 | 0 | 0 | 0 | 0 | 0 | 0 | 0
F5_Commercial_School_Existing_Cooling_Electric_Air-Source Heat Pump_E5 | F5 | Commercial | School | Existing | Cooling | Electric | Air-Source Heat Pump | E5 | RIM BC Ratio | 0 | 0 | 0 | 0 | 0 | 0 | 0 | 0 | 0 | 0 | 0 | 0 | 0 | 0 | 0 | 0 | 0 | 0 | 0 | 0 | 0 | 0 | 0 | 0 | 0 | 0 | 0 | 0 | 0 | 0
F5_Commercial_School_Existing_Cooling_Electric_Air-Source Heat Pump_E6 | F5 | Commercial | School | Existing | Cooling | Electric | Air-Source Heat Pump | E6 | RIM BC Ratio | 0 | 0 | 0 | 0 | 0 | 0 | 0 | 0 | 0 | 0 | 0 | 0 | 0 | 0 | 0 | 0 | 0 | 0 | 0 | 0 | 0 | 0 | 0 | 0 | 0 | 0 | 0 | 0 | 0 | 0
F5_Commercial_School_Existing_Cooling_Electric_Air-Source Heat Pump_E7 | F5 | Commercial | School | Existing | Cooling | Electric | Air-Source Heat Pump | E7 | RIM BC Ratio | 0 | 0 | 0 | 0 | 0 | 0 | 0 | 0 | 0 | 0 | 0 | 0 | 0 | 0 | 0 | 0 | 0 | 0 | 0 | 0 | 0 | 0 | 0 | 0 | 0 | 0 | 0 | 0 | 0 | 0
F5_Commercial_School_Existing_Cooling_Electric_Air-Source Heat Pump_E8 | F5 | Commercial | School | Existing | Cooling | Electric | Air-Source Heat Pump | E8 | RIM BC Ratio | 0 | 0 | 0 | 0 | 0 | 0 | 0 | 0 | 0 | 0 | 0 | 0 | 0 | 0 | 0 | 0 | 0 | 0 | 0 | 0 | 0 | 0 | 0 | 0 | 0 | 0 | 0 | 0 | 0 | 0
F5_Commercial_School_Existing_Cooling_Electric_Air-Source Heat Pump_E9 | F5 | Commercial | School | Existing | Cooling | Electric | Air-Source Heat Pump | E9 | RIM BC Ratio | 0 | 0 | 0 | 0 | 0 | 0 | 0 | 0 | 0 | 0 | 0 | 0 | 0 | 0 | 0 | 0 | 0 | 0 | 0 | 0 | 0 | 0 | 0 | 0 | 0 | 0 | 0 | 0 | 0 | 0
F5_Commercial_School_Existing_Cooling_Electric_Air-Source Heat Pump_E10 | F5 | Commercial | School | Existing | Cooling | Electric | Air-Source Heat Pump | E10 | RIM BC Ratio | 0 | 0 | 0 | 0 | 0 | 0 | 0 | 0 | 0 | 0 | 0 | 0 | 0 | 0 | 0 | 0 | 0 | 0 | 0 | 0 | 0 | 0 | 0 | 0 | 0 | 0 | 0 | 0 | 0 | 0
F0_Commercial_School_Existing_Cooling_Electric_Geothermal Heat Pump_E0 | F0 | Commercial | School | Existing | Cooling | Electric | Geothermal Heat Pump | E0 | Economic Unit | 0 | 0 | 0 | 0 | 0 | 0 | 0 | 0 | 0 | 0 | 0 | 0 | 0 | 0 | 0 | 0 | 0 | 0 | 0 | 0 | 0 | 0 | 0 | 0 | 0 | 0 | 0 | 0 | 0 | 0
F1_Commercial_School_Existing_Cooling_Electric_Geothermal Heat Pump_E1 | F1 | Commercial | School | Existing | Cooling | Electric | Geothermal Heat Pump | E1 | CCE | 0 | 0 | 0 | 0 | 0 | 0 | 0 | 0 | 0 | 0 | 0 | 0 | 0 | 0 | 0 | 0 | 0 | 0 | 0 | 0 | 0 | 0 | 0 | 0 | 0 | 0 | 0 | 0 | 0 | 0
F1_Commercial_School_Existing_Cooling_Electric_Geothermal Heat Pump_E2 | F1 | Commercial | School | Existing | Cooling | Electric | Geothermal Heat Pump | E2 | CCE | 0 | 0 | 0 | 0 | 0 | 0 | 0 | 0 | 0 | 0 | 0 | 0 | 0 | 0 | 0 | 0 | 0 | 0 | 0 | 0 | 0 | 0 | 0 | 0 | 0 | 0 | 0 | 0 | 0 | 0
F1_Commercial_School_Existing_Cooling_Electric_Geothermal Heat Pump_E3 | F1 | Commercial | School | Existing | Cooling | Electric | Geothermal Heat Pump | E3 | CCE | 0 | 0 | 0 | 0 | 0 | 0 | 0 | 0 | 0 | 0 | 0 | 0 | 0 | 0 | 0 | 0 | 0 | 0 | 0 | 0 | 0 | 0 | 0 | 0 | 0 | 0 | 0 | 0 | 0 | 0
F1_Commercial_School_Existing_Cooling_Electric_Geothermal Heat Pump_E4 | F1 | Commercial | School | Existing | Cooling | Electric | Geothermal Heat Pump | E4 | CCE | 0 | 0 | 0 | 0 | 0 | 0 | 0 | 0 | 0 | 0 | 0 | 0 | 0 | 0 | 0 | 0 | 0 | 0 | 0 | 0 | 0 | 0 | 0 | 0 | 0 | 0 | 0 | 0 | 0 | 0
F1_Commercial_School_Existing_Cooling_Electric_Geothermal Heat Pump_E5 | F1 | Commercial | School | Existing | Cooling | Electric | Geothermal Heat Pump | E5 | CCE | 0 | 0 | 0 | 0 | 0 | 0 | 0 | 0 | 0 | 0 | 0 | 0 | 0 | 0 | 0 | 0 | 0 | 0 | 0 | 0 | 0 | 0 | 0 | 0 | 0 | 0 | 0 | 0 | 0 | 0
F1_Commercial_School_Existing_Cooling_Electric_Geothermal Heat Pump_E6 | F1 | Commercial | School | Existing | Cooling | Electric | Geothermal Heat Pump | E6 | CCE | 0 | 0 | 0 | 0 | 0 | 0 | 0 | 0 | 0 | 0 | 0 | 0 | 0 | 0 | 0 | 0 | 0 | 0 | 0 | 0 | 0 | 0 | 0 | 0 | 0 | 0 | 0 | 0 | 0 | 0
F1_Commercial_School_Existing_Cooling_Electric_Geothermal Heat Pump_E7 | F1 | Commercial | School | Existing | Cooling | Electric | Geothermal Heat Pump | E7 | CCE | 0 | 0 | 0 | 0 | 0 | 0 | 0 | 0 | 0 | 0 | 0 | 0 | 0 | 0 | 0 | 0 | 0 | 0 | 0 | 0 | 0 | 0 | 0 | 0 | 0 | 0 | 0 | 0 | 0 | 0
F1_Commercial_School_Existing_Cooling_Electric_Geothermal Heat Pump_E8 | F1 | Commercial | School | Existing | Cooling | Electric | Geothermal Heat Pump | E8 | CCE | 0 | 0 | 0 | 0 | 0 | 0 | 0 | 0 | 0 | 0 | 0 | 0 | 0 | 0 | 0 | 0 | 0 | 0 | 0 | 0 | 0 | 0 | 0 | 0 | 0 | 0 | 0 | 0 | 0 | 0
F1_Commercial_School_Existing_Cooling_Electric_Geothermal Heat Pump_E9 | F1 | Commercial | School | Existing | Cooling | Electric | Geothermal Heat Pump | E9 | CCE | 0 | 0 | 0 | 0 | 0 | 0 | 0 | 0 | 0 | 0 | 0 | 0 | 0 | 0 | 0 | 0 | 0 | 0 | 0 | 0 | 0 | 0 | 0 | 0 | 0 | 0 | 0 | 0 | 0 | 0
F1_Commercial_School_Existing_Cooling_Electric_Geothermal Heat Pump_E10 | F1 | Commercial | School | Existing | Cooling | Electric | Geothermal Heat Pump | E10 | CCE | 0 | 0 | 0 | 0 | 0 | 0 | 0 | 0 | 0 | 0 | 0 | 0 | 0 | 0 | 0 | 0 | 0 | 0 | 0 | 0 | 0 | 0 | 0 | 0 | 0 | 0 | 0 | 0 | 0 | 0
F2_Commercial_School_Existing_Cooling_Electric_Geothermal Heat Pump_E1 | F2 | Commercial | School | Existing | Cooling | Electric | Geothermal Heat Pump | E1 | TRC BC Ratio | 0 | 0 | 0 | 0 | 0 | 0 | 0 | 0 | 0 | 0 | 0 | 0 | 0 | 0 | 0 | 0 | 0 | 0 | 0 | 0 | 0 | 0 | 0 | 0 | 0 | 0 | 0 | 0 | 0 | 0
F2_Commercial_School_Existing_Cooling_Electric_Geothermal Heat Pump_E2 | F2 | Commercial | School | Existing | Cooling | Electric | Geothermal Heat Pump | E2 | TRC BC Ratio | 0 | 0 | 0 | 0 | 0 | 0 | 0 | 0 | 0 | 0 | 0 | 0 | 0 | 0 | 0 | 0 | 0 | 0 | 0 | 0 | 0 | 0 | 0 | 0 | 0 | 0 | 0 | 0 | 0 | 0
F2_Commercial_School_Existing_Cooling_Electric_Geothermal Heat Pump_E3 | F2 | Commercial | School | Existing | Cooling | Electric | Geothermal Heat Pump | E3 | TRC BC Ratio | 0 | 0 | 0 | 0 | 0 | 0 | 0 | 0 | 0 | 0 | 0 | 0 | 0 | 0 | 0 | 0 | 0 | 0 | 0 | 0 | 0 | 0 | 0 | 0 | 0 | 0 | 0 | 0 | 0 | 0
F2_Commercial_School_Existing_Cooling_Electric_Geothermal Heat Pump_E4 | F2 | Commercial | School | Existing | Cooling | Electric | Geothermal Heat Pump | E4 | TRC BC Ratio | 0 | 0 | 0 | 0 | 0 | 0 | 0 | 0 | 0 | 0 | 0 | 0 | 0 | 0 | 0 | 0 | 0 | 0 | 0 | 0 | 0 | 0 | 0 | 0 | 0 | 0 | 0 | 0 | 0 | 0
F2_Commercial_School_Existing_Cooling_Electric_Geothermal Heat Pump_E5 | F2 | Commercial | School | Existing | Cooling | Electric | Geothermal Heat Pump | E5 | TRC BC Ratio | 0 | 0 | 0 | 0 | 0 | 0 | 0 | 0 | 0 | 0 | 0 | 0 | 0 | 0 | 0 | 0 | 0 | 0 | 0 | 0 | 0 | 0 | 0 | 0 | 0 | 0 | 0 | 0 | 0 | 0
F2_Commercial_School_Existing_Cooling_Electric_Geothermal Heat Pump_E6 | F2 | Commercial | School | Existing | Cooling | Electric | Geothermal Heat Pump | E6 | TRC BC Ratio | 0 | 0 | 0 | 0 | 0 | 0 | 0 | 0 | 0 | 0 | 0 | 0 | 0 | 0 | 0 | 0 | 0 | 0 | 0 | 0 | 0 | 0 | 0 | 0 | 0 | 0 | 0 | 0 | 0 | 0
F2_Commercial_School_Existing_Cooling_Electric_Geothermal Heat Pump_E7 | F2 | Commercial | School | Existing | Cooling | Electric | Geothermal Heat Pump | E7 | TRC BC Ratio | 0 | 0 | 0 | 0 | 0 | 0 | 0 | 0 | 0 | 0 | 0 | 0 | 0 | 0 | 0 | 0 | 0 | 0 | 0 | 0 | 0 | 0 | 0 | 0 | 0 | 0 | 0 | 0 | 0 | 0
F2_Commercial_School_Existing_Cooling_Electric_Geothermal Heat Pump_E8 | F2 | Commercial | School | Existing | Cooling | Electric | Geothermal Heat Pump | E8 | TRC BC Ratio | 0 | 0 | 0 | 0 | 0 | 0 | 0 | 0 | 0 | 0 | 0 | 0 | 0 | 0 | 0 | 0 | 0 | 0 | 0 | 0 | 0 | 0 | 0 | 0 | 0 | 0 | 0 | 0 | 0 | 0
F2_Commercial_School_Existing_Cooling_Electric_Geothermal Heat Pump_E9 | F2 | Commercial | School | Existing | Cooling | Electric | Geothermal Heat Pump | E9 | TRC BC Ratio | 0 | 0 | 0 | 0 | 0 | 0 | 0 | 0 | 0 | 0 | 0 | 0 | 0 | 0 | 0 | 0 | 0 | 0 | 0 | 0 | 0 | 0 | 0 | 0 | 0 | 0 | 0 | 0 | 0 | 0
F2_Commercial_School_Existing_Cooling_Electric_Geothermal Heat Pump_E10 | F2 | Commercial | School | Existing | Cooling | Electric | Geothermal Heat Pump | E10 | TRC BC Ratio | 0 | 0 | 0 | 0 | 0 | 0 | 0 | 0 | 0 | 0 | 0 | 0 | 0 | 0 | 0 | 0 | 0 | 0 | 0 | 0 | 0 | 0 | 0 | 0 | 0 | 0 | 0 | 0 | 0 | 0
F3_Commercial_School_Existing_Cooling_Electric_Geothermal Heat Pump_E1 | F3 | Commercial | School | Existing | Cooling | Electric | Geothermal Heat Pump | E1 | PACT BC Ratio | 0 | 0 | 0 | 0 | 0 | 0 | 0 | 0 | 0 | 0 | 0 | 0 | 0 | 0 | 0 | 0 | 0 | 0 | 0 | 0 | 0 | 0 | 0 | 0 | 0 | 0 | 0 | 0 | 0 | 0
F3_Commercial_School_Existing_Cooling_Electric_Geothermal Heat Pump_E2 | F3 | Commercial | School | Existing | Cooling | Electric | Geothermal Heat Pump | E2 | PACT BC Ratio | 0 | 0 | 0 | 0 | 0 | 0 | 0 | 0 | 0 | 0 | 0 | 0 | 0 | 0 | 0 | 0 | 0 | 0 | 0 | 0 | 0 | 0 | 0 | 0 | 0 | 0 | 0 | 0 | 0 | 0
F3_Commercial_School_Existing_Cooling_Electric_Geothermal Heat Pump_E3 | F3 | Commercial | School | Existing | Cooling | Electric | Geothermal Heat Pump | E3 | PACT BC Ratio | 0 | 0 | 0 | 0 | 0 | 0 | 0 | 0 | 0 | 0 | 0 | 0 | 0 | 0 | 0 | 0 | 0 | 0 | 0 | 0 | 0 | 0 | 0 | 0 | 0 | 0 | 0 | 0 | 0 | 0
F3_Commercial_School_Existing_Cooling_Electric_Geothermal Heat Pump_E4 | F3 | Commercial | School | Existing | Cooling | Electric | Geothermal Heat Pump | E4 | PACT BC Ratio | 0 | 0 | 0 | 0 | 0 | 0 | 0 | 0 | 0 | 0 | 0 | 0 | 0 | 0 | 0 | 0 | 0 | 0 | 0 | 0 | 0 | 0 | 0 | 0 | 0 | 0 | 0 | 0 | 0 | 0
F3_Commercial_School_Existing_Cooling_Electric_Geothermal Heat Pump_E5 | F3 | Commercial | School | Existing | Cooling | Electric | Geothermal Heat Pump | E5 | PACT BC Ratio | 0 | 0 | 0 | 0 | 0 | 0 | 0 | 0 | 0 | 0 | 0 | 0 | 0 | 0 | 0 | 0 | 0 | 0 | 0 | 0 | 0 | 0 | 0 | 0 | 0 | 0 | 0 | 0 | 0 | 0
F3_Commercial_School_Existing_Cooling_Electric_Geothermal Heat Pump_E6 | F3 | Commercial | School | Existing | Cooling | Electric | Geothermal Heat Pump | E6 | PACT BC Ratio | 0 | 0 | 0 | 0 | 0 | 0 | 0 | 0 | 0 | 0 | 0 | 0 | 0 | 0 | 0 | 0 | 0 | 0 | 0 | 0 | 0 | 0 | 0 | 0 | 0 | 0 | 0 | 0 | 0 | 0
F3_Commercial_School_Existing_Cooling_Electric_Geothermal Heat Pump_E7 | F3 | Commercial | School | Existing | Cooling | Electric | Geothermal Heat Pump | E7 | PACT BC Ratio | 0 | 0 | 0 | 0 | 0 | 0 | 0 | 0 | 0 | 0 | 0 | 0 | 0 | 0 | 0 | 0 | 0 | 0 | 0 | 0 | 0 | 0 | 0 | 0 | 0 | 0 | 0 | 0 | 0 | 0
F3_Commercial_School_Existing_Cooling_Electric_Geothermal Heat Pump_E8 | F3 | Commercial | School | Existing | Cooling | Electric | Geothermal Heat Pump | E8 | PACT BC Ratio | 0 | 0 | 0 | 0 | 0 | 0 | 0 | 0 | 0 | 0 | 0 | 0 | 0 | 0 | 0 | 0 | 0 | 0 | 0 | 0 | 0 | 0 | 0 | 0 | 0 | 0 | 0 | 0 | 0 | 0
F3_Commercial_School_Existing_Cooling_Electric_Geothermal Heat Pump_E9 | F3 | Commercial | School | Existing | Cooling | Electric | Geothermal Heat Pump | E9 | PACT BC Ratio | 0 | 0 | 0 | 0 | 0 | 0 | 0 | 0 | 0 | 0 | 0 | 0 | 0 | 0 | 0 | 0 | 0 | 0 | 0 | 0 | 0 | 0 | 0 | 0 | 0 | 0 | 0 | 0 | 0 | 0
F3_Commercial_School_Existing_Cooling_Electric_Geothermal Heat Pump_E10 | F3 | Commercial | School | Existing | Cooling | Electric | Geothermal Heat Pump | E10 | PACT BC Ratio | 0 | 0 | 0 | 0 | 0 | 0 | 0 | 0 | 0 | 0 | 0 | 0 | 0 | 0 | 0 | 0 | 0 | 0 | 0 | 0 | 0 | 0 | 0 | 0 | 0 | 0 | 0 | 0 | 0 | 0
F4_Commercial_School_Existing_Cooling_Electric_Geothermal Heat Pump_E1 | F4 | Commercial | School | Existing | Cooling | Electric | Geothermal Heat Pump | E1 | RVT BC Ratio | 0 | 0 | 0 | 0 | 0 | 0 | 0 | 0 | 0 | 0 | 0 | 0 | 0 | 0 | 0 | 0 | 0 | 0 | 0 | 0 | 0 | 0 | 0 | 0 | 0 | 0 | 0 | 0 | 0 | 0
F4_Commercial_School_Existing_Cooling_Electric_Geothermal Heat Pump_E2 | F4 | Commercial | School | Existing | Cooling | Electric | Geothermal Heat Pump | E2 | RVT BC Ratio | 0 | 0 | 0 | 0 | 0 | 0 | 0 | 0 | 0 | 0 | 0 | 0 | 0 | 0 | 0 | 0 | 0 | 0 | 0 | 0 | 0 | 0 | 0 | 0 | 0 | 0 | 0 | 0 | 0 | 0
F4_Commercial_School_Existing_Cooling_Electric_Geothermal Heat Pump_E3 | F4 | Commercial | School | Existing | Cooling | Electric | Geothermal Heat Pump | E3 | RVT BC Ratio | 0 | 0 | 0 | 0 | 0 | 0 | 0 | 0 | 0 | 0 | 0 | 0 | 0 | 0 | 0 | 0 | 0 | 0 | 0 | 0 | 0 | 0 | 0 | 0 | 0 | 0 | 0 | 0 | 0 | 0
F4_Commercial_School_Existing_Cooling_Electric_Geothermal Heat Pump_E4 | F4 | Commercial | School | Existing | Cooling | Electric | Geothermal Heat Pump | E4 | RVT BC Ratio | 0 | 0 | 0 | 0 | 0 | 0 | 0 | 0 | 0 | 0 | 0 | 0 | 0 | 0 | 0 | 0 | 0 | 0 | 0 | 0 | 0 | 0 | 0 | 0 | 0 | 0 | 0 | 0 | 0 | 0
F4_Commercial_School_Existing_Cooling_Electric_Geothermal Heat Pump_E5 | F4 | Commercial | School | Existing | Cooling | Electric | Geothermal Heat Pump | E5 | RVT BC Ratio | 0 | 0 | 0 | 0 | 0 | 0 | 0 | 0 | 0 | 0 | 0 | 0 | 0 | 0 | 0 | 0 | 0 | 0 | 0 | 0 | 0 | 0 | 0 | 0 | 0 | 0 | 0 | 0 | 0 | 0
F4_Commercial_School_Existing_Cooling_Electric_Geothermal Heat Pump_E6 | F4 | Commercial | School | Existing | Cooling | Electric | Geothermal Heat Pump | E6 | RVT BC Ratio | 0 | 0 | 0 | 0 | 0 | 0 | 0 | 0 | 0 | 0 | 0 | 0 | 0 | 0 | 0 | 0 | 0 | 0 | 0 | 0 | 0 | 0 | 0 | 0 | 0 | 0 | 0 | 0 | 0 | 0
F4_Commercial_School_Existing_Cooling_Electric_Geothermal Heat Pump_E7 | F4 | Commercial | School | Existing | Cooling | Electric | Geothermal Heat Pump | E7 | RVT BC Ratio | 0 | 0 | 0 | 0 | 0 | 0 | 0 | 0 | 0 | 0 | 0 | 0 | 0 | 0 | 0 | 0 | 0 | 0 | 0 | 0 | 0 | 0 | 0 | 0 | 0 | 0 | 0 | 0 | 0 | 0
F4_Commercial_School_Existing_Cooling_Electric_Geothermal Heat Pump_E8 | F4 | Commercial | School | Existing | Cooling | Electric | Geothermal Heat Pump | E8 | RVT BC Ratio | 0 | 0 | 0 | 0 | 0 | 0 | 0 | 0 | 0 | 0 | 0 | 0 | 0 | 0 | 0 | 0 | 0 | 0 | 0 | 0 | 0 | 0 | 0 | 0 | 0 | 0 | 0 | 0 | 0 | 0
F4_Commercial_School_Existing_Cooling_Electric_Geothermal Heat Pump_E9 | F4 | Commercial | School | Existing | Cooling | Electric | Geothermal Heat Pump | E9 | RVT BC Ratio | 0 | 0 | 0 | 0 | 0 | 0 | 0 | 0 | 0 | 0 | 0 | 0 | 0 | 0 | 0 | 0 | 0 | 0 | 0 | 0 | 0 | 0 | 0 | 0 | 0 | 0 | 0 | 0 | 0 | 0
F4_Commercial_School_Existing_Cooling_Electric_Geothermal Heat Pump_E10 | F4 | Commercial | School | Existing | Cooling | Electric | Geothermal Heat Pump | E10 | RVT BC Ratio | 0 | 0 | 0 | 0 | 0 | 0 | 0 | 0 | 0 | 0 | 0 | 0 | 0 | 0 | 0 | 0 | 0 | 0 | 0 | 0 | 0 | 0 | 0 | 0 | 0 | 0 | 0 | 0 | 0 | 0
F5_Commercial_School_Existing_Cooling_Electric_Geothermal Heat Pump_E1 | F5 | Commercial | School | Existing | Cooling | Electric | Geothermal Heat Pump | E1 | RIM BC Ratio | 0 | 0 | 0 | 0 | 0 | 0 | 0 | 0 | 0 | 0 | 0 | 0 | 0 | 0 | 0 | 0 | 0 | 0 | 0 | 0 | 0 | 0 | 0 | 0 | 0 | 0 | 0 | 0 | 0 | 0
F5_Commercial_School_Existing_Cooling_Electric_Geothermal Heat Pump_E2 | F5 | Commercial | School | Existing | Cooling | Electric | Geothermal Heat Pump | E2 | RIM BC Ratio | 0 | 0 | 0 | 0 | 0 | 0 | 0 | 0 | 0 | 0 | 0 | 0 | 0 | 0 | 0 | 0 | 0 | 0 | 0 | 0 | 0 | 0 | 0 | 0 | 0 | 0 | 0 | 0 | 0 | 0
F5_Commercial_School_Existing_Cooling_Electric_Geothermal Heat Pump_E3 | F5 | Commercial | School | Existing | Cooling | Electric | Geothermal Heat Pump | E3 | RIM BC Ratio | 0 | 0 | 0 | 0 | 0 | 0 | 0 | 0 | 0 | 0 | 0 | 0 | 0 | 0 | 0 | 0 | 0 | 0 | 0 | 0 | 0 | 0 | 0 | 0 | 0 | 0 | 0 | 0 | 0 | 0
F5_Commercial_School_Existing_Cooling_Electric_Geothermal Heat Pump_E4 | F5 | Commercial | School | Existing | Cooling | Electric | Geothermal Heat Pump | E4 | RIM BC Ratio | 0 | 0 | 0 | 0 | 0 | 0 | 0 | 0 | 0 | 0 | 0 | 0 | 0 | 0 | 0 | 0 | 0 | 0 | 0 | 0 | 0 | 0 | 0 | 0 | 0 | 0 | 0 | 0 | 0 | 0
F5_Commercial_School_Existing_Cooling_Electric_Geothermal Heat Pump_E5 | F5 | Commercial | School | Existing | Cooling | Electric | Geothermal Heat Pump | E5 | RIM BC Ratio | 0 | 0 | 0 | 0 | 0 | 0 | 0 | 0 | 0 | 0 | 0 | 0 | 0 | 0 | 0 | 0 | 0 | 0 | 0 | 0 | 0 | 0 | 0 | 0 | 0 | 0 | 0 | 0 | 0 | 0
F5_Commercial_School_Existing_Cooling_Electric_Geothermal Heat Pump_E6 | F5 | Commercial | School | Existing | Cooling | Electric | Geothermal Heat Pump | E6 | RIM BC Ratio | 0 | 0 | 0 | 0 | 0 | 0 | 0 | 0 | 0 | 0 | 0 | 0 | 0 | 0 | 0 | 0 | 0 | 0 | 0 | 0 | 0 | 0 | 0 | 0 | 0 | 0 | 0 | 0 | 0 | 0
F5_Commercial_School_Existing_Cooling_Electric_Geothermal Heat Pump_E7 | F5 | Commercial | School | Existing | Cooling | Electric | Geothermal Heat Pump | E7 | RIM BC Ratio | 0 | 0 | 0 | 0 | 0 | 0 | 0 | 0 | 0 | 0 | 0 | 0 | 0 | 0 | 0 | 0 | 0 | 0 | 0 | 0 | 0 | 0 | 0 | 0 | 0 | 0 | 0 | 0 | 0 | 0
F5_Commercial_School_Existing_Cooling_Electric_Geothermal Heat Pump_E8 | F5 | Commercial | School | Existing | Cooling | Electric | Geothermal Heat Pump | E8 | RIM BC Ratio | 0 | 0 | 0 | 0 | 0 | 0 | 0 | 0 | 0 | 0 | 0 | 0 | 0 | 0 | 0 | 0 | 0 | 0 | 0 | 0 | 0 | 0 | 0 | 0 | 0 | 0 | 0 | 0 | 0 | 0
F5_Commercial_School_Existing_Cooling_Electric_Geothermal Heat Pump_E9 | F5 | Commercial | School | Existing | Cooling | Electric | Geothermal Heat Pump | E9 | RIM BC Ratio | 0 | 0 | 0 | 0 | 0 | 0 | 0 | 0 | 0 | 0 | 0 | 0 | 0 | 0 | 0 | 0 | 0 | 0 | 0 | 0 | 0 | 0 | 0 | 0 | 0 | 0 | 0 | 0 | 0 | 0
F5_Commercial_School_Existing_Cooling_Electric_Geothermal Heat Pump_E10 | F5 | Commercial | School | Existing | Cooling | Electric | Geothermal Heat Pump | E10 | RIM BC Ratio | 0 | 0 | 0 | 0 | 0 | 0 | 0 | 0 | 0 | 0 | 0 | 0 | 0 | 0 | 0 | 0 | 0 | 0 | 0 | 0 | 0 | 0 | 0 | 0 | 0 | 0 | 0 | 0 | 0 | 0
F0_Commercial_School_Existing_Space Heating_Electric_Electric Furnace_E0 | F0 | Commercial | School | Existing | Space Heating | Electric | Electric Furnace | E0 | Economic Unit | 0 | 0 | 0 | 0 | 0 | 0 | 0 | 0 | 0 | 0 | 0 | 0 | 0 | 0 | 0 | 0 | 0 | 0 | 0 | 0 | 0 | 0 | 0 | 0 | 0 | 0 | 0 | 0 | 0 | 0
F1_Commercial_School_Existing_Space Heating_Electric_Electric Furnace_E1 | F1 | Commercial | School | Existing | Space Heating | Electric | Electric Furnace | E1 | CCE | 0 | 0 | 0 | 0 | 0 | 0 | 0 | 0 | 0 | 0 | 0 | 0 | 0 | 0 | 0 | 0 | 0 | 0 | 0 | 0 | 0 | 0 | 0 | 0 | 0 | 0 | 0 | 0 | 0 | 0
F1_Commercial_School_Existing_Space Heating_Electric_Electric Furnace_E2 | F1 | Commercial | School | Existing | Space Heating | Electric | Electric Furnace | E2 | CCE | 0 | 0 | 0 | 0 | 0 | 0 | 0 | 0 | 0 | 0 | 0 | 0 | 0 | 0 | 0 | 0 | 0 | 0 | 0 | 0 | 0 | 0 | 0 | 0 | 0 | 0 | 0 | 0 | 0 | 0
F1_Commercial_School_Existing_Space Heating_Electric_Electric Furnace_E3 | F1 | Commercial | School | Existing | Space Heating | Electric | Electric Furnace | E3 | CCE | 0 | 0 | 0 | 0 | 0 | 0 | 0 | 0 | 0 | 0 | 0 | 0 | 0 | 0 | 0 | 0 | 0 | 0 | 0 | 0 | 0 | 0 | 0 | 0 | 0 | 0 | 0 | 0 | 0 | 0
F1_Commercial_School_Existing_Space Heating_Electric_Electric Furnace_E4 | F1 | Commercial | School | Existing | Space Heating | Electric | Electric Furnace | E4 | CCE | 0 | 0 | 0 | 0 | 0 | 0 | 0 | 0 | 0 | 0 | 0 | 0 | 0 | 0 | 0 | 0 | 0 | 0 | 0 | 0 | 0 | 0 | 0 | 0 | 0 | 0 | 0 | 0 | 0 | 0
F1_Commercial_School_Existing_Space Heating_Electric_Electric Furnace_E5 | F1 | Commercial | School | Existing | Space Heating | Electric | Electric Furnace | E5 | CCE | 0 | 0 | 0 | 0 | 0 | 0 | 0 | 0 | 0 | 0 | 0 | 0 | 0 | 0 | 0 | 0 | 0 | 0 | 0 | 0 | 0 | 0 | 0 | 0 | 0 | 0 | 0 | 0 | 0 | 0
F1_Commercial_School_Existing_Space Heating_Electric_Electric Furnace_E6 | F1 | Commercial | School | Existing | Space Heating | Electric | Electric Furnace | E6 | CCE | 0 | 0 | 0 | 0 | 0 | 0 | 0 | 0 | 0 | 0 | 0 | 0 | 0 | 0 | 0 | 0 | 0 | 0 | 0 | 0 | 0 | 0 | 0 | 0 | 0 | 0 | 0 | 0 | 0 | 0
F1_Commercial_School_Existing_Space Heating_Electric_Electric Furnace_E7 | F1 | Commercial | School | Existing | Space Heating | Electric | Electric Furnace | E7 | CCE | 0 | 0 | 0 | 0 | 0 | 0 | 0 | 0 | 0 | 0 | 0 | 0 | 0 | 0 | 0 | 0 | 0 | 0 | 0 | 0 | 0 | 0 | 0 | 0 | 0 | 0 | 0 | 0 | 0 | 0
F1_Commercial_School_Existing_Space Heating_Electric_Electric Furnace_E8 | F1 | Commercial | School | Existing | Space Heating | Electric | Electric Furnace | E8 | CCE | 0 | 0 | 0 | 0 | 0 | 0 | 0 | 0 | 0 | 0 | 0 | 0 | 0 | 0 | 0 | 0 | 0 | 0 | 0 | 0 | 0 | 0 | 0 | 0 | 0 | 0 | 0 | 0 | 0 | 0
F1_Commercial_School_Existing_Space Heating_Electric_Electric Furnace_E9 | F1 | Commercial | School | Existing | Space Heating | Electric | Electric Furnace | E9 | CCE | 0 | 0 | 0 | 0 | 0 | 0 | 0 | 0 | 0 | 0 | 0 | 0 | 0 | 0 | 0 | 0 | 0 | 0 | 0 | 0 | 0 | 0 | 0 | 0 | 0 | 0 | 0 | 0 | 0 | 0
F1_Commercial_School_Existing_Space Heating_Electric_Electric Furnace_E10 | F1 | Commercial | School | Existing | Space Heating | Electric | Electric Furnace | E10 | CCE | 0 | 0 | 0 | 0 | 0 | 0 | 0 | 0 | 0 | 0 | 0 | 0 | 0 | 0 | 0 | 0 | 0 | 0 | 0 | 0 | 0 | 0 | 0 | 0 | 0 | 0 | 0 | 0 | 0 | 0
F2_Commercial_School_Existing_Space Heating_Electric_Electric Furnace_E1 | F2 | Commercial | School | Existing | Space Heating | Electric | Electric Furnace | E1 | TRC BC Ratio | 0 | 0 | 0 | 0 | 0 | 0 | 0 | 0 | 0 | 0 | 0 | 0 | 0 | 0 | 0 | 0 | 0 | 0 | 0 | 0 | 0 | 0 | 0 | 0 | 0 | 0 | 0 | 0 | 0 | 0
F2_Commercial_School_Existing_Space Heating_Electric_Electric Furnace_E2 | F2 | Commercial | School | Existing | Space Heating | Electric | Electric Furnace | E2 | TRC BC Ratio | 0 | 0 | 0 | 0 | 0 | 0 | 0 | 0 | 0 | 0 | 0 | 0 | 0 | 0 | 0 | 0 | 0 | 0 | 0 | 0 | 0 | 0 | 0 | 0 | 0 | 0 | 0 | 0 | 0 | 0
F2_Commercial_School_Existing_Space Heating_Electric_Electric Furnace_E3 | F2 | Commercial | School | Existing | Space Heating | Electric | Electric Furnace | E3 | TRC BC Ratio | 0 | 0 | 0 | 0 | 0 | 0 | 0 | 0 | 0 | 0 | 0 | 0 | 0 | 0 | 0 | 0 | 0 | 0 | 0 | 0 | 0 | 0 | 0 | 0 | 0 | 0 | 0 | 0 | 0 | 0
F2_Commercial_School_Existing_Space Heating_Electric_Electric Furnace_E4 | F2 | Commercial | School | Existing | Space Heating | Electric | Electric Furnace | E4 | TRC BC Ratio | 0 | 0 | 0 | 0 | 0 | 0 | 0 | 0 | 0 | 0 | 0 | 0 | 0 | 0 | 0 | 0 | 0 | 0 | 0 | 0 | 0 | 0 | 0 | 0 | 0 | 0 | 0 | 0 | 0 | 0
F2_Commercial_School_Existing_Space Heating_Electric_Electric Furnace_E5 | F2 | Commercial | School | Existing | Space Heating | Electric | Electric Furnace | E5 | TRC BC Ratio | 0 | 0 | 0 | 0 | 0 | 0 | 0 | 0 | 0 | 0 | 0 | 0 | 0 | 0 | 0 | 0 | 0 | 0 | 0 | 0 | 0 | 0 | 0 | 0 | 0 | 0 | 0 | 0 | 0 | 0
F2_Commercial_School_Existing_Space Heating_Electric_Electric Furnace_E6 | F2 | Commercial | School | Existing | Space Heating | Electric | Electric Furnace | E6 | TRC BC Ratio | 0 | 0 | 0 | 0 | 0 | 0 | 0 | 0 | 0 | 0 | 0 | 0 | 0 | 0 | 0 | 0 | 0 | 0 | 0 | 0 | 0 | 0 | 0 | 0 | 0 | 0 | 0 | 0 | 0 | 0
F2_Commercial_School_Existing_Space Heating_Electric_Electric Furnace_E7 | F2 | Commercial | School | Existing | Space Heating | Electric | Electric Furnace | E7 | TRC BC Ratio | 0 | 0 | 0 | 0 | 0 | 0 | 0 | 0 | 0 | 0 | 0 | 0 | 0 | 0 | 0 | 0 | 0 | 0 | 0 | 0 | 0 | 0 | 0 | 0 | 0 | 0 | 0 | 0 | 0 | 0
F2_Commercial_School_Existing_Space Heating_Electric_Electric Furnace_E8 | F2 | Commercial | School | Existing | Space Heating | Electric | Electric Furnace | E8 | TRC BC Ratio | 0 | 0 | 0 | 0 | 0 | 0 | 0 | 0 | 0 | 0 | 0 | 0 | 0 | 0 | 0 | 0 | 0 | 0 | 0 | 0 | 0 | 0 | 0 | 0 | 0 | 0 | 0 | 0 | 0 | 0
F2_Commercial_School_Existing_Space Heating_Electric_Electric Furnace_E9 | F2 | Commercial | School | Existing | Space Heating | Electric | Electric Furnace | E9 | TRC BC Ratio | 0 | 0 | 0 | 0 | 0 | 0 | 0 | 0 | 0 | 0 | 0 | 0 | 0 | 0 | 0 | 0 | 0 | 0 | 0 | 0 | 0 | 0 | 0 | 0 | 0 | 0 | 0 | 0 | 0 | 0
F2_Commercial_School_Existing_Space Heating_Electric_Electric Furnace_E10 | F2 | Commercial | School | Existing | Space Heating | Electric | Electric Furnace | E10 | TRC BC Ratio | 0 | 0 | 0 | 0 | 0 | 0 | 0 | 0 | 0 | 0 | 0 | 0 | 0 | 0 | 0 | 0 | 0 | 0 | 0 | 0 | 0 | 0 | 0 | 0 | 0 | 0 | 0 | 0 | 0 | 0
F3_Commercial_School_Existing_Space Heating_Electric_Electric Furnace_E1 | F3 | Commercial | School | Existing | Space Heating | Electric | Electric Furnace | E1 | PACT BC Ratio | 0 | 0 | 0 | 0 | 0 | 0 | 0 | 0 | 0 | 0 | 0 | 0 | 0 | 0 | 0 | 0 | 0 | 0 | 0 | 0 | 0 | 0 | 0 | 0 | 0 | 0 | 0 | 0 | 0 | 0
F3_Commercial_School_Existing_Space Heating_Electric_Electric Furnace_E2 | F3 | Commercial | School | Existing | Space Heating | Electric | Electric Furnace | E2 | PACT BC Ratio | 0 | 0 | 0 | 0 | 0 | 0 | 0 | 0 | 0 | 0 | 0 | 0 | 0 | 0 | 0 | 0 | 0 | 0 | 0 | 0 | 0 | 0 | 0 | 0 | 0 | 0 | 0 | 0 | 0 | 0
F3_Commercial_School_Existing_Space Heating_Electric_Electric Furnace_E3 | F3 | Commercial | School | Existing | Space Heating | Electric | Electric Furnace | E3 | PACT BC Ratio | 0 | 0 | 0 | 0 | 0 | 0 | 0 | 0 | 0 | 0 | 0 | 0 | 0 | 0 | 0 | 0 | 0 | 0 | 0 | 0 | 0 | 0 | 0 | 0 | 0 | 0 | 0 | 0 | 0 | 0
F3_Commercial_School_Existing_Space Heating_Electric_Electric Furnace_E4 | F3 | Commercial | School | Existing | Space Heating | Electric | Electric Furnace | E4 | PACT BC Ratio | 0 | 0 | 0 | 0 | 0 | 0 | 0 | 0 | 0 | 0 | 0 | 0 | 0 | 0 | 0 | 0 | 0 | 0 | 0 | 0 | 0 | 0 | 0 | 0 | 0 | 0 | 0 | 0 | 0 | 0
F3_Commercial_School_Existing_Space Heating_Electric_Electric Furnace_E5 | F3 | Commercial | School | Existing | Space Heating | Electric | Electric Furnace | E5 | PACT BC Ratio | 0 | 0 | 0 | 0 | 0 | 0 | 0 | 0 | 0 | 0 | 0 | 0 | 0 | 0 | 0 | 0 | 0 | 0 | 0 | 0 | 0 | 0 | 0 | 0 | 0 | 0 | 0 | 0 | 0 | 0
F3_Commercial_School_Existing_Space Heating_Electric_Electric Furnace_E6 | F3 | Commercial | School | Existing | Space Heating | Electric | Electric Furnace | E6 | PACT BC Ratio | 0 | 0 | 0 | 0 | 0 | 0 | 0 | 0 | 0 | 0 | 0 | 0 | 0 | 0 | 0 | 0 | 0 | 0 | 0 | 0 | 0 | 0 | 0 | 0 | 0 | 0 | 0 | 0 | 0 | 0
F3_Commercial_School_Existing_Space Heating_Electric_Electric Furnace_E7 | F3 | Commercial | School | Existing | Space Heating | Electric | Electric Furnace | E7 | PACT BC Ratio | 0 | 0 | 0 | 0 | 0 | 0 | 0 | 0 | 0 | 0 | 0 | 0 | 0 | 0 | 0 | 0 | 0 | 0 | 0 | 0 | 0 | 0 | 0 | 0 | 0 | 0 | 0 | 0 | 0 | 0
F3_Commercial_School_Existing_Space Heating_Electric_Electric Furnace_E8 | F3 | Commercial | School | Existing | Space Heating | Electric | Electric Furnace | E8 | PACT BC Ratio | 0 | 0 | 0 | 0 | 0 | 0 | 0 | 0 | 0 | 0 | 0 | 0 | 0 | 0 | 0 | 0 | 0 | 0 | 0 | 0 | 0 | 0 | 0 | 0 | 0 | 0 | 0 | 0 | 0 | 0
F3_Commercial_School_Existing_Space Heating_Electric_Electric Furnace_E9 | F3 | Commercial | School | Existing | Space Heating | Electric | Electric Furnace | E9 | PACT BC Ratio | 0 | 0 | 0 | 0 | 0 | 0 | 0 | 0 | 0 | 0 | 0 | 0 | 0 | 0 | 0 | 0 | 0 | 0 | 0 | 0 | 0 | 0 | 0 | 0 | 0 | 0 | 0 | 0 | 0 | 0
F3_Commercial_School_Existing_Space Heating_Electric_Electric Furnace_E10 | F3 | Commercial | School | Existing | Space Heating | Electric | Electric Furnace | E10 | PACT BC Ratio | 0 | 0 | 0 | 0 | 0 | 0 | 0 | 0 | 0 | 0 | 0 | 0 | 0 | 0 | 0 | 0 | 0 | 0 | 0 | 0 | 0 | 0 | 0 | 0 | 0 | 0 | 0 | 0 | 0 | 0
F4_Commercial_School_Existing_Space Heating_Electric_Electric Furnace_E1 | F4 | Commercial | School | Existing | Space Heating | Electric | Electric Furnace | E1 | RVT BC Ratio | 0 | 0 | 0 | 0 | 0 | 0 | 0 | 0 | 0 | 0 | 0 | 0 | 0 | 0 | 0 | 0 | 0 | 0 | 0 | 0 | 0 | 0 | 0 | 0 | 0 | 0 | 0 | 0 | 0 | 0
F4_Commercial_School_Existing_Space Heating_Electric_Electric Furnace_E2 | F4 | Commercial | School | Existing | Space Heating | Electric | Electric Furnace | E2 | RVT BC Ratio | 0 | 0 | 0 | 0 | 0 | 0 | 0 | 0 | 0 | 0 | 0 | 0 | 0 | 0 | 0 | 0 | 0 | 0 | 0 | 0 | 0 | 0 | 0 | 0 | 0 | 0 | 0 | 0 | 0 | 0
F4_Commercial_School_Existing_Space Heating_Electric_Electric Furnace_E3 | F4 | Commercial | School | Existing | Space Heating | Electric | Electric Furnace | E3 | RVT BC Ratio | 0 | 0 | 0 | 0 | 0 | 0 | 0 | 0 | 0 | 0 | 0 | 0 | 0 | 0 | 0 | 0 | 0 | 0 | 0 | 0 | 0 | 0 | 0 | 0 | 0 | 0 | 0 | 0 | 0 | 0
F4_Commercial_School_Existing_Space Heating_Electric_Electric Furnace_E4 | F4 | Commercial | School | Existing | Space Heating | Electric | Electric Furnace | E4 | RVT BC Ratio | 0 | 0 | 0 | 0 | 0 | 0 | 0 | 0 | 0 | 0 | 0 | 0 | 0 | 0 | 0 | 0 | 0 | 0 | 0 | 0 | 0 | 0 | 0 | 0 | 0 | 0 | 0 | 0 | 0 | 0
F4_Commercial_School_Existing_Space Heating_Electric_Electric Furnace_E5 | F4 | Commercial | School | Existing | Space Heating | Electric | Electric Furnace | E5 | RVT BC Ratio | 0 | 0 | 0 | 0 | 0 | 0 | 0 | 0 | 0 | 0 | 0 | 0 | 0 | 0 | 0 | 0 | 0 | 0 | 0 | 0 | 0 | 0 | 0 | 0 | 0 | 0 | 0 | 0 | 0 | 0
F4_Commercial_School_Existing_Space Heating_Electric_Electric Furnace_E6 | F4 | Commercial | School | Existing | Space Heating | Electric | Electric Furnace | E6 | RVT BC Ratio | 0 | 0 | 0 | 0 | 0 | 0 | 0 | 0 | 0 | 0 | 0 | 0 | 0 | 0 | 0 | 0 | 0 | 0 | 0 | 0 | 0 | 0 | 0 | 0 | 0 | 0 | 0 | 0 | 0 | 0
F4_Commercial_School_Existing_Space Heating_Electric_Electric Furnace_E7 | F4 | Commercial | School | Existing | Space Heating | Electric | Electric Furnace | E7 | RVT BC Ratio | 0 | 0 | 0 | 0 | 0 | 0 | 0 | 0 | 0 | 0 | 0 | 0 | 0 | 0 | 0 | 0 | 0 | 0 | 0 | 0 | 0 | 0 | 0 | 0 | 0 | 0 | 0 | 0 | 0 | 0
F4_Commercial_School_Existing_Space Heating_Electric_Electric Furnace_E8 | F4 | Commercial | School | Existing | Space Heating | Electric | Electric Furnace | E8 | RVT BC Ratio | 0 | 0 | 0 | 0 | 0 | 0 | 0 | 0 | 0 | 0 | 0 | 0 | 0 | 0 | 0 | 0 | 0 | 0 | 0 | 0 | 0 | 0 | 0 | 0 | 0 | 0 | 0 | 0 | 0 | 0
F4_Commercial_School_Existing_Space Heating_Electric_Electric Furnace_E9 | F4 | Commercial | School | Existing | Space Heating | Electric | Electric Furnace | E9 | RVT BC Ratio | 0 | 0 | 0 | 0 | 0 | 0 | 0 | 0 | 0 | 0 | 0 | 0 | 0 | 0 | 0 | 0 | 0 | 0 | 0 | 0 | 0 | 0 | 0 | 0 | 0 | 0 | 0 | 0 | 0 | 0
F4_Commercial_School_Existing_Space Heating_Electric_Electric Furnace_E10 | F4 | Commercial | School | Existing | Space Heating | Electric | Electric Furnace | E10 | RVT BC Ratio | 0 | 0 | 0 | 0 | 0 | 0 | 0 | 0 | 0 | 0 | 0 | 0 | 0 | 0 | 0 | 0 | 0 | 0 | 0 | 0 | 0 | 0 | 0 | 0 | 0 | 0 | 0 | 0 | 0 | 0
F5_Commercial_School_Existing_Space Heating_Electric_Electric Furnace_E1 | F5 | Commercial | School | Existing | Space Heating | Electric | Electric Furnace | E1 | RIM BC Ratio | 0 | 0 | 0 | 0 | 0 | 0 | 0 | 0 | 0 | 0 | 0 | 0 | 0 | 0 | 0 | 0 | 0 | 0 | 0 | 0 | 0 | 0 | 0 | 0 | 0 | 0 | 0 | 0 | 0 | 0
F5_Commercial_School_Existing_Space Heating_Electric_Electric Furnace_E2 | F5 | Commercial | School | Existing | Space Heating | Electric | Electric Furnace | E2 | RIM BC Ratio | 0 | 0 | 0 | 0 | 0 | 0 | 0 | 0 | 0 | 0 | 0 | 0 | 0 | 0 | 0 | 0 | 0 | 0 | 0 | 0 | 0 | 0 | 0 | 0 | 0 | 0 | 0 | 0 | 0 | 0
F5_Commercial_School_Existing_Space Heating_Electric_Electric Furnace_E3 | F5 | Commercial | School | Existing | Space Heating | Electric | Electric Furnace | E3 | RIM BC Ratio | 0 | 0 | 0 | 0 | 0 | 0 | 0 | 0 | 0 | 0 | 0 | 0 | 0 | 0 | 0 | 0 | 0 | 0 | 0 | 0 | 0 | 0 | 0 | 0 | 0 | 0 | 0 | 0 | 0 | 0
F5_Commercial_School_Existing_Space Heating_Electric_Electric Furnace_E4 | F5 | Commercial | School | Existing | Space Heating | Electric | Electric Furnace | E4 | RIM BC Ratio | 0 | 0 | 0 | 0 | 0 | 0 | 0 | 0 | 0 | 0 | 0 | 0 | 0 | 0 | 0 | 0 | 0 | 0 | 0 | 0 | 0 | 0 | 0 | 0 | 0 | 0 | 0 | 0 | 0 | 0
F5_Commercial_School_Existing_Space Heating_Electric_Electric Furnace_E5 | F5 | Commercial | School | Existing | Space Heating | Electric | Electric Furnace | E5 | RIM BC Ratio | 0 | 0 | 0 | 0 | 0 | 0 | 0 | 0 | 0 | 0 | 0 | 0 | 0 | 0 | 0 | 0 | 0 | 0 | 0 | 0 | 0 | 0 | 0 | 0 | 0 | 0 | 0 | 0 | 0 | 0
F5_Commercial_School_Existing_Space Heating_Electric_Electric Furnace_E6 | F5 | Commercial | School | Existing | Space Heating | Electric | Electric Furnace | E6 | RIM BC Ratio | 0 | 0 | 0 | 0 | 0 | 0 | 0 | 0 | 0 | 0 | 0 | 0 | 0 | 0 | 0 | 0 | 0 | 0 | 0 | 0 | 0 | 0 | 0 | 0 | 0 | 0 | 0 | 0 | 0 | 0
F5_Commercial_School_Existing_Space Heating_Electric_Electric Furnace_E7 | F5 | Commercial | School | Existing | Space Heating | Electric | Electric Furnace | E7 | RIM BC Ratio | 0 | 0 | 0 | 0 | 0 | 0 | 0 | 0 | 0 | 0 | 0 | 0 | 0 | 0 | 0 | 0 | 0 | 0 | 0 | 0 | 0 | 0 | 0 | 0 | 0 | 0 | 0 | 0 | 0 | 0
F5_Commercial_School_Existing_Space Heating_Electric_Electric Furnace_E8 | F5 | Commercial | School | Existing | Space Heating | Electric | Electric Furnace | E8 | RIM BC Ratio | 0 | 0 | 0 | 0 | 0 | 0 | 0 | 0 | 0 | 0 | 0 | 0 | 0 | 0 | 0 | 0 | 0 | 0 | 0 | 0 | 0 | 0 | 0 | 0 | 0 | 0 | 0 | 0 | 0 | 0
F5_Commercial_School_Existing_Space Heating_Electric_Electric Furnace_E9 | F5 | Commercial | School | Existing | Space Heating | Electric | Electric Furnace | E9 | RIM BC Ratio | 0 | 0 | 0 | 0 | 0 | 0 | 0 | 0 | 0 | 0 | 0 | 0 | 0 | 0 | 0 | 0 | 0 | 0 | 0 | 0 | 0 | 0 | 0 | 0 | 0 | 0 | 0 | 0 | 0 | 0
F5_Commercial_School_Existing_Space Heating_Electric_Electric Furnace_E10 | F5 | Commercial | School | Existing | Space Heating | Electric | Electric Furnace | E10 | RIM BC Ratio | 0 | 0 | 0 | 0 | 0 | 0 | 0 | 0 | 0 | 0 | 0 | 0 | 0 | 0 | 0 | 0 | 0 | 0 | 0 | 0 | 0 | 0 | 0 | 0 | 0 | 0 | 0 | 0 | 0 | 0
F0_Commercial_School_Existing_Space Heating_Electric_Electric Room Heat_E0 | F0 | Commercial | School | Existing | Space Heating | Electric | Electric Room Heat | E0 | Economic Unit | 0 | 0 | 0 | 0 | 0 | 0 | 0 | 0 | 0 | 0 | 0 | 0 | 0 | 0 | 0 | 0 | 0 | 0 | 0 | 0 | 0 | 0 | 0 | 0 | 0 | 0 | 0 | 0 | 0 | 0
F1_Commercial_School_Existing_Space Heating_Electric_Electric Room Heat_E1 | F1 | Commercial | School | Existing | Space Heating | Electric | Electric Room Heat | E1 | CCE | 0 | 0 | 0 | 0 | 0 | 0 | 0 | 0 | 0 | 0 | 0 | 0 | 0 | 0 | 0 | 0 | 0 | 0 | 0 | 0 | 0 | 0 | 0 | 0 | 0 | 0 | 0 | 0 | 0 | 0
F1_Commercial_School_Existing_Space Heating_Electric_Electric Room Heat_E2 | F1 | Commercial | School | Existing | Space Heating | Electric | Electric Room Heat | E2 | CCE | 0 | 0 | 0 | 0 | 0 | 0 | 0 | 0 | 0 | 0 | 0 | 0 | 0 | 0 | 0 | 0 | 0 | 0 | 0 | 0 | 0 | 0 | 0 | 0 | 0 | 0 | 0 | 0 | 0 | 0
F1_Commercial_School_Existing_Space Heating_Electric_Electric Room Heat_E3 | F1 | Commercial | School | Existing | Space Heating | Electric | Electric Room Heat | E3 | CCE | 0 | 0 | 0 | 0 | 0 | 0 | 0 | 0 | 0 | 0 | 0 | 0 | 0 | 0 | 0 | 0 | 0 | 0 | 0 | 0 | 0 | 0 | 0 | 0 | 0 | 0 | 0 | 0 | 0 | 0
F1_Commercial_School_Existing_Space Heating_Electric_Electric Room Heat_E4 | F1 | Commercial | School | Existing | Space Heating | Electric | Electric Room Heat | E4 | CCE | 0 | 0 | 0 | 0 | 0 | 0 | 0 | 0 | 0 | 0 | 0 | 0 | 0 | 0 | 0 | 0 | 0 | 0 | 0 | 0 | 0 | 0 | 0 | 0 | 0 | 0 | 0 | 0 | 0 | 0
F1_Commercial_School_Existing_Space Heating_Electric_Electric Room Heat_E5 | F1 | Commercial | School | Existing | Space Heating | Electric | Electric Room Heat | E5 | CCE | 0 | 0 | 0 | 0 | 0 | 0 | 0 | 0 | 0 | 0 | 0 | 0 | 0 | 0 | 0 | 0 | 0 | 0 | 0 | 0 | 0 | 0 | 0 | 0 | 0 | 0 | 0 | 0 | 0 | 0
F1_Commercial_School_Existing_Space Heating_Electric_Electric Room Heat_E6 | F1 | Commercial | School | Existing | Space Heating | Electric | Electric Room Heat | E6 | CCE | 0 | 0 | 0 | 0 | 0 | 0 | 0 | 0 | 0 | 0 | 0 | 0 | 0 | 0 | 0 | 0 | 0 | 0 | 0 | 0 | 0 | 0 | 0 | 0 | 0 | 0 | 0 | 0 | 0 | 0
F1_Commercial_School_Existing_Space Heating_Electric_Electric Room Heat_E7 | F1 | Commercial | School | Existing | Space Heating | Electric | Electric Room Heat | E7 | CCE | 0 | 0 | 0 | 0 | 0 | 0 | 0 | 0 | 0 | 0 | 0 | 0 | 0 | 0 | 0 | 0 | 0 | 0 | 0 | 0 | 0 | 0 | 0 | 0 | 0 | 0 | 0 | 0 | 0 | 0
F1_Commercial_School_Existing_Space Heating_Electric_Electric Room Heat_E8 | F1 | Commercial | School | Existing | Space Heating | Electric | Electric Room Heat | E8 | CCE | 0 | 0 | 0 | 0 | 0 | 0 | 0 | 0 | 0 | 0 | 0 | 0 | 0 | 0 | 0 | 0 | 0 | 0 | 0 | 0 | 0 | 0 | 0 | 0 | 0 | 0 | 0 | 0 | 0 | 0
F1_Commercial_School_Existing_Space Heating_Electric_Electric Room Heat_E9 | F1 | Commercial | School | Existing | Space Heating | Electric | Electric Room Heat | E9 | CCE | 0 | 0 | 0 | 0 | 0 | 0 | 0 | 0 | 0 | 0 | 0 | 0 | 0 | 0 | 0 | 0 | 0 | 0 | 0 | 0 | 0 | 0 | 0 | 0 | 0 | 0 | 0 | 0 | 0 | 0
F1_Commercial_School_Existing_Space Heating_Electric_Electric Room Heat_E10 | F1 | Commercial | School | Existing | Space Heating | Electric | Electric Room Heat | E10 | CCE | 0 | 0 | 0 | 0 | 0 | 0 | 0 | 0 | 0 | 0 | 0 | 0 | 0 | 0 | 0 | 0 | 0 | 0 | 0 | 0 | 0 | 0 | 0 | 0 | 0 | 0 | 0 | 0 | 0 | 0
F2_Commercial_School_Existing_Space Heating_Electric_Electric Room Heat_E1 | F2 | Commercial | School | Existing | Space Heating | Electric | Electric Room Heat | E1 | TRC BC Ratio | 0 | 0 | 0 | 0 | 0 | 0 | 0 | 0 | 0 | 0 | 0 | 0 | 0 | 0 | 0 | 0 | 0 | 0 | 0 | 0 | 0 | 0 | 0 | 0 | 0 | 0 | 0 | 0 | 0 | 0
F2_Commercial_School_Existing_Space Heating_Electric_Electric Room Heat_E2 | F2 | Commercial | School | Existing | Space Heating | Electric | Electric Room Heat | E2 | TRC BC Ratio | 0 | 0 | 0 | 0 | 0 | 0 | 0 | 0 | 0 | 0 | 0 | 0 | 0 | 0 | 0 | 0 | 0 | 0 | 0 | 0 | 0 | 0 | 0 | 0 | 0 | 0 | 0 | 0 | 0 | 0
F2_Commercial_School_Existing_Space Heating_Electric_Electric Room Heat_E3 | F2 | Commercial | School | Existing | Space Heating | Electric | Electric Room Heat | E3 | TRC BC Ratio | 0 | 0 | 0 | 0 | 0 | 0 | 0 | 0 | 0 | 0 | 0 | 0 | 0 | 0 | 0 | 0 | 0 | 0 | 0 | 0 | 0 | 0 | 0 | 0 | 0 | 0 | 0 | 0 | 0 | 0
F2_Commercial_School_Existing_Space Heating_Electric_Electric Room Heat_E4 | F2 | Commercial | School | Existing | Space Heating | Electric | Electric Room Heat | E4 | TRC BC Ratio | 0 | 0 | 0 | 0 | 0 | 0 | 0 | 0 | 0 | 0 | 0 | 0 | 0 | 0 | 0 | 0 | 0 | 0 | 0 | 0 | 0 | 0 | 0 | 0 | 0 | 0 | 0 | 0 | 0 | 0
F2_Commercial_School_Existing_Space Heating_Electric_Electric Room Heat_E5 | F2 | Commercial | School | Existing | Space Heating | Electric | Electric Room Heat | E5 | TRC BC Ratio | 0 | 0 | 0 | 0 | 0 | 0 | 0 | 0 | 0 | 0 | 0 | 0 | 0 | 0 | 0 | 0 | 0 | 0 | 0 | 0 | 0 | 0 | 0 | 0 | 0 | 0 | 0 | 0 | 0 | 0
F2_Commercial_School_Existing_Space Heating_Electric_Electric Room Heat_E6 | F2 | Commercial | School | Existing | Space Heating | Electric | Electric Room Heat | E6 | TRC BC Ratio | 0 | 0 | 0 | 0 | 0 | 0 | 0 | 0 | 0 | 0 | 0 | 0 | 0 | 0 | 0 | 0 | 0 | 0 | 0 | 0 | 0 | 0 | 0 | 0 | 0 | 0 | 0 | 0 | 0 | 0
F2_Commercial_School_Existing_Space Heating_Electric_Electric Room Heat_E7 | F2 | Commercial | School | Existing | Space Heating | Electric | Electric Room Heat | E7 | TRC BC Ratio | 0 | 0 | 0 | 0 | 0 | 0 | 0 | 0 | 0 | 0 | 0 | 0 | 0 | 0 | 0 | 0 | 0 | 0 | 0 | 0 | 0 | 0 | 0 | 0 | 0 | 0 | 0 | 0 | 0 | 0
F2_Commercial_School_Existing_Space Heating_Electric_Electric Room Heat_E8 | F2 | Commercial | School | Existing | Space Heating | Electric | Electric Room Heat | E8 | TRC BC Ratio | 0 | 0 | 0 | 0 | 0 | 0 | 0 | 0 | 0 | 0 | 0 | 0 | 0 | 0 | 0 | 0 | 0 | 0 | 0 | 0 | 0 | 0 | 0 | 0 | 0 | 0 | 0 | 0 | 0 | 0
F2_Commercial_School_Existing_Space Heating_Electric_Electric Room Heat_E9 | F2 | Commercial | School | Existing | Space Heating | Electric | Electric Room Heat | E9 | TRC BC Ratio | 0 | 0 | 0 | 0 | 0 | 0 | 0 | 0 | 0 | 0 | 0 | 0 | 0 | 0 | 0 | 0 | 0 | 0 | 0 | 0 | 0 | 0 | 0 | 0 | 0 | 0 | 0 | 0 | 0 | 0
F2_Commercial_School_Existing_Space Heating_Electric_Electric Room Heat_E10 | F2 | Commercial | School | Existing | Space Heating | Electric | Electric Room Heat | E10 | TRC BC Ratio | 0 | 0 | 0 | 0 | 0 | 0 | 0 | 0 | 0 | 0 | 0 | 0 | 0 | 0 | 0 | 0 | 0 | 0 | 0 | 0 | 0 | 0 | 0 | 0 | 0 | 0 | 0 | 0 | 0 | 0
F3_Commercial_School_Existing_Space Heating_Electric_Electric Room Heat_E1 | F3 | Commercial | School | Existing | Space Heating | Electric | Electric Room Heat | E1 | PACT BC Ratio | 0 | 0 | 0 | 0 | 0 | 0 | 0 | 0 | 0 | 0 | 0 | 0 | 0 | 0 | 0 | 0 | 0 | 0 | 0 | 0 | 0 | 0 | 0 | 0 | 0 | 0 | 0 | 0 | 0 | 0
F3_Commercial_School_Existing_Space Heating_Electric_Electric Room Heat_E2 | F3 | Commercial | School | Existing | Space Heating | Electric | Electric Room Heat | E2 | PACT BC Ratio | 0 | 0 | 0 | 0 | 0 | 0 | 0 | 0 | 0 | 0 | 0 | 0 | 0 | 0 | 0 | 0 | 0 | 0 | 0 | 0 | 0 | 0 | 0 | 0 | 0 | 0 | 0 | 0 | 0 | 0
F3_Commercial_School_Existing_Space Heating_Electric_Electric Room Heat_E3 | F3 | Commercial | School | Existing | Space Heating | Electric | Electric Room Heat | E3 | PACT BC Ratio | 0 | 0 | 0 | 0 | 0 | 0 | 0 | 0 | 0 | 0 | 0 | 0 | 0 | 0 | 0 | 0 | 0 | 0 | 0 | 0 | 0 | 0 | 0 | 0 | 0 | 0 | 0 | 0 | 0 | 0
F3_Commercial_School_Existing_Space Heating_Electric_Electric Room Heat_E4 | F3 | Commercial | School | Existing | Space Heating | Electric | Electric Room Heat | E4 | PACT BC Ratio | 0 | 0 | 0 | 0 | 0 | 0 | 0 | 0 | 0 | 0 | 0 | 0 | 0 | 0 | 0 | 0 | 0 | 0 | 0 | 0 | 0 | 0 | 0 | 0 | 0 | 0 | 0 | 0 | 0 | 0
F3_Commercial_School_Existing_Space Heating_Electric_Electric Room Heat_E5 | F3 | Commercial | School | Existing | Space Heating | Electric | Electric Room Heat | E5 | PACT BC Ratio | 0 | 0 | 0 | 0 | 0 | 0 | 0 | 0 | 0 | 0 | 0 | 0 | 0 | 0 | 0 | 0 | 0 | 0 | 0 | 0 | 0 | 0 | 0 | 0 | 0 | 0 | 0 | 0 | 0 | 0
F3_Commercial_School_Existing_Space Heating_Electric_Electric Room Heat_E6 | F3 | Commercial | School | Existing | Space Heating | Electric | Electric Room Heat | E6 | PACT BC Ratio | 0 | 0 | 0 | 0 | 0 | 0 | 0 | 0 | 0 | 0 | 0 | 0 | 0 | 0 | 0 | 0 | 0 | 0 | 0 | 0 | 0 | 0 | 0 | 0 | 0 | 0 | 0 | 0 | 0 | 0
F3_Commercial_School_Existing_Space Heating_Electric_Electric Room Heat_E7 | F3 | Commercial | School | Existing | Space Heating | Electric | Electric Room Heat | E7 | PACT BC Ratio | 0 | 0 | 0 | 0 | 0 | 0 | 0 | 0 | 0 | 0 | 0 | 0 | 0 | 0 | 0 | 0 | 0 | 0 | 0 | 0 | 0 | 0 | 0 | 0 | 0 | 0 | 0 | 0 | 0 | 0
F3_Commercial_School_Existing_Space Heating_Electric_Electric Room Heat_E8 | F3 | Commercial | School | Existing | Space Heating | Electric | Electric Room Heat | E8 | PACT BC Ratio | 0 | 0 | 0 | 0 | 0 | 0 | 0 | 0 | 0 | 0 | 0 | 0 | 0 | 0 | 0 | 0 | 0 | 0 | 0 | 0 | 0 | 0 | 0 | 0 | 0 | 0 | 0 | 0 | 0 | 0
F3_Commercial_School_Existing_Space Heating_Electric_Electric Room Heat_E9 | F3 | Commercial | School | Existing | Space Heating | Electric | Electric Room Heat | E9 | PACT BC Ratio | 0 | 0 | 0 | 0 | 0 | 0 | 0 | 0 | 0 | 0 | 0 | 0 | 0 | 0 | 0 | 0 | 0 | 0 | 0 | 0 | 0 | 0 | 0 | 0 | 0 | 0 | 0 | 0 | 0 | 0
F3_Commercial_School_Existing_Space Heating_Electric_Electric Room Heat_E10 | F3 | Commercial | School | Existing | Space Heating | Electric | Electric Room Heat | E10 | PACT BC Ratio | 0 | 0 | 0 | 0 | 0 | 0 | 0 | 0 | 0 | 0 | 0 | 0 | 0 | 0 | 0 | 0 | 0 | 0 | 0 | 0 | 0 | 0 | 0 | 0 | 0 | 0 | 0 | 0 | 0 | 0
F4_Commercial_School_Existing_Space Heating_Electric_Electric Room Heat_E1 | F4 | Commercial | School | Existing | Space Heating | Electric | Electric Room Heat | E1 | RVT BC Ratio | 0 | 0 | 0 | 0 | 0 | 0 | 0 | 0 | 0 | 0 | 0 | 0 | 0 | 0 | 0 | 0 | 0 | 0 | 0 | 0 | 0 | 0 | 0 | 0 | 0 | 0 | 0 | 0 | 0 | 0
F4_Commercial_School_Existing_Space Heating_Electric_Electric Room Heat_E2 | F4 | Commercial | School | Existing | Space Heating | Electric | Electric Room Heat | E2 | RVT BC Ratio | 0 | 0 | 0 | 0 | 0 | 0 | 0 | 0 | 0 | 0 | 0 | 0 | 0 | 0 | 0 | 0 | 0 | 0 | 0 | 0 | 0 | 0 | 0 | 0 | 0 | 0 | 0 | 0 | 0 | 0
F4_Commercial_School_Existing_Space Heating_Electric_Electric Room Heat_E3 | F4 | Commercial | School | Existing | Space Heating | Electric | Electric Room Heat | E3 | RVT BC Ratio | 0 | 0 | 0 | 0 | 0 | 0 | 0 | 0 | 0 | 0 | 0 | 0 | 0 | 0 | 0 | 0 | 0 | 0 | 0 | 0 | 0 | 0 | 0 | 0 | 0 | 0 | 0 | 0 | 0 | 0
F4_Commercial_School_Existing_Space Heating_Electric_Electric Room Heat_E4 | F4 | Commercial | School | Existing | Space Heating | Electric | Electric Room Heat | E4 | RVT BC Ratio | 0 | 0 | 0 | 0 | 0 | 0 | 0 | 0 | 0 | 0 | 0 | 0 | 0 | 0 | 0 | 0 | 0 | 0 | 0 | 0 | 0 | 0 | 0 | 0 | 0 | 0 | 0 | 0 | 0 | 0
F4_Commercial_School_Existing_Space Heating_Electric_Electric Room Heat_E5 | F4 | Commercial | School | Existing | Space Heating | Electric | Electric Room Heat | E5 | RVT BC Ratio | 0 | 0 | 0 | 0 | 0 | 0 | 0 | 0 | 0 | 0 | 0 | 0 | 0 | 0 | 0 | 0 | 0 | 0 | 0 | 0 | 0 | 0 | 0 | 0 | 0 | 0 | 0 | 0 | 0 | 0
F4_Commercial_School_Existing_Space Heating_Electric_Electric Room Heat_E6 | F4 | Commercial | School | Existing | Space Heating | Electric | Electric Room Heat | E6 | RVT BC Ratio | 0 | 0 | 0 | 0 | 0 | 0 | 0 | 0 | 0 | 0 | 0 | 0 | 0 | 0 | 0 | 0 | 0 | 0 | 0 | 0 | 0 | 0 | 0 | 0 | 0 | 0 | 0 | 0 | 0 | 0
F4_Commercial_School_Existing_Space Heating_Electric_Electric Room Heat_E7 | F4 | Commercial | School | Existing | Space Heating | Electric | Electric Room Heat | E7 | RVT BC Ratio | 0 | 0 | 0 | 0 | 0 | 0 | 0 | 0 | 0 | 0 | 0 | 0 | 0 | 0 | 0 | 0 | 0 | 0 | 0 | 0 | 0 | 0 | 0 | 0 | 0 | 0 | 0 | 0 | 0 | 0
F4_Commercial_School_Existing_Space Heating_Electric_Electric Room Heat_E8 | F4 | Commercial | School | Existing | Space Heating | Electric | Electric Room Heat | E8 | RVT BC Ratio | 0 | 0 | 0 | 0 | 0 | 0 | 0 | 0 | 0 | 0 | 0 | 0 | 0 | 0 | 0 | 0 | 0 | 0 | 0 | 0 | 0 | 0 | 0 | 0 | 0 | 0 | 0 | 0 | 0 | 0
F4_Commercial_School_Existing_Space Heating_Electric_Electric Room Heat_E9 | F4 | Commercial | School | Existing | Space Heating | Electric | Electric Room Heat | E9 | RVT BC Ratio | 0 | 0 | 0 | 0 | 0 | 0 | 0 | 0 | 0 | 0 | 0 | 0 | 0 | 0 | 0 | 0 | 0 | 0 | 0 | 0 | 0 | 0 | 0 | 0 | 0 | 0 | 0 | 0 | 0 | 0
F4_Commercial_School_Existing_Space Heating_Electric_Electric Room Heat_E10 | F4 | Commercial | School | Existing | Space Heating | Electric | Electric Room Heat | E10 | RVT BC Ratio | 0 | 0 | 0 | 0 | 0 | 0 | 0 | 0 | 0 | 0 | 0 | 0 | 0 | 0 | 0 | 0 | 0 | 0 | 0 | 0 | 0 | 0 | 0 | 0 | 0 | 0 | 0 | 0 | 0 | 0
F5_Commercial_School_Existing_Space Heating_Electric_Electric Room Heat_E1 | F5 | Commercial | School | Existing | Space Heating | Electric | Electric Room Heat | E1 | RIM BC Ratio | 0 | 0 | 0 | 0 | 0 | 0 | 0 | 0 | 0 | 0 | 0 | 0 | 0 | 0 | 0 | 0 | 0 | 0 | 0 | 0 | 0 | 0 | 0 | 0 | 0 | 0 | 0 | 0 | 0 | 0
F5_Commercial_School_Existing_Space Heating_Electric_Electric Room Heat_E2 | F5 | Commercial | School | Existing | Space Heating | Electric | Electric Room Heat | E2 | RIM BC Ratio | 0 | 0 | 0 | 0 | 0 | 0 | 0 | 0 | 0 | 0 | 0 | 0 | 0 | 0 | 0 | 0 | 0 | 0 | 0 | 0 | 0 | 0 | 0 | 0 | 0 | 0 | 0 | 0 | 0 | 0
F5_Commercial_School_Existing_Space Heating_Electric_Electric Room Heat_E3 | F5 | Commercial | School | Existing | Space Heating | Electric | Electric Room Heat | E3 | RIM BC Ratio | 0 | 0 | 0 | 0 | 0 | 0 | 0 | 0 | 0 | 0 | 0 | 0 | 0 | 0 | 0 | 0 | 0 | 0 | 0 | 0 | 0 | 0 | 0 | 0 | 0 | 0 | 0 | 0 | 0 | 0
F5_Commercial_School_Existing_Space Heating_Electric_Electric Room Heat_E4 | F5 | Commercial | School | Existing | Space Heating | Electric | Electric Room Heat | E4 | RIM BC Ratio | 0 | 0 | 0 | 0 | 0 | 0 | 0 | 0 | 0 | 0 | 0 | 0 | 0 | 0 | 0 | 0 | 0 | 0 | 0 | 0 | 0 | 0 | 0 | 0 | 0 | 0 | 0 | 0 | 0 | 0
F5_Commercial_School_Existing_Space Heating_Electric_Electric Room Heat_E5 | F5 | Commercial | School | Existing | Space Heating | Electric | Electric Room Heat | E5 | RIM BC Ratio | 0 | 0 | 0 | 0 | 0 | 0 | 0 | 0 | 0 | 0 | 0 | 0 | 0 | 0 | 0 | 0 | 0 | 0 | 0 | 0 | 0 | 0 | 0 | 0 | 0 | 0 | 0 | 0 | 0 | 0
F5_Commercial_School_Existing_Space Heating_Electric_Electric Room Heat_E6 | F5 | Commercial | School | Existing | Space Heating | Electric | Electric Room Heat | E6 | RIM BC Ratio | 0 | 0 | 0 | 0 | 0 | 0 | 0 | 0 | 0 | 0 | 0 | 0 | 0 | 0 | 0 | 0 | 0 | 0 | 0 | 0 | 0 | 0 | 0 | 0 | 0 | 0 | 0 | 0 | 0 | 0
F5_Commercial_School_Existing_Space Heating_Electric_Electric Room Heat_E7 | F5 | Commercial | School | Existing | Space Heating | Electric | Electric Room Heat | E7 | RIM BC Ratio | 0 | 0 | 0 | 0 | 0 | 0 | 0 | 0 | 0 | 0 | 0 | 0 | 0 | 0 | 0 | 0 | 0 | 0 | 0 | 0 | 0 | 0 | 0 | 0 | 0 | 0 | 0 | 0 | 0 | 0
F5_Commercial_School_Existing_Space Heating_Electric_Electric Room Heat_E8 | F5 | Commercial | School | Existing | Space Heating | Electric | Electric Room Heat | E8 | RIM BC Ratio | 0 | 0 | 0 | 0 | 0 | 0 | 0 | 0 | 0 | 0 | 0 | 0 | 0 | 0 | 0 | 0 | 0 | 0 | 0 | 0 | 0 | 0 | 0 | 0 | 0 | 0 | 0 | 0 | 0 | 0
F5_Commercial_School_Existing_Space Heating_Electric_Electric Room Heat_E9 | F5 | Commercial | School | Existing | Space Heating | Electric | Electric Room Heat | E9 | RIM BC Ratio | 0 | 0 | 0 | 0 | 0 | 0 | 0 | 0 | 0 | 0 | 0 | 0 | 0 | 0 | 0 | 0 | 0 | 0 | 0 | 0 | 0 | 0 | 0 | 0 | 0 | 0 | 0 | 0 | 0 | 0
F5_Commercial_School_Existing_Space Heating_Electric_Electric Room Heat_E10 | F5 | Commercial | School | Existing | Space Heating | Electric | Electric Room Heat | E10 | RIM BC Ratio | 0 | 0 | 0 | 0 | 0 | 0 | 0 | 0 | 0 | 0 | 0 | 0 | 0 | 0 | 0 | 0 | 0 | 0 | 0 | 0 | 0 | 0 | 0 | 0 | 0 | 0 | 0 | 0 | 0 | 0
F0_Commercial_School_Existing_Space Heating_Electric_Packaged Terminal HP_E0 | F0 | Commercial | School | Existing | Space Heating | Electric | Packaged Terminal HP | E0 | Economic Unit | 0 | 0 | 0 | 0 | 0 | 0 | 0 | 0 | 0 | 0 | 0 | 0 | 0 | 0 | 0 | 0 | 0 | 0 | 0 | 0 | 0 | 0 | 0 | 0 | 0 | 0 | 0 | 0 | 0 | 0
F1_Commercial_School_Existing_Space Heating_Electric_Packaged Terminal HP_E1 | F1 | Commercial | School | Existing | Space Heating | Electric | Packaged Terminal HP | E1 | CCE | 0 | 0 | 0 | 0 | 0 | 0 | 0 | 0 | 0 | 0 | 0 | 0 | 0 | 0 | 0 | 0 | 0 | 0 | 0 | 0 | 0 | 0 | 0 | 0 | 0 | 0 | 0 | 0 | 0 | 0
F1_Commercial_School_Existing_Space Heating_Electric_Packaged Terminal HP_E2 | F1 | Commercial | School | Existing | Space Heating | Electric | Packaged Terminal HP | E2 | CCE | 0 | 0 | 0 | 0 | 0 | 0 | 0 | 0 | 0 | 0 | 0 | 0 | 0 | 0 | 0 | 0 | 0 | 0 | 0 | 0 | 0 | 0 | 0 | 0 | 0 | 0 | 0 | 0 | 0 | 0
F1_Commercial_School_Existing_Space Heating_Electric_Packaged Terminal HP_E3 | F1 | Commercial | School | Existing | Space Heating | Electric | Packaged Terminal HP | E3 | CCE | 0 | 0 | 0 | 0 | 0 | 0 | 0 | 0 | 0 | 0 | 0 | 0 | 0 | 0 | 0 | 0 | 0 | 0 | 0 | 0 | 0 | 0 | 0 | 0 | 0 | 0 | 0 | 0 | 0 | 0
F1_Commercial_School_Existing_Space Heating_Electric_Packaged Terminal HP_E4 | F1 | Commercial | School | Existing | Space Heating | Electric | Packaged Terminal HP | E4 | CCE | 0 | 0 | 0 | 0 | 0 | 0 | 0 | 0 | 0 | 0 | 0 | 0 | 0 | 0 | 0 | 0 | 0 | 0 | 0 | 0 | 0 | 0 | 0 | 0 | 0 | 0 | 0 | 0 | 0 | 0
F1_Commercial_School_Existing_Space Heating_Electric_Packaged Terminal HP_E5 | F1 | Commercial | School | Existing | Space Heating | Electric | Packaged Terminal HP | E5 | CCE | 0 | 0 | 0 | 0 | 0 | 0 | 0 | 0 | 0 | 0 | 0 | 0 | 0 | 0 | 0 | 0 | 0 | 0 | 0 | 0 | 0 | 0 | 0 | 0 | 0 | 0 | 0 | 0 | 0 | 0
F1_Commercial_School_Existing_Space Heating_Electric_Packaged Terminal HP_E6 | F1 | Commercial | School | Existing | Space Heating | Electric | Packaged Terminal HP | E6 | CCE | 0 | 0 | 0 | 0 | 0 | 0 | 0 | 0 | 0 | 0 | 0 | 0 | 0 | 0 | 0 | 0 | 0 | 0 | 0 | 0 | 0 | 0 | 0 | 0 | 0 | 0 | 0 | 0 | 0 | 0
F1_Commercial_School_Existing_Space Heating_Electric_Packaged Terminal HP_E7 | F1 | Commercial | School | Existing | Space Heating | Electric | Packaged Terminal HP | E7 | CCE | 0 | 0 | 0 | 0 | 0 | 0 | 0 | 0 | 0 | 0 | 0 | 0 | 0 | 0 | 0 | 0 | 0 | 0 | 0 | 0 | 0 | 0 | 0 | 0 | 0 | 0 | 0 | 0 | 0 | 0
F1_Commercial_School_Existing_Space Heating_Electric_Packaged Terminal HP_E8 | F1 | Commercial | School | Existing | Space Heating | Electric | Packaged Terminal HP | E8 | CCE | 0 | 0 | 0 | 0 | 0 | 0 | 0 | 0 | 0 | 0 | 0 | 0 | 0 | 0 | 0 | 0 | 0 | 0 | 0 | 0 | 0 | 0 | 0 | 0 | 0 | 0 | 0 | 0 | 0 | 0
F1_Commercial_School_Existing_Space Heating_Electric_Packaged Terminal HP_E9 | F1 | Commercial | School | Existing | Space Heating | Electric | Packaged Terminal HP | E9 | CCE | 0 | 0 | 0 | 0 | 0 | 0 | 0 | 0 | 0 | 0 | 0 | 0 | 0 | 0 | 0 | 0 | 0 | 0 | 0 | 0 | 0 | 0 | 0 | 0 | 0 | 0 | 0 | 0 | 0 | 0
F1_Commercial_School_Existing_Space Heating_Electric_Packaged Terminal HP_E10 | F1 | Commercial | School | Existing | Space Heating | Electric | Packaged Terminal HP | E10 | CCE | 0 | 0 | 0 | 0 | 0 | 0 | 0 | 0 | 0 | 0 | 0 | 0 | 0 | 0 | 0 | 0 | 0 | 0 | 0 | 0 | 0 | 0 | 0 | 0 | 0 | 0 | 0 | 0 | 0 | 0
F2_Commercial_School_Existing_Space Heating_Electric_Packaged Terminal HP_E1 | F2 | Commercial | School | Existing | Space Heating | Electric | Packaged Terminal HP | E1 | TRC BC Ratio | 0 | 0 | 0 | 0 | 0 | 0 | 0 | 0 | 0 | 0 | 0 | 0 | 0 | 0 | 0 | 0 | 0 | 0 | 0 | 0 | 0 | 0 | 0 | 0 | 0 | 0 | 0 | 0 | 0 | 0
F2_Commercial_School_Existing_Space Heating_Electric_Packaged Terminal HP_E2 | F2 | Commercial | School | Existing | Space Heating | Electric | Packaged Terminal HP | E2 | TRC BC Ratio | 0 | 0 | 0 | 0 | 0 | 0 | 0 | 0 | 0 | 0 | 0 | 0 | 0 | 0 | 0 | 0 | 0 | 0 | 0 | 0 | 0 | 0 | 0 | 0 | 0 | 0 | 0 | 0 | 0 | 0
F2_Commercial_School_Existing_Space Heating_Electric_Packaged Terminal HP_E3 | F2 | Commercial | School | Existing | Space Heating | Electric | Packaged Terminal HP | E3 | TRC BC Ratio | 0 | 0 | 0 | 0 | 0 | 0 | 0 | 0 | 0 | 0 | 0 | 0 | 0 | 0 | 0 | 0 | 0 | 0 | 0 | 0 | 0 | 0 | 0 | 0 | 0 | 0 | 0 | 0 | 0 | 0
F2_Commercial_School_Existing_Space Heating_Electric_Packaged Terminal HP_E4 | F2 | Commercial | School | Existing | Space Heating | Electric | Packaged Terminal HP | E4 | TRC BC Ratio | 0 | 0 | 0 | 0 | 0 | 0 | 0 | 0 | 0 | 0 | 0 | 0 | 0 | 0 | 0 | 0 | 0 | 0 | 0 | 0 | 0 | 0 | 0 | 0 | 0 | 0 | 0 | 0 | 0 | 0
F2_Commercial_School_Existing_Space Heating_Electric_Packaged Terminal HP_E5 | F2 | Commercial | School | Existing | Space Heating | Electric | Packaged Terminal HP | E5 | TRC BC Ratio | 0 | 0 | 0 | 0 | 0 | 0 | 0 | 0 | 0 | 0 | 0 | 0 | 0 | 0 | 0 | 0 | 0 | 0 | 0 | 0 | 0 | 0 | 0 | 0 | 0 | 0 | 0 | 0 | 0 | 0
F2_Commercial_School_Existing_Space Heating_Electric_Packaged Terminal HP_E6 | F2 | Commercial | School | Existing | Space Heating | Electric | Packaged Terminal HP | E6 | TRC BC Ratio | 0 | 0 | 0 | 0 | 0 | 0 | 0 | 0 | 0 | 0 | 0 | 0 | 0 | 0 | 0 | 0 | 0 | 0 | 0 | 0 | 0 | 0 | 0 | 0 | 0 | 0 | 0 | 0 | 0 | 0
F2_Commercial_School_Existing_Space Heating_Electric_Packaged Terminal HP_E7 | F2 | Commercial | School | Existing | Space Heating | Electric | Packaged Terminal HP | E7 | TRC BC Ratio | 0 | 0 | 0 | 0 | 0 | 0 | 0 | 0 | 0 | 0 | 0 | 0 | 0 | 0 | 0 | 0 | 0 | 0 | 0 | 0 | 0 | 0 | 0 | 0 | 0 | 0 | 0 | 0 | 0 | 0
F2_Commercial_School_Existing_Space Heating_Electric_Packaged Terminal HP_E8 | F2 | Commercial | School | Existing | Space Heating | Electric | Packaged Terminal HP | E8 | TRC BC Ratio | 0 | 0 | 0 | 0 | 0 | 0 | 0 | 0 | 0 | 0 | 0 | 0 | 0 | 0 | 0 | 0 | 0 | 0 | 0 | 0 | 0 | 0 | 0 | 0 | 0 | 0 | 0 | 0 | 0 | 0
F2_Commercial_School_Existing_Space Heating_Electric_Packaged Terminal HP_E9 | F2 | Commercial | School | Existing | Space Heating | Electric | Packaged Terminal HP | E9 | TRC BC Ratio | 0 | 0 | 0 | 0 | 0 | 0 | 0 | 0 | 0 | 0 | 0 | 0 | 0 | 0 | 0 | 0 | 0 | 0 | 0 | 0 | 0 | 0 | 0 | 0 | 0 | 0 | 0 | 0 | 0 | 0
F2_Commercial_School_Existing_Space Heating_Electric_Packaged Terminal HP_E10 | F2 | Commercial | School | Existing | Space Heating | Electric | Packaged Terminal HP | E10 | TRC BC Ratio | 0 | 0 | 0 | 0 | 0 | 0 | 0 | 0 | 0 | 0 | 0 | 0 | 0 | 0 | 0 | 0 | 0 | 0 | 0 | 0 | 0 | 0 | 0 | 0 | 0 | 0 | 0 | 0 | 0 | 0
F3_Commercial_School_Existing_Space Heating_Electric_Packaged Terminal HP_E1 | F3 | Commercial | School | Existing | Space Heating | Electric | Packaged Terminal HP | E1 | PACT BC Ratio | 0 | 0 | 0 | 0 | 0 | 0 | 0 | 0 | 0 | 0 | 0 | 0 | 0 | 0 | 0 | 0 | 0 | 0 | 0 | 0 | 0 | 0 | 0 | 0 | 0 | 0 | 0 | 0 | 0 | 0
F3_Commercial_School_Existing_Space Heating_Electric_Packaged Terminal HP_E2 | F3 | Commercial | School | Existing | Space Heating | Electric | Packaged Terminal HP | E2 | PACT BC Ratio | 0 | 0 | 0 | 0 | 0 | 0 | 0 | 0 | 0 | 0 | 0 | 0 | 0 | 0 | 0 | 0 | 0 | 0 | 0 | 0 | 0 | 0 | 0 | 0 | 0 | 0 | 0 | 0 | 0 | 0
F3_Commercial_School_Existing_Space Heating_Electric_Packaged Terminal HP_E3 | F3 | Commercial | School | Existing | Space Heating | Electric | Packaged Terminal HP | E3 | PACT BC Ratio | 0 | 0 | 0 | 0 | 0 | 0 | 0 | 0 | 0 | 0 | 0 | 0 | 0 | 0 | 0 | 0 | 0 | 0 | 0 | 0 | 0 | 0 | 0 | 0 | 0 | 0 | 0 | 0 | 0 | 0
F3_Commercial_School_Existing_Space Heating_Electric_Packaged Terminal HP_E4 | F3 | Commercial | School | Existing | Space Heating | Electric | Packaged Terminal HP | E4 | PACT BC Ratio | 0 | 0 | 0 | 0 | 0 | 0 | 0 | 0 | 0 | 0 | 0 | 0 | 0 | 0 | 0 | 0 | 0 | 0 | 0 | 0 | 0 | 0 | 0 | 0 | 0 | 0 | 0 | 0 | 0 | 0
F3_Commercial_School_Existing_Space Heating_Electric_Packaged Terminal HP_E5 | F3 | Commercial | School | Existing | Space Heating | Electric | Packaged Terminal HP | E5 | PACT BC Ratio | 0 | 0 | 0 | 0 | 0 | 0 | 0 | 0 | 0 | 0 | 0 | 0 | 0 | 0 | 0 | 0 | 0 | 0 | 0 | 0 | 0 | 0 | 0 | 0 | 0 | 0 | 0 | 0 | 0 | 0
F3_Commercial_School_Existing_Space Heating_Electric_Packaged Terminal HP_E6 | F3 | Commercial | School | Existing | Space Heating | Electric | Packaged Terminal HP | E6 | PACT BC Ratio | 0 | 0 | 0 | 0 | 0 | 0 | 0 | 0 | 0 | 0 | 0 | 0 | 0 | 0 | 0 | 0 | 0 | 0 | 0 | 0 | 0 | 0 | 0 | 0 | 0 | 0 | 0 | 0 | 0 | 0
F3_Commercial_School_Existing_Space Heating_Electric_Packaged Terminal HP_E7 | F3 | Commercial | School | Existing | Space Heating | Electric | Packaged Terminal HP | E7 | PACT BC Ratio | 0 | 0 | 0 | 0 | 0 | 0 | 0 | 0 | 0 | 0 | 0 | 0 | 0 | 0 | 0 | 0 | 0 | 0 | 0 | 0 | 0 | 0 | 0 | 0 | 0 | 0 | 0 | 0 | 0 | 0
F3_Commercial_School_Existing_Space Heating_Electric_Packaged Terminal HP_E8 | F3 | Commercial | School | Existing | Space Heating | Electric | Packaged Terminal HP | E8 | PACT BC Ratio | 0 | 0 | 0 | 0 | 0 | 0 | 0 | 0 | 0 | 0 | 0 | 0 | 0 | 0 | 0 | 0 | 0 | 0 | 0 | 0 | 0 | 0 | 0 | 0 | 0 | 0 | 0 | 0 | 0 | 0
F3_Commercial_School_Existing_Space Heating_Electric_Packaged Terminal HP_E9 | F3 | Commercial | School | Existing | Space Heating | Electric | Packaged Terminal HP | E9 | PACT BC Ratio | 0 | 0 | 0 | 0 | 0 | 0 | 0 | 0 | 0 | 0 | 0 | 0 | 0 | 0 | 0 | 0 | 0 | 0 | 0 | 0 | 0 | 0 | 0 | 0 | 0 | 0 | 0 | 0 | 0 | 0
F3_Commercial_School_Existing_Space Heating_Electric_Packaged Terminal HP_E10 | F3 | Commercial | School | Existing | Space Heating | Electric | Packaged Terminal HP | E10 | PACT BC Ratio | 0 | 0 | 0 | 0 | 0 | 0 | 0 | 0 | 0 | 0 | 0 | 0 | 0 | 0 | 0 | 0 | 0 | 0 | 0 | 0 | 0 | 0 | 0 | 0 | 0 | 0 | 0 | 0 | 0 | 0
F4_Commercial_School_Existing_Space Heating_Electric_Packaged Terminal HP_E1 | F4 | Commercial | School | Existing | Space Heating | Electric | Packaged Terminal HP | E1 | RVT BC Ratio | 0 | 0 | 0 | 0 | 0 | 0 | 0 | 0 | 0 | 0 | 0 | 0 | 0 | 0 | 0 | 0 | 0 | 0 | 0 | 0 | 0 | 0 | 0 | 0 | 0 | 0 | 0 | 0 | 0 | 0
F4_Commercial_School_Existing_Space Heating_Electric_Packaged Terminal HP_E2 | F4 | Commercial | School | Existing | Space Heating | Electric | Packaged Terminal HP | E2 | RVT BC Ratio | 0 | 0 | 0 | 0 | 0 | 0 | 0 | 0 | 0 | 0 | 0 | 0 | 0 | 0 | 0 | 0 | 0 | 0 | 0 | 0 | 0 | 0 | 0 | 0 | 0 | 0 | 0 | 0 | 0 | 0
F4_Commercial_School_Existing_Space Heating_Electric_Packaged Terminal HP_E3 | F4 | Commercial | School | Existing | Space Heating | Electric | Packaged Terminal HP | E3 | RVT BC Ratio | 0 | 0 | 0 | 0 | 0 | 0 | 0 | 0 | 0 | 0 | 0 | 0 | 0 | 0 | 0 | 0 | 0 | 0 | 0 | 0 | 0 | 0 | 0 | 0 | 0 | 0 | 0 | 0 | 0 | 0
F4_Commercial_School_Existing_Space Heating_Electric_Packaged Terminal HP_E4 | F4 | Commercial | School | Existing | Space Heating | Electric | Packaged Terminal HP | E4 | RVT BC Ratio | 0 | 0 | 0 | 0 | 0 | 0 | 0 | 0 | 0 | 0 | 0 | 0 | 0 | 0 | 0 | 0 | 0 | 0 | 0 | 0 | 0 | 0 | 0 | 0 | 0 | 0 | 0 | 0 | 0 | 0
F4_Commercial_School_Existing_Space Heating_Electric_Packaged Terminal HP_E5 | F4 | Commercial | School | Existing | Space Heating | Electric | Packaged Terminal HP | E5 | RVT BC Ratio | 0 | 0 | 0 | 0 | 0 | 0 | 0 | 0 | 0 | 0 | 0 | 0 | 0 | 0 | 0 | 0 | 0 | 0 | 0 | 0 | 0 | 0 | 0 | 0 | 0 | 0 | 0 | 0 | 0 | 0
F4_Commercial_School_Existing_Space Heating_Electric_Packaged Terminal HP_E6 | F4 | Commercial | School | Existing | Space Heating | Electric | Packaged Terminal HP | E6 | RVT BC Ratio | 0 | 0 | 0 | 0 | 0 | 0 | 0 | 0 | 0 | 0 | 0 | 0 | 0 | 0 | 0 | 0 | 0 | 0 | 0 | 0 | 0 | 0 | 0 | 0 | 0 | 0 | 0 | 0 | 0 | 0
F4_Commercial_School_Existing_Space Heating_Electric_Packaged Terminal HP_E7 | F4 | Commercial | School | Existing | Space Heating | Electric | Packaged Terminal HP | E7 | RVT BC Ratio | 0 | 0 | 0 | 0 | 0 | 0 | 0 | 0 | 0 | 0 | 0 | 0 | 0 | 0 | 0 | 0 | 0 | 0 | 0 | 0 | 0 | 0 | 0 | 0 | 0 | 0 | 0 | 0 | 0 | 0
F4_Commercial_School_Existing_Space Heating_Electric_Packaged Terminal HP_E8 | F4 | Commercial | School | Existing | Space Heating | Electric | Packaged Terminal HP | E8 | RVT BC Ratio | 0 | 0 | 0 | 0 | 0 | 0 | 0 | 0 | 0 | 0 | 0 | 0 | 0 | 0 | 0 | 0 | 0 | 0 | 0 | 0 | 0 | 0 | 0 | 0 | 0 | 0 | 0 | 0 | 0 | 0
F4_Commercial_School_Existing_Space Heating_Electric_Packaged Terminal HP_E9 | F4 | Commercial | School | Existing | Space Heating | Electric | Packaged Terminal HP | E9 | RVT BC Ratio | 0 | 0 | 0 | 0 | 0 | 0 | 0 | 0 | 0 | 0 | 0 | 0 | 0 | 0 | 0 | 0 | 0 | 0 | 0 | 0 | 0 | 0 | 0 | 0 | 0 | 0 | 0 | 0 | 0 | 0
F4_Commercial_School_Existing_Space Heating_Electric_Packaged Terminal HP_E10 | F4 | Commercial | School | Existing | Space Heating | Electric | Packaged Terminal HP | E10 | RVT BC Ratio | 0 | 0 | 0 | 0 | 0 | 0 | 0 | 0 | 0 | 0 | 0 | 0 | 0 | 0 | 0 | 0 | 0 | 0 | 0 | 0 | 0 | 0 | 0 | 0 | 0 | 0 | 0 | 0 | 0 | 0
F5_Commercial_School_Existing_Space Heating_Electric_Packaged Terminal HP_E1 | F5 | Commercial | School | Existing | Space Heating | Electric | Packaged Terminal HP | E1 | RIM BC Ratio | 0 | 0 | 0 | 0 | 0 | 0 | 0 | 0 | 0 | 0 | 0 | 0 | 0 | 0 | 0 | 0 | 0 | 0 | 0 | 0 | 0 | 0 | 0 | 0 | 0 | 0 | 0 | 0 | 0 | 0
F5_Commercial_School_Existing_Space Heating_Electric_Packaged Terminal HP_E2 | F5 | Commercial | School | Existing | Space Heating | Electric | Packaged Terminal HP | E2 | RIM BC Ratio | 0 | 0 | 0 | 0 | 0 | 0 | 0 | 0 | 0 | 0 | 0 | 0 | 0 | 0 | 0 | 0 | 0 | 0 | 0 | 0 | 0 | 0 | 0 | 0 | 0 | 0 | 0 | 0 | 0 | 0
F5_Commercial_School_Existing_Space Heating_Electric_Packaged Terminal HP_E3 | F5 | Commercial | School | Existing | Space Heating | Electric | Packaged Terminal HP | E3 | RIM BC Ratio | 0 | 0 | 0 | 0 | 0 | 0 | 0 | 0 | 0 | 0 | 0 | 0 | 0 | 0 | 0 | 0 | 0 | 0 | 0 | 0 | 0 | 0 | 0 | 0 | 0 | 0 | 0 | 0 | 0 | 0
F5_Commercial_School_Existing_Space Heating_Electric_Packaged Terminal HP_E4 | F5 | Commercial | School | Existing | Space Heating | Electric | Packaged Terminal HP | E4 | RIM BC Ratio | 0 | 0 | 0 | 0 | 0 | 0 | 0 | 0 | 0 | 0 | 0 | 0 | 0 | 0 | 0 | 0 | 0 | 0 | 0 | 0 | 0 | 0 | 0 | 0 | 0 | 0 | 0 | 0 | 0 | 0
F5_Commercial_School_Existing_Space Heating_Electric_Packaged Terminal HP_E5 | F5 | Commercial | School | Existing | Space Heating | Electric | Packaged Terminal HP | E5 | RIM BC Ratio | 0 | 0 | 0 | 0 | 0 | 0 | 0 | 0 | 0 | 0 | 0 | 0 | 0 | 0 | 0 | 0 | 0 | 0 | 0 | 0 | 0 | 0 | 0 | 0 | 0 | 0 | 0 | 0 | 0 | 0
F5_Commercial_School_Existing_Space Heating_Electric_Packaged Terminal HP_E6 | F5 | Commercial | School | Existing | Space Heating | Electric | Packaged Terminal HP | E6 | RIM BC Ratio | 0 | 0 | 0 | 0 | 0 | 0 | 0 | 0 | 0 | 0 | 0 | 0 | 0 | 0 | 0 | 0 | 0 | 0 | 0 | 0 | 0 | 0 | 0 | 0 | 0 | 0 | 0 | 0 | 0 | 0
F5_Commercial_School_Existing_Space Heating_Electric_Packaged Terminal HP_E7 | F5 | Commercial | School | Existing | Space Heating | Electric | Packaged Terminal HP | E7 | RIM BC Ratio | 0 | 0 | 0 | 0 | 0 | 0 | 0 | 0 | 0 | 0 | 0 | 0 | 0 | 0 | 0 | 0 | 0 | 0 | 0 | 0 | 0 | 0 | 0 | 0 | 0 | 0 | 0 | 0 | 0 | 0
F5_Commercial_School_Existing_Space Heating_Electric_Packaged Terminal HP_E8 | F5 | Commercial | School | Existing | Space Heating | Electric | Packaged Terminal HP | E8 | RIM BC Ratio | 0 | 0 | 0 | 0 | 0 | 0 | 0 | 0 | 0 | 0 | 0 | 0 | 0 | 0 | 0 | 0 | 0 | 0 | 0 | 0 | 0 | 0 | 0 | 0 | 0 | 0 | 0 | 0 | 0 | 0
F5_Commercial_School_Existing_Space Heating_Electric_Packaged Terminal HP_E9 | F5 | Commercial | School | Existing | Space Heating | Electric | Packaged Terminal HP | E9 | RIM BC Ratio | 0 | 0 | 0 | 0 | 0 | 0 | 0 | 0 | 0 | 0 | 0 | 0 | 0 | 0 | 0 | 0 | 0 | 0 | 0 | 0 | 0 | 0 | 0 | 0 | 0 | 0 | 0 | 0 | 0 | 0
F5_Commercial_School_Existing_Space Heating_Electric_Packaged Terminal HP_E10 | F5 | Commercial | School | Existing | Space Heating | Electric | Packaged Terminal HP | E10 | RIM BC Ratio | 0 | 0 | 0 | 0 | 0 | 0 | 0 | 0 | 0 | 0 | 0 | 0 | 0 | 0 | 0 | 0 | 0 | 0 | 0 | 0 | 0 | 0 | 0 | 0 | 0 | 0 | 0 | 0 | 0 | 0
F0_Commercial_School_Existing_Space Heating_Electric_Air-Source Heat Pump_E0 | F0 | Commercial | School | Existing | Space Heating | Electric | Air-Source Heat Pump | E0 | Economic Unit | 0 | 0 | 0 | 0 | 0 | 0 | 0 | 0 | 0 | 0 | 0 | 0 | 0 | 0 | 0 | 0 | 0 | 0 | 0 | 0 | 0 | 0 | 0 | 0 | 0 | 0 | 0 | 0 | 0 | 0
F1_Commercial_School_Existing_Space Heating_Electric_Air-Source Heat Pump_E1 | F1 | Commercial | School | Existing | Space Heating | Electric | Air-Source Heat Pump | E1 | CCE | 0 | 0 | 0 | 0 | 0 | 0 | 0 | 0 | 0 | 0 | 0 | 0 | 0 | 0 | 0 | 0 | 0 | 0 | 0 | 0 | 0 | 0 | 0 | 0 | 0 | 0 | 0 | 0 | 0 | 0
F1_Commercial_School_Existing_Space Heating_Electric_Air-Source Heat Pump_E2 | F1 | Commercial | School | Existing | Space Heating | Electric | Air-Source Heat Pump | E2 | CCE | 0 | 0 | 0 | 0 | 0 | 0 | 0 | 0 | 0 | 0 | 0 | 0 | 0 | 0 | 0 | 0 | 0 | 0 | 0 | 0 | 0 | 0 | 0 | 0 | 0 | 0 | 0 | 0 | 0 | 0
F1_Commercial_School_Existing_Space Heating_Electric_Air-Source Heat Pump_E3 | F1 | Commercial | School | Existing | Space Heating | Electric | Air-Source Heat Pump | E3 | CCE | 0 | 0 | 0 | 0 | 0 | 0 | 0 | 0 | 0 | 0 | 0 | 0 | 0 | 0 | 0 | 0 | 0 | 0 | 0 | 0 | 0 | 0 | 0 | 0 | 0 | 0 | 0 | 0 | 0 | 0
F1_Commercial_School_Existing_Space Heating_Electric_Air-Source Heat Pump_E4 | F1 | Commercial | School | Existing | Space Heating | Electric | Air-Source Heat Pump | E4 | CCE | 0 | 0 | 0 | 0 | 0 | 0 | 0 | 0 | 0 | 0 | 0 | 0 | 0 | 0 | 0 | 0 | 0 | 0 | 0 | 0 | 0 | 0 | 0 | 0 | 0 | 0 | 0 | 0 | 0 | 0
F1_Commercial_School_Existing_Space Heating_Electric_Air-Source Heat Pump_E5 | F1 | Commercial | School | Existing | Space Heating | Electric | Air-Source Heat Pump | E5 | CCE | 0 | 0 | 0 | 0 | 0 | 0 | 0 | 0 | 0 | 0 | 0 | 0 | 0 | 0 | 0 | 0 | 0 | 0 | 0 | 0 | 0 | 0 | 0 | 0 | 0 | 0 | 0 | 0 | 0 | 0
F1_Commercial_School_Existing_Space Heating_Electric_Air-Source Heat Pump_E6 | F1 | Commercial | School | Existing | Space Heating | Electric | Air-Source Heat Pump | E6 | CCE | 0 | 0 | 0 | 0 | 0 | 0 | 0 | 0 | 0 | 0 | 0 | 0 | 0 | 0 | 0 | 0 | 0 | 0 | 0 | 0 | 0 | 0 | 0 | 0 | 0 | 0 | 0 | 0 | 0 | 0
F1_Commercial_School_Existing_Space Heating_Electric_Air-Source Heat Pump_E7 | F1 | Commercial | School | Existing | Space Heating | Electric | Air-Source Heat Pump | E7 | CCE | 0 | 0 | 0 | 0 | 0 | 0 | 0 | 0 | 0 | 0 | 0 | 0 | 0 | 0 | 0 | 0 | 0 | 0 | 0 | 0 | 0 | 0 | 0 | 0 | 0 | 0 | 0 | 0 | 0 | 0
F1_Commercial_School_Existing_Space Heating_Electric_Air-Source Heat Pump_E8 | F1 | Commercial | School | Existing | Space Heating | Electric | Air-Source Heat Pump | E8 | CCE | 0 | 0 | 0 | 0 | 0 | 0 | 0 | 0 | 0 | 0 | 0 | 0 | 0 | 0 | 0 | 0 | 0 | 0 | 0 | 0 | 0 | 0 | 0 | 0 | 0 | 0 | 0 | 0 | 0 | 0
F1_Commercial_School_Existing_Space Heating_Electric_Air-Source Heat Pump_E9 | F1 | Commercial | School | Existing | Space Heating | Electric | Air-Source Heat Pump | E9 | CCE | 0 | 0 | 0 | 0 | 0 | 0 | 0 | 0 | 0 | 0 | 0 | 0 | 0 | 0 | 0 | 0 | 0 | 0 | 0 | 0 | 0 | 0 | 0 | 0 | 0 | 0 | 0 | 0 | 0 | 0
F1_Commercial_School_Existing_Space Heating_Electric_Air-Source Heat Pump_E10 | F1 | Commercial | School | Existing | Space Heating | Electric | Air-Source Heat Pump | E10 | CCE | 0 | 0 | 0 | 0 | 0 | 0 | 0 | 0 | 0 | 0 | 0 | 0 | 0 | 0 | 0 | 0 | 0 | 0 | 0 | 0 | 0 | 0 | 0 | 0 | 0 | 0 | 0 | 0 | 0 | 0
F2_Commercial_School_Existing_Space Heating_Electric_Air-Source Heat Pump_E1 | F2 | Commercial | School | Existing | Space Heating | Electric | Air-Source Heat Pump | E1 | TRC BC Ratio | 0 | 0 | 0 | 0 | 0 | 0 | 0 | 0 | 0 | 0 | 0 | 0 | 0 | 0 | 0 | 0 | 0 | 0 | 0 | 0 | 0 | 0 | 0 | 0 | 0 | 0 | 0 | 0 | 0 | 0
F2_Commercial_School_Existing_Space Heating_Electric_Air-Source Heat Pump_E2 | F2 | Commercial | School | Existing | Space Heating | Electric | Air-Source Heat Pump | E2 | TRC BC Ratio | 0 | 0 | 0 | 0 | 0 | 0 | 0 | 0 | 0 | 0 | 0 | 0 | 0 | 0 | 0 | 0 | 0 | 0 | 0 | 0 | 0 | 0 | 0 | 0 | 0 | 0 | 0 | 0 | 0 | 0
F2_Commercial_School_Existing_Space Heating_Electric_Air-Source Heat Pump_E3 | F2 | Commercial | School | Existing | Space Heating | Electric | Air-Source Heat Pump | E3 | TRC BC Ratio | 0 | 0 | 0 | 0 | 0 | 0 | 0 | 0 | 0 | 0 | 0 | 0 | 0 | 0 | 0 | 0 | 0 | 0 | 0 | 0 | 0 | 0 | 0 | 0 | 0 | 0 | 0 | 0 | 0 | 0
F2_Commercial_School_Existing_Space Heating_Electric_Air-Source Heat Pump_E4 | F2 | Commercial | School | Existing | Space Heating | Electric | Air-Source Heat Pump | E4 | TRC BC Ratio | 0 | 0 | 0 | 0 | 0 | 0 | 0 | 0 | 0 | 0 | 0 | 0 | 0 | 0 | 0 | 0 | 0 | 0 | 0 | 0 | 0 | 0 | 0 | 0 | 0 | 0 | 0 | 0 | 0 | 0
F2_Commercial_School_Existing_Space Heating_Electric_Air-Source Heat Pump_E5 | F2 | Commercial | School | Existing | Space Heating | Electric | Air-Source Heat Pump | E5 | TRC BC Ratio | 0 | 0 | 0 | 0 | 0 | 0 | 0 | 0 | 0 | 0 | 0 | 0 | 0 | 0 | 0 | 0 | 0 | 0 | 0 | 0 | 0 | 0 | 0 | 0 | 0 | 0 | 0 | 0 | 0 | 0
F2_Commercial_School_Existing_Space Heating_Electric_Air-Source Heat Pump_E6 | F2 | Commercial | School | Existing | Space Heating | Electric | Air-Source Heat Pump | E6 | TRC BC Ratio | 0 | 0 | 0 | 0 | 0 | 0 | 0 | 0 | 0 | 0 | 0 | 0 | 0 | 0 | 0 | 0 | 0 | 0 | 0 | 0 | 0 | 0 | 0 | 0 | 0 | 0 | 0 | 0 | 0 | 0
F2_Commercial_School_Existing_Space Heating_Electric_Air-Source Heat Pump_E7 | F2 | Commercial | School | Existing | Space Heating | Electric | Air-Source Heat Pump | E7 | TRC BC Ratio | 0 | 0 | 0 | 0 | 0 | 0 | 0 | 0 | 0 | 0 | 0 | 0 | 0 | 0 | 0 | 0 | 0 | 0 | 0 | 0 | 0 | 0 | 0 | 0 | 0 | 0 | 0 | 0 | 0 | 0
F2_Commercial_School_Existing_Space Heating_Electric_Air-Source Heat Pump_E8 | F2 | Commercial | School | Existing | Space Heating | Electric | Air-Source Heat Pump | E8 | TRC BC Ratio | 0 | 0 | 0 | 0 | 0 | 0 | 0 | 0 | 0 | 0 | 0 | 0 | 0 | 0 | 0 | 0 | 0 | 0 | 0 | 0 | 0 | 0 | 0 | 0 | 0 | 0 | 0 | 0 | 0 | 0
F2_Commercial_School_Existing_Space Heating_Electric_Air-Source Heat Pump_E9 | F2 | Commercial | School | Existing | Space Heating | Electric | Air-Source Heat Pump | E9 | TRC BC Ratio | 0 | 0 | 0 | 0 | 0 | 0 | 0 | 0 | 0 | 0 | 0 | 0 | 0 | 0 | 0 | 0 | 0 | 0 | 0 | 0 | 0 | 0 | 0 | 0 | 0 | 0 | 0 | 0 | 0 | 0
F2_Commercial_School_Existing_Space Heating_Electric_Air-Source Heat Pump_E10 | F2 | Commercial | School | Existing | Space Heating | Electric | Air-Source Heat Pump | E10 | TRC BC Ratio | 0 | 0 | 0 | 0 | 0 | 0 | 0 | 0 | 0 | 0 | 0 | 0 | 0 | 0 | 0 | 0 | 0 | 0 | 0 | 0 | 0 | 0 | 0 | 0 | 0 | 0 | 0 | 0 | 0 | 0
F3_Commercial_School_Existing_Space Heating_Electric_Air-Source Heat Pump_E1 | F3 | Commercial | School | Existing | Space Heating | Electric | Air-Source Heat Pump | E1 | PACT BC Ratio | 0 | 0 | 0 | 0 | 0 | 0 | 0 | 0 | 0 | 0 | 0 | 0 | 0 | 0 | 0 | 0 | 0 | 0 | 0 | 0 | 0 | 0 | 0 | 0 | 0 | 0 | 0 | 0 | 0 | 0
F3_Commercial_School_Existing_Space Heating_Electric_Air-Source Heat Pump_E2 | F3 | Commercial | School | Existing | Space Heating | Electric | Air-Source Heat Pump | E2 | PACT BC Ratio | 0 | 0 | 0 | 0 | 0 | 0 | 0 | 0 | 0 | 0 | 0 | 0 | 0 | 0 | 0 | 0 | 0 | 0 | 0 | 0 | 0 | 0 | 0 | 0 | 0 | 0 | 0 | 0 | 0 | 0
F3_Commercial_School_Existing_Space Heating_Electric_Air-Source Heat Pump_E3 | F3 | Commercial | School | Existing | Space Heating | Electric | Air-Source Heat Pump | E3 | PACT BC Ratio | 0 | 0 | 0 | 0 | 0 | 0 | 0 | 0 | 0 | 0 | 0 | 0 | 0 | 0 | 0 | 0 | 0 | 0 | 0 | 0 | 0 | 0 | 0 | 0 | 0 | 0 | 0 | 0 | 0 | 0
F3_Commercial_School_Existing_Space Heating_Electric_Air-Source Heat Pump_E4 | F3 | Commercial | School | Existing | Space Heating | Electric | Air-Source Heat Pump | E4 | PACT BC Ratio | 0 | 0 | 0 | 0 | 0 | 0 | 0 | 0 | 0 | 0 | 0 | 0 | 0 | 0 | 0 | 0 | 0 | 0 | 0 | 0 | 0 | 0 | 0 | 0 | 0 | 0 | 0 | 0 | 0 | 0
F3_Commercial_School_Existing_Space Heating_Electric_Air-Source Heat Pump_E5 | F3 | Commercial | School | Existing | Space Heating | Electric | Air-Source Heat Pump | E5 | PACT BC Ratio | 0 | 0 | 0 | 0 | 0 | 0 | 0 | 0 | 0 | 0 | 0 | 0 | 0 | 0 | 0 | 0 | 0 | 0 | 0 | 0 | 0 | 0 | 0 | 0 | 0 | 0 | 0 | 0 | 0 | 0
F3_Commercial_School_Existing_Space Heating_Electric_Air-Source Heat Pump_E6 | F3 | Commercial | School | Existing | Space Heating | Electric | Air-Source Heat Pump | E6 | PACT BC Ratio | 0 | 0 | 0 | 0 | 0 | 0 | 0 | 0 | 0 | 0 | 0 | 0 | 0 | 0 | 0 | 0 | 0 | 0 | 0 | 0 | 0 | 0 | 0 | 0 | 0 | 0 | 0 | 0 | 0 | 0
F3_Commercial_School_Existing_Space Heating_Electric_Air-Source Heat Pump_E7 | F3 | Commercial | School | Existing | Space Heating | Electric | Air-Source Heat Pump | E7 | PACT BC Ratio | 0 | 0 | 0 | 0 | 0 | 0 | 0 | 0 | 0 | 0 | 0 | 0 | 0 | 0 | 0 | 0 | 0 | 0 | 0 | 0 | 0 | 0 | 0 | 0 | 0 | 0 | 0 | 0 | 0 | 0
F3_Commercial_School_Existing_Space Heating_Electric_Air-Source Heat Pump_E8 | F3 | Commercial | School | Existing | Space Heating | Electric | Air-Source Heat Pump | E8 | PACT BC Ratio | 0 | 0 | 0 | 0 | 0 | 0 | 0 | 0 | 0 | 0 | 0 | 0 | 0 | 0 | 0 | 0 | 0 | 0 | 0 | 0 | 0 | 0 | 0 | 0 | 0 | 0 | 0 | 0 | 0 | 0
F3_Commercial_School_Existing_Space Heating_Electric_Air-Source Heat Pump_E9 | F3 | Commercial | School | Existing | Space Heating | Electric | Air-Source Heat Pump | E9 | PACT BC Ratio | 0 | 0 | 0 | 0 | 0 | 0 | 0 | 0 | 0 | 0 | 0 | 0 | 0 | 0 | 0 | 0 | 0 | 0 | 0 | 0 | 0 | 0 | 0 | 0 | 0 | 0 | 0 | 0 | 0 | 0
F3_Commercial_School_Existing_Space Heating_Electric_Air-Source Heat Pump_E10 | F3 | Commercial | School | Existing | Space Heating | Electric | Air-Source Heat Pump | E10 | PACT BC Ratio | 0 | 0 | 0 | 0 | 0 | 0 | 0 | 0 | 0 | 0 | 0 | 0 | 0 | 0 | 0 | 0 | 0 | 0 | 0 | 0 | 0 | 0 | 0 | 0 | 0 | 0 | 0 | 0 | 0 | 0
F4_Commercial_School_Existing_Space Heating_Electric_Air-Source Heat Pump_E1 | F4 | Commercial | School | Existing | Space Heating | Electric | Air-Source Heat Pump | E1 | RVT BC Ratio | 0 | 0 | 0 | 0 | 0 | 0 | 0 | 0 | 0 | 0 | 0 | 0 | 0 | 0 | 0 | 0 | 0 | 0 | 0 | 0 | 0 | 0 | 0 | 0 | 0 | 0 | 0 | 0 | 0 | 0
F4_Commercial_School_Existing_Space Heating_Electric_Air-Source Heat Pump_E2 | F4 | Commercial | School | Existing | Space Heating | Electric | Air-Source Heat Pump | E2 | RVT BC Ratio | 0 | 0 | 0 | 0 | 0 | 0 | 0 | 0 | 0 | 0 | 0 | 0 | 0 | 0 | 0 | 0 | 0 | 0 | 0 | 0 | 0 | 0 | 0 | 0 | 0 | 0 | 0 | 0 | 0 | 0
F4_Commercial_School_Existing_Space Heating_Electric_Air-Source Heat Pump_E3 | F4 | Commercial | School | Existing | Space Heating | Electric | Air-Source Heat Pump | E3 | RVT BC Ratio | 0 | 0 | 0 | 0 | 0 | 0 | 0 | 0 | 0 | 0 | 0 | 0 | 0 | 0 | 0 | 0 | 0 | 0 | 0 | 0 | 0 | 0 | 0 | 0 | 0 | 0 | 0 | 0 | 0 | 0
F4_Commercial_School_Existing_Space Heating_Electric_Air-Source Heat Pump_E4 | F4 | Commercial | School | Existing | Space Heating | Electric | Air-Source Heat Pump | E4 | RVT BC Ratio | 0 | 0 | 0 | 0 | 0 | 0 | 0 | 0 | 0 | 0 | 0 | 0 | 0 | 0 | 0 | 0 | 0 | 0 | 0 | 0 | 0 | 0 | 0 | 0 | 0 | 0 | 0 | 0 | 0 | 0
F4_Commercial_School_Existing_Space Heating_Electric_Air-Source Heat Pump_E5 | F4 | Commercial | School | Existing | Space Heating | Electric | Air-Source Heat Pump | E5 | RVT BC Ratio | 0 | 0 | 0 | 0 | 0 | 0 | 0 | 0 | 0 | 0 | 0 | 0 | 0 | 0 | 0 | 0 | 0 | 0 | 0 | 0 | 0 | 0 | 0 | 0 | 0 | 0 | 0 | 0 | 0 | 0
F4_Commercial_School_Existing_Space Heating_Electric_Air-Source Heat Pump_E6 | F4 | Commercial | School | Existing | Space Heating | Electric | Air-Source Heat Pump | E6 | RVT BC Ratio | 0 | 0 | 0 | 0 | 0 | 0 | 0 | 0 | 0 | 0 | 0 | 0 | 0 | 0 | 0 | 0 | 0 | 0 | 0 | 0 | 0 | 0 | 0 | 0 | 0 | 0 | 0 | 0 | 0 | 0
F4_Commercial_School_Existing_Space Heating_Electric_Air-Source Heat Pump_E7 | F4 | Commercial | School | Existing | Space Heating | Electric | Air-Source Heat Pump | E7 | RVT BC Ratio | 0 | 0 | 0 | 0 | 0 | 0 | 0 | 0 | 0 | 0 | 0 | 0 | 0 | 0 | 0 | 0 | 0 | 0 | 0 | 0 | 0 | 0 | 0 | 0 | 0 | 0 | 0 | 0 | 0 | 0
F4_Commercial_School_Existing_Space Heating_Electric_Air-Source Heat Pump_E8 | F4 | Commercial | School | Existing | Space Heating | Electric | Air-Source Heat Pump | E8 | RVT BC Ratio | 0 | 0 | 0 | 0 | 0 | 0 | 0 | 0 | 0 | 0 | 0 | 0 | 0 | 0 | 0 | 0 | 0 | 0 | 0 | 0 | 0 | 0 | 0 | 0 | 0 | 0 | 0 | 0 | 0 | 0
F4_Commercial_School_Existing_Space Heating_Electric_Air-Source Heat Pump_E9 | F4 | Commercial | School | Existing | Space Heating | Electric | Air-Source Heat Pump | E9 | RVT BC Ratio | 0 | 0 | 0 | 0 | 0 | 0 | 0 | 0 | 0 | 0 | 0 | 0 | 0 | 0 | 0 | 0 | 0 | 0 | 0 | 0 | 0 | 0 | 0 | 0 | 0 | 0 | 0 | 0 | 0 | 0
F4_Commercial_School_Existing_Space Heating_Electric_Air-Source Heat Pump_E10 | F4 | Commercial | School | Existing | Space Heating | Electric | Air-Source Heat Pump | E10 | RVT BC Ratio | 0 | 0 | 0 | 0 | 0 | 0 | 0 | 0 | 0 | 0 | 0 | 0 | 0 | 0 | 0 | 0 | 0 | 0 | 0 | 0 | 0 | 0 | 0 | 0 | 0 | 0 | 0 | 0 | 0 | 0
F5_Commercial_School_Existing_Space Heating_Electric_Air-Source Heat Pump_E1 | F5 | Commercial | School | Existing | Space Heating | Electric | Air-Source Heat Pump | E1 | RIM BC Ratio | 0 | 0 | 0 | 0 | 0 | 0 | 0 | 0 | 0 | 0 | 0 | 0 | 0 | 0 | 0 | 0 | 0 | 0 | 0 | 0 | 0 | 0 | 0 | 0 | 0 | 0 | 0 | 0 | 0 | 0
F5_Commercial_School_Existing_Space Heating_Electric_Air-Source Heat Pump_E2 | F5 | Commercial | School | Existing | Space Heating | Electric | Air-Source Heat Pump | E2 | RIM BC Ratio | 0 | 0 | 0 | 0 | 0 | 0 | 0 | 0 | 0 | 0 | 0 | 0 | 0 | 0 | 0 | 0 | 0 | 0 | 0 | 0 | 0 | 0 | 0 | 0 | 0 | 0 | 0 | 0 | 0 | 0
F5_Commercial_School_Existing_Space Heating_Electric_Air-Source Heat Pump_E3 | F5 | Commercial | School | Existing | Space Heating | Electric | Air-Source Heat Pump | E3 | RIM BC Ratio | 0 | 0 | 0 | 0 | 0 | 0 | 0 | 0 | 0 | 0 | 0 | 0 | 0 | 0 | 0 | 0 | 0 | 0 | 0 | 0 | 0 | 0 | 0 | 0 | 0 | 0 | 0 | 0 | 0 | 0
F5_Commercial_School_Existing_Space Heating_Electric_Air-Source Heat Pump_E4 | F5 | Commercial | School | Existing | Space Heating | Electric | Air-Source Heat Pump | E4 | RIM BC Ratio | 0 | 0 | 0 | 0 | 0 | 0 | 0 | 0 | 0 | 0 | 0 | 0 | 0 | 0 | 0 | 0 | 0 | 0 | 0 | 0 | 0 | 0 | 0 | 0 | 0 | 0 | 0 | 0 | 0 | 0
F5_Commercial_School_Existing_Space Heating_Electric_Air-Source Heat Pump_E5 | F5 | Commercial | School | Existing | Space Heating | Electric | Air-Source Heat Pump | E5 | RIM BC Ratio | 0 | 0 | 0 | 0 | 0 | 0 | 0 | 0 | 0 | 0 | 0 | 0 | 0 | 0 | 0 | 0 | 0 | 0 | 0 | 0 | 0 | 0 | 0 | 0 | 0 | 0 | 0 | 0 | 0 | 0
F5_Commercial_School_Existing_Space Heating_Electric_Air-Source Heat Pump_E6 | F5 | Commercial | School | Existing | Space Heating | Electric | Air-Source Heat Pump | E6 | RIM BC Ratio | 0 | 0 | 0 | 0 | 0 | 0 | 0 | 0 | 0 | 0 | 0 | 0 | 0 | 0 | 0 | 0 | 0 | 0 | 0 | 0 | 0 | 0 | 0 | 0 | 0 | 0 | 0 | 0 | 0 | 0
F5_Commercial_School_Existing_Space Heating_Electric_Air-Source Heat Pump_E7 | F5 | Commercial | School | Existing | Space Heating | Electric | Air-Source Heat Pump | E7 | RIM BC Ratio | 0 | 0 | 0 | 0 | 0 | 0 | 0 | 0 | 0 | 0 | 0 | 0 | 0 | 0 | 0 | 0 | 0 | 0 | 0 | 0 | 0 | 0 | 0 | 0 | 0 | 0 | 0 | 0 | 0 | 0
F5_Commercial_School_Existing_Space Heating_Electric_Air-Source Heat Pump_E8 | F5 | Commercial | School | Existing | Space Heating | Electric | Air-Source Heat Pump | E8 | RIM BC Ratio | 0 | 0 | 0 | 0 | 0 | 0 | 0 | 0 | 0 | 0 | 0 | 0 | 0 | 0 | 0 | 0 | 0 | 0 | 0 | 0 | 0 | 0 | 0 | 0 | 0 | 0 | 0 | 0 | 0 | 0
F5_Commercial_School_Existing_Space Heating_Electric_Air-Source Heat Pump_E9 | F5 | Commercial | School | Existing | Space Heating | Electric | Air-Source Heat Pump | E9 | RIM BC Ratio | 0 | 0 | 0 | 0 | 0 | 0 | 0 | 0 | 0 | 0 | 0 | 0 | 0 | 0 | 0 | 0 | 0 | 0 | 0 | 0 | 0 | 0 | 0 | 0 | 0 | 0 | 0 | 0 | 0 | 0
F5_Commercial_School_Existing_Space Heating_Electric_Air-Source Heat Pump_E10 | F5 | Commercial | School | Existing | Space Heating | Electric | Air-Source Heat Pump | E10 | RIM BC Ratio | 0 | 0 | 0 | 0 | 0 | 0 | 0 | 0 | 0 | 0 | 0 | 0 | 0 | 0 | 0 | 0 | 0 | 0 | 0 | 0 | 0 | 0 | 0 | 0 | 0 | 0 | 0 | 0 | 0 | 0
F0_Commercial_School_Existing_Space Heating_Electric_Geothermal Heat Pump_E0 | F0 | Commercial | School | Existing | Space Heating | Electric | Geothermal Heat Pump | E0 | Economic Unit | 0 | 0 | 0 | 0 | 0 | 0 | 0 | 0 | 0 | 0 | 0 | 0 | 0 | 0 | 0 | 0 | 0 | 0 | 0 | 0 | 0 | 0 | 0 | 0 | 0 | 0 | 0 | 0 | 0 | 0
F1_Commercial_School_Existing_Space Heating_Electric_Geothermal Heat Pump_E1 | F1 | Commercial | School | Existing | Space Heating | Electric | Geothermal Heat Pump | E1 | CCE | 0 | 0 | 0 | 0 | 0 | 0 | 0 | 0 | 0 | 0 | 0 | 0 | 0 | 0 | 0 | 0 | 0 | 0 | 0 | 0 | 0 | 0 | 0 | 0 | 0 | 0 | 0 | 0 | 0 | 0
F1_Commercial_School_Existing_Space Heating_Electric_Geothermal Heat Pump_E2 | F1 | Commercial | School | Existing | Space Heating | Electric | Geothermal Heat Pump | E2 | CCE | 0 | 0 | 0 | 0 | 0 | 0 | 0 | 0 | 0 | 0 | 0 | 0 | 0 | 0 | 0 | 0 | 0 | 0 | 0 | 0 | 0 | 0 | 0 | 0 | 0 | 0 | 0 | 0 | 0 | 0
F1_Commercial_School_Existing_Space Heating_Electric_Geothermal Heat Pump_E3 | F1 | Commercial | School | Existing | Space Heating | Electric | Geothermal Heat Pump | E3 | CCE | 0 | 0 | 0 | 0 | 0 | 0 | 0 | 0 | 0 | 0 | 0 | 0 | 0 | 0 | 0 | 0 | 0 | 0 | 0 | 0 | 0 | 0 | 0 | 0 | 0 | 0 | 0 | 0 | 0 | 0
F1_Commercial_School_Existing_Space Heating_Electric_Geothermal Heat Pump_E4 | F1 | Commercial | School | Existing | Space Heating | Electric | Geothermal Heat Pump | E4 | CCE | 0 | 0 | 0 | 0 | 0 | 0 | 0 | 0 | 0 | 0 | 0 | 0 | 0 | 0 | 0 | 0 | 0 | 0 | 0 | 0 | 0 | 0 | 0 | 0 | 0 | 0 | 0 | 0 | 0 | 0
F1_Commercial_School_Existing_Space Heating_Electric_Geothermal Heat Pump_E5 | F1 | Commercial | School | Existing | Space Heating | Electric | Geothermal Heat Pump | E5 | CCE | 0 | 0 | 0 | 0 | 0 | 0 | 0 | 0 | 0 | 0 | 0 | 0 | 0 | 0 | 0 | 0 | 0 | 0 | 0 | 0 | 0 | 0 | 0 | 0 | 0 | 0 | 0 | 0 | 0 | 0
F1_Commercial_School_Existing_Space Heating_Electric_Geothermal Heat Pump_E6 | F1 | Commercial | School | Existing | Space Heating | Electric | Geothermal Heat Pump | E6 | CCE | 0 | 0 | 0 | 0 | 0 | 0 | 0 | 0 | 0 | 0 | 0 | 0 | 0 | 0 | 0 | 0 | 0 | 0 | 0 | 0 | 0 | 0 | 0 | 0 | 0 | 0 | 0 | 0 | 0 | 0
F1_Commercial_School_Existing_Space Heating_Electric_Geothermal Heat Pump_E7 | F1 | Commercial | School | Existing | Space Heating | Electric | Geothermal Heat Pump | E7 | CCE | 0 | 0 | 0 | 0 | 0 | 0 | 0 | 0 | 0 | 0 | 0 | 0 | 0 | 0 | 0 | 0 | 0 | 0 | 0 | 0 | 0 | 0 | 0 | 0 | 0 | 0 | 0 | 0 | 0 | 0
F1_Commercial_School_Existing_Space Heating_Electric_Geothermal Heat Pump_E8 | F1 | Commercial | School | Existing | Space Heating | Electric | Geothermal Heat Pump | E8 | CCE | 0 | 0 | 0 | 0 | 0 | 0 | 0 | 0 | 0 | 0 | 0 | 0 | 0 | 0 | 0 | 0 | 0 | 0 | 0 | 0 | 0 | 0 | 0 | 0 | 0 | 0 | 0 | 0 | 0 | 0
F1_Commercial_School_Existing_Space Heating_Electric_Geothermal Heat Pump_E9 | F1 | Commercial | School | Existing | Space Heating | Electric | Geothermal Heat Pump | E9 | CCE | 0 | 0 | 0 | 0 | 0 | 0 | 0 | 0 | 0 | 0 | 0 | 0 | 0 | 0 | 0 | 0 | 0 | 0 | 0 | 0 | 0 | 0 | 0 | 0 | 0 | 0 | 0 | 0 | 0 | 0
F1_Commercial_School_Existing_Space Heating_Electric_Geothermal Heat Pump_E10 | F1 | Commercial | School | Existing | Space Heating | Electric | Geothermal Heat Pump | E10 | CCE | 0 | 0 | 0 | 0 | 0 | 0 | 0 | 0 | 0 | 0 | 0 | 0 | 0 | 0 | 0 | 0 | 0 | 0 | 0 | 0 | 0 | 0 | 0 | 0 | 0 | 0 | 0 | 0 | 0 | 0
F2_Commercial_School_Existing_Space Heating_Electric_Geothermal Heat Pump_E1 | F2 | Commercial | School | Existing | Space Heating | Electric | Geothermal Heat Pump | E1 | TRC BC Ratio | 0 | 0 | 0 | 0 | 0 | 0 | 0 | 0 | 0 | 0 | 0 | 0 | 0 | 0 | 0 | 0 | 0 | 0 | 0 | 0 | 0 | 0 | 0 | 0 | 0 | 0 | 0 | 0 | 0 | 0
F2_Commercial_School_Existing_Space Heating_Electric_Geothermal Heat Pump_E2 | F2 | Commercial | School | Existing | Space Heating | Electric | Geothermal Heat Pump | E2 | TRC BC Ratio | 0 | 0 | 0 | 0 | 0 | 0 | 0 | 0 | 0 | 0 | 0 | 0 | 0 | 0 | 0 | 0 | 0 | 0 | 0 | 0 | 0 | 0 | 0 | 0 | 0 | 0 | 0 | 0 | 0 | 0
F2_Commercial_School_Existing_Space Heating_Electric_Geothermal Heat Pump_E3 | F2 | Commercial | School | Existing | Space Heating | Electric | Geothermal Heat Pump | E3 | TRC BC Ratio | 0 | 0 | 0 | 0 | 0 | 0 | 0 | 0 | 0 | 0 | 0 | 0 | 0 | 0 | 0 | 0 | 0 | 0 | 0 | 0 | 0 | 0 | 0 | 0 | 0 | 0 | 0 | 0 | 0 | 0
F2_Commercial_School_Existing_Space Heating_Electric_Geothermal Heat Pump_E4 | F2 | Commercial | School | Existing | Space Heating | Electric | Geothermal Heat Pump | E4 | TRC BC Ratio | 0 | 0 | 0 | 0 | 0 | 0 | 0 | 0 | 0 | 0 | 0 | 0 | 0 | 0 | 0 | 0 | 0 | 0 | 0 | 0 | 0 | 0 | 0 | 0 | 0 | 0 | 0 | 0 | 0 | 0
F2_Commercial_School_Existing_Space Heating_Electric_Geothermal Heat Pump_E5 | F2 | Commercial | School | Existing | Space Heating | Electric | Geothermal Heat Pump | E5 | TRC BC Ratio | 0 | 0 | 0 | 0 | 0 | 0 | 0 | 0 | 0 | 0 | 0 | 0 | 0 | 0 | 0 | 0 | 0 | 0 | 0 | 0 | 0 | 0 | 0 | 0 | 0 | 0 | 0 | 0 | 0 | 0
F2_Commercial_School_Existing_Space Heating_Electric_Geothermal Heat Pump_E6 | F2 | Commercial | School | Existing | Space Heating | Electric | Geothermal Heat Pump | E6 | TRC BC Ratio | 0 | 0 | 0 | 0 | 0 | 0 | 0 | 0 | 0 | 0 | 0 | 0 | 0 | 0 | 0 | 0 | 0 | 0 | 0 | 0 | 0 | 0 | 0 | 0 | 0 | 0 | 0 | 0 | 0 | 0
F2_Commercial_School_Existing_Space Heating_Electric_Geothermal Heat Pump_E7 | F2 | Commercial | School | Existing | Space Heating | Electric | Geothermal Heat Pump | E7 | TRC BC Ratio | 0 | 0 | 0 | 0 | 0 | 0 | 0 | 0 | 0 | 0 | 0 | 0 | 0 | 0 | 0 | 0 | 0 | 0 | 0 | 0 | 0 | 0 | 0 | 0 | 0 | 0 | 0 | 0 | 0 | 0
F2_Commercial_School_Existing_Space Heating_Electric_Geothermal Heat Pump_E8 | F2 | Commercial | School | Existing | Space Heating | Electric | Geothermal Heat Pump | E8 | TRC BC Ratio | 0 | 0 | 0 | 0 | 0 | 0 | 0 | 0 | 0 | 0 | 0 | 0 | 0 | 0 | 0 | 0 | 0 | 0 | 0 | 0 | 0 | 0 | 0 | 0 | 0 | 0 | 0 | 0 | 0 | 0
F2_Commercial_School_Existing_Space Heating_Electric_Geothermal Heat Pump_E9 | F2 | Commercial | School | Existing | Space Heating | Electric | Geothermal Heat Pump | E9 | TRC BC Ratio | 0 | 0 | 0 | 0 | 0 | 0 | 0 | 0 | 0 | 0 | 0 | 0 | 0 | 0 | 0 | 0 | 0 | 0 | 0 | 0 | 0 | 0 | 0 | 0 | 0 | 0 | 0 | 0 | 0 | 0
F2_Commercial_School_Existing_Space Heating_Electric_Geothermal Heat Pump_E10 | F2 | Commercial | School | Existing | Space Heating | Electric | Geothermal Heat Pump | E10 | TRC BC Ratio | 0 | 0 | 0 | 0 | 0 | 0 | 0 | 0 | 0 | 0 | 0 | 0 | 0 | 0 | 0 | 0 | 0 | 0 | 0 | 0 | 0 | 0 | 0 | 0 | 0 | 0 | 0 | 0 | 0 | 0
F3_Commercial_School_Existing_Space Heating_Electric_Geothermal Heat Pump_E1 | F3 | Commercial | School | Existing | Space Heating | Electric | Geothermal Heat Pump | E1 | PACT BC Ratio | 0 | 0 | 0 | 0 | 0 | 0 | 0 | 0 | 0 | 0 | 0 | 0 | 0 | 0 | 0 | 0 | 0 | 0 | 0 | 0 | 0 | 0 | 0 | 0 | 0 | 0 | 0 | 0 | 0 | 0
F3_Commercial_School_Existing_Space Heating_Electric_Geothermal Heat Pump_E2 | F3 | Commercial | School | Existing | Space Heating | Electric | Geothermal Heat Pump | E2 | PACT BC Ratio | 0 | 0 | 0 | 0 | 0 | 0 | 0 | 0 | 0 | 0 | 0 | 0 | 0 | 0 | 0 | 0 | 0 | 0 | 0 | 0 | 0 | 0 | 0 | 0 | 0 | 0 | 0 | 0 | 0 | 0
F3_Commercial_School_Existing_Space Heating_Electric_Geothermal Heat Pump_E3 | F3 | Commercial | School | Existing | Space Heating | Electric | Geothermal Heat Pump | E3 | PACT BC Ratio | 0 | 0 | 0 | 0 | 0 | 0 | 0 | 0 | 0 | 0 | 0 | 0 | 0 | 0 | 0 | 0 | 0 | 0 | 0 | 0 | 0 | 0 | 0 | 0 | 0 | 0 | 0 | 0 | 0 | 0
F3_Commercial_School_Existing_Space Heating_Electric_Geothermal Heat Pump_E4 | F3 | Commercial | School | Existing | Space Heating | Electric | Geothermal Heat Pump | E4 | PACT BC Ratio | 0 | 0 | 0 | 0 | 0 | 0 | 0 | 0 | 0 | 0 | 0 | 0 | 0 | 0 | 0 | 0 | 0 | 0 | 0 | 0 | 0 | 0 | 0 | 0 | 0 | 0 | 0 | 0 | 0 | 0
F3_Commercial_School_Existing_Space Heating_Electric_Geothermal Heat Pump_E5 | F3 | Commercial | School | Existing | Space Heating | Electric | Geothermal Heat Pump | E5 | PACT BC Ratio | 0 | 0 | 0 | 0 | 0 | 0 | 0 | 0 | 0 | 0 | 0 | 0 | 0 | 0 | 0 | 0 | 0 | 0 | 0 | 0 | 0 | 0 | 0 | 0 | 0 | 0 | 0 | 0 | 0 | 0
F3_Commercial_School_Existing_Space Heating_Electric_Geothermal Heat Pump_E6 | F3 | Commercial | School | Existing | Space Heating | Electric | Geothermal Heat Pump | E6 | PACT BC Ratio | 0 | 0 | 0 | 0 | 0 | 0 | 0 | 0 | 0 | 0 | 0 | 0 | 0 | 0 | 0 | 0 | 0 | 0 | 0 | 0 | 0 | 0 | 0 | 0 | 0 | 0 | 0 | 0 | 0 | 0
F3_Commercial_School_Existing_Space Heating_Electric_Geothermal Heat Pump_E7 | F3 | Commercial | School | Existing | Space Heating | Electric | Geothermal Heat Pump | E7 | PACT BC Ratio | 0 | 0 | 0 | 0 | 0 | 0 | 0 | 0 | 0 | 0 | 0 | 0 | 0 | 0 | 0 | 0 | 0 | 0 | 0 | 0 | 0 | 0 | 0 | 0 | 0 | 0 | 0 | 0 | 0 | 0
F3_Commercial_School_Existing_Space Heating_Electric_Geothermal Heat Pump_E8 | F3 | Commercial | School | Existing | Space Heating | Electric | Geothermal Heat Pump | E8 | PACT BC Ratio | 0 | 0 | 0 | 0 | 0 | 0 | 0 | 0 | 0 | 0 | 0 | 0 | 0 | 0 | 0 | 0 | 0 | 0 | 0 | 0 | 0 | 0 | 0 | 0 | 0 | 0 | 0 | 0 | 0 | 0
F3_Commercial_School_Existing_Space Heating_Electric_Geothermal Heat Pump_E9 | F3 | Commercial | School | Existing | Space Heating | Electric | Geothermal Heat Pump | E9 | PACT BC Ratio | 0 | 0 | 0 | 0 | 0 | 0 | 0 | 0 | 0 | 0 | 0 | 0 | 0 | 0 | 0 | 0 | 0 | 0 | 0 | 0 | 0 | 0 | 0 | 0 | 0 | 0 | 0 | 0 | 0 | 0
F3_Commercial_School_Existing_Space Heating_Electric_Geothermal Heat Pump_E10 | F3 | Commercial | School | Existing | Space Heating | Electric | Geothermal Heat Pump | E10 | PACT BC Ratio | 0 | 0 | 0 | 0 | 0 | 0 | 0 | 0 | 0 | 0 | 0 | 0 | 0 | 0 | 0 | 0 | 0 | 0 | 0 | 0 | 0 | 0 | 0 | 0 | 0 | 0 | 0 | 0 | 0 | 0
F4_Commercial_School_Existing_Space Heating_Electric_Geothermal Heat Pump_E1 | F4 | Commercial | School | Existing | Space Heating | Electric | Geothermal Heat Pump | E1 | RVT BC Ratio | 0 | 0 | 0 | 0 | 0 | 0 | 0 | 0 | 0 | 0 | 0 | 0 | 0 | 0 | 0 | 0 | 0 | 0 | 0 | 0 | 0 | 0 | 0 | 0 | 0 | 0 | 0 | 0 | 0 | 0
F4_Commercial_School_Existing_Space Heating_Electric_Geothermal Heat Pump_E2 | F4 | Commercial | School | Existing | Space Heating | Electric | Geothermal Heat Pump | E2 | RVT BC Ratio | 0 | 0 | 0 | 0 | 0 | 0 | 0 | 0 | 0 | 0 | 0 | 0 | 0 | 0 | 0 | 0 | 0 | 0 | 0 | 0 | 0 | 0 | 0 | 0 | 0 | 0 | 0 | 0 | 0 | 0
F4_Commercial_School_Existing_Space Heating_Electric_Geothermal Heat Pump_E3 | F4 | Commercial | School | Existing | Space Heating | Electric | Geothermal Heat Pump | E3 | RVT BC Ratio | 0 | 0 | 0 | 0 | 0 | 0 | 0 | 0 | 0 | 0 | 0 | 0 | 0 | 0 | 0 | 0 | 0 | 0 | 0 | 0 | 0 | 0 | 0 | 0 | 0 | 0 | 0 | 0 | 0 | 0
F4_Commercial_School_Existing_Space Heating_Electric_Geothermal Heat Pump_E4 | F4 | Commercial | School | Existing | Space Heating | Electric | Geothermal Heat Pump | E4 | RVT BC Ratio | 0 | 0 | 0 | 0 | 0 | 0 | 0 | 0 | 0 | 0 | 0 | 0 | 0 | 0 | 0 | 0 | 0 | 0 | 0 | 0 | 0 | 0 | 0 | 0 | 0 | 0 | 0 | 0 | 0 | 0
F4_Commercial_School_Existing_Space Heating_Electric_Geothermal Heat Pump_E5 | F4 | Commercial | School | Existing | Space Heating | Electric | Geothermal Heat Pump | E5 | RVT BC Ratio | 0 | 0 | 0 | 0 | 0 | 0 | 0 | 0 | 0 | 0 | 0 | 0 | 0 | 0 | 0 | 0 | 0 | 0 | 0 | 0 | 0 | 0 | 0 | 0 | 0 | 0 | 0 | 0 | 0 | 0
F4_Commercial_School_Existing_Space Heating_Electric_Geothermal Heat Pump_E6 | F4 | Commercial | School | Existing | Space Heating | Electric | Geothermal Heat Pump | E6 | RVT BC Ratio | 0 | 0 | 0 | 0 | 0 | 0 | 0 | 0 | 0 | 0 | 0 | 0 | 0 | 0 | 0 | 0 | 0 | 0 | 0 | 0 | 0 | 0 | 0 | 0 | 0 | 0 | 0 | 0 | 0 | 0
F4_Commercial_School_Existing_Space Heating_Electric_Geothermal Heat Pump_E7 | F4 | Commercial | School | Existing | Space Heating | Electric | Geothermal Heat Pump | E7 | RVT BC Ratio | 0 | 0 | 0 | 0 | 0 | 0 | 0 | 0 | 0 | 0 | 0 | 0 | 0 | 0 | 0 | 0 | 0 | 0 | 0 | 0 | 0 | 0 | 0 | 0 | 0 | 0 | 0 | 0 | 0 | 0
F4_Commercial_School_Existing_Space Heating_Electric_Geothermal Heat Pump_E8 | F4 | Commercial | School | Existing | Space Heating | Electric | Geothermal Heat Pump | E8 | RVT BC Ratio | 0 | 0 | 0 | 0 | 0 | 0 | 0 | 0 | 0 | 0 | 0 | 0 | 0 | 0 | 0 | 0 | 0 | 0 | 0 | 0 | 0 | 0 | 0 | 0 | 0 | 0 | 0 | 0 | 0 | 0
F4_Commercial_School_Existing_Space Heating_Electric_Geothermal Heat Pump_E9 | F4 | Commercial | School | Existing | Space Heating | Electric | Geothermal Heat Pump | E9 | RVT BC Ratio | 0 | 0 | 0 | 0 | 0 | 0 | 0 | 0 | 0 | 0 | 0 | 0 | 0 | 0 | 0 | 0 | 0 | 0 | 0 | 0 | 0 | 0 | 0 | 0 | 0 | 0 | 0 | 0 | 0 | 0
F4_Commercial_School_Existing_Space Heating_Electric_Geothermal Heat Pump_E10 | F4 | Commercial | School | Existing | Space Heating | Electric | Geothermal Heat Pump | E10 | RVT BC Ratio | 0 | 0 | 0 | 0 | 0 | 0 | 0 | 0 | 0 | 0 | 0 | 0 | 0 | 0 | 0 | 0 | 0 | 0 | 0 | 0 | 0 | 0 | 0 | 0 | 0 | 0 | 0 | 0 | 0 | 0
F5_Commercial_School_Existing_Space Heating_Electric_Geothermal Heat Pump_E1 | F5 | Commercial | School | Existing | Space Heating | Electric | Geothermal Heat Pump | E1 | RIM BC Ratio | 0 | 0 | 0 | 0 | 0 | 0 | 0 | 0 | 0 | 0 | 0 | 0 | 0 | 0 | 0 | 0 | 0 | 0 | 0 | 0 | 0 | 0 | 0 | 0 | 0 | 0 | 0 | 0 | 0 | 0
F5_Commercial_School_Existing_Space Heating_Electric_Geothermal Heat Pump_E2 | F5 | Commercial | School | Existing | Space Heating | Electric | Geothermal Heat Pump | E2 | RIM BC Ratio | 0 | 0 | 0 | 0 | 0 | 0 | 0 | 0 | 0 | 0 | 0 | 0 | 0 | 0 | 0 | 0 | 0 | 0 | 0 | 0 | 0 | 0 | 0 | 0 | 0 | 0 | 0 | 0 | 0 | 0
F5_Commercial_School_Existing_Space Heating_Electric_Geothermal Heat Pump_E3 | F5 | Commercial | School | Existing | Space Heating | Electric | Geothermal Heat Pump | E3 | RIM BC Ratio | 0 | 0 | 0 | 0 | 0 | 0 | 0 | 0 | 0 | 0 | 0 | 0 | 0 | 0 | 0 | 0 | 0 | 0 | 0 | 0 | 0 | 0 | 0 | 0 | 0 | 0 | 0 | 0 | 0 | 0
F5_Commercial_School_Existing_Space Heating_Electric_Geothermal Heat Pump_E4 | F5 | Commercial | School | Existing | Space Heating | Electric | Geothermal Heat Pump | E4 | RIM BC Ratio | 0 | 0 | 0 | 0 | 0 | 0 | 0 | 0 | 0 | 0 | 0 | 0 | 0 | 0 | 0 | 0 | 0 | 0 | 0 | 0 | 0 | 0 | 0 | 0 | 0 | 0 | 0 | 0 | 0 | 0
F5_Commercial_School_Existing_Space Heating_Electric_Geothermal Heat Pump_E5 | F5 | Commercial | School | Existing | Space Heating | Electric | Geothermal Heat Pump | E5 | RIM BC Ratio | 0 | 0 | 0 | 0 | 0 | 0 | 0 | 0 | 0 | 0 | 0 | 0 | 0 | 0 | 0 | 0 | 0 | 0 | 0 | 0 | 0 | 0 | 0 | 0 | 0 | 0 | 0 | 0 | 0 | 0
F5_Commercial_School_Existing_Space Heating_Electric_Geothermal Heat Pump_E6 | F5 | Commercial | School | Existing | Space Heating | Electric | Geothermal Heat Pump | E6 | RIM BC Ratio | 0 | 0 | 0 | 0 | 0 | 0 | 0 | 0 | 0 | 0 | 0 | 0 | 0 | 0 | 0 | 0 | 0 | 0 | 0 | 0 | 0 | 0 | 0 | 0 | 0 | 0 | 0 | 0 | 0 | 0
F5_Commercial_School_Existing_Space Heating_Electric_Geothermal Heat Pump_E7 | F5 | Commercial | School | Existing | Space Heating | Electric | Geothermal Heat Pump | E7 | RIM BC Ratio | 0 | 0 | 0 | 0 | 0 | 0 | 0 | 0 | 0 | 0 | 0 | 0 | 0 | 0 | 0 | 0 | 0 | 0 | 0 | 0 | 0 | 0 | 0 | 0 | 0 | 0 | 0 | 0 | 0 | 0
F5_Commercial_School_Existing_Space Heating_Electric_Geothermal Heat Pump_E8 | F5 | Commercial | School | Existing | Space Heating | Electric | Geothermal Heat Pump | E8 | RIM BC Ratio | 0 | 0 | 0 | 0 | 0 | 0 | 0 | 0 | 0 | 0 | 0 | 0 | 0 | 0 | 0 | 0 | 0 | 0 | 0 | 0 | 0 | 0 | 0 | 0 | 0 | 0 | 0 | 0 | 0 | 0
F5_Commercial_School_Existing_Space Heating_Electric_Geothermal Heat Pump_E9 | F5 | Commercial | School | Existing | Space Heating | Electric | Geothermal Heat Pump | E9 | RIM BC Ratio | 0 | 0 | 0 | 0 | 0 | 0 | 0 | 0 | 0 | 0 | 0 | 0 | 0 | 0 | 0 | 0 | 0 | 0 | 0 | 0 | 0 | 0 | 0 | 0 | 0 | 0 | 0 | 0 | 0 | 0
F5_Commercial_School_Existing_Space Heating_Electric_Geothermal Heat Pump_E10 | F5 | Commercial | School | Existing | Space Heating | Electric | Geothermal Heat Pump | E10 | RIM BC Ratio | 0 | 0 | 0 | 0 | 0 | 0 | 0 | 0 | 0 | 0 | 0 | 0 | 0 | 0 | 0 | 0 | 0 | 0 | 0 | 0 | 0 | 0 | 0 | 0 | 0 | 0 | 0 | 0 | 0 | 0
F0_Commercial_School_Existing_Ventilation_Electric_Ventilation_E0 | F0 | Commercial | School | Existing | Ventilation | Electric | Ventilation | E0 | Economic Unit | 0 | 0 | 0 | 0 | 0 | 0 | 0 | 0 | 0 | 0 | 0 | 0 | 0 | 0 | 0 | 0 | 0 | 0 | 0 | 0 | 0 | 0 | 0 | 0 | 0 | 0 | 0 | 0 | 0 | 0
F1_Commercial_School_Existing_Ventilation_Electric_Ventilation_E1 | F1 | Commercial | School | Existing | Ventilation | Electric | Ventilation | E1 | CCE | 0 | 0 | 0 | 0 | 0 | 0 | 0 | 0 | 0 | 0 | 0 | 0 | 0 | 0 | 0 | 0 | 0 | 0 | 0 | 0 | 0 | 0 | 0 | 0 | 0 | 0 | 0 | 0 | 0 | 0
F1_Commercial_School_Existing_Ventilation_Electric_Ventilation_E2 | F1 | Commercial | School | Existing | Ventilation | Electric | Ventilation | E2 | CCE | 0 | 0 | 0 | 0 | 0 | 0 | 0 | 0 | 0 | 0 | 0 | 0 | 0 | 0 | 0 | 0 | 0 | 0 | 0 | 0 | 0 | 0 | 0 | 0 | 0 | 0 | 0 | 0 | 0 | 0
F1_Commercial_School_Existing_Ventilation_Electric_Ventilation_E3 | F1 | Commercial | School | Existing | Ventilation | Electric | Ventilation | E3 | CCE | 0 | 0 | 0 | 0 | 0 | 0 | 0 | 0 | 0 | 0 | 0 | 0 | 0 | 0 | 0 | 0 | 0 | 0 | 0 | 0 | 0 | 0 | 0 | 0 | 0 | 0 | 0 | 0 | 0 | 0
F1_Commercial_School_Existing_Ventilation_Electric_Ventilation_E4 | F1 | Commercial | School | Existing | Ventilation | Electric | Ventilation | E4 | CCE | 0 | 0 | 0 | 0 | 0 | 0 | 0 | 0 | 0 | 0 | 0 | 0 | 0 | 0 | 0 | 0 | 0 | 0 | 0 | 0 | 0 | 0 | 0 | 0 | 0 | 0 | 0 | 0 | 0 | 0
F1_Commercial_School_Existing_Ventilation_Electric_Ventilation_E5 | F1 | Commercial | School | Existing | Ventilation | Electric | Ventilation | E5 | CCE | 0 | 0 | 0 | 0 | 0 | 0 | 0 | 0 | 0 | 0 | 0 | 0 | 0 | 0 | 0 | 0 | 0 | 0 | 0 | 0 | 0 | 0 | 0 | 0 | 0 | 0 | 0 | 0 | 0 | 0
F1_Commercial_School_Existing_Ventilation_Electric_Ventilation_E6 | F1 | Commercial | School | Existing | Ventilation | Electric | Ventilation | E6 | CCE | 0 | 0 | 0 | 0 | 0 | 0 | 0 | 0 | 0 | 0 | 0 | 0 | 0 | 0 | 0 | 0 | 0 | 0 | 0 | 0 | 0 | 0 | 0 | 0 | 0 | 0 | 0 | 0 | 0 | 0
F1_Commercial_School_Existing_Ventilation_Electric_Ventilation_E7 | F1 | Commercial | School | Existing | Ventilation | Electric | Ventilation | E7 | CCE | 0 | 0 | 0 | 0 | 0 | 0 | 0 | 0 | 0 | 0 | 0 | 0 | 0 | 0 | 0 | 0 | 0 | 0 | 0 | 0 | 0 | 0 | 0 | 0 | 0 | 0 | 0 | 0 | 0 | 0
F1_Commercial_School_Existing_Ventilation_Electric_Ventilation_E8 | F1 | Commercial | School | Existing | Ventilation | Electric | Ventilation | E8 | CCE | 0 | 0 | 0 | 0 | 0 | 0 | 0 | 0 | 0 | 0 | 0 | 0 | 0 | 0 | 0 | 0 | 0 | 0 | 0 | 0 | 0 | 0 | 0 | 0 | 0 | 0 | 0 | 0 | 0 | 0
F1_Commercial_School_Existing_Ventilation_Electric_Ventilation_E9 | F1 | Commercial | School | Existing | Ventilation | Electric | Ventilation | E9 | CCE | 0 | 0 | 0 | 0 | 0 | 0 | 0 | 0 | 0 | 0 | 0 | 0 | 0 | 0 | 0 | 0 | 0 | 0 | 0 | 0 | 0 | 0 | 0 | 0 | 0 | 0 | 0 | 0 | 0 | 0
F1_Commercial_School_Existing_Ventilation_Electric_Ventilation_E10 | F1 | Commercial | School | Existing | Ventilation | Electric | Ventilation | E10 | CCE | 0 | 0 | 0 | 0 | 0 | 0 | 0 | 0 | 0 | 0 | 0 | 0 | 0 | 0 | 0 | 0 | 0 | 0 | 0 | 0 | 0 | 0 | 0 | 0 | 0 | 0 | 0 | 0 | 0 | 0
F2_Commercial_School_Existing_Ventilation_Electric_Ventilation_E1 | F2 | Commercial | School | Existing | Ventilation | Electric | Ventilation | E1 | TRC BC Ratio | 0 | 0 | 0 | 0 | 0 | 0 | 0 | 0 | 0 | 0 | 0 | 0 | 0 | 0 | 0 | 0 | 0 | 0 | 0 | 0 | 0 | 0 | 0 | 0 | 0 | 0 | 0 | 0 | 0 | 0
F2_Commercial_School_Existing_Ventilation_Electric_Ventilation_E2 | F2 | Commercial | School | Existing | Ventilation | Electric | Ventilation | E2 | TRC BC Ratio | 0 | 0 | 0 | 0 | 0 | 0 | 0 | 0 | 0 | 0 | 0 | 0 | 0 | 0 | 0 | 0 | 0 | 0 | 0 | 0 | 0 | 0 | 0 | 0 | 0 | 0 | 0 | 0 | 0 | 0
F2_Commercial_School_Existing_Ventilation_Electric_Ventilation_E3 | F2 | Commercial | School | Existing | Ventilation | Electric | Ventilation | E3 | TRC BC Ratio | 0 | 0 | 0 | 0 | 0 | 0 | 0 | 0 | 0 | 0 | 0 | 0 | 0 | 0 | 0 | 0 | 0 | 0 | 0 | 0 | 0 | 0 | 0 | 0 | 0 | 0 | 0 | 0 | 0 | 0
F2_Commercial_School_Existing_Ventilation_Electric_Ventilation_E4 | F2 | Commercial | School | Existing | Ventilation | Electric | Ventilation | E4 | TRC BC Ratio | 0 | 0 | 0 | 0 | 0 | 0 | 0 | 0 | 0 | 0 | 0 | 0 | 0 | 0 | 0 | 0 | 0 | 0 | 0 | 0 | 0 | 0 | 0 | 0 | 0 | 0 | 0 | 0 | 0 | 0
F2_Commercial_School_Existing_Ventilation_Electric_Ventilation_E5 | F2 | Commercial | School | Existing | Ventilation | Electric | Ventilation | E5 | TRC BC Ratio | 0 | 0 | 0 | 0 | 0 | 0 | 0 | 0 | 0 | 0 | 0 | 0 | 0 | 0 | 0 | 0 | 0 | 0 | 0 | 0 | 0 | 0 | 0 | 0 | 0 | 0 | 0 | 0 | 0 | 0
F2_Commercial_School_Existing_Ventilation_Electric_Ventilation_E6 | F2 | Commercial | School | Existing | Ventilation | Electric | Ventilation | E6 | TRC BC Ratio | 0 | 0 | 0 | 0 | 0 | 0 | 0 | 0 | 0 | 0 | 0 | 0 | 0 | 0 | 0 | 0 | 0 | 0 | 0 | 0 | 0 | 0 | 0 | 0 | 0 | 0 | 0 | 0 | 0 | 0
F2_Commercial_School_Existing_Ventilation_Electric_Ventilation_E7 | F2 | Commercial | School | Existing | Ventilation | Electric | Ventilation | E7 | TRC BC Ratio | 0 | 0 | 0 | 0 | 0 | 0 | 0 | 0 | 0 | 0 | 0 | 0 | 0 | 0 | 0 | 0 | 0 | 0 | 0 | 0 | 0 | 0 | 0 | 0 | 0 | 0 | 0 | 0 | 0 | 0
F2_Commercial_School_Existing_Ventilation_Electric_Ventilation_E8 | F2 | Commercial | School | Existing | Ventilation | Electric | Ventilation | E8 | TRC BC Ratio | 0 | 0 | 0 | 0 | 0 | 0 | 0 | 0 | 0 | 0 | 0 | 0 | 0 | 0 | 0 | 0 | 0 | 0 | 0 | 0 | 0 | 0 | 0 | 0 | 0 | 0 | 0 | 0 | 0 | 0
F2_Commercial_School_Existing_Ventilation_Electric_Ventilation_E9 | F2 | Commercial | School | Existing | Ventilation | Electric | Ventilation | E9 | TRC BC Ratio | 0 | 0 | 0 | 0 | 0 | 0 | 0 | 0 | 0 | 0 | 0 | 0 | 0 | 0 | 0 | 0 | 0 | 0 | 0 | 0 | 0 | 0 | 0 | 0 | 0 | 0 | 0 | 0 | 0 | 0
F2_Commercial_School_Existing_Ventilation_Electric_Ventilation_E10 | F2 | Commercial | School | Existing | Ventilation | Electric | Ventilation | E10 | TRC BC Ratio | 0 | 0 | 0 | 0 | 0 | 0 | 0 | 0 | 0 | 0 | 0 | 0 | 0 | 0 | 0 | 0 | 0 | 0 | 0 | 0 | 0 | 0 | 0 | 0 | 0 | 0 | 0 | 0 | 0 | 0
F3_Commercial_School_Existing_Ventilation_Electric_Ventilation_E1 | F3 | Commercial | School | Existing | Ventilation | Electric | Ventilation | E1 | PACT BC Ratio | 0 | 0 | 0 | 0 | 0 | 0 | 0 | 0 | 0 | 0 | 0 | 0 | 0 | 0 | 0 | 0 | 0 | 0 | 0 | 0 | 0 | 0 | 0 | 0 | 0 | 0 | 0 | 0 | 0 | 0
F3_Commercial_School_Existing_Ventilation_Electric_Ventilation_E2 | F3 | Commercial | School | Existing | Ventilation | Electric | Ventilation | E2 | PACT BC Ratio | 0 | 0 | 0 | 0 | 0 | 0 | 0 | 0 | 0 | 0 | 0 | 0 | 0 | 0 | 0 | 0 | 0 | 0 | 0 | 0 | 0 | 0 | 0 | 0 | 0 | 0 | 0 | 0 | 0 | 0
F3_Commercial_School_Existing_Ventilation_Electric_Ventilation_E3 | F3 | Commercial | School | Existing | Ventilation | Electric | Ventilation | E3 | PACT BC Ratio | 0 | 0 | 0 | 0 | 0 | 0 | 0 | 0 | 0 | 0 | 0 | 0 | 0 | 0 | 0 | 0 | 0 | 0 | 0 | 0 | 0 | 0 | 0 | 0 | 0 | 0 | 0 | 0 | 0 | 0
F3_Commercial_School_Existing_Ventilation_Electric_Ventilation_E4 | F3 | Commercial | School | Existing | Ventilation | Electric | Ventilation | E4 | PACT BC Ratio | 0 | 0 | 0 | 0 | 0 | 0 | 0 | 0 | 0 | 0 | 0 | 0 | 0 | 0 | 0 | 0 | 0 | 0 | 0 | 0 | 0 | 0 | 0 | 0 | 0 | 0 | 0 | 0 | 0 | 0
F3_Commercial_School_Existing_Ventilation_Electric_Ventilation_E5 | F3 | Commercial | School | Existing | Ventilation | Electric | Ventilation | E5 | PACT BC Ratio | 0 | 0 | 0 | 0 | 0 | 0 | 0 | 0 | 0 | 0 | 0 | 0 | 0 | 0 | 0 | 0 | 0 | 0 | 0 | 0 | 0 | 0 | 0 | 0 | 0 | 0 | 0 | 0 | 0 | 0
F3_Commercial_School_Existing_Ventilation_Electric_Ventilation_E6 | F3 | Commercial | School | Existing | Ventilation | Electric | Ventilation | E6 | PACT BC Ratio | 0 | 0 | 0 | 0 | 0 | 0 | 0 | 0 | 0 | 0 | 0 | 0 | 0 | 0 | 0 | 0 | 0 | 0 | 0 | 0 | 0 | 0 | 0 | 0 | 0 | 0 | 0 | 0 | 0 | 0
F3_Commercial_School_Existing_Ventilation_Electric_Ventilation_E7 | F3 | Commercial | School | Existing | Ventilation | Electric | Ventilation | E7 | PACT BC Ratio | 0 | 0 | 0 | 0 | 0 | 0 | 0 | 0 | 0 | 0 | 0 | 0 | 0 | 0 | 0 | 0 | 0 | 0 | 0 | 0 | 0 | 0 | 0 | 0 | 0 | 0 | 0 | 0 | 0 | 0
F3_Commercial_School_Existing_Ventilation_Electric_Ventilation_E8 | F3 | Commercial | School | Existing | Ventilation | Electric | Ventilation | E8 | PACT BC Ratio | 0 | 0 | 0 | 0 | 0 | 0 | 0 | 0 | 0 | 0 | 0 | 0 | 0 | 0 | 0 | 0 | 0 | 0 | 0 | 0 | 0 | 0 | 0 | 0 | 0 | 0 | 0 | 0 | 0 | 0
F3_Commercial_School_Existing_Ventilation_Electric_Ventilation_E9 | F3 | Commercial | School | Existing | Ventilation | Electric | Ventilation | E9 | PACT BC Ratio | 0 | 0 | 0 | 0 | 0 | 0 | 0 | 0 | 0 | 0 | 0 | 0 | 0 | 0 | 0 | 0 | 0 | 0 | 0 | 0 | 0 | 0 | 0 | 0 | 0 | 0 | 0 | 0 | 0 | 0
F3_Commercial_School_Existing_Ventilation_Electric_Ventilation_E10 | F3 | Commercial | School | Existing | Ventilation | Electric | Ventilation | E10 | PACT BC Ratio | 0 | 0 | 0 | 0 | 0 | 0 | 0 | 0 | 0 | 0 | 0 | 0 | 0 | 0 | 0 | 0 | 0 | 0 | 0 | 0 | 0 | 0 | 0 | 0 | 0 | 0 | 0 | 0 | 0 | 0
F4_Commercial_School_Existing_Ventilation_Electric_Ventilation_E1 | F4 | Commercial | School | Existing | Ventilation | Electric | Ventilation | E1 | RVT BC Ratio | 0 | 0 | 0 | 0 | 0 | 0 | 0 | 0 | 0 | 0 | 0 | 0 | 0 | 0 | 0 | 0 | 0 | 0 | 0 | 0 | 0 | 0 | 0 | 0 | 0 | 0 | 0 | 0 | 0 | 0
F4_Commercial_School_Existing_Ventilation_Electric_Ventilation_E2 | F4 | Commercial | School | Existing | Ventilation | Electric | Ventilation | E2 | RVT BC Ratio | 0 | 0 | 0 | 0 | 0 | 0 | 0 | 0 | 0 | 0 | 0 | 0 | 0 | 0 | 0 | 0 | 0 | 0 | 0 | 0 | 0 | 0 | 0 | 0 | 0 | 0 | 0 | 0 | 0 | 0
F4_Commercial_School_Existing_Ventilation_Electric_Ventilation_E3 | F4 | Commercial | School | Existing | Ventilation | Electric | Ventilation | E3 | RVT BC Ratio | 0 | 0 | 0 | 0 | 0 | 0 | 0 | 0 | 0 | 0 | 0 | 0 | 0 | 0 | 0 | 0 | 0 | 0 | 0 | 0 | 0 | 0 | 0 | 0 | 0 | 0 | 0 | 0 | 0 | 0
F4_Commercial_School_Existing_Ventilation_Electric_Ventilation_E4 | F4 | Commercial | School | Existing | Ventilation | Electric | Ventilation | E4 | RVT BC Ratio | 0 | 0 | 0 | 0 | 0 | 0 | 0 | 0 | 0 | 0 | 0 | 0 | 0 | 0 | 0 | 0 | 0 | 0 | 0 | 0 | 0 | 0 | 0 | 0 | 0 | 0 | 0 | 0 | 0 | 0
F4_Commercial_School_Existing_Ventilation_Electric_Ventilation_E5 | F4 | Commercial | School | Existing | Ventilation | Electric | Ventilation | E5 | RVT BC Ratio | 0 | 0 | 0 | 0 | 0 | 0 | 0 | 0 | 0 | 0 | 0 | 0 | 0 | 0 | 0 | 0 | 0 | 0 | 0 | 0 | 0 | 0 | 0 | 0 | 0 | 0 | 0 | 0 | 0 | 0
F4_Commercial_School_Existing_Ventilation_Electric_Ventilation_E6 | F4 | Commercial | School | Existing | Ventilation | Electric | Ventilation | E6 | RVT BC Ratio | 0 | 0 | 0 | 0 | 0 | 0 | 0 | 0 | 0 | 0 | 0 | 0 | 0 | 0 | 0 | 0 | 0 | 0 | 0 | 0 | 0 | 0 | 0 | 0 | 0 | 0 | 0 | 0 | 0 | 0
F4_Commercial_School_Existing_Ventilation_Electric_Ventilation_E7 | F4 | Commercial | School | Existing | Ventilation | Electric | Ventilation | E7 | RVT BC Ratio | 0 | 0 | 0 | 0 | 0 | 0 | 0 | 0 | 0 | 0 | 0 | 0 | 0 | 0 | 0 | 0 | 0 | 0 | 0 | 0 | 0 | 0 | 0 | 0 | 0 | 0 | 0 | 0 | 0 | 0
F4_Commercial_School_Existing_Ventilation_Electric_Ventilation_E8 | F4 | Commercial | School | Existing | Ventilation | Electric | Ventilation | E8 | RVT BC Ratio | 0 | 0 | 0 | 0 | 0 | 0 | 0 | 0 | 0 | 0 | 0 | 0 | 0 | 0 | 0 | 0 | 0 | 0 | 0 | 0 | 0 | 0 | 0 | 0 | 0 | 0 | 0 | 0 | 0 | 0
F4_Commercial_School_Existing_Ventilation_Electric_Ventilation_E9 | F4 | Commercial | School | Existing | Ventilation | Electric | Ventilation | E9 | RVT BC Ratio | 0 | 0 | 0 | 0 | 0 | 0 | 0 | 0 | 0 | 0 | 0 | 0 | 0 | 0 | 0 | 0 | 0 | 0 | 0 | 0 | 0 | 0 | 0 | 0 | 0 | 0 | 0 | 0 | 0 | 0
F4_Commercial_School_Existing_Ventilation_Electric_Ventilation_E10 | F4 | Commercial | School | Existing | Ventilation | Electric | Ventilation | E10 | RVT BC Ratio | 0 | 0 | 0 | 0 | 0 | 0 | 0 | 0 | 0 | 0 | 0 | 0 | 0 | 0 | 0 | 0 | 0 | 0 | 0 | 0 | 0 | 0 | 0 | 0 | 0 | 0 | 0 | 0 | 0 | 0
F5_Commercial_School_Existing_Ventilation_Electric_Ventilation_E1 | F5 | Commercial | School | Existing | Ventilation | Electric | Ventilation | E1 | RIM BC Ratio | 0 | 0 | 0 | 0 | 0 | 0 | 0 | 0 | 0 | 0 | 0 | 0 | 0 | 0 | 0 | 0 | 0 | 0 | 0 | 0 | 0 | 0 | 0 | 0 | 0 | 0 | 0 | 0 | 0 | 0
F5_Commercial_School_Existing_Ventilation_Electric_Ventilation_E2 | F5 | Commercial | School | Existing | Ventilation | Electric | Ventilation | E2 | RIM BC Ratio | 0 | 0 | 0 | 0 | 0 | 0 | 0 | 0 | 0 | 0 | 0 | 0 | 0 | 0 | 0 | 0 | 0 | 0 | 0 | 0 | 0 | 0 | 0 | 0 | 0 | 0 | 0 | 0 | 0 | 0
F5_Commercial_School_Existing_Ventilation_Electric_Ventilation_E3 | F5 | Commercial | School | Existing | Ventilation | Electric | Ventilation | E3 | RIM BC Ratio | 0 | 0 | 0 | 0 | 0 | 0 | 0 | 0 | 0 | 0 | 0 | 0 | 0 | 0 | 0 | 0 | 0 | 0 | 0 | 0 | 0 | 0 | 0 | 0 | 0 | 0 | 0 | 0 | 0 | 0
F5_Commercial_School_Existing_Ventilation_Electric_Ventilation_E4 | F5 | Commercial | School | Existing | Ventilation | Electric | Ventilation | E4 | RIM BC Ratio | 0 | 0 | 0 | 0 | 0 | 0 | 0 | 0 | 0 | 0 | 0 | 0 | 0 | 0 | 0 | 0 | 0 | 0 | 0 | 0 | 0 | 0 | 0 | 0 | 0 | 0 | 0 | 0 | 0 | 0
F5_Commercial_School_Existing_Ventilation_Electric_Ventilation_E5 | F5 | Commercial | School | Existing | Ventilation | Electric | Ventilation | E5 | RIM BC Ratio | 0 | 0 | 0 | 0 | 0 | 0 | 0 | 0 | 0 | 0 | 0 | 0 | 0 | 0 | 0 | 0 | 0 | 0 | 0 | 0 | 0 | 0 | 0 | 0 | 0 | 0 | 0 | 0 | 0 | 0
F5_Commercial_School_Existing_Ventilation_Electric_Ventilation_E6 | F5 | Commercial | School | Existing | Ventilation | Electric | Ventilation | E6 | RIM BC Ratio | 0 | 0 | 0 | 0 | 0 | 0 | 0 | 0 | 0 | 0 | 0 | 0 | 0 | 0 | 0 | 0 | 0 | 0 | 0 | 0 | 0 | 0 | 0 | 0 | 0 | 0 | 0 | 0 | 0 | 0
F5_Commercial_School_Existing_Ventilation_Electric_Ventilation_E7 | F5 | Commercial | School | Existing | Ventilation | Electric | Ventilation | E7 | RIM BC Ratio | 0 | 0 | 0 | 0 | 0 | 0 | 0 | 0 | 0 | 0 | 0 | 0 | 0 | 0 | 0 | 0 | 0 | 0 | 0 | 0 | 0 | 0 | 0 | 0 | 0 | 0 | 0 | 0 | 0 | 0
F5_Commercial_School_Existing_Ventilation_Electric_Ventilation_E8 | F5 | Commercial | School | Existing | Ventilation | Electric | Ventilation | E8 | RIM BC Ratio | 0 | 0 | 0 | 0 | 0 | 0 | 0 | 0 | 0 | 0 | 0 | 0 | 0 | 0 | 0 | 0 | 0 | 0 | 0 | 0 | 0 | 0 | 0 | 0 | 0 | 0 | 0 | 0 | 0 | 0
F5_Commercial_School_Existing_Ventilation_Electric_Ventilation_E9 | F5 | Commercial | School | Existing | Ventilation | Electric | Ventilation | E9 | RIM BC Ratio | 0 | 0 | 0 | 0 | 0 | 0 | 0 | 0 | 0 | 0 | 0 | 0 | 0 | 0 | 0 | 0 | 0 | 0 | 0 | 0 | 0 | 0 | 0 | 0 | 0 | 0 | 0 | 0 | 0 | 0
F5_Commercial_School_Existing_Ventilation_Electric_Ventilation_E10 | F5 | Commercial | School | Existing | Ventilation | Electric | Ventilation | E10 | RIM BC Ratio | 0 | 0 | 0 | 0 | 0 | 0 | 0 | 0 | 0 | 0 | 0 | 0 | 0 | 0 | 0 | 0 | 0 | 0 | 0 | 0 | 0 | 0 | 0 | 0 | 0 | 0 | 0 | 0 | 0 | 0
F0_Commercial_School_Existing_Water Heating_Electric_Water Heater_E0 | F0 | Commercial | School | Existing | Water Heating | Electric | Water Heater | E0 | Economic Unit | 0 | 0 | 0 | 0 | 0 | 0 | 0 | 0 | 0 | 0 | 0 | 0 | 0 | 0 | 0 | 0 | 0 | 0 | 0 | 0 | 0 | 0 | 0 | 0 | 0 | 0 | 0 | 0 | 0 | 0
F1_Commercial_School_Existing_Water Heating_Electric_Water Heater_E1 | F1 | Commercial | School | Existing | Water Heating | Electric | Water Heater | E1 | CCE | 0 | 0 | 0 | 0 | 0 | 0 | 0 | 0 | 0 | 0 | 0 | 0 | 0 | 0 | 0 | 0 | 0 | 0 | 0 | 0 | 0 | 0 | 0 | 0 | 0 | 0 | 0 | 0 | 0 | 0
F1_Commercial_School_Existing_Water Heating_Electric_Water Heater_E2 | F1 | Commercial | School | Existing | Water Heating | Electric | Water Heater | E2 | CCE | 0 | 0 | 0 | 0 | 0 | 0 | 0 | 0 | 0 | 0 | 0 | 0 | 0 | 0 | 0 | 0 | 0 | 0 | 0 | 0 | 0 | 0 | 0 | 0 | 0 | 0 | 0 | 0 | 0 | 0
F1_Commercial_School_Existing_Water Heating_Electric_Water Heater_E3 | F1 | Commercial | School | Existing | Water Heating | Electric | Water Heater | E3 | CCE | 0 | 0 | 0 | 0 | 0 | 0 | 0 | 0 | 0 | 0 | 0 | 0 | 0 | 0 | 0 | 0 | 0 | 0 | 0 | 0 | 0 | 0 | 0 | 0 | 0 | 0 | 0 | 0 | 0 | 0
F1_Commercial_School_Existing_Water Heating_Electric_Water Heater_E4 | F1 | Commercial | School | Existing | Water Heating | Electric | Water Heater | E4 | CCE | 0 | 0 | 0 | 0 | 0 | 0 | 0 | 0 | 0 | 0 | 0 | 0 | 0 | 0 | 0 | 0 | 0 | 0 | 0 | 0 | 0 | 0 | 0 | 0 | 0 | 0 | 0 | 0 | 0 | 0
F1_Commercial_School_Existing_Water Heating_Electric_Water Heater_E5 | F1 | Commercial | School | Existing | Water Heating | Electric | Water Heater | E5 | CCE | 0 | 0 | 0 | 0 | 0 | 0 | 0 | 0 | 0 | 0 | 0 | 0 | 0 | 0 | 0 | 0 | 0 | 0 | 0 | 0 | 0 | 0 | 0 | 0 | 0 | 0 | 0 | 0 | 0 | 0
F1_Commercial_School_Existing_Water Heating_Electric_Water Heater_E6 | F1 | Commercial | School | Existing | Water Heating | Electric | Water Heater | E6 | CCE | 0 | 0 | 0 | 0 | 0 | 0 | 0 | 0 | 0 | 0 | 0 | 0 | 0 | 0 | 0 | 0 | 0 | 0 | 0 | 0 | 0 | 0 | 0 | 0 | 0 | 0 | 0 | 0 | 0 | 0
F1_Commercial_School_Existing_Water Heating_Electric_Water Heater_E7 | F1 | Commercial | School | Existing | Water Heating | Electric | Water Heater | E7 | CCE | 0 | 0 | 0 | 0 | 0 | 0 | 0 | 0 | 0 | 0 | 0 | 0 | 0 | 0 | 0 | 0 | 0 | 0 | 0 | 0 | 0 | 0 | 0 | 0 | 0 | 0 | 0 | 0 | 0 | 0
F1_Commercial_School_Existing_Water Heating_Electric_Water Heater_E8 | F1 | Commercial | School | Existing | Water Heating | Electric | Water Heater | E8 | CCE | 0 | 0 | 0 | 0 | 0 | 0 | 0 | 0 | 0 | 0 | 0 | 0 | 0 | 0 | 0 | 0 | 0 | 0 | 0 | 0 | 0 | 0 | 0 | 0 | 0 | 0 | 0 | 0 | 0 | 0
F1_Commercial_School_Existing_Water Heating_Electric_Water Heater_E9 | F1 | Commercial | School | Existing | Water Heating | Electric | Water Heater | E9 | CCE | 0 | 0 | 0 | 0 | 0 | 0 | 0 | 0 | 0 | 0 | 0 | 0 | 0 | 0 | 0 | 0 | 0 | 0 | 0 | 0 | 0 | 0 | 0 | 0 | 0 | 0 | 0 | 0 | 0 | 0
F1_Commercial_School_Existing_Water Heating_Electric_Water Heater_E10 | F1 | Commercial | School | Existing | Water Heating | Electric | Water Heater | E10 | CCE | 0 | 0 | 0 | 0 | 0 | 0 | 0 | 0 | 0 | 0 | 0 | 0 | 0 | 0 | 0 | 0 | 0 | 0 | 0 | 0 | 0 | 0 | 0 | 0 | 0 | 0 | 0 | 0 | 0 | 0
F2_Commercial_School_Existing_Water Heating_Electric_Water Heater_E1 | F2 | Commercial | School | Existing | Water Heating | Electric | Water Heater | E1 | TRC BC Ratio | 0 | 0 | 0 | 0 | 0 | 0 | 0 | 0 | 0 | 0 | 0 | 0 | 0 | 0 | 0 | 0 | 0 | 0 | 0 | 0 | 0 | 0 | 0 | 0 | 0 | 0 | 0 | 0 | 0 | 0
F2_Commercial_School_Existing_Water Heating_Electric_Water Heater_E2 | F2 | Commercial | School | Existing | Water Heating | Electric | Water Heater | E2 | TRC BC Ratio | 0 | 0 | 0 | 0 | 0 | 0 | 0 | 0 | 0 | 0 | 0 | 0 | 0 | 0 | 0 | 0 | 0 | 0 | 0 | 0 | 0 | 0 | 0 | 0 | 0 | 0 | 0 | 0 | 0 | 0
F2_Commercial_School_Existing_Water Heating_Electric_Water Heater_E3 | F2 | Commercial | School | Existing | Water Heating | Electric | Water Heater | E3 | TRC BC Ratio | 0 | 0 | 0 | 0 | 0 | 0 | 0 | 0 | 0 | 0 | 0 | 0 | 0 | 0 | 0 | 0 | 0 | 0 | 0 | 0 | 0 | 0 | 0 | 0 | 0 | 0 | 0 | 0 | 0 | 0
F2_Commercial_School_Existing_Water Heating_Electric_Water Heater_E4 | F2 | Commercial | School | Existing | Water Heating | Electric | Water Heater | E4 | TRC BC Ratio | 0 | 0 | 0 | 0 | 0 | 0 | 0 | 0 | 0 | 0 | 0 | 0 | 0 | 0 | 0 | 0 | 0 | 0 | 0 | 0 | 0 | 0 | 0 | 0 | 0 | 0 | 0 | 0 | 0 | 0
F2_Commercial_School_Existing_Water Heating_Electric_Water Heater_E5 | F2 | Commercial | School | Existing | Water Heating | Electric | Water Heater | E5 | TRC BC Ratio | 0 | 0 | 0 | 0 | 0 | 0 | 0 | 0 | 0 | 0 | 0 | 0 | 0 | 0 | 0 | 0 | 0 | 0 | 0 | 0 | 0 | 0 | 0 | 0 | 0 | 0 | 0 | 0 | 0 | 0
F2_Commercial_School_Existing_Water Heating_Electric_Water Heater_E6 | F2 | Commercial | School | Existing | Water Heating | Electric | Water Heater | E6 | TRC BC Ratio | 0 | 0 | 0 | 0 | 0 | 0 | 0 | 0 | 0 | 0 | 0 | 0 | 0 | 0 | 0 | 0 | 0 | 0 | 0 | 0 | 0 | 0 | 0 | 0 | 0 | 0 | 0 | 0 | 0 | 0
F2_Commercial_School_Existing_Water Heating_Electric_Water Heater_E7 | F2 | Commercial | School | Existing | Water Heating | Electric | Water Heater | E7 | TRC BC Ratio | 0 | 0 | 0 | 0 | 0 | 0 | 0 | 0 | 0 | 0 | 0 | 0 | 0 | 0 | 0 | 0 | 0 | 0 | 0 | 0 | 0 | 0 | 0 | 0 | 0 | 0 | 0 | 0 | 0 | 0
F2_Commercial_School_Existing_Water Heating_Electric_Water Heater_E8 | F2 | Commercial | School | Existing | Water Heating | Electric | Water Heater | E8 | TRC BC Ratio | 0 | 0 | 0 | 0 | 0 | 0 | 0 | 0 | 0 | 0 | 0 | 0 | 0 | 0 | 0 | 0 | 0 | 0 | 0 | 0 | 0 | 0 | 0 | 0 | 0 | 0 | 0 | 0 | 0 | 0
F2_Commercial_School_Existing_Water Heating_Electric_Water Heater_E9 | F2 | Commercial | School | Existing | Water Heating | Electric | Water Heater | E9 | TRC BC Ratio | 0 | 0 | 0 | 0 | 0 | 0 | 0 | 0 | 0 | 0 | 0 | 0 | 0 | 0 | 0 | 0 | 0 | 0 | 0 | 0 | 0 | 0 | 0 | 0 | 0 | 0 | 0 | 0 | 0 | 0
F2_Commercial_School_Existing_Water Heating_Electric_Water Heater_E10 | F2 | Commercial | School | Existing | Water Heating | Electric | Water Heater | E10 | TRC BC Ratio | 0 | 0 | 0 | 0 | 0 | 0 | 0 | 0 | 0 | 0 | 0 | 0 | 0 | 0 | 0 | 0 | 0 | 0 | 0 | 0 | 0 | 0 | 0 | 0 | 0 | 0 | 0 | 0 | 0 | 0
F3_Commercial_School_Existing_Water Heating_Electric_Water Heater_E1 | F3 | Commercial | School | Existing | Water Heating | Electric | Water Heater | E1 | PACT BC Ratio | 0 | 0 | 0 | 0 | 0 | 0 | 0 | 0 | 0 | 0 | 0 | 0 | 0 | 0 | 0 | 0 | 0 | 0 | 0 | 0 | 0 | 0 | 0 | 0 | 0 | 0 | 0 | 0 | 0 | 0
F3_Commercial_School_Existing_Water Heating_Electric_Water Heater_E2 | F3 | Commercial | School | Existing | Water Heating | Electric | Water Heater | E2 | PACT BC Ratio | 0 | 0 | 0 | 0 | 0 | 0 | 0 | 0 | 0 | 0 | 0 | 0 | 0 | 0 | 0 | 0 | 0 | 0 | 0 | 0 | 0 | 0 | 0 | 0 | 0 | 0 | 0 | 0 | 0 | 0
F3_Commercial_School_Existing_Water Heating_Electric_Water Heater_E3 | F3 | Commercial | School | Existing | Water Heating | Electric | Water Heater | E3 | PACT BC Ratio | 0 | 0 | 0 | 0 | 0 | 0 | 0 | 0 | 0 | 0 | 0 | 0 | 0 | 0 | 0 | 0 | 0 | 0 | 0 | 0 | 0 | 0 | 0 | 0 | 0 | 0 | 0 | 0 | 0 | 0
F3_Commercial_School_Existing_Water Heating_Electric_Water Heater_E4 | F3 | Commercial | School | Existing | Water Heating | Electric | Water Heater | E4 | PACT BC Ratio | 0 | 0 | 0 | 0 | 0 | 0 | 0 | 0 | 0 | 0 | 0 | 0 | 0 | 0 | 0 | 0 | 0 | 0 | 0 | 0 | 0 | 0 | 0 | 0 | 0 | 0 | 0 | 0 | 0 | 0
F3_Commercial_School_Existing_Water Heating_Electric_Water Heater_E5 | F3 | Commercial | School | Existing | Water Heating | Electric | Water Heater | E5 | PACT BC Ratio | 0 | 0 | 0 | 0 | 0 | 0 | 0 | 0 | 0 | 0 | 0 | 0 | 0 | 0 | 0 | 0 | 0 | 0 | 0 | 0 | 0 | 0 | 0 | 0 | 0 | 0 | 0 | 0 | 0 | 0
F3_Commercial_School_Existing_Water Heating_Electric_Water Heater_E6 | F3 | Commercial | School | Existing | Water Heating | Electric | Water Heater | E6 | PACT BC Ratio | 0 | 0 | 0 | 0 | 0 | 0 | 0 | 0 | 0 | 0 | 0 | 0 | 0 | 0 | 0 | 0 | 0 | 0 | 0 | 0 | 0 | 0 | 0 | 0 | 0 | 0 | 0 | 0 | 0 | 0
F3_Commercial_School_Existing_Water Heating_Electric_Water Heater_E7 | F3 | Commercial | School | Existing | Water Heating | Electric | Water Heater | E7 | PACT BC Ratio | 0 | 0 | 0 | 0 | 0 | 0 | 0 | 0 | 0 | 0 | 0 | 0 | 0 | 0 | 0 | 0 | 0 | 0 | 0 | 0 | 0 | 0 | 0 | 0 | 0 | 0 | 0 | 0 | 0 | 0
F3_Commercial_School_Existing_Water Heating_Electric_Water Heater_E8 | F3 | Commercial | School | Existing | Water Heating | Electric | Water Heater | E8 | PACT BC Ratio | 0 | 0 | 0 | 0 | 0 | 0 | 0 | 0 | 0 | 0 | 0 | 0 | 0 | 0 | 0 | 0 | 0 | 0 | 0 | 0 | 0 | 0 | 0 | 0 | 0 | 0 | 0 | 0 | 0 | 0
F3_Commercial_School_Existing_Water Heating_Electric_Water Heater_E9 | F3 | Commercial | School | Existing | Water Heating | Electric | Water Heater | E9 | PACT BC Ratio | 0 | 0 | 0 | 0 | 0 | 0 | 0 | 0 | 0 | 0 | 0 | 0 | 0 | 0 | 0 | 0 | 0 | 0 | 0 | 0 | 0 | 0 | 0 | 0 | 0 | 0 | 0 | 0 | 0 | 0
F3_Commercial_School_Existing_Water Heating_Electric_Water Heater_E10 | F3 | Commercial | School | Existing | Water Heating | Electric | Water Heater | E10 | PACT BC Ratio | 0 | 0 | 0 | 0 | 0 | 0 | 0 | 0 | 0 | 0 | 0 | 0 | 0 | 0 | 0 | 0 | 0 | 0 | 0 | 0 | 0 | 0 | 0 | 0 | 0 | 0 | 0 | 0 | 0 | 0
F4_Commercial_School_Existing_Water Heating_Electric_Water Heater_E1 | F4 | Commercial | School | Existing | Water Heating | Electric | Water Heater | E1 | RVT BC Ratio | 0 | 0 | 0 | 0 | 0 | 0 | 0 | 0 | 0 | 0 | 0 | 0 | 0 | 0 | 0 | 0 | 0 | 0 | 0 | 0 | 0 | 0 | 0 | 0 | 0 | 0 | 0 | 0 | 0 | 0
F4_Commercial_School_Existing_Water Heating_Electric_Water Heater_E2 | F4 | Commercial | School | Existing | Water Heating | Electric | Water Heater | E2 | RVT BC Ratio | 0 | 0 | 0 | 0 | 0 | 0 | 0 | 0 | 0 | 0 | 0 | 0 | 0 | 0 | 0 | 0 | 0 | 0 | 0 | 0 | 0 | 0 | 0 | 0 | 0 | 0 | 0 | 0 | 0 | 0
F4_Commercial_School_Existing_Water Heating_Electric_Water Heater_E3 | F4 | Commercial | School | Existing | Water Heating | Electric | Water Heater | E3 | RVT BC Ratio | 0 | 0 | 0 | 0 | 0 | 0 | 0 | 0 | 0 | 0 | 0 | 0 | 0 | 0 | 0 | 0 | 0 | 0 | 0 | 0 | 0 | 0 | 0 | 0 | 0 | 0 | 0 | 0 | 0 | 0
F4_Commercial_School_Existing_Water Heating_Electric_Water Heater_E4 | F4 | Commercial | School | Existing | Water Heating | Electric | Water Heater | E4 | RVT BC Ratio | 0 | 0 | 0 | 0 | 0 | 0 | 0 | 0 | 0 | 0 | 0 | 0 | 0 | 0 | 0 | 0 | 0 | 0 | 0 | 0 | 0 | 0 | 0 | 0 | 0 | 0 | 0 | 0 | 0 | 0
F4_Commercial_School_Existing_Water Heating_Electric_Water Heater_E5 | F4 | Commercial | School | Existing | Water Heating | Electric | Water Heater | E5 | RVT BC Ratio | 0 | 0 | 0 | 0 | 0 | 0 | 0 | 0 | 0 | 0 | 0 | 0 | 0 | 0 | 0 | 0 | 0 | 0 | 0 | 0 | 0 | 0 | 0 | 0 | 0 | 0 | 0 | 0 | 0 | 0
F4_Commercial_School_Existing_Water Heating_Electric_Water Heater_E6 | F4 | Commercial | School | Existing | Water Heating | Electric | Water Heater | E6 | RVT BC Ratio | 0 | 0 | 0 | 0 | 0 | 0 | 0 | 0 | 0 | 0 | 0 | 0 | 0 | 0 | 0 | 0 | 0 | 0 | 0 | 0 | 0 | 0 | 0 | 0 | 0 | 0 | 0 | 0 | 0 | 0
F4_Commercial_School_Existing_Water Heating_Electric_Water Heater_E7 | F4 | Commercial | School | Existing | Water Heating | Electric | Water Heater | E7 | RVT BC Ratio | 0 | 0 | 0 | 0 | 0 | 0 | 0 | 0 | 0 | 0 | 0 | 0 | 0 | 0 | 0 | 0 | 0 | 0 | 0 | 0 | 0 | 0 | 0 | 0 | 0 | 0 | 0 | 0 | 0 | 0
F4_Commercial_School_Existing_Water Heating_Electric_Water Heater_E8 | F4 | Commercial | School | Existing | Water Heating | Electric | Water Heater | E8 | RVT BC Ratio | 0 | 0 | 0 | 0 | 0 | 0 | 0 | 0 | 0 | 0 | 0 | 0 | 0 | 0 | 0 | 0 | 0 | 0 | 0 | 0 | 0 | 0 | 0 | 0 | 0 | 0 | 0 | 0 | 0 | 0
F4_Commercial_School_Existing_Water Heating_Electric_Water Heater_E9 | F4 | Commercial | School | Existing | Water Heating | Electric | Water Heater | E9 | RVT BC Ratio | 0 | 0 | 0 | 0 | 0 | 0 | 0 | 0 | 0 | 0 | 0 | 0 | 0 | 0 | 0 | 0 | 0 | 0 | 0 | 0 | 0 | 0 | 0 | 0 | 0 | 0 | 0 | 0 | 0 | 0
F4_Commercial_School_Existing_Water Heating_Electric_Water Heater_E10 | F4 | Commercial | School | Existing | Water Heating | Electric | Water Heater | E10 | RVT BC Ratio | 0 | 0 | 0 | 0 | 0 | 0 | 0 | 0 | 0 | 0 | 0 | 0 | 0 | 0 | 0 | 0 | 0 | 0 | 0 | 0 | 0 | 0 | 0 | 0 | 0 | 0 | 0 | 0 | 0 | 0
F5_Commercial_School_Existing_Water Heating_Electric_Water Heater_E1 | F5 | Commercial | School | Existing | Water Heating | Electric | Water Heater | E1 | RIM BC Ratio | 0 | 0 | 0 | 0 | 0 | 0 | 0 | 0 | 0 | 0 | 0 | 0 | 0 | 0 | 0 | 0 | 0 | 0 | 0 | 0 | 0 | 0 | 0 | 0 | 0 | 0 | 0 | 0 | 0 | 0
F5_Commercial_School_Existing_Water Heating_Electric_Water Heater_E2 | F5 | Commercial | School | Existing | Water Heating | Electric | Water Heater | E2 | RIM BC Ratio | 0 | 0 | 0 | 0 | 0 | 0 | 0 | 0 | 0 | 0 | 0 | 0 | 0 | 0 | 0 | 0 | 0 | 0 | 0 | 0 | 0 | 0 | 0 | 0 | 0 | 0 | 0 | 0 | 0 | 0
F5_Commercial_School_Existing_Water Heating_Electric_Water Heater_E3 | F5 | Commercial | School | Existing | Water Heating | Electric | Water Heater | E3 | RIM BC Ratio | 0 | 0 | 0 | 0 | 0 | 0 | 0 | 0 | 0 | 0 | 0 | 0 | 0 | 0 | 0 | 0 | 0 | 0 | 0 | 0 | 0 | 0 | 0 | 0 | 0 | 0 | 0 | 0 | 0 | 0
F5_Commercial_School_Existing_Water Heating_Electric_Water Heater_E4 | F5 | Commercial | School | Existing | Water Heating | Electric | Water Heater | E4 | RIM BC Ratio | 0 | 0 | 0 | 0 | 0 | 0 | 0 | 0 | 0 | 0 | 0 | 0 | 0 | 0 | 0 | 0 | 0 | 0 | 0 | 0 | 0 | 0 | 0 | 0 | 0 | 0 | 0 | 0 | 0 | 0
F5_Commercial_School_Existing_Water Heating_Electric_Water Heater_E5 | F5 | Commercial | School | Existing | Water Heating | Electric | Water Heater | E5 | RIM BC Ratio | 0 | 0 | 0 | 0 | 0 | 0 | 0 | 0 | 0 | 0 | 0 | 0 | 0 | 0 | 0 | 0 | 0 | 0 | 0 | 0 | 0 | 0 | 0 | 0 | 0 | 0 | 0 | 0 | 0 | 0
F5_Commercial_School_Existing_Water Heating_Electric_Water Heater_E6 | F5 | Commercial | School | Existing | Water Heating | Electric | Water Heater | E6 | RIM BC Ratio | 0 | 0 | 0 | 0 | 0 | 0 | 0 | 0 | 0 | 0 | 0 | 0 | 0 | 0 | 0 | 0 | 0 | 0 | 0 | 0 | 0 | 0 | 0 | 0 | 0 | 0 | 0 | 0 | 0 | 0
F5_Commercial_School_Existing_Water Heating_Electric_Water Heater_E7 | F5 | Commercial | School | Existing | Water Heating | Electric | Water Heater | E7 | RIM BC Ratio | 0 | 0 | 0 | 0 | 0 | 0 | 0 | 0 | 0 | 0 | 0 | 0 | 0 | 0 | 0 | 0 | 0 | 0 | 0 | 0 | 0 | 0 | 0 | 0 | 0 | 0 | 0 | 0 | 0 | 0
F5_Commercial_School_Existing_Water Heating_Electric_Water Heater_E8 | F5 | Commercial | School | Existing | Water Heating | Electric | Water Heater | E8 | RIM BC Ratio | 0 | 0 | 0 | 0 | 0 | 0 | 0 | 0 | 0 | 0 | 0 | 0 | 0 | 0 | 0 | 0 | 0 | 0 | 0 | 0 | 0 | 0 | 0 | 0 | 0 | 0 | 0 | 0 | 0 | 0
F5_Commercial_School_Existing_Water Heating_Electric_Water Heater_E9 | F5 | Commercial | School | Existing | Water Heating | Electric | Water Heater | E9 | RIM BC Ratio | 0 | 0 | 0 | 0 | 0 | 0 | 0 | 0 | 0 | 0 | 0 | 0 | 0 | 0 | 0 | 0 | 0 | 0 | 0 | 0 | 0 | 0 | 0 | 0 | 0 | 0 | 0 | 0 | 0 | 0
F5_Commercial_School_Existing_Water Heating_Electric_Water Heater_E10 | F5 | Commercial | School | Existing | Water Heating | Electric | Water Heater | E10 | RIM BC Ratio | 0 | 0 | 0 | 0 | 0 | 0 | 0 | 0 | 0 | 0 | 0 | 0 | 0 | 0 | 0 | 0 | 0 | 0 | 0 | 0 | 0 | 0 | 0 | 0 | 0 | 0 | 0 | 0 | 0 | 0
F0_Commercial_School_Existing_Interior Lighting_Electric_General Service Lighting_E0 | F0 | Commercial | School | Existing | Interior Lighting | Electric | General Service Lighting | E0 | Economic Unit | 0 | 0 | 0 | 0 | 0 | 0 | 0 | 0 | 0 | 0 | 0 | 0 | 0 | 0 | 0 | 0 | 0 | 0 | 0 | 0 | 0 | 0 | 0 | 0 | 0 | 0 | 0 | 0 | 0 | 0
F1_Commercial_School_Existing_Interior Lighting_Electric_General Service Lighting_E1 | F1 | Commercial | School | Existing | Interior Lighting | Electric | General Service Lighting | E1 | CCE | 0 | 0 | 0 | 0 | 0 | 0 | 0 | 0 | 0 | 0 | 0 | 0 | 0 | 0 | 0 | 0 | 0 | 0 | 0 | 0 | 0 | 0 | 0 | 0 | 0 | 0 | 0 | 0 | 0 | 0
F1_Commercial_School_Existing_Interior Lighting_Electric_General Service Lighting_E2 | F1 | Commercial | School | Existing | Interior Lighting | Electric | General Service Lighting | E2 | CCE | 0 | 0 | 0 | 0 | 0 | 0 | 0 | 0 | 0 | 0 | 0 | 0 | 0 | 0 | 0 | 0 | 0 | 0 | 0 | 0 | 0 | 0 | 0 | 0 | 0 | 0 | 0 | 0 | 0 | 0
F1_Commercial_School_Existing_Interior Lighting_Electric_General Service Lighting_E3 | F1 | Commercial | School | Existing | Interior Lighting | Electric | General Service Lighting | E3 | CCE | 0 | 0 | 0 | 0 | 0 | 0 | 0 | 0 | 0 | 0 | 0 | 0 | 0 | 0 | 0 | 0 | 0 | 0 | 0 | 0 | 0 | 0 | 0 | 0 | 0 | 0 | 0 | 0 | 0 | 0
F1_Commercial_School_Existing_Interior Lighting_Electric_General Service Lighting_E4 | F1 | Commercial | School | Existing | Interior Lighting | Electric | General Service Lighting | E4 | CCE | 0 | 0 | 0 | 0 | 0 | 0 | 0 | 0 | 0 | 0 | 0 | 0 | 0 | 0 | 0 | 0 | 0 | 0 | 0 | 0 | 0 | 0 | 0 | 0 | 0 | 0 | 0 | 0 | 0 | 0
F1_Commercial_School_Existing_Interior Lighting_Electric_General Service Lighting_E5 | F1 | Commercial | School | Existing | Interior Lighting | Electric | General Service Lighting | E5 | CCE | 0 | 0 | 0 | 0 | 0 | 0 | 0 | 0 | 0 | 0 | 0 | 0 | 0 | 0 | 0 | 0 | 0 | 0 | 0 | 0 | 0 | 0 | 0 | 0 | 0 | 0 | 0 | 0 | 0 | 0
F1_Commercial_School_Existing_Interior Lighting_Electric_General Service Lighting_E6 | F1 | Commercial | School | Existing | Interior Lighting | Electric | General Service Lighting | E6 | CCE | 0 | 0 | 0 | 0 | 0 | 0 | 0 | 0 | 0 | 0 | 0 | 0 | 0 | 0 | 0 | 0 | 0 | 0 | 0 | 0 | 0 | 0 | 0 | 0 | 0 | 0 | 0 | 0 | 0 | 0
F1_Commercial_School_Existing_Interior Lighting_Electric_General Service Lighting_E7 | F1 | Commercial | School | Existing | Interior Lighting | Electric | General Service Lighting | E7 | CCE | 0 | 0 | 0 | 0 | 0 | 0 | 0 | 0 | 0 | 0 | 0 | 0 | 0 | 0 | 0 | 0 | 0 | 0 | 0 | 0 | 0 | 0 | 0 | 0 | 0 | 0 | 0 | 0 | 0 | 0
F1_Commercial_School_Existing_Interior Lighting_Electric_General Service Lighting_E8 | F1 | Commercial | School | Existing | Interior Lighting | Electric | General Service Lighting | E8 | CCE | 0 | 0 | 0 | 0 | 0 | 0 | 0 | 0 | 0 | 0 | 0 | 0 | 0 | 0 | 0 | 0 | 0 | 0 | 0 | 0 | 0 | 0 | 0 | 0 | 0 | 0 | 0 | 0 | 0 | 0
F1_Commercial_School_Existing_Interior Lighting_Electric_General Service Lighting_E9 | F1 | Commercial | School | Existing | Interior Lighting | Electric | General Service Lighting | E9 | CCE | 0 | 0 | 0 | 0 | 0 | 0 | 0 | 0 | 0 | 0 | 0 | 0 | 0 | 0 | 0 | 0 | 0 | 0 | 0 | 0 | 0 | 0 | 0 | 0 | 0 | 0 | 0 | 0 | 0 | 0
F1_Commercial_School_Existing_Interior Lighting_Electric_General Service Lighting_E10 | F1 | Commercial | School | Existing | Interior Lighting | Electric | General Service Lighting | E10 | CCE | 0 | 0 | 0 | 0 | 0 | 0 | 0 | 0 | 0 | 0 | 0 | 0 | 0 | 0 | 0 | 0 | 0 | 0 | 0 | 0 | 0 | 0 | 0 | 0 | 0 | 0 | 0 | 0 | 0 | 0
F2_Commercial_School_Existing_Interior Lighting_Electric_General Service Lighting_E1 | F2 | Commercial | School | Existing | Interior Lighting | Electric | General Service Lighting | E1 | TRC BC Ratio | 0 | 0 | 0 | 0 | 0 | 0 | 0 | 0 | 0 | 0 | 0 | 0 | 0 | 0 | 0 | 0 | 0 | 0 | 0 | 0 | 0 | 0 | 0 | 0 | 0 | 0 | 0 | 0 | 0 | 0
F2_Commercial_School_Existing_Interior Lighting_Electric_General Service Lighting_E2 | F2 | Commercial | School | Existing | Interior Lighting | Electric | General Service Lighting | E2 | TRC BC Ratio | 0 | 0 | 0 | 0 | 0 | 0 | 0 | 0 | 0 | 0 | 0 | 0 | 0 | 0 | 0 | 0 | 0 | 0 | 0 | 0 | 0 | 0 | 0 | 0 | 0 | 0 | 0 | 0 | 0 | 0
F2_Commercial_School_Existing_Interior Lighting_Electric_General Service Lighting_E3 | F2 | Commercial | School | Existing | Interior Lighting | Electric | General Service Lighting | E3 | TRC BC Ratio | 0 | 0 | 0 | 0 | 0 | 0 | 0 | 0 | 0 | 0 | 0 | 0 | 0 | 0 | 0 | 0 | 0 | 0 | 0 | 0 | 0 | 0 | 0 | 0 | 0 | 0 | 0 | 0 | 0 | 0
F2_Commercial_School_Existing_Interior Lighting_Electric_General Service Lighting_E4 | F2 | Commercial | School | Existing | Interior Lighting | Electric | General Service Lighting | E4 | TRC BC Ratio | 0 | 0 | 0 | 0 | 0 | 0 | 0 | 0 | 0 | 0 | 0 | 0 | 0 | 0 | 0 | 0 | 0 | 0 | 0 | 0 | 0 | 0 | 0 | 0 | 0 | 0 | 0 | 0 | 0 | 0
F2_Commercial_School_Existing_Interior Lighting_Electric_General Service Lighting_E5 | F2 | Commercial | School | Existing | Interior Lighting | Electric | General Service Lighting | E5 | TRC BC Ratio | 0 | 0 | 0 | 0 | 0 | 0 | 0 | 0 | 0 | 0 | 0 | 0 | 0 | 0 | 0 | 0 | 0 | 0 | 0 | 0 | 0 | 0 | 0 | 0 | 0 | 0 | 0 | 0 | 0 | 0
F2_Commercial_School_Existing_Interior Lighting_Electric_General Service Lighting_E6 | F2 | Commercial | School | Existing | Interior Lighting | Electric | General Service Lighting | E6 | TRC BC Ratio | 0 | 0 | 0 | 0 | 0 | 0 | 0 | 0 | 0 | 0 | 0 | 0 | 0 | 0 | 0 | 0 | 0 | 0 | 0 | 0 | 0 | 0 | 0 | 0 | 0 | 0 | 0 | 0 | 0 | 0
F2_Commercial_School_Existing_Interior Lighting_Electric_General Service Lighting_E7 | F2 | Commercial | School | Existing | Interior Lighting | Electric | General Service Lighting | E7 | TRC BC Ratio | 0 | 0 | 0 | 0 | 0 | 0 | 0 | 0 | 0 | 0 | 0 | 0 | 0 | 0 | 0 | 0 | 0 | 0 | 0 | 0 | 0 | 0 | 0 | 0 | 0 | 0 | 0 | 0 | 0 | 0
F2_Commercial_School_Existing_Interior Lighting_Electric_General Service Lighting_E8 | F2 | Commercial | School | Existing | Interior Lighting | Electric | General Service Lighting | E8 | TRC BC Ratio | 0 | 0 | 0 | 0 | 0 | 0 | 0 | 0 | 0 | 0 | 0 | 0 | 0 | 0 | 0 | 0 | 0 | 0 | 0 | 0 | 0 | 0 | 0 | 0 | 0 | 0 | 0 | 0 | 0 | 0
F2_Commercial_School_Existing_Interior Lighting_Electric_General Service Lighting_E9 | F2 | Commercial | School | Existing | Interior Lighting | Electric | General Service Lighting | E9 | TRC BC Ratio | 0 | 0 | 0 | 0 | 0 | 0 | 0 | 0 | 0 | 0 | 0 | 0 | 0 | 0 | 0 | 0 | 0 | 0 | 0 | 0 | 0 | 0 | 0 | 0 | 0 | 0 | 0 | 0 | 0 | 0
F2_Commercial_School_Existing_Interior Lighting_Electric_General Service Lighting_E10 | F2 | Commercial | School | Existing | Interior Lighting | Electric | General Service Lighting | E10 | TRC BC Ratio | 0 | 0 | 0 | 0 | 0 | 0 | 0 | 0 | 0 | 0 | 0 | 0 | 0 | 0 | 0 | 0 | 0 | 0 | 0 | 0 | 0 | 0 | 0 | 0 | 0 | 0 | 0 | 0 | 0 | 0
F3_Commercial_School_Existing_Interior Lighting_Electric_General Service Lighting_E1 | F3 | Commercial | School | Existing | Interior Lighting | Electric | General Service Lighting | E1 | PACT BC Ratio | 0 | 0 | 0 | 0 | 0 | 0 | 0 | 0 | 0 | 0 | 0 | 0 | 0 | 0 | 0 | 0 | 0 | 0 | 0 | 0 | 0 | 0 | 0 | 0 | 0 | 0 | 0 | 0 | 0 | 0
F3_Commercial_School_Existing_Interior Lighting_Electric_General Service Lighting_E2 | F3 | Commercial | School | Existing | Interior Lighting | Electric | General Service Lighting | E2 | PACT BC Ratio | 0 | 0 | 0 | 0 | 0 | 0 | 0 | 0 | 0 | 0 | 0 | 0 | 0 | 0 | 0 | 0 | 0 | 0 | 0 | 0 | 0 | 0 | 0 | 0 | 0 | 0 | 0 | 0 | 0 | 0
F3_Commercial_School_Existing_Interior Lighting_Electric_General Service Lighting_E3 | F3 | Commercial | School | Existing | Interior Lighting | Electric | General Service Lighting | E3 | PACT BC Ratio | 0 | 0 | 0 | 0 | 0 | 0 | 0 | 0 | 0 | 0 | 0 | 0 | 0 | 0 | 0 | 0 | 0 | 0 | 0 | 0 | 0 | 0 | 0 | 0 | 0 | 0 | 0 | 0 | 0 | 0
F3_Commercial_School_Existing_Interior Lighting_Electric_General Service Lighting_E4 | F3 | Commercial | School | Existing | Interior Lighting | Electric | General Service Lighting | E4 | PACT BC Ratio | 0 | 0 | 0 | 0 | 0 | 0 | 0 | 0 | 0 | 0 | 0 | 0 | 0 | 0 | 0 | 0 | 0 | 0 | 0 | 0 | 0 | 0 | 0 | 0 | 0 | 0 | 0 | 0 | 0 | 0
F3_Commercial_School_Existing_Interior Lighting_Electric_General Service Lighting_E5 | F3 | Commercial | School | Existing | Interior Lighting | Electric | General Service Lighting | E5 | PACT BC Ratio | 0 | 0 | 0 | 0 | 0 | 0 | 0 | 0 | 0 | 0 | 0 | 0 | 0 | 0 | 0 | 0 | 0 | 0 | 0 | 0 | 0 | 0 | 0 | 0 | 0 | 0 | 0 | 0 | 0 | 0
F3_Commercial_School_Existing_Interior Lighting_Electric_General Service Lighting_E6 | F3 | Commercial | School | Existing | Interior Lighting | Electric | General Service Lighting | E6 | PACT BC Ratio | 0 | 0 | 0 | 0 | 0 | 0 | 0 | 0 | 0 | 0 | 0 | 0 | 0 | 0 | 0 | 0 | 0 | 0 | 0 | 0 | 0 | 0 | 0 | 0 | 0 | 0 | 0 | 0 | 0 | 0
F3_Commercial_School_Existing_Interior Lighting_Electric_General Service Lighting_E7 | F3 | Commercial | School | Existing | Interior Lighting | Electric | General Service Lighting | E7 | PACT BC Ratio | 0 | 0 | 0 | 0 | 0 | 0 | 0 | 0 | 0 | 0 | 0 | 0 | 0 | 0 | 0 | 0 | 0 | 0 | 0 | 0 | 0 | 0 | 0 | 0 | 0 | 0 | 0 | 0 | 0 | 0
F3_Commercial_School_Existing_Interior Lighting_Electric_General Service Lighting_E8 | F3 | Commercial | School | Existing | Interior Lighting | Electric | General Service Lighting | E8 | PACT BC Ratio | 0 | 0 | 0 | 0 | 0 | 0 | 0 | 0 | 0 | 0 | 0 | 0 | 0 | 0 | 0 | 0 | 0 | 0 | 0 | 0 | 0 | 0 | 0 | 0 | 0 | 0 | 0 | 0 | 0 | 0
F3_Commercial_School_Existing_Interior Lighting_Electric_General Service Lighting_E9 | F3 | Commercial | School | Existing | Interior Lighting | Electric | General Service Lighting | E9 | PACT BC Ratio | 0 | 0 | 0 | 0 | 0 | 0 | 0 | 0 | 0 | 0 | 0 | 0 | 0 | 0 | 0 | 0 | 0 | 0 | 0 | 0 | 0 | 0 | 0 | 0 | 0 | 0 | 0 | 0 | 0 | 0
F3_Commercial_School_Existing_Interior Lighting_Electric_General Service Lighting_E10 | F3 | Commercial | School | Existing | Interior Lighting | Electric | General Service Lighting | E10 | PACT BC Ratio | 0 | 0 | 0 | 0 | 0 | 0 | 0 | 0 | 0 | 0 | 0 | 0 | 0 | 0 | 0 | 0 | 0 | 0 | 0 | 0 | 0 | 0 | 0 | 0 | 0 | 0 | 0 | 0 | 0 | 0
F4_Commercial_School_Existing_Interior Lighting_Electric_General Service Lighting_E1 | F4 | Commercial | School | Existing | Interior Lighting | Electric | General Service Lighting | E1 | RVT BC Ratio | 0 | 0 | 0 | 0 | 0 | 0 | 0 | 0 | 0 | 0 | 0 | 0 | 0 | 0 | 0 | 0 | 0 | 0 | 0 | 0 | 0 | 0 | 0 | 0 | 0 | 0 | 0 | 0 | 0 | 0
F4_Commercial_School_Existing_Interior Lighting_Electric_General Service Lighting_E2 | F4 | Commercial | School | Existing | Interior Lighting | Electric | General Service Lighting | E2 | RVT BC Ratio | 0 | 0 | 0 | 0 | 0 | 0 | 0 | 0 | 0 | 0 | 0 | 0 | 0 | 0 | 0 | 0 | 0 | 0 | 0 | 0 | 0 | 0 | 0 | 0 | 0 | 0 | 0 | 0 | 0 | 0
F4_Commercial_School_Existing_Interior Lighting_Electric_General Service Lighting_E3 | F4 | Commercial | School | Existing | Interior Lighting | Electric | General Service Lighting | E3 | RVT BC Ratio | 0 | 0 | 0 | 0 | 0 | 0 | 0 | 0 | 0 | 0 | 0 | 0 | 0 | 0 | 0 | 0 | 0 | 0 | 0 | 0 | 0 | 0 | 0 | 0 | 0 | 0 | 0 | 0 | 0 | 0
F4_Commercial_School_Existing_Interior Lighting_Electric_General Service Lighting_E4 | F4 | Commercial | School | Existing | Interior Lighting | Electric | General Service Lighting | E4 | RVT BC Ratio | 0 | 0 | 0 | 0 | 0 | 0 | 0 | 0 | 0 | 0 | 0 | 0 | 0 | 0 | 0 | 0 | 0 | 0 | 0 | 0 | 0 | 0 | 0 | 0 | 0 | 0 | 0 | 0 | 0 | 0
F4_Commercial_School_Existing_Interior Lighting_Electric_General Service Lighting_E5 | F4 | Commercial | School | Existing | Interior Lighting | Electric | General Service Lighting | E5 | RVT BC Ratio | 0 | 0 | 0 | 0 | 0 | 0 | 0 | 0 | 0 | 0 | 0 | 0 | 0 | 0 | 0 | 0 | 0 | 0 | 0 | 0 | 0 | 0 | 0 | 0 | 0 | 0 | 0 | 0 | 0 | 0
F4_Commercial_School_Existing_Interior Lighting_Electric_General Service Lighting_E6 | F4 | Commercial | School | Existing | Interior Lighting | Electric | General Service Lighting | E6 | RVT BC Ratio | 0 | 0 | 0 | 0 | 0 | 0 | 0 | 0 | 0 | 0 | 0 | 0 | 0 | 0 | 0 | 0 | 0 | 0 | 0 | 0 | 0 | 0 | 0 | 0 | 0 | 0 | 0 | 0 | 0 | 0
F4_Commercial_School_Existing_Interior Lighting_Electric_General Service Lighting_E7 | F4 | Commercial | School | Existing | Interior Lighting | Electric | General Service Lighting | E7 | RVT BC Ratio | 0 | 0 | 0 | 0 | 0 | 0 | 0 | 0 | 0 | 0 | 0 | 0 | 0 | 0 | 0 | 0 | 0 | 0 | 0 | 0 | 0 | 0 | 0 | 0 | 0 | 0 | 0 | 0 | 0 | 0
F4_Commercial_School_Existing_Interior Lighting_Electric_General Service Lighting_E8 | F4 | Commercial | School | Existing | Interior Lighting | Electric | General Service Lighting | E8 | RVT BC Ratio | 0 | 0 | 0 | 0 | 0 | 0 | 0 | 0 | 0 | 0 | 0 | 0 | 0 | 0 | 0 | 0 | 0 | 0 | 0 | 0 | 0 | 0 | 0 | 0 | 0 | 0 | 0 | 0 | 0 | 0
F4_Commercial_School_Existing_Interior Lighting_Electric_General Service Lighting_E9 | F4 | Commercial | School | Existing | Interior Lighting | Electric | General Service Lighting | E9 | RVT BC Ratio | 0 | 0 | 0 | 0 | 0 | 0 | 0 | 0 | 0 | 0 | 0 | 0 | 0 | 0 | 0 | 0 | 0 | 0 | 0 | 0 | 0 | 0 | 0 | 0 | 0 | 0 | 0 | 0 | 0 | 0
F4_Commercial_School_Existing_Interior Lighting_Electric_General Service Lighting_E10 | F4 | Commercial | School | Existing | Interior Lighting | Electric | General Service Lighting | E10 | RVT BC Ratio | 0 | 0 | 0 | 0 | 0 | 0 | 0 | 0 | 0 | 0 | 0 | 0 | 0 | 0 | 0 | 0 | 0 | 0 | 0 | 0 | 0 | 0 | 0 | 0 | 0 | 0 | 0 | 0 | 0 | 0
F5_Commercial_School_Existing_Interior Lighting_Electric_General Service Lighting_E1 | F5 | Commercial | School | Existing | Interior Lighting | Electric | General Service Lighting | E1 | RIM BC Ratio | 0 | 0 | 0 | 0 | 0 | 0 | 0 | 0 | 0 | 0 | 0 | 0 | 0 | 0 | 0 | 0 | 0 | 0 | 0 | 0 | 0 | 0 | 0 | 0 | 0 | 0 | 0 | 0 | 0 | 0
F5_Commercial_School_Existing_Interior Lighting_Electric_General Service Lighting_E2 | F5 | Commercial | School | Existing | Interior Lighting | Electric | General Service Lighting | E2 | RIM BC Ratio | 0 | 0 | 0 | 0 | 0 | 0 | 0 | 0 | 0 | 0 | 0 | 0 | 0 | 0 | 0 | 0 | 0 | 0 | 0 | 0 | 0 | 0 | 0 | 0 | 0 | 0 | 0 | 0 | 0 | 0
F5_Commercial_School_Existing_Interior Lighting_Electric_General Service Lighting_E3 | F5 | Commercial | School | Existing | Interior Lighting | Electric | General Service Lighting | E3 | RIM BC Ratio | 0 | 0 | 0 | 0 | 0 | 0 | 0 | 0 | 0 | 0 | 0 | 0 | 0 | 0 | 0 | 0 | 0 | 0 | 0 | 0 | 0 | 0 | 0 | 0 | 0 | 0 | 0 | 0 | 0 | 0
F5_Commercial_School_Existing_Interior Lighting_Electric_General Service Lighting_E4 | F5 | Commercial | School | Existing | Interior Lighting | Electric | General Service Lighting | E4 | RIM BC Ratio | 0 | 0 | 0 | 0 | 0 | 0 | 0 | 0 | 0 | 0 | 0 | 0 | 0 | 0 | 0 | 0 | 0 | 0 | 0 | 0 | 0 | 0 | 0 | 0 | 0 | 0 | 0 | 0 | 0 | 0
F5_Commercial_School_Existing_Interior Lighting_Electric_General Service Lighting_E5 | F5 | Commercial | School | Existing | Interior Lighting | Electric | General Service Lighting | E5 | RIM BC Ratio | 0 | 0 | 0 | 0 | 0 | 0 | 0 | 0 | 0 | 0 | 0 | 0 | 0 | 0 | 0 | 0 | 0 | 0 | 0 | 0 | 0 | 0 | 0 | 0 | 0 | 0 | 0 | 0 | 0 | 0
F5_Commercial_School_Existing_Interior Lighting_Electric_General Service Lighting_E6 | F5 | Commercial | School | Existing | Interior Lighting | Electric | General Service Lighting | E6 | RIM BC Ratio | 0 | 0 | 0 | 0 | 0 | 0 | 0 | 0 | 0 | 0 | 0 | 0 | 0 | 0 | 0 | 0 | 0 | 0 | 0 | 0 | 0 | 0 | 0 | 0 | 0 | 0 | 0 | 0 | 0 | 0
F5_Commercial_School_Existing_Interior Lighting_Electric_General Service Lighting_E7 | F5 | Commercial | School | Existing | Interior Lighting | Electric | General Service Lighting | E7 | RIM BC Ratio | 0 | 0 | 0 | 0 | 0 | 0 | 0 | 0 | 0 | 0 | 0 | 0 | 0 | 0 | 0 | 0 | 0 | 0 | 0 | 0 | 0 | 0 | 0 | 0 | 0 | 0 | 0 | 0 | 0 | 0
F5_Commercial_School_Existing_Interior Lighting_Electric_General Service Lighting_E8 | F5 | Commercial | School | Existing | Interior Lighting | Electric | General Service Lighting | E8 | RIM BC Ratio | 0 | 0 | 0 | 0 | 0 | 0 | 0 | 0 | 0 | 0 | 0 | 0 | 0 | 0 | 0 | 0 | 0 | 0 | 0 | 0 | 0 | 0 | 0 | 0 | 0 | 0 | 0 | 0 | 0 | 0
F5_Commercial_School_Existing_Interior Lighting_Electric_General Service Lighting_E9 | F5 | Commercial | School | Existing | Interior Lighting | Electric | General Service Lighting | E9 | RIM BC Ratio | 0 | 0 | 0 | 0 | 0 | 0 | 0 | 0 | 0 | 0 | 0 | 0 | 0 | 0 | 0 | 0 | 0 | 0 | 0 | 0 | 0 | 0 | 0 | 0 | 0 | 0 | 0 | 0 | 0 | 0
F5_Commercial_School_Existing_Interior Lighting_Electric_General Service Lighting_E10 | F5 | Commercial | School | Existing | Interior Lighting | Electric | General Service Lighting | E10 | RIM BC Ratio | 0 | 0 | 0 | 0 | 0 | 0 | 0 | 0 | 0 | 0 | 0 | 0 | 0 | 0 | 0 | 0 | 0 | 0 | 0 | 0 | 0 | 0 | 0 | 0 | 0 | 0 | 0 | 0 | 0 | 0
F0_Commercial_School_Existing_Interior Lighting_Electric_Exempted Lighting_E0 | F0 | Commercial | School | Existing | Interior Lighting | Electric | Exempted Lighting | E0 | Economic Unit | 0 | 0 | 0 | 0 | 0 | 0 | 0 | 0 | 0 | 0 | 0 | 0 | 0 | 0 | 0 | 0 | 0 | 0 | 0 | 0 | 0 | 0 | 0 | 0 | 0 | 0 | 0 | 0 | 0 | 0
F1_Commercial_School_Existing_Interior Lighting_Electric_Exempted Lighting_E1 | F1 | Commercial | School | Existing | Interior Lighting | Electric | Exempted Lighting | E1 | CCE | 0 | 0 | 0 | 0 | 0 | 0 | 0 | 0 | 0 | 0 | 0 | 0 | 0 | 0 | 0 | 0 | 0 | 0 | 0 | 0 | 0 | 0 | 0 | 0 | 0 | 0 | 0 | 0 | 0 | 0
F1_Commercial_School_Existing_Interior Lighting_Electric_Exempted Lighting_E2 | F1 | Commercial | School | Existing | Interior Lighting | Electric | Exempted Lighting | E2 | CCE | 0 | 0 | 0 | 0 | 0 | 0 | 0 | 0 | 0 | 0 | 0 | 0 | 0 | 0 | 0 | 0 | 0 | 0 | 0 | 0 | 0 | 0 | 0 | 0 | 0 | 0 | 0 | 0 | 0 | 0
F1_Commercial_School_Existing_Interior Lighting_Electric_Exempted Lighting_E3 | F1 | Commercial | School | Existing | Interior Lighting | Electric | Exempted Lighting | E3 | CCE | 0 | 0 | 0 | 0 | 0 | 0 | 0 | 0 | 0 | 0 | 0 | 0 | 0 | 0 | 0 | 0 | 0 | 0 | 0 | 0 | 0 | 0 | 0 | 0 | 0 | 0 | 0 | 0 | 0 | 0
F1_Commercial_School_Existing_Interior Lighting_Electric_Exempted Lighting_E4 | F1 | Commercial | School | Existing | Interior Lighting | Electric | Exempted Lighting | E4 | CCE | 0 | 0 | 0 | 0 | 0 | 0 | 0 | 0 | 0 | 0 | 0 | 0 | 0 | 0 | 0 | 0 | 0 | 0 | 0 | 0 | 0 | 0 | 0 | 0 | 0 | 0 | 0 | 0 | 0 | 0
F1_Commercial_School_Existing_Interior Lighting_Electric_Exempted Lighting_E5 | F1 | Commercial | School | Existing | Interior Lighting | Electric | Exempted Lighting | E5 | CCE | 0 | 0 | 0 | 0 | 0 | 0 | 0 | 0 | 0 | 0 | 0 | 0 | 0 | 0 | 0 | 0 | 0 | 0 | 0 | 0 | 0 | 0 | 0 | 0 | 0 | 0 | 0 | 0 | 0 | 0
F1_Commercial_School_Existing_Interior Lighting_Electric_Exempted Lighting_E6 | F1 | Commercial | School | Existing | Interior Lighting | Electric | Exempted Lighting | E6 | CCE | 0 | 0 | 0 | 0 | 0 | 0 | 0 | 0 | 0 | 0 | 0 | 0 | 0 | 0 | 0 | 0 | 0 | 0 | 0 | 0 | 0 | 0 | 0 | 0 | 0 | 0 | 0 | 0 | 0 | 0
F1_Commercial_School_Existing_Interior Lighting_Electric_Exempted Lighting_E7 | F1 | Commercial | School | Existing | Interior Lighting | Electric | Exempted Lighting | E7 | CCE | 0 | 0 | 0 | 0 | 0 | 0 | 0 | 0 | 0 | 0 | 0 | 0 | 0 | 0 | 0 | 0 | 0 | 0 | 0 | 0 | 0 | 0 | 0 | 0 | 0 | 0 | 0 | 0 | 0 | 0
F1_Commercial_School_Existing_Interior Lighting_Electric_Exempted Lighting_E8 | F1 | Commercial | School | Existing | Interior Lighting | Electric | Exempted Lighting | E8 | CCE | 0 | 0 | 0 | 0 | 0 | 0 | 0 | 0 | 0 | 0 | 0 | 0 | 0 | 0 | 0 | 0 | 0 | 0 | 0 | 0 | 0 | 0 | 0 | 0 | 0 | 0 | 0 | 0 | 0 | 0
F1_Commercial_School_Existing_Interior Lighting_Electric_Exempted Lighting_E9 | F1 | Commercial | School | Existing | Interior Lighting | Electric | Exempted Lighting | E9 | CCE | 0 | 0 | 0 | 0 | 0 | 0 | 0 | 0 | 0 | 0 | 0 | 0 | 0 | 0 | 0 | 0 | 0 | 0 | 0 | 0 | 0 | 0 | 0 | 0 | 0 | 0 | 0 | 0 | 0 | 0
F1_Commercial_School_Existing_Interior Lighting_Electric_Exempted Lighting_E10 | F1 | Commercial | School | Existing | Interior Lighting | Electric | Exempted Lighting | E10 | CCE | 0 | 0 | 0 | 0 | 0 | 0 | 0 | 0 | 0 | 0 | 0 | 0 | 0 | 0 | 0 | 0 | 0 | 0 | 0 | 0 | 0 | 0 | 0 | 0 | 0 | 0 | 0 | 0 | 0 | 0
F2_Commercial_School_Existing_Interior Lighting_Electric_Exempted Lighting_E1 | F2 | Commercial | School | Existing | Interior Lighting | Electric | Exempted Lighting | E1 | TRC BC Ratio | 0 | 0 | 0 | 0 | 0 | 0 | 0 | 0 | 0 | 0 | 0 | 0 | 0 | 0 | 0 | 0 | 0 | 0 | 0 | 0 | 0 | 0 | 0 | 0 | 0 | 0 | 0 | 0 | 0 | 0
F2_Commercial_School_Existing_Interior Lighting_Electric_Exempted Lighting_E2 | F2 | Commercial | School | Existing | Interior Lighting | Electric | Exempted Lighting | E2 | TRC BC Ratio | 0 | 0 | 0 | 0 | 0 | 0 | 0 | 0 | 0 | 0 | 0 | 0 | 0 | 0 | 0 | 0 | 0 | 0 | 0 | 0 | 0 | 0 | 0 | 0 | 0 | 0 | 0 | 0 | 0 | 0
F2_Commercial_School_Existing_Interior Lighting_Electric_Exempted Lighting_E3 | F2 | Commercial | School | Existing | Interior Lighting | Electric | Exempted Lighting | E3 | TRC BC Ratio | 0 | 0 | 0 | 0 | 0 | 0 | 0 | 0 | 0 | 0 | 0 | 0 | 0 | 0 | 0 | 0 | 0 | 0 | 0 | 0 | 0 | 0 | 0 | 0 | 0 | 0 | 0 | 0 | 0 | 0
F2_Commercial_School_Existing_Interior Lighting_Electric_Exempted Lighting_E4 | F2 | Commercial | School | Existing | Interior Lighting | Electric | Exempted Lighting | E4 | TRC BC Ratio | 0 | 0 | 0 | 0 | 0 | 0 | 0 | 0 | 0 | 0 | 0 | 0 | 0 | 0 | 0 | 0 | 0 | 0 | 0 | 0 | 0 | 0 | 0 | 0 | 0 | 0 | 0 | 0 | 0 | 0
F2_Commercial_School_Existing_Interior Lighting_Electric_Exempted Lighting_E5 | F2 | Commercial | School | Existing | Interior Lighting | Electric | Exempted Lighting | E5 | TRC BC Ratio | 0 | 0 | 0 | 0 | 0 | 0 | 0 | 0 | 0 | 0 | 0 | 0 | 0 | 0 | 0 | 0 | 0 | 0 | 0 | 0 | 0 | 0 | 0 | 0 | 0 | 0 | 0 | 0 | 0 | 0
F2_Commercial_School_Existing_Interior Lighting_Electric_Exempted Lighting_E6 | F2 | Commercial | School | Existing | Interior Lighting | Electric | Exempted Lighting | E6 | TRC BC Ratio | 0 | 0 | 0 | 0 | 0 | 0 | 0 | 0 | 0 | 0 | 0 | 0 | 0 | 0 | 0 | 0 | 0 | 0 | 0 | 0 | 0 | 0 | 0 | 0 | 0 | 0 | 0 | 0 | 0 | 0
F2_Commercial_School_Existing_Interior Lighting_Electric_Exempted Lighting_E7 | F2 | Commercial | School | Existing | Interior Lighting | Electric | Exempted Lighting | E7 | TRC BC Ratio | 0 | 0 | 0 | 0 | 0 | 0 | 0 | 0 | 0 | 0 | 0 | 0 | 0 | 0 | 0 | 0 | 0 | 0 | 0 | 0 | 0 | 0 | 0 | 0 | 0 | 0 | 0 | 0 | 0 | 0
F2_Commercial_School_Existing_Interior Lighting_Electric_Exempted Lighting_E8 | F2 | Commercial | School | Existing | Interior Lighting | Electric | Exempted Lighting | E8 | TRC BC Ratio | 0 | 0 | 0 | 0 | 0 | 0 | 0 | 0 | 0 | 0 | 0 | 0 | 0 | 0 | 0 | 0 | 0 | 0 | 0 | 0 | 0 | 0 | 0 | 0 | 0 | 0 | 0 | 0 | 0 | 0
F2_Commercial_School_Existing_Interior Lighting_Electric_Exempted Lighting_E9 | F2 | Commercial | School | Existing | Interior Lighting | Electric | Exempted Lighting | E9 | TRC BC Ratio | 0 | 0 | 0 | 0 | 0 | 0 | 0 | 0 | 0 | 0 | 0 | 0 | 0 | 0 | 0 | 0 | 0 | 0 | 0 | 0 | 0 | 0 | 0 | 0 | 0 | 0 | 0 | 0 | 0 | 0
F2_Commercial_School_Existing_Interior Lighting_Electric_Exempted Lighting_E10 | F2 | Commercial | School | Existing | Interior Lighting | Electric | Exempted Lighting | E10 | TRC BC Ratio | 0 | 0 | 0 | 0 | 0 | 0 | 0 | 0 | 0 | 0 | 0 | 0 | 0 | 0 | 0 | 0 | 0 | 0 | 0 | 0 | 0 | 0 | 0 | 0 | 0 | 0 | 0 | 0 | 0 | 0
F3_Commercial_School_Existing_Interior Lighting_Electric_Exempted Lighting_E1 | F3 | Commercial | School | Existing | Interior Lighting | Electric | Exempted Lighting | E1 | PACT BC Ratio | 0 | 0 | 0 | 0 | 0 | 0 | 0 | 0 | 0 | 0 | 0 | 0 | 0 | 0 | 0 | 0 | 0 | 0 | 0 | 0 | 0 | 0 | 0 | 0 | 0 | 0 | 0 | 0 | 0 | 0
F3_Commercial_School_Existing_Interior Lighting_Electric_Exempted Lighting_E2 | F3 | Commercial | School | Existing | Interior Lighting | Electric | Exempted Lighting | E2 | PACT BC Ratio | 0 | 0 | 0 | 0 | 0 | 0 | 0 | 0 | 0 | 0 | 0 | 0 | 0 | 0 | 0 | 0 | 0 | 0 | 0 | 0 | 0 | 0 | 0 | 0 | 0 | 0 | 0 | 0 | 0 | 0
F3_Commercial_School_Existing_Interior Lighting_Electric_Exempted Lighting_E3 | F3 | Commercial | School | Existing | Interior Lighting | Electric | Exempted Lighting | E3 | PACT BC Ratio | 0 | 0 | 0 | 0 | 0 | 0 | 0 | 0 | 0 | 0 | 0 | 0 | 0 | 0 | 0 | 0 | 0 | 0 | 0 | 0 | 0 | 0 | 0 | 0 | 0 | 0 | 0 | 0 | 0 | 0
F3_Commercial_School_Existing_Interior Lighting_Electric_Exempted Lighting_E4 | F3 | Commercial | School | Existing | Interior Lighting | Electric | Exempted Lighting | E4 | PACT BC Ratio | 0 | 0 | 0 | 0 | 0 | 0 | 0 | 0 | 0 | 0 | 0 | 0 | 0 | 0 | 0 | 0 | 0 | 0 | 0 | 0 | 0 | 0 | 0 | 0 | 0 | 0 | 0 | 0 | 0 | 0
F3_Commercial_School_Existing_Interior Lighting_Electric_Exempted Lighting_E5 | F3 | Commercial | School | Existing | Interior Lighting | Electric | Exempted Lighting | E5 | PACT BC Ratio | 0 | 0 | 0 | 0 | 0 | 0 | 0 | 0 | 0 | 0 | 0 | 0 | 0 | 0 | 0 | 0 | 0 | 0 | 0 | 0 | 0 | 0 | 0 | 0 | 0 | 0 | 0 | 0 | 0 | 0
F3_Commercial_School_Existing_Interior Lighting_Electric_Exempted Lighting_E6 | F3 | Commercial | School | Existing | Interior Lighting | Electric | Exempted Lighting | E6 | PACT BC Ratio | 0 | 0 | 0 | 0 | 0 | 0 | 0 | 0 | 0 | 0 | 0 | 0 | 0 | 0 | 0 | 0 | 0 | 0 | 0 | 0 | 0 | 0 | 0 | 0 | 0 | 0 | 0 | 0 | 0 | 0
F3_Commercial_School_Existing_Interior Lighting_Electric_Exempted Lighting_E7 | F3 | Commercial | School | Existing | Interior Lighting | Electric | Exempted Lighting | E7 | PACT BC Ratio | 0 | 0 | 0 | 0 | 0 | 0 | 0 | 0 | 0 | 0 | 0 | 0 | 0 | 0 | 0 | 0 | 0 | 0 | 0 | 0 | 0 | 0 | 0 | 0 | 0 | 0 | 0 | 0 | 0 | 0
F3_Commercial_School_Existing_Interior Lighting_Electric_Exempted Lighting_E8 | F3 | Commercial | School | Existing | Interior Lighting | Electric | Exempted Lighting | E8 | PACT BC Ratio | 0 | 0 | 0 | 0 | 0 | 0 | 0 | 0 | 0 | 0 | 0 | 0 | 0 | 0 | 0 | 0 | 0 | 0 | 0 | 0 | 0 | 0 | 0 | 0 | 0 | 0 | 0 | 0 | 0 | 0
F3_Commercial_School_Existing_Interior Lighting_Electric_Exempted Lighting_E9 | F3 | Commercial | School | Existing | Interior Lighting | Electric | Exempted Lighting | E9 | PACT BC Ratio | 0 | 0 | 0 | 0 | 0 | 0 | 0 | 0 | 0 | 0 | 0 | 0 | 0 | 0 | 0 | 0 | 0 | 0 | 0 | 0 | 0 | 0 | 0 | 0 | 0 | 0 | 0 | 0 | 0 | 0
F3_Commercial_School_Existing_Interior Lighting_Electric_Exempted Lighting_E10 | F3 | Commercial | School | Existing | Interior Lighting | Electric | Exempted Lighting | E10 | PACT BC Ratio | 0 | 0 | 0 | 0 | 0 | 0 | 0 | 0 | 0 | 0 | 0 | 0 | 0 | 0 | 0 | 0 | 0 | 0 | 0 | 0 | 0 | 0 | 0 | 0 | 0 | 0 | 0 | 0 | 0 | 0
F4_Commercial_School_Existing_Interior Lighting_Electric_Exempted Lighting_E1 | F4 | Commercial | School | Existing | Interior Lighting | Electric | Exempted Lighting | E1 | RVT BC Ratio | 0 | 0 | 0 | 0 | 0 | 0 | 0 | 0 | 0 | 0 | 0 | 0 | 0 | 0 | 0 | 0 | 0 | 0 | 0 | 0 | 0 | 0 | 0 | 0 | 0 | 0 | 0 | 0 | 0 | 0
F4_Commercial_School_Existing_Interior Lighting_Electric_Exempted Lighting_E2 | F4 | Commercial | School | Existing | Interior Lighting | Electric | Exempted Lighting | E2 | RVT BC Ratio | 0 | 0 | 0 | 0 | 0 | 0 | 0 | 0 | 0 | 0 | 0 | 0 | 0 | 0 | 0 | 0 | 0 | 0 | 0 | 0 | 0 | 0 | 0 | 0 | 0 | 0 | 0 | 0 | 0 | 0
F4_Commercial_School_Existing_Interior Lighting_Electric_Exempted Lighting_E3 | F4 | Commercial | School | Existing | Interior Lighting | Electric | Exempted Lighting | E3 | RVT BC Ratio | 0 | 0 | 0 | 0 | 0 | 0 | 0 | 0 | 0 | 0 | 0 | 0 | 0 | 0 | 0 | 0 | 0 | 0 | 0 | 0 | 0 | 0 | 0 | 0 | 0 | 0 | 0 | 0 | 0 | 0
F4_Commercial_School_Existing_Interior Lighting_Electric_Exempted Lighting_E4 | F4 | Commercial | School | Existing | Interior Lighting | Electric | Exempted Lighting | E4 | RVT BC Ratio | 0 | 0 | 0 | 0 | 0 | 0 | 0 | 0 | 0 | 0 | 0 | 0 | 0 | 0 | 0 | 0 | 0 | 0 | 0 | 0 | 0 | 0 | 0 | 0 | 0 | 0 | 0 | 0 | 0 | 0
F4_Commercial_School_Existing_Interior Lighting_Electric_Exempted Lighting_E5 | F4 | Commercial | School | Existing | Interior Lighting | Electric | Exempted Lighting | E5 | RVT BC Ratio | 0 | 0 | 0 | 0 | 0 | 0 | 0 | 0 | 0 | 0 | 0 | 0 | 0 | 0 | 0 | 0 | 0 | 0 | 0 | 0 | 0 | 0 | 0 | 0 | 0 | 0 | 0 | 0 | 0 | 0
F4_Commercial_School_Existing_Interior Lighting_Electric_Exempted Lighting_E6 | F4 | Commercial | School | Existing | Interior Lighting | Electric | Exempted Lighting | E6 | RVT BC Ratio | 0 | 0 | 0 | 0 | 0 | 0 | 0 | 0 | 0 | 0 | 0 | 0 | 0 | 0 | 0 | 0 | 0 | 0 | 0 | 0 | 0 | 0 | 0 | 0 | 0 | 0 | 0 | 0 | 0 | 0
F4_Commercial_School_Existing_Interior Lighting_Electric_Exempted Lighting_E7 | F4 | Commercial | School | Existing | Interior Lighting | Electric | Exempted Lighting | E7 | RVT BC Ratio | 0 | 0 | 0 | 0 | 0 | 0 | 0 | 0 | 0 | 0 | 0 | 0 | 0 | 0 | 0 | 0 | 0 | 0 | 0 | 0 | 0 | 0 | 0 | 0 | 0 | 0 | 0 | 0 | 0 | 0
F4_Commercial_School_Existing_Interior Lighting_Electric_Exempted Lighting_E8 | F4 | Commercial | School | Existing | Interior Lighting | Electric | Exempted Lighting | E8 | RVT BC Ratio | 0 | 0 | 0 | 0 | 0 | 0 | 0 | 0 | 0 | 0 | 0 | 0 | 0 | 0 | 0 | 0 | 0 | 0 | 0 | 0 | 0 | 0 | 0 | 0 | 0 | 0 | 0 | 0 | 0 | 0
F4_Commercial_School_Existing_Interior Lighting_Electric_Exempted Lighting_E9 | F4 | Commercial | School | Existing | Interior Lighting | Electric | Exempted Lighting | E9 | RVT BC Ratio | 0 | 0 | 0 | 0 | 0 | 0 | 0 | 0 | 0 | 0 | 0 | 0 | 0 | 0 | 0 | 0 | 0 | 0 | 0 | 0 | 0 | 0 | 0 | 0 | 0 | 0 | 0 | 0 | 0 | 0
F4_Commercial_School_Existing_Interior Lighting_Electric_Exempted Lighting_E10 | F4 | Commercial | School | Existing | Interior Lighting | Electric | Exempted Lighting | E10 | RVT BC Ratio | 0 | 0 | 0 | 0 | 0 | 0 | 0 | 0 | 0 | 0 | 0 | 0 | 0 | 0 | 0 | 0 | 0 | 0 | 0 | 0 | 0 | 0 | 0 | 0 | 0 | 0 | 0 | 0 | 0 | 0
F5_Commercial_School_Existing_Interior Lighting_Electric_Exempted Lighting_E1 | F5 | Commercial | School | Existing | Interior Lighting | Electric | Exempted Lighting | E1 | RIM BC Ratio | 0 | 0 | 0 | 0 | 0 | 0 | 0 | 0 | 0 | 0 | 0 | 0 | 0 | 0 | 0 | 0 | 0 | 0 | 0 | 0 | 0 | 0 | 0 | 0 | 0 | 0 | 0 | 0 | 0 | 0
F5_Commercial_School_Existing_Interior Lighting_Electric_Exempted Lighting_E2 | F5 | Commercial | School | Existing | Interior Lighting | Electric | Exempted Lighting | E2 | RIM BC Ratio | 0 | 0 | 0 | 0 | 0 | 0 | 0 | 0 | 0 | 0 | 0 | 0 | 0 | 0 | 0 | 0 | 0 | 0 | 0 | 0 | 0 | 0 | 0 | 0 | 0 | 0 | 0 | 0 | 0 | 0
F5_Commercial_School_Existing_Interior Lighting_Electric_Exempted Lighting_E3 | F5 | Commercial | School | Existing | Interior Lighting | Electric | Exempted Lighting | E3 | RIM BC Ratio | 0 | 0 | 0 | 0 | 0 | 0 | 0 | 0 | 0 | 0 | 0 | 0 | 0 | 0 | 0 | 0 | 0 | 0 | 0 | 0 | 0 | 0 | 0 | 0 | 0 | 0 | 0 | 0 | 0 | 0
F5_Commercial_School_Existing_Interior Lighting_Electric_Exempted Lighting_E4 | F5 | Commercial | School | Existing | Interior Lighting | Electric | Exempted Lighting | E4 | RIM BC Ratio | 0 | 0 | 0 | 0 | 0 | 0 | 0 | 0 | 0 | 0 | 0 | 0 | 0 | 0 | 0 | 0 | 0 | 0 | 0 | 0 | 0 | 0 | 0 | 0 | 0 | 0 | 0 | 0 | 0 | 0
F5_Commercial_School_Existing_Interior Lighting_Electric_Exempted Lighting_E5 | F5 | Commercial | School | Existing | Interior Lighting | Electric | Exempted Lighting | E5 | RIM BC Ratio | 0 | 0 | 0 | 0 | 0 | 0 | 0 | 0 | 0 | 0 | 0 | 0 | 0 | 0 | 0 | 0 | 0 | 0 | 0 | 0 | 0 | 0 | 0 | 0 | 0 | 0 | 0 | 0 | 0 | 0
F5_Commercial_School_Existing_Interior Lighting_Electric_Exempted Lighting_E6 | F5 | Commercial | School | Existing | Interior Lighting | Electric | Exempted Lighting | E6 | RIM BC Ratio | 0 | 0 | 0 | 0 | 0 | 0 | 0 | 0 | 0 | 0 | 0 | 0 | 0 | 0 | 0 | 0 | 0 | 0 | 0 | 0 | 0 | 0 | 0 | 0 | 0 | 0 | 0 | 0 | 0 | 0
F5_Commercial_School_Existing_Interior Lighting_Electric_Exempted Lighting_E7 | F5 | Commercial | School | Existing | Interior Lighting | Electric | Exempted Lighting | E7 | RIM BC Ratio | 0 | 0 | 0 | 0 | 0 | 0 | 0 | 0 | 0 | 0 | 0 | 0 | 0 | 0 | 0 | 0 | 0 | 0 | 0 | 0 | 0 | 0 | 0 | 0 | 0 | 0 | 0 | 0 | 0 | 0
F5_Commercial_School_Existing_Interior Lighting_Electric_Exempted Lighting_E8 | F5 | Commercial | School | Existing | Interior Lighting | Electric | Exempted Lighting | E8 | RIM BC Ratio | 0 | 0 | 0 | 0 | 0 | 0 | 0 | 0 | 0 | 0 | 0 | 0 | 0 | 0 | 0 | 0 | 0 | 0 | 0 | 0 | 0 | 0 | 0 | 0 | 0 | 0 | 0 | 0 | 0 | 0
F5_Commercial_School_Existing_Interior Lighting_Electric_Exempted Lighting_E9 | F5 | Commercial | School | Existing | Interior Lighting | Electric | Exempted Lighting | E9 | RIM BC Ratio | 0 | 0 | 0 | 0 | 0 | 0 | 0 | 0 | 0 | 0 | 0 | 0 | 0 | 0 | 0 | 0 | 0 | 0 | 0 | 0 | 0 | 0 | 0 | 0 | 0 | 0 | 0 | 0 | 0 | 0
F5_Commercial_School_Existing_Interior Lighting_Electric_Exempted Lighting_E10 | F5 | Commercial | School | Existing | Interior Lighting | Electric | Exempted Lighting | E10 | RIM BC Ratio | 0 | 0 | 0 | 0 | 0 | 0 | 0 | 0 | 0 | 0 | 0 | 0 | 0 | 0 | 0 | 0 | 0 | 0 | 0 | 0 | 0 | 0 | 0 | 0 | 0 | 0 | 0 | 0 | 0 | 0
F0_Commercial_School_Existing_Interior Lighting_Electric_High-Bay Lighting_E0 | F0 | Commercial | School | Existing | Interior Lighting | Electric | High-Bay Lighting | E0 | Economic Unit | 0 | 0 | 0 | 0 | 0 | 0 | 0 | 0 | 0 | 0 | 0 | 0 | 0 | 0 | 0 | 0 | 0 | 0 | 0 | 0 | 0 | 0 | 0 | 0 | 0 | 0 | 0 | 0 | 0 | 0
F1_Commercial_School_Existing_Interior Lighting_Electric_High-Bay Lighting_E1 | F1 | Commercial | School | Existing | Interior Lighting | Electric | High-Bay Lighting | E1 | CCE | 0 | 0 | 0 | 0 | 0 | 0 | 0 | 0 | 0 | 0 | 0 | 0 | 0 | 0 | 0 | 0 | 0 | 0 | 0 | 0 | 0 | 0 | 0 | 0 | 0 | 0 | 0 | 0 | 0 | 0
F1_Commercial_School_Existing_Interior Lighting_Electric_High-Bay Lighting_E2 | F1 | Commercial | School | Existing | Interior Lighting | Electric | High-Bay Lighting | E2 | CCE | 0 | 0 | 0 | 0 | 0 | 0 | 0 | 0 | 0 | 0 | 0 | 0 | 0 | 0 | 0 | 0 | 0 | 0 | 0 | 0 | 0 | 0 | 0 | 0 | 0 | 0 | 0 | 0 | 0 | 0
F1_Commercial_School_Existing_Interior Lighting_Electric_High-Bay Lighting_E3 | F1 | Commercial | School | Existing | Interior Lighting | Electric | High-Bay Lighting | E3 | CCE | 0 | 0 | 0 | 0 | 0 | 0 | 0 | 0 | 0 | 0 | 0 | 0 | 0 | 0 | 0 | 0 | 0 | 0 | 0 | 0 | 0 | 0 | 0 | 0 | 0 | 0 | 0 | 0 | 0 | 0
F1_Commercial_School_Existing_Interior Lighting_Electric_High-Bay Lighting_E4 | F1 | Commercial | School | Existing | Interior Lighting | Electric | High-Bay Lighting | E4 | CCE | 0 | 0 | 0 | 0 | 0 | 0 | 0 | 0 | 0 | 0 | 0 | 0 | 0 | 0 | 0 | 0 | 0 | 0 | 0 | 0 | 0 | 0 | 0 | 0 | 0 | 0 | 0 | 0 | 0 | 0
F1_Commercial_School_Existing_Interior Lighting_Electric_High-Bay Lighting_E5 | F1 | Commercial | School | Existing | Interior Lighting | Electric | High-Bay Lighting | E5 | CCE | 0 | 0 | 0 | 0 | 0 | 0 | 0 | 0 | 0 | 0 | 0 | 0 | 0 | 0 | 0 | 0 | 0 | 0 | 0 | 0 | 0 | 0 | 0 | 0 | 0 | 0 | 0 | 0 | 0 | 0
F1_Commercial_School_Existing_Interior Lighting_Electric_High-Bay Lighting_E6 | F1 | Commercial | School | Existing | Interior Lighting | Electric | High-Bay Lighting | E6 | CCE | 0 | 0 | 0 | 0 | 0 | 0 | 0 | 0 | 0 | 0 | 0 | 0 | 0 | 0 | 0 | 0 | 0 | 0 | 0 | 0 | 0 | 0 | 0 | 0 | 0 | 0 | 0 | 0 | 0 | 0
F1_Commercial_School_Existing_Interior Lighting_Electric_High-Bay Lighting_E7 | F1 | Commercial | School | Existing | Interior Lighting | Electric | High-Bay Lighting | E7 | CCE | 0 | 0 | 0 | 0 | 0 | 0 | 0 | 0 | 0 | 0 | 0 | 0 | 0 | 0 | 0 | 0 | 0 | 0 | 0 | 0 | 0 | 0 | 0 | 0 | 0 | 0 | 0 | 0 | 0 | 0
F1_Commercial_School_Existing_Interior Lighting_Electric_High-Bay Lighting_E8 | F1 | Commercial | School | Existing | Interior Lighting | Electric | High-Bay Lighting | E8 | CCE | 0 | 0 | 0 | 0 | 0 | 0 | 0 | 0 | 0 | 0 | 0 | 0 | 0 | 0 | 0 | 0 | 0 | 0 | 0 | 0 | 0 | 0 | 0 | 0 | 0 | 0 | 0 | 0 | 0 | 0
F1_Commercial_School_Existing_Interior Lighting_Electric_High-Bay Lighting_E9 | F1 | Commercial | School | Existing | Interior Lighting | Electric | High-Bay Lighting | E9 | CCE | 0 | 0 | 0 | 0 | 0 | 0 | 0 | 0 | 0 | 0 | 0 | 0 | 0 | 0 | 0 | 0 | 0 | 0 | 0 | 0 | 0 | 0 | 0 | 0 | 0 | 0 | 0 | 0 | 0 | 0
F1_Commercial_School_Existing_Interior Lighting_Electric_High-Bay Lighting_E10 | F1 | Commercial | School | Existing | Interior Lighting | Electric | High-Bay Lighting | E10 | CCE | 0 | 0 | 0 | 0 | 0 | 0 | 0 | 0 | 0 | 0 | 0 | 0 | 0 | 0 | 0 | 0 | 0 | 0 | 0 | 0 | 0 | 0 | 0 | 0 | 0 | 0 | 0 | 0 | 0 | 0
F2_Commercial_School_Existing_Interior Lighting_Electric_High-Bay Lighting_E1 | F2 | Commercial | School | Existing | Interior Lighting | Electric | High-Bay Lighting | E1 | TRC BC Ratio | 0 | 0 | 0 | 0 | 0 | 0 | 0 | 0 | 0 | 0 | 0 | 0 | 0 | 0 | 0 | 0 | 0 | 0 | 0 | 0 | 0 | 0 | 0 | 0 | 0 | 0 | 0 | 0 | 0 | 0
F2_Commercial_School_Existing_Interior Lighting_Electric_High-Bay Lighting_E2 | F2 | Commercial | School | Existing | Interior Lighting | Electric | High-Bay Lighting | E2 | TRC BC Ratio | 0 | 0 | 0 | 0 | 0 | 0 | 0 | 0 | 0 | 0 | 0 | 0 | 0 | 0 | 0 | 0 | 0 | 0 | 0 | 0 | 0 | 0 | 0 | 0 | 0 | 0 | 0 | 0 | 0 | 0
F2_Commercial_School_Existing_Interior Lighting_Electric_High-Bay Lighting_E3 | F2 | Commercial | School | Existing | Interior Lighting | Electric | High-Bay Lighting | E3 | TRC BC Ratio | 0 | 0 | 0 | 0 | 0 | 0 | 0 | 0 | 0 | 0 | 0 | 0 | 0 | 0 | 0 | 0 | 0 | 0 | 0 | 0 | 0 | 0 | 0 | 0 | 0 | 0 | 0 | 0 | 0 | 0
F2_Commercial_School_Existing_Interior Lighting_Electric_High-Bay Lighting_E4 | F2 | Commercial | School | Existing | Interior Lighting | Electric | High-Bay Lighting | E4 | TRC BC Ratio | 0 | 0 | 0 | 0 | 0 | 0 | 0 | 0 | 0 | 0 | 0 | 0 | 0 | 0 | 0 | 0 | 0 | 0 | 0 | 0 | 0 | 0 | 0 | 0 | 0 | 0 | 0 | 0 | 0 | 0
F2_Commercial_School_Existing_Interior Lighting_Electric_High-Bay Lighting_E5 | F2 | Commercial | School | Existing | Interior Lighting | Electric | High-Bay Lighting | E5 | TRC BC Ratio | 0 | 0 | 0 | 0 | 0 | 0 | 0 | 0 | 0 | 0 | 0 | 0 | 0 | 0 | 0 | 0 | 0 | 0 | 0 | 0 | 0 | 0 | 0 | 0 | 0 | 0 | 0 | 0 | 0 | 0
F2_Commercial_School_Existing_Interior Lighting_Electric_High-Bay Lighting_E6 | F2 | Commercial | School | Existing | Interior Lighting | Electric | High-Bay Lighting | E6 | TRC BC Ratio | 0 | 0 | 0 | 0 | 0 | 0 | 0 | 0 | 0 | 0 | 0 | 0 | 0 | 0 | 0 | 0 | 0 | 0 | 0 | 0 | 0 | 0 | 0 | 0 | 0 | 0 | 0 | 0 | 0 | 0
F2_Commercial_School_Existing_Interior Lighting_Electric_High-Bay Lighting_E7 | F2 | Commercial | School | Existing | Interior Lighting | Electric | High-Bay Lighting | E7 | TRC BC Ratio | 0 | 0 | 0 | 0 | 0 | 0 | 0 | 0 | 0 | 0 | 0 | 0 | 0 | 0 | 0 | 0 | 0 | 0 | 0 | 0 | 0 | 0 | 0 | 0 | 0 | 0 | 0 | 0 | 0 | 0
F2_Commercial_School_Existing_Interior Lighting_Electric_High-Bay Lighting_E8 | F2 | Commercial | School | Existing | Interior Lighting | Electric | High-Bay Lighting | E8 | TRC BC Ratio | 0 | 0 | 0 | 0 | 0 | 0 | 0 | 0 | 0 | 0 | 0 | 0 | 0 | 0 | 0 | 0 | 0 | 0 | 0 | 0 | 0 | 0 | 0 | 0 | 0 | 0 | 0 | 0 | 0 | 0
F2_Commercial_School_Existing_Interior Lighting_Electric_High-Bay Lighting_E9 | F2 | Commercial | School | Existing | Interior Lighting | Electric | High-Bay Lighting | E9 | TRC BC Ratio | 0 | 0 | 0 | 0 | 0 | 0 | 0 | 0 | 0 | 0 | 0 | 0 | 0 | 0 | 0 | 0 | 0 | 0 | 0 | 0 | 0 | 0 | 0 | 0 | 0 | 0 | 0 | 0 | 0 | 0
F2_Commercial_School_Existing_Interior Lighting_Electric_High-Bay Lighting_E10 | F2 | Commercial | School | Existing | Interior Lighting | Electric | High-Bay Lighting | E10 | TRC BC Ratio | 0 | 0 | 0 | 0 | 0 | 0 | 0 | 0 | 0 | 0 | 0 | 0 | 0 | 0 | 0 | 0 | 0 | 0 | 0 | 0 | 0 | 0 | 0 | 0 | 0 | 0 | 0 | 0 | 0 | 0
F3_Commercial_School_Existing_Interior Lighting_Electric_High-Bay Lighting_E1 | F3 | Commercial | School | Existing | Interior Lighting | Electric | High-Bay Lighting | E1 | PACT BC Ratio | 0 | 0 | 0 | 0 | 0 | 0 | 0 | 0 | 0 | 0 | 0 | 0 | 0 | 0 | 0 | 0 | 0 | 0 | 0 | 0 | 0 | 0 | 0 | 0 | 0 | 0 | 0 | 0 | 0 | 0
F3_Commercial_School_Existing_Interior Lighting_Electric_High-Bay Lighting_E2 | F3 | Commercial | School | Existing | Interior Lighting | Electric | High-Bay Lighting | E2 | PACT BC Ratio | 0 | 0 | 0 | 0 | 0 | 0 | 0 | 0 | 0 | 0 | 0 | 0 | 0 | 0 | 0 | 0 | 0 | 0 | 0 | 0 | 0 | 0 | 0 | 0 | 0 | 0 | 0 | 0 | 0 | 0
F3_Commercial_School_Existing_Interior Lighting_Electric_High-Bay Lighting_E3 | F3 | Commercial | School | Existing | Interior Lighting | Electric | High-Bay Lighting | E3 | PACT BC Ratio | 0 | 0 | 0 | 0 | 0 | 0 | 0 | 0 | 0 | 0 | 0 | 0 | 0 | 0 | 0 | 0 | 0 | 0 | 0 | 0 | 0 | 0 | 0 | 0 | 0 | 0 | 0 | 0 | 0 | 0
F3_Commercial_School_Existing_Interior Lighting_Electric_High-Bay Lighting_E4 | F3 | Commercial | School | Existing | Interior Lighting | Electric | High-Bay Lighting | E4 | PACT BC Ratio | 0 | 0 | 0 | 0 | 0 | 0 | 0 | 0 | 0 | 0 | 0 | 0 | 0 | 0 | 0 | 0 | 0 | 0 | 0 | 0 | 0 | 0 | 0 | 0 | 0 | 0 | 0 | 0 | 0 | 0
F3_Commercial_School_Existing_Interior Lighting_Electric_High-Bay Lighting_E5 | F3 | Commercial | School | Existing | Interior Lighting | Electric | High-Bay Lighting | E5 | PACT BC Ratio | 0 | 0 | 0 | 0 | 0 | 0 | 0 | 0 | 0 | 0 | 0 | 0 | 0 | 0 | 0 | 0 | 0 | 0 | 0 | 0 | 0 | 0 | 0 | 0 | 0 | 0 | 0 | 0 | 0 | 0
F3_Commercial_School_Existing_Interior Lighting_Electric_High-Bay Lighting_E6 | F3 | Commercial | School | Existing | Interior Lighting | Electric | High-Bay Lighting | E6 | PACT BC Ratio | 0 | 0 | 0 | 0 | 0 | 0 | 0 | 0 | 0 | 0 | 0 | 0 | 0 | 0 | 0 | 0 | 0 | 0 | 0 | 0 | 0 | 0 | 0 | 0 | 0 | 0 | 0 | 0 | 0 | 0
F3_Commercial_School_Existing_Interior Lighting_Electric_High-Bay Lighting_E7 | F3 | Commercial | School | Existing | Interior Lighting | Electric | High-Bay Lighting | E7 | PACT BC Ratio | 0 | 0 | 0 | 0 | 0 | 0 | 0 | 0 | 0 | 0 | 0 | 0 | 0 | 0 | 0 | 0 | 0 | 0 | 0 | 0 | 0 | 0 | 0 | 0 | 0 | 0 | 0 | 0 | 0 | 0
F3_Commercial_School_Existing_Interior Lighting_Electric_High-Bay Lighting_E8 | F3 | Commercial | School | Existing | Interior Lighting | Electric | High-Bay Lighting | E8 | PACT BC Ratio | 0 | 0 | 0 | 0 | 0 | 0 | 0 | 0 | 0 | 0 | 0 | 0 | 0 | 0 | 0 | 0 | 0 | 0 | 0 | 0 | 0 | 0 | 0 | 0 | 0 | 0 | 0 | 0 | 0 | 0
F3_Commercial_School_Existing_Interior Lighting_Electric_High-Bay Lighting_E9 | F3 | Commercial | School | Existing | Interior Lighting | Electric | High-Bay Lighting | E9 | PACT BC Ratio | 0 | 0 | 0 | 0 | 0 | 0 | 0 | 0 | 0 | 0 | 0 | 0 | 0 | 0 | 0 | 0 | 0 | 0 | 0 | 0 | 0 | 0 | 0 | 0 | 0 | 0 | 0 | 0 | 0 | 0
F3_Commercial_School_Existing_Interior Lighting_Electric_High-Bay Lighting_E10 | F3 | Commercial | School | Existing | Interior Lighting | Electric | High-Bay Lighting | E10 | PACT BC Ratio | 0 | 0 | 0 | 0 | 0 | 0 | 0 | 0 | 0 | 0 | 0 | 0 | 0 | 0 | 0 | 0 | 0 | 0 | 0 | 0 | 0 | 0 | 0 | 0 | 0 | 0 | 0 | 0 | 0 | 0
F4_Commercial_School_Existing_Interior Lighting_Electric_High-Bay Lighting_E1 | F4 | Commercial | School | Existing | Interior Lighting | Electric | High-Bay Lighting | E1 | RVT BC Ratio | 0 | 0 | 0 | 0 | 0 | 0 | 0 | 0 | 0 | 0 | 0 | 0 | 0 | 0 | 0 | 0 | 0 | 0 | 0 | 0 | 0 | 0 | 0 | 0 | 0 | 0 | 0 | 0 | 0 | 0
F4_Commercial_School_Existing_Interior Lighting_Electric_High-Bay Lighting_E2 | F4 | Commercial | School | Existing | Interior Lighting | Electric | High-Bay Lighting | E2 | RVT BC Ratio | 0 | 0 | 0 | 0 | 0 | 0 | 0 | 0 | 0 | 0 | 0 | 0 | 0 | 0 | 0 | 0 | 0 | 0 | 0 | 0 | 0 | 0 | 0 | 0 | 0 | 0 | 0 | 0 | 0 | 0
F4_Commercial_School_Existing_Interior Lighting_Electric_High-Bay Lighting_E3 | F4 | Commercial | School | Existing | Interior Lighting | Electric | High-Bay Lighting | E3 | RVT BC Ratio | 0 | 0 | 0 | 0 | 0 | 0 | 0 | 0 | 0 | 0 | 0 | 0 | 0 | 0 | 0 | 0 | 0 | 0 | 0 | 0 | 0 | 0 | 0 | 0 | 0 | 0 | 0 | 0 | 0 | 0
F4_Commercial_School_Existing_Interior Lighting_Electric_High-Bay Lighting_E4 | F4 | Commercial | School | Existing | Interior Lighting | Electric | High-Bay Lighting | E4 | RVT BC Ratio | 0 | 0 | 0 | 0 | 0 | 0 | 0 | 0 | 0 | 0 | 0 | 0 | 0 | 0 | 0 | 0 | 0 | 0 | 0 | 0 | 0 | 0 | 0 | 0 | 0 | 0 | 0 | 0 | 0 | 0
F4_Commercial_School_Existing_Interior Lighting_Electric_High-Bay Lighting_E5 | F4 | Commercial | School | Existing | Interior Lighting | Electric | High-Bay Lighting | E5 | RVT BC Ratio | 0 | 0 | 0 | 0 | 0 | 0 | 0 | 0 | 0 | 0 | 0 | 0 | 0 | 0 | 0 | 0 | 0 | 0 | 0 | 0 | 0 | 0 | 0 | 0 | 0 | 0 | 0 | 0 | 0 | 0
F4_Commercial_School_Existing_Interior Lighting_Electric_High-Bay Lighting_E6 | F4 | Commercial | School | Existing | Interior Lighting | Electric | High-Bay Lighting | E6 | RVT BC Ratio | 0 | 0 | 0 | 0 | 0 | 0 | 0 | 0 | 0 | 0 | 0 | 0 | 0 | 0 | 0 | 0 | 0 | 0 | 0 | 0 | 0 | 0 | 0 | 0 | 0 | 0 | 0 | 0 | 0 | 0
F4_Commercial_School_Existing_Interior Lighting_Electric_High-Bay Lighting_E7 | F4 | Commercial | School | Existing | Interior Lighting | Electric | High-Bay Lighting | E7 | RVT BC Ratio | 0 | 0 | 0 | 0 | 0 | 0 | 0 | 0 | 0 | 0 | 0 | 0 | 0 | 0 | 0 | 0 | 0 | 0 | 0 | 0 | 0 | 0 | 0 | 0 | 0 | 0 | 0 | 0 | 0 | 0
F4_Commercial_School_Existing_Interior Lighting_Electric_High-Bay Lighting_E8 | F4 | Commercial | School | Existing | Interior Lighting | Electric | High-Bay Lighting | E8 | RVT BC Ratio | 0 | 0 | 0 | 0 | 0 | 0 | 0 | 0 | 0 | 0 | 0 | 0 | 0 | 0 | 0 | 0 | 0 | 0 | 0 | 0 | 0 | 0 | 0 | 0 | 0 | 0 | 0 | 0 | 0 | 0
F4_Commercial_School_Existing_Interior Lighting_Electric_High-Bay Lighting_E9 | F4 | Commercial | School | Existing | Interior Lighting | Electric | High-Bay Lighting | E9 | RVT BC Ratio | 0 | 0 | 0 | 0 | 0 | 0 | 0 | 0 | 0 | 0 | 0 | 0 | 0 | 0 | 0 | 0 | 0 | 0 | 0 | 0 | 0 | 0 | 0 | 0 | 0 | 0 | 0 | 0 | 0 | 0
F4_Commercial_School_Existing_Interior Lighting_Electric_High-Bay Lighting_E10 | F4 | Commercial | School | Existing | Interior Lighting | Electric | High-Bay Lighting | E10 | RVT BC Ratio | 0 | 0 | 0 | 0 | 0 | 0 | 0 | 0 | 0 | 0 | 0 | 0 | 0 | 0 | 0 | 0 | 0 | 0 | 0 | 0 | 0 | 0 | 0 | 0 | 0 | 0 | 0 | 0 | 0 | 0
F5_Commercial_School_Existing_Interior Lighting_Electric_High-Bay Lighting_E1 | F5 | Commercial | School | Existing | Interior Lighting | Electric | High-Bay Lighting | E1 | RIM BC Ratio | 0 | 0 | 0 | 0 | 0 | 0 | 0 | 0 | 0 | 0 | 0 | 0 | 0 | 0 | 0 | 0 | 0 | 0 | 0 | 0 | 0 | 0 | 0 | 0 | 0 | 0 | 0 | 0 | 0 | 0
F5_Commercial_School_Existing_Interior Lighting_Electric_High-Bay Lighting_E2 | F5 | Commercial | School | Existing | Interior Lighting | Electric | High-Bay Lighting | E2 | RIM BC Ratio | 0 | 0 | 0 | 0 | 0 | 0 | 0 | 0 | 0 | 0 | 0 | 0 | 0 | 0 | 0 | 0 | 0 | 0 | 0 | 0 | 0 | 0 | 0 | 0 | 0 | 0 | 0 | 0 | 0 | 0
F5_Commercial_School_Existing_Interior Lighting_Electric_High-Bay Lighting_E3 | F5 | Commercial | School | Existing | Interior Lighting | Electric | High-Bay Lighting | E3 | RIM BC Ratio | 0 | 0 | 0 | 0 | 0 | 0 | 0 | 0 | 0 | 0 | 0 | 0 | 0 | 0 | 0 | 0 | 0 | 0 | 0 | 0 | 0 | 0 | 0 | 0 | 0 | 0 | 0 | 0 | 0 | 0
F5_Commercial_School_Existing_Interior Lighting_Electric_High-Bay Lighting_E4 | F5 | Commercial | School | Existing | Interior Lighting | Electric | High-Bay Lighting | E4 | RIM BC Ratio | 0 | 0 | 0 | 0 | 0 | 0 | 0 | 0 | 0 | 0 | 0 | 0 | 0 | 0 | 0 | 0 | 0 | 0 | 0 | 0 | 0 | 0 | 0 | 0 | 0 | 0 | 0 | 0 | 0 | 0
F5_Commercial_School_Existing_Interior Lighting_Electric_High-Bay Lighting_E5 | F5 | Commercial | School | Existing | Interior Lighting | Electric | High-Bay Lighting | E5 | RIM BC Ratio | 0 | 0 | 0 | 0 | 0 | 0 | 0 | 0 | 0 | 0 | 0 | 0 | 0 | 0 | 0 | 0 | 0 | 0 | 0 | 0 | 0 | 0 | 0 | 0 | 0 | 0 | 0 | 0 | 0 | 0
F5_Commercial_School_Existing_Interior Lighting_Electric_High-Bay Lighting_E6 | F5 | Commercial | School | Existing | Interior Lighting | Electric | High-Bay Lighting | E6 | RIM BC Ratio | 0 | 0 | 0 | 0 | 0 | 0 | 0 | 0 | 0 | 0 | 0 | 0 | 0 | 0 | 0 | 0 | 0 | 0 | 0 | 0 | 0 | 0 | 0 | 0 | 0 | 0 | 0 | 0 | 0 | 0
F5_Commercial_School_Existing_Interior Lighting_Electric_High-Bay Lighting_E7 | F5 | Commercial | School | Existing | Interior Lighting | Electric | High-Bay Lighting | E7 | RIM BC Ratio | 0 | 0 | 0 | 0 | 0 | 0 | 0 | 0 | 0 | 0 | 0 | 0 | 0 | 0 | 0 | 0 | 0 | 0 | 0 | 0 | 0 | 0 | 0 | 0 | 0 | 0 | 0 | 0 | 0 | 0
F5_Commercial_School_Existing_Interior Lighting_Electric_High-Bay Lighting_E8 | F5 | Commercial | School | Existing | Interior Lighting | Electric | High-Bay Lighting | E8 | RIM BC Ratio | 0 | 0 | 0 | 0 | 0 | 0 | 0 | 0 | 0 | 0 | 0 | 0 | 0 | 0 | 0 | 0 | 0 | 0 | 0 | 0 | 0 | 0 | 0 | 0 | 0 | 0 | 0 | 0 | 0 | 0
F5_Commercial_School_Existing_Interior Lighting_Electric_High-Bay Lighting_E9 | F5 | Commercial | School | Existing | Interior Lighting | Electric | High-Bay Lighting | E9 | RIM BC Ratio | 0 | 0 | 0 | 0 | 0 | 0 | 0 | 0 | 0 | 0 | 0 | 0 | 0 | 0 | 0 | 0 | 0 | 0 | 0 | 0 | 0 | 0 | 0 | 0 | 0 | 0 | 0 | 0 | 0 | 0
F5_Commercial_School_Existing_Interior Lighting_Electric_High-Bay Lighting_E10 | F5 | Commercial | School | Existing | Interior Lighting | Electric | High-Bay Lighting | E10 | RIM BC Ratio | 0 | 0 | 0 | 0 | 0 | 0 | 0 | 0 | 0 | 0 | 0 | 0 | 0 | 0 | 0 | 0 | 0 | 0 | 0 | 0 | 0 | 0 | 0 | 0 | 0 | 0 | 0 | 0 | 0 | 0
F0_Commercial_School_Existing_Interior Lighting_Electric_Linear Lighting_E0 | F0 | Commercial | School | Existing | Interior Lighting | Electric | Linear Lighting | E0 | Economic Unit | 0 | 0 | 0 | 0 | 0 | 0 | 0 | 0 | 0 | 0 | 0 | 0 | 0 | 0 | 0 | 0 | 0 | 0 | 0 | 0 | 0 | 0 | 0 | 0 | 0 | 0 | 0 | 0 | 0 | 0
F1_Commercial_School_Existing_Interior Lighting_Electric_Linear Lighting_E1 | F1 | Commercial | School | Existing | Interior Lighting | Electric | Linear Lighting | E1 | CCE | 0 | 0 | 0 | 0 | 0 | 0 | 0 | 0 | 0 | 0 | 0 | 0 | 0 | 0 | 0 | 0 | 0 | 0 | 0 | 0 | 0 | 0 | 0 | 0 | 0 | 0 | 0 | 0 | 0 | 0
F1_Commercial_School_Existing_Interior Lighting_Electric_Linear Lighting_E2 | F1 | Commercial | School | Existing | Interior Lighting | Electric | Linear Lighting | E2 | CCE | 0 | 0 | 0 | 0 | 0 | 0 | 0 | 0 | 0 | 0 | 0 | 0 | 0 | 0 | 0 | 0 | 0 | 0 | 0 | 0 | 0 | 0 | 0 | 0 | 0 | 0 | 0 | 0 | 0 | 0
F1_Commercial_School_Existing_Interior Lighting_Electric_Linear Lighting_E3 | F1 | Commercial | School | Existing | Interior Lighting | Electric | Linear Lighting | E3 | CCE | 0 | 0 | 0 | 0 | 0 | 0 | 0 | 0 | 0 | 0 | 0 | 0 | 0 | 0 | 0 | 0 | 0 | 0 | 0 | 0 | 0 | 0 | 0 | 0 | 0 | 0 | 0 | 0 | 0 | 0
F1_Commercial_School_Existing_Interior Lighting_Electric_Linear Lighting_E4 | F1 | Commercial | School | Existing | Interior Lighting | Electric | Linear Lighting | E4 | CCE | 0 | 0 | 0 | 0 | 0 | 0 | 0 | 0 | 0 | 0 | 0 | 0 | 0 | 0 | 0 | 0 | 0 | 0 | 0 | 0 | 0 | 0 | 0 | 0 | 0 | 0 | 0 | 0 | 0 | 0
F1_Commercial_School_Existing_Interior Lighting_Electric_Linear Lighting_E5 | F1 | Commercial | School | Existing | Interior Lighting | Electric | Linear Lighting | E5 | CCE | 0 | 0 | 0 | 0 | 0 | 0 | 0 | 0 | 0 | 0 | 0 | 0 | 0 | 0 | 0 | 0 | 0 | 0 | 0 | 0 | 0 | 0 | 0 | 0 | 0 | 0 | 0 | 0 | 0 | 0
F1_Commercial_School_Existing_Interior Lighting_Electric_Linear Lighting_E6 | F1 | Commercial | School | Existing | Interior Lighting | Electric | Linear Lighting | E6 | CCE | 0 | 0 | 0 | 0 | 0 | 0 | 0 | 0 | 0 | 0 | 0 | 0 | 0 | 0 | 0 | 0 | 0 | 0 | 0 | 0 | 0 | 0 | 0 | 0 | 0 | 0 | 0 | 0 | 0 | 0
F1_Commercial_School_Existing_Interior Lighting_Electric_Linear Lighting_E7 | F1 | Commercial | School | Existing | Interior Lighting | Electric | Linear Lighting | E7 | CCE | 0 | 0 | 0 | 0 | 0 | 0 | 0 | 0 | 0 | 0 | 0 | 0 | 0 | 0 | 0 | 0 | 0 | 0 | 0 | 0 | 0 | 0 | 0 | 0 | 0 | 0 | 0 | 0 | 0 | 0
F1_Commercial_School_Existing_Interior Lighting_Electric_Linear Lighting_E8 | F1 | Commercial | School | Existing | Interior Lighting | Electric | Linear Lighting | E8 | CCE | 0 | 0 | 0 | 0 | 0 | 0 | 0 | 0 | 0 | 0 | 0 | 0 | 0 | 0 | 0 | 0 | 0 | 0 | 0 | 0 | 0 | 0 | 0 | 0 | 0 | 0 | 0 | 0 | 0 | 0
F1_Commercial_School_Existing_Interior Lighting_Electric_Linear Lighting_E9 | F1 | Commercial | School | Existing | Interior Lighting | Electric | Linear Lighting | E9 | CCE | 0 | 0 | 0 | 0 | 0 | 0 | 0 | 0 | 0 | 0 | 0 | 0 | 0 | 0 | 0 | 0 | 0 | 0 | 0 | 0 | 0 | 0 | 0 | 0 | 0 | 0 | 0 | 0 | 0 | 0
F1_Commercial_School_Existing_Interior Lighting_Electric_Linear Lighting_E10 | F1 | Commercial | School | Existing | Interior Lighting | Electric | Linear Lighting | E10 | CCE | 0 | 0 | 0 | 0 | 0 | 0 | 0 | 0 | 0 | 0 | 0 | 0 | 0 | 0 | 0 | 0 | 0 | 0 | 0 | 0 | 0 | 0 | 0 | 0 | 0 | 0 | 0 | 0 | 0 | 0
F2_Commercial_School_Existing_Interior Lighting_Electric_Linear Lighting_E1 | F2 | Commercial | School | Existing | Interior Lighting | Electric | Linear Lighting | E1 | TRC BC Ratio | 0 | 0 | 0 | 0 | 0 | 0 | 0 | 0 | 0 | 0 | 0 | 0 | 0 | 0 | 0 | 0 | 0 | 0 | 0 | 0 | 0 | 0 | 0 | 0 | 0 | 0 | 0 | 0 | 0 | 0
F2_Commercial_School_Existing_Interior Lighting_Electric_Linear Lighting_E2 | F2 | Commercial | School | Existing | Interior Lighting | Electric | Linear Lighting | E2 | TRC BC Ratio | 0 | 0 | 0 | 0 | 0 | 0 | 0 | 0 | 0 | 0 | 0 | 0 | 0 | 0 | 0 | 0 | 0 | 0 | 0 | 0 | 0 | 0 | 0 | 0 | 0 | 0 | 0 | 0 | 0 | 0
F2_Commercial_School_Existing_Interior Lighting_Electric_Linear Lighting_E3 | F2 | Commercial | School | Existing | Interior Lighting | Electric | Linear Lighting | E3 | TRC BC Ratio | 0 | 0 | 0 | 0 | 0 | 0 | 0 | 0 | 0 | 0 | 0 | 0 | 0 | 0 | 0 | 0 | 0 | 0 | 0 | 0 | 0 | 0 | 0 | 0 | 0 | 0 | 0 | 0 | 0 | 0
F2_Commercial_School_Existing_Interior Lighting_Electric_Linear Lighting_E4 | F2 | Commercial | School | Existing | Interior Lighting | Electric | Linear Lighting | E4 | TRC BC Ratio | 0 | 0 | 0 | 0 | 0 | 0 | 0 | 0 | 0 | 0 | 0 | 0 | 0 | 0 | 0 | 0 | 0 | 0 | 0 | 0 | 0 | 0 | 0 | 0 | 0 | 0 | 0 | 0 | 0 | 0
F2_Commercial_School_Existing_Interior Lighting_Electric_Linear Lighting_E5 | F2 | Commercial | School | Existing | Interior Lighting | Electric | Linear Lighting | E5 | TRC BC Ratio | 0 | 0 | 0 | 0 | 0 | 0 | 0 | 0 | 0 | 0 | 0 | 0 | 0 | 0 | 0 | 0 | 0 | 0 | 0 | 0 | 0 | 0 | 0 | 0 | 0 | 0 | 0 | 0 | 0 | 0
F2_Commercial_School_Existing_Interior Lighting_Electric_Linear Lighting_E6 | F2 | Commercial | School | Existing | Interior Lighting | Electric | Linear Lighting | E6 | TRC BC Ratio | 0 | 0 | 0 | 0 | 0 | 0 | 0 | 0 | 0 | 0 | 0 | 0 | 0 | 0 | 0 | 0 | 0 | 0 | 0 | 0 | 0 | 0 | 0 | 0 | 0 | 0 | 0 | 0 | 0 | 0
F2_Commercial_School_Existing_Interior Lighting_Electric_Linear Lighting_E7 | F2 | Commercial | School | Existing | Interior Lighting | Electric | Linear Lighting | E7 | TRC BC Ratio | 0 | 0 | 0 | 0 | 0 | 0 | 0 | 0 | 0 | 0 | 0 | 0 | 0 | 0 | 0 | 0 | 0 | 0 | 0 | 0 | 0 | 0 | 0 | 0 | 0 | 0 | 0 | 0 | 0 | 0
F2_Commercial_School_Existing_Interior Lighting_Electric_Linear Lighting_E8 | F2 | Commercial | School | Existing | Interior Lighting | Electric | Linear Lighting | E8 | TRC BC Ratio | 0 | 0 | 0 | 0 | 0 | 0 | 0 | 0 | 0 | 0 | 0 | 0 | 0 | 0 | 0 | 0 | 0 | 0 | 0 | 0 | 0 | 0 | 0 | 0 | 0 | 0 | 0 | 0 | 0 | 0
F2_Commercial_School_Existing_Interior Lighting_Electric_Linear Lighting_E9 | F2 | Commercial | School | Existing | Interior Lighting | Electric | Linear Lighting | E9 | TRC BC Ratio | 0 | 0 | 0 | 0 | 0 | 0 | 0 | 0 | 0 | 0 | 0 | 0 | 0 | 0 | 0 | 0 | 0 | 0 | 0 | 0 | 0 | 0 | 0 | 0 | 0 | 0 | 0 | 0 | 0 | 0
F2_Commercial_School_Existing_Interior Lighting_Electric_Linear Lighting_E10 | F2 | Commercial | School | Existing | Interior Lighting | Electric | Linear Lighting | E10 | TRC BC Ratio | 0 | 0 | 0 | 0 | 0 | 0 | 0 | 0 | 0 | 0 | 0 | 0 | 0 | 0 | 0 | 0 | 0 | 0 | 0 | 0 | 0 | 0 | 0 | 0 | 0 | 0 | 0 | 0 | 0 | 0
F3_Commercial_School_Existing_Interior Lighting_Electric_Linear Lighting_E1 | F3 | Commercial | School | Existing | Interior Lighting | Electric | Linear Lighting | E1 | PACT BC Ratio | 0 | 0 | 0 | 0 | 0 | 0 | 0 | 0 | 0 | 0 | 0 | 0 | 0 | 0 | 0 | 0 | 0 | 0 | 0 | 0 | 0 | 0 | 0 | 0 | 0 | 0 | 0 | 0 | 0 | 0
F3_Commercial_School_Existing_Interior Lighting_Electric_Linear Lighting_E2 | F3 | Commercial | School | Existing | Interior Lighting | Electric | Linear Lighting | E2 | PACT BC Ratio | 0 | 0 | 0 | 0 | 0 | 0 | 0 | 0 | 0 | 0 | 0 | 0 | 0 | 0 | 0 | 0 | 0 | 0 | 0 | 0 | 0 | 0 | 0 | 0 | 0 | 0 | 0 | 0 | 0 | 0
F3_Commercial_School_Existing_Interior Lighting_Electric_Linear Lighting_E3 | F3 | Commercial | School | Existing | Interior Lighting | Electric | Linear Lighting | E3 | PACT BC Ratio | 0 | 0 | 0 | 0 | 0 | 0 | 0 | 0 | 0 | 0 | 0 | 0 | 0 | 0 | 0 | 0 | 0 | 0 | 0 | 0 | 0 | 0 | 0 | 0 | 0 | 0 | 0 | 0 | 0 | 0
F3_Commercial_School_Existing_Interior Lighting_Electric_Linear Lighting_E4 | F3 | Commercial | School | Existing | Interior Lighting | Electric | Linear Lighting | E4 | PACT BC Ratio | 0 | 0 | 0 | 0 | 0 | 0 | 0 | 0 | 0 | 0 | 0 | 0 | 0 | 0 | 0 | 0 | 0 | 0 | 0 | 0 | 0 | 0 | 0 | 0 | 0 | 0 | 0 | 0 | 0 | 0
F3_Commercial_School_Existing_Interior Lighting_Electric_Linear Lighting_E5 | F3 | Commercial | School | Existing | Interior Lighting | Electric | Linear Lighting | E5 | PACT BC Ratio | 0 | 0 | 0 | 0 | 0 | 0 | 0 | 0 | 0 | 0 | 0 | 0 | 0 | 0 | 0 | 0 | 0 | 0 | 0 | 0 | 0 | 0 | 0 | 0 | 0 | 0 | 0 | 0 | 0 | 0
F3_Commercial_School_Existing_Interior Lighting_Electric_Linear Lighting_E6 | F3 | Commercial | School | Existing | Interior Lighting | Electric | Linear Lighting | E6 | PACT BC Ratio | 0 | 0 | 0 | 0 | 0 | 0 | 0 | 0 | 0 | 0 | 0 | 0 | 0 | 0 | 0 | 0 | 0 | 0 | 0 | 0 | 0 | 0 | 0 | 0 | 0 | 0 | 0 | 0 | 0 | 0
F3_Commercial_School_Existing_Interior Lighting_Electric_Linear Lighting_E7 | F3 | Commercial | School | Existing | Interior Lighting | Electric | Linear Lighting | E7 | PACT BC Ratio | 0 | 0 | 0 | 0 | 0 | 0 | 0 | 0 | 0 | 0 | 0 | 0 | 0 | 0 | 0 | 0 | 0 | 0 | 0 | 0 | 0 | 0 | 0 | 0 | 0 | 0 | 0 | 0 | 0 | 0
F3_Commercial_School_Existing_Interior Lighting_Electric_Linear Lighting_E8 | F3 | Commercial | School | Existing | Interior Lighting | Electric | Linear Lighting | E8 | PACT BC Ratio | 0 | 0 | 0 | 0 | 0 | 0 | 0 | 0 | 0 | 0 | 0 | 0 | 0 | 0 | 0 | 0 | 0 | 0 | 0 | 0 | 0 | 0 | 0 | 0 | 0 | 0 | 0 | 0 | 0 | 0
F3_Commercial_School_Existing_Interior Lighting_Electric_Linear Lighting_E9 | F3 | Commercial | School | Existing | Interior Lighting | Electric | Linear Lighting | E9 | PACT BC Ratio | 0 | 0 | 0 | 0 | 0 | 0 | 0 | 0 | 0 | 0 | 0 | 0 | 0 | 0 | 0 | 0 | 0 | 0 | 0 | 0 | 0 | 0 | 0 | 0 | 0 | 0 | 0 | 0 | 0 | 0
F3_Commercial_School_Existing_Interior Lighting_Electric_Linear Lighting_E10 | F3 | Commercial | School | Existing | Interior Lighting | Electric | Linear Lighting | E10 | PACT BC Ratio | 0 | 0 | 0 | 0 | 0 | 0 | 0 | 0 | 0 | 0 | 0 | 0 | 0 | 0 | 0 | 0 | 0 | 0 | 0 | 0 | 0 | 0 | 0 | 0 | 0 | 0 | 0 | 0 | 0 | 0
F4_Commercial_School_Existing_Interior Lighting_Electric_Linear Lighting_E1 | F4 | Commercial | School | Existing | Interior Lighting | Electric | Linear Lighting | E1 | RVT BC Ratio | 0 | 0 | 0 | 0 | 0 | 0 | 0 | 0 | 0 | 0 | 0 | 0 | 0 | 0 | 0 | 0 | 0 | 0 | 0 | 0 | 0 | 0 | 0 | 0 | 0 | 0 | 0 | 0 | 0 | 0
F4_Commercial_School_Existing_Interior Lighting_Electric_Linear Lighting_E2 | F4 | Commercial | School | Existing | Interior Lighting | Electric | Linear Lighting | E2 | RVT BC Ratio | 0 | 0 | 0 | 0 | 0 | 0 | 0 | 0 | 0 | 0 | 0 | 0 | 0 | 0 | 0 | 0 | 0 | 0 | 0 | 0 | 0 | 0 | 0 | 0 | 0 | 0 | 0 | 0 | 0 | 0
F4_Commercial_School_Existing_Interior Lighting_Electric_Linear Lighting_E3 | F4 | Commercial | School | Existing | Interior Lighting | Electric | Linear Lighting | E3 | RVT BC Ratio | 0 | 0 | 0 | 0 | 0 | 0 | 0 | 0 | 0 | 0 | 0 | 0 | 0 | 0 | 0 | 0 | 0 | 0 | 0 | 0 | 0 | 0 | 0 | 0 | 0 | 0 | 0 | 0 | 0 | 0
F4_Commercial_School_Existing_Interior Lighting_Electric_Linear Lighting_E4 | F4 | Commercial | School | Existing | Interior Lighting | Electric | Linear Lighting | E4 | RVT BC Ratio | 0 | 0 | 0 | 0 | 0 | 0 | 0 | 0 | 0 | 0 | 0 | 0 | 0 | 0 | 0 | 0 | 0 | 0 | 0 | 0 | 0 | 0 | 0 | 0 | 0 | 0 | 0 | 0 | 0 | 0
F4_Commercial_School_Existing_Interior Lighting_Electric_Linear Lighting_E5 | F4 | Commercial | School | Existing | Interior Lighting | Electric | Linear Lighting | E5 | RVT BC Ratio | 0 | 0 | 0 | 0 | 0 | 0 | 0 | 0 | 0 | 0 | 0 | 0 | 0 | 0 | 0 | 0 | 0 | 0 | 0 | 0 | 0 | 0 | 0 | 0 | 0 | 0 | 0 | 0 | 0 | 0
F4_Commercial_School_Existing_Interior Lighting_Electric_Linear Lighting_E6 | F4 | Commercial | School | Existing | Interior Lighting | Electric | Linear Lighting | E6 | RVT BC Ratio | 0 | 0 | 0 | 0 | 0 | 0 | 0 | 0 | 0 | 0 | 0 | 0 | 0 | 0 | 0 | 0 | 0 | 0 | 0 | 0 | 0 | 0 | 0 | 0 | 0 | 0 | 0 | 0 | 0 | 0
F4_Commercial_School_Existing_Interior Lighting_Electric_Linear Lighting_E7 | F4 | Commercial | School | Existing | Interior Lighting | Electric | Linear Lighting | E7 | RVT BC Ratio | 0 | 0 | 0 | 0 | 0 | 0 | 0 | 0 | 0 | 0 | 0 | 0 | 0 | 0 | 0 | 0 | 0 | 0 | 0 | 0 | 0 | 0 | 0 | 0 | 0 | 0 | 0 | 0 | 0 | 0
F4_Commercial_School_Existing_Interior Lighting_Electric_Linear Lighting_E8 | F4 | Commercial | School | Existing | Interior Lighting | Electric | Linear Lighting | E8 | RVT BC Ratio | 0 | 0 | 0 | 0 | 0 | 0 | 0 | 0 | 0 | 0 | 0 | 0 | 0 | 0 | 0 | 0 | 0 | 0 | 0 | 0 | 0 | 0 | 0 | 0 | 0 | 0 | 0 | 0 | 0 | 0
F4_Commercial_School_Existing_Interior Lighting_Electric_Linear Lighting_E9 | F4 | Commercial | School | Existing | Interior Lighting | Electric | Linear Lighting | E9 | RVT BC Ratio | 0 | 0 | 0 | 0 | 0 | 0 | 0 | 0 | 0 | 0 | 0 | 0 | 0 | 0 | 0 | 0 | 0 | 0 | 0 | 0 | 0 | 0 | 0 | 0 | 0 | 0 | 0 | 0 | 0 | 0
F4_Commercial_School_Existing_Interior Lighting_Electric_Linear Lighting_E10 | F4 | Commercial | School | Existing | Interior Lighting | Electric | Linear Lighting | E10 | RVT BC Ratio | 0 | 0 | 0 | 0 | 0 | 0 | 0 | 0 | 0 | 0 | 0 | 0 | 0 | 0 | 0 | 0 | 0 | 0 | 0 | 0 | 0 | 0 | 0 | 0 | 0 | 0 | 0 | 0 | 0 | 0
F5_Commercial_School_Existing_Interior Lighting_Electric_Linear Lighting_E1 | F5 | Commercial | School | Existing | Interior Lighting | Electric | Linear Lighting | E1 | RIM BC Ratio | 0 | 0 | 0 | 0 | 0 | 0 | 0 | 0 | 0 | 0 | 0 | 0 | 0 | 0 | 0 | 0 | 0 | 0 | 0 | 0 | 0 | 0 | 0 | 0 | 0 | 0 | 0 | 0 | 0 | 0
F5_Commercial_School_Existing_Interior Lighting_Electric_Linear Lighting_E2 | F5 | Commercial | School | Existing | Interior Lighting | Electric | Linear Lighting | E2 | RIM BC Ratio | 0 | 0 | 0 | 0 | 0 | 0 | 0 | 0 | 0 | 0 | 0 | 0 | 0 | 0 | 0 | 0 | 0 | 0 | 0 | 0 | 0 | 0 | 0 | 0 | 0 | 0 | 0 | 0 | 0 | 0
F5_Commercial_School_Existing_Interior Lighting_Electric_Linear Lighting_E3 | F5 | Commercial | School | Existing | Interior Lighting | Electric | Linear Lighting | E3 | RIM BC Ratio | 0 | 0 | 0 | 0 | 0 | 0 | 0 | 0 | 0 | 0 | 0 | 0 | 0 | 0 | 0 | 0 | 0 | 0 | 0 | 0 | 0 | 0 | 0 | 0 | 0 | 0 | 0 | 0 | 0 | 0
F5_Commercial_School_Existing_Interior Lighting_Electric_Linear Lighting_E4 | F5 | Commercial | School | Existing | Interior Lighting | Electric | Linear Lighting | E4 | RIM BC Ratio | 0 | 0 | 0 | 0 | 0 | 0 | 0 | 0 | 0 | 0 | 0 | 0 | 0 | 0 | 0 | 0 | 0 | 0 | 0 | 0 | 0 | 0 | 0 | 0 | 0 | 0 | 0 | 0 | 0 | 0
F5_Commercial_School_Existing_Interior Lighting_Electric_Linear Lighting_E5 | F5 | Commercial | School | Existing | Interior Lighting | Electric | Linear Lighting | E5 | RIM BC Ratio | 0 | 0 | 0 | 0 | 0 | 0 | 0 | 0 | 0 | 0 | 0 | 0 | 0 | 0 | 0 | 0 | 0 | 0 | 0 | 0 | 0 | 0 | 0 | 0 | 0 | 0 | 0 | 0 | 0 | 0
F5_Commercial_School_Existing_Interior Lighting_Electric_Linear Lighting_E6 | F5 | Commercial | School | Existing | Interior Lighting | Electric | Linear Lighting | E6 | RIM BC Ratio | 0 | 0 | 0 | 0 | 0 | 0 | 0 | 0 | 0 | 0 | 0 | 0 | 0 | 0 | 0 | 0 | 0 | 0 | 0 | 0 | 0 | 0 | 0 | 0 | 0 | 0 | 0 | 0 | 0 | 0
F5_Commercial_School_Existing_Interior Lighting_Electric_Linear Lighting_E7 | F5 | Commercial | School | Existing | Interior Lighting | Electric | Linear Lighting | E7 | RIM BC Ratio | 0 | 0 | 0 | 0 | 0 | 0 | 0 | 0 | 0 | 0 | 0 | 0 | 0 | 0 | 0 | 0 | 0 | 0 | 0 | 0 | 0 | 0 | 0 | 0 | 0 | 0 | 0 | 0 | 0 | 0
F5_Commercial_School_Existing_Interior Lighting_Electric_Linear Lighting_E8 | F5 | Commercial | School | Existing | Interior Lighting | Electric | Linear Lighting | E8 | RIM BC Ratio | 0 | 0 | 0 | 0 | 0 | 0 | 0 | 0 | 0 | 0 | 0 | 0 | 0 | 0 | 0 | 0 | 0 | 0 | 0 | 0 | 0 | 0 | 0 | 0 | 0 | 0 | 0 | 0 | 0 | 0
F5_Commercial_School_Existing_Interior Lighting_Electric_Linear Lighting_E9 | F5 | Commercial | School | Existing | Interior Lighting | Electric | Linear Lighting | E9 | RIM BC Ratio | 0 | 0 | 0 | 0 | 0 | 0 | 0 | 0 | 0 | 0 | 0 | 0 | 0 | 0 | 0 | 0 | 0 | 0 | 0 | 0 | 0 | 0 | 0 | 0 | 0 | 0 | 0 | 0 | 0 | 0
F5_Commercial_School_Existing_Interior Lighting_Electric_Linear Lighting_E10 | F5 | Commercial | School | Existing | Interior Lighting | Electric | Linear Lighting | E10 | RIM BC Ratio | 0 | 0 | 0 | 0 | 0 | 0 | 0 | 0 | 0 | 0 | 0 | 0 | 0 | 0 | 0 | 0 | 0 | 0 | 0 | 0 | 0 | 0 | 0 | 0 | 0 | 0 | 0 | 0 | 0 | 0
F0_Commercial_School_Existing_Exterior Lighting_Electric_General Service Lighting_E0 | F0 | Commercial | School | Existing | Exterior Lighting | Electric | General Service Lighting | E0 | Economic Unit | 0 | 0 | 0 | 0 | 0 | 0 | 0 | 0 | 0 | 0 | 0 | 0 | 0 | 0 | 0 | 0 | 0 | 0 | 0 | 0 | 0 | 0 | 0 | 0 | 0 | 0 | 0 | 0 | 0 | 0
F1_Commercial_School_Existing_Exterior Lighting_Electric_General Service Lighting_E1 | F1 | Commercial | School | Existing | Exterior Lighting | Electric | General Service Lighting | E1 | CCE | 0 | 0 | 0 | 0 | 0 | 0 | 0 | 0 | 0 | 0 | 0 | 0 | 0 | 0 | 0 | 0 | 0 | 0 | 0 | 0 | 0 | 0 | 0 | 0 | 0 | 0 | 0 | 0 | 0 | 0
F1_Commercial_School_Existing_Exterior Lighting_Electric_General Service Lighting_E2 | F1 | Commercial | School | Existing | Exterior Lighting | Electric | General Service Lighting | E2 | CCE | 0 | 0 | 0 | 0 | 0 | 0 | 0 | 0 | 0 | 0 | 0 | 0 | 0 | 0 | 0 | 0 | 0 | 0 | 0 | 0 | 0 | 0 | 0 | 0 | 0 | 0 | 0 | 0 | 0 | 0
F1_Commercial_School_Existing_Exterior Lighting_Electric_General Service Lighting_E3 | F1 | Commercial | School | Existing | Exterior Lighting | Electric | General Service Lighting | E3 | CCE | 0 | 0 | 0 | 0 | 0 | 0 | 0 | 0 | 0 | 0 | 0 | 0 | 0 | 0 | 0 | 0 | 0 | 0 | 0 | 0 | 0 | 0 | 0 | 0 | 0 | 0 | 0 | 0 | 0 | 0
F1_Commercial_School_Existing_Exterior Lighting_Electric_General Service Lighting_E4 | F1 | Commercial | School | Existing | Exterior Lighting | Electric | General Service Lighting | E4 | CCE | 0 | 0 | 0 | 0 | 0 | 0 | 0 | 0 | 0 | 0 | 0 | 0 | 0 | 0 | 0 | 0 | 0 | 0 | 0 | 0 | 0 | 0 | 0 | 0 | 0 | 0 | 0 | 0 | 0 | 0
F1_Commercial_School_Existing_Exterior Lighting_Electric_General Service Lighting_E5 | F1 | Commercial | School | Existing | Exterior Lighting | Electric | General Service Lighting | E5 | CCE | 0 | 0 | 0 | 0 | 0 | 0 | 0 | 0 | 0 | 0 | 0 | 0 | 0 | 0 | 0 | 0 | 0 | 0 | 0 | 0 | 0 | 0 | 0 | 0 | 0 | 0 | 0 | 0 | 0 | 0
F1_Commercial_School_Existing_Exterior Lighting_Electric_General Service Lighting_E6 | F1 | Commercial | School | Existing | Exterior Lighting | Electric | General Service Lighting | E6 | CCE | 0 | 0 | 0 | 0 | 0 | 0 | 0 | 0 | 0 | 0 | 0 | 0 | 0 | 0 | 0 | 0 | 0 | 0 | 0 | 0 | 0 | 0 | 0 | 0 | 0 | 0 | 0 | 0 | 0 | 0
F1_Commercial_School_Existing_Exterior Lighting_Electric_General Service Lighting_E7 | F1 | Commercial | School | Existing | Exterior Lighting | Electric | General Service Lighting | E7 | CCE | 0 | 0 | 0 | 0 | 0 | 0 | 0 | 0 | 0 | 0 | 0 | 0 | 0 | 0 | 0 | 0 | 0 | 0 | 0 | 0 | 0 | 0 | 0 | 0 | 0 | 0 | 0 | 0 | 0 | 0
F1_Commercial_School_Existing_Exterior Lighting_Electric_General Service Lighting_E8 | F1 | Commercial | School | Existing | Exterior Lighting | Electric | General Service Lighting | E8 | CCE | 0 | 0 | 0 | 0 | 0 | 0 | 0 | 0 | 0 | 0 | 0 | 0 | 0 | 0 | 0 | 0 | 0 | 0 | 0 | 0 | 0 | 0 | 0 | 0 | 0 | 0 | 0 | 0 | 0 | 0
F1_Commercial_School_Existing_Exterior Lighting_Electric_General Service Lighting_E9 | F1 | Commercial | School | Existing | Exterior Lighting | Electric | General Service Lighting | E9 | CCE | 0 | 0 | 0 | 0 | 0 | 0 | 0 | 0 | 0 | 0 | 0 | 0 | 0 | 0 | 0 | 0 | 0 | 0 | 0 | 0 | 0 | 0 | 0 | 0 | 0 | 0 | 0 | 0 | 0 | 0
F1_Commercial_School_Existing_Exterior Lighting_Electric_General Service Lighting_E10 | F1 | Commercial | School | Existing | Exterior Lighting | Electric | General Service Lighting | E10 | CCE | 0 | 0 | 0 | 0 | 0 | 0 | 0 | 0 | 0 | 0 | 0 | 0 | 0 | 0 | 0 | 0 | 0 | 0 | 0 | 0 | 0 | 0 | 0 | 0 | 0 | 0 | 0 | 0 | 0 | 0
F2_Commercial_School_Existing_Exterior Lighting_Electric_General Service Lighting_E1 | F2 | Commercial | School | Existing | Exterior Lighting | Electric | General Service Lighting | E1 | TRC BC Ratio | 0 | 0 | 0 | 0 | 0 | 0 | 0 | 0 | 0 | 0 | 0 | 0 | 0 | 0 | 0 | 0 | 0 | 0 | 0 | 0 | 0 | 0 | 0 | 0 | 0 | 0 | 0 | 0 | 0 | 0
F2_Commercial_School_Existing_Exterior Lighting_Electric_General Service Lighting_E2 | F2 | Commercial | School | Existing | Exterior Lighting | Electric | General Service Lighting | E2 | TRC BC Ratio | 0 | 0 | 0 | 0 | 0 | 0 | 0 | 0 | 0 | 0 | 0 | 0 | 0 | 0 | 0 | 0 | 0 | 0 | 0 | 0 | 0 | 0 | 0 | 0 | 0 | 0 | 0 | 0 | 0 | 0
F2_Commercial_School_Existing_Exterior Lighting_Electric_General Service Lighting_E3 | F2 | Commercial | School | Existing | Exterior Lighting | Electric | General Service Lighting | E3 | TRC BC Ratio | 0 | 0 | 0 | 0 | 0 | 0 | 0 | 0 | 0 | 0 | 0 | 0 | 0 | 0 | 0 | 0 | 0 | 0 | 0 | 0 | 0 | 0 | 0 | 0 | 0 | 0 | 0 | 0 | 0 | 0
F2_Commercial_School_Existing_Exterior Lighting_Electric_General Service Lighting_E4 | F2 | Commercial | School | Existing | Exterior Lighting | Electric | General Service Lighting | E4 | TRC BC Ratio | 0 | 0 | 0 | 0 | 0 | 0 | 0 | 0 | 0 | 0 | 0 | 0 | 0 | 0 | 0 | 0 | 0 | 0 | 0 | 0 | 0 | 0 | 0 | 0 | 0 | 0 | 0 | 0 | 0 | 0
F2_Commercial_School_Existing_Exterior Lighting_Electric_General Service Lighting_E5 | F2 | Commercial | School | Existing | Exterior Lighting | Electric | General Service Lighting | E5 | TRC BC Ratio | 0 | 0 | 0 | 0 | 0 | 0 | 0 | 0 | 0 | 0 | 0 | 0 | 0 | 0 | 0 | 0 | 0 | 0 | 0 | 0 | 0 | 0 | 0 | 0 | 0 | 0 | 0 | 0 | 0 | 0
F2_Commercial_School_Existing_Exterior Lighting_Electric_General Service Lighting_E6 | F2 | Commercial | School | Existing | Exterior Lighting | Electric | General Service Lighting | E6 | TRC BC Ratio | 0 | 0 | 0 | 0 | 0 | 0 | 0 | 0 | 0 | 0 | 0 | 0 | 0 | 0 | 0 | 0 | 0 | 0 | 0 | 0 | 0 | 0 | 0 | 0 | 0 | 0 | 0 | 0 | 0 | 0
F2_Commercial_School_Existing_Exterior Lighting_Electric_General Service Lighting_E7 | F2 | Commercial | School | Existing | Exterior Lighting | Electric | General Service Lighting | E7 | TRC BC Ratio | 0 | 0 | 0 | 0 | 0 | 0 | 0 | 0 | 0 | 0 | 0 | 0 | 0 | 0 | 0 | 0 | 0 | 0 | 0 | 0 | 0 | 0 | 0 | 0 | 0 | 0 | 0 | 0 | 0 | 0
F2_Commercial_School_Existing_Exterior Lighting_Electric_General Service Lighting_E8 | F2 | Commercial | School | Existing | Exterior Lighting | Electric | General Service Lighting | E8 | TRC BC Ratio | 0 | 0 | 0 | 0 | 0 | 0 | 0 | 0 | 0 | 0 | 0 | 0 | 0 | 0 | 0 | 0 | 0 | 0 | 0 | 0 | 0 | 0 | 0 | 0 | 0 | 0 | 0 | 0 | 0 | 0
F2_Commercial_School_Existing_Exterior Lighting_Electric_General Service Lighting_E9 | F2 | Commercial | School | Existing | Exterior Lighting | Electric | General Service Lighting | E9 | TRC BC Ratio | 0 | 0 | 0 | 0 | 0 | 0 | 0 | 0 | 0 | 0 | 0 | 0 | 0 | 0 | 0 | 0 | 0 | 0 | 0 | 0 | 0 | 0 | 0 | 0 | 0 | 0 | 0 | 0 | 0 | 0
F2_Commercial_School_Existing_Exterior Lighting_Electric_General Service Lighting_E10 | F2 | Commercial | School | Existing | Exterior Lighting | Electric | General Service Lighting | E10 | TRC BC Ratio | 0 | 0 | 0 | 0 | 0 | 0 | 0 | 0 | 0 | 0 | 0 | 0 | 0 | 0 | 0 | 0 | 0 | 0 | 0 | 0 | 0 | 0 | 0 | 0 | 0 | 0 | 0 | 0 | 0 | 0
F3_Commercial_School_Existing_Exterior Lighting_Electric_General Service Lighting_E1 | F3 | Commercial | School | Existing | Exterior Lighting | Electric | General Service Lighting | E1 | PACT BC Ratio | 0 | 0 | 0 | 0 | 0 | 0 | 0 | 0 | 0 | 0 | 0 | 0 | 0 | 0 | 0 | 0 | 0 | 0 | 0 | 0 | 0 | 0 | 0 | 0 | 0 | 0 | 0 | 0 | 0 | 0
F3_Commercial_School_Existing_Exterior Lighting_Electric_General Service Lighting_E2 | F3 | Commercial | School | Existing | Exterior Lighting | Electric | General Service Lighting | E2 | PACT BC Ratio | 0 | 0 | 0 | 0 | 0 | 0 | 0 | 0 | 0 | 0 | 0 | 0 | 0 | 0 | 0 | 0 | 0 | 0 | 0 | 0 | 0 | 0 | 0 | 0 | 0 | 0 | 0 | 0 | 0 | 0
F3_Commercial_School_Existing_Exterior Lighting_Electric_General Service Lighting_E3 | F3 | Commercial | School | Existing | Exterior Lighting | Electric | General Service Lighting | E3 | PACT BC Ratio | 0 | 0 | 0 | 0 | 0 | 0 | 0 | 0 | 0 | 0 | 0 | 0 | 0 | 0 | 0 | 0 | 0 | 0 | 0 | 0 | 0 | 0 | 0 | 0 | 0 | 0 | 0 | 0 | 0 | 0
F3_Commercial_School_Existing_Exterior Lighting_Electric_General Service Lighting_E4 | F3 | Commercial | School | Existing | Exterior Lighting | Electric | General Service Lighting | E4 | PACT BC Ratio | 0 | 0 | 0 | 0 | 0 | 0 | 0 | 0 | 0 | 0 | 0 | 0 | 0 | 0 | 0 | 0 | 0 | 0 | 0 | 0 | 0 | 0 | 0 | 0 | 0 | 0 | 0 | 0 | 0 | 0
F3_Commercial_School_Existing_Exterior Lighting_Electric_General Service Lighting_E5 | F3 | Commercial | School | Existing | Exterior Lighting | Electric | General Service Lighting | E5 | PACT BC Ratio | 0 | 0 | 0 | 0 | 0 | 0 | 0 | 0 | 0 | 0 | 0 | 0 | 0 | 0 | 0 | 0 | 0 | 0 | 0 | 0 | 0 | 0 | 0 | 0 | 0 | 0 | 0 | 0 | 0 | 0
F3_Commercial_School_Existing_Exterior Lighting_Electric_General Service Lighting_E6 | F3 | Commercial | School | Existing | Exterior Lighting | Electric | General Service Lighting | E6 | PACT BC Ratio | 0 | 0 | 0 | 0 | 0 | 0 | 0 | 0 | 0 | 0 | 0 | 0 | 0 | 0 | 0 | 0 | 0 | 0 | 0 | 0 | 0 | 0 | 0 | 0 | 0 | 0 | 0 | 0 | 0 | 0
F3_Commercial_School_Existing_Exterior Lighting_Electric_General Service Lighting_E7 | F3 | Commercial | School | Existing | Exterior Lighting | Electric | General Service Lighting | E7 | PACT BC Ratio | 0 | 0 | 0 | 0 | 0 | 0 | 0 | 0 | 0 | 0 | 0 | 0 | 0 | 0 | 0 | 0 | 0 | 0 | 0 | 0 | 0 | 0 | 0 | 0 | 0 | 0 | 0 | 0 | 0 | 0
F3_Commercial_School_Existing_Exterior Lighting_Electric_General Service Lighting_E8 | F3 | Commercial | School | Existing | Exterior Lighting | Electric | General Service Lighting | E8 | PACT BC Ratio | 0 | 0 | 0 | 0 | 0 | 0 | 0 | 0 | 0 | 0 | 0 | 0 | 0 | 0 | 0 | 0 | 0 | 0 | 0 | 0 | 0 | 0 | 0 | 0 | 0 | 0 | 0 | 0 | 0 | 0
F3_Commercial_School_Existing_Exterior Lighting_Electric_General Service Lighting_E9 | F3 | Commercial | School | Existing | Exterior Lighting | Electric | General Service Lighting | E9 | PACT BC Ratio | 0 | 0 | 0 | 0 | 0 | 0 | 0 | 0 | 0 | 0 | 0 | 0 | 0 | 0 | 0 | 0 | 0 | 0 | 0 | 0 | 0 | 0 | 0 | 0 | 0 | 0 | 0 | 0 | 0 | 0
F3_Commercial_School_Existing_Exterior Lighting_Electric_General Service Lighting_E10 | F3 | Commercial | School | Existing | Exterior Lighting | Electric | General Service Lighting | E10 | PACT BC Ratio | 0 | 0 | 0 | 0 | 0 | 0 | 0 | 0 | 0 | 0 | 0 | 0 | 0 | 0 | 0 | 0 | 0 | 0 | 0 | 0 | 0 | 0 | 0 | 0 | 0 | 0 | 0 | 0 | 0 | 0
F4_Commercial_School_Existing_Exterior Lighting_Electric_General Service Lighting_E1 | F4 | Commercial | School | Existing | Exterior Lighting | Electric | General Service Lighting | E1 | RVT BC Ratio | 0 | 0 | 0 | 0 | 0 | 0 | 0 | 0 | 0 | 0 | 0 | 0 | 0 | 0 | 0 | 0 | 0 | 0 | 0 | 0 | 0 | 0 | 0 | 0 | 0 | 0 | 0 | 0 | 0 | 0
F4_Commercial_School_Existing_Exterior Lighting_Electric_General Service Lighting_E2 | F4 | Commercial | School | Existing | Exterior Lighting | Electric | General Service Lighting | E2 | RVT BC Ratio | 0 | 0 | 0 | 0 | 0 | 0 | 0 | 0 | 0 | 0 | 0 | 0 | 0 | 0 | 0 | 0 | 0 | 0 | 0 | 0 | 0 | 0 | 0 | 0 | 0 | 0 | 0 | 0 | 0 | 0
F4_Commercial_School_Existing_Exterior Lighting_Electric_General Service Lighting_E3 | F4 | Commercial | School | Existing | Exterior Lighting | Electric | General Service Lighting | E3 | RVT BC Ratio | 0 | 0 | 0 | 0 | 0 | 0 | 0 | 0 | 0 | 0 | 0 | 0 | 0 | 0 | 0 | 0 | 0 | 0 | 0 | 0 | 0 | 0 | 0 | 0 | 0 | 0 | 0 | 0 | 0 | 0
F4_Commercial_School_Existing_Exterior Lighting_Electric_General Service Lighting_E4 | F4 | Commercial | School | Existing | Exterior Lighting | Electric | General Service Lighting | E4 | RVT BC Ratio | 0 | 0 | 0 | 0 | 0 | 0 | 0 | 0 | 0 | 0 | 0 | 0 | 0 | 0 | 0 | 0 | 0 | 0 | 0 | 0 | 0 | 0 | 0 | 0 | 0 | 0 | 0 | 0 | 0 | 0
F4_Commercial_School_Existing_Exterior Lighting_Electric_General Service Lighting_E5 | F4 | Commercial | School | Existing | Exterior Lighting | Electric | General Service Lighting | E5 | RVT BC Ratio | 0 | 0 | 0 | 0 | 0 | 0 | 0 | 0 | 0 | 0 | 0 | 0 | 0 | 0 | 0 | 0 | 0 | 0 | 0 | 0 | 0 | 0 | 0 | 0 | 0 | 0 | 0 | 0 | 0 | 0
F4_Commercial_School_Existing_Exterior Lighting_Electric_General Service Lighting_E6 | F4 | Commercial | School | Existing | Exterior Lighting | Electric | General Service Lighting | E6 | RVT BC Ratio | 0 | 0 | 0 | 0 | 0 | 0 | 0 | 0 | 0 | 0 | 0 | 0 | 0 | 0 | 0 | 0 | 0 | 0 | 0 | 0 | 0 | 0 | 0 | 0 | 0 | 0 | 0 | 0 | 0 | 0
F4_Commercial_School_Existing_Exterior Lighting_Electric_General Service Lighting_E7 | F4 | Commercial | School | Existing | Exterior Lighting | Electric | General Service Lighting | E7 | RVT BC Ratio | 0 | 0 | 0 | 0 | 0 | 0 | 0 | 0 | 0 | 0 | 0 | 0 | 0 | 0 | 0 | 0 | 0 | 0 | 0 | 0 | 0 | 0 | 0 | 0 | 0 | 0 | 0 | 0 | 0 | 0
F4_Commercial_School_Existing_Exterior Lighting_Electric_General Service Lighting_E8 | F4 | Commercial | School | Existing | Exterior Lighting | Electric | General Service Lighting | E8 | RVT BC Ratio | 0 | 0 | 0 | 0 | 0 | 0 | 0 | 0 | 0 | 0 | 0 | 0 | 0 | 0 | 0 | 0 | 0 | 0 | 0 | 0 | 0 | 0 | 0 | 0 | 0 | 0 | 0 | 0 | 0 | 0
F4_Commercial_School_Existing_Exterior Lighting_Electric_General Service Lighting_E9 | F4 | Commercial | School | Existing | Exterior Lighting | Electric | General Service Lighting | E9 | RVT BC Ratio | 0 | 0 | 0 | 0 | 0 | 0 | 0 | 0 | 0 | 0 | 0 | 0 | 0 | 0 | 0 | 0 | 0 | 0 | 0 | 0 | 0 | 0 | 0 | 0 | 0 | 0 | 0 | 0 | 0 | 0
F4_Commercial_School_Existing_Exterior Lighting_Electric_General Service Lighting_E10 | F4 | Commercial | School | Existing | Exterior Lighting | Electric | General Service Lighting | E10 | RVT BC Ratio | 0 | 0 | 0 | 0 | 0 | 0 | 0 | 0 | 0 | 0 | 0 | 0 | 0 | 0 | 0 | 0 | 0 | 0 | 0 | 0 | 0 | 0 | 0 | 0 | 0 | 0 | 0 | 0 | 0 | 0
F5_Commercial_School_Existing_Exterior Lighting_Electric_General Service Lighting_E1 | F5 | Commercial | School | Existing | Exterior Lighting | Electric | General Service Lighting | E1 | RIM BC Ratio | 0 | 0 | 0 | 0 | 0 | 0 | 0 | 0 | 0 | 0 | 0 | 0 | 0 | 0 | 0 | 0 | 0 | 0 | 0 | 0 | 0 | 0 | 0 | 0 | 0 | 0 | 0 | 0 | 0 | 0
F5_Commercial_School_Existing_Exterior Lighting_Electric_General Service Lighting_E2 | F5 | Commercial | School | Existing | Exterior Lighting | Electric | General Service Lighting | E2 | RIM BC Ratio | 0 | 0 | 0 | 0 | 0 | 0 | 0 | 0 | 0 | 0 | 0 | 0 | 0 | 0 | 0 | 0 | 0 | 0 | 0 | 0 | 0 | 0 | 0 | 0 | 0 | 0 | 0 | 0 | 0 | 0
F5_Commercial_School_Existing_Exterior Lighting_Electric_General Service Lighting_E3 | F5 | Commercial | School | Existing | Exterior Lighting | Electric | General Service Lighting | E3 | RIM BC Ratio | 0 | 0 | 0 | 0 | 0 | 0 | 0 | 0 | 0 | 0 | 0 | 0 | 0 | 0 | 0 | 0 | 0 | 0 | 0 | 0 | 0 | 0 | 0 | 0 | 0 | 0 | 0 | 0 | 0 | 0
F5_Commercial_School_Existing_Exterior Lighting_Electric_General Service Lighting_E4 | F5 | Commercial | School | Existing | Exterior Lighting | Electric | General Service Lighting | E4 | RIM BC Ratio | 0 | 0 | 0 | 0 | 0 | 0 | 0 | 0 | 0 | 0 | 0 | 0 | 0 | 0 | 0 | 0 | 0 | 0 | 0 | 0 | 0 | 0 | 0 | 0 | 0 | 0 | 0 | 0 | 0 | 0
F5_Commercial_School_Existing_Exterior Lighting_Electric_General Service Lighting_E5 | F5 | Commercial | School | Existing | Exterior Lighting | Electric | General Service Lighting | E5 | RIM BC Ratio | 0 | 0 | 0 | 0 | 0 | 0 | 0 | 0 | 0 | 0 | 0 | 0 | 0 | 0 | 0 | 0 | 0 | 0 | 0 | 0 | 0 | 0 | 0 | 0 | 0 | 0 | 0 | 0 | 0 | 0
F5_Commercial_School_Existing_Exterior Lighting_Electric_General Service Lighting_E6 | F5 | Commercial | School | Existing | Exterior Lighting | Electric | General Service Lighting | E6 | RIM BC Ratio | 0 | 0 | 0 | 0 | 0 | 0 | 0 | 0 | 0 | 0 | 0 | 0 | 0 | 0 | 0 | 0 | 0 | 0 | 0 | 0 | 0 | 0 | 0 | 0 | 0 | 0 | 0 | 0 | 0 | 0
F5_Commercial_School_Existing_Exterior Lighting_Electric_General Service Lighting_E7 | F5 | Commercial | School | Existing | Exterior Lighting | Electric | General Service Lighting | E7 | RIM BC Ratio | 0 | 0 | 0 | 0 | 0 | 0 | 0 | 0 | 0 | 0 | 0 | 0 | 0 | 0 | 0 | 0 | 0 | 0 | 0 | 0 | 0 | 0 | 0 | 0 | 0 | 0 | 0 | 0 | 0 | 0
F5_Commercial_School_Existing_Exterior Lighting_Electric_General Service Lighting_E8 | F5 | Commercial | School | Existing | Exterior Lighting | Electric | General Service Lighting | E8 | RIM BC Ratio | 0 | 0 | 0 | 0 | 0 | 0 | 0 | 0 | 0 | 0 | 0 | 0 | 0 | 0 | 0 | 0 | 0 | 0 | 0 | 0 | 0 | 0 | 0 | 0 | 0 | 0 | 0 | 0 | 0 | 0
F5_Commercial_School_Existing_Exterior Lighting_Electric_General Service Lighting_E9 | F5 | Commercial | School | Existing | Exterior Lighting | Electric | General Service Lighting | E9 | RIM BC Ratio | 0 | 0 | 0 | 0 | 0 | 0 | 0 | 0 | 0 | 0 | 0 | 0 | 0 | 0 | 0 | 0 | 0 | 0 | 0 | 0 | 0 | 0 | 0 | 0 | 0 | 0 | 0 | 0 | 0 | 0
F5_Commercial_School_Existing_Exterior Lighting_Electric_General Service Lighting_E10 | F5 | Commercial | School | Existing | Exterior Lighting | Electric | General Service Lighting | E10 | RIM BC Ratio | 0 | 0 | 0 | 0 | 0 | 0 | 0 | 0 | 0 | 0 | 0 | 0 | 0 | 0 | 0 | 0 | 0 | 0 | 0 | 0 | 0 | 0 | 0 | 0 | 0 | 0 | 0 | 0 | 0 | 0
F0_Commercial_School_Existing_Exterior Lighting_Electric_Area Lighting_E0 | F0 | Commercial | School | Existing | Exterior Lighting | Electric | Area Lighting | E0 | Economic Unit | 0 | 0 | 0 | 0 | 0 | 0 | 0 | 0 | 0 | 0 | 0 | 0 | 0 | 0 | 0 | 0 | 0 | 0 | 0 | 0 | 0 | 0 | 0 | 0 | 0 | 0 | 0 | 0 | 0 | 0
F1_Commercial_School_Existing_Exterior Lighting_Electric_Area Lighting_E1 | F1 | Commercial | School | Existing | Exterior Lighting | Electric | Area Lighting | E1 | CCE | 0 | 0 | 0 | 0 | 0 | 0 | 0 | 0 | 0 | 0 | 0 | 0 | 0 | 0 | 0 | 0 | 0 | 0 | 0 | 0 | 0 | 0 | 0 | 0 | 0 | 0 | 0 | 0 | 0 | 0
F1_Commercial_School_Existing_Exterior Lighting_Electric_Area Lighting_E2 | F1 | Commercial | School | Existing | Exterior Lighting | Electric | Area Lighting | E2 | CCE | 0 | 0 | 0 | 0 | 0 | 0 | 0 | 0 | 0 | 0 | 0 | 0 | 0 | 0 | 0 | 0 | 0 | 0 | 0 | 0 | 0 | 0 | 0 | 0 | 0 | 0 | 0 | 0 | 0 | 0
F1_Commercial_School_Existing_Exterior Lighting_Electric_Area Lighting_E3 | F1 | Commercial | School | Existing | Exterior Lighting | Electric | Area Lighting | E3 | CCE | 0 | 0 | 0 | 0 | 0 | 0 | 0 | 0 | 0 | 0 | 0 | 0 | 0 | 0 | 0 | 0 | 0 | 0 | 0 | 0 | 0 | 0 | 0 | 0 | 0 | 0 | 0 | 0 | 0 | 0
F1_Commercial_School_Existing_Exterior Lighting_Electric_Area Lighting_E4 | F1 | Commercial | School | Existing | Exterior Lighting | Electric | Area Lighting | E4 | CCE | 0 | 0 | 0 | 0 | 0 | 0 | 0 | 0 | 0 | 0 | 0 | 0 | 0 | 0 | 0 | 0 | 0 | 0 | 0 | 0 | 0 | 0 | 0 | 0 | 0 | 0 | 0 | 0 | 0 | 0
F1_Commercial_School_Existing_Exterior Lighting_Electric_Area Lighting_E5 | F1 | Commercial | School | Existing | Exterior Lighting | Electric | Area Lighting | E5 | CCE | 0 | 0 | 0 | 0 | 0 | 0 | 0 | 0 | 0 | 0 | 0 | 0 | 0 | 0 | 0 | 0 | 0 | 0 | 0 | 0 | 0 | 0 | 0 | 0 | 0 | 0 | 0 | 0 | 0 | 0
F1_Commercial_School_Existing_Exterior Lighting_Electric_Area Lighting_E6 | F1 | Commercial | School | Existing | Exterior Lighting | Electric | Area Lighting | E6 | CCE | 0 | 0 | 0 | 0 | 0 | 0 | 0 | 0 | 0 | 0 | 0 | 0 | 0 | 0 | 0 | 0 | 0 | 0 | 0 | 0 | 0 | 0 | 0 | 0 | 0 | 0 | 0 | 0 | 0 | 0
F1_Commercial_School_Existing_Exterior Lighting_Electric_Area Lighting_E7 | F1 | Commercial | School | Existing | Exterior Lighting | Electric | Area Lighting | E7 | CCE | 0 | 0 | 0 | 0 | 0 | 0 | 0 | 0 | 0 | 0 | 0 | 0 | 0 | 0 | 0 | 0 | 0 | 0 | 0 | 0 | 0 | 0 | 0 | 0 | 0 | 0 | 0 | 0 | 0 | 0
F1_Commercial_School_Existing_Exterior Lighting_Electric_Area Lighting_E8 | F1 | Commercial | School | Existing | Exterior Lighting | Electric | Area Lighting | E8 | CCE | 0 | 0 | 0 | 0 | 0 | 0 | 0 | 0 | 0 | 0 | 0 | 0 | 0 | 0 | 0 | 0 | 0 | 0 | 0 | 0 | 0 | 0 | 0 | 0 | 0 | 0 | 0 | 0 | 0 | 0
F1_Commercial_School_Existing_Exterior Lighting_Electric_Area Lighting_E9 | F1 | Commercial | School | Existing | Exterior Lighting | Electric | Area Lighting | E9 | CCE | 0 | 0 | 0 | 0 | 0 | 0 | 0 | 0 | 0 | 0 | 0 | 0 | 0 | 0 | 0 | 0 | 0 | 0 | 0 | 0 | 0 | 0 | 0 | 0 | 0 | 0 | 0 | 0 | 0 | 0
F1_Commercial_School_Existing_Exterior Lighting_Electric_Area Lighting_E10 | F1 | Commercial | School | Existing | Exterior Lighting | Electric | Area Lighting | E10 | CCE | 0 | 0 | 0 | 0 | 0 | 0 | 0 | 0 | 0 | 0 | 0 | 0 | 0 | 0 | 0 | 0 | 0 | 0 | 0 | 0 | 0 | 0 | 0 | 0 | 0 | 0 | 0 | 0 | 0 | 0
F2_Commercial_School_Existing_Exterior Lighting_Electric_Area Lighting_E1 | F2 | Commercial | School | Existing | Exterior Lighting | Electric | Area Lighting | E1 | TRC BC Ratio | 0 | 0 | 0 | 0 | 0 | 0 | 0 | 0 | 0 | 0 | 0 | 0 | 0 | 0 | 0 | 0 | 0 | 0 | 0 | 0 | 0 | 0 | 0 | 0 | 0 | 0 | 0 | 0 | 0 | 0
F2_Commercial_School_Existing_Exterior Lighting_Electric_Area Lighting_E2 | F2 | Commercial | School | Existing | Exterior Lighting | Electric | Area Lighting | E2 | TRC BC Ratio | 0 | 0 | 0 | 0 | 0 | 0 | 0 | 0 | 0 | 0 | 0 | 0 | 0 | 0 | 0 | 0 | 0 | 0 | 0 | 0 | 0 | 0 | 0 | 0 | 0 | 0 | 0 | 0 | 0 | 0
F2_Commercial_School_Existing_Exterior Lighting_Electric_Area Lighting_E3 | F2 | Commercial | School | Existing | Exterior Lighting | Electric | Area Lighting | E3 | TRC BC Ratio | 0 | 0 | 0 | 0 | 0 | 0 | 0 | 0 | 0 | 0 | 0 | 0 | 0 | 0 | 0 | 0 | 0 | 0 | 0 | 0 | 0 | 0 | 0 | 0 | 0 | 0 | 0 | 0 | 0 | 0
F2_Commercial_School_Existing_Exterior Lighting_Electric_Area Lighting_E4 | F2 | Commercial | School | Existing | Exterior Lighting | Electric | Area Lighting | E4 | TRC BC Ratio | 0 | 0 | 0 | 0 | 0 | 0 | 0 | 0 | 0 | 0 | 0 | 0 | 0 | 0 | 0 | 0 | 0 | 0 | 0 | 0 | 0 | 0 | 0 | 0 | 0 | 0 | 0 | 0 | 0 | 0
F2_Commercial_School_Existing_Exterior Lighting_Electric_Area Lighting_E5 | F2 | Commercial | School | Existing | Exterior Lighting | Electric | Area Lighting | E5 | TRC BC Ratio | 0 | 0 | 0 | 0 | 0 | 0 | 0 | 0 | 0 | 0 | 0 | 0 | 0 | 0 | 0 | 0 | 0 | 0 | 0 | 0 | 0 | 0 | 0 | 0 | 0 | 0 | 0 | 0 | 0 | 0
F2_Commercial_School_Existing_Exterior Lighting_Electric_Area Lighting_E6 | F2 | Commercial | School | Existing | Exterior Lighting | Electric | Area Lighting | E6 | TRC BC Ratio | 0 | 0 | 0 | 0 | 0 | 0 | 0 | 0 | 0 | 0 | 0 | 0 | 0 | 0 | 0 | 0 | 0 | 0 | 0 | 0 | 0 | 0 | 0 | 0 | 0 | 0 | 0 | 0 | 0 | 0
F2_Commercial_School_Existing_Exterior Lighting_Electric_Area Lighting_E7 | F2 | Commercial | School | Existing | Exterior Lighting | Electric | Area Lighting | E7 | TRC BC Ratio | 0 | 0 | 0 | 0 | 0 | 0 | 0 | 0 | 0 | 0 | 0 | 0 | 0 | 0 | 0 | 0 | 0 | 0 | 0 | 0 | 0 | 0 | 0 | 0 | 0 | 0 | 0 | 0 | 0 | 0
F2_Commercial_School_Existing_Exterior Lighting_Electric_Area Lighting_E8 | F2 | Commercial | School | Existing | Exterior Lighting | Electric | Area Lighting | E8 | TRC BC Ratio | 0 | 0 | 0 | 0 | 0 | 0 | 0 | 0 | 0 | 0 | 0 | 0 | 0 | 0 | 0 | 0 | 0 | 0 | 0 | 0 | 0 | 0 | 0 | 0 | 0 | 0 | 0 | 0 | 0 | 0
F2_Commercial_School_Existing_Exterior Lighting_Electric_Area Lighting_E9 | F2 | Commercial | School | Existing | Exterior Lighting | Electric | Area Lighting | E9 | TRC BC Ratio | 0 | 0 | 0 | 0 | 0 | 0 | 0 | 0 | 0 | 0 | 0 | 0 | 0 | 0 | 0 | 0 | 0 | 0 | 0 | 0 | 0 | 0 | 0 | 0 | 0 | 0 | 0 | 0 | 0 | 0
F2_Commercial_School_Existing_Exterior Lighting_Electric_Area Lighting_E10 | F2 | Commercial | School | Existing | Exterior Lighting | Electric | Area Lighting | E10 | TRC BC Ratio | 0 | 0 | 0 | 0 | 0 | 0 | 0 | 0 | 0 | 0 | 0 | 0 | 0 | 0 | 0 | 0 | 0 | 0 | 0 | 0 | 0 | 0 | 0 | 0 | 0 | 0 | 0 | 0 | 0 | 0
F3_Commercial_School_Existing_Exterior Lighting_Electric_Area Lighting_E1 | F3 | Commercial | School | Existing | Exterior Lighting | Electric | Area Lighting | E1 | PACT BC Ratio | 0 | 0 | 0 | 0 | 0 | 0 | 0 | 0 | 0 | 0 | 0 | 0 | 0 | 0 | 0 | 0 | 0 | 0 | 0 | 0 | 0 | 0 | 0 | 0 | 0 | 0 | 0 | 0 | 0 | 0
F3_Commercial_School_Existing_Exterior Lighting_Electric_Area Lighting_E2 | F3 | Commercial | School | Existing | Exterior Lighting | Electric | Area Lighting | E2 | PACT BC Ratio | 0 | 0 | 0 | 0 | 0 | 0 | 0 | 0 | 0 | 0 | 0 | 0 | 0 | 0 | 0 | 0 | 0 | 0 | 0 | 0 | 0 | 0 | 0 | 0 | 0 | 0 | 0 | 0 | 0 | 0
F3_Commercial_School_Existing_Exterior Lighting_Electric_Area Lighting_E3 | F3 | Commercial | School | Existing | Exterior Lighting | Electric | Area Lighting | E3 | PACT BC Ratio | 0 | 0 | 0 | 0 | 0 | 0 | 0 | 0 | 0 | 0 | 0 | 0 | 0 | 0 | 0 | 0 | 0 | 0 | 0 | 0 | 0 | 0 | 0 | 0 | 0 | 0 | 0 | 0 | 0 | 0
F3_Commercial_School_Existing_Exterior Lighting_Electric_Area Lighting_E4 | F3 | Commercial | School | Existing | Exterior Lighting | Electric | Area Lighting | E4 | PACT BC Ratio | 0 | 0 | 0 | 0 | 0 | 0 | 0 | 0 | 0 | 0 | 0 | 0 | 0 | 0 | 0 | 0 | 0 | 0 | 0 | 0 | 0 | 0 | 0 | 0 | 0 | 0 | 0 | 0 | 0 | 0
F3_Commercial_School_Existing_Exterior Lighting_Electric_Area Lighting_E5 | F3 | Commercial | School | Existing | Exterior Lighting | Electric | Area Lighting | E5 | PACT BC Ratio | 0 | 0 | 0 | 0 | 0 | 0 | 0 | 0 | 0 | 0 | 0 | 0 | 0 | 0 | 0 | 0 | 0 | 0 | 0 | 0 | 0 | 0 | 0 | 0 | 0 | 0 | 0 | 0 | 0 | 0
F3_Commercial_School_Existing_Exterior Lighting_Electric_Area Lighting_E6 | F3 | Commercial | School | Existing | Exterior Lighting | Electric | Area Lighting | E6 | PACT BC Ratio | 0 | 0 | 0 | 0 | 0 | 0 | 0 | 0 | 0 | 0 | 0 | 0 | 0 | 0 | 0 | 0 | 0 | 0 | 0 | 0 | 0 | 0 | 0 | 0 | 0 | 0 | 0 | 0 | 0 | 0
F3_Commercial_School_Existing_Exterior Lighting_Electric_Area Lighting_E7 | F3 | Commercial | School | Existing | Exterior Lighting | Electric | Area Lighting | E7 | PACT BC Ratio | 0 | 0 | 0 | 0 | 0 | 0 | 0 | 0 | 0 | 0 | 0 | 0 | 0 | 0 | 0 | 0 | 0 | 0 | 0 | 0 | 0 | 0 | 0 | 0 | 0 | 0 | 0 | 0 | 0 | 0
F3_Commercial_School_Existing_Exterior Lighting_Electric_Area Lighting_E8 | F3 | Commercial | School | Existing | Exterior Lighting | Electric | Area Lighting | E8 | PACT BC Ratio | 0 | 0 | 0 | 0 | 0 | 0 | 0 | 0 | 0 | 0 | 0 | 0 | 0 | 0 | 0 | 0 | 0 | 0 | 0 | 0 | 0 | 0 | 0 | 0 | 0 | 0 | 0 | 0 | 0 | 0
F3_Commercial_School_Existing_Exterior Lighting_Electric_Area Lighting_E9 | F3 | Commercial | School | Existing | Exterior Lighting | Electric | Area Lighting | E9 | PACT BC Ratio | 0 | 0 | 0 | 0 | 0 | 0 | 0 | 0 | 0 | 0 | 0 | 0 | 0 | 0 | 0 | 0 | 0 | 0 | 0 | 0 | 0 | 0 | 0 | 0 | 0 | 0 | 0 | 0 | 0 | 0
F3_Commercial_School_Existing_Exterior Lighting_Electric_Area Lighting_E10 | F3 | Commercial | School | Existing | Exterior Lighting | Electric | Area Lighting | E10 | PACT BC Ratio | 0 | 0 | 0 | 0 | 0 | 0 | 0 | 0 | 0 | 0 | 0 | 0 | 0 | 0 | 0 | 0 | 0 | 0 | 0 | 0 | 0 | 0 | 0 | 0 | 0 | 0 | 0 | 0 | 0 | 0
F4_Commercial_School_Existing_Exterior Lighting_Electric_Area Lighting_E1 | F4 | Commercial | School | Existing | Exterior Lighting | Electric | Area Lighting | E1 | RVT BC Ratio | 0 | 0 | 0 | 0 | 0 | 0 | 0 | 0 | 0 | 0 | 0 | 0 | 0 | 0 | 0 | 0 | 0 | 0 | 0 | 0 | 0 | 0 | 0 | 0 | 0 | 0 | 0 | 0 | 0 | 0
F4_Commercial_School_Existing_Exterior Lighting_Electric_Area Lighting_E2 | F4 | Commercial | School | Existing | Exterior Lighting | Electric | Area Lighting | E2 | RVT BC Ratio | 0 | 0 | 0 | 0 | 0 | 0 | 0 | 0 | 0 | 0 | 0 | 0 | 0 | 0 | 0 | 0 | 0 | 0 | 0 | 0 | 0 | 0 | 0 | 0 | 0 | 0 | 0 | 0 | 0 | 0
F4_Commercial_School_Existing_Exterior Lighting_Electric_Area Lighting_E3 | F4 | Commercial | School | Existing | Exterior Lighting | Electric | Area Lighting | E3 | RVT BC Ratio | 0 | 0 | 0 | 0 | 0 | 0 | 0 | 0 | 0 | 0 | 0 | 0 | 0 | 0 | 0 | 0 | 0 | 0 | 0 | 0 | 0 | 0 | 0 | 0 | 0 | 0 | 0 | 0 | 0 | 0
F4_Commercial_School_Existing_Exterior Lighting_Electric_Area Lighting_E4 | F4 | Commercial | School | Existing | Exterior Lighting | Electric | Area Lighting | E4 | RVT BC Ratio | 0 | 0 | 0 | 0 | 0 | 0 | 0 | 0 | 0 | 0 | 0 | 0 | 0 | 0 | 0 | 0 | 0 | 0 | 0 | 0 | 0 | 0 | 0 | 0 | 0 | 0 | 0 | 0 | 0 | 0
F4_Commercial_School_Existing_Exterior Lighting_Electric_Area Lighting_E5 | F4 | Commercial | School | Existing | Exterior Lighting | Electric | Area Lighting | E5 | RVT BC Ratio | 0 | 0 | 0 | 0 | 0 | 0 | 0 | 0 | 0 | 0 | 0 | 0 | 0 | 0 | 0 | 0 | 0 | 0 | 0 | 0 | 0 | 0 | 0 | 0 | 0 | 0 | 0 | 0 | 0 | 0
F4_Commercial_School_Existing_Exterior Lighting_Electric_Area Lighting_E6 | F4 | Commercial | School | Existing | Exterior Lighting | Electric | Area Lighting | E6 | RVT BC Ratio | 0 | 0 | 0 | 0 | 0 | 0 | 0 | 0 | 0 | 0 | 0 | 0 | 0 | 0 | 0 | 0 | 0 | 0 | 0 | 0 | 0 | 0 | 0 | 0 | 0 | 0 | 0 | 0 | 0 | 0
F4_Commercial_School_Existing_Exterior Lighting_Electric_Area Lighting_E7 | F4 | Commercial | School | Existing | Exterior Lighting | Electric | Area Lighting | E7 | RVT BC Ratio | 0 | 0 | 0 | 0 | 0 | 0 | 0 | 0 | 0 | 0 | 0 | 0 | 0 | 0 | 0 | 0 | 0 | 0 | 0 | 0 | 0 | 0 | 0 | 0 | 0 | 0 | 0 | 0 | 0 | 0
F4_Commercial_School_Existing_Exterior Lighting_Electric_Area Lighting_E8 | F4 | Commercial | School | Existing | Exterior Lighting | Electric | Area Lighting | E8 | RVT BC Ratio | 0 | 0 | 0 | 0 | 0 | 0 | 0 | 0 | 0 | 0 | 0 | 0 | 0 | 0 | 0 | 0 | 0 | 0 | 0 | 0 | 0 | 0 | 0 | 0 | 0 | 0 | 0 | 0 | 0 | 0
F4_Commercial_School_Existing_Exterior Lighting_Electric_Area Lighting_E9 | F4 | Commercial | School | Existing | Exterior Lighting | Electric | Area Lighting | E9 | RVT BC Ratio | 0 | 0 | 0 | 0 | 0 | 0 | 0 | 0 | 0 | 0 | 0 | 0 | 0 | 0 | 0 | 0 | 0 | 0 | 0 | 0 | 0 | 0 | 0 | 0 | 0 | 0 | 0 | 0 | 0 | 0
F4_Commercial_School_Existing_Exterior Lighting_Electric_Area Lighting_E10 | F4 | Commercial | School | Existing | Exterior Lighting | Electric | Area Lighting | E10 | RVT BC Ratio | 0 | 0 | 0 | 0 | 0 | 0 | 0 | 0 | 0 | 0 | 0 | 0 | 0 | 0 | 0 | 0 | 0 | 0 | 0 | 0 | 0 | 0 | 0 | 0 | 0 | 0 | 0 | 0 | 0 | 0
F5_Commercial_School_Existing_Exterior Lighting_Electric_Area Lighting_E1 | F5 | Commercial | School | Existing | Exterior Lighting | Electric | Area Lighting | E1 | RIM BC Ratio | 0 | 0 | 0 | 0 | 0 | 0 | 0 | 0 | 0 | 0 | 0 | 0 | 0 | 0 | 0 | 0 | 0 | 0 | 0 | 0 | 0 | 0 | 0 | 0 | 0 | 0 | 0 | 0 | 0 | 0
F5_Commercial_School_Existing_Exterior Lighting_Electric_Area Lighting_E2 | F5 | Commercial | School | Existing | Exterior Lighting | Electric | Area Lighting | E2 | RIM BC Ratio | 0 | 0 | 0 | 0 | 0 | 0 | 0 | 0 | 0 | 0 | 0 | 0 | 0 | 0 | 0 | 0 | 0 | 0 | 0 | 0 | 0 | 0 | 0 | 0 | 0 | 0 | 0 | 0 | 0 | 0
F5_Commercial_School_Existing_Exterior Lighting_Electric_Area Lighting_E3 | F5 | Commercial | School | Existing | Exterior Lighting | Electric | Area Lighting | E3 | RIM BC Ratio | 0 | 0 | 0 | 0 | 0 | 0 | 0 | 0 | 0 | 0 | 0 | 0 | 0 | 0 | 0 | 0 | 0 | 0 | 0 | 0 | 0 | 0 | 0 | 0 | 0 | 0 | 0 | 0 | 0 | 0
F5_Commercial_School_Existing_Exterior Lighting_Electric_Area Lighting_E4 | F5 | Commercial | School | Existing | Exterior Lighting | Electric | Area Lighting | E4 | RIM BC Ratio | 0 | 0 | 0 | 0 | 0 | 0 | 0 | 0 | 0 | 0 | 0 | 0 | 0 | 0 | 0 | 0 | 0 | 0 | 0 | 0 | 0 | 0 | 0 | 0 | 0 | 0 | 0 | 0 | 0 | 0
F5_Commercial_School_Existing_Exterior Lighting_Electric_Area Lighting_E5 | F5 | Commercial | School | Existing | Exterior Lighting | Electric | Area Lighting | E5 | RIM BC Ratio | 0 | 0 | 0 | 0 | 0 | 0 | 0 | 0 | 0 | 0 | 0 | 0 | 0 | 0 | 0 | 0 | 0 | 0 | 0 | 0 | 0 | 0 | 0 | 0 | 0 | 0 | 0 | 0 | 0 | 0
F5_Commercial_School_Existing_Exterior Lighting_Electric_Area Lighting_E6 | F5 | Commercial | School | Existing | Exterior Lighting | Electric | Area Lighting | E6 | RIM BC Ratio | 0 | 0 | 0 | 0 | 0 | 0 | 0 | 0 | 0 | 0 | 0 | 0 | 0 | 0 | 0 | 0 | 0 | 0 | 0 | 0 | 0 | 0 | 0 | 0 | 0 | 0 | 0 | 0 | 0 | 0
F5_Commercial_School_Existing_Exterior Lighting_Electric_Area Lighting_E7 | F5 | Commercial | School | Existing | Exterior Lighting | Electric | Area Lighting | E7 | RIM BC Ratio | 0 | 0 | 0 | 0 | 0 | 0 | 0 | 0 | 0 | 0 | 0 | 0 | 0 | 0 | 0 | 0 | 0 | 0 | 0 | 0 | 0 | 0 | 0 | 0 | 0 | 0 | 0 | 0 | 0 | 0
F5_Commercial_School_Existing_Exterior Lighting_Electric_Area Lighting_E8 | F5 | Commercial | School | Existing | Exterior Lighting | Electric | Area Lighting | E8 | RIM BC Ratio | 0 | 0 | 0 | 0 | 0 | 0 | 0 | 0 | 0 | 0 | 0 | 0 | 0 | 0 | 0 | 0 | 0 | 0 | 0 | 0 | 0 | 0 | 0 | 0 | 0 | 0 | 0 | 0 | 0 | 0
F5_Commercial_School_Existing_Exterior Lighting_Electric_Area Lighting_E9 | F5 | Commercial | School | Existing | Exterior Lighting | Electric | Area Lighting | E9 | RIM BC Ratio | 0 | 0 | 0 | 0 | 0 | 0 | 0 | 0 | 0 | 0 | 0 | 0 | 0 | 0 | 0 | 0 | 0 | 0 | 0 | 0 | 0 | 0 | 0 | 0 | 0 | 0 | 0 | 0 | 0 | 0
F5_Commercial_School_Existing_Exterior Lighting_Electric_Area Lighting_E10 | F5 | Commercial | School | Existing | Exterior Lighting | Electric | Area Lighting | E10 | RIM BC Ratio | 0 | 0 | 0 | 0 | 0 | 0 | 0 | 0 | 0 | 0 | 0 | 0 | 0 | 0 | 0 | 0 | 0 | 0 | 0 | 0 | 0 | 0 | 0 | 0 | 0 | 0 | 0 | 0 | 0 | 0
F0_Commercial_School_Existing_Exterior Lighting_Electric_Linear Lighting_E0 | F0 | Commercial | School | Existing | Exterior Lighting | Electric | Linear Lighting | E0 | Economic Unit | 0 | 0 | 0 | 0 | 0 | 0 | 0 | 0 | 0 | 0 | 0 | 0 | 0 | 0 | 0 | 0 | 0 | 0 | 0 | 0 | 0 | 0 | 0 | 0 | 0 | 0 | 0 | 0 | 0 | 0
F1_Commercial_School_Existing_Exterior Lighting_Electric_Linear Lighting_E1 | F1 | Commercial | School | Existing | Exterior Lighting | Electric | Linear Lighting | E1 | CCE | 0 | 0 | 0 | 0 | 0 | 0 | 0 | 0 | 0 | 0 | 0 | 0 | 0 | 0 | 0 | 0 | 0 | 0 | 0 | 0 | 0 | 0 | 0 | 0 | 0 | 0 | 0 | 0 | 0 | 0
F1_Commercial_School_Existing_Exterior Lighting_Electric_Linear Lighting_E2 | F1 | Commercial | School | Existing | Exterior Lighting | Electric | Linear Lighting | E2 | CCE | 0 | 0 | 0 | 0 | 0 | 0 | 0 | 0 | 0 | 0 | 0 | 0 | 0 | 0 | 0 | 0 | 0 | 0 | 0 | 0 | 0 | 0 | 0 | 0 | 0 | 0 | 0 | 0 | 0 | 0
F1_Commercial_School_Existing_Exterior Lighting_Electric_Linear Lighting_E3 | F1 | Commercial | School | Existing | Exterior Lighting | Electric | Linear Lighting | E3 | CCE | 0 | 0 | 0 | 0 | 0 | 0 | 0 | 0 | 0 | 0 | 0 | 0 | 0 | 0 | 0 | 0 | 0 | 0 | 0 | 0 | 0 | 0 | 0 | 0 | 0 | 0 | 0 | 0 | 0 | 0
F1_Commercial_School_Existing_Exterior Lighting_Electric_Linear Lighting_E4 | F1 | Commercial | School | Existing | Exterior Lighting | Electric | Linear Lighting | E4 | CCE | 0 | 0 | 0 | 0 | 0 | 0 | 0 | 0 | 0 | 0 | 0 | 0 | 0 | 0 | 0 | 0 | 0 | 0 | 0 | 0 | 0 | 0 | 0 | 0 | 0 | 0 | 0 | 0 | 0 | 0
F1_Commercial_School_Existing_Exterior Lighting_Electric_Linear Lighting_E5 | F1 | Commercial | School | Existing | Exterior Lighting | Electric | Linear Lighting | E5 | CCE | 0 | 0 | 0 | 0 | 0 | 0 | 0 | 0 | 0 | 0 | 0 | 0 | 0 | 0 | 0 | 0 | 0 | 0 | 0 | 0 | 0 | 0 | 0 | 0 | 0 | 0 | 0 | 0 | 0 | 0
F1_Commercial_School_Existing_Exterior Lighting_Electric_Linear Lighting_E6 | F1 | Commercial | School | Existing | Exterior Lighting | Electric | Linear Lighting | E6 | CCE | 0 | 0 | 0 | 0 | 0 | 0 | 0 | 0 | 0 | 0 | 0 | 0 | 0 | 0 | 0 | 0 | 0 | 0 | 0 | 0 | 0 | 0 | 0 | 0 | 0 | 0 | 0 | 0 | 0 | 0
F1_Commercial_School_Existing_Exterior Lighting_Electric_Linear Lighting_E7 | F1 | Commercial | School | Existing | Exterior Lighting | Electric | Linear Lighting | E7 | CCE | 0 | 0 | 0 | 0 | 0 | 0 | 0 | 0 | 0 | 0 | 0 | 0 | 0 | 0 | 0 | 0 | 0 | 0 | 0 | 0 | 0 | 0 | 0 | 0 | 0 | 0 | 0 | 0 | 0 | 0
F1_Commercial_School_Existing_Exterior Lighting_Electric_Linear Lighting_E8 | F1 | Commercial | School | Existing | Exterior Lighting | Electric | Linear Lighting | E8 | CCE | 0 | 0 | 0 | 0 | 0 | 0 | 0 | 0 | 0 | 0 | 0 | 0 | 0 | 0 | 0 | 0 | 0 | 0 | 0 | 0 | 0 | 0 | 0 | 0 | 0 | 0 | 0 | 0 | 0 | 0
F1_Commercial_School_Existing_Exterior Lighting_Electric_Linear Lighting_E9 | F1 | Commercial | School | Existing | Exterior Lighting | Electric | Linear Lighting | E9 | CCE | 0 | 0 | 0 | 0 | 0 | 0 | 0 | 0 | 0 | 0 | 0 | 0 | 0 | 0 | 0 | 0 | 0 | 0 | 0 | 0 | 0 | 0 | 0 | 0 | 0 | 0 | 0 | 0 | 0 | 0
F1_Commercial_School_Existing_Exterior Lighting_Electric_Linear Lighting_E10 | F1 | Commercial | School | Existing | Exterior Lighting | Electric | Linear Lighting | E10 | CCE | 0 | 0 | 0 | 0 | 0 | 0 | 0 | 0 | 0 | 0 | 0 | 0 | 0 | 0 | 0 | 0 | 0 | 0 | 0 | 0 | 0 | 0 | 0 | 0 | 0 | 0 | 0 | 0 | 0 | 0
F2_Commercial_School_Existing_Exterior Lighting_Electric_Linear Lighting_E1 | F2 | Commercial | School | Existing | Exterior Lighting | Electric | Linear Lighting | E1 | TRC BC Ratio | 0 | 0 | 0 | 0 | 0 | 0 | 0 | 0 | 0 | 0 | 0 | 0 | 0 | 0 | 0 | 0 | 0 | 0 | 0 | 0 | 0 | 0 | 0 | 0 | 0 | 0 | 0 | 0 | 0 | 0
F2_Commercial_School_Existing_Exterior Lighting_Electric_Linear Lighting_E2 | F2 | Commercial | School | Existing | Exterior Lighting | Electric | Linear Lighting | E2 | TRC BC Ratio | 0 | 0 | 0 | 0 | 0 | 0 | 0 | 0 | 0 | 0 | 0 | 0 | 0 | 0 | 0 | 0 | 0 | 0 | 0 | 0 | 0 | 0 | 0 | 0 | 0 | 0 | 0 | 0 | 0 | 0
F2_Commercial_School_Existing_Exterior Lighting_Electric_Linear Lighting_E3 | F2 | Commercial | School | Existing | Exterior Lighting | Electric | Linear Lighting | E3 | TRC BC Ratio | 0 | 0 | 0 | 0 | 0 | 0 | 0 | 0 | 0 | 0 | 0 | 0 | 0 | 0 | 0 | 0 | 0 | 0 | 0 | 0 | 0 | 0 | 0 | 0 | 0 | 0 | 0 | 0 | 0 | 0
F2_Commercial_School_Existing_Exterior Lighting_Electric_Linear Lighting_E4 | F2 | Commercial | School | Existing | Exterior Lighting | Electric | Linear Lighting | E4 | TRC BC Ratio | 0 | 0 | 0 | 0 | 0 | 0 | 0 | 0 | 0 | 0 | 0 | 0 | 0 | 0 | 0 | 0 | 0 | 0 | 0 | 0 | 0 | 0 | 0 | 0 | 0 | 0 | 0 | 0 | 0 | 0
F2_Commercial_School_Existing_Exterior Lighting_Electric_Linear Lighting_E5 | F2 | Commercial | School | Existing | Exterior Lighting | Electric | Linear Lighting | E5 | TRC BC Ratio | 0 | 0 | 0 | 0 | 0 | 0 | 0 | 0 | 0 | 0 | 0 | 0 | 0 | 0 | 0 | 0 | 0 | 0 | 0 | 0 | 0 | 0 | 0 | 0 | 0 | 0 | 0 | 0 | 0 | 0
F2_Commercial_School_Existing_Exterior Lighting_Electric_Linear Lighting_E6 | F2 | Commercial | School | Existing | Exterior Lighting | Electric | Linear Lighting | E6 | TRC BC Ratio | 0 | 0 | 0 | 0 | 0 | 0 | 0 | 0 | 0 | 0 | 0 | 0 | 0 | 0 | 0 | 0 | 0 | 0 | 0 | 0 | 0 | 0 | 0 | 0 | 0 | 0 | 0 | 0 | 0 | 0
F2_Commercial_School_Existing_Exterior Lighting_Electric_Linear Lighting_E7 | F2 | Commercial | School | Existing | Exterior Lighting | Electric | Linear Lighting | E7 | TRC BC Ratio | 0 | 0 | 0 | 0 | 0 | 0 | 0 | 0 | 0 | 0 | 0 | 0 | 0 | 0 | 0 | 0 | 0 | 0 | 0 | 0 | 0 | 0 | 0 | 0 | 0 | 0 | 0 | 0 | 0 | 0
F2_Commercial_School_Existing_Exterior Lighting_Electric_Linear Lighting_E8 | F2 | Commercial | School | Existing | Exterior Lighting | Electric | Linear Lighting | E8 | TRC BC Ratio | 0 | 0 | 0 | 0 | 0 | 0 | 0 | 0 | 0 | 0 | 0 | 0 | 0 | 0 | 0 | 0 | 0 | 0 | 0 | 0 | 0 | 0 | 0 | 0 | 0 | 0 | 0 | 0 | 0 | 0
F2_Commercial_School_Existing_Exterior Lighting_Electric_Linear Lighting_E9 | F2 | Commercial | School | Existing | Exterior Lighting | Electric | Linear Lighting | E9 | TRC BC Ratio | 0 | 0 | 0 | 0 | 0 | 0 | 0 | 0 | 0 | 0 | 0 | 0 | 0 | 0 | 0 | 0 | 0 | 0 | 0 | 0 | 0 | 0 | 0 | 0 | 0 | 0 | 0 | 0 | 0 | 0
F2_Commercial_School_Existing_Exterior Lighting_Electric_Linear Lighting_E10 | F2 | Commercial | School | Existing | Exterior Lighting | Electric | Linear Lighting | E10 | TRC BC Ratio | 0 | 0 | 0 | 0 | 0 | 0 | 0 | 0 | 0 | 0 | 0 | 0 | 0 | 0 | 0 | 0 | 0 | 0 | 0 | 0 | 0 | 0 | 0 | 0 | 0 | 0 | 0 | 0 | 0 | 0
F3_Commercial_School_Existing_Exterior Lighting_Electric_Linear Lighting_E1 | F3 | Commercial | School | Existing | Exterior Lighting | Electric | Linear Lighting | E1 | PACT BC Ratio | 0 | 0 | 0 | 0 | 0 | 0 | 0 | 0 | 0 | 0 | 0 | 0 | 0 | 0 | 0 | 0 | 0 | 0 | 0 | 0 | 0 | 0 | 0 | 0 | 0 | 0 | 0 | 0 | 0 | 0
F3_Commercial_School_Existing_Exterior Lighting_Electric_Linear Lighting_E2 | F3 | Commercial | School | Existing | Exterior Lighting | Electric | Linear Lighting | E2 | PACT BC Ratio | 0 | 0 | 0 | 0 | 0 | 0 | 0 | 0 | 0 | 0 | 0 | 0 | 0 | 0 | 0 | 0 | 0 | 0 | 0 | 0 | 0 | 0 | 0 | 0 | 0 | 0 | 0 | 0 | 0 | 0
F3_Commercial_School_Existing_Exterior Lighting_Electric_Linear Lighting_E3 | F3 | Commercial | School | Existing | Exterior Lighting | Electric | Linear Lighting | E3 | PACT BC Ratio | 0 | 0 | 0 | 0 | 0 | 0 | 0 | 0 | 0 | 0 | 0 | 0 | 0 | 0 | 0 | 0 | 0 | 0 | 0 | 0 | 0 | 0 | 0 | 0 | 0 | 0 | 0 | 0 | 0 | 0
F3_Commercial_School_Existing_Exterior Lighting_Electric_Linear Lighting_E4 | F3 | Commercial | School | Existing | Exterior Lighting | Electric | Linear Lighting | E4 | PACT BC Ratio | 0 | 0 | 0 | 0 | 0 | 0 | 0 | 0 | 0 | 0 | 0 | 0 | 0 | 0 | 0 | 0 | 0 | 0 | 0 | 0 | 0 | 0 | 0 | 0 | 0 | 0 | 0 | 0 | 0 | 0
F3_Commercial_School_Existing_Exterior Lighting_Electric_Linear Lighting_E5 | F3 | Commercial | School | Existing | Exterior Lighting | Electric | Linear Lighting | E5 | PACT BC Ratio | 0 | 0 | 0 | 0 | 0 | 0 | 0 | 0 | 0 | 0 | 0 | 0 | 0 | 0 | 0 | 0 | 0 | 0 | 0 | 0 | 0 | 0 | 0 | 0 | 0 | 0 | 0 | 0 | 0 | 0
F3_Commercial_School_Existing_Exterior Lighting_Electric_Linear Lighting_E6 | F3 | Commercial | School | Existing | Exterior Lighting | Electric | Linear Lighting | E6 | PACT BC Ratio | 0 | 0 | 0 | 0 | 0 | 0 | 0 | 0 | 0 | 0 | 0 | 0 | 0 | 0 | 0 | 0 | 0 | 0 | 0 | 0 | 0 | 0 | 0 | 0 | 0 | 0 | 0 | 0 | 0 | 0
F3_Commercial_School_Existing_Exterior Lighting_Electric_Linear Lighting_E7 | F3 | Commercial | School | Existing | Exterior Lighting | Electric | Linear Lighting | E7 | PACT BC Ratio | 0 | 0 | 0 | 0 | 0 | 0 | 0 | 0 | 0 | 0 | 0 | 0 | 0 | 0 | 0 | 0 | 0 | 0 | 0 | 0 | 0 | 0 | 0 | 0 | 0 | 0 | 0 | 0 | 0 | 0
F3_Commercial_School_Existing_Exterior Lighting_Electric_Linear Lighting_E8 | F3 | Commercial | School | Existing | Exterior Lighting | Electric | Linear Lighting | E8 | PACT BC Ratio | 0 | 0 | 0 | 0 | 0 | 0 | 0 | 0 | 0 | 0 | 0 | 0 | 0 | 0 | 0 | 0 | 0 | 0 | 0 | 0 | 0 | 0 | 0 | 0 | 0 | 0 | 0 | 0 | 0 | 0
F3_Commercial_School_Existing_Exterior Lighting_Electric_Linear Lighting_E9 | F3 | Commercial | School | Existing | Exterior Lighting | Electric | Linear Lighting | E9 | PACT BC Ratio | 0 | 0 | 0 | 0 | 0 | 0 | 0 | 0 | 0 | 0 | 0 | 0 | 0 | 0 | 0 | 0 | 0 | 0 | 0 | 0 | 0 | 0 | 0 | 0 | 0 | 0 | 0 | 0 | 0 | 0
F3_Commercial_School_Existing_Exterior Lighting_Electric_Linear Lighting_E10 | F3 | Commercial | School | Existing | Exterior Lighting | Electric | Linear Lighting | E10 | PACT BC Ratio | 0 | 0 | 0 | 0 | 0 | 0 | 0 | 0 | 0 | 0 | 0 | 0 | 0 | 0 | 0 | 0 | 0 | 0 | 0 | 0 | 0 | 0 | 0 | 0 | 0 | 0 | 0 | 0 | 0 | 0
F4_Commercial_School_Existing_Exterior Lighting_Electric_Linear Lighting_E1 | F4 | Commercial | School | Existing | Exterior Lighting | Electric | Linear Lighting | E1 | RVT BC Ratio | 0 | 0 | 0 | 0 | 0 | 0 | 0 | 0 | 0 | 0 | 0 | 0 | 0 | 0 | 0 | 0 | 0 | 0 | 0 | 0 | 0 | 0 | 0 | 0 | 0 | 0 | 0 | 0 | 0 | 0
F4_Commercial_School_Existing_Exterior Lighting_Electric_Linear Lighting_E2 | F4 | Commercial | School | Existing | Exterior Lighting | Electric | Linear Lighting | E2 | RVT BC Ratio | 0 | 0 | 0 | 0 | 0 | 0 | 0 | 0 | 0 | 0 | 0 | 0 | 0 | 0 | 0 | 0 | 0 | 0 | 0 | 0 | 0 | 0 | 0 | 0 | 0 | 0 | 0 | 0 | 0 | 0
F4_Commercial_School_Existing_Exterior Lighting_Electric_Linear Lighting_E3 | F4 | Commercial | School | Existing | Exterior Lighting | Electric | Linear Lighting | E3 | RVT BC Ratio | 0 | 0 | 0 | 0 | 0 | 0 | 0 | 0 | 0 | 0 | 0 | 0 | 0 | 0 | 0 | 0 | 0 | 0 | 0 | 0 | 0 | 0 | 0 | 0 | 0 | 0 | 0 | 0 | 0 | 0
F4_Commercial_School_Existing_Exterior Lighting_Electric_Linear Lighting_E4 | F4 | Commercial | School | Existing | Exterior Lighting | Electric | Linear Lighting | E4 | RVT BC Ratio | 0 | 0 | 0 | 0 | 0 | 0 | 0 | 0 | 0 | 0 | 0 | 0 | 0 | 0 | 0 | 0 | 0 | 0 | 0 | 0 | 0 | 0 | 0 | 0 | 0 | 0 | 0 | 0 | 0 | 0
F4_Commercial_School_Existing_Exterior Lighting_Electric_Linear Lighting_E5 | F4 | Commercial | School | Existing | Exterior Lighting | Electric | Linear Lighting | E5 | RVT BC Ratio | 0 | 0 | 0 | 0 | 0 | 0 | 0 | 0 | 0 | 0 | 0 | 0 | 0 | 0 | 0 | 0 | 0 | 0 | 0 | 0 | 0 | 0 | 0 | 0 | 0 | 0 | 0 | 0 | 0 | 0
F4_Commercial_School_Existing_Exterior Lighting_Electric_Linear Lighting_E6 | F4 | Commercial | School | Existing | Exterior Lighting | Electric | Linear Lighting | E6 | RVT BC Ratio | 0 | 0 | 0 | 0 | 0 | 0 | 0 | 0 | 0 | 0 | 0 | 0 | 0 | 0 | 0 | 0 | 0 | 0 | 0 | 0 | 0 | 0 | 0 | 0 | 0 | 0 | 0 | 0 | 0 | 0
F4_Commercial_School_Existing_Exterior Lighting_Electric_Linear Lighting_E7 | F4 | Commercial | School | Existing | Exterior Lighting | Electric | Linear Lighting | E7 | RVT BC Ratio | 0 | 0 | 0 | 0 | 0 | 0 | 0 | 0 | 0 | 0 | 0 | 0 | 0 | 0 | 0 | 0 | 0 | 0 | 0 | 0 | 0 | 0 | 0 | 0 | 0 | 0 | 0 | 0 | 0 | 0
F4_Commercial_School_Existing_Exterior Lighting_Electric_Linear Lighting_E8 | F4 | Commercial | School | Existing | Exterior Lighting | Electric | Linear Lighting | E8 | RVT BC Ratio | 0 | 0 | 0 | 0 | 0 | 0 | 0 | 0 | 0 | 0 | 0 | 0 | 0 | 0 | 0 | 0 | 0 | 0 | 0 | 0 | 0 | 0 | 0 | 0 | 0 | 0 | 0 | 0 | 0 | 0
F4_Commercial_School_Existing_Exterior Lighting_Electric_Linear Lighting_E9 | F4 | Commercial | School | Existing | Exterior Lighting | Electric | Linear Lighting | E9 | RVT BC Ratio | 0 | 0 | 0 | 0 | 0 | 0 | 0 | 0 | 0 | 0 | 0 | 0 | 0 | 0 | 0 | 0 | 0 | 0 | 0 | 0 | 0 | 0 | 0 | 0 | 0 | 0 | 0 | 0 | 0 | 0
F4_Commercial_School_Existing_Exterior Lighting_Electric_Linear Lighting_E10 | F4 | Commercial | School | Existing | Exterior Lighting | Electric | Linear Lighting | E10 | RVT BC Ratio | 0 | 0 | 0 | 0 | 0 | 0 | 0 | 0 | 0 | 0 | 0 | 0 | 0 | 0 | 0 | 0 | 0 | 0 | 0 | 0 | 0 | 0 | 0 | 0 | 0 | 0 | 0 | 0 | 0 | 0
F5_Commercial_School_Existing_Exterior Lighting_Electric_Linear Lighting_E1 | F5 | Commercial | School | Existing | Exterior Lighting | Electric | Linear Lighting | E1 | RIM BC Ratio | 0 | 0 | 0 | 0 | 0 | 0 | 0 | 0 | 0 | 0 | 0 | 0 | 0 | 0 | 0 | 0 | 0 | 0 | 0 | 0 | 0 | 0 | 0 | 0 | 0 | 0 | 0 | 0 | 0 | 0
F5_Commercial_School_Existing_Exterior Lighting_Electric_Linear Lighting_E2 | F5 | Commercial | School | Existing | Exterior Lighting | Electric | Linear Lighting | E2 | RIM BC Ratio | 0 | 0 | 0 | 0 | 0 | 0 | 0 | 0 | 0 | 0 | 0 | 0 | 0 | 0 | 0 | 0 | 0 | 0 | 0 | 0 | 0 | 0 | 0 | 0 | 0 | 0 | 0 | 0 | 0 | 0
F5_Commercial_School_Existing_Exterior Lighting_Electric_Linear Lighting_E3 | F5 | Commercial | School | Existing | Exterior Lighting | Electric | Linear Lighting | E3 | RIM BC Ratio | 0 | 0 | 0 | 0 | 0 | 0 | 0 | 0 | 0 | 0 | 0 | 0 | 0 | 0 | 0 | 0 | 0 | 0 | 0 | 0 | 0 | 0 | 0 | 0 | 0 | 0 | 0 | 0 | 0 | 0
F5_Commercial_School_Existing_Exterior Lighting_Electric_Linear Lighting_E4 | F5 | Commercial | School | Existing | Exterior Lighting | Electric | Linear Lighting | E4 | RIM BC Ratio | 0 | 0 | 0 | 0 | 0 | 0 | 0 | 0 | 0 | 0 | 0 | 0 | 0 | 0 | 0 | 0 | 0 | 0 | 0 | 0 | 0 | 0 | 0 | 0 | 0 | 0 | 0 | 0 | 0 | 0
F5_Commercial_School_Existing_Exterior Lighting_Electric_Linear Lighting_E5 | F5 | Commercial | School | Existing | Exterior Lighting | Electric | Linear Lighting | E5 | RIM BC Ratio | 0 | 0 | 0 | 0 | 0 | 0 | 0 | 0 | 0 | 0 | 0 | 0 | 0 | 0 | 0 | 0 | 0 | 0 | 0 | 0 | 0 | 0 | 0 | 0 | 0 | 0 | 0 | 0 | 0 | 0
F5_Commercial_School_Existing_Exterior Lighting_Electric_Linear Lighting_E6 | F5 | Commercial | School | Existing | Exterior Lighting | Electric | Linear Lighting | E6 | RIM BC Ratio | 0 | 0 | 0 | 0 | 0 | 0 | 0 | 0 | 0 | 0 | 0 | 0 | 0 | 0 | 0 | 0 | 0 | 0 | 0 | 0 | 0 | 0 | 0 | 0 | 0 | 0 | 0 | 0 | 0 | 0
F5_Commercial_School_Existing_Exterior Lighting_Electric_Linear Lighting_E7 | F5 | Commercial | School | Existing | Exterior Lighting | Electric | Linear Lighting | E7 | RIM BC Ratio | 0 | 0 | 0 | 0 | 0 | 0 | 0 | 0 | 0 | 0 | 0 | 0 | 0 | 0 | 0 | 0 | 0 | 0 | 0 | 0 | 0 | 0 | 0 | 0 | 0 | 0 | 0 | 0 | 0 | 0
F5_Commercial_School_Existing_Exterior Lighting_Electric_Linear Lighting_E8 | F5 | Commercial | School | Existing | Exterior Lighting | Electric | Linear Lighting | E8 | RIM BC Ratio | 0 | 0 | 0 | 0 | 0 | 0 | 0 | 0 | 0 | 0 | 0 | 0 | 0 | 0 | 0 | 0 | 0 | 0 | 0 | 0 | 0 | 0 | 0 | 0 | 0 | 0 | 0 | 0 | 0 | 0
F5_Commercial_School_Existing_Exterior Lighting_Electric_Linear Lighting_E9 | F5 | Commercial | School | Existing | Exterior Lighting | Electric | Linear Lighting | E9 | RIM BC Ratio | 0 | 0 | 0 | 0 | 0 | 0 | 0 | 0 | 0 | 0 | 0 | 0 | 0 | 0 | 0 | 0 | 0 | 0 | 0 | 0 | 0 | 0 | 0 | 0 | 0 | 0 | 0 | 0 | 0 | 0
F5_Commercial_School_Existing_Exterior Lighting_Electric_Linear Lighting_E10 | F5 | Commercial | School | Existing | Exterior Lighting | Electric | Linear Lighting | E10 | RIM BC Ratio | 0 | 0 | 0 | 0 | 0 | 0 | 0 | 0 | 0 | 0 | 0 | 0 | 0 | 0 | 0 | 0 | 0 | 0 | 0 | 0 | 0 | 0 | 0 | 0 | 0 | 0 | 0 | 0 | 0 | 0
F0_Commercial_School_Existing_Refrigeration_Electric_Walk-in Refrigerator/Freezer_E0 | F0 | Commercial | School | Existing | Refrigeration | Electric | Walk-in Refrigerator/Freezer | E0 | Economic Unit | 0 | 0 | 0 | 0 | 0 | 0 | 0 | 0 | 0 | 0 | 0 | 0 | 0 | 0 | 0 | 0 | 0 | 0 | 0 | 0 | 0 | 0 | 0 | 0 | 0 | 0 | 0 | 0 | 0 | 0
F1_Commercial_School_Existing_Refrigeration_Electric_Walk-in Refrigerator/Freezer_E1 | F1 | Commercial | School | Existing | Refrigeration | Electric | Walk-in Refrigerator/Freezer | E1 | CCE | 0 | 0 | 0 | 0 | 0 | 0 | 0 | 0 | 0 | 0 | 0 | 0 | 0 | 0 | 0 | 0 | 0 | 0 | 0 | 0 | 0 | 0 | 0 | 0 | 0 | 0 | 0 | 0 | 0 | 0
F1_Commercial_School_Existing_Refrigeration_Electric_Walk-in Refrigerator/Freezer_E2 | F1 | Commercial | School | Existing | Refrigeration | Electric | Walk-in Refrigerator/Freezer | E2 | CCE | 0 | 0 | 0 | 0 | 0 | 0 | 0 | 0 | 0 | 0 | 0 | 0 | 0 | 0 | 0 | 0 | 0 | 0 | 0 | 0 | 0 | 0 | 0 | 0 | 0 | 0 | 0 | 0 | 0 | 0
F1_Commercial_School_Existing_Refrigeration_Electric_Walk-in Refrigerator/Freezer_E3 | F1 | Commercial | School | Existing | Refrigeration | Electric | Walk-in Refrigerator/Freezer | E3 | CCE | 0 | 0 | 0 | 0 | 0 | 0 | 0 | 0 | 0 | 0 | 0 | 0 | 0 | 0 | 0 | 0 | 0 | 0 | 0 | 0 | 0 | 0 | 0 | 0 | 0 | 0 | 0 | 0 | 0 | 0
F1_Commercial_School_Existing_Refrigeration_Electric_Walk-in Refrigerator/Freezer_E4 | F1 | Commercial | School | Existing | Refrigeration | Electric | Walk-in Refrigerator/Freezer | E4 | CCE | 0 | 0 | 0 | 0 | 0 | 0 | 0 | 0 | 0 | 0 | 0 | 0 | 0 | 0 | 0 | 0 | 0 | 0 | 0 | 0 | 0 | 0 | 0 | 0 | 0 | 0 | 0 | 0 | 0 | 0
F1_Commercial_School_Existing_Refrigeration_Electric_Walk-in Refrigerator/Freezer_E5 | F1 | Commercial | School | Existing | Refrigeration | Electric | Walk-in Refrigerator/Freezer | E5 | CCE | 0 | 0 | 0 | 0 | 0 | 0 | 0 | 0 | 0 | 0 | 0 | 0 | 0 | 0 | 0 | 0 | 0 | 0 | 0 | 0 | 0 | 0 | 0 | 0 | 0 | 0 | 0 | 0 | 0 | 0
F1_Commercial_School_Existing_Refrigeration_Electric_Walk-in Refrigerator/Freezer_E6 | F1 | Commercial | School | Existing | Refrigeration | Electric | Walk-in Refrigerator/Freezer | E6 | CCE | 0 | 0 | 0 | 0 | 0 | 0 | 0 | 0 | 0 | 0 | 0 | 0 | 0 | 0 | 0 | 0 | 0 | 0 | 0 | 0 | 0 | 0 | 0 | 0 | 0 | 0 | 0 | 0 | 0 | 0
F1_Commercial_School_Existing_Refrigeration_Electric_Walk-in Refrigerator/Freezer_E7 | F1 | Commercial | School | Existing | Refrigeration | Electric | Walk-in Refrigerator/Freezer | E7 | CCE | 0 | 0 | 0 | 0 | 0 | 0 | 0 | 0 | 0 | 0 | 0 | 0 | 0 | 0 | 0 | 0 | 0 | 0 | 0 | 0 | 0 | 0 | 0 | 0 | 0 | 0 | 0 | 0 | 0 | 0
F1_Commercial_School_Existing_Refrigeration_Electric_Walk-in Refrigerator/Freezer_E8 | F1 | Commercial | School | Existing | Refrigeration | Electric | Walk-in Refrigerator/Freezer | E8 | CCE | 0 | 0 | 0 | 0 | 0 | 0 | 0 | 0 | 0 | 0 | 0 | 0 | 0 | 0 | 0 | 0 | 0 | 0 | 0 | 0 | 0 | 0 | 0 | 0 | 0 | 0 | 0 | 0 | 0 | 0
F1_Commercial_School_Existing_Refrigeration_Electric_Walk-in Refrigerator/Freezer_E9 | F1 | Commercial | School | Existing | Refrigeration | Electric | Walk-in Refrigerator/Freezer | E9 | CCE | 0 | 0 | 0 | 0 | 0 | 0 | 0 | 0 | 0 | 0 | 0 | 0 | 0 | 0 | 0 | 0 | 0 | 0 | 0 | 0 | 0 | 0 | 0 | 0 | 0 | 0 | 0 | 0 | 0 | 0
F1_Commercial_School_Existing_Refrigeration_Electric_Walk-in Refrigerator/Freezer_E10 | F1 | Commercial | School | Existing | Refrigeration | Electric | Walk-in Refrigerator/Freezer | E10 | CCE | 0 | 0 | 0 | 0 | 0 | 0 | 0 | 0 | 0 | 0 | 0 | 0 | 0 | 0 | 0 | 0 | 0 | 0 | 0 | 0 | 0 | 0 | 0 | 0 | 0 | 0 | 0 | 0 | 0 | 0
F2_Commercial_School_Existing_Refrigeration_Electric_Walk-in Refrigerator/Freezer_E1 | F2 | Commercial | School | Existing | Refrigeration | Electric | Walk-in Refrigerator/Freezer | E1 | TRC BC Ratio | 0 | 0 | 0 | 0 | 0 | 0 | 0 | 0 | 0 | 0 | 0 | 0 | 0 | 0 | 0 | 0 | 0 | 0 | 0 | 0 | 0 | 0 | 0 | 0 | 0 | 0 | 0 | 0 | 0 | 0
F2_Commercial_School_Existing_Refrigeration_Electric_Walk-in Refrigerator/Freezer_E2 | F2 | Commercial | School | Existing | Refrigeration | Electric | Walk-in Refrigerator/Freezer | E2 | TRC BC Ratio | 0 | 0 | 0 | 0 | 0 | 0 | 0 | 0 | 0 | 0 | 0 | 0 | 0 | 0 | 0 | 0 | 0 | 0 | 0 | 0 | 0 | 0 | 0 | 0 | 0 | 0 | 0 | 0 | 0 | 0
F2_Commercial_School_Existing_Refrigeration_Electric_Walk-in Refrigerator/Freezer_E3 | F2 | Commercial | School | Existing | Refrigeration | Electric | Walk-in Refrigerator/Freezer | E3 | TRC BC Ratio | 0 | 0 | 0 | 0 | 0 | 0 | 0 | 0 | 0 | 0 | 0 | 0 | 0 | 0 | 0 | 0 | 0 | 0 | 0 | 0 | 0 | 0 | 0 | 0 | 0 | 0 | 0 | 0 | 0 | 0
F2_Commercial_School_Existing_Refrigeration_Electric_Walk-in Refrigerator/Freezer_E4 | F2 | Commercial | School | Existing | Refrigeration | Electric | Walk-in Refrigerator/Freezer | E4 | TRC BC Ratio | 0 | 0 | 0 | 0 | 0 | 0 | 0 | 0 | 0 | 0 | 0 | 0 | 0 | 0 | 0 | 0 | 0 | 0 | 0 | 0 | 0 | 0 | 0 | 0 | 0 | 0 | 0 | 0 | 0 | 0
F2_Commercial_School_Existing_Refrigeration_Electric_Walk-in Refrigerator/Freezer_E5 | F2 | Commercial | School | Existing | Refrigeration | Electric | Walk-in Refrigerator/Freezer | E5 | TRC BC Ratio | 0 | 0 | 0 | 0 | 0 | 0 | 0 | 0 | 0 | 0 | 0 | 0 | 0 | 0 | 0 | 0 | 0 | 0 | 0 | 0 | 0 | 0 | 0 | 0 | 0 | 0 | 0 | 0 | 0 | 0
F2_Commercial_School_Existing_Refrigeration_Electric_Walk-in Refrigerator/Freezer_E6 | F2 | Commercial | School | Existing | Refrigeration | Electric | Walk-in Refrigerator/Freezer | E6 | TRC BC Ratio | 0 | 0 | 0 | 0 | 0 | 0 | 0 | 0 | 0 | 0 | 0 | 0 | 0 | 0 | 0 | 0 | 0 | 0 | 0 | 0 | 0 | 0 | 0 | 0 | 0 | 0 | 0 | 0 | 0 | 0
F2_Commercial_School_Existing_Refrigeration_Electric_Walk-in Refrigerator/Freezer_E7 | F2 | Commercial | School | Existing | Refrigeration | Electric | Walk-in Refrigerator/Freezer | E7 | TRC BC Ratio | 0 | 0 | 0 | 0 | 0 | 0 | 0 | 0 | 0 | 0 | 0 | 0 | 0 | 0 | 0 | 0 | 0 | 0 | 0 | 0 | 0 | 0 | 0 | 0 | 0 | 0 | 0 | 0 | 0 | 0
F2_Commercial_School_Existing_Refrigeration_Electric_Walk-in Refrigerator/Freezer_E8 | F2 | Commercial | School | Existing | Refrigeration | Electric | Walk-in Refrigerator/Freezer | E8 | TRC BC Ratio | 0 | 0 | 0 | 0 | 0 | 0 | 0 | 0 | 0 | 0 | 0 | 0 | 0 | 0 | 0 | 0 | 0 | 0 | 0 | 0 | 0 | 0 | 0 | 0 | 0 | 0 | 0 | 0 | 0 | 0
F2_Commercial_School_Existing_Refrigeration_Electric_Walk-in Refrigerator/Freezer_E9 | F2 | Commercial | School | Existing | Refrigeration | Electric | Walk-in Refrigerator/Freezer | E9 | TRC BC Ratio | 0 | 0 | 0 | 0 | 0 | 0 | 0 | 0 | 0 | 0 | 0 | 0 | 0 | 0 | 0 | 0 | 0 | 0 | 0 | 0 | 0 | 0 | 0 | 0 | 0 | 0 | 0 | 0 | 0 | 0
F2_Commercial_School_Existing_Refrigeration_Electric_Walk-in Refrigerator/Freezer_E10 | F2 | Commercial | School | Existing | Refrigeration | Electric | Walk-in Refrigerator/Freezer | E10 | TRC BC Ratio | 0 | 0 | 0 | 0 | 0 | 0 | 0 | 0 | 0 | 0 | 0 | 0 | 0 | 0 | 0 | 0 | 0 | 0 | 0 | 0 | 0 | 0 | 0 | 0 | 0 | 0 | 0 | 0 | 0 | 0
F3_Commercial_School_Existing_Refrigeration_Electric_Walk-in Refrigerator/Freezer_E1 | F3 | Commercial | School | Existing | Refrigeration | Electric | Walk-in Refrigerator/Freezer | E1 | PACT BC Ratio | 0 | 0 | 0 | 0 | 0 | 0 | 0 | 0 | 0 | 0 | 0 | 0 | 0 | 0 | 0 | 0 | 0 | 0 | 0 | 0 | 0 | 0 | 0 | 0 | 0 | 0 | 0 | 0 | 0 | 0
F3_Commercial_School_Existing_Refrigeration_Electric_Walk-in Refrigerator/Freezer_E2 | F3 | Commercial | School | Existing | Refrigeration | Electric | Walk-in Refrigerator/Freezer | E2 | PACT BC Ratio | 0 | 0 | 0 | 0 | 0 | 0 | 0 | 0 | 0 | 0 | 0 | 0 | 0 | 0 | 0 | 0 | 0 | 0 | 0 | 0 | 0 | 0 | 0 | 0 | 0 | 0 | 0 | 0 | 0 | 0
F3_Commercial_School_Existing_Refrigeration_Electric_Walk-in Refrigerator/Freezer_E3 | F3 | Commercial | School | Existing | Refrigeration | Electric | Walk-in Refrigerator/Freezer | E3 | PACT BC Ratio | 0 | 0 | 0 | 0 | 0 | 0 | 0 | 0 | 0 | 0 | 0 | 0 | 0 | 0 | 0 | 0 | 0 | 0 | 0 | 0 | 0 | 0 | 0 | 0 | 0 | 0 | 0 | 0 | 0 | 0
F3_Commercial_School_Existing_Refrigeration_Electric_Walk-in Refrigerator/Freezer_E4 | F3 | Commercial | School | Existing | Refrigeration | Electric | Walk-in Refrigerator/Freezer | E4 | PACT BC Ratio | 0 | 0 | 0 | 0 | 0 | 0 | 0 | 0 | 0 | 0 | 0 | 0 | 0 | 0 | 0 | 0 | 0 | 0 | 0 | 0 | 0 | 0 | 0 | 0 | 0 | 0 | 0 | 0 | 0 | 0
F3_Commercial_School_Existing_Refrigeration_Electric_Walk-in Refrigerator/Freezer_E5 | F3 | Commercial | School | Existing | Refrigeration | Electric | Walk-in Refrigerator/Freezer | E5 | PACT BC Ratio | 0 | 0 | 0 | 0 | 0 | 0 | 0 | 0 | 0 | 0 | 0 | 0 | 0 | 0 | 0 | 0 | 0 | 0 | 0 | 0 | 0 | 0 | 0 | 0 | 0 | 0 | 0 | 0 | 0 | 0
F3_Commercial_School_Existing_Refrigeration_Electric_Walk-in Refrigerator/Freezer_E6 | F3 | Commercial | School | Existing | Refrigeration | Electric | Walk-in Refrigerator/Freezer | E6 | PACT BC Ratio | 0 | 0 | 0 | 0 | 0 | 0 | 0 | 0 | 0 | 0 | 0 | 0 | 0 | 0 | 0 | 0 | 0 | 0 | 0 | 0 | 0 | 0 | 0 | 0 | 0 | 0 | 0 | 0 | 0 | 0
F3_Commercial_School_Existing_Refrigeration_Electric_Walk-in Refrigerator/Freezer_E7 | F3 | Commercial | School | Existing | Refrigeration | Electric | Walk-in Refrigerator/Freezer | E7 | PACT BC Ratio | 0 | 0 | 0 | 0 | 0 | 0 | 0 | 0 | 0 | 0 | 0 | 0 | 0 | 0 | 0 | 0 | 0 | 0 | 0 | 0 | 0 | 0 | 0 | 0 | 0 | 0 | 0 | 0 | 0 | 0
F3_Commercial_School_Existing_Refrigeration_Electric_Walk-in Refrigerator/Freezer_E8 | F3 | Commercial | School | Existing | Refrigeration | Electric | Walk-in Refrigerator/Freezer | E8 | PACT BC Ratio | 0 | 0 | 0 | 0 | 0 | 0 | 0 | 0 | 0 | 0 | 0 | 0 | 0 | 0 | 0 | 0 | 0 | 0 | 0 | 0 | 0 | 0 | 0 | 0 | 0 | 0 | 0 | 0 | 0 | 0
F3_Commercial_School_Existing_Refrigeration_Electric_Walk-in Refrigerator/Freezer_E9 | F3 | Commercial | School | Existing | Refrigeration | Electric | Walk-in Refrigerator/Freezer | E9 | PACT BC Ratio | 0 | 0 | 0 | 0 | 0 | 0 | 0 | 0 | 0 | 0 | 0 | 0 | 0 | 0 | 0 | 0 | 0 | 0 | 0 | 0 | 0 | 0 | 0 | 0 | 0 | 0 | 0 | 0 | 0 | 0
F3_Commercial_School_Existing_Refrigeration_Electric_Walk-in Refrigerator/Freezer_E10 | F3 | Commercial | School | Existing | Refrigeration | Electric | Walk-in Refrigerator/Freezer | E10 | PACT BC Ratio | 0 | 0 | 0 | 0 | 0 | 0 | 0 | 0 | 0 | 0 | 0 | 0 | 0 | 0 | 0 | 0 | 0 | 0 | 0 | 0 | 0 | 0 | 0 | 0 | 0 | 0 | 0 | 0 | 0 | 0
F4_Commercial_School_Existing_Refrigeration_Electric_Walk-in Refrigerator/Freezer_E1 | F4 | Commercial | School | Existing | Refrigeration | Electric | Walk-in Refrigerator/Freezer | E1 | RVT BC Ratio | 0 | 0 | 0 | 0 | 0 | 0 | 0 | 0 | 0 | 0 | 0 | 0 | 0 | 0 | 0 | 0 | 0 | 0 | 0 | 0 | 0 | 0 | 0 | 0 | 0 | 0 | 0 | 0 | 0 | 0
F4_Commercial_School_Existing_Refrigeration_Electric_Walk-in Refrigerator/Freezer_E2 | F4 | Commercial | School | Existing | Refrigeration | Electric | Walk-in Refrigerator/Freezer | E2 | RVT BC Ratio | 0 | 0 | 0 | 0 | 0 | 0 | 0 | 0 | 0 | 0 | 0 | 0 | 0 | 0 | 0 | 0 | 0 | 0 | 0 | 0 | 0 | 0 | 0 | 0 | 0 | 0 | 0 | 0 | 0 | 0
F4_Commercial_School_Existing_Refrigeration_Electric_Walk-in Refrigerator/Freezer_E3 | F4 | Commercial | School | Existing | Refrigeration | Electric | Walk-in Refrigerator/Freezer | E3 | RVT BC Ratio | 0 | 0 | 0 | 0 | 0 | 0 | 0 | 0 | 0 | 0 | 0 | 0 | 0 | 0 | 0 | 0 | 0 | 0 | 0 | 0 | 0 | 0 | 0 | 0 | 0 | 0 | 0 | 0 | 0 | 0
F4_Commercial_School_Existing_Refrigeration_Electric_Walk-in Refrigerator/Freezer_E4 | F4 | Commercial | School | Existing | Refrigeration | Electric | Walk-in Refrigerator/Freezer | E4 | RVT BC Ratio | 0 | 0 | 0 | 0 | 0 | 0 | 0 | 0 | 0 | 0 | 0 | 0 | 0 | 0 | 0 | 0 | 0 | 0 | 0 | 0 | 0 | 0 | 0 | 0 | 0 | 0 | 0 | 0 | 0 | 0
F4_Commercial_School_Existing_Refrigeration_Electric_Walk-in Refrigerator/Freezer_E5 | F4 | Commercial | School | Existing | Refrigeration | Electric | Walk-in Refrigerator/Freezer | E5 | RVT BC Ratio | 0 | 0 | 0 | 0 | 0 | 0 | 0 | 0 | 0 | 0 | 0 | 0 | 0 | 0 | 0 | 0 | 0 | 0 | 0 | 0 | 0 | 0 | 0 | 0 | 0 | 0 | 0 | 0 | 0 | 0
F4_Commercial_School_Existing_Refrigeration_Electric_Walk-in Refrigerator/Freezer_E6 | F4 | Commercial | School | Existing | Refrigeration | Electric | Walk-in Refrigerator/Freezer | E6 | RVT BC Ratio | 0 | 0 | 0 | 0 | 0 | 0 | 0 | 0 | 0 | 0 | 0 | 0 | 0 | 0 | 0 | 0 | 0 | 0 | 0 | 0 | 0 | 0 | 0 | 0 | 0 | 0 | 0 | 0 | 0 | 0
F4_Commercial_School_Existing_Refrigeration_Electric_Walk-in Refrigerator/Freezer_E7 | F4 | Commercial | School | Existing | Refrigeration | Electric | Walk-in Refrigerator/Freezer | E7 | RVT BC Ratio | 0 | 0 | 0 | 0 | 0 | 0 | 0 | 0 | 0 | 0 | 0 | 0 | 0 | 0 | 0 | 0 | 0 | 0 | 0 | 0 | 0 | 0 | 0 | 0 | 0 | 0 | 0 | 0 | 0 | 0
F4_Commercial_School_Existing_Refrigeration_Electric_Walk-in Refrigerator/Freezer_E8 | F4 | Commercial | School | Existing | Refrigeration | Electric | Walk-in Refrigerator/Freezer | E8 | RVT BC Ratio | 0 | 0 | 0 | 0 | 0 | 0 | 0 | 0 | 0 | 0 | 0 | 0 | 0 | 0 | 0 | 0 | 0 | 0 | 0 | 0 | 0 | 0 | 0 | 0 | 0 | 0 | 0 | 0 | 0 | 0
F4_Commercial_School_Existing_Refrigeration_Electric_Walk-in Refrigerator/Freezer_E9 | F4 | Commercial | School | Existing | Refrigeration | Electric | Walk-in Refrigerator/Freezer | E9 | RVT BC Ratio | 0 | 0 | 0 | 0 | 0 | 0 | 0 | 0 | 0 | 0 | 0 | 0 | 0 | 0 | 0 | 0 | 0 | 0 | 0 | 0 | 0 | 0 | 0 | 0 | 0 | 0 | 0 | 0 | 0 | 0
F4_Commercial_School_Existing_Refrigeration_Electric_Walk-in Refrigerator/Freezer_E10 | F4 | Commercial | School | Existing | Refrigeration | Electric | Walk-in Refrigerator/Freezer | E10 | RVT BC Ratio | 0 | 0 | 0 | 0 | 0 | 0 | 0 | 0 | 0 | 0 | 0 | 0 | 0 | 0 | 0 | 0 | 0 | 0 | 0 | 0 | 0 | 0 | 0 | 0 | 0 | 0 | 0 | 0 | 0 | 0
F5_Commercial_School_Existing_Refrigeration_Electric_Walk-in Refrigerator/Freezer_E1 | F5 | Commercial | School | Existing | Refrigeration | Electric | Walk-in Refrigerator/Freezer | E1 | RIM BC Ratio | 0 | 0 | 0 | 0 | 0 | 0 | 0 | 0 | 0 | 0 | 0 | 0 | 0 | 0 | 0 | 0 | 0 | 0 | 0 | 0 | 0 | 0 | 0 | 0 | 0 | 0 | 0 | 0 | 0 | 0
F5_Commercial_School_Existing_Refrigeration_Electric_Walk-in Refrigerator/Freezer_E2 | F5 | Commercial | School | Existing | Refrigeration | Electric | Walk-in Refrigerator/Freezer | E2 | RIM BC Ratio | 0 | 0 | 0 | 0 | 0 | 0 | 0 | 0 | 0 | 0 | 0 | 0 | 0 | 0 | 0 | 0 | 0 | 0 | 0 | 0 | 0 | 0 | 0 | 0 | 0 | 0 | 0 | 0 | 0 | 0
F5_Commercial_School_Existing_Refrigeration_Electric_Walk-in Refrigerator/Freezer_E3 | F5 | Commercial | School | Existing | Refrigeration | Electric | Walk-in Refrigerator/Freezer | E3 | RIM BC Ratio | 0 | 0 | 0 | 0 | 0 | 0 | 0 | 0 | 0 | 0 | 0 | 0 | 0 | 0 | 0 | 0 | 0 | 0 | 0 | 0 | 0 | 0 | 0 | 0 | 0 | 0 | 0 | 0 | 0 | 0
F5_Commercial_School_Existing_Refrigeration_Electric_Walk-in Refrigerator/Freezer_E4 | F5 | Commercial | School | Existing | Refrigeration | Electric | Walk-in Refrigerator/Freezer | E4 | RIM BC Ratio | 0 | 0 | 0 | 0 | 0 | 0 | 0 | 0 | 0 | 0 | 0 | 0 | 0 | 0 | 0 | 0 | 0 | 0 | 0 | 0 | 0 | 0 | 0 | 0 | 0 | 0 | 0 | 0 | 0 | 0
F5_Commercial_School_Existing_Refrigeration_Electric_Walk-in Refrigerator/Freezer_E5 | F5 | Commercial | School | Existing | Refrigeration | Electric | Walk-in Refrigerator/Freezer | E5 | RIM BC Ratio | 0 | 0 | 0 | 0 | 0 | 0 | 0 | 0 | 0 | 0 | 0 | 0 | 0 | 0 | 0 | 0 | 0 | 0 | 0 | 0 | 0 | 0 | 0 | 0 | 0 | 0 | 0 | 0 | 0 | 0
F5_Commercial_School_Existing_Refrigeration_Electric_Walk-in Refrigerator/Freezer_E6 | F5 | Commercial | School | Existing | Refrigeration | Electric | Walk-in Refrigerator/Freezer | E6 | RIM BC Ratio | 0 | 0 | 0 | 0 | 0 | 0 | 0 | 0 | 0 | 0 | 0 | 0 | 0 | 0 | 0 | 0 | 0 | 0 | 0 | 0 | 0 | 0 | 0 | 0 | 0 | 0 | 0 | 0 | 0 | 0
F5_Commercial_School_Existing_Refrigeration_Electric_Walk-in Refrigerator/Freezer_E7 | F5 | Commercial | School | Existing | Refrigeration | Electric | Walk-in Refrigerator/Freezer | E7 | RIM BC Ratio | 0 | 0 | 0 | 0 | 0 | 0 | 0 | 0 | 0 | 0 | 0 | 0 | 0 | 0 | 0 | 0 | 0 | 0 | 0 | 0 | 0 | 0 | 0 | 0 | 0 | 0 | 0 | 0 | 0 | 0
F5_Commercial_School_Existing_Refrigeration_Electric_Walk-in Refrigerator/Freezer_E8 | F5 | Commercial | School | Existing | Refrigeration | Electric | Walk-in Refrigerator/Freezer | E8 | RIM BC Ratio | 0 | 0 | 0 | 0 | 0 | 0 | 0 | 0 | 0 | 0 | 0 | 0 | 0 | 0 | 0 | 0 | 0 | 0 | 0 | 0 | 0 | 0 | 0 | 0 | 0 | 0 | 0 | 0 | 0 | 0
F5_Commercial_School_Existing_Refrigeration_Electric_Walk-in Refrigerator/Freezer_E9 | F5 | Commercial | School | Existing | Refrigeration | Electric | Walk-in Refrigerator/Freezer | E9 | RIM BC Ratio | 0 | 0 | 0 | 0 | 0 | 0 | 0 | 0 | 0 | 0 | 0 | 0 | 0 | 0 | 0 | 0 | 0 | 0 | 0 | 0 | 0 | 0 | 0 | 0 | 0 | 0 | 0 | 0 | 0 | 0
F5_Commercial_School_Existing_Refrigeration_Electric_Walk-in Refrigerator/Freezer_E10 | F5 | Commercial | School | Existing | Refrigeration | Electric | Walk-in Refrigerator/Freezer | E10 | RIM BC Ratio | 0 | 0 | 0 | 0 | 0 | 0 | 0 | 0 | 0 | 0 | 0 | 0 | 0 | 0 | 0 | 0 | 0 | 0 | 0 | 0 | 0 | 0 | 0 | 0 | 0 | 0 | 0 | 0 | 0 | 0
F0_Commercial_School_Existing_Refrigeration_Electric_Reach-in Refrigerator/Freezer_E0 | F0 | Commercial | School | Existing | Refrigeration | Electric | Reach-in Refrigerator/Freezer | E0 | Economic Unit | 0 | 0 | 0 | 0 | 0 | 0 | 0 | 0 | 0 | 0 | 0 | 0 | 0 | 0 | 0 | 0 | 0 | 0 | 0 | 0 | 0 | 0 | 0 | 0 | 0 | 0 | 0 | 0 | 0 | 0
F1_Commercial_School_Existing_Refrigeration_Electric_Reach-in Refrigerator/Freezer_E1 | F1 | Commercial | School | Existing | Refrigeration | Electric | Reach-in Refrigerator/Freezer | E1 | CCE | 0 | 0 | 0 | 0 | 0 | 0 | 0 | 0 | 0 | 0 | 0 | 0 | 0 | 0 | 0 | 0 | 0 | 0 | 0 | 0 | 0 | 0 | 0 | 0 | 0 | 0 | 0 | 0 | 0 | 0
F1_Commercial_School_Existing_Refrigeration_Electric_Reach-in Refrigerator/Freezer_E2 | F1 | Commercial | School | Existing | Refrigeration | Electric | Reach-in Refrigerator/Freezer | E2 | CCE | 0 | 0 | 0 | 0 | 0 | 0 | 0 | 0 | 0 | 0 | 0 | 0 | 0 | 0 | 0 | 0 | 0 | 0 | 0 | 0 | 0 | 0 | 0 | 0 | 0 | 0 | 0 | 0 | 0 | 0
F1_Commercial_School_Existing_Refrigeration_Electric_Reach-in Refrigerator/Freezer_E3 | F1 | Commercial | School | Existing | Refrigeration | Electric | Reach-in Refrigerator/Freezer | E3 | CCE | 0 | 0 | 0 | 0 | 0 | 0 | 0 | 0 | 0 | 0 | 0 | 0 | 0 | 0 | 0 | 0 | 0 | 0 | 0 | 0 | 0 | 0 | 0 | 0 | 0 | 0 | 0 | 0 | 0 | 0
F1_Commercial_School_Existing_Refrigeration_Electric_Reach-in Refrigerator/Freezer_E4 | F1 | Commercial | School | Existing | Refrigeration | Electric | Reach-in Refrigerator/Freezer | E4 | CCE | 0 | 0 | 0 | 0 | 0 | 0 | 0 | 0 | 0 | 0 | 0 | 0 | 0 | 0 | 0 | 0 | 0 | 0 | 0 | 0 | 0 | 0 | 0 | 0 | 0 | 0 | 0 | 0 | 0 | 0
F1_Commercial_School_Existing_Refrigeration_Electric_Reach-in Refrigerator/Freezer_E5 | F1 | Commercial | School | Existing | Refrigeration | Electric | Reach-in Refrigerator/Freezer | E5 | CCE | 0 | 0 | 0 | 0 | 0 | 0 | 0 | 0 | 0 | 0 | 0 | 0 | 0 | 0 | 0 | 0 | 0 | 0 | 0 | 0 | 0 | 0 | 0 | 0 | 0 | 0 | 0 | 0 | 0 | 0
F1_Commercial_School_Existing_Refrigeration_Electric_Reach-in Refrigerator/Freezer_E6 | F1 | Commercial | School | Existing | Refrigeration | Electric | Reach-in Refrigerator/Freezer | E6 | CCE | 0 | 0 | 0 | 0 | 0 | 0 | 0 | 0 | 0 | 0 | 0 | 0 | 0 | 0 | 0 | 0 | 0 | 0 | 0 | 0 | 0 | 0 | 0 | 0 | 0 | 0 | 0 | 0 | 0 | 0
F1_Commercial_School_Existing_Refrigeration_Electric_Reach-in Refrigerator/Freezer_E7 | F1 | Commercial | School | Existing | Refrigeration | Electric | Reach-in Refrigerator/Freezer | E7 | CCE | 0 | 0 | 0 | 0 | 0 | 0 | 0 | 0 | 0 | 0 | 0 | 0 | 0 | 0 | 0 | 0 | 0 | 0 | 0 | 0 | 0 | 0 | 0 | 0 | 0 | 0 | 0 | 0 | 0 | 0
F1_Commercial_School_Existing_Refrigeration_Electric_Reach-in Refrigerator/Freezer_E8 | F1 | Commercial | School | Existing | Refrigeration | Electric | Reach-in Refrigerator/Freezer | E8 | CCE | 0 | 0 | 0 | 0 | 0 | 0 | 0 | 0 | 0 | 0 | 0 | 0 | 0 | 0 | 0 | 0 | 0 | 0 | 0 | 0 | 0 | 0 | 0 | 0 | 0 | 0 | 0 | 0 | 0 | 0
F1_Commercial_School_Existing_Refrigeration_Electric_Reach-in Refrigerator/Freezer_E9 | F1 | Commercial | School | Existing | Refrigeration | Electric | Reach-in Refrigerator/Freezer | E9 | CCE | 0 | 0 | 0 | 0 | 0 | 0 | 0 | 0 | 0 | 0 | 0 | 0 | 0 | 0 | 0 | 0 | 0 | 0 | 0 | 0 | 0 | 0 | 0 | 0 | 0 | 0 | 0 | 0 | 0 | 0
F1_Commercial_School_Existing_Refrigeration_Electric_Reach-in Refrigerator/Freezer_E10 | F1 | Commercial | School | Existing | Refrigeration | Electric | Reach-in Refrigerator/Freezer | E10 | CCE | 0 | 0 | 0 | 0 | 0 | 0 | 0 | 0 | 0 | 0 | 0 | 0 | 0 | 0 | 0 | 0 | 0 | 0 | 0 | 0 | 0 | 0 | 0 | 0 | 0 | 0 | 0 | 0 | 0 | 0
F2_Commercial_School_Existing_Refrigeration_Electric_Reach-in Refrigerator/Freezer_E1 | F2 | Commercial | School | Existing | Refrigeration | Electric | Reach-in Refrigerator/Freezer | E1 | TRC BC Ratio | 0 | 0 | 0 | 0 | 0 | 0 | 0 | 0 | 0 | 0 | 0 | 0 | 0 | 0 | 0 | 0 | 0 | 0 | 0 | 0 | 0 | 0 | 0 | 0 | 0 | 0 | 0 | 0 | 0 | 0
F2_Commercial_School_Existing_Refrigeration_Electric_Reach-in Refrigerator/Freezer_E2 | F2 | Commercial | School | Existing | Refrigeration | Electric | Reach-in Refrigerator/Freezer | E2 | TRC BC Ratio | 0 | 0 | 0 | 0 | 0 | 0 | 0 | 0 | 0 | 0 | 0 | 0 | 0 | 0 | 0 | 0 | 0 | 0 | 0 | 0 | 0 | 0 | 0 | 0 | 0 | 0 | 0 | 0 | 0 | 0
F2_Commercial_School_Existing_Refrigeration_Electric_Reach-in Refrigerator/Freezer_E3 | F2 | Commercial | School | Existing | Refrigeration | Electric | Reach-in Refrigerator/Freezer | E3 | TRC BC Ratio | 0 | 0 | 0 | 0 | 0 | 0 | 0 | 0 | 0 | 0 | 0 | 0 | 0 | 0 | 0 | 0 | 0 | 0 | 0 | 0 | 0 | 0 | 0 | 0 | 0 | 0 | 0 | 0 | 0 | 0
F2_Commercial_School_Existing_Refrigeration_Electric_Reach-in Refrigerator/Freezer_E4 | F2 | Commercial | School | Existing | Refrigeration | Electric | Reach-in Refrigerator/Freezer | E4 | TRC BC Ratio | 0 | 0 | 0 | 0 | 0 | 0 | 0 | 0 | 0 | 0 | 0 | 0 | 0 | 0 | 0 | 0 | 0 | 0 | 0 | 0 | 0 | 0 | 0 | 0 | 0 | 0 | 0 | 0 | 0 | 0
F2_Commercial_School_Existing_Refrigeration_Electric_Reach-in Refrigerator/Freezer_E5 | F2 | Commercial | School | Existing | Refrigeration | Electric | Reach-in Refrigerator/Freezer | E5 | TRC BC Ratio | 0 | 0 | 0 | 0 | 0 | 0 | 0 | 0 | 0 | 0 | 0 | 0 | 0 | 0 | 0 | 0 | 0 | 0 | 0 | 0 | 0 | 0 | 0 | 0 | 0 | 0 | 0 | 0 | 0 | 0
F2_Commercial_School_Existing_Refrigeration_Electric_Reach-in Refrigerator/Freezer_E6 | F2 | Commercial | School | Existing | Refrigeration | Electric | Reach-in Refrigerator/Freezer | E6 | TRC BC Ratio | 0 | 0 | 0 | 0 | 0 | 0 | 0 | 0 | 0 | 0 | 0 | 0 | 0 | 0 | 0 | 0 | 0 | 0 | 0 | 0 | 0 | 0 | 0 | 0 | 0 | 0 | 0 | 0 | 0 | 0
F2_Commercial_School_Existing_Refrigeration_Electric_Reach-in Refrigerator/Freezer_E7 | F2 | Commercial | School | Existing | Refrigeration | Electric | Reach-in Refrigerator/Freezer | E7 | TRC BC Ratio | 0 | 0 | 0 | 0 | 0 | 0 | 0 | 0 | 0 | 0 | 0 | 0 | 0 | 0 | 0 | 0 | 0 | 0 | 0 | 0 | 0 | 0 | 0 | 0 | 0 | 0 | 0 | 0 | 0 | 0
F2_Commercial_School_Existing_Refrigeration_Electric_Reach-in Refrigerator/Freezer_E8 | F2 | Commercial | School | Existing | Refrigeration | Electric | Reach-in Refrigerator/Freezer | E8 | TRC BC Ratio | 0 | 0 | 0 | 0 | 0 | 0 | 0 | 0 | 0 | 0 | 0 | 0 | 0 | 0 | 0 | 0 | 0 | 0 | 0 | 0 | 0 | 0 | 0 | 0 | 0 | 0 | 0 | 0 | 0 | 0
F2_Commercial_School_Existing_Refrigeration_Electric_Reach-in Refrigerator/Freezer_E9 | F2 | Commercial | School | Existing | Refrigeration | Electric | Reach-in Refrigerator/Freezer | E9 | TRC BC Ratio | 0 | 0 | 0 | 0 | 0 | 0 | 0 | 0 | 0 | 0 | 0 | 0 | 0 | 0 | 0 | 0 | 0 | 0 | 0 | 0 | 0 | 0 | 0 | 0 | 0 | 0 | 0 | 0 | 0 | 0
F2_Commercial_School_Existing_Refrigeration_Electric_Reach-in Refrigerator/Freezer_E10 | F2 | Commercial | School | Existing | Refrigeration | Electric | Reach-in Refrigerator/Freezer | E10 | TRC BC Ratio | 0 | 0 | 0 | 0 | 0 | 0 | 0 | 0 | 0 | 0 | 0 | 0 | 0 | 0 | 0 | 0 | 0 | 0 | 0 | 0 | 0 | 0 | 0 | 0 | 0 | 0 | 0 | 0 | 0 | 0
F3_Commercial_School_Existing_Refrigeration_Electric_Reach-in Refrigerator/Freezer_E1 | F3 | Commercial | School | Existing | Refrigeration | Electric | Reach-in Refrigerator/Freezer | E1 | PACT BC Ratio | 0 | 0 | 0 | 0 | 0 | 0 | 0 | 0 | 0 | 0 | 0 | 0 | 0 | 0 | 0 | 0 | 0 | 0 | 0 | 0 | 0 | 0 | 0 | 0 | 0 | 0 | 0 | 0 | 0 | 0
F3_Commercial_School_Existing_Refrigeration_Electric_Reach-in Refrigerator/Freezer_E2 | F3 | Commercial | School | Existing | Refrigeration | Electric | Reach-in Refrigerator/Freezer | E2 | PACT BC Ratio | 0 | 0 | 0 | 0 | 0 | 0 | 0 | 0 | 0 | 0 | 0 | 0 | 0 | 0 | 0 | 0 | 0 | 0 | 0 | 0 | 0 | 0 | 0 | 0 | 0 | 0 | 0 | 0 | 0 | 0
F3_Commercial_School_Existing_Refrigeration_Electric_Reach-in Refrigerator/Freezer_E3 | F3 | Commercial | School | Existing | Refrigeration | Electric | Reach-in Refrigerator/Freezer | E3 | PACT BC Ratio | 0 | 0 | 0 | 0 | 0 | 0 | 0 | 0 | 0 | 0 | 0 | 0 | 0 | 0 | 0 | 0 | 0 | 0 | 0 | 0 | 0 | 0 | 0 | 0 | 0 | 0 | 0 | 0 | 0 | 0
F3_Commercial_School_Existing_Refrigeration_Electric_Reach-in Refrigerator/Freezer_E4 | F3 | Commercial | School | Existing | Refrigeration | Electric | Reach-in Refrigerator/Freezer | E4 | PACT BC Ratio | 0 | 0 | 0 | 0 | 0 | 0 | 0 | 0 | 0 | 0 | 0 | 0 | 0 | 0 | 0 | 0 | 0 | 0 | 0 | 0 | 0 | 0 | 0 | 0 | 0 | 0 | 0 | 0 | 0 | 0
F3_Commercial_School_Existing_Refrigeration_Electric_Reach-in Refrigerator/Freezer_E5 | F3 | Commercial | School | Existing | Refrigeration | Electric | Reach-in Refrigerator/Freezer | E5 | PACT BC Ratio | 0 | 0 | 0 | 0 | 0 | 0 | 0 | 0 | 0 | 0 | 0 | 0 | 0 | 0 | 0 | 0 | 0 | 0 | 0 | 0 | 0 | 0 | 0 | 0 | 0 | 0 | 0 | 0 | 0 | 0
F3_Commercial_School_Existing_Refrigeration_Electric_Reach-in Refrigerator/Freezer_E6 | F3 | Commercial | School | Existing | Refrigeration | Electric | Reach-in Refrigerator/Freezer | E6 | PACT BC Ratio | 0 | 0 | 0 | 0 | 0 | 0 | 0 | 0 | 0 | 0 | 0 | 0 | 0 | 0 | 0 | 0 | 0 | 0 | 0 | 0 | 0 | 0 | 0 | 0 | 0 | 0 | 0 | 0 | 0 | 0
F3_Commercial_School_Existing_Refrigeration_Electric_Reach-in Refrigerator/Freezer_E7 | F3 | Commercial | School | Existing | Refrigeration | Electric | Reach-in Refrigerator/Freezer | E7 | PACT BC Ratio | 0 | 0 | 0 | 0 | 0 | 0 | 0 | 0 | 0 | 0 | 0 | 0 | 0 | 0 | 0 | 0 | 0 | 0 | 0 | 0 | 0 | 0 | 0 | 0 | 0 | 0 | 0 | 0 | 0 | 0
F3_Commercial_School_Existing_Refrigeration_Electric_Reach-in Refrigerator/Freezer_E8 | F3 | Commercial | School | Existing | Refrigeration | Electric | Reach-in Refrigerator/Freezer | E8 | PACT BC Ratio | 0 | 0 | 0 | 0 | 0 | 0 | 0 | 0 | 0 | 0 | 0 | 0 | 0 | 0 | 0 | 0 | 0 | 0 | 0 | 0 | 0 | 0 | 0 | 0 | 0 | 0 | 0 | 0 | 0 | 0
F3_Commercial_School_Existing_Refrigeration_Electric_Reach-in Refrigerator/Freezer_E9 | F3 | Commercial | School | Existing | Refrigeration | Electric | Reach-in Refrigerator/Freezer | E9 | PACT BC Ratio | 0 | 0 | 0 | 0 | 0 | 0 | 0 | 0 | 0 | 0 | 0 | 0 | 0 | 0 | 0 | 0 | 0 | 0 | 0 | 0 | 0 | 0 | 0 | 0 | 0 | 0 | 0 | 0 | 0 | 0
F3_Commercial_School_Existing_Refrigeration_Electric_Reach-in Refrigerator/Freezer_E10 | F3 | Commercial | School | Existing | Refrigeration | Electric | Reach-in Refrigerator/Freezer | E10 | PACT BC Ratio | 0 | 0 | 0 | 0 | 0 | 0 | 0 | 0 | 0 | 0 | 0 | 0 | 0 | 0 | 0 | 0 | 0 | 0 | 0 | 0 | 0 | 0 | 0 | 0 | 0 | 0 | 0 | 0 | 0 | 0
F4_Commercial_School_Existing_Refrigeration_Electric_Reach-in Refrigerator/Freezer_E1 | F4 | Commercial | School | Existing | Refrigeration | Electric | Reach-in Refrigerator/Freezer | E1 | RVT BC Ratio | 0 | 0 | 0 | 0 | 0 | 0 | 0 | 0 | 0 | 0 | 0 | 0 | 0 | 0 | 0 | 0 | 0 | 0 | 0 | 0 | 0 | 0 | 0 | 0 | 0 | 0 | 0 | 0 | 0 | 0
F4_Commercial_School_Existing_Refrigeration_Electric_Reach-in Refrigerator/Freezer_E2 | F4 | Commercial | School | Existing | Refrigeration | Electric | Reach-in Refrigerator/Freezer | E2 | RVT BC Ratio | 0 | 0 | 0 | 0 | 0 | 0 | 0 | 0 | 0 | 0 | 0 | 0 | 0 | 0 | 0 | 0 | 0 | 0 | 0 | 0 | 0 | 0 | 0 | 0 | 0 | 0 | 0 | 0 | 0 | 0
F4_Commercial_School_Existing_Refrigeration_Electric_Reach-in Refrigerator/Freezer_E3 | F4 | Commercial | School | Existing | Refrigeration | Electric | Reach-in Refrigerator/Freezer | E3 | RVT BC Ratio | 0 | 0 | 0 | 0 | 0 | 0 | 0 | 0 | 0 | 0 | 0 | 0 | 0 | 0 | 0 | 0 | 0 | 0 | 0 | 0 | 0 | 0 | 0 | 0 | 0 | 0 | 0 | 0 | 0 | 0
F4_Commercial_School_Existing_Refrigeration_Electric_Reach-in Refrigerator/Freezer_E4 | F4 | Commercial | School | Existing | Refrigeration | Electric | Reach-in Refrigerator/Freezer | E4 | RVT BC Ratio | 0 | 0 | 0 | 0 | 0 | 0 | 0 | 0 | 0 | 0 | 0 | 0 | 0 | 0 | 0 | 0 | 0 | 0 | 0 | 0 | 0 | 0 | 0 | 0 | 0 | 0 | 0 | 0 | 0 | 0
F4_Commercial_School_Existing_Refrigeration_Electric_Reach-in Refrigerator/Freezer_E5 | F4 | Commercial | School | Existing | Refrigeration | Electric | Reach-in Refrigerator/Freezer | E5 | RVT BC Ratio | 0 | 0 | 0 | 0 | 0 | 0 | 0 | 0 | 0 | 0 | 0 | 0 | 0 | 0 | 0 | 0 | 0 | 0 | 0 | 0 | 0 | 0 | 0 | 0 | 0 | 0 | 0 | 0 | 0 | 0
F4_Commercial_School_Existing_Refrigeration_Electric_Reach-in Refrigerator/Freezer_E6 | F4 | Commercial | School | Existing | Refrigeration | Electric | Reach-in Refrigerator/Freezer | E6 | RVT BC Ratio | 0 | 0 | 0 | 0 | 0 | 0 | 0 | 0 | 0 | 0 | 0 | 0 | 0 | 0 | 0 | 0 | 0 | 0 | 0 | 0 | 0 | 0 | 0 | 0 | 0 | 0 | 0 | 0 | 0 | 0
F4_Commercial_School_Existing_Refrigeration_Electric_Reach-in Refrigerator/Freezer_E7 | F4 | Commercial | School | Existing | Refrigeration | Electric | Reach-in Refrigerator/Freezer | E7 | RVT BC Ratio | 0 | 0 | 0 | 0 | 0 | 0 | 0 | 0 | 0 | 0 | 0 | 0 | 0 | 0 | 0 | 0 | 0 | 0 | 0 | 0 | 0 | 0 | 0 | 0 | 0 | 0 | 0 | 0 | 0 | 0
F4_Commercial_School_Existing_Refrigeration_Electric_Reach-in Refrigerator/Freezer_E8 | F4 | Commercial | School | Existing | Refrigeration | Electric | Reach-in Refrigerator/Freezer | E8 | RVT BC Ratio | 0 | 0 | 0 | 0 | 0 | 0 | 0 | 0 | 0 | 0 | 0 | 0 | 0 | 0 | 0 | 0 | 0 | 0 | 0 | 0 | 0 | 0 | 0 | 0 | 0 | 0 | 0 | 0 | 0 | 0
F4_Commercial_School_Existing_Refrigeration_Electric_Reach-in Refrigerator/Freezer_E9 | F4 | Commercial | School | Existing | Refrigeration | Electric | Reach-in Refrigerator/Freezer | E9 | RVT BC Ratio | 0 | 0 | 0 | 0 | 0 | 0 | 0 | 0 | 0 | 0 | 0 | 0 | 0 | 0 | 0 | 0 | 0 | 0 | 0 | 0 | 0 | 0 | 0 | 0 | 0 | 0 | 0 | 0 | 0 | 0
F4_Commercial_School_Existing_Refrigeration_Electric_Reach-in Refrigerator/Freezer_E10 | F4 | Commercial | School | Existing | Refrigeration | Electric | Reach-in Refrigerator/Freezer | E10 | RVT BC Ratio | 0 | 0 | 0 | 0 | 0 | 0 | 0 | 0 | 0 | 0 | 0 | 0 | 0 | 0 | 0 | 0 | 0 | 0 | 0 | 0 | 0 | 0 | 0 | 0 | 0 | 0 | 0 | 0 | 0 | 0
F5_Commercial_School_Existing_Refrigeration_Electric_Reach-in Refrigerator/Freezer_E1 | F5 | Commercial | School | Existing | Refrigeration | Electric | Reach-in Refrigerator/Freezer | E1 | RIM BC Ratio | 0 | 0 | 0 | 0 | 0 | 0 | 0 | 0 | 0 | 0 | 0 | 0 | 0 | 0 | 0 | 0 | 0 | 0 | 0 | 0 | 0 | 0 | 0 | 0 | 0 | 0 | 0 | 0 | 0 | 0
F5_Commercial_School_Existing_Refrigeration_Electric_Reach-in Refrigerator/Freezer_E2 | F5 | Commercial | School | Existing | Refrigeration | Electric | Reach-in Refrigerator/Freezer | E2 | RIM BC Ratio | 0 | 0 | 0 | 0 | 0 | 0 | 0 | 0 | 0 | 0 | 0 | 0 | 0 | 0 | 0 | 0 | 0 | 0 | 0 | 0 | 0 | 0 | 0 | 0 | 0 | 0 | 0 | 0 | 0 | 0
F5_Commercial_School_Existing_Refrigeration_Electric_Reach-in Refrigerator/Freezer_E3 | F5 | Commercial | School | Existing | Refrigeration | Electric | Reach-in Refrigerator/Freezer | E3 | RIM BC Ratio | 0 | 0 | 0 | 0 | 0 | 0 | 0 | 0 | 0 | 0 | 0 | 0 | 0 | 0 | 0 | 0 | 0 | 0 | 0 | 0 | 0 | 0 | 0 | 0 | 0 | 0 | 0 | 0 | 0 | 0
F5_Commercial_School_Existing_Refrigeration_Electric_Reach-in Refrigerator/Freezer_E4 | F5 | Commercial | School | Existing | Refrigeration | Electric | Reach-in Refrigerator/Freezer | E4 | RIM BC Ratio | 0 | 0 | 0 | 0 | 0 | 0 | 0 | 0 | 0 | 0 | 0 | 0 | 0 | 0 | 0 | 0 | 0 | 0 | 0 | 0 | 0 | 0 | 0 | 0 | 0 | 0 | 0 | 0 | 0 | 0
F5_Commercial_School_Existing_Refrigeration_Electric_Reach-in Refrigerator/Freezer_E5 | F5 | Commercial | School | Existing | Refrigeration | Electric | Reach-in Refrigerator/Freezer | E5 | RIM BC Ratio | 0 | 0 | 0 | 0 | 0 | 0 | 0 | 0 | 0 | 0 | 0 | 0 | 0 | 0 | 0 | 0 | 0 | 0 | 0 | 0 | 0 | 0 | 0 | 0 | 0 | 0 | 0 | 0 | 0 | 0
F5_Commercial_School_Existing_Refrigeration_Electric_Reach-in Refrigerator/Freezer_E6 | F5 | Commercial | School | Existing | Refrigeration | Electric | Reach-in Refrigerator/Freezer | E6 | RIM BC Ratio | 0 | 0 | 0 | 0 | 0 | 0 | 0 | 0 | 0 | 0 | 0 | 0 | 0 | 0 | 0 | 0 | 0 | 0 | 0 | 0 | 0 | 0 | 0 | 0 | 0 | 0 | 0 | 0 | 0 | 0
F5_Commercial_School_Existing_Refrigeration_Electric_Reach-in Refrigerator/Freezer_E7 | F5 | Commercial | School | Existing | Refrigeration | Electric | Reach-in Refrigerator/Freezer | E7 | RIM BC Ratio | 0 | 0 | 0 | 0 | 0 | 0 | 0 | 0 | 0 | 0 | 0 | 0 | 0 | 0 | 0 | 0 | 0 | 0 | 0 | 0 | 0 | 0 | 0 | 0 | 0 | 0 | 0 | 0 | 0 | 0
F5_Commercial_School_Existing_Refrigeration_Electric_Reach-in Refrigerator/Freezer_E8 | F5 | Commercial | School | Existing | Refrigeration | Electric | Reach-in Refrigerator/Freezer | E8 | RIM BC Ratio | 0 | 0 | 0 | 0 | 0 | 0 | 0 | 0 | 0 | 0 | 0 | 0 | 0 | 0 | 0 | 0 | 0 | 0 | 0 | 0 | 0 | 0 | 0 | 0 | 0 | 0 | 0 | 0 | 0 | 0
F5_Commercial_School_Existing_Refrigeration_Electric_Reach-in Refrigerator/Freezer_E9 | F5 | Commercial | School | Existing | Refrigeration | Electric | Reach-in Refrigerator/Freezer | E9 | RIM BC Ratio | 0 | 0 | 0 | 0 | 0 | 0 | 0 | 0 | 0 | 0 | 0 | 0 | 0 | 0 | 0 | 0 | 0 | 0 | 0 | 0 | 0 | 0 | 0 | 0 | 0 | 0 | 0 | 0 | 0 | 0
F5_Commercial_School_Existing_Refrigeration_Electric_Reach-in Refrigerator/Freezer_E10 | F5 | Commercial | School | Existing | Refrigeration | Electric | Reach-in Refrigerator/Freezer | E10 | RIM BC Ratio | 0 | 0 | 0 | 0 | 0 | 0 | 0 | 0 | 0 | 0 | 0 | 0 | 0 | 0 | 0 | 0 | 0 | 0 | 0 | 0 | 0 | 0 | 0 | 0 | 0 | 0 | 0 | 0 | 0 | 0
F0_Commercial_School_Existing_Refrigeration_Electric_Glass Door Display_E0 | F0 | Commercial | School | Existing | Refrigeration | Electric | Glass Door Display | E0 | Economic Unit | 0 | 0 | 0 | 0 | 0 | 0 | 0 | 0 | 0 | 0 | 0 | 0 | 0 | 0 | 0 | 0 | 0 | 0 | 0 | 0 | 0 | 0 | 0 | 0 | 0 | 0 | 0 | 0 | 0 | 0
F1_Commercial_School_Existing_Refrigeration_Electric_Glass Door Display_E1 | F1 | Commercial | School | Existing | Refrigeration | Electric | Glass Door Display | E1 | CCE | 0 | 0 | 0 | 0 | 0 | 0 | 0 | 0 | 0 | 0 | 0 | 0 | 0 | 0 | 0 | 0 | 0 | 0 | 0 | 0 | 0 | 0 | 0 | 0 | 0 | 0 | 0 | 0 | 0 | 0
F1_Commercial_School_Existing_Refrigeration_Electric_Glass Door Display_E2 | F1 | Commercial | School | Existing | Refrigeration | Electric | Glass Door Display | E2 | CCE | 0 | 0 | 0 | 0 | 0 | 0 | 0 | 0 | 0 | 0 | 0 | 0 | 0 | 0 | 0 | 0 | 0 | 0 | 0 | 0 | 0 | 0 | 0 | 0 | 0 | 0 | 0 | 0 | 0 | 0
F1_Commercial_School_Existing_Refrigeration_Electric_Glass Door Display_E3 | F1 | Commercial | School | Existing | Refrigeration | Electric | Glass Door Display | E3 | CCE | 0 | 0 | 0 | 0 | 0 | 0 | 0 | 0 | 0 | 0 | 0 | 0 | 0 | 0 | 0 | 0 | 0 | 0 | 0 | 0 | 0 | 0 | 0 | 0 | 0 | 0 | 0 | 0 | 0 | 0
F1_Commercial_School_Existing_Refrigeration_Electric_Glass Door Display_E4 | F1 | Commercial | School | Existing | Refrigeration | Electric | Glass Door Display | E4 | CCE | 0 | 0 | 0 | 0 | 0 | 0 | 0 | 0 | 0 | 0 | 0 | 0 | 0 | 0 | 0 | 0 | 0 | 0 | 0 | 0 | 0 | 0 | 0 | 0 | 0 | 0 | 0 | 0 | 0 | 0
F1_Commercial_School_Existing_Refrigeration_Electric_Glass Door Display_E5 | F1 | Commercial | School | Existing | Refrigeration | Electric | Glass Door Display | E5 | CCE | 0 | 0 | 0 | 0 | 0 | 0 | 0 | 0 | 0 | 0 | 0 | 0 | 0 | 0 | 0 | 0 | 0 | 0 | 0 | 0 | 0 | 0 | 0 | 0 | 0 | 0 | 0 | 0 | 0 | 0
F1_Commercial_School_Existing_Refrigeration_Electric_Glass Door Display_E6 | F1 | Commercial | School | Existing | Refrigeration | Electric | Glass Door Display | E6 | CCE | 0 | 0 | 0 | 0 | 0 | 0 | 0 | 0 | 0 | 0 | 0 | 0 | 0 | 0 | 0 | 0 | 0 | 0 | 0 | 0 | 0 | 0 | 0 | 0 | 0 | 0 | 0 | 0 | 0 | 0
F1_Commercial_School_Existing_Refrigeration_Electric_Glass Door Display_E7 | F1 | Commercial | School | Existing | Refrigeration | Electric | Glass Door Display | E7 | CCE | 0 | 0 | 0 | 0 | 0 | 0 | 0 | 0 | 0 | 0 | 0 | 0 | 0 | 0 | 0 | 0 | 0 | 0 | 0 | 0 | 0 | 0 | 0 | 0 | 0 | 0 | 0 | 0 | 0 | 0
F1_Commercial_School_Existing_Refrigeration_Electric_Glass Door Display_E8 | F1 | Commercial | School | Existing | Refrigeration | Electric | Glass Door Display | E8 | CCE | 0 | 0 | 0 | 0 | 0 | 0 | 0 | 0 | 0 | 0 | 0 | 0 | 0 | 0 | 0 | 0 | 0 | 0 | 0 | 0 | 0 | 0 | 0 | 0 | 0 | 0 | 0 | 0 | 0 | 0
F1_Commercial_School_Existing_Refrigeration_Electric_Glass Door Display_E9 | F1 | Commercial | School | Existing | Refrigeration | Electric | Glass Door Display | E9 | CCE | 0 | 0 | 0 | 0 | 0 | 0 | 0 | 0 | 0 | 0 | 0 | 0 | 0 | 0 | 0 | 0 | 0 | 0 | 0 | 0 | 0 | 0 | 0 | 0 | 0 | 0 | 0 | 0 | 0 | 0
F1_Commercial_School_Existing_Refrigeration_Electric_Glass Door Display_E10 | F1 | Commercial | School | Existing | Refrigeration | Electric | Glass Door Display | E10 | CCE | 0 | 0 | 0 | 0 | 0 | 0 | 0 | 0 | 0 | 0 | 0 | 0 | 0 | 0 | 0 | 0 | 0 | 0 | 0 | 0 | 0 | 0 | 0 | 0 | 0 | 0 | 0 | 0 | 0 | 0
F2_Commercial_School_Existing_Refrigeration_Electric_Glass Door Display_E1 | F2 | Commercial | School | Existing | Refrigeration | Electric | Glass Door Display | E1 | TRC BC Ratio | 0 | 0 | 0 | 0 | 0 | 0 | 0 | 0 | 0 | 0 | 0 | 0 | 0 | 0 | 0 | 0 | 0 | 0 | 0 | 0 | 0 | 0 | 0 | 0 | 0 | 0 | 0 | 0 | 0 | 0
F2_Commercial_School_Existing_Refrigeration_Electric_Glass Door Display_E2 | F2 | Commercial | School | Existing | Refrigeration | Electric | Glass Door Display | E2 | TRC BC Ratio | 0 | 0 | 0 | 0 | 0 | 0 | 0 | 0 | 0 | 0 | 0 | 0 | 0 | 0 | 0 | 0 | 0 | 0 | 0 | 0 | 0 | 0 | 0 | 0 | 0 | 0 | 0 | 0 | 0 | 0
F2_Commercial_School_Existing_Refrigeration_Electric_Glass Door Display_E3 | F2 | Commercial | School | Existing | Refrigeration | Electric | Glass Door Display | E3 | TRC BC Ratio | 0 | 0 | 0 | 0 | 0 | 0 | 0 | 0 | 0 | 0 | 0 | 0 | 0 | 0 | 0 | 0 | 0 | 0 | 0 | 0 | 0 | 0 | 0 | 0 | 0 | 0 | 0 | 0 | 0 | 0
F2_Commercial_School_Existing_Refrigeration_Electric_Glass Door Display_E4 | F2 | Commercial | School | Existing | Refrigeration | Electric | Glass Door Display | E4 | TRC BC Ratio | 0 | 0 | 0 | 0 | 0 | 0 | 0 | 0 | 0 | 0 | 0 | 0 | 0 | 0 | 0 | 0 | 0 | 0 | 0 | 0 | 0 | 0 | 0 | 0 | 0 | 0 | 0 | 0 | 0 | 0
F2_Commercial_School_Existing_Refrigeration_Electric_Glass Door Display_E5 | F2 | Commercial | School | Existing | Refrigeration | Electric | Glass Door Display | E5 | TRC BC Ratio | 0 | 0 | 0 | 0 | 0 | 0 | 0 | 0 | 0 | 0 | 0 | 0 | 0 | 0 | 0 | 0 | 0 | 0 | 0 | 0 | 0 | 0 | 0 | 0 | 0 | 0 | 0 | 0 | 0 | 0
F2_Commercial_School_Existing_Refrigeration_Electric_Glass Door Display_E6 | F2 | Commercial | School | Existing | Refrigeration | Electric | Glass Door Display | E6 | TRC BC Ratio | 0 | 0 | 0 | 0 | 0 | 0 | 0 | 0 | 0 | 0 | 0 | 0 | 0 | 0 | 0 | 0 | 0 | 0 | 0 | 0 | 0 | 0 | 0 | 0 | 0 | 0 | 0 | 0 | 0 | 0
F2_Commercial_School_Existing_Refrigeration_Electric_Glass Door Display_E7 | F2 | Commercial | School | Existing | Refrigeration | Electric | Glass Door Display | E7 | TRC BC Ratio | 0 | 0 | 0 | 0 | 0 | 0 | 0 | 0 | 0 | 0 | 0 | 0 | 0 | 0 | 0 | 0 | 0 | 0 | 0 | 0 | 0 | 0 | 0 | 0 | 0 | 0 | 0 | 0 | 0 | 0
F2_Commercial_School_Existing_Refrigeration_Electric_Glass Door Display_E8 | F2 | Commercial | School | Existing | Refrigeration | Electric | Glass Door Display | E8 | TRC BC Ratio | 0 | 0 | 0 | 0 | 0 | 0 | 0 | 0 | 0 | 0 | 0 | 0 | 0 | 0 | 0 | 0 | 0 | 0 | 0 | 0 | 0 | 0 | 0 | 0 | 0 | 0 | 0 | 0 | 0 | 0
F2_Commercial_School_Existing_Refrigeration_Electric_Glass Door Display_E9 | F2 | Commercial | School | Existing | Refrigeration | Electric | Glass Door Display | E9 | TRC BC Ratio | 0 | 0 | 0 | 0 | 0 | 0 | 0 | 0 | 0 | 0 | 0 | 0 | 0 | 0 | 0 | 0 | 0 | 0 | 0 | 0 | 0 | 0 | 0 | 0 | 0 | 0 | 0 | 0 | 0 | 0
F2_Commercial_School_Existing_Refrigeration_Electric_Glass Door Display_E10 | F2 | Commercial | School | Existing | Refrigeration | Electric | Glass Door Display | E10 | TRC BC Ratio | 0 | 0 | 0 | 0 | 0 | 0 | 0 | 0 | 0 | 0 | 0 | 0 | 0 | 0 | 0 | 0 | 0 | 0 | 0 | 0 | 0 | 0 | 0 | 0 | 0 | 0 | 0 | 0 | 0 | 0
F3_Commercial_School_Existing_Refrigeration_Electric_Glass Door Display_E1 | F3 | Commercial | School | Existing | Refrigeration | Electric | Glass Door Display | E1 | PACT BC Ratio | 0 | 0 | 0 | 0 | 0 | 0 | 0 | 0 | 0 | 0 | 0 | 0 | 0 | 0 | 0 | 0 | 0 | 0 | 0 | 0 | 0 | 0 | 0 | 0 | 0 | 0 | 0 | 0 | 0 | 0
F3_Commercial_School_Existing_Refrigeration_Electric_Glass Door Display_E2 | F3 | Commercial | School | Existing | Refrigeration | Electric | Glass Door Display | E2 | PACT BC Ratio | 0 | 0 | 0 | 0 | 0 | 0 | 0 | 0 | 0 | 0 | 0 | 0 | 0 | 0 | 0 | 0 | 0 | 0 | 0 | 0 | 0 | 0 | 0 | 0 | 0 | 0 | 0 | 0 | 0 | 0
F3_Commercial_School_Existing_Refrigeration_Electric_Glass Door Display_E3 | F3 | Commercial | School | Existing | Refrigeration | Electric | Glass Door Display | E3 | PACT BC Ratio | 0 | 0 | 0 | 0 | 0 | 0 | 0 | 0 | 0 | 0 | 0 | 0 | 0 | 0 | 0 | 0 | 0 | 0 | 0 | 0 | 0 | 0 | 0 | 0 | 0 | 0 | 0 | 0 | 0 | 0
F3_Commercial_School_Existing_Refrigeration_Electric_Glass Door Display_E4 | F3 | Commercial | School | Existing | Refrigeration | Electric | Glass Door Display | E4 | PACT BC Ratio | 0 | 0 | 0 | 0 | 0 | 0 | 0 | 0 | 0 | 0 | 0 | 0 | 0 | 0 | 0 | 0 | 0 | 0 | 0 | 0 | 0 | 0 | 0 | 0 | 0 | 0 | 0 | 0 | 0 | 0
F3_Commercial_School_Existing_Refrigeration_Electric_Glass Door Display_E5 | F3 | Commercial | School | Existing | Refrigeration | Electric | Glass Door Display | E5 | PACT BC Ratio | 0 | 0 | 0 | 0 | 0 | 0 | 0 | 0 | 0 | 0 | 0 | 0 | 0 | 0 | 0 | 0 | 0 | 0 | 0 | 0 | 0 | 0 | 0 | 0 | 0 | 0 | 0 | 0 | 0 | 0
F3_Commercial_School_Existing_Refrigeration_Electric_Glass Door Display_E6 | F3 | Commercial | School | Existing | Refrigeration | Electric | Glass Door Display | E6 | PACT BC Ratio | 0 | 0 | 0 | 0 | 0 | 0 | 0 | 0 | 0 | 0 | 0 | 0 | 0 | 0 | 0 | 0 | 0 | 0 | 0 | 0 | 0 | 0 | 0 | 0 | 0 | 0 | 0 | 0 | 0 | 0
F3_Commercial_School_Existing_Refrigeration_Electric_Glass Door Display_E7 | F3 | Commercial | School | Existing | Refrigeration | Electric | Glass Door Display | E7 | PACT BC Ratio | 0 | 0 | 0 | 0 | 0 | 0 | 0 | 0 | 0 | 0 | 0 | 0 | 0 | 0 | 0 | 0 | 0 | 0 | 0 | 0 | 0 | 0 | 0 | 0 | 0 | 0 | 0 | 0 | 0 | 0
F3_Commercial_School_Existing_Refrigeration_Electric_Glass Door Display_E8 | F3 | Commercial | School | Existing | Refrigeration | Electric | Glass Door Display | E8 | PACT BC Ratio | 0 | 0 | 0 | 0 | 0 | 0 | 0 | 0 | 0 | 0 | 0 | 0 | 0 | 0 | 0 | 0 | 0 | 0 | 0 | 0 | 0 | 0 | 0 | 0 | 0 | 0 | 0 | 0 | 0 | 0
F3_Commercial_School_Existing_Refrigeration_Electric_Glass Door Display_E9 | F3 | Commercial | School | Existing | Refrigeration | Electric | Glass Door Display | E9 | PACT BC Ratio | 0 | 0 | 0 | 0 | 0 | 0 | 0 | 0 | 0 | 0 | 0 | 0 | 0 | 0 | 0 | 0 | 0 | 0 | 0 | 0 | 0 | 0 | 0 | 0 | 0 | 0 | 0 | 0 | 0 | 0
F3_Commercial_School_Existing_Refrigeration_Electric_Glass Door Display_E10 | F3 | Commercial | School | Existing | Refrigeration | Electric | Glass Door Display | E10 | PACT BC Ratio | 0 | 0 | 0 | 0 | 0 | 0 | 0 | 0 | 0 | 0 | 0 | 0 | 0 | 0 | 0 | 0 | 0 | 0 | 0 | 0 | 0 | 0 | 0 | 0 | 0 | 0 | 0 | 0 | 0 | 0
F4_Commercial_School_Existing_Refrigeration_Electric_Glass Door Display_E1 | F4 | Commercial | School | Existing | Refrigeration | Electric | Glass Door Display | E1 | RVT BC Ratio | 0 | 0 | 0 | 0 | 0 | 0 | 0 | 0 | 0 | 0 | 0 | 0 | 0 | 0 | 0 | 0 | 0 | 0 | 0 | 0 | 0 | 0 | 0 | 0 | 0 | 0 | 0 | 0 | 0 | 0
F4_Commercial_School_Existing_Refrigeration_Electric_Glass Door Display_E2 | F4 | Commercial | School | Existing | Refrigeration | Electric | Glass Door Display | E2 | RVT BC Ratio | 0 | 0 | 0 | 0 | 0 | 0 | 0 | 0 | 0 | 0 | 0 | 0 | 0 | 0 | 0 | 0 | 0 | 0 | 0 | 0 | 0 | 0 | 0 | 0 | 0 | 0 | 0 | 0 | 0 | 0
F4_Commercial_School_Existing_Refrigeration_Electric_Glass Door Display_E3 | F4 | Commercial | School | Existing | Refrigeration | Electric | Glass Door Display | E3 | RVT BC Ratio | 0 | 0 | 0 | 0 | 0 | 0 | 0 | 0 | 0 | 0 | 0 | 0 | 0 | 0 | 0 | 0 | 0 | 0 | 0 | 0 | 0 | 0 | 0 | 0 | 0 | 0 | 0 | 0 | 0 | 0
F4_Commercial_School_Existing_Refrigeration_Electric_Glass Door Display_E4 | F4 | Commercial | School | Existing | Refrigeration | Electric | Glass Door Display | E4 | RVT BC Ratio | 0 | 0 | 0 | 0 | 0 | 0 | 0 | 0 | 0 | 0 | 0 | 0 | 0 | 0 | 0 | 0 | 0 | 0 | 0 | 0 | 0 | 0 | 0 | 0 | 0 | 0 | 0 | 0 | 0 | 0
F4_Commercial_School_Existing_Refrigeration_Electric_Glass Door Display_E5 | F4 | Commercial | School | Existing | Refrigeration | Electric | Glass Door Display | E5 | RVT BC Ratio | 0 | 0 | 0 | 0 | 0 | 0 | 0 | 0 | 0 | 0 | 0 | 0 | 0 | 0 | 0 | 0 | 0 | 0 | 0 | 0 | 0 | 0 | 0 | 0 | 0 | 0 | 0 | 0 | 0 | 0
F4_Commercial_School_Existing_Refrigeration_Electric_Glass Door Display_E6 | F4 | Commercial | School | Existing | Refrigeration | Electric | Glass Door Display | E6 | RVT BC Ratio | 0 | 0 | 0 | 0 | 0 | 0 | 0 | 0 | 0 | 0 | 0 | 0 | 0 | 0 | 0 | 0 | 0 | 0 | 0 | 0 | 0 | 0 | 0 | 0 | 0 | 0 | 0 | 0 | 0 | 0
F4_Commercial_School_Existing_Refrigeration_Electric_Glass Door Display_E7 | F4 | Commercial | School | Existing | Refrigeration | Electric | Glass Door Display | E7 | RVT BC Ratio | 0 | 0 | 0 | 0 | 0 | 0 | 0 | 0 | 0 | 0 | 0 | 0 | 0 | 0 | 0 | 0 | 0 | 0 | 0 | 0 | 0 | 0 | 0 | 0 | 0 | 0 | 0 | 0 | 0 | 0
F4_Commercial_School_Existing_Refrigeration_Electric_Glass Door Display_E8 | F4 | Commercial | School | Existing | Refrigeration | Electric | Glass Door Display | E8 | RVT BC Ratio | 0 | 0 | 0 | 0 | 0 | 0 | 0 | 0 | 0 | 0 | 0 | 0 | 0 | 0 | 0 | 0 | 0 | 0 | 0 | 0 | 0 | 0 | 0 | 0 | 0 | 0 | 0 | 0 | 0 | 0
F4_Commercial_School_Existing_Refrigeration_Electric_Glass Door Display_E9 | F4 | Commercial | School | Existing | Refrigeration | Electric | Glass Door Display | E9 | RVT BC Ratio | 0 | 0 | 0 | 0 | 0 | 0 | 0 | 0 | 0 | 0 | 0 | 0 | 0 | 0 | 0 | 0 | 0 | 0 | 0 | 0 | 0 | 0 | 0 | 0 | 0 | 0 | 0 | 0 | 0 | 0
F4_Commercial_School_Existing_Refrigeration_Electric_Glass Door Display_E10 | F4 | Commercial | School | Existing | Refrigeration | Electric | Glass Door Display | E10 | RVT BC Ratio | 0 | 0 | 0 | 0 | 0 | 0 | 0 | 0 | 0 | 0 | 0 | 0 | 0 | 0 | 0 | 0 | 0 | 0 | 0 | 0 | 0 | 0 | 0 | 0 | 0 | 0 | 0 | 0 | 0 | 0
F5_Commercial_School_Existing_Refrigeration_Electric_Glass Door Display_E1 | F5 | Commercial | School | Existing | Refrigeration | Electric | Glass Door Display | E1 | RIM BC Ratio | 0 | 0 | 0 | 0 | 0 | 0 | 0 | 0 | 0 | 0 | 0 | 0 | 0 | 0 | 0 | 0 | 0 | 0 | 0 | 0 | 0 | 0 | 0 | 0 | 0 | 0 | 0 | 0 | 0 | 0
F5_Commercial_School_Existing_Refrigeration_Electric_Glass Door Display_E2 | F5 | Commercial | School | Existing | Refrigeration | Electric | Glass Door Display | E2 | RIM BC Ratio | 0 | 0 | 0 | 0 | 0 | 0 | 0 | 0 | 0 | 0 | 0 | 0 | 0 | 0 | 0 | 0 | 0 | 0 | 0 | 0 | 0 | 0 | 0 | 0 | 0 | 0 | 0 | 0 | 0 | 0
F5_Commercial_School_Existing_Refrigeration_Electric_Glass Door Display_E3 | F5 | Commercial | School | Existing | Refrigeration | Electric | Glass Door Display | E3 | RIM BC Ratio | 0 | 0 | 0 | 0 | 0 | 0 | 0 | 0 | 0 | 0 | 0 | 0 | 0 | 0 | 0 | 0 | 0 | 0 | 0 | 0 | 0 | 0 | 0 | 0 | 0 | 0 | 0 | 0 | 0 | 0
F5_Commercial_School_Existing_Refrigeration_Electric_Glass Door Display_E4 | F5 | Commercial | School | Existing | Refrigeration | Electric | Glass Door Display | E4 | RIM BC Ratio | 0 | 0 | 0 | 0 | 0 | 0 | 0 | 0 | 0 | 0 | 0 | 0 | 0 | 0 | 0 | 0 | 0 | 0 | 0 | 0 | 0 | 0 | 0 | 0 | 0 | 0 | 0 | 0 | 0 | 0
F5_Commercial_School_Existing_Refrigeration_Electric_Glass Door Display_E5 | F5 | Commercial | School | Existing | Refrigeration | Electric | Glass Door Display | E5 | RIM BC Ratio | 0 | 0 | 0 | 0 | 0 | 0 | 0 | 0 | 0 | 0 | 0 | 0 | 0 | 0 | 0 | 0 | 0 | 0 | 0 | 0 | 0 | 0 | 0 | 0 | 0 | 0 | 0 | 0 | 0 | 0
F5_Commercial_School_Existing_Refrigeration_Electric_Glass Door Display_E6 | F5 | Commercial | School | Existing | Refrigeration | Electric | Glass Door Display | E6 | RIM BC Ratio | 0 | 0 | 0 | 0 | 0 | 0 | 0 | 0 | 0 | 0 | 0 | 0 | 0 | 0 | 0 | 0 | 0 | 0 | 0 | 0 | 0 | 0 | 0 | 0 | 0 | 0 | 0 | 0 | 0 | 0
F5_Commercial_School_Existing_Refrigeration_Electric_Glass Door Display_E7 | F5 | Commercial | School | Existing | Refrigeration | Electric | Glass Door Display | E7 | RIM BC Ratio | 0 | 0 | 0 | 0 | 0 | 0 | 0 | 0 | 0 | 0 | 0 | 0 | 0 | 0 | 0 | 0 | 0 | 0 | 0 | 0 | 0 | 0 | 0 | 0 | 0 | 0 | 0 | 0 | 0 | 0
F5_Commercial_School_Existing_Refrigeration_Electric_Glass Door Display_E8 | F5 | Commercial | School | Existing | Refrigeration | Electric | Glass Door Display | E8 | RIM BC Ratio | 0 | 0 | 0 | 0 | 0 | 0 | 0 | 0 | 0 | 0 | 0 | 0 | 0 | 0 | 0 | 0 | 0 | 0 | 0 | 0 | 0 | 0 | 0 | 0 | 0 | 0 | 0 | 0 | 0 | 0
F5_Commercial_School_Existing_Refrigeration_Electric_Glass Door Display_E9 | F5 | Commercial | School | Existing | Refrigeration | Electric | Glass Door Display | E9 | RIM BC Ratio | 0 | 0 | 0 | 0 | 0 | 0 | 0 | 0 | 0 | 0 | 0 | 0 | 0 | 0 | 0 | 0 | 0 | 0 | 0 | 0 | 0 | 0 | 0 | 0 | 0 | 0 | 0 | 0 | 0 | 0
F5_Commercial_School_Existing_Refrigeration_Electric_Glass Door Display_E10 | F5 | Commercial | School | Existing | Refrigeration | Electric | Glass Door Display | E10 | RIM BC Ratio | 0 | 0 | 0 | 0 | 0 | 0 | 0 | 0 | 0 | 0 | 0 | 0 | 0 | 0 | 0 | 0 | 0 | 0 | 0 | 0 | 0 | 0 | 0 | 0 | 0 | 0 | 0 | 0 | 0 | 0
F0_Commercial_School_Existing_Refrigeration_Electric_Open Display Case_E0 | F0 | Commercial | School | Existing | Refrigeration | Electric | Open Display Case | E0 | Economic Unit | 0 | 0 | 0 | 0 | 0 | 0 | 0 | 0 | 0 | 0 | 0 | 0 | 0 | 0 | 0 | 0 | 0 | 0 | 0 | 0 | 0 | 0 | 0 | 0 | 0 | 0 | 0 | 0 | 0 | 0
F1_Commercial_School_Existing_Refrigeration_Electric_Open Display Case_E1 | F1 | Commercial | School | Existing | Refrigeration | Electric | Open Display Case | E1 | CCE | 0 | 0 | 0 | 0 | 0 | 0 | 0 | 0 | 0 | 0 | 0 | 0 | 0 | 0 | 0 | 0 | 0 | 0 | 0 | 0 | 0 | 0 | 0 | 0 | 0 | 0 | 0 | 0 | 0 | 0
F1_Commercial_School_Existing_Refrigeration_Electric_Open Display Case_E2 | F1 | Commercial | School | Existing | Refrigeration | Electric | Open Display Case | E2 | CCE | 0 | 0 | 0 | 0 | 0 | 0 | 0 | 0 | 0 | 0 | 0 | 0 | 0 | 0 | 0 | 0 | 0 | 0 | 0 | 0 | 0 | 0 | 0 | 0 | 0 | 0 | 0 | 0 | 0 | 0
F1_Commercial_School_Existing_Refrigeration_Electric_Open Display Case_E3 | F1 | Commercial | School | Existing | Refrigeration | Electric | Open Display Case | E3 | CCE | 0 | 0 | 0 | 0 | 0 | 0 | 0 | 0 | 0 | 0 | 0 | 0 | 0 | 0 | 0 | 0 | 0 | 0 | 0 | 0 | 0 | 0 | 0 | 0 | 0 | 0 | 0 | 0 | 0 | 0
F1_Commercial_School_Existing_Refrigeration_Electric_Open Display Case_E4 | F1 | Commercial | School | Existing | Refrigeration | Electric | Open Display Case | E4 | CCE | 0 | 0 | 0 | 0 | 0 | 0 | 0 | 0 | 0 | 0 | 0 | 0 | 0 | 0 | 0 | 0 | 0 | 0 | 0 | 0 | 0 | 0 | 0 | 0 | 0 | 0 | 0 | 0 | 0 | 0
F1_Commercial_School_Existing_Refrigeration_Electric_Open Display Case_E5 | F1 | Commercial | School | Existing | Refrigeration | Electric | Open Display Case | E5 | CCE | 0 | 0 | 0 | 0 | 0 | 0 | 0 | 0 | 0 | 0 | 0 | 0 | 0 | 0 | 0 | 0 | 0 | 0 | 0 | 0 | 0 | 0 | 0 | 0 | 0 | 0 | 0 | 0 | 0 | 0
F1_Commercial_School_Existing_Refrigeration_Electric_Open Display Case_E6 | F1 | Commercial | School | Existing | Refrigeration | Electric | Open Display Case | E6 | CCE | 0 | 0 | 0 | 0 | 0 | 0 | 0 | 0 | 0 | 0 | 0 | 0 | 0 | 0 | 0 | 0 | 0 | 0 | 0 | 0 | 0 | 0 | 0 | 0 | 0 | 0 | 0 | 0 | 0 | 0
F1_Commercial_School_Existing_Refrigeration_Electric_Open Display Case_E7 | F1 | Commercial | School | Existing | Refrigeration | Electric | Open Display Case | E7 | CCE | 0 | 0 | 0 | 0 | 0 | 0 | 0 | 0 | 0 | 0 | 0 | 0 | 0 | 0 | 0 | 0 | 0 | 0 | 0 | 0 | 0 | 0 | 0 | 0 | 0 | 0 | 0 | 0 | 0 | 0
F1_Commercial_School_Existing_Refrigeration_Electric_Open Display Case_E8 | F1 | Commercial | School | Existing | Refrigeration | Electric | Open Display Case | E8 | CCE | 0 | 0 | 0 | 0 | 0 | 0 | 0 | 0 | 0 | 0 | 0 | 0 | 0 | 0 | 0 | 0 | 0 | 0 | 0 | 0 | 0 | 0 | 0 | 0 | 0 | 0 | 0 | 0 | 0 | 0
F1_Commercial_School_Existing_Refrigeration_Electric_Open Display Case_E9 | F1 | Commercial | School | Existing | Refrigeration | Electric | Open Display Case | E9 | CCE | 0 | 0 | 0 | 0 | 0 | 0 | 0 | 0 | 0 | 0 | 0 | 0 | 0 | 0 | 0 | 0 | 0 | 0 | 0 | 0 | 0 | 0 | 0 | 0 | 0 | 0 | 0 | 0 | 0 | 0
F1_Commercial_School_Existing_Refrigeration_Electric_Open Display Case_E10 | F1 | Commercial | School | Existing | Refrigeration | Electric | Open Display Case | E10 | CCE | 0 | 0 | 0 | 0 | 0 | 0 | 0 | 0 | 0 | 0 | 0 | 0 | 0 | 0 | 0 | 0 | 0 | 0 | 0 | 0 | 0 | 0 | 0 | 0 | 0 | 0 | 0 | 0 | 0 | 0
F2_Commercial_School_Existing_Refrigeration_Electric_Open Display Case_E1 | F2 | Commercial | School | Existing | Refrigeration | Electric | Open Display Case | E1 | TRC BC Ratio | 0 | 0 | 0 | 0 | 0 | 0 | 0 | 0 | 0 | 0 | 0 | 0 | 0 | 0 | 0 | 0 | 0 | 0 | 0 | 0 | 0 | 0 | 0 | 0 | 0 | 0 | 0 | 0 | 0 | 0
F2_Commercial_School_Existing_Refrigeration_Electric_Open Display Case_E2 | F2 | Commercial | School | Existing | Refrigeration | Electric | Open Display Case | E2 | TRC BC Ratio | 0 | 0 | 0 | 0 | 0 | 0 | 0 | 0 | 0 | 0 | 0 | 0 | 0 | 0 | 0 | 0 | 0 | 0 | 0 | 0 | 0 | 0 | 0 | 0 | 0 | 0 | 0 | 0 | 0 | 0
F2_Commercial_School_Existing_Refrigeration_Electric_Open Display Case_E3 | F2 | Commercial | School | Existing | Refrigeration | Electric | Open Display Case | E3 | TRC BC Ratio | 0 | 0 | 0 | 0 | 0 | 0 | 0 | 0 | 0 | 0 | 0 | 0 | 0 | 0 | 0 | 0 | 0 | 0 | 0 | 0 | 0 | 0 | 0 | 0 | 0 | 0 | 0 | 0 | 0 | 0
F2_Commercial_School_Existing_Refrigeration_Electric_Open Display Case_E4 | F2 | Commercial | School | Existing | Refrigeration | Electric | Open Display Case | E4 | TRC BC Ratio | 0 | 0 | 0 | 0 | 0 | 0 | 0 | 0 | 0 | 0 | 0 | 0 | 0 | 0 | 0 | 0 | 0 | 0 | 0 | 0 | 0 | 0 | 0 | 0 | 0 | 0 | 0 | 0 | 0 | 0
F2_Commercial_School_Existing_Refrigeration_Electric_Open Display Case_E5 | F2 | Commercial | School | Existing | Refrigeration | Electric | Open Display Case | E5 | TRC BC Ratio | 0 | 0 | 0 | 0 | 0 | 0 | 0 | 0 | 0 | 0 | 0 | 0 | 0 | 0 | 0 | 0 | 0 | 0 | 0 | 0 | 0 | 0 | 0 | 0 | 0 | 0 | 0 | 0 | 0 | 0
F2_Commercial_School_Existing_Refrigeration_Electric_Open Display Case_E6 | F2 | Commercial | School | Existing | Refrigeration | Electric | Open Display Case | E6 | TRC BC Ratio | 0 | 0 | 0 | 0 | 0 | 0 | 0 | 0 | 0 | 0 | 0 | 0 | 0 | 0 | 0 | 0 | 0 | 0 | 0 | 0 | 0 | 0 | 0 | 0 | 0 | 0 | 0 | 0 | 0 | 0
F2_Commercial_School_Existing_Refrigeration_Electric_Open Display Case_E7 | F2 | Commercial | School | Existing | Refrigeration | Electric | Open Display Case | E7 | TRC BC Ratio | 0 | 0 | 0 | 0 | 0 | 0 | 0 | 0 | 0 | 0 | 0 | 0 | 0 | 0 | 0 | 0 | 0 | 0 | 0 | 0 | 0 | 0 | 0 | 0 | 0 | 0 | 0 | 0 | 0 | 0
F2_Commercial_School_Existing_Refrigeration_Electric_Open Display Case_E8 | F2 | Commercial | School | Existing | Refrigeration | Electric | Open Display Case | E8 | TRC BC Ratio | 0 | 0 | 0 | 0 | 0 | 0 | 0 | 0 | 0 | 0 | 0 | 0 | 0 | 0 | 0 | 0 | 0 | 0 | 0 | 0 | 0 | 0 | 0 | 0 | 0 | 0 | 0 | 0 | 0 | 0
F2_Commercial_School_Existing_Refrigeration_Electric_Open Display Case_E9 | F2 | Commercial | School | Existing | Refrigeration | Electric | Open Display Case | E9 | TRC BC Ratio | 0 | 0 | 0 | 0 | 0 | 0 | 0 | 0 | 0 | 0 | 0 | 0 | 0 | 0 | 0 | 0 | 0 | 0 | 0 | 0 | 0 | 0 | 0 | 0 | 0 | 0 | 0 | 0 | 0 | 0
F2_Commercial_School_Existing_Refrigeration_Electric_Open Display Case_E10 | F2 | Commercial | School | Existing | Refrigeration | Electric | Open Display Case | E10 | TRC BC Ratio | 0 | 0 | 0 | 0 | 0 | 0 | 0 | 0 | 0 | 0 | 0 | 0 | 0 | 0 | 0 | 0 | 0 | 0 | 0 | 0 | 0 | 0 | 0 | 0 | 0 | 0 | 0 | 0 | 0 | 0
F3_Commercial_School_Existing_Refrigeration_Electric_Open Display Case_E1 | F3 | Commercial | School | Existing | Refrigeration | Electric | Open Display Case | E1 | PACT BC Ratio | 0 | 0 | 0 | 0 | 0 | 0 | 0 | 0 | 0 | 0 | 0 | 0 | 0 | 0 | 0 | 0 | 0 | 0 | 0 | 0 | 0 | 0 | 0 | 0 | 0 | 0 | 0 | 0 | 0 | 0
F3_Commercial_School_Existing_Refrigeration_Electric_Open Display Case_E2 | F3 | Commercial | School | Existing | Refrigeration | Electric | Open Display Case | E2 | PACT BC Ratio | 0 | 0 | 0 | 0 | 0 | 0 | 0 | 0 | 0 | 0 | 0 | 0 | 0 | 0 | 0 | 0 | 0 | 0 | 0 | 0 | 0 | 0 | 0 | 0 | 0 | 0 | 0 | 0 | 0 | 0
F3_Commercial_School_Existing_Refrigeration_Electric_Open Display Case_E3 | F3 | Commercial | School | Existing | Refrigeration | Electric | Open Display Case | E3 | PACT BC Ratio | 0 | 0 | 0 | 0 | 0 | 0 | 0 | 0 | 0 | 0 | 0 | 0 | 0 | 0 | 0 | 0 | 0 | 0 | 0 | 0 | 0 | 0 | 0 | 0 | 0 | 0 | 0 | 0 | 0 | 0
F3_Commercial_School_Existing_Refrigeration_Electric_Open Display Case_E4 | F3 | Commercial | School | Existing | Refrigeration | Electric | Open Display Case | E4 | PACT BC Ratio | 0 | 0 | 0 | 0 | 0 | 0 | 0 | 0 | 0 | 0 | 0 | 0 | 0 | 0 | 0 | 0 | 0 | 0 | 0 | 0 | 0 | 0 | 0 | 0 | 0 | 0 | 0 | 0 | 0 | 0
F3_Commercial_School_Existing_Refrigeration_Electric_Open Display Case_E5 | F3 | Commercial | School | Existing | Refrigeration | Electric | Open Display Case | E5 | PACT BC Ratio | 0 | 0 | 0 | 0 | 0 | 0 | 0 | 0 | 0 | 0 | 0 | 0 | 0 | 0 | 0 | 0 | 0 | 0 | 0 | 0 | 0 | 0 | 0 | 0 | 0 | 0 | 0 | 0 | 0 | 0
F3_Commercial_School_Existing_Refrigeration_Electric_Open Display Case_E6 | F3 | Commercial | School | Existing | Refrigeration | Electric | Open Display Case | E6 | PACT BC Ratio | 0 | 0 | 0 | 0 | 0 | 0 | 0 | 0 | 0 | 0 | 0 | 0 | 0 | 0 | 0 | 0 | 0 | 0 | 0 | 0 | 0 | 0 | 0 | 0 | 0 | 0 | 0 | 0 | 0 | 0
F3_Commercial_School_Existing_Refrigeration_Electric_Open Display Case_E7 | F3 | Commercial | School | Existing | Refrigeration | Electric | Open Display Case | E7 | PACT BC Ratio | 0 | 0 | 0 | 0 | 0 | 0 | 0 | 0 | 0 | 0 | 0 | 0 | 0 | 0 | 0 | 0 | 0 | 0 | 0 | 0 | 0 | 0 | 0 | 0 | 0 | 0 | 0 | 0 | 0 | 0
F3_Commercial_School_Existing_Refrigeration_Electric_Open Display Case_E8 | F3 | Commercial | School | Existing | Refrigeration | Electric | Open Display Case | E8 | PACT BC Ratio | 0 | 0 | 0 | 0 | 0 | 0 | 0 | 0 | 0 | 0 | 0 | 0 | 0 | 0 | 0 | 0 | 0 | 0 | 0 | 0 | 0 | 0 | 0 | 0 | 0 | 0 | 0 | 0 | 0 | 0
F3_Commercial_School_Existing_Refrigeration_Electric_Open Display Case_E9 | F3 | Commercial | School | Existing | Refrigeration | Electric | Open Display Case | E9 | PACT BC Ratio | 0 | 0 | 0 | 0 | 0 | 0 | 0 | 0 | 0 | 0 | 0 | 0 | 0 | 0 | 0 | 0 | 0 | 0 | 0 | 0 | 0 | 0 | 0 | 0 | 0 | 0 | 0 | 0 | 0 | 0
F3_Commercial_School_Existing_Refrigeration_Electric_Open Display Case_E10 | F3 | Commercial | School | Existing | Refrigeration | Electric | Open Display Case | E10 | PACT BC Ratio | 0 | 0 | 0 | 0 | 0 | 0 | 0 | 0 | 0 | 0 | 0 | 0 | 0 | 0 | 0 | 0 | 0 | 0 | 0 | 0 | 0 | 0 | 0 | 0 | 0 | 0 | 0 | 0 | 0 | 0
F4_Commercial_School_Existing_Refrigeration_Electric_Open Display Case_E1 | F4 | Commercial | School | Existing | Refrigeration | Electric | Open Display Case | E1 | RVT BC Ratio | 0 | 0 | 0 | 0 | 0 | 0 | 0 | 0 | 0 | 0 | 0 | 0 | 0 | 0 | 0 | 0 | 0 | 0 | 0 | 0 | 0 | 0 | 0 | 0 | 0 | 0 | 0 | 0 | 0 | 0
F4_Commercial_School_Existing_Refrigeration_Electric_Open Display Case_E2 | F4 | Commercial | School | Existing | Refrigeration | Electric | Open Display Case | E2 | RVT BC Ratio | 0 | 0 | 0 | 0 | 0 | 0 | 0 | 0 | 0 | 0 | 0 | 0 | 0 | 0 | 0 | 0 | 0 | 0 | 0 | 0 | 0 | 0 | 0 | 0 | 0 | 0 | 0 | 0 | 0 | 0
F4_Commercial_School_Existing_Refrigeration_Electric_Open Display Case_E3 | F4 | Commercial | School | Existing | Refrigeration | Electric | Open Display Case | E3 | RVT BC Ratio | 0 | 0 | 0 | 0 | 0 | 0 | 0 | 0 | 0 | 0 | 0 | 0 | 0 | 0 | 0 | 0 | 0 | 0 | 0 | 0 | 0 | 0 | 0 | 0 | 0 | 0 | 0 | 0 | 0 | 0
F4_Commercial_School_Existing_Refrigeration_Electric_Open Display Case_E4 | F4 | Commercial | School | Existing | Refrigeration | Electric | Open Display Case | E4 | RVT BC Ratio | 0 | 0 | 0 | 0 | 0 | 0 | 0 | 0 | 0 | 0 | 0 | 0 | 0 | 0 | 0 | 0 | 0 | 0 | 0 | 0 | 0 | 0 | 0 | 0 | 0 | 0 | 0 | 0 | 0 | 0
F4_Commercial_School_Existing_Refrigeration_Electric_Open Display Case_E5 | F4 | Commercial | School | Existing | Refrigeration | Electric | Open Display Case | E5 | RVT BC Ratio | 0 | 0 | 0 | 0 | 0 | 0 | 0 | 0 | 0 | 0 | 0 | 0 | 0 | 0 | 0 | 0 | 0 | 0 | 0 | 0 | 0 | 0 | 0 | 0 | 0 | 0 | 0 | 0 | 0 | 0
F4_Commercial_School_Existing_Refrigeration_Electric_Open Display Case_E6 | F4 | Commercial | School | Existing | Refrigeration | Electric | Open Display Case | E6 | RVT BC Ratio | 0 | 0 | 0 | 0 | 0 | 0 | 0 | 0 | 0 | 0 | 0 | 0 | 0 | 0 | 0 | 0 | 0 | 0 | 0 | 0 | 0 | 0 | 0 | 0 | 0 | 0 | 0 | 0 | 0 | 0
F4_Commercial_School_Existing_Refrigeration_Electric_Open Display Case_E7 | F4 | Commercial | School | Existing | Refrigeration | Electric | Open Display Case | E7 | RVT BC Ratio | 0 | 0 | 0 | 0 | 0 | 0 | 0 | 0 | 0 | 0 | 0 | 0 | 0 | 0 | 0 | 0 | 0 | 0 | 0 | 0 | 0 | 0 | 0 | 0 | 0 | 0 | 0 | 0 | 0 | 0
F4_Commercial_School_Existing_Refrigeration_Electric_Open Display Case_E8 | F4 | Commercial | School | Existing | Refrigeration | Electric | Open Display Case | E8 | RVT BC Ratio | 0 | 0 | 0 | 0 | 0 | 0 | 0 | 0 | 0 | 0 | 0 | 0 | 0 | 0 | 0 | 0 | 0 | 0 | 0 | 0 | 0 | 0 | 0 | 0 | 0 | 0 | 0 | 0 | 0 | 0
F4_Commercial_School_Existing_Refrigeration_Electric_Open Display Case_E9 | F4 | Commercial | School | Existing | Refrigeration | Electric | Open Display Case | E9 | RVT BC Ratio | 0 | 0 | 0 | 0 | 0 | 0 | 0 | 0 | 0 | 0 | 0 | 0 | 0 | 0 | 0 | 0 | 0 | 0 | 0 | 0 | 0 | 0 | 0 | 0 | 0 | 0 | 0 | 0 | 0 | 0
F4_Commercial_School_Existing_Refrigeration_Electric_Open Display Case_E10 | F4 | Commercial | School | Existing | Refrigeration | Electric | Open Display Case | E10 | RVT BC Ratio | 0 | 0 | 0 | 0 | 0 | 0 | 0 | 0 | 0 | 0 | 0 | 0 | 0 | 0 | 0 | 0 | 0 | 0 | 0 | 0 | 0 | 0 | 0 | 0 | 0 | 0 | 0 | 0 | 0 | 0
F5_Commercial_School_Existing_Refrigeration_Electric_Open Display Case_E1 | F5 | Commercial | School | Existing | Refrigeration | Electric | Open Display Case | E1 | RIM BC Ratio | 0 | 0 | 0 | 0 | 0 | 0 | 0 | 0 | 0 | 0 | 0 | 0 | 0 | 0 | 0 | 0 | 0 | 0 | 0 | 0 | 0 | 0 | 0 | 0 | 0 | 0 | 0 | 0 | 0 | 0
F5_Commercial_School_Existing_Refrigeration_Electric_Open Display Case_E2 | F5 | Commercial | School | Existing | Refrigeration | Electric | Open Display Case | E2 | RIM BC Ratio | 0 | 0 | 0 | 0 | 0 | 0 | 0 | 0 | 0 | 0 | 0 | 0 | 0 | 0 | 0 | 0 | 0 | 0 | 0 | 0 | 0 | 0 | 0 | 0 | 0 | 0 | 0 | 0 | 0 | 0
F5_Commercial_School_Existing_Refrigeration_Electric_Open Display Case_E3 | F5 | Commercial | School | Existing | Refrigeration | Electric | Open Display Case | E3 | RIM BC Ratio | 0 | 0 | 0 | 0 | 0 | 0 | 0 | 0 | 0 | 0 | 0 | 0 | 0 | 0 | 0 | 0 | 0 | 0 | 0 | 0 | 0 | 0 | 0 | 0 | 0 | 0 | 0 | 0 | 0 | 0
F5_Commercial_School_Existing_Refrigeration_Electric_Open Display Case_E4 | F5 | Commercial | School | Existing | Refrigeration | Electric | Open Display Case | E4 | RIM BC Ratio | 0 | 0 | 0 | 0 | 0 | 0 | 0 | 0 | 0 | 0 | 0 | 0 | 0 | 0 | 0 | 0 | 0 | 0 | 0 | 0 | 0 | 0 | 0 | 0 | 0 | 0 | 0 | 0 | 0 | 0
F5_Commercial_School_Existing_Refrigeration_Electric_Open Display Case_E5 | F5 | Commercial | School | Existing | Refrigeration | Electric | Open Display Case | E5 | RIM BC Ratio | 0 | 0 | 0 | 0 | 0 | 0 | 0 | 0 | 0 | 0 | 0 | 0 | 0 | 0 | 0 | 0 | 0 | 0 | 0 | 0 | 0 | 0 | 0 | 0 | 0 | 0 | 0 | 0 | 0 | 0
F5_Commercial_School_Existing_Refrigeration_Electric_Open Display Case_E6 | F5 | Commercial | School | Existing | Refrigeration | Electric | Open Display Case | E6 | RIM BC Ratio | 0 | 0 | 0 | 0 | 0 | 0 | 0 | 0 | 0 | 0 | 0 | 0 | 0 | 0 | 0 | 0 | 0 | 0 | 0 | 0 | 0 | 0 | 0 | 0 | 0 | 0 | 0 | 0 | 0 | 0
F5_Commercial_School_Existing_Refrigeration_Electric_Open Display Case_E7 | F5 | Commercial | School | Existing | Refrigeration | Electric | Open Display Case | E7 | RIM BC Ratio | 0 | 0 | 0 | 0 | 0 | 0 | 0 | 0 | 0 | 0 | 0 | 0 | 0 | 0 | 0 | 0 | 0 | 0 | 0 | 0 | 0 | 0 | 0 | 0 | 0 | 0 | 0 | 0 | 0 | 0
F5_Commercial_School_Existing_Refrigeration_Electric_Open Display Case_E8 | F5 | Commercial | School | Existing | Refrigeration | Electric | Open Display Case | E8 | RIM BC Ratio | 0 | 0 | 0 | 0 | 0 | 0 | 0 | 0 | 0 | 0 | 0 | 0 | 0 | 0 | 0 | 0 | 0 | 0 | 0 | 0 | 0 | 0 | 0 | 0 | 0 | 0 | 0 | 0 | 0 | 0
F5_Commercial_School_Existing_Refrigeration_Electric_Open Display Case_E9 | F5 | Commercial | School | Existing | Refrigeration | Electric | Open Display Case | E9 | RIM BC Ratio | 0 | 0 | 0 | 0 | 0 | 0 | 0 | 0 | 0 | 0 | 0 | 0 | 0 | 0 | 0 | 0 | 0 | 0 | 0 | 0 | 0 | 0 | 0 | 0 | 0 | 0 | 0 | 0 | 0 | 0
F5_Commercial_School_Existing_Refrigeration_Electric_Open Display Case_E10 | F5 | Commercial | School | Existing | Refrigeration | Electric | Open Display Case | E10 | RIM BC Ratio | 0 | 0 | 0 | 0 | 0 | 0 | 0 | 0 | 0 | 0 | 0 | 0 | 0 | 0 | 0 | 0 | 0 | 0 | 0 | 0 | 0 | 0 | 0 | 0 | 0 | 0 | 0 | 0 | 0 | 0
F0_Commercial_School_Existing_Refrigeration_Electric_Icemaker_E0 | F0 | Commercial | School | Existing | Refrigeration | Electric | Icemaker | E0 | Economic Unit | 0 | 0 | 0 | 0 | 0 | 0 | 0 | 0 | 0 | 0 | 0 | 0 | 0 | 0 | 0 | 0 | 0 | 0 | 0 | 0 | 0 | 0 | 0 | 0 | 0 | 0 | 0 | 0 | 0 | 0
F1_Commercial_School_Existing_Refrigeration_Electric_Icemaker_E1 | F1 | Commercial | School | Existing | Refrigeration | Electric | Icemaker | E1 | CCE | 0 | 0 | 0 | 0 | 0 | 0 | 0 | 0 | 0 | 0 | 0 | 0 | 0 | 0 | 0 | 0 | 0 | 0 | 0 | 0 | 0 | 0 | 0 | 0 | 0 | 0 | 0 | 0 | 0 | 0
F1_Commercial_School_Existing_Refrigeration_Electric_Icemaker_E2 | F1 | Commercial | School | Existing | Refrigeration | Electric | Icemaker | E2 | CCE | 0 | 0 | 0 | 0 | 0 | 0 | 0 | 0 | 0 | 0 | 0 | 0 | 0 | 0 | 0 | 0 | 0 | 0 | 0 | 0 | 0 | 0 | 0 | 0 | 0 | 0 | 0 | 0 | 0 | 0
F1_Commercial_School_Existing_Refrigeration_Electric_Icemaker_E3 | F1 | Commercial | School | Existing | Refrigeration | Electric | Icemaker | E3 | CCE | 0 | 0 | 0 | 0 | 0 | 0 | 0 | 0 | 0 | 0 | 0 | 0 | 0 | 0 | 0 | 0 | 0 | 0 | 0 | 0 | 0 | 0 | 0 | 0 | 0 | 0 | 0 | 0 | 0 | 0
F1_Commercial_School_Existing_Refrigeration_Electric_Icemaker_E4 | F1 | Commercial | School | Existing | Refrigeration | Electric | Icemaker | E4 | CCE | 0 | 0 | 0 | 0 | 0 | 0 | 0 | 0 | 0 | 0 | 0 | 0 | 0 | 0 | 0 | 0 | 0 | 0 | 0 | 0 | 0 | 0 | 0 | 0 | 0 | 0 | 0 | 0 | 0 | 0
F1_Commercial_School_Existing_Refrigeration_Electric_Icemaker_E5 | F1 | Commercial | School | Existing | Refrigeration | Electric | Icemaker | E5 | CCE | 0 | 0 | 0 | 0 | 0 | 0 | 0 | 0 | 0 | 0 | 0 | 0 | 0 | 0 | 0 | 0 | 0 | 0 | 0 | 0 | 0 | 0 | 0 | 0 | 0 | 0 | 0 | 0 | 0 | 0
F1_Commercial_School_Existing_Refrigeration_Electric_Icemaker_E6 | F1 | Commercial | School | Existing | Refrigeration | Electric | Icemaker | E6 | CCE | 0 | 0 | 0 | 0 | 0 | 0 | 0 | 0 | 0 | 0 | 0 | 0 | 0 | 0 | 0 | 0 | 0 | 0 | 0 | 0 | 0 | 0 | 0 | 0 | 0 | 0 | 0 | 0 | 0 | 0
F1_Commercial_School_Existing_Refrigeration_Electric_Icemaker_E7 | F1 | Commercial | School | Existing | Refrigeration | Electric | Icemaker | E7 | CCE | 0 | 0 | 0 | 0 | 0 | 0 | 0 | 0 | 0 | 0 | 0 | 0 | 0 | 0 | 0 | 0 | 0 | 0 | 0 | 0 | 0 | 0 | 0 | 0 | 0 | 0 | 0 | 0 | 0 | 0
F1_Commercial_School_Existing_Refrigeration_Electric_Icemaker_E8 | F1 | Commercial | School | Existing | Refrigeration | Electric | Icemaker | E8 | CCE | 0 | 0 | 0 | 0 | 0 | 0 | 0 | 0 | 0 | 0 | 0 | 0 | 0 | 0 | 0 | 0 | 0 | 0 | 0 | 0 | 0 | 0 | 0 | 0 | 0 | 0 | 0 | 0 | 0 | 0
F1_Commercial_School_Existing_Refrigeration_Electric_Icemaker_E9 | F1 | Commercial | School | Existing | Refrigeration | Electric | Icemaker | E9 | CCE | 0 | 0 | 0 | 0 | 0 | 0 | 0 | 0 | 0 | 0 | 0 | 0 | 0 | 0 | 0 | 0 | 0 | 0 | 0 | 0 | 0 | 0 | 0 | 0 | 0 | 0 | 0 | 0 | 0 | 0
F1_Commercial_School_Existing_Refrigeration_Electric_Icemaker_E10 | F1 | Commercial | School | Existing | Refrigeration | Electric | Icemaker | E10 | CCE | 0 | 0 | 0 | 0 | 0 | 0 | 0 | 0 | 0 | 0 | 0 | 0 | 0 | 0 | 0 | 0 | 0 | 0 | 0 | 0 | 0 | 0 | 0 | 0 | 0 | 0 | 0 | 0 | 0 | 0
F2_Commercial_School_Existing_Refrigeration_Electric_Icemaker_E1 | F2 | Commercial | School | Existing | Refrigeration | Electric | Icemaker | E1 | TRC BC Ratio | 0 | 0 | 0 | 0 | 0 | 0 | 0 | 0 | 0 | 0 | 0 | 0 | 0 | 0 | 0 | 0 | 0 | 0 | 0 | 0 | 0 | 0 | 0 | 0 | 0 | 0 | 0 | 0 | 0 | 0
F2_Commercial_School_Existing_Refrigeration_Electric_Icemaker_E2 | F2 | Commercial | School | Existing | Refrigeration | Electric | Icemaker | E2 | TRC BC Ratio | 0 | 0 | 0 | 0 | 0 | 0 | 0 | 0 | 0 | 0 | 0 | 0 | 0 | 0 | 0 | 0 | 0 | 0 | 0 | 0 | 0 | 0 | 0 | 0 | 0 | 0 | 0 | 0 | 0 | 0
F2_Commercial_School_Existing_Refrigeration_Electric_Icemaker_E3 | F2 | Commercial | School | Existing | Refrigeration | Electric | Icemaker | E3 | TRC BC Ratio | 0 | 0 | 0 | 0 | 0 | 0 | 0 | 0 | 0 | 0 | 0 | 0 | 0 | 0 | 0 | 0 | 0 | 0 | 0 | 0 | 0 | 0 | 0 | 0 | 0 | 0 | 0 | 0 | 0 | 0
F2_Commercial_School_Existing_Refrigeration_Electric_Icemaker_E4 | F2 | Commercial | School | Existing | Refrigeration | Electric | Icemaker | E4 | TRC BC Ratio | 0 | 0 | 0 | 0 | 0 | 0 | 0 | 0 | 0 | 0 | 0 | 0 | 0 | 0 | 0 | 0 | 0 | 0 | 0 | 0 | 0 | 0 | 0 | 0 | 0 | 0 | 0 | 0 | 0 | 0
F2_Commercial_School_Existing_Refrigeration_Electric_Icemaker_E5 | F2 | Commercial | School | Existing | Refrigeration | Electric | Icemaker | E5 | TRC BC Ratio | 0 | 0 | 0 | 0 | 0 | 0 | 0 | 0 | 0 | 0 | 0 | 0 | 0 | 0 | 0 | 0 | 0 | 0 | 0 | 0 | 0 | 0 | 0 | 0 | 0 | 0 | 0 | 0 | 0 | 0
F2_Commercial_School_Existing_Refrigeration_Electric_Icemaker_E6 | F2 | Commercial | School | Existing | Refrigeration | Electric | Icemaker | E6 | TRC BC Ratio | 0 | 0 | 0 | 0 | 0 | 0 | 0 | 0 | 0 | 0 | 0 | 0 | 0 | 0 | 0 | 0 | 0 | 0 | 0 | 0 | 0 | 0 | 0 | 0 | 0 | 0 | 0 | 0 | 0 | 0
F2_Commercial_School_Existing_Refrigeration_Electric_Icemaker_E7 | F2 | Commercial | School | Existing | Refrigeration | Electric | Icemaker | E7 | TRC BC Ratio | 0 | 0 | 0 | 0 | 0 | 0 | 0 | 0 | 0 | 0 | 0 | 0 | 0 | 0 | 0 | 0 | 0 | 0 | 0 | 0 | 0 | 0 | 0 | 0 | 0 | 0 | 0 | 0 | 0 | 0
F2_Commercial_School_Existing_Refrigeration_Electric_Icemaker_E8 | F2 | Commercial | School | Existing | Refrigeration | Electric | Icemaker | E8 | TRC BC Ratio | 0 | 0 | 0 | 0 | 0 | 0 | 0 | 0 | 0 | 0 | 0 | 0 | 0 | 0 | 0 | 0 | 0 | 0 | 0 | 0 | 0 | 0 | 0 | 0 | 0 | 0 | 0 | 0 | 0 | 0
F2_Commercial_School_Existing_Refrigeration_Electric_Icemaker_E9 | F2 | Commercial | School | Existing | Refrigeration | Electric | Icemaker | E9 | TRC BC Ratio | 0 | 0 | 0 | 0 | 0 | 0 | 0 | 0 | 0 | 0 | 0 | 0 | 0 | 0 | 0 | 0 | 0 | 0 | 0 | 0 | 0 | 0 | 0 | 0 | 0 | 0 | 0 | 0 | 0 | 0
F2_Commercial_School_Existing_Refrigeration_Electric_Icemaker_E10 | F2 | Commercial | School | Existing | Refrigeration | Electric | Icemaker | E10 | TRC BC Ratio | 0 | 0 | 0 | 0 | 0 | 0 | 0 | 0 | 0 | 0 | 0 | 0 | 0 | 0 | 0 | 0 | 0 | 0 | 0 | 0 | 0 | 0 | 0 | 0 | 0 | 0 | 0 | 0 | 0 | 0
F3_Commercial_School_Existing_Refrigeration_Electric_Icemaker_E1 | F3 | Commercial | School | Existing | Refrigeration | Electric | Icemaker | E1 | PACT BC Ratio | 0 | 0 | 0 | 0 | 0 | 0 | 0 | 0 | 0 | 0 | 0 | 0 | 0 | 0 | 0 | 0 | 0 | 0 | 0 | 0 | 0 | 0 | 0 | 0 | 0 | 0 | 0 | 0 | 0 | 0
F3_Commercial_School_Existing_Refrigeration_Electric_Icemaker_E2 | F3 | Commercial | School | Existing | Refrigeration | Electric | Icemaker | E2 | PACT BC Ratio | 0 | 0 | 0 | 0 | 0 | 0 | 0 | 0 | 0 | 0 | 0 | 0 | 0 | 0 | 0 | 0 | 0 | 0 | 0 | 0 | 0 | 0 | 0 | 0 | 0 | 0 | 0 | 0 | 0 | 0
F3_Commercial_School_Existing_Refrigeration_Electric_Icemaker_E3 | F3 | Commercial | School | Existing | Refrigeration | Electric | Icemaker | E3 | PACT BC Ratio | 0 | 0 | 0 | 0 | 0 | 0 | 0 | 0 | 0 | 0 | 0 | 0 | 0 | 0 | 0 | 0 | 0 | 0 | 0 | 0 | 0 | 0 | 0 | 0 | 0 | 0 | 0 | 0 | 0 | 0
F3_Commercial_School_Existing_Refrigeration_Electric_Icemaker_E4 | F3 | Commercial | School | Existing | Refrigeration | Electric | Icemaker | E4 | PACT BC Ratio | 0 | 0 | 0 | 0 | 0 | 0 | 0 | 0 | 0 | 0 | 0 | 0 | 0 | 0 | 0 | 0 | 0 | 0 | 0 | 0 | 0 | 0 | 0 | 0 | 0 | 0 | 0 | 0 | 0 | 0
F3_Commercial_School_Existing_Refrigeration_Electric_Icemaker_E5 | F3 | Commercial | School | Existing | Refrigeration | Electric | Icemaker | E5 | PACT BC Ratio | 0 | 0 | 0 | 0 | 0 | 0 | 0 | 0 | 0 | 0 | 0 | 0 | 0 | 0 | 0 | 0 | 0 | 0 | 0 | 0 | 0 | 0 | 0 | 0 | 0 | 0 | 0 | 0 | 0 | 0
F3_Commercial_School_Existing_Refrigeration_Electric_Icemaker_E6 | F3 | Commercial | School | Existing | Refrigeration | Electric | Icemaker | E6 | PACT BC Ratio | 0 | 0 | 0 | 0 | 0 | 0 | 0 | 0 | 0 | 0 | 0 | 0 | 0 | 0 | 0 | 0 | 0 | 0 | 0 | 0 | 0 | 0 | 0 | 0 | 0 | 0 | 0 | 0 | 0 | 0
F3_Commercial_School_Existing_Refrigeration_Electric_Icemaker_E7 | F3 | Commercial | School | Existing | Refrigeration | Electric | Icemaker | E7 | PACT BC Ratio | 0 | 0 | 0 | 0 | 0 | 0 | 0 | 0 | 0 | 0 | 0 | 0 | 0 | 0 | 0 | 0 | 0 | 0 | 0 | 0 | 0 | 0 | 0 | 0 | 0 | 0 | 0 | 0 | 0 | 0
F3_Commercial_School_Existing_Refrigeration_Electric_Icemaker_E8 | F3 | Commercial | School | Existing | Refrigeration | Electric | Icemaker | E8 | PACT BC Ratio | 0 | 0 | 0 | 0 | 0 | 0 | 0 | 0 | 0 | 0 | 0 | 0 | 0 | 0 | 0 | 0 | 0 | 0 | 0 | 0 | 0 | 0 | 0 | 0 | 0 | 0 | 0 | 0 | 0 | 0
F3_Commercial_School_Existing_Refrigeration_Electric_Icemaker_E9 | F3 | Commercial | School | Existing | Refrigeration | Electric | Icemaker | E9 | PACT BC Ratio | 0 | 0 | 0 | 0 | 0 | 0 | 0 | 0 | 0 | 0 | 0 | 0 | 0 | 0 | 0 | 0 | 0 | 0 | 0 | 0 | 0 | 0 | 0 | 0 | 0 | 0 | 0 | 0 | 0 | 0
F3_Commercial_School_Existing_Refrigeration_Electric_Icemaker_E10 | F3 | Commercial | School | Existing | Refrigeration | Electric | Icemaker | E10 | PACT BC Ratio | 0 | 0 | 0 | 0 | 0 | 0 | 0 | 0 | 0 | 0 | 0 | 0 | 0 | 0 | 0 | 0 | 0 | 0 | 0 | 0 | 0 | 0 | 0 | 0 | 0 | 0 | 0 | 0 | 0 | 0
F4_Commercial_School_Existing_Refrigeration_Electric_Icemaker_E1 | F4 | Commercial | School | Existing | Refrigeration | Electric | Icemaker | E1 | RVT BC Ratio | 0 | 0 | 0 | 0 | 0 | 0 | 0 | 0 | 0 | 0 | 0 | 0 | 0 | 0 | 0 | 0 | 0 | 0 | 0 | 0 | 0 | 0 | 0 | 0 | 0 | 0 | 0 | 0 | 0 | 0
F4_Commercial_School_Existing_Refrigeration_Electric_Icemaker_E2 | F4 | Commercial | School | Existing | Refrigeration | Electric | Icemaker | E2 | RVT BC Ratio | 0 | 0 | 0 | 0 | 0 | 0 | 0 | 0 | 0 | 0 | 0 | 0 | 0 | 0 | 0 | 0 | 0 | 0 | 0 | 0 | 0 | 0 | 0 | 0 | 0 | 0 | 0 | 0 | 0 | 0
F4_Commercial_School_Existing_Refrigeration_Electric_Icemaker_E3 | F4 | Commercial | School | Existing | Refrigeration | Electric | Icemaker | E3 | RVT BC Ratio | 0 | 0 | 0 | 0 | 0 | 0 | 0 | 0 | 0 | 0 | 0 | 0 | 0 | 0 | 0 | 0 | 0 | 0 | 0 | 0 | 0 | 0 | 0 | 0 | 0 | 0 | 0 | 0 | 0 | 0
F4_Commercial_School_Existing_Refrigeration_Electric_Icemaker_E4 | F4 | Commercial | School | Existing | Refrigeration | Electric | Icemaker | E4 | RVT BC Ratio | 0 | 0 | 0 | 0 | 0 | 0 | 0 | 0 | 0 | 0 | 0 | 0 | 0 | 0 | 0 | 0 | 0 | 0 | 0 | 0 | 0 | 0 | 0 | 0 | 0 | 0 | 0 | 0 | 0 | 0
F4_Commercial_School_Existing_Refrigeration_Electric_Icemaker_E5 | F4 | Commercial | School | Existing | Refrigeration | Electric | Icemaker | E5 | RVT BC Ratio | 0 | 0 | 0 | 0 | 0 | 0 | 0 | 0 | 0 | 0 | 0 | 0 | 0 | 0 | 0 | 0 | 0 | 0 | 0 | 0 | 0 | 0 | 0 | 0 | 0 | 0 | 0 | 0 | 0 | 0
F4_Commercial_School_Existing_Refrigeration_Electric_Icemaker_E6 | F4 | Commercial | School | Existing | Refrigeration | Electric | Icemaker | E6 | RVT BC Ratio | 0 | 0 | 0 | 0 | 0 | 0 | 0 | 0 | 0 | 0 | 0 | 0 | 0 | 0 | 0 | 0 | 0 | 0 | 0 | 0 | 0 | 0 | 0 | 0 | 0 | 0 | 0 | 0 | 0 | 0
F4_Commercial_School_Existing_Refrigeration_Electric_Icemaker_E7 | F4 | Commercial | School | Existing | Refrigeration | Electric | Icemaker | E7 | RVT BC Ratio | 0 | 0 | 0 | 0 | 0 | 0 | 0 | 0 | 0 | 0 | 0 | 0 | 0 | 0 | 0 | 0 | 0 | 0 | 0 | 0 | 0 | 0 | 0 | 0 | 0 | 0 | 0 | 0 | 0 | 0
F4_Commercial_School_Existing_Refrigeration_Electric_Icemaker_E8 | F4 | Commercial | School | Existing | Refrigeration | Electric | Icemaker | E8 | RVT BC Ratio | 0 | 0 | 0 | 0 | 0 | 0 | 0 | 0 | 0 | 0 | 0 | 0 | 0 | 0 | 0 | 0 | 0 | 0 | 0 | 0 | 0 | 0 | 0 | 0 | 0 | 0 | 0 | 0 | 0 | 0
F4_Commercial_School_Existing_Refrigeration_Electric_Icemaker_E9 | F4 | Commercial | School | Existing | Refrigeration | Electric | Icemaker | E9 | RVT BC Ratio | 0 | 0 | 0 | 0 | 0 | 0 | 0 | 0 | 0 | 0 | 0 | 0 | 0 | 0 | 0 | 0 | 0 | 0 | 0 | 0 | 0 | 0 | 0 | 0 | 0 | 0 | 0 | 0 | 0 | 0
F4_Commercial_School_Existing_Refrigeration_Electric_Icemaker_E10 | F4 | Commercial | School | Existing | Refrigeration | Electric | Icemaker | E10 | RVT BC Ratio | 0 | 0 | 0 | 0 | 0 | 0 | 0 | 0 | 0 | 0 | 0 | 0 | 0 | 0 | 0 | 0 | 0 | 0 | 0 | 0 | 0 | 0 | 0 | 0 | 0 | 0 | 0 | 0 | 0 | 0
F5_Commercial_School_Existing_Refrigeration_Electric_Icemaker_E1 | F5 | Commercial | School | Existing | Refrigeration | Electric | Icemaker | E1 | RIM BC Ratio | 0 | 0 | 0 | 0 | 0 | 0 | 0 | 0 | 0 | 0 | 0 | 0 | 0 | 0 | 0 | 0 | 0 | 0 | 0 | 0 | 0 | 0 | 0 | 0 | 0 | 0 | 0 | 0 | 0 | 0
F5_Commercial_School_Existing_Refrigeration_Electric_Icemaker_E2 | F5 | Commercial | School | Existing | Refrigeration | Electric | Icemaker | E2 | RIM BC Ratio | 0 | 0 | 0 | 0 | 0 | 0 | 0 | 0 | 0 | 0 | 0 | 0 | 0 | 0 | 0 | 0 | 0 | 0 | 0 | 0 | 0 | 0 | 0 | 0 | 0 | 0 | 0 | 0 | 0 | 0
F5_Commercial_School_Existing_Refrigeration_Electric_Icemaker_E3 | F5 | Commercial | School | Existing | Refrigeration | Electric | Icemaker | E3 | RIM BC Ratio | 0 | 0 | 0 | 0 | 0 | 0 | 0 | 0 | 0 | 0 | 0 | 0 | 0 | 0 | 0 | 0 | 0 | 0 | 0 | 0 | 0 | 0 | 0 | 0 | 0 | 0 | 0 | 0 | 0 | 0
F5_Commercial_School_Existing_Refrigeration_Electric_Icemaker_E4 | F5 | Commercial | School | Existing | Refrigeration | Electric | Icemaker | E4 | RIM BC Ratio | 0 | 0 | 0 | 0 | 0 | 0 | 0 | 0 | 0 | 0 | 0 | 0 | 0 | 0 | 0 | 0 | 0 | 0 | 0 | 0 | 0 | 0 | 0 | 0 | 0 | 0 | 0 | 0 | 0 | 0
F5_Commercial_School_Existing_Refrigeration_Electric_Icemaker_E5 | F5 | Commercial | School | Existing | Refrigeration | Electric | Icemaker | E5 | RIM BC Ratio | 0 | 0 | 0 | 0 | 0 | 0 | 0 | 0 | 0 | 0 | 0 | 0 | 0 | 0 | 0 | 0 | 0 | 0 | 0 | 0 | 0 | 0 | 0 | 0 | 0 | 0 | 0 | 0 | 0 | 0
F5_Commercial_School_Existing_Refrigeration_Electric_Icemaker_E6 | F5 | Commercial | School | Existing | Refrigeration | Electric | Icemaker | E6 | RIM BC Ratio | 0 | 0 | 0 | 0 | 0 | 0 | 0 | 0 | 0 | 0 | 0 | 0 | 0 | 0 | 0 | 0 | 0 | 0 | 0 | 0 | 0 | 0 | 0 | 0 | 0 | 0 | 0 | 0 | 0 | 0
F5_Commercial_School_Existing_Refrigeration_Electric_Icemaker_E7 | F5 | Commercial | School | Existing | Refrigeration | Electric | Icemaker | E7 | RIM BC Ratio | 0 | 0 | 0 | 0 | 0 | 0 | 0 | 0 | 0 | 0 | 0 | 0 | 0 | 0 | 0 | 0 | 0 | 0 | 0 | 0 | 0 | 0 | 0 | 0 | 0 | 0 | 0 | 0 | 0 | 0
F5_Commercial_School_Existing_Refrigeration_Electric_Icemaker_E8 | F5 | Commercial | School | Existing | Refrigeration | Electric | Icemaker | E8 | RIM BC Ratio | 0 | 0 | 0 | 0 | 0 | 0 | 0 | 0 | 0 | 0 | 0 | 0 | 0 | 0 | 0 | 0 | 0 | 0 | 0 | 0 | 0 | 0 | 0 | 0 | 0 | 0 | 0 | 0 | 0 | 0
F5_Commercial_School_Existing_Refrigeration_Electric_Icemaker_E9 | F5 | Commercial | School | Existing | Refrigeration | Electric | Icemaker | E9 | RIM BC Ratio | 0 | 0 | 0 | 0 | 0 | 0 | 0 | 0 | 0 | 0 | 0 | 0 | 0 | 0 | 0 | 0 | 0 | 0 | 0 | 0 | 0 | 0 | 0 | 0 | 0 | 0 | 0 | 0 | 0 | 0
F5_Commercial_School_Existing_Refrigeration_Electric_Icemaker_E10 | F5 | Commercial | School | Existing | Refrigeration | Electric | Icemaker | E10 | RIM BC Ratio | 0 | 0 | 0 | 0 | 0 | 0 | 0 | 0 | 0 | 0 | 0 | 0 | 0 | 0 | 0 | 0 | 0 | 0 | 0 | 0 | 0 | 0 | 0 | 0 | 0 | 0 | 0 | 0 | 0 | 0
F0_Commercial_School_Existing_Refrigeration_Electric_Vending Machine_E0 | F0 | Commercial | School | Existing | Refrigeration | Electric | Vending Machine | E0 | Economic Unit | 0 | 0 | 0 | 0 | 0 | 0 | 0 | 0 | 0 | 0 | 0 | 0 | 0 | 0 | 0 | 0 | 0 | 0 | 0 | 0 | 0 | 0 | 0 | 0 | 0 | 0 | 0 | 0 | 0 | 0
F1_Commercial_School_Existing_Refrigeration_Electric_Vending Machine_E1 | F1 | Commercial | School | Existing | Refrigeration | Electric | Vending Machine | E1 | CCE | 0 | 0 | 0 | 0 | 0 | 0 | 0 | 0 | 0 | 0 | 0 | 0 | 0 | 0 | 0 | 0 | 0 | 0 | 0 | 0 | 0 | 0 | 0 | 0 | 0 | 0 | 0 | 0 | 0 | 0
F1_Commercial_School_Existing_Refrigeration_Electric_Vending Machine_E2 | F1 | Commercial | School | Existing | Refrigeration | Electric | Vending Machine | E2 | CCE | 0 | 0 | 0 | 0 | 0 | 0 | 0 | 0 | 0 | 0 | 0 | 0 | 0 | 0 | 0 | 0 | 0 | 0 | 0 | 0 | 0 | 0 | 0 | 0 | 0 | 0 | 0 | 0 | 0 | 0
F1_Commercial_School_Existing_Refrigeration_Electric_Vending Machine_E3 | F1 | Commercial | School | Existing | Refrigeration | Electric | Vending Machine | E3 | CCE | 0 | 0 | 0 | 0 | 0 | 0 | 0 | 0 | 0 | 0 | 0 | 0 | 0 | 0 | 0 | 0 | 0 | 0 | 0 | 0 | 0 | 0 | 0 | 0 | 0 | 0 | 0 | 0 | 0 | 0
F1_Commercial_School_Existing_Refrigeration_Electric_Vending Machine_E4 | F1 | Commercial | School | Existing | Refrigeration | Electric | Vending Machine | E4 | CCE | 0 | 0 | 0 | 0 | 0 | 0 | 0 | 0 | 0 | 0 | 0 | 0 | 0 | 0 | 0 | 0 | 0 | 0 | 0 | 0 | 0 | 0 | 0 | 0 | 0 | 0 | 0 | 0 | 0 | 0
F1_Commercial_School_Existing_Refrigeration_Electric_Vending Machine_E5 | F1 | Commercial | School | Existing | Refrigeration | Electric | Vending Machine | E5 | CCE | 0 | 0 | 0 | 0 | 0 | 0 | 0 | 0 | 0 | 0 | 0 | 0 | 0 | 0 | 0 | 0 | 0 | 0 | 0 | 0 | 0 | 0 | 0 | 0 | 0 | 0 | 0 | 0 | 0 | 0
F1_Commercial_School_Existing_Refrigeration_Electric_Vending Machine_E6 | F1 | Commercial | School | Existing | Refrigeration | Electric | Vending Machine | E6 | CCE | 0 | 0 | 0 | 0 | 0 | 0 | 0 | 0 | 0 | 0 | 0 | 0 | 0 | 0 | 0 | 0 | 0 | 0 | 0 | 0 | 0 | 0 | 0 | 0 | 0 | 0 | 0 | 0 | 0 | 0
F1_Commercial_School_Existing_Refrigeration_Electric_Vending Machine_E7 | F1 | Commercial | School | Existing | Refrigeration | Electric | Vending Machine | E7 | CCE | 0 | 0 | 0 | 0 | 0 | 0 | 0 | 0 | 0 | 0 | 0 | 0 | 0 | 0 | 0 | 0 | 0 | 0 | 0 | 0 | 0 | 0 | 0 | 0 | 0 | 0 | 0 | 0 | 0 | 0
F1_Commercial_School_Existing_Refrigeration_Electric_Vending Machine_E8 | F1 | Commercial | School | Existing | Refrigeration | Electric | Vending Machine | E8 | CCE | 0 | 0 | 0 | 0 | 0 | 0 | 0 | 0 | 0 | 0 | 0 | 0 | 0 | 0 | 0 | 0 | 0 | 0 | 0 | 0 | 0 | 0 | 0 | 0 | 0 | 0 | 0 | 0 | 0 | 0
F1_Commercial_School_Existing_Refrigeration_Electric_Vending Machine_E9 | F1 | Commercial | School | Existing | Refrigeration | Electric | Vending Machine | E9 | CCE | 0 | 0 | 0 | 0 | 0 | 0 | 0 | 0 | 0 | 0 | 0 | 0 | 0 | 0 | 0 | 0 | 0 | 0 | 0 | 0 | 0 | 0 | 0 | 0 | 0 | 0 | 0 | 0 | 0 | 0
F1_Commercial_School_Existing_Refrigeration_Electric_Vending Machine_E10 | F1 | Commercial | School | Existing | Refrigeration | Electric | Vending Machine | E10 | CCE | 0 | 0 | 0 | 0 | 0 | 0 | 0 | 0 | 0 | 0 | 0 | 0 | 0 | 0 | 0 | 0 | 0 | 0 | 0 | 0 | 0 | 0 | 0 | 0 | 0 | 0 | 0 | 0 | 0 | 0
F2_Commercial_School_Existing_Refrigeration_Electric_Vending Machine_E1 | F2 | Commercial | School | Existing | Refrigeration | Electric | Vending Machine | E1 | TRC BC Ratio | 0 | 0 | 0 | 0 | 0 | 0 | 0 | 0 | 0 | 0 | 0 | 0 | 0 | 0 | 0 | 0 | 0 | 0 | 0 | 0 | 0 | 0 | 0 | 0 | 0 | 0 | 0 | 0 | 0 | 0
F2_Commercial_School_Existing_Refrigeration_Electric_Vending Machine_E2 | F2 | Commercial | School | Existing | Refrigeration | Electric | Vending Machine | E2 | TRC BC Ratio | 0 | 0 | 0 | 0 | 0 | 0 | 0 | 0 | 0 | 0 | 0 | 0 | 0 | 0 | 0 | 0 | 0 | 0 | 0 | 0 | 0 | 0 | 0 | 0 | 0 | 0 | 0 | 0 | 0 | 0
F2_Commercial_School_Existing_Refrigeration_Electric_Vending Machine_E3 | F2 | Commercial | School | Existing | Refrigeration | Electric | Vending Machine | E3 | TRC BC Ratio | 0 | 0 | 0 | 0 | 0 | 0 | 0 | 0 | 0 | 0 | 0 | 0 | 0 | 0 | 0 | 0 | 0 | 0 | 0 | 0 | 0 | 0 | 0 | 0 | 0 | 0 | 0 | 0 | 0 | 0
F2_Commercial_School_Existing_Refrigeration_Electric_Vending Machine_E4 | F2 | Commercial | School | Existing | Refrigeration | Electric | Vending Machine | E4 | TRC BC Ratio | 0 | 0 | 0 | 0 | 0 | 0 | 0 | 0 | 0 | 0 | 0 | 0 | 0 | 0 | 0 | 0 | 0 | 0 | 0 | 0 | 0 | 0 | 0 | 0 | 0 | 0 | 0 | 0 | 0 | 0
F2_Commercial_School_Existing_Refrigeration_Electric_Vending Machine_E5 | F2 | Commercial | School | Existing | Refrigeration | Electric | Vending Machine | E5 | TRC BC Ratio | 0 | 0 | 0 | 0 | 0 | 0 | 0 | 0 | 0 | 0 | 0 | 0 | 0 | 0 | 0 | 0 | 0 | 0 | 0 | 0 | 0 | 0 | 0 | 0 | 0 | 0 | 0 | 0 | 0 | 0
F2_Commercial_School_Existing_Refrigeration_Electric_Vending Machine_E6 | F2 | Commercial | School | Existing | Refrigeration | Electric | Vending Machine | E6 | TRC BC Ratio | 0 | 0 | 0 | 0 | 0 | 0 | 0 | 0 | 0 | 0 | 0 | 0 | 0 | 0 | 0 | 0 | 0 | 0 | 0 | 0 | 0 | 0 | 0 | 0 | 0 | 0 | 0 | 0 | 0 | 0
F2_Commercial_School_Existing_Refrigeration_Electric_Vending Machine_E7 | F2 | Commercial | School | Existing | Refrigeration | Electric | Vending Machine | E7 | TRC BC Ratio | 0 | 0 | 0 | 0 | 0 | 0 | 0 | 0 | 0 | 0 | 0 | 0 | 0 | 0 | 0 | 0 | 0 | 0 | 0 | 0 | 0 | 0 | 0 | 0 | 0 | 0 | 0 | 0 | 0 | 0
F2_Commercial_School_Existing_Refrigeration_Electric_Vending Machine_E8 | F2 | Commercial | School | Existing | Refrigeration | Electric | Vending Machine | E8 | TRC BC Ratio | 0 | 0 | 0 | 0 | 0 | 0 | 0 | 0 | 0 | 0 | 0 | 0 | 0 | 0 | 0 | 0 | 0 | 0 | 0 | 0 | 0 | 0 | 0 | 0 | 0 | 0 | 0 | 0 | 0 | 0
F2_Commercial_School_Existing_Refrigeration_Electric_Vending Machine_E9 | F2 | Commercial | School | Existing | Refrigeration | Electric | Vending Machine | E9 | TRC BC Ratio | 0 | 0 | 0 | 0 | 0 | 0 | 0 | 0 | 0 | 0 | 0 | 0 | 0 | 0 | 0 | 0 | 0 | 0 | 0 | 0 | 0 | 0 | 0 | 0 | 0 | 0 | 0 | 0 | 0 | 0
F2_Commercial_School_Existing_Refrigeration_Electric_Vending Machine_E10 | F2 | Commercial | School | Existing | Refrigeration | Electric | Vending Machine | E10 | TRC BC Ratio | 0 | 0 | 0 | 0 | 0 | 0 | 0 | 0 | 0 | 0 | 0 | 0 | 0 | 0 | 0 | 0 | 0 | 0 | 0 | 0 | 0 | 0 | 0 | 0 | 0 | 0 | 0 | 0 | 0 | 0
F3_Commercial_School_Existing_Refrigeration_Electric_Vending Machine_E1 | F3 | Commercial | School | Existing | Refrigeration | Electric | Vending Machine | E1 | PACT BC Ratio | 0 | 0 | 0 | 0 | 0 | 0 | 0 | 0 | 0 | 0 | 0 | 0 | 0 | 0 | 0 | 0 | 0 | 0 | 0 | 0 | 0 | 0 | 0 | 0 | 0 | 0 | 0 | 0 | 0 | 0
F3_Commercial_School_Existing_Refrigeration_Electric_Vending Machine_E2 | F3 | Commercial | School | Existing | Refrigeration | Electric | Vending Machine | E2 | PACT BC Ratio | 0 | 0 | 0 | 0 | 0 | 0 | 0 | 0 | 0 | 0 | 0 | 0 | 0 | 0 | 0 | 0 | 0 | 0 | 0 | 0 | 0 | 0 | 0 | 0 | 0 | 0 | 0 | 0 | 0 | 0
F3_Commercial_School_Existing_Refrigeration_Electric_Vending Machine_E3 | F3 | Commercial | School | Existing | Refrigeration | Electric | Vending Machine | E3 | PACT BC Ratio | 0 | 0 | 0 | 0 | 0 | 0 | 0 | 0 | 0 | 0 | 0 | 0 | 0 | 0 | 0 | 0 | 0 | 0 | 0 | 0 | 0 | 0 | 0 | 0 | 0 | 0 | 0 | 0 | 0 | 0
F3_Commercial_School_Existing_Refrigeration_Electric_Vending Machine_E4 | F3 | Commercial | School | Existing | Refrigeration | Electric | Vending Machine | E4 | PACT BC Ratio | 0 | 0 | 0 | 0 | 0 | 0 | 0 | 0 | 0 | 0 | 0 | 0 | 0 | 0 | 0 | 0 | 0 | 0 | 0 | 0 | 0 | 0 | 0 | 0 | 0 | 0 | 0 | 0 | 0 | 0
F3_Commercial_School_Existing_Refrigeration_Electric_Vending Machine_E5 | F3 | Commercial | School | Existing | Refrigeration | Electric | Vending Machine | E5 | PACT BC Ratio | 0 | 0 | 0 | 0 | 0 | 0 | 0 | 0 | 0 | 0 | 0 | 0 | 0 | 0 | 0 | 0 | 0 | 0 | 0 | 0 | 0 | 0 | 0 | 0 | 0 | 0 | 0 | 0 | 0 | 0
F3_Commercial_School_Existing_Refrigeration_Electric_Vending Machine_E6 | F3 | Commercial | School | Existing | Refrigeration | Electric | Vending Machine | E6 | PACT BC Ratio | 0 | 0 | 0 | 0 | 0 | 0 | 0 | 0 | 0 | 0 | 0 | 0 | 0 | 0 | 0 | 0 | 0 | 0 | 0 | 0 | 0 | 0 | 0 | 0 | 0 | 0 | 0 | 0 | 0 | 0
F3_Commercial_School_Existing_Refrigeration_Electric_Vending Machine_E7 | F3 | Commercial | School | Existing | Refrigeration | Electric | Vending Machine | E7 | PACT BC Ratio | 0 | 0 | 0 | 0 | 0 | 0 | 0 | 0 | 0 | 0 | 0 | 0 | 0 | 0 | 0 | 0 | 0 | 0 | 0 | 0 | 0 | 0 | 0 | 0 | 0 | 0 | 0 | 0 | 0 | 0
F3_Commercial_School_Existing_Refrigeration_Electric_Vending Machine_E8 | F3 | Commercial | School | Existing | Refrigeration | Electric | Vending Machine | E8 | PACT BC Ratio | 0 | 0 | 0 | 0 | 0 | 0 | 0 | 0 | 0 | 0 | 0 | 0 | 0 | 0 | 0 | 0 | 0 | 0 | 0 | 0 | 0 | 0 | 0 | 0 | 0 | 0 | 0 | 0 | 0 | 0
F3_Commercial_School_Existing_Refrigeration_Electric_Vending Machine_E9 | F3 | Commercial | School | Existing | Refrigeration | Electric | Vending Machine | E9 | PACT BC Ratio | 0 | 0 | 0 | 0 | 0 | 0 | 0 | 0 | 0 | 0 | 0 | 0 | 0 | 0 | 0 | 0 | 0 | 0 | 0 | 0 | 0 | 0 | 0 | 0 | 0 | 0 | 0 | 0 | 0 | 0
F3_Commercial_School_Existing_Refrigeration_Electric_Vending Machine_E10 | F3 | Commercial | School | Existing | Refrigeration | Electric | Vending Machine | E10 | PACT BC Ratio | 0 | 0 | 0 | 0 | 0 | 0 | 0 | 0 | 0 | 0 | 0 | 0 | 0 | 0 | 0 | 0 | 0 | 0 | 0 | 0 | 0 | 0 | 0 | 0 | 0 | 0 | 0 | 0 | 0 | 0
F4_Commercial_School_Existing_Refrigeration_Electric_Vending Machine_E1 | F4 | Commercial | School | Existing | Refrigeration | Electric | Vending Machine | E1 | RVT BC Ratio | 0 | 0 | 0 | 0 | 0 | 0 | 0 | 0 | 0 | 0 | 0 | 0 | 0 | 0 | 0 | 0 | 0 | 0 | 0 | 0 | 0 | 0 | 0 | 0 | 0 | 0 | 0 | 0 | 0 | 0
F4_Commercial_School_Existing_Refrigeration_Electric_Vending Machine_E2 | F4 | Commercial | School | Existing | Refrigeration | Electric | Vending Machine | E2 | RVT BC Ratio | 0 | 0 | 0 | 0 | 0 | 0 | 0 | 0 | 0 | 0 | 0 | 0 | 0 | 0 | 0 | 0 | 0 | 0 | 0 | 0 | 0 | 0 | 0 | 0 | 0 | 0 | 0 | 0 | 0 | 0
F4_Commercial_School_Existing_Refrigeration_Electric_Vending Machine_E3 | F4 | Commercial | School | Existing | Refrigeration | Electric | Vending Machine | E3 | RVT BC Ratio | 0 | 0 | 0 | 0 | 0 | 0 | 0 | 0 | 0 | 0 | 0 | 0 | 0 | 0 | 0 | 0 | 0 | 0 | 0 | 0 | 0 | 0 | 0 | 0 | 0 | 0 | 0 | 0 | 0 | 0
F4_Commercial_School_Existing_Refrigeration_Electric_Vending Machine_E4 | F4 | Commercial | School | Existing | Refrigeration | Electric | Vending Machine | E4 | RVT BC Ratio | 0 | 0 | 0 | 0 | 0 | 0 | 0 | 0 | 0 | 0 | 0 | 0 | 0 | 0 | 0 | 0 | 0 | 0 | 0 | 0 | 0 | 0 | 0 | 0 | 0 | 0 | 0 | 0 | 0 | 0
F4_Commercial_School_Existing_Refrigeration_Electric_Vending Machine_E5 | F4 | Commercial | School | Existing | Refrigeration | Electric | Vending Machine | E5 | RVT BC Ratio | 0 | 0 | 0 | 0 | 0 | 0 | 0 | 0 | 0 | 0 | 0 | 0 | 0 | 0 | 0 | 0 | 0 | 0 | 0 | 0 | 0 | 0 | 0 | 0 | 0 | 0 | 0 | 0 | 0 | 0
F4_Commercial_School_Existing_Refrigeration_Electric_Vending Machine_E6 | F4 | Commercial | School | Existing | Refrigeration | Electric | Vending Machine | E6 | RVT BC Ratio | 0 | 0 | 0 | 0 | 0 | 0 | 0 | 0 | 0 | 0 | 0 | 0 | 0 | 0 | 0 | 0 | 0 | 0 | 0 | 0 | 0 | 0 | 0 | 0 | 0 | 0 | 0 | 0 | 0 | 0
F4_Commercial_School_Existing_Refrigeration_Electric_Vending Machine_E7 | F4 | Commercial | School | Existing | Refrigeration | Electric | Vending Machine | E7 | RVT BC Ratio | 0 | 0 | 0 | 0 | 0 | 0 | 0 | 0 | 0 | 0 | 0 | 0 | 0 | 0 | 0 | 0 | 0 | 0 | 0 | 0 | 0 | 0 | 0 | 0 | 0 | 0 | 0 | 0 | 0 | 0
F4_Commercial_School_Existing_Refrigeration_Electric_Vending Machine_E8 | F4 | Commercial | School | Existing | Refrigeration | Electric | Vending Machine | E8 | RVT BC Ratio | 0 | 0 | 0 | 0 | 0 | 0 | 0 | 0 | 0 | 0 | 0 | 0 | 0 | 0 | 0 | 0 | 0 | 0 | 0 | 0 | 0 | 0 | 0 | 0 | 0 | 0 | 0 | 0 | 0 | 0
F4_Commercial_School_Existing_Refrigeration_Electric_Vending Machine_E9 | F4 | Commercial | School | Existing | Refrigeration | Electric | Vending Machine | E9 | RVT BC Ratio | 0 | 0 | 0 | 0 | 0 | 0 | 0 | 0 | 0 | 0 | 0 | 0 | 0 | 0 | 0 | 0 | 0 | 0 | 0 | 0 | 0 | 0 | 0 | 0 | 0 | 0 | 0 | 0 | 0 | 0
F4_Commercial_School_Existing_Refrigeration_Electric_Vending Machine_E10 | F4 | Commercial | School | Existing | Refrigeration | Electric | Vending Machine | E10 | RVT BC Ratio | 0 | 0 | 0 | 0 | 0 | 0 | 0 | 0 | 0 | 0 | 0 | 0 | 0 | 0 | 0 | 0 | 0 | 0 | 0 | 0 | 0 | 0 | 0 | 0 | 0 | 0 | 0 | 0 | 0 | 0
F5_Commercial_School_Existing_Refrigeration_Electric_Vending Machine_E1 | F5 | Commercial | School | Existing | Refrigeration | Electric | Vending Machine | E1 | RIM BC Ratio | 0 | 0 | 0 | 0 | 0 | 0 | 0 | 0 | 0 | 0 | 0 | 0 | 0 | 0 | 0 | 0 | 0 | 0 | 0 | 0 | 0 | 0 | 0 | 0 | 0 | 0 | 0 | 0 | 0 | 0
F5_Commercial_School_Existing_Refrigeration_Electric_Vending Machine_E2 | F5 | Commercial | School | Existing | Refrigeration | Electric | Vending Machine | E2 | RIM BC Ratio | 0 | 0 | 0 | 0 | 0 | 0 | 0 | 0 | 0 | 0 | 0 | 0 | 0 | 0 | 0 | 0 | 0 | 0 | 0 | 0 | 0 | 0 | 0 | 0 | 0 | 0 | 0 | 0 | 0 | 0
F5_Commercial_School_Existing_Refrigeration_Electric_Vending Machine_E3 | F5 | Commercial | School | Existing | Refrigeration | Electric | Vending Machine | E3 | RIM BC Ratio | 0 | 0 | 0 | 0 | 0 | 0 | 0 | 0 | 0 | 0 | 0 | 0 | 0 | 0 | 0 | 0 | 0 | 0 | 0 | 0 | 0 | 0 | 0 | 0 | 0 | 0 | 0 | 0 | 0 | 0
F5_Commercial_School_Existing_Refrigeration_Electric_Vending Machine_E4 | F5 | Commercial | School | Existing | Refrigeration | Electric | Vending Machine | E4 | RIM BC Ratio | 0 | 0 | 0 | 0 | 0 | 0 | 0 | 0 | 0 | 0 | 0 | 0 | 0 | 0 | 0 | 0 | 0 | 0 | 0 | 0 | 0 | 0 | 0 | 0 | 0 | 0 | 0 | 0 | 0 | 0
F5_Commercial_School_Existing_Refrigeration_Electric_Vending Machine_E5 | F5 | Commercial | School | Existing | Refrigeration | Electric | Vending Machine | E5 | RIM BC Ratio | 0 | 0 | 0 | 0 | 0 | 0 | 0 | 0 | 0 | 0 | 0 | 0 | 0 | 0 | 0 | 0 | 0 | 0 | 0 | 0 | 0 | 0 | 0 | 0 | 0 | 0 | 0 | 0 | 0 | 0
F5_Commercial_School_Existing_Refrigeration_Electric_Vending Machine_E6 | F5 | Commercial | School | Existing | Refrigeration | Electric | Vending Machine | E6 | RIM BC Ratio | 0 | 0 | 0 | 0 | 0 | 0 | 0 | 0 | 0 | 0 | 0 | 0 | 0 | 0 | 0 | 0 | 0 | 0 | 0 | 0 | 0 | 0 | 0 | 0 | 0 | 0 | 0 | 0 | 0 | 0
F5_Commercial_School_Existing_Refrigeration_Electric_Vending Machine_E7 | F5 | Commercial | School | Existing | Refrigeration | Electric | Vending Machine | E7 | RIM BC Ratio | 0 | 0 | 0 | 0 | 0 | 0 | 0 | 0 | 0 | 0 | 0 | 0 | 0 | 0 | 0 | 0 | 0 | 0 | 0 | 0 | 0 | 0 | 0 | 0 | 0 | 0 | 0 | 0 | 0 | 0
F5_Commercial_School_Existing_Refrigeration_Electric_Vending Machine_E8 | F5 | Commercial | School | Existing | Refrigeration | Electric | Vending Machine | E8 | RIM BC Ratio | 0 | 0 | 0 | 0 | 0 | 0 | 0 | 0 | 0 | 0 | 0 | 0 | 0 | 0 | 0 | 0 | 0 | 0 | 0 | 0 | 0 | 0 | 0 | 0 | 0 | 0 | 0 | 0 | 0 | 0
F5_Commercial_School_Existing_Refrigeration_Electric_Vending Machine_E9 | F5 | Commercial | School | Existing | Refrigeration | Electric | Vending Machine | E9 | RIM BC Ratio | 0 | 0 | 0 | 0 | 0 | 0 | 0 | 0 | 0 | 0 | 0 | 0 | 0 | 0 | 0 | 0 | 0 | 0 | 0 | 0 | 0 | 0 | 0 | 0 | 0 | 0 | 0 | 0 | 0 | 0
F5_Commercial_School_Existing_Refrigeration_Electric_Vending Machine_E10 | F5 | Commercial | School | Existing | Refrigeration | Electric | Vending Machine | E10 | RIM BC Ratio | 0 | 0 | 0 | 0 | 0 | 0 | 0 | 0 | 0 | 0 | 0 | 0 | 0 | 0 | 0 | 0 | 0 | 0 | 0 | 0 | 0 | 0 | 0 | 0 | 0 | 0 | 0 | 0 | 0 | 0
F0_Commercial_School_Existing_Food Preparation_Electric_Oven_E0 | F0 | Commercial | School | Existing | Food Preparation | Electric | Oven | E0 | Economic Unit | 0 | 0 | 0 | 0 | 0 | 0 | 0 | 0 | 0 | 0 | 0 | 0 | 0 | 0 | 0 | 0 | 0 | 0 | 0 | 0 | 0 | 0 | 0 | 0 | 0 | 0 | 0 | 0 | 0 | 0
F1_Commercial_School_Existing_Food Preparation_Electric_Oven_E1 | F1 | Commercial | School | Existing | Food Preparation | Electric | Oven | E1 | CCE | 0 | 0 | 0 | 0 | 0 | 0 | 0 | 0 | 0 | 0 | 0 | 0 | 0 | 0 | 0 | 0 | 0 | 0 | 0 | 0 | 0 | 0 | 0 | 0 | 0 | 0 | 0 | 0 | 0 | 0
F1_Commercial_School_Existing_Food Preparation_Electric_Oven_E2 | F1 | Commercial | School | Existing | Food Preparation | Electric | Oven | E2 | CCE | 0 | 0 | 0 | 0 | 0 | 0 | 0 | 0 | 0 | 0 | 0 | 0 | 0 | 0 | 0 | 0 | 0 | 0 | 0 | 0 | 0 | 0 | 0 | 0 | 0 | 0 | 0 | 0 | 0 | 0
F1_Commercial_School_Existing_Food Preparation_Electric_Oven_E3 | F1 | Commercial | School | Existing | Food Preparation | Electric | Oven | E3 | CCE | 0 | 0 | 0 | 0 | 0 | 0 | 0 | 0 | 0 | 0 | 0 | 0 | 0 | 0 | 0 | 0 | 0 | 0 | 0 | 0 | 0 | 0 | 0 | 0 | 0 | 0 | 0 | 0 | 0 | 0
F1_Commercial_School_Existing_Food Preparation_Electric_Oven_E4 | F1 | Commercial | School | Existing | Food Preparation | Electric | Oven | E4 | CCE | 0 | 0 | 0 | 0 | 0 | 0 | 0 | 0 | 0 | 0 | 0 | 0 | 0 | 0 | 0 | 0 | 0 | 0 | 0 | 0 | 0 | 0 | 0 | 0 | 0 | 0 | 0 | 0 | 0 | 0
F1_Commercial_School_Existing_Food Preparation_Electric_Oven_E5 | F1 | Commercial | School | Existing | Food Preparation | Electric | Oven | E5 | CCE | 0 | 0 | 0 | 0 | 0 | 0 | 0 | 0 | 0 | 0 | 0 | 0 | 0 | 0 | 0 | 0 | 0 | 0 | 0 | 0 | 0 | 0 | 0 | 0 | 0 | 0 | 0 | 0 | 0 | 0
F1_Commercial_School_Existing_Food Preparation_Electric_Oven_E6 | F1 | Commercial | School | Existing | Food Preparation | Electric | Oven | E6 | CCE | 0 | 0 | 0 | 0 | 0 | 0 | 0 | 0 | 0 | 0 | 0 | 0 | 0 | 0 | 0 | 0 | 0 | 0 | 0 | 0 | 0 | 0 | 0 | 0 | 0 | 0 | 0 | 0 | 0 | 0
F1_Commercial_School_Existing_Food Preparation_Electric_Oven_E7 | F1 | Commercial | School | Existing | Food Preparation | Electric | Oven | E7 | CCE | 0 | 0 | 0 | 0 | 0 | 0 | 0 | 0 | 0 | 0 | 0 | 0 | 0 | 0 | 0 | 0 | 0 | 0 | 0 | 0 | 0 | 0 | 0 | 0 | 0 | 0 | 0 | 0 | 0 | 0
F1_Commercial_School_Existing_Food Preparation_Electric_Oven_E8 | F1 | Commercial | School | Existing | Food Preparation | Electric | Oven | E8 | CCE | 0 | 0 | 0 | 0 | 0 | 0 | 0 | 0 | 0 | 0 | 0 | 0 | 0 | 0 | 0 | 0 | 0 | 0 | 0 | 0 | 0 | 0 | 0 | 0 | 0 | 0 | 0 | 0 | 0 | 0
F1_Commercial_School_Existing_Food Preparation_Electric_Oven_E9 | F1 | Commercial | School | Existing | Food Preparation | Electric | Oven | E9 | CCE | 0 | 0 | 0 | 0 | 0 | 0 | 0 | 0 | 0 | 0 | 0 | 0 | 0 | 0 | 0 | 0 | 0 | 0 | 0 | 0 | 0 | 0 | 0 | 0 | 0 | 0 | 0 | 0 | 0 | 0
F1_Commercial_School_Existing_Food Preparation_Electric_Oven_E10 | F1 | Commercial | School | Existing | Food Preparation | Electric | Oven | E10 | CCE | 0 | 0 | 0 | 0 | 0 | 0 | 0 | 0 | 0 | 0 | 0 | 0 | 0 | 0 | 0 | 0 | 0 | 0 | 0 | 0 | 0 | 0 | 0 | 0 | 0 | 0 | 0 | 0 | 0 | 0
F2_Commercial_School_Existing_Food Preparation_Electric_Oven_E1 | F2 | Commercial | School | Existing | Food Preparation | Electric | Oven | E1 | TRC BC Ratio | 0 | 0 | 0 | 0 | 0 | 0 | 0 | 0 | 0 | 0 | 0 | 0 | 0 | 0 | 0 | 0 | 0 | 0 | 0 | 0 | 0 | 0 | 0 | 0 | 0 | 0 | 0 | 0 | 0 | 0
F2_Commercial_School_Existing_Food Preparation_Electric_Oven_E2 | F2 | Commercial | School | Existing | Food Preparation | Electric | Oven | E2 | TRC BC Ratio | 0 | 0 | 0 | 0 | 0 | 0 | 0 | 0 | 0 | 0 | 0 | 0 | 0 | 0 | 0 | 0 | 0 | 0 | 0 | 0 | 0 | 0 | 0 | 0 | 0 | 0 | 0 | 0 | 0 | 0
F2_Commercial_School_Existing_Food Preparation_Electric_Oven_E3 | F2 | Commercial | School | Existing | Food Preparation | Electric | Oven | E3 | TRC BC Ratio | 0 | 0 | 0 | 0 | 0 | 0 | 0 | 0 | 0 | 0 | 0 | 0 | 0 | 0 | 0 | 0 | 0 | 0 | 0 | 0 | 0 | 0 | 0 | 0 | 0 | 0 | 0 | 0 | 0 | 0
F2_Commercial_School_Existing_Food Preparation_Electric_Oven_E4 | F2 | Commercial | School | Existing | Food Preparation | Electric | Oven | E4 | TRC BC Ratio | 0 | 0 | 0 | 0 | 0 | 0 | 0 | 0 | 0 | 0 | 0 | 0 | 0 | 0 | 0 | 0 | 0 | 0 | 0 | 0 | 0 | 0 | 0 | 0 | 0 | 0 | 0 | 0 | 0 | 0
F2_Commercial_School_Existing_Food Preparation_Electric_Oven_E5 | F2 | Commercial | School | Existing | Food Preparation | Electric | Oven | E5 | TRC BC Ratio | 0 | 0 | 0 | 0 | 0 | 0 | 0 | 0 | 0 | 0 | 0 | 0 | 0 | 0 | 0 | 0 | 0 | 0 | 0 | 0 | 0 | 0 | 0 | 0 | 0 | 0 | 0 | 0 | 0 | 0
F2_Commercial_School_Existing_Food Preparation_Electric_Oven_E6 | F2 | Commercial | School | Existing | Food Preparation | Electric | Oven | E6 | TRC BC Ratio | 0 | 0 | 0 | 0 | 0 | 0 | 0 | 0 | 0 | 0 | 0 | 0 | 0 | 0 | 0 | 0 | 0 | 0 | 0 | 0 | 0 | 0 | 0 | 0 | 0 | 0 | 0 | 0 | 0 | 0
F2_Commercial_School_Existing_Food Preparation_Electric_Oven_E7 | F2 | Commercial | School | Existing | Food Preparation | Electric | Oven | E7 | TRC BC Ratio | 0 | 0 | 0 | 0 | 0 | 0 | 0 | 0 | 0 | 0 | 0 | 0 | 0 | 0 | 0 | 0 | 0 | 0 | 0 | 0 | 0 | 0 | 0 | 0 | 0 | 0 | 0 | 0 | 0 | 0
F2_Commercial_School_Existing_Food Preparation_Electric_Oven_E8 | F2 | Commercial | School | Existing | Food Preparation | Electric | Oven | E8 | TRC BC Ratio | 0 | 0 | 0 | 0 | 0 | 0 | 0 | 0 | 0 | 0 | 0 | 0 | 0 | 0 | 0 | 0 | 0 | 0 | 0 | 0 | 0 | 0 | 0 | 0 | 0 | 0 | 0 | 0 | 0 | 0
F2_Commercial_School_Existing_Food Preparation_Electric_Oven_E9 | F2 | Commercial | School | Existing | Food Preparation | Electric | Oven | E9 | TRC BC Ratio | 0 | 0 | 0 | 0 | 0 | 0 | 0 | 0 | 0 | 0 | 0 | 0 | 0 | 0 | 0 | 0 | 0 | 0 | 0 | 0 | 0 | 0 | 0 | 0 | 0 | 0 | 0 | 0 | 0 | 0
F2_Commercial_School_Existing_Food Preparation_Electric_Oven_E10 | F2 | Commercial | School | Existing | Food Preparation | Electric | Oven | E10 | TRC BC Ratio | 0 | 0 | 0 | 0 | 0 | 0 | 0 | 0 | 0 | 0 | 0 | 0 | 0 | 0 | 0 | 0 | 0 | 0 | 0 | 0 | 0 | 0 | 0 | 0 | 0 | 0 | 0 | 0 | 0 | 0
F3_Commercial_School_Existing_Food Preparation_Electric_Oven_E1 | F3 | Commercial | School | Existing | Food Preparation | Electric | Oven | E1 | PACT BC Ratio | 0 | 0 | 0 | 0 | 0 | 0 | 0 | 0 | 0 | 0 | 0 | 0 | 0 | 0 | 0 | 0 | 0 | 0 | 0 | 0 | 0 | 0 | 0 | 0 | 0 | 0 | 0 | 0 | 0 | 0
F3_Commercial_School_Existing_Food Preparation_Electric_Oven_E2 | F3 | Commercial | School | Existing | Food Preparation | Electric | Oven | E2 | PACT BC Ratio | 0 | 0 | 0 | 0 | 0 | 0 | 0 | 0 | 0 | 0 | 0 | 0 | 0 | 0 | 0 | 0 | 0 | 0 | 0 | 0 | 0 | 0 | 0 | 0 | 0 | 0 | 0 | 0 | 0 | 0
F3_Commercial_School_Existing_Food Preparation_Electric_Oven_E3 | F3 | Commercial | School | Existing | Food Preparation | Electric | Oven | E3 | PACT BC Ratio | 0 | 0 | 0 | 0 | 0 | 0 | 0 | 0 | 0 | 0 | 0 | 0 | 0 | 0 | 0 | 0 | 0 | 0 | 0 | 0 | 0 | 0 | 0 | 0 | 0 | 0 | 0 | 0 | 0 | 0
F3_Commercial_School_Existing_Food Preparation_Electric_Oven_E4 | F3 | Commercial | School | Existing | Food Preparation | Electric | Oven | E4 | PACT BC Ratio | 0 | 0 | 0 | 0 | 0 | 0 | 0 | 0 | 0 | 0 | 0 | 0 | 0 | 0 | 0 | 0 | 0 | 0 | 0 | 0 | 0 | 0 | 0 | 0 | 0 | 0 | 0 | 0 | 0 | 0
F3_Commercial_School_Existing_Food Preparation_Electric_Oven_E5 | F3 | Commercial | School | Existing | Food Preparation | Electric | Oven | E5 | PACT BC Ratio | 0 | 0 | 0 | 0 | 0 | 0 | 0 | 0 | 0 | 0 | 0 | 0 | 0 | 0 | 0 | 0 | 0 | 0 | 0 | 0 | 0 | 0 | 0 | 0 | 0 | 0 | 0 | 0 | 0 | 0
F3_Commercial_School_Existing_Food Preparation_Electric_Oven_E6 | F3 | Commercial | School | Existing | Food Preparation | Electric | Oven | E6 | PACT BC Ratio | 0 | 0 | 0 | 0 | 0 | 0 | 0 | 0 | 0 | 0 | 0 | 0 | 0 | 0 | 0 | 0 | 0 | 0 | 0 | 0 | 0 | 0 | 0 | 0 | 0 | 0 | 0 | 0 | 0 | 0
F3_Commercial_School_Existing_Food Preparation_Electric_Oven_E7 | F3 | Commercial | School | Existing | Food Preparation | Electric | Oven | E7 | PACT BC Ratio | 0 | 0 | 0 | 0 | 0 | 0 | 0 | 0 | 0 | 0 | 0 | 0 | 0 | 0 | 0 | 0 | 0 | 0 | 0 | 0 | 0 | 0 | 0 | 0 | 0 | 0 | 0 | 0 | 0 | 0
F3_Commercial_School_Existing_Food Preparation_Electric_Oven_E8 | F3 | Commercial | School | Existing | Food Preparation | Electric | Oven | E8 | PACT BC Ratio | 0 | 0 | 0 | 0 | 0 | 0 | 0 | 0 | 0 | 0 | 0 | 0 | 0 | 0 | 0 | 0 | 0 | 0 | 0 | 0 | 0 | 0 | 0 | 0 | 0 | 0 | 0 | 0 | 0 | 0
F3_Commercial_School_Existing_Food Preparation_Electric_Oven_E9 | F3 | Commercial | School | Existing | Food Preparation | Electric | Oven | E9 | PACT BC Ratio | 0 | 0 | 0 | 0 | 0 | 0 | 0 | 0 | 0 | 0 | 0 | 0 | 0 | 0 | 0 | 0 | 0 | 0 | 0 | 0 | 0 | 0 | 0 | 0 | 0 | 0 | 0 | 0 | 0 | 0
F3_Commercial_School_Existing_Food Preparation_Electric_Oven_E10 | F3 | Commercial | School | Existing | Food Preparation | Electric | Oven | E10 | PACT BC Ratio | 0 | 0 | 0 | 0 | 0 | 0 | 0 | 0 | 0 | 0 | 0 | 0 | 0 | 0 | 0 | 0 | 0 | 0 | 0 | 0 | 0 | 0 | 0 | 0 | 0 | 0 | 0 | 0 | 0 | 0
F4_Commercial_School_Existing_Food Preparation_Electric_Oven_E1 | F4 | Commercial | School | Existing | Food Preparation | Electric | Oven | E1 | RVT BC Ratio | 0 | 0 | 0 | 0 | 0 | 0 | 0 | 0 | 0 | 0 | 0 | 0 | 0 | 0 | 0 | 0 | 0 | 0 | 0 | 0 | 0 | 0 | 0 | 0 | 0 | 0 | 0 | 0 | 0 | 0
F4_Commercial_School_Existing_Food Preparation_Electric_Oven_E2 | F4 | Commercial | School | Existing | Food Preparation | Electric | Oven | E2 | RVT BC Ratio | 0 | 0 | 0 | 0 | 0 | 0 | 0 | 0 | 0 | 0 | 0 | 0 | 0 | 0 | 0 | 0 | 0 | 0 | 0 | 0 | 0 | 0 | 0 | 0 | 0 | 0 | 0 | 0 | 0 | 0
F4_Commercial_School_Existing_Food Preparation_Electric_Oven_E3 | F4 | Commercial | School | Existing | Food Preparation | Electric | Oven | E3 | RVT BC Ratio | 0 | 0 | 0 | 0 | 0 | 0 | 0 | 0 | 0 | 0 | 0 | 0 | 0 | 0 | 0 | 0 | 0 | 0 | 0 | 0 | 0 | 0 | 0 | 0 | 0 | 0 | 0 | 0 | 0 | 0
F4_Commercial_School_Existing_Food Preparation_Electric_Oven_E4 | F4 | Commercial | School | Existing | Food Preparation | Electric | Oven | E4 | RVT BC Ratio | 0 | 0 | 0 | 0 | 0 | 0 | 0 | 0 | 0 | 0 | 0 | 0 | 0 | 0 | 0 | 0 | 0 | 0 | 0 | 0 | 0 | 0 | 0 | 0 | 0 | 0 | 0 | 0 | 0 | 0
F4_Commercial_School_Existing_Food Preparation_Electric_Oven_E5 | F4 | Commercial | School | Existing | Food Preparation | Electric | Oven | E5 | RVT BC Ratio | 0 | 0 | 0 | 0 | 0 | 0 | 0 | 0 | 0 | 0 | 0 | 0 | 0 | 0 | 0 | 0 | 0 | 0 | 0 | 0 | 0 | 0 | 0 | 0 | 0 | 0 | 0 | 0 | 0 | 0
F4_Commercial_School_Existing_Food Preparation_Electric_Oven_E6 | F4 | Commercial | School | Existing | Food Preparation | Electric | Oven | E6 | RVT BC Ratio | 0 | 0 | 0 | 0 | 0 | 0 | 0 | 0 | 0 | 0 | 0 | 0 | 0 | 0 | 0 | 0 | 0 | 0 | 0 | 0 | 0 | 0 | 0 | 0 | 0 | 0 | 0 | 0 | 0 | 0
F4_Commercial_School_Existing_Food Preparation_Electric_Oven_E7 | F4 | Commercial | School | Existing | Food Preparation | Electric | Oven | E7 | RVT BC Ratio | 0 | 0 | 0 | 0 | 0 | 0 | 0 | 0 | 0 | 0 | 0 | 0 | 0 | 0 | 0 | 0 | 0 | 0 | 0 | 0 | 0 | 0 | 0 | 0 | 0 | 0 | 0 | 0 | 0 | 0
F4_Commercial_School_Existing_Food Preparation_Electric_Oven_E8 | F4 | Commercial | School | Existing | Food Preparation | Electric | Oven | E8 | RVT BC Ratio | 0 | 0 | 0 | 0 | 0 | 0 | 0 | 0 | 0 | 0 | 0 | 0 | 0 | 0 | 0 | 0 | 0 | 0 | 0 | 0 | 0 | 0 | 0 | 0 | 0 | 0 | 0 | 0 | 0 | 0
F4_Commercial_School_Existing_Food Preparation_Electric_Oven_E9 | F4 | Commercial | School | Existing | Food Preparation | Electric | Oven | E9 | RVT BC Ratio | 0 | 0 | 0 | 0 | 0 | 0 | 0 | 0 | 0 | 0 | 0 | 0 | 0 | 0 | 0 | 0 | 0 | 0 | 0 | 0 | 0 | 0 | 0 | 0 | 0 | 0 | 0 | 0 | 0 | 0
F4_Commercial_School_Existing_Food Preparation_Electric_Oven_E10 | F4 | Commercial | School | Existing | Food Preparation | Electric | Oven | E10 | RVT BC Ratio | 0 | 0 | 0 | 0 | 0 | 0 | 0 | 0 | 0 | 0 | 0 | 0 | 0 | 0 | 0 | 0 | 0 | 0 | 0 | 0 | 0 | 0 | 0 | 0 | 0 | 0 | 0 | 0 | 0 | 0
F5_Commercial_School_Existing_Food Preparation_Electric_Oven_E1 | F5 | Commercial | School | Existing | Food Preparation | Electric | Oven | E1 | RIM BC Ratio | 0 | 0 | 0 | 0 | 0 | 0 | 0 | 0 | 0 | 0 | 0 | 0 | 0 | 0 | 0 | 0 | 0 | 0 | 0 | 0 | 0 | 0 | 0 | 0 | 0 | 0 | 0 | 0 | 0 | 0
F5_Commercial_School_Existing_Food Preparation_Electric_Oven_E2 | F5 | Commercial | School | Existing | Food Preparation | Electric | Oven | E2 | RIM BC Ratio | 0 | 0 | 0 | 0 | 0 | 0 | 0 | 0 | 0 | 0 | 0 | 0 | 0 | 0 | 0 | 0 | 0 | 0 | 0 | 0 | 0 | 0 | 0 | 0 | 0 | 0 | 0 | 0 | 0 | 0
F5_Commercial_School_Existing_Food Preparation_Electric_Oven_E3 | F5 | Commercial | School | Existing | Food Preparation | Electric | Oven | E3 | RIM BC Ratio | 0 | 0 | 0 | 0 | 0 | 0 | 0 | 0 | 0 | 0 | 0 | 0 | 0 | 0 | 0 | 0 | 0 | 0 | 0 | 0 | 0 | 0 | 0 | 0 | 0 | 0 | 0 | 0 | 0 | 0
F5_Commercial_School_Existing_Food Preparation_Electric_Oven_E4 | F5 | Commercial | School | Existing | Food Preparation | Electric | Oven | E4 | RIM BC Ratio | 0 | 0 | 0 | 0 | 0 | 0 | 0 | 0 | 0 | 0 | 0 | 0 | 0 | 0 | 0 | 0 | 0 | 0 | 0 | 0 | 0 | 0 | 0 | 0 | 0 | 0 | 0 | 0 | 0 | 0
F5_Commercial_School_Existing_Food Preparation_Electric_Oven_E5 | F5 | Commercial | School | Existing | Food Preparation | Electric | Oven | E5 | RIM BC Ratio | 0 | 0 | 0 | 0 | 0 | 0 | 0 | 0 | 0 | 0 | 0 | 0 | 0 | 0 | 0 | 0 | 0 | 0 | 0 | 0 | 0 | 0 | 0 | 0 | 0 | 0 | 0 | 0 | 0 | 0
F5_Commercial_School_Existing_Food Preparation_Electric_Oven_E6 | F5 | Commercial | School | Existing | Food Preparation | Electric | Oven | E6 | RIM BC Ratio | 0 | 0 | 0 | 0 | 0 | 0 | 0 | 0 | 0 | 0 | 0 | 0 | 0 | 0 | 0 | 0 | 0 | 0 | 0 | 0 | 0 | 0 | 0 | 0 | 0 | 0 | 0 | 0 | 0 | 0
F5_Commercial_School_Existing_Food Preparation_Electric_Oven_E7 | F5 | Commercial | School | Existing | Food Preparation | Electric | Oven | E7 | RIM BC Ratio | 0 | 0 | 0 | 0 | 0 | 0 | 0 | 0 | 0 | 0 | 0 | 0 | 0 | 0 | 0 | 0 | 0 | 0 | 0 | 0 | 0 | 0 | 0 | 0 | 0 | 0 | 0 | 0 | 0 | 0
F5_Commercial_School_Existing_Food Preparation_Electric_Oven_E8 | F5 | Commercial | School | Existing | Food Preparation | Electric | Oven | E8 | RIM BC Ratio | 0 | 0 | 0 | 0 | 0 | 0 | 0 | 0 | 0 | 0 | 0 | 0 | 0 | 0 | 0 | 0 | 0 | 0 | 0 | 0 | 0 | 0 | 0 | 0 | 0 | 0 | 0 | 0 | 0 | 0
F5_Commercial_School_Existing_Food Preparation_Electric_Oven_E9 | F5 | Commercial | School | Existing | Food Preparation | Electric | Oven | E9 | RIM BC Ratio | 0 | 0 | 0 | 0 | 0 | 0 | 0 | 0 | 0 | 0 | 0 | 0 | 0 | 0 | 0 | 0 | 0 | 0 | 0 | 0 | 0 | 0 | 0 | 0 | 0 | 0 | 0 | 0 | 0 | 0
F5_Commercial_School_Existing_Food Preparation_Electric_Oven_E10 | F5 | Commercial | School | Existing | Food Preparation | Electric | Oven | E10 | RIM BC Ratio | 0 | 0 | 0 | 0 | 0 | 0 | 0 | 0 | 0 | 0 | 0 | 0 | 0 | 0 | 0 | 0 | 0 | 0 | 0 | 0 | 0 | 0 | 0 | 0 | 0 | 0 | 0 | 0 | 0 | 0
F0_Commercial_School_Existing_Food Preparation_Electric_Fryer_E0 | F0 | Commercial | School | Existing | Food Preparation | Electric | Fryer | E0 | Economic Unit | 0 | 0 | 0 | 0 | 0 | 0 | 0 | 0 | 0 | 0 | 0 | 0 | 0 | 0 | 0 | 0 | 0 | 0 | 0 | 0 | 0 | 0 | 0 | 0 | 0 | 0 | 0 | 0 | 0 | 0
F1_Commercial_School_Existing_Food Preparation_Electric_Fryer_E1 | F1 | Commercial | School | Existing | Food Preparation | Electric | Fryer | E1 | CCE | 0 | 0 | 0 | 0 | 0 | 0 | 0 | 0 | 0 | 0 | 0 | 0 | 0 | 0 | 0 | 0 | 0 | 0 | 0 | 0 | 0 | 0 | 0 | 0 | 0 | 0 | 0 | 0 | 0 | 0
F1_Commercial_School_Existing_Food Preparation_Electric_Fryer_E2 | F1 | Commercial | School | Existing | Food Preparation | Electric | Fryer | E2 | CCE | 0 | 0 | 0 | 0 | 0 | 0 | 0 | 0 | 0 | 0 | 0 | 0 | 0 | 0 | 0 | 0 | 0 | 0 | 0 | 0 | 0 | 0 | 0 | 0 | 0 | 0 | 0 | 0 | 0 | 0
F1_Commercial_School_Existing_Food Preparation_Electric_Fryer_E3 | F1 | Commercial | School | Existing | Food Preparation | Electric | Fryer | E3 | CCE | 0 | 0 | 0 | 0 | 0 | 0 | 0 | 0 | 0 | 0 | 0 | 0 | 0 | 0 | 0 | 0 | 0 | 0 | 0 | 0 | 0 | 0 | 0 | 0 | 0 | 0 | 0 | 0 | 0 | 0
F1_Commercial_School_Existing_Food Preparation_Electric_Fryer_E4 | F1 | Commercial | School | Existing | Food Preparation | Electric | Fryer | E4 | CCE | 0 | 0 | 0 | 0 | 0 | 0 | 0 | 0 | 0 | 0 | 0 | 0 | 0 | 0 | 0 | 0 | 0 | 0 | 0 | 0 | 0 | 0 | 0 | 0 | 0 | 0 | 0 | 0 | 0 | 0
F1_Commercial_School_Existing_Food Preparation_Electric_Fryer_E5 | F1 | Commercial | School | Existing | Food Preparation | Electric | Fryer | E5 | CCE | 0 | 0 | 0 | 0 | 0 | 0 | 0 | 0 | 0 | 0 | 0 | 0 | 0 | 0 | 0 | 0 | 0 | 0 | 0 | 0 | 0 | 0 | 0 | 0 | 0 | 0 | 0 | 0 | 0 | 0
F1_Commercial_School_Existing_Food Preparation_Electric_Fryer_E6 | F1 | Commercial | School | Existing | Food Preparation | Electric | Fryer | E6 | CCE | 0 | 0 | 0 | 0 | 0 | 0 | 0 | 0 | 0 | 0 | 0 | 0 | 0 | 0 | 0 | 0 | 0 | 0 | 0 | 0 | 0 | 0 | 0 | 0 | 0 | 0 | 0 | 0 | 0 | 0
F1_Commercial_School_Existing_Food Preparation_Electric_Fryer_E7 | F1 | Commercial | School | Existing | Food Preparation | Electric | Fryer | E7 | CCE | 0 | 0 | 0 | 0 | 0 | 0 | 0 | 0 | 0 | 0 | 0 | 0 | 0 | 0 | 0 | 0 | 0 | 0 | 0 | 0 | 0 | 0 | 0 | 0 | 0 | 0 | 0 | 0 | 0 | 0
F1_Commercial_School_Existing_Food Preparation_Electric_Fryer_E8 | F1 | Commercial | School | Existing | Food Preparation | Electric | Fryer | E8 | CCE | 0 | 0 | 0 | 0 | 0 | 0 | 0 | 0 | 0 | 0 | 0 | 0 | 0 | 0 | 0 | 0 | 0 | 0 | 0 | 0 | 0 | 0 | 0 | 0 | 0 | 0 | 0 | 0 | 0 | 0
F1_Commercial_School_Existing_Food Preparation_Electric_Fryer_E9 | F1 | Commercial | School | Existing | Food Preparation | Electric | Fryer | E9 | CCE | 0 | 0 | 0 | 0 | 0 | 0 | 0 | 0 | 0 | 0 | 0 | 0 | 0 | 0 | 0 | 0 | 0 | 0 | 0 | 0 | 0 | 0 | 0 | 0 | 0 | 0 | 0 | 0 | 0 | 0
F1_Commercial_School_Existing_Food Preparation_Electric_Fryer_E10 | F1 | Commercial | School | Existing | Food Preparation | Electric | Fryer | E10 | CCE | 0 | 0 | 0 | 0 | 0 | 0 | 0 | 0 | 0 | 0 | 0 | 0 | 0 | 0 | 0 | 0 | 0 | 0 | 0 | 0 | 0 | 0 | 0 | 0 | 0 | 0 | 0 | 0 | 0 | 0
F2_Commercial_School_Existing_Food Preparation_Electric_Fryer_E1 | F2 | Commercial | School | Existing | Food Preparation | Electric | Fryer | E1 | TRC BC Ratio | 0 | 0 | 0 | 0 | 0 | 0 | 0 | 0 | 0 | 0 | 0 | 0 | 0 | 0 | 0 | 0 | 0 | 0 | 0 | 0 | 0 | 0 | 0 | 0 | 0 | 0 | 0 | 0 | 0 | 0
F2_Commercial_School_Existing_Food Preparation_Electric_Fryer_E2 | F2 | Commercial | School | Existing | Food Preparation | Electric | Fryer | E2 | TRC BC Ratio | 0 | 0 | 0 | 0 | 0 | 0 | 0 | 0 | 0 | 0 | 0 | 0 | 0 | 0 | 0 | 0 | 0 | 0 | 0 | 0 | 0 | 0 | 0 | 0 | 0 | 0 | 0 | 0 | 0 | 0
F2_Commercial_School_Existing_Food Preparation_Electric_Fryer_E3 | F2 | Commercial | School | Existing | Food Preparation | Electric | Fryer | E3 | TRC BC Ratio | 0 | 0 | 0 | 0 | 0 | 0 | 0 | 0 | 0 | 0 | 0 | 0 | 0 | 0 | 0 | 0 | 0 | 0 | 0 | 0 | 0 | 0 | 0 | 0 | 0 | 0 | 0 | 0 | 0 | 0
F2_Commercial_School_Existing_Food Preparation_Electric_Fryer_E4 | F2 | Commercial | School | Existing | Food Preparation | Electric | Fryer | E4 | TRC BC Ratio | 0 | 0 | 0 | 0 | 0 | 0 | 0 | 0 | 0 | 0 | 0 | 0 | 0 | 0 | 0 | 0 | 0 | 0 | 0 | 0 | 0 | 0 | 0 | 0 | 0 | 0 | 0 | 0 | 0 | 0
F2_Commercial_School_Existing_Food Preparation_Electric_Fryer_E5 | F2 | Commercial | School | Existing | Food Preparation | Electric | Fryer | E5 | TRC BC Ratio | 0 | 0 | 0 | 0 | 0 | 0 | 0 | 0 | 0 | 0 | 0 | 0 | 0 | 0 | 0 | 0 | 0 | 0 | 0 | 0 | 0 | 0 | 0 | 0 | 0 | 0 | 0 | 0 | 0 | 0
F2_Commercial_School_Existing_Food Preparation_Electric_Fryer_E6 | F2 | Commercial | School | Existing | Food Preparation | Electric | Fryer | E6 | TRC BC Ratio | 0 | 0 | 0 | 0 | 0 | 0 | 0 | 0 | 0 | 0 | 0 | 0 | 0 | 0 | 0 | 0 | 0 | 0 | 0 | 0 | 0 | 0 | 0 | 0 | 0 | 0 | 0 | 0 | 0 | 0
F2_Commercial_School_Existing_Food Preparation_Electric_Fryer_E7 | F2 | Commercial | School | Existing | Food Preparation | Electric | Fryer | E7 | TRC BC Ratio | 0 | 0 | 0 | 0 | 0 | 0 | 0 | 0 | 0 | 0 | 0 | 0 | 0 | 0 | 0 | 0 | 0 | 0 | 0 | 0 | 0 | 0 | 0 | 0 | 0 | 0 | 0 | 0 | 0 | 0
F2_Commercial_School_Existing_Food Preparation_Electric_Fryer_E8 | F2 | Commercial | School | Existing | Food Preparation | Electric | Fryer | E8 | TRC BC Ratio | 0 | 0 | 0 | 0 | 0 | 0 | 0 | 0 | 0 | 0 | 0 | 0 | 0 | 0 | 0 | 0 | 0 | 0 | 0 | 0 | 0 | 0 | 0 | 0 | 0 | 0 | 0 | 0 | 0 | 0
F2_Commercial_School_Existing_Food Preparation_Electric_Fryer_E9 | F2 | Commercial | School | Existing | Food Preparation | Electric | Fryer | E9 | TRC BC Ratio | 0 | 0 | 0 | 0 | 0 | 0 | 0 | 0 | 0 | 0 | 0 | 0 | 0 | 0 | 0 | 0 | 0 | 0 | 0 | 0 | 0 | 0 | 0 | 0 | 0 | 0 | 0 | 0 | 0 | 0
F2_Commercial_School_Existing_Food Preparation_Electric_Fryer_E10 | F2 | Commercial | School | Existing | Food Preparation | Electric | Fryer | E10 | TRC BC Ratio | 0 | 0 | 0 | 0 | 0 | 0 | 0 | 0 | 0 | 0 | 0 | 0 | 0 | 0 | 0 | 0 | 0 | 0 | 0 | 0 | 0 | 0 | 0 | 0 | 0 | 0 | 0 | 0 | 0 | 0
F3_Commercial_School_Existing_Food Preparation_Electric_Fryer_E1 | F3 | Commercial | School | Existing | Food Preparation | Electric | Fryer | E1 | PACT BC Ratio | 0 | 0 | 0 | 0 | 0 | 0 | 0 | 0 | 0 | 0 | 0 | 0 | 0 | 0 | 0 | 0 | 0 | 0 | 0 | 0 | 0 | 0 | 0 | 0 | 0 | 0 | 0 | 0 | 0 | 0
F3_Commercial_School_Existing_Food Preparation_Electric_Fryer_E2 | F3 | Commercial | School | Existing | Food Preparation | Electric | Fryer | E2 | PACT BC Ratio | 0 | 0 | 0 | 0 | 0 | 0 | 0 | 0 | 0 | 0 | 0 | 0 | 0 | 0 | 0 | 0 | 0 | 0 | 0 | 0 | 0 | 0 | 0 | 0 | 0 | 0 | 0 | 0 | 0 | 0
F3_Commercial_School_Existing_Food Preparation_Electric_Fryer_E3 | F3 | Commercial | School | Existing | Food Preparation | Electric | Fryer | E3 | PACT BC Ratio | 0 | 0 | 0 | 0 | 0 | 0 | 0 | 0 | 0 | 0 | 0 | 0 | 0 | 0 | 0 | 0 | 0 | 0 | 0 | 0 | 0 | 0 | 0 | 0 | 0 | 0 | 0 | 0 | 0 | 0
F3_Commercial_School_Existing_Food Preparation_Electric_Fryer_E4 | F3 | Commercial | School | Existing | Food Preparation | Electric | Fryer | E4 | PACT BC Ratio | 0 | 0 | 0 | 0 | 0 | 0 | 0 | 0 | 0 | 0 | 0 | 0 | 0 | 0 | 0 | 0 | 0 | 0 | 0 | 0 | 0 | 0 | 0 | 0 | 0 | 0 | 0 | 0 | 0 | 0
F3_Commercial_School_Existing_Food Preparation_Electric_Fryer_E5 | F3 | Commercial | School | Existing | Food Preparation | Electric | Fryer | E5 | PACT BC Ratio | 0 | 0 | 0 | 0 | 0 | 0 | 0 | 0 | 0 | 0 | 0 | 0 | 0 | 0 | 0 | 0 | 0 | 0 | 0 | 0 | 0 | 0 | 0 | 0 | 0 | 0 | 0 | 0 | 0 | 0
F3_Commercial_School_Existing_Food Preparation_Electric_Fryer_E6 | F3 | Commercial | School | Existing | Food Preparation | Electric | Fryer | E6 | PACT BC Ratio | 0 | 0 | 0 | 0 | 0 | 0 | 0 | 0 | 0 | 0 | 0 | 0 | 0 | 0 | 0 | 0 | 0 | 0 | 0 | 0 | 0 | 0 | 0 | 0 | 0 | 0 | 0 | 0 | 0 | 0
F3_Commercial_School_Existing_Food Preparation_Electric_Fryer_E7 | F3 | Commercial | School | Existing | Food Preparation | Electric | Fryer | E7 | PACT BC Ratio | 0 | 0 | 0 | 0 | 0 | 0 | 0 | 0 | 0 | 0 | 0 | 0 | 0 | 0 | 0 | 0 | 0 | 0 | 0 | 0 | 0 | 0 | 0 | 0 | 0 | 0 | 0 | 0 | 0 | 0
F3_Commercial_School_Existing_Food Preparation_Electric_Fryer_E8 | F3 | Commercial | School | Existing | Food Preparation | Electric | Fryer | E8 | PACT BC Ratio | 0 | 0 | 0 | 0 | 0 | 0 | 0 | 0 | 0 | 0 | 0 | 0 | 0 | 0 | 0 | 0 | 0 | 0 | 0 | 0 | 0 | 0 | 0 | 0 | 0 | 0 | 0 | 0 | 0 | 0
F3_Commercial_School_Existing_Food Preparation_Electric_Fryer_E9 | F3 | Commercial | School | Existing | Food Preparation | Electric | Fryer | E9 | PACT BC Ratio | 0 | 0 | 0 | 0 | 0 | 0 | 0 | 0 | 0 | 0 | 0 | 0 | 0 | 0 | 0 | 0 | 0 | 0 | 0 | 0 | 0 | 0 | 0 | 0 | 0 | 0 | 0 | 0 | 0 | 0
F3_Commercial_School_Existing_Food Preparation_Electric_Fryer_E10 | F3 | Commercial | School | Existing | Food Preparation | Electric | Fryer | E10 | PACT BC Ratio | 0 | 0 | 0 | 0 | 0 | 0 | 0 | 0 | 0 | 0 | 0 | 0 | 0 | 0 | 0 | 0 | 0 | 0 | 0 | 0 | 0 | 0 | 0 | 0 | 0 | 0 | 0 | 0 | 0 | 0
F4_Commercial_School_Existing_Food Preparation_Electric_Fryer_E1 | F4 | Commercial | School | Existing | Food Preparation | Electric | Fryer | E1 | RVT BC Ratio | 0 | 0 | 0 | 0 | 0 | 0 | 0 | 0 | 0 | 0 | 0 | 0 | 0 | 0 | 0 | 0 | 0 | 0 | 0 | 0 | 0 | 0 | 0 | 0 | 0 | 0 | 0 | 0 | 0 | 0
F4_Commercial_School_Existing_Food Preparation_Electric_Fryer_E2 | F4 | Commercial | School | Existing | Food Preparation | Electric | Fryer | E2 | RVT BC Ratio | 0 | 0 | 0 | 0 | 0 | 0 | 0 | 0 | 0 | 0 | 0 | 0 | 0 | 0 | 0 | 0 | 0 | 0 | 0 | 0 | 0 | 0 | 0 | 0 | 0 | 0 | 0 | 0 | 0 | 0
F4_Commercial_School_Existing_Food Preparation_Electric_Fryer_E3 | F4 | Commercial | School | Existing | Food Preparation | Electric | Fryer | E3 | RVT BC Ratio | 0 | 0 | 0 | 0 | 0 | 0 | 0 | 0 | 0 | 0 | 0 | 0 | 0 | 0 | 0 | 0 | 0 | 0 | 0 | 0 | 0 | 0 | 0 | 0 | 0 | 0 | 0 | 0 | 0 | 0
F4_Commercial_School_Existing_Food Preparation_Electric_Fryer_E4 | F4 | Commercial | School | Existing | Food Preparation | Electric | Fryer | E4 | RVT BC Ratio | 0 | 0 | 0 | 0 | 0 | 0 | 0 | 0 | 0 | 0 | 0 | 0 | 0 | 0 | 0 | 0 | 0 | 0 | 0 | 0 | 0 | 0 | 0 | 0 | 0 | 0 | 0 | 0 | 0 | 0
F4_Commercial_School_Existing_Food Preparation_Electric_Fryer_E5 | F4 | Commercial | School | Existing | Food Preparation | Electric | Fryer | E5 | RVT BC Ratio | 0 | 0 | 0 | 0 | 0 | 0 | 0 | 0 | 0 | 0 | 0 | 0 | 0 | 0 | 0 | 0 | 0 | 0 | 0 | 0 | 0 | 0 | 0 | 0 | 0 | 0 | 0 | 0 | 0 | 0
F4_Commercial_School_Existing_Food Preparation_Electric_Fryer_E6 | F4 | Commercial | School | Existing | Food Preparation | Electric | Fryer | E6 | RVT BC Ratio | 0 | 0 | 0 | 0 | 0 | 0 | 0 | 0 | 0 | 0 | 0 | 0 | 0 | 0 | 0 | 0 | 0 | 0 | 0 | 0 | 0 | 0 | 0 | 0 | 0 | 0 | 0 | 0 | 0 | 0
F4_Commercial_School_Existing_Food Preparation_Electric_Fryer_E7 | F4 | Commercial | School | Existing | Food Preparation | Electric | Fryer | E7 | RVT BC Ratio | 0 | 0 | 0 | 0 | 0 | 0 | 0 | 0 | 0 | 0 | 0 | 0 | 0 | 0 | 0 | 0 | 0 | 0 | 0 | 0 | 0 | 0 | 0 | 0 | 0 | 0 | 0 | 0 | 0 | 0
F4_Commercial_School_Existing_Food Preparation_Electric_Fryer_E8 | F4 | Commercial | School | Existing | Food Preparation | Electric | Fryer | E8 | RVT BC Ratio | 0 | 0 | 0 | 0 | 0 | 0 | 0 | 0 | 0 | 0 | 0 | 0 | 0 | 0 | 0 | 0 | 0 | 0 | 0 | 0 | 0 | 0 | 0 | 0 | 0 | 0 | 0 | 0 | 0 | 0
F4_Commercial_School_Existing_Food Preparation_Electric_Fryer_E9 | F4 | Commercial | School | Existing | Food Preparation | Electric | Fryer | E9 | RVT BC Ratio | 0 | 0 | 0 | 0 | 0 | 0 | 0 | 0 | 0 | 0 | 0 | 0 | 0 | 0 | 0 | 0 | 0 | 0 | 0 | 0 | 0 | 0 | 0 | 0 | 0 | 0 | 0 | 0 | 0 | 0
F4_Commercial_School_Existing_Food Preparation_Electric_Fryer_E10 | F4 | Commercial | School | Existing | Food Preparation | Electric | Fryer | E10 | RVT BC Ratio | 0 | 0 | 0 | 0 | 0 | 0 | 0 | 0 | 0 | 0 | 0 | 0 | 0 | 0 | 0 | 0 | 0 | 0 | 0 | 0 | 0 | 0 | 0 | 0 | 0 | 0 | 0 | 0 | 0 | 0
F5_Commercial_School_Existing_Food Preparation_Electric_Fryer_E1 | F5 | Commercial | School | Existing | Food Preparation | Electric | Fryer | E1 | RIM BC Ratio | 0 | 0 | 0 | 0 | 0 | 0 | 0 | 0 | 0 | 0 | 0 | 0 | 0 | 0 | 0 | 0 | 0 | 0 | 0 | 0 | 0 | 0 | 0 | 0 | 0 | 0 | 0 | 0 | 0 | 0
F5_Commercial_School_Existing_Food Preparation_Electric_Fryer_E2 | F5 | Commercial | School | Existing | Food Preparation | Electric | Fryer | E2 | RIM BC Ratio | 0 | 0 | 0 | 0 | 0 | 0 | 0 | 0 | 0 | 0 | 0 | 0 | 0 | 0 | 0 | 0 | 0 | 0 | 0 | 0 | 0 | 0 | 0 | 0 | 0 | 0 | 0 | 0 | 0 | 0
F5_Commercial_School_Existing_Food Preparation_Electric_Fryer_E3 | F5 | Commercial | School | Existing | Food Preparation | Electric | Fryer | E3 | RIM BC Ratio | 0 | 0 | 0 | 0 | 0 | 0 | 0 | 0 | 0 | 0 | 0 | 0 | 0 | 0 | 0 | 0 | 0 | 0 | 0 | 0 | 0 | 0 | 0 | 0 | 0 | 0 | 0 | 0 | 0 | 0
F5_Commercial_School_Existing_Food Preparation_Electric_Fryer_E4 | F5 | Commercial | School | Existing | Food Preparation | Electric | Fryer | E4 | RIM BC Ratio | 0 | 0 | 0 | 0 | 0 | 0 | 0 | 0 | 0 | 0 | 0 | 0 | 0 | 0 | 0 | 0 | 0 | 0 | 0 | 0 | 0 | 0 | 0 | 0 | 0 | 0 | 0 | 0 | 0 | 0
F5_Commercial_School_Existing_Food Preparation_Electric_Fryer_E5 | F5 | Commercial | School | Existing | Food Preparation | Electric | Fryer | E5 | RIM BC Ratio | 0 | 0 | 0 | 0 | 0 | 0 | 0 | 0 | 0 | 0 | 0 | 0 | 0 | 0 | 0 | 0 | 0 | 0 | 0 | 0 | 0 | 0 | 0 | 0 | 0 | 0 | 0 | 0 | 0 | 0
F5_Commercial_School_Existing_Food Preparation_Electric_Fryer_E6 | F5 | Commercial | School | Existing | Food Preparation | Electric | Fryer | E6 | RIM BC Ratio | 0 | 0 | 0 | 0 | 0 | 0 | 0 | 0 | 0 | 0 | 0 | 0 | 0 | 0 | 0 | 0 | 0 | 0 | 0 | 0 | 0 | 0 | 0 | 0 | 0 | 0 | 0 | 0 | 0 | 0
F5_Commercial_School_Existing_Food Preparation_Electric_Fryer_E7 | F5 | Commercial | School | Existing | Food Preparation | Electric | Fryer | E7 | RIM BC Ratio | 0 | 0 | 0 | 0 | 0 | 0 | 0 | 0 | 0 | 0 | 0 | 0 | 0 | 0 | 0 | 0 | 0 | 0 | 0 | 0 | 0 | 0 | 0 | 0 | 0 | 0 | 0 | 0 | 0 | 0
F5_Commercial_School_Existing_Food Preparation_Electric_Fryer_E8 | F5 | Commercial | School | Existing | Food Preparation | Electric | Fryer | E8 | RIM BC Ratio | 0 | 0 | 0 | 0 | 0 | 0 | 0 | 0 | 0 | 0 | 0 | 0 | 0 | 0 | 0 | 0 | 0 | 0 | 0 | 0 | 0 | 0 | 0 | 0 | 0 | 0 | 0 | 0 | 0 | 0
F5_Commercial_School_Existing_Food Preparation_Electric_Fryer_E9 | F5 | Commercial | School | Existing | Food Preparation | Electric | Fryer | E9 | RIM BC Ratio | 0 | 0 | 0 | 0 | 0 | 0 | 0 | 0 | 0 | 0 | 0 | 0 | 0 | 0 | 0 | 0 | 0 | 0 | 0 | 0 | 0 | 0 | 0 | 0 | 0 | 0 | 0 | 0 | 0 | 0
F5_Commercial_School_Existing_Food Preparation_Electric_Fryer_E10 | F5 | Commercial | School | Existing | Food Preparation | Electric | Fryer | E10 | RIM BC Ratio | 0 | 0 | 0 | 0 | 0 | 0 | 0 | 0 | 0 | 0 | 0 | 0 | 0 | 0 | 0 | 0 | 0 | 0 | 0 | 0 | 0 | 0 | 0 | 0 | 0 | 0 | 0 | 0 | 0 | 0
F0_Commercial_School_Existing_Food Preparation_Electric_Dishwasher_E0 | F0 | Commercial | School | Existing | Food Preparation | Electric | Dishwasher | E0 | Economic Unit | 0 | 0 | 0 | 0 | 0 | 0 | 0 | 0 | 0 | 0 | 0 | 0 | 0 | 0 | 0 | 0 | 0 | 0 | 0 | 0 | 0 | 0 | 0 | 0 | 0 | 0 | 0 | 0 | 0 | 0
F1_Commercial_School_Existing_Food Preparation_Electric_Dishwasher_E1 | F1 | Commercial | School | Existing | Food Preparation | Electric | Dishwasher | E1 | CCE | 0 | 0 | 0 | 0 | 0 | 0 | 0 | 0 | 0 | 0 | 0 | 0 | 0 | 0 | 0 | 0 | 0 | 0 | 0 | 0 | 0 | 0 | 0 | 0 | 0 | 0 | 0 | 0 | 0 | 0
F1_Commercial_School_Existing_Food Preparation_Electric_Dishwasher_E2 | F1 | Commercial | School | Existing | Food Preparation | Electric | Dishwasher | E2 | CCE | 0 | 0 | 0 | 0 | 0 | 0 | 0 | 0 | 0 | 0 | 0 | 0 | 0 | 0 | 0 | 0 | 0 | 0 | 0 | 0 | 0 | 0 | 0 | 0 | 0 | 0 | 0 | 0 | 0 | 0
F1_Commercial_School_Existing_Food Preparation_Electric_Dishwasher_E3 | F1 | Commercial | School | Existing | Food Preparation | Electric | Dishwasher | E3 | CCE | 0 | 0 | 0 | 0 | 0 | 0 | 0 | 0 | 0 | 0 | 0 | 0 | 0 | 0 | 0 | 0 | 0 | 0 | 0 | 0 | 0 | 0 | 0 | 0 | 0 | 0 | 0 | 0 | 0 | 0
F1_Commercial_School_Existing_Food Preparation_Electric_Dishwasher_E4 | F1 | Commercial | School | Existing | Food Preparation | Electric | Dishwasher | E4 | CCE | 0 | 0 | 0 | 0 | 0 | 0 | 0 | 0 | 0 | 0 | 0 | 0 | 0 | 0 | 0 | 0 | 0 | 0 | 0 | 0 | 0 | 0 | 0 | 0 | 0 | 0 | 0 | 0 | 0 | 0
F1_Commercial_School_Existing_Food Preparation_Electric_Dishwasher_E5 | F1 | Commercial | School | Existing | Food Preparation | Electric | Dishwasher | E5 | CCE | 0 | 0 | 0 | 0 | 0 | 0 | 0 | 0 | 0 | 0 | 0 | 0 | 0 | 0 | 0 | 0 | 0 | 0 | 0 | 0 | 0 | 0 | 0 | 0 | 0 | 0 | 0 | 0 | 0 | 0
F1_Commercial_School_Existing_Food Preparation_Electric_Dishwasher_E6 | F1 | Commercial | School | Existing | Food Preparation | Electric | Dishwasher | E6 | CCE | 0 | 0 | 0 | 0 | 0 | 0 | 0 | 0 | 0 | 0 | 0 | 0 | 0 | 0 | 0 | 0 | 0 | 0 | 0 | 0 | 0 | 0 | 0 | 0 | 0 | 0 | 0 | 0 | 0 | 0
F1_Commercial_School_Existing_Food Preparation_Electric_Dishwasher_E7 | F1 | Commercial | School | Existing | Food Preparation | Electric | Dishwasher | E7 | CCE | 0 | 0 | 0 | 0 | 0 | 0 | 0 | 0 | 0 | 0 | 0 | 0 | 0 | 0 | 0 | 0 | 0 | 0 | 0 | 0 | 0 | 0 | 0 | 0 | 0 | 0 | 0 | 0 | 0 | 0
F1_Commercial_School_Existing_Food Preparation_Electric_Dishwasher_E8 | F1 | Commercial | School | Existing | Food Preparation | Electric | Dishwasher | E8 | CCE | 0 | 0 | 0 | 0 | 0 | 0 | 0 | 0 | 0 | 0 | 0 | 0 | 0 | 0 | 0 | 0 | 0 | 0 | 0 | 0 | 0 | 0 | 0 | 0 | 0 | 0 | 0 | 0 | 0 | 0
F1_Commercial_School_Existing_Food Preparation_Electric_Dishwasher_E9 | F1 | Commercial | School | Existing | Food Preparation | Electric | Dishwasher | E9 | CCE | 0 | 0 | 0 | 0 | 0 | 0 | 0 | 0 | 0 | 0 | 0 | 0 | 0 | 0 | 0 | 0 | 0 | 0 | 0 | 0 | 0 | 0 | 0 | 0 | 0 | 0 | 0 | 0 | 0 | 0
F1_Commercial_School_Existing_Food Preparation_Electric_Dishwasher_E10 | F1 | Commercial | School | Existing | Food Preparation | Electric | Dishwasher | E10 | CCE | 0 | 0 | 0 | 0 | 0 | 0 | 0 | 0 | 0 | 0 | 0 | 0 | 0 | 0 | 0 | 0 | 0 | 0 | 0 | 0 | 0 | 0 | 0 | 0 | 0 | 0 | 0 | 0 | 0 | 0
F2_Commercial_School_Existing_Food Preparation_Electric_Dishwasher_E1 | F2 | Commercial | School | Existing | Food Preparation | Electric | Dishwasher | E1 | TRC BC Ratio | 0 | 0 | 0 | 0 | 0 | 0 | 0 | 0 | 0 | 0 | 0 | 0 | 0 | 0 | 0 | 0 | 0 | 0 | 0 | 0 | 0 | 0 | 0 | 0 | 0 | 0 | 0 | 0 | 0 | 0
F2_Commercial_School_Existing_Food Preparation_Electric_Dishwasher_E2 | F2 | Commercial | School | Existing | Food Preparation | Electric | Dishwasher | E2 | TRC BC Ratio | 0 | 0 | 0 | 0 | 0 | 0 | 0 | 0 | 0 | 0 | 0 | 0 | 0 | 0 | 0 | 0 | 0 | 0 | 0 | 0 | 0 | 0 | 0 | 0 | 0 | 0 | 0 | 0 | 0 | 0
F2_Commercial_School_Existing_Food Preparation_Electric_Dishwasher_E3 | F2 | Commercial | School | Existing | Food Preparation | Electric | Dishwasher | E3 | TRC BC Ratio | 0 | 0 | 0 | 0 | 0 | 0 | 0 | 0 | 0 | 0 | 0 | 0 | 0 | 0 | 0 | 0 | 0 | 0 | 0 | 0 | 0 | 0 | 0 | 0 | 0 | 0 | 0 | 0 | 0 | 0
F2_Commercial_School_Existing_Food Preparation_Electric_Dishwasher_E4 | F2 | Commercial | School | Existing | Food Preparation | Electric | Dishwasher | E4 | TRC BC Ratio | 0 | 0 | 0 | 0 | 0 | 0 | 0 | 0 | 0 | 0 | 0 | 0 | 0 | 0 | 0 | 0 | 0 | 0 | 0 | 0 | 0 | 0 | 0 | 0 | 0 | 0 | 0 | 0 | 0 | 0
F2_Commercial_School_Existing_Food Preparation_Electric_Dishwasher_E5 | F2 | Commercial | School | Existing | Food Preparation | Electric | Dishwasher | E5 | TRC BC Ratio | 0 | 0 | 0 | 0 | 0 | 0 | 0 | 0 | 0 | 0 | 0 | 0 | 0 | 0 | 0 | 0 | 0 | 0 | 0 | 0 | 0 | 0 | 0 | 0 | 0 | 0 | 0 | 0 | 0 | 0
F2_Commercial_School_Existing_Food Preparation_Electric_Dishwasher_E6 | F2 | Commercial | School | Existing | Food Preparation | Electric | Dishwasher | E6 | TRC BC Ratio | 0 | 0 | 0 | 0 | 0 | 0 | 0 | 0 | 0 | 0 | 0 | 0 | 0 | 0 | 0 | 0 | 0 | 0 | 0 | 0 | 0 | 0 | 0 | 0 | 0 | 0 | 0 | 0 | 0 | 0
F2_Commercial_School_Existing_Food Preparation_Electric_Dishwasher_E7 | F2 | Commercial | School | Existing | Food Preparation | Electric | Dishwasher | E7 | TRC BC Ratio | 0 | 0 | 0 | 0 | 0 | 0 | 0 | 0 | 0 | 0 | 0 | 0 | 0 | 0 | 0 | 0 | 0 | 0 | 0 | 0 | 0 | 0 | 0 | 0 | 0 | 0 | 0 | 0 | 0 | 0
F2_Commercial_School_Existing_Food Preparation_Electric_Dishwasher_E8 | F2 | Commercial | School | Existing | Food Preparation | Electric | Dishwasher | E8 | TRC BC Ratio | 0 | 0 | 0 | 0 | 0 | 0 | 0 | 0 | 0 | 0 | 0 | 0 | 0 | 0 | 0 | 0 | 0 | 0 | 0 | 0 | 0 | 0 | 0 | 0 | 0 | 0 | 0 | 0 | 0 | 0
F2_Commercial_School_Existing_Food Preparation_Electric_Dishwasher_E9 | F2 | Commercial | School | Existing | Food Preparation | Electric | Dishwasher | E9 | TRC BC Ratio | 0 | 0 | 0 | 0 | 0 | 0 | 0 | 0 | 0 | 0 | 0 | 0 | 0 | 0 | 0 | 0 | 0 | 0 | 0 | 0 | 0 | 0 | 0 | 0 | 0 | 0 | 0 | 0 | 0 | 0
F2_Commercial_School_Existing_Food Preparation_Electric_Dishwasher_E10 | F2 | Commercial | School | Existing | Food Preparation | Electric | Dishwasher | E10 | TRC BC Ratio | 0 | 0 | 0 | 0 | 0 | 0 | 0 | 0 | 0 | 0 | 0 | 0 | 0 | 0 | 0 | 0 | 0 | 0 | 0 | 0 | 0 | 0 | 0 | 0 | 0 | 0 | 0 | 0 | 0 | 0
F3_Commercial_School_Existing_Food Preparation_Electric_Dishwasher_E1 | F3 | Commercial | School | Existing | Food Preparation | Electric | Dishwasher | E1 | PACT BC Ratio | 0 | 0 | 0 | 0 | 0 | 0 | 0 | 0 | 0 | 0 | 0 | 0 | 0 | 0 | 0 | 0 | 0 | 0 | 0 | 0 | 0 | 0 | 0 | 0 | 0 | 0 | 0 | 0 | 0 | 0
F3_Commercial_School_Existing_Food Preparation_Electric_Dishwasher_E2 | F3 | Commercial | School | Existing | Food Preparation | Electric | Dishwasher | E2 | PACT BC Ratio | 0 | 0 | 0 | 0 | 0 | 0 | 0 | 0 | 0 | 0 | 0 | 0 | 0 | 0 | 0 | 0 | 0 | 0 | 0 | 0 | 0 | 0 | 0 | 0 | 0 | 0 | 0 | 0 | 0 | 0
F3_Commercial_School_Existing_Food Preparation_Electric_Dishwasher_E3 | F3 | Commercial | School | Existing | Food Preparation | Electric | Dishwasher | E3 | PACT BC Ratio | 0 | 0 | 0 | 0 | 0 | 0 | 0 | 0 | 0 | 0 | 0 | 0 | 0 | 0 | 0 | 0 | 0 | 0 | 0 | 0 | 0 | 0 | 0 | 0 | 0 | 0 | 0 | 0 | 0 | 0
F3_Commercial_School_Existing_Food Preparation_Electric_Dishwasher_E4 | F3 | Commercial | School | Existing | Food Preparation | Electric | Dishwasher | E4 | PACT BC Ratio | 0 | 0 | 0 | 0 | 0 | 0 | 0 | 0 | 0 | 0 | 0 | 0 | 0 | 0 | 0 | 0 | 0 | 0 | 0 | 0 | 0 | 0 | 0 | 0 | 0 | 0 | 0 | 0 | 0 | 0
F3_Commercial_School_Existing_Food Preparation_Electric_Dishwasher_E5 | F3 | Commercial | School | Existing | Food Preparation | Electric | Dishwasher | E5 | PACT BC Ratio | 0 | 0 | 0 | 0 | 0 | 0 | 0 | 0 | 0 | 0 | 0 | 0 | 0 | 0 | 0 | 0 | 0 | 0 | 0 | 0 | 0 | 0 | 0 | 0 | 0 | 0 | 0 | 0 | 0 | 0
F3_Commercial_School_Existing_Food Preparation_Electric_Dishwasher_E6 | F3 | Commercial | School | Existing | Food Preparation | Electric | Dishwasher | E6 | PACT BC Ratio | 0 | 0 | 0 | 0 | 0 | 0 | 0 | 0 | 0 | 0 | 0 | 0 | 0 | 0 | 0 | 0 | 0 | 0 | 0 | 0 | 0 | 0 | 0 | 0 | 0 | 0 | 0 | 0 | 0 | 0
F3_Commercial_School_Existing_Food Preparation_Electric_Dishwasher_E7 | F3 | Commercial | School | Existing | Food Preparation | Electric | Dishwasher | E7 | PACT BC Ratio | 0 | 0 | 0 | 0 | 0 | 0 | 0 | 0 | 0 | 0 | 0 | 0 | 0 | 0 | 0 | 0 | 0 | 0 | 0 | 0 | 0 | 0 | 0 | 0 | 0 | 0 | 0 | 0 | 0 | 0
F3_Commercial_School_Existing_Food Preparation_Electric_Dishwasher_E8 | F3 | Commercial | School | Existing | Food Preparation | Electric | Dishwasher | E8 | PACT BC Ratio | 0 | 0 | 0 | 0 | 0 | 0 | 0 | 0 | 0 | 0 | 0 | 0 | 0 | 0 | 0 | 0 | 0 | 0 | 0 | 0 | 0 | 0 | 0 | 0 | 0 | 0 | 0 | 0 | 0 | 0
F3_Commercial_School_Existing_Food Preparation_Electric_Dishwasher_E9 | F3 | Commercial | School | Existing | Food Preparation | Electric | Dishwasher | E9 | PACT BC Ratio | 0 | 0 | 0 | 0 | 0 | 0 | 0 | 0 | 0 | 0 | 0 | 0 | 0 | 0 | 0 | 0 | 0 | 0 | 0 | 0 | 0 | 0 | 0 | 0 | 0 | 0 | 0 | 0 | 0 | 0
F3_Commercial_School_Existing_Food Preparation_Electric_Dishwasher_E10 | F3 | Commercial | School | Existing | Food Preparation | Electric | Dishwasher | E10 | PACT BC Ratio | 0 | 0 | 0 | 0 | 0 | 0 | 0 | 0 | 0 | 0 | 0 | 0 | 0 | 0 | 0 | 0 | 0 | 0 | 0 | 0 | 0 | 0 | 0 | 0 | 0 | 0 | 0 | 0 | 0 | 0
F4_Commercial_School_Existing_Food Preparation_Electric_Dishwasher_E1 | F4 | Commercial | School | Existing | Food Preparation | Electric | Dishwasher | E1 | RVT BC Ratio | 0 | 0 | 0 | 0 | 0 | 0 | 0 | 0 | 0 | 0 | 0 | 0 | 0 | 0 | 0 | 0 | 0 | 0 | 0 | 0 | 0 | 0 | 0 | 0 | 0 | 0 | 0 | 0 | 0 | 0
F4_Commercial_School_Existing_Food Preparation_Electric_Dishwasher_E2 | F4 | Commercial | School | Existing | Food Preparation | Electric | Dishwasher | E2 | RVT BC Ratio | 0 | 0 | 0 | 0 | 0 | 0 | 0 | 0 | 0 | 0 | 0 | 0 | 0 | 0 | 0 | 0 | 0 | 0 | 0 | 0 | 0 | 0 | 0 | 0 | 0 | 0 | 0 | 0 | 0 | 0
F4_Commercial_School_Existing_Food Preparation_Electric_Dishwasher_E3 | F4 | Commercial | School | Existing | Food Preparation | Electric | Dishwasher | E3 | RVT BC Ratio | 0 | 0 | 0 | 0 | 0 | 0 | 0 | 0 | 0 | 0 | 0 | 0 | 0 | 0 | 0 | 0 | 0 | 0 | 0 | 0 | 0 | 0 | 0 | 0 | 0 | 0 | 0 | 0 | 0 | 0
F4_Commercial_School_Existing_Food Preparation_Electric_Dishwasher_E4 | F4 | Commercial | School | Existing | Food Preparation | Electric | Dishwasher | E4 | RVT BC Ratio | 0 | 0 | 0 | 0 | 0 | 0 | 0 | 0 | 0 | 0 | 0 | 0 | 0 | 0 | 0 | 0 | 0 | 0 | 0 | 0 | 0 | 0 | 0 | 0 | 0 | 0 | 0 | 0 | 0 | 0
F4_Commercial_School_Existing_Food Preparation_Electric_Dishwasher_E5 | F4 | Commercial | School | Existing | Food Preparation | Electric | Dishwasher | E5 | RVT BC Ratio | 0 | 0 | 0 | 0 | 0 | 0 | 0 | 0 | 0 | 0 | 0 | 0 | 0 | 0 | 0 | 0 | 0 | 0 | 0 | 0 | 0 | 0 | 0 | 0 | 0 | 0 | 0 | 0 | 0 | 0
F4_Commercial_School_Existing_Food Preparation_Electric_Dishwasher_E6 | F4 | Commercial | School | Existing | Food Preparation | Electric | Dishwasher | E6 | RVT BC Ratio | 0 | 0 | 0 | 0 | 0 | 0 | 0 | 0 | 0 | 0 | 0 | 0 | 0 | 0 | 0 | 0 | 0 | 0 | 0 | 0 | 0 | 0 | 0 | 0 | 0 | 0 | 0 | 0 | 0 | 0
F4_Commercial_School_Existing_Food Preparation_Electric_Dishwasher_E7 | F4 | Commercial | School | Existing | Food Preparation | Electric | Dishwasher | E7 | RVT BC Ratio | 0 | 0 | 0 | 0 | 0 | 0 | 0 | 0 | 0 | 0 | 0 | 0 | 0 | 0 | 0 | 0 | 0 | 0 | 0 | 0 | 0 | 0 | 0 | 0 | 0 | 0 | 0 | 0 | 0 | 0
F4_Commercial_School_Existing_Food Preparation_Electric_Dishwasher_E8 | F4 | Commercial | School | Existing | Food Preparation | Electric | Dishwasher | E8 | RVT BC Ratio | 0 | 0 | 0 | 0 | 0 | 0 | 0 | 0 | 0 | 0 | 0 | 0 | 0 | 0 | 0 | 0 | 0 | 0 | 0 | 0 | 0 | 0 | 0 | 0 | 0 | 0 | 0 | 0 | 0 | 0
F4_Commercial_School_Existing_Food Preparation_Electric_Dishwasher_E9 | F4 | Commercial | School | Existing | Food Preparation | Electric | Dishwasher | E9 | RVT BC Ratio | 0 | 0 | 0 | 0 | 0 | 0 | 0 | 0 | 0 | 0 | 0 | 0 | 0 | 0 | 0 | 0 | 0 | 0 | 0 | 0 | 0 | 0 | 0 | 0 | 0 | 0 | 0 | 0 | 0 | 0
F4_Commercial_School_Existing_Food Preparation_Electric_Dishwasher_E10 | F4 | Commercial | School | Existing | Food Preparation | Electric | Dishwasher | E10 | RVT BC Ratio | 0 | 0 | 0 | 0 | 0 | 0 | 0 | 0 | 0 | 0 | 0 | 0 | 0 | 0 | 0 | 0 | 0 | 0 | 0 | 0 | 0 | 0 | 0 | 0 | 0 | 0 | 0 | 0 | 0 | 0
F5_Commercial_School_Existing_Food Preparation_Electric_Dishwasher_E1 | F5 | Commercial | School | Existing | Food Preparation | Electric | Dishwasher | E1 | RIM BC Ratio | 0 | 0 | 0 | 0 | 0 | 0 | 0 | 0 | 0 | 0 | 0 | 0 | 0 | 0 | 0 | 0 | 0 | 0 | 0 | 0 | 0 | 0 | 0 | 0 | 0 | 0 | 0 | 0 | 0 | 0
F5_Commercial_School_Existing_Food Preparation_Electric_Dishwasher_E2 | F5 | Commercial | School | Existing | Food Preparation | Electric | Dishwasher | E2 | RIM BC Ratio | 0 | 0 | 0 | 0 | 0 | 0 | 0 | 0 | 0 | 0 | 0 | 0 | 0 | 0 | 0 | 0 | 0 | 0 | 0 | 0 | 0 | 0 | 0 | 0 | 0 | 0 | 0 | 0 | 0 | 0
F5_Commercial_School_Existing_Food Preparation_Electric_Dishwasher_E3 | F5 | Commercial | School | Existing | Food Preparation | Electric | Dishwasher | E3 | RIM BC Ratio | 0 | 0 | 0 | 0 | 0 | 0 | 0 | 0 | 0 | 0 | 0 | 0 | 0 | 0 | 0 | 0 | 0 | 0 | 0 | 0 | 0 | 0 | 0 | 0 | 0 | 0 | 0 | 0 | 0 | 0
F5_Commercial_School_Existing_Food Preparation_Electric_Dishwasher_E4 | F5 | Commercial | School | Existing | Food Preparation | Electric | Dishwasher | E4 | RIM BC Ratio | 0 | 0 | 0 | 0 | 0 | 0 | 0 | 0 | 0 | 0 | 0 | 0 | 0 | 0 | 0 | 0 | 0 | 0 | 0 | 0 | 0 | 0 | 0 | 0 | 0 | 0 | 0 | 0 | 0 | 0
F5_Commercial_School_Existing_Food Preparation_Electric_Dishwasher_E5 | F5 | Commercial | School | Existing | Food Preparation | Electric | Dishwasher | E5 | RIM BC Ratio | 0 | 0 | 0 | 0 | 0 | 0 | 0 | 0 | 0 | 0 | 0 | 0 | 0 | 0 | 0 | 0 | 0 | 0 | 0 | 0 | 0 | 0 | 0 | 0 | 0 | 0 | 0 | 0 | 0 | 0
F5_Commercial_School_Existing_Food Preparation_Electric_Dishwasher_E6 | F5 | Commercial | School | Existing | Food Preparation | Electric | Dishwasher | E6 | RIM BC Ratio | 0 | 0 | 0 | 0 | 0 | 0 | 0 | 0 | 0 | 0 | 0 | 0 | 0 | 0 | 0 | 0 | 0 | 0 | 0 | 0 | 0 | 0 | 0 | 0 | 0 | 0 | 0 | 0 | 0 | 0
F5_Commercial_School_Existing_Food Preparation_Electric_Dishwasher_E7 | F5 | Commercial | School | Existing | Food Preparation | Electric | Dishwasher | E7 | RIM BC Ratio | 0 | 0 | 0 | 0 | 0 | 0 | 0 | 0 | 0 | 0 | 0 | 0 | 0 | 0 | 0 | 0 | 0 | 0 | 0 | 0 | 0 | 0 | 0 | 0 | 0 | 0 | 0 | 0 | 0 | 0
F5_Commercial_School_Existing_Food Preparation_Electric_Dishwasher_E8 | F5 | Commercial | School | Existing | Food Preparation | Electric | Dishwasher | E8 | RIM BC Ratio | 0 | 0 | 0 | 0 | 0 | 0 | 0 | 0 | 0 | 0 | 0 | 0 | 0 | 0 | 0 | 0 | 0 | 0 | 0 | 0 | 0 | 0 | 0 | 0 | 0 | 0 | 0 | 0 | 0 | 0
F5_Commercial_School_Existing_Food Preparation_Electric_Dishwasher_E9 | F5 | Commercial | School | Existing | Food Preparation | Electric | Dishwasher | E9 | RIM BC Ratio | 0 | 0 | 0 | 0 | 0 | 0 | 0 | 0 | 0 | 0 | 0 | 0 | 0 | 0 | 0 | 0 | 0 | 0 | 0 | 0 | 0 | 0 | 0 | 0 | 0 | 0 | 0 | 0 | 0 | 0
F5_Commercial_School_Existing_Food Preparation_Electric_Dishwasher_E10 | F5 | Commercial | School | Existing | Food Preparation | Electric | Dishwasher | E10 | RIM BC Ratio | 0 | 0 | 0 | 0 | 0 | 0 | 0 | 0 | 0 | 0 | 0 | 0 | 0 | 0 | 0 | 0 | 0 | 0 | 0 | 0 | 0 | 0 | 0 | 0 | 0 | 0 | 0 | 0 | 0 | 0
F0_Commercial_School_Existing_Food Preparation_Electric_Hot Food Container_E0 | F0 | Commercial | School | Existing | Food Preparation | Electric | Hot Food Container | E0 | Economic Unit | 0 | 0 | 0 | 0 | 0 | 0 | 0 | 0 | 0 | 0 | 0 | 0 | 0 | 0 | 0 | 0 | 0 | 0 | 0 | 0 | 0 | 0 | 0 | 0 | 0 | 0 | 0 | 0 | 0 | 0
F1_Commercial_School_Existing_Food Preparation_Electric_Hot Food Container_E1 | F1 | Commercial | School | Existing | Food Preparation | Electric | Hot Food Container | E1 | CCE | 0 | 0 | 0 | 0 | 0 | 0 | 0 | 0 | 0 | 0 | 0 | 0 | 0 | 0 | 0 | 0 | 0 | 0 | 0 | 0 | 0 | 0 | 0 | 0 | 0 | 0 | 0 | 0 | 0 | 0
F1_Commercial_School_Existing_Food Preparation_Electric_Hot Food Container_E2 | F1 | Commercial | School | Existing | Food Preparation | Electric | Hot Food Container | E2 | CCE | 0 | 0 | 0 | 0 | 0 | 0 | 0 | 0 | 0 | 0 | 0 | 0 | 0 | 0 | 0 | 0 | 0 | 0 | 0 | 0 | 0 | 0 | 0 | 0 | 0 | 0 | 0 | 0 | 0 | 0
F1_Commercial_School_Existing_Food Preparation_Electric_Hot Food Container_E3 | F1 | Commercial | School | Existing | Food Preparation | Electric | Hot Food Container | E3 | CCE | 0 | 0 | 0 | 0 | 0 | 0 | 0 | 0 | 0 | 0 | 0 | 0 | 0 | 0 | 0 | 0 | 0 | 0 | 0 | 0 | 0 | 0 | 0 | 0 | 0 | 0 | 0 | 0 | 0 | 0
F1_Commercial_School_Existing_Food Preparation_Electric_Hot Food Container_E4 | F1 | Commercial | School | Existing | Food Preparation | Electric | Hot Food Container | E4 | CCE | 0 | 0 | 0 | 0 | 0 | 0 | 0 | 0 | 0 | 0 | 0 | 0 | 0 | 0 | 0 | 0 | 0 | 0 | 0 | 0 | 0 | 0 | 0 | 0 | 0 | 0 | 0 | 0 | 0 | 0
F1_Commercial_School_Existing_Food Preparation_Electric_Hot Food Container_E5 | F1 | Commercial | School | Existing | Food Preparation | Electric | Hot Food Container | E5 | CCE | 0 | 0 | 0 | 0 | 0 | 0 | 0 | 0 | 0 | 0 | 0 | 0 | 0 | 0 | 0 | 0 | 0 | 0 | 0 | 0 | 0 | 0 | 0 | 0 | 0 | 0 | 0 | 0 | 0 | 0
F1_Commercial_School_Existing_Food Preparation_Electric_Hot Food Container_E6 | F1 | Commercial | School | Existing | Food Preparation | Electric | Hot Food Container | E6 | CCE | 0 | 0 | 0 | 0 | 0 | 0 | 0 | 0 | 0 | 0 | 0 | 0 | 0 | 0 | 0 | 0 | 0 | 0 | 0 | 0 | 0 | 0 | 0 | 0 | 0 | 0 | 0 | 0 | 0 | 0
F1_Commercial_School_Existing_Food Preparation_Electric_Hot Food Container_E7 | F1 | Commercial | School | Existing | Food Preparation | Electric | Hot Food Container | E7 | CCE | 0 | 0 | 0 | 0 | 0 | 0 | 0 | 0 | 0 | 0 | 0 | 0 | 0 | 0 | 0 | 0 | 0 | 0 | 0 | 0 | 0 | 0 | 0 | 0 | 0 | 0 | 0 | 0 | 0 | 0
F1_Commercial_School_Existing_Food Preparation_Electric_Hot Food Container_E8 | F1 | Commercial | School | Existing | Food Preparation | Electric | Hot Food Container | E8 | CCE | 0 | 0 | 0 | 0 | 0 | 0 | 0 | 0 | 0 | 0 | 0 | 0 | 0 | 0 | 0 | 0 | 0 | 0 | 0 | 0 | 0 | 0 | 0 | 0 | 0 | 0 | 0 | 0 | 0 | 0
F1_Commercial_School_Existing_Food Preparation_Electric_Hot Food Container_E9 | F1 | Commercial | School | Existing | Food Preparation | Electric | Hot Food Container | E9 | CCE | 0 | 0 | 0 | 0 | 0 | 0 | 0 | 0 | 0 | 0 | 0 | 0 | 0 | 0 | 0 | 0 | 0 | 0 | 0 | 0 | 0 | 0 | 0 | 0 | 0 | 0 | 0 | 0 | 0 | 0
F1_Commercial_School_Existing_Food Preparation_Electric_Hot Food Container_E10 | F1 | Commercial | School | Existing | Food Preparation | Electric | Hot Food Container | E10 | CCE | 0 | 0 | 0 | 0 | 0 | 0 | 0 | 0 | 0 | 0 | 0 | 0 | 0 | 0 | 0 | 0 | 0 | 0 | 0 | 0 | 0 | 0 | 0 | 0 | 0 | 0 | 0 | 0 | 0 | 0
F2_Commercial_School_Existing_Food Preparation_Electric_Hot Food Container_E1 | F2 | Commercial | School | Existing | Food Preparation | Electric | Hot Food Container | E1 | TRC BC Ratio | 0 | 0 | 0 | 0 | 0 | 0 | 0 | 0 | 0 | 0 | 0 | 0 | 0 | 0 | 0 | 0 | 0 | 0 | 0 | 0 | 0 | 0 | 0 | 0 | 0 | 0 | 0 | 0 | 0 | 0
F2_Commercial_School_Existing_Food Preparation_Electric_Hot Food Container_E2 | F2 | Commercial | School | Existing | Food Preparation | Electric | Hot Food Container | E2 | TRC BC Ratio | 0 | 0 | 0 | 0 | 0 | 0 | 0 | 0 | 0 | 0 | 0 | 0 | 0 | 0 | 0 | 0 | 0 | 0 | 0 | 0 | 0 | 0 | 0 | 0 | 0 | 0 | 0 | 0 | 0 | 0
F2_Commercial_School_Existing_Food Preparation_Electric_Hot Food Container_E3 | F2 | Commercial | School | Existing | Food Preparation | Electric | Hot Food Container | E3 | TRC BC Ratio | 0 | 0 | 0 | 0 | 0 | 0 | 0 | 0 | 0 | 0 | 0 | 0 | 0 | 0 | 0 | 0 | 0 | 0 | 0 | 0 | 0 | 0 | 0 | 0 | 0 | 0 | 0 | 0 | 0 | 0
F2_Commercial_School_Existing_Food Preparation_Electric_Hot Food Container_E4 | F2 | Commercial | School | Existing | Food Preparation | Electric | Hot Food Container | E4 | TRC BC Ratio | 0 | 0 | 0 | 0 | 0 | 0 | 0 | 0 | 0 | 0 | 0 | 0 | 0 | 0 | 0 | 0 | 0 | 0 | 0 | 0 | 0 | 0 | 0 | 0 | 0 | 0 | 0 | 0 | 0 | 0
F2_Commercial_School_Existing_Food Preparation_Electric_Hot Food Container_E5 | F2 | Commercial | School | Existing | Food Preparation | Electric | Hot Food Container | E5 | TRC BC Ratio | 0 | 0 | 0 | 0 | 0 | 0 | 0 | 0 | 0 | 0 | 0 | 0 | 0 | 0 | 0 | 0 | 0 | 0 | 0 | 0 | 0 | 0 | 0 | 0 | 0 | 0 | 0 | 0 | 0 | 0
F2_Commercial_School_Existing_Food Preparation_Electric_Hot Food Container_E6 | F2 | Commercial | School | Existing | Food Preparation | Electric | Hot Food Container | E6 | TRC BC Ratio | 0 | 0 | 0 | 0 | 0 | 0 | 0 | 0 | 0 | 0 | 0 | 0 | 0 | 0 | 0 | 0 | 0 | 0 | 0 | 0 | 0 | 0 | 0 | 0 | 0 | 0 | 0 | 0 | 0 | 0
F2_Commercial_School_Existing_Food Preparation_Electric_Hot Food Container_E7 | F2 | Commercial | School | Existing | Food Preparation | Electric | Hot Food Container | E7 | TRC BC Ratio | 0 | 0 | 0 | 0 | 0 | 0 | 0 | 0 | 0 | 0 | 0 | 0 | 0 | 0 | 0 | 0 | 0 | 0 | 0 | 0 | 0 | 0 | 0 | 0 | 0 | 0 | 0 | 0 | 0 | 0
F2_Commercial_School_Existing_Food Preparation_Electric_Hot Food Container_E8 | F2 | Commercial | School | Existing | Food Preparation | Electric | Hot Food Container | E8 | TRC BC Ratio | 0 | 0 | 0 | 0 | 0 | 0 | 0 | 0 | 0 | 0 | 0 | 0 | 0 | 0 | 0 | 0 | 0 | 0 | 0 | 0 | 0 | 0 | 0 | 0 | 0 | 0 | 0 | 0 | 0 | 0
F2_Commercial_School_Existing_Food Preparation_Electric_Hot Food Container_E9 | F2 | Commercial | School | Existing | Food Preparation | Electric | Hot Food Container | E9 | TRC BC Ratio | 0 | 0 | 0 | 0 | 0 | 0 | 0 | 0 | 0 | 0 | 0 | 0 | 0 | 0 | 0 | 0 | 0 | 0 | 0 | 0 | 0 | 0 | 0 | 0 | 0 | 0 | 0 | 0 | 0 | 0
F2_Commercial_School_Existing_Food Preparation_Electric_Hot Food Container_E10 | F2 | Commercial | School | Existing | Food Preparation | Electric | Hot Food Container | E10 | TRC BC Ratio | 0 | 0 | 0 | 0 | 0 | 0 | 0 | 0 | 0 | 0 | 0 | 0 | 0 | 0 | 0 | 0 | 0 | 0 | 0 | 0 | 0 | 0 | 0 | 0 | 0 | 0 | 0 | 0 | 0 | 0
F3_Commercial_School_Existing_Food Preparation_Electric_Hot Food Container_E1 | F3 | Commercial | School | Existing | Food Preparation | Electric | Hot Food Container | E1 | PACT BC Ratio | 0 | 0 | 0 | 0 | 0 | 0 | 0 | 0 | 0 | 0 | 0 | 0 | 0 | 0 | 0 | 0 | 0 | 0 | 0 | 0 | 0 | 0 | 0 | 0 | 0 | 0 | 0 | 0 | 0 | 0
F3_Commercial_School_Existing_Food Preparation_Electric_Hot Food Container_E2 | F3 | Commercial | School | Existing | Food Preparation | Electric | Hot Food Container | E2 | PACT BC Ratio | 0 | 0 | 0 | 0 | 0 | 0 | 0 | 0 | 0 | 0 | 0 | 0 | 0 | 0 | 0 | 0 | 0 | 0 | 0 | 0 | 0 | 0 | 0 | 0 | 0 | 0 | 0 | 0 | 0 | 0
F3_Commercial_School_Existing_Food Preparation_Electric_Hot Food Container_E3 | F3 | Commercial | School | Existing | Food Preparation | Electric | Hot Food Container | E3 | PACT BC Ratio | 0 | 0 | 0 | 0 | 0 | 0 | 0 | 0 | 0 | 0 | 0 | 0 | 0 | 0 | 0 | 0 | 0 | 0 | 0 | 0 | 0 | 0 | 0 | 0 | 0 | 0 | 0 | 0 | 0 | 0
F3_Commercial_School_Existing_Food Preparation_Electric_Hot Food Container_E4 | F3 | Commercial | School | Existing | Food Preparation | Electric | Hot Food Container | E4 | PACT BC Ratio | 0 | 0 | 0 | 0 | 0 | 0 | 0 | 0 | 0 | 0 | 0 | 0 | 0 | 0 | 0 | 0 | 0 | 0 | 0 | 0 | 0 | 0 | 0 | 0 | 0 | 0 | 0 | 0 | 0 | 0
F3_Commercial_School_Existing_Food Preparation_Electric_Hot Food Container_E5 | F3 | Commercial | School | Existing | Food Preparation | Electric | Hot Food Container | E5 | PACT BC Ratio | 0 | 0 | 0 | 0 | 0 | 0 | 0 | 0 | 0 | 0 | 0 | 0 | 0 | 0 | 0 | 0 | 0 | 0 | 0 | 0 | 0 | 0 | 0 | 0 | 0 | 0 | 0 | 0 | 0 | 0
F3_Commercial_School_Existing_Food Preparation_Electric_Hot Food Container_E6 | F3 | Commercial | School | Existing | Food Preparation | Electric | Hot Food Container | E6 | PACT BC Ratio | 0 | 0 | 0 | 0 | 0 | 0 | 0 | 0 | 0 | 0 | 0 | 0 | 0 | 0 | 0 | 0 | 0 | 0 | 0 | 0 | 0 | 0 | 0 | 0 | 0 | 0 | 0 | 0 | 0 | 0
F3_Commercial_School_Existing_Food Preparation_Electric_Hot Food Container_E7 | F3 | Commercial | School | Existing | Food Preparation | Electric | Hot Food Container | E7 | PACT BC Ratio | 0 | 0 | 0 | 0 | 0 | 0 | 0 | 0 | 0 | 0 | 0 | 0 | 0 | 0 | 0 | 0 | 0 | 0 | 0 | 0 | 0 | 0 | 0 | 0 | 0 | 0 | 0 | 0 | 0 | 0
F3_Commercial_School_Existing_Food Preparation_Electric_Hot Food Container_E8 | F3 | Commercial | School | Existing | Food Preparation | Electric | Hot Food Container | E8 | PACT BC Ratio | 0 | 0 | 0 | 0 | 0 | 0 | 0 | 0 | 0 | 0 | 0 | 0 | 0 | 0 | 0 | 0 | 0 | 0 | 0 | 0 | 0 | 0 | 0 | 0 | 0 | 0 | 0 | 0 | 0 | 0
F3_Commercial_School_Existing_Food Preparation_Electric_Hot Food Container_E9 | F3 | Commercial | School | Existing | Food Preparation | Electric | Hot Food Container | E9 | PACT BC Ratio | 0 | 0 | 0 | 0 | 0 | 0 | 0 | 0 | 0 | 0 | 0 | 0 | 0 | 0 | 0 | 0 | 0 | 0 | 0 | 0 | 0 | 0 | 0 | 0 | 0 | 0 | 0 | 0 | 0 | 0
F3_Commercial_School_Existing_Food Preparation_Electric_Hot Food Container_E10 | F3 | Commercial | School | Existing | Food Preparation | Electric | Hot Food Container | E10 | PACT BC Ratio | 0 | 0 | 0 | 0 | 0 | 0 | 0 | 0 | 0 | 0 | 0 | 0 | 0 | 0 | 0 | 0 | 0 | 0 | 0 | 0 | 0 | 0 | 0 | 0 | 0 | 0 | 0 | 0 | 0 | 0
F4_Commercial_School_Existing_Food Preparation_Electric_Hot Food Container_E1 | F4 | Commercial | School | Existing | Food Preparation | Electric | Hot Food Container | E1 | RVT BC Ratio | 0 | 0 | 0 | 0 | 0 | 0 | 0 | 0 | 0 | 0 | 0 | 0 | 0 | 0 | 0 | 0 | 0 | 0 | 0 | 0 | 0 | 0 | 0 | 0 | 0 | 0 | 0 | 0 | 0 | 0
F4_Commercial_School_Existing_Food Preparation_Electric_Hot Food Container_E2 | F4 | Commercial | School | Existing | Food Preparation | Electric | Hot Food Container | E2 | RVT BC Ratio | 0 | 0 | 0 | 0 | 0 | 0 | 0 | 0 | 0 | 0 | 0 | 0 | 0 | 0 | 0 | 0 | 0 | 0 | 0 | 0 | 0 | 0 | 0 | 0 | 0 | 0 | 0 | 0 | 0 | 0
F4_Commercial_School_Existing_Food Preparation_Electric_Hot Food Container_E3 | F4 | Commercial | School | Existing | Food Preparation | Electric | Hot Food Container | E3 | RVT BC Ratio | 0 | 0 | 0 | 0 | 0 | 0 | 0 | 0 | 0 | 0 | 0 | 0 | 0 | 0 | 0 | 0 | 0 | 0 | 0 | 0 | 0 | 0 | 0 | 0 | 0 | 0 | 0 | 0 | 0 | 0
F4_Commercial_School_Existing_Food Preparation_Electric_Hot Food Container_E4 | F4 | Commercial | School | Existing | Food Preparation | Electric | Hot Food Container | E4 | RVT BC Ratio | 0 | 0 | 0 | 0 | 0 | 0 | 0 | 0 | 0 | 0 | 0 | 0 | 0 | 0 | 0 | 0 | 0 | 0 | 0 | 0 | 0 | 0 | 0 | 0 | 0 | 0 | 0 | 0 | 0 | 0
F4_Commercial_School_Existing_Food Preparation_Electric_Hot Food Container_E5 | F4 | Commercial | School | Existing | Food Preparation | Electric | Hot Food Container | E5 | RVT BC Ratio | 0 | 0 | 0 | 0 | 0 | 0 | 0 | 0 | 0 | 0 | 0 | 0 | 0 | 0 | 0 | 0 | 0 | 0 | 0 | 0 | 0 | 0 | 0 | 0 | 0 | 0 | 0 | 0 | 0 | 0
F4_Commercial_School_Existing_Food Preparation_Electric_Hot Food Container_E6 | F4 | Commercial | School | Existing | Food Preparation | Electric | Hot Food Container | E6 | RVT BC Ratio | 0 | 0 | 0 | 0 | 0 | 0 | 0 | 0 | 0 | 0 | 0 | 0 | 0 | 0 | 0 | 0 | 0 | 0 | 0 | 0 | 0 | 0 | 0 | 0 | 0 | 0 | 0 | 0 | 0 | 0
F4_Commercial_School_Existing_Food Preparation_Electric_Hot Food Container_E7 | F4 | Commercial | School | Existing | Food Preparation | Electric | Hot Food Container | E7 | RVT BC Ratio | 0 | 0 | 0 | 0 | 0 | 0 | 0 | 0 | 0 | 0 | 0 | 0 | 0 | 0 | 0 | 0 | 0 | 0 | 0 | 0 | 0 | 0 | 0 | 0 | 0 | 0 | 0 | 0 | 0 | 0
F4_Commercial_School_Existing_Food Preparation_Electric_Hot Food Container_E8 | F4 | Commercial | School | Existing | Food Preparation | Electric | Hot Food Container | E8 | RVT BC Ratio | 0 | 0 | 0 | 0 | 0 | 0 | 0 | 0 | 0 | 0 | 0 | 0 | 0 | 0 | 0 | 0 | 0 | 0 | 0 | 0 | 0 | 0 | 0 | 0 | 0 | 0 | 0 | 0 | 0 | 0
F4_Commercial_School_Existing_Food Preparation_Electric_Hot Food Container_E9 | F4 | Commercial | School | Existing | Food Preparation | Electric | Hot Food Container | E9 | RVT BC Ratio | 0 | 0 | 0 | 0 | 0 | 0 | 0 | 0 | 0 | 0 | 0 | 0 | 0 | 0 | 0 | 0 | 0 | 0 | 0 | 0 | 0 | 0 | 0 | 0 | 0 | 0 | 0 | 0 | 0 | 0
F4_Commercial_School_Existing_Food Preparation_Electric_Hot Food Container_E10 | F4 | Commercial | School | Existing | Food Preparation | Electric | Hot Food Container | E10 | RVT BC Ratio | 0 | 0 | 0 | 0 | 0 | 0 | 0 | 0 | 0 | 0 | 0 | 0 | 0 | 0 | 0 | 0 | 0 | 0 | 0 | 0 | 0 | 0 | 0 | 0 | 0 | 0 | 0 | 0 | 0 | 0
F5_Commercial_School_Existing_Food Preparation_Electric_Hot Food Container_E1 | F5 | Commercial | School | Existing | Food Preparation | Electric | Hot Food Container | E1 | RIM BC Ratio | 0 | 0 | 0 | 0 | 0 | 0 | 0 | 0 | 0 | 0 | 0 | 0 | 0 | 0 | 0 | 0 | 0 | 0 | 0 | 0 | 0 | 0 | 0 | 0 | 0 | 0 | 0 | 0 | 0 | 0
F5_Commercial_School_Existing_Food Preparation_Electric_Hot Food Container_E2 | F5 | Commercial | School | Existing | Food Preparation | Electric | Hot Food Container | E2 | RIM BC Ratio | 0 | 0 | 0 | 0 | 0 | 0 | 0 | 0 | 0 | 0 | 0 | 0 | 0 | 0 | 0 | 0 | 0 | 0 | 0 | 0 | 0 | 0 | 0 | 0 | 0 | 0 | 0 | 0 | 0 | 0
F5_Commercial_School_Existing_Food Preparation_Electric_Hot Food Container_E3 | F5 | Commercial | School | Existing | Food Preparation | Electric | Hot Food Container | E3 | RIM BC Ratio | 0 | 0 | 0 | 0 | 0 | 0 | 0 | 0 | 0 | 0 | 0 | 0 | 0 | 0 | 0 | 0 | 0 | 0 | 0 | 0 | 0 | 0 | 0 | 0 | 0 | 0 | 0 | 0 | 0 | 0
F5_Commercial_School_Existing_Food Preparation_Electric_Hot Food Container_E4 | F5 | Commercial | School | Existing | Food Preparation | Electric | Hot Food Container | E4 | RIM BC Ratio | 0 | 0 | 0 | 0 | 0 | 0 | 0 | 0 | 0 | 0 | 0 | 0 | 0 | 0 | 0 | 0 | 0 | 0 | 0 | 0 | 0 | 0 | 0 | 0 | 0 | 0 | 0 | 0 | 0 | 0
F5_Commercial_School_Existing_Food Preparation_Electric_Hot Food Container_E5 | F5 | Commercial | School | Existing | Food Preparation | Electric | Hot Food Container | E5 | RIM BC Ratio | 0 | 0 | 0 | 0 | 0 | 0 | 0 | 0 | 0 | 0 | 0 | 0 | 0 | 0 | 0 | 0 | 0 | 0 | 0 | 0 | 0 | 0 | 0 | 0 | 0 | 0 | 0 | 0 | 0 | 0
F5_Commercial_School_Existing_Food Preparation_Electric_Hot Food Container_E6 | F5 | Commercial | School | Existing | Food Preparation | Electric | Hot Food Container | E6 | RIM BC Ratio | 0 | 0 | 0 | 0 | 0 | 0 | 0 | 0 | 0 | 0 | 0 | 0 | 0 | 0 | 0 | 0 | 0 | 0 | 0 | 0 | 0 | 0 | 0 | 0 | 0 | 0 | 0 | 0 | 0 | 0
F5_Commercial_School_Existing_Food Preparation_Electric_Hot Food Container_E7 | F5 | Commercial | School | Existing | Food Preparation | Electric | Hot Food Container | E7 | RIM BC Ratio | 0 | 0 | 0 | 0 | 0 | 0 | 0 | 0 | 0 | 0 | 0 | 0 | 0 | 0 | 0 | 0 | 0 | 0 | 0 | 0 | 0 | 0 | 0 | 0 | 0 | 0 | 0 | 0 | 0 | 0
F5_Commercial_School_Existing_Food Preparation_Electric_Hot Food Container_E8 | F5 | Commercial | School | Existing | Food Preparation | Electric | Hot Food Container | E8 | RIM BC Ratio | 0 | 0 | 0 | 0 | 0 | 0 | 0 | 0 | 0 | 0 | 0 | 0 | 0 | 0 | 0 | 0 | 0 | 0 | 0 | 0 | 0 | 0 | 0 | 0 | 0 | 0 | 0 | 0 | 0 | 0
F5_Commercial_School_Existing_Food Preparation_Electric_Hot Food Container_E9 | F5 | Commercial | School | Existing | Food Preparation | Electric | Hot Food Container | E9 | RIM BC Ratio | 0 | 0 | 0 | 0 | 0 | 0 | 0 | 0 | 0 | 0 | 0 | 0 | 0 | 0 | 0 | 0 | 0 | 0 | 0 | 0 | 0 | 0 | 0 | 0 | 0 | 0 | 0 | 0 | 0 | 0
F5_Commercial_School_Existing_Food Preparation_Electric_Hot Food Container_E10 | F5 | Commercial | School | Existing | Food Preparation | Electric | Hot Food Container | E10 | RIM BC Ratio | 0 | 0 | 0 | 0 | 0 | 0 | 0 | 0 | 0 | 0 | 0 | 0 | 0 | 0 | 0 | 0 | 0 | 0 | 0 | 0 | 0 | 0 | 0 | 0 | 0 | 0 | 0 | 0 | 0 | 0
F0_Commercial_School_Existing_Food Preparation_Electric_Steamer_E0 | F0 | Commercial | School | Existing | Food Preparation | Electric | Steamer | E0 | Economic Unit | 0 | 0 | 0 | 0 | 0 | 0 | 0 | 0 | 0 | 0 | 0 | 0 | 0 | 0 | 0 | 0 | 0 | 0 | 0 | 0 | 0 | 0 | 0 | 0 | 0 | 0 | 0 | 0 | 0 | 0
F1_Commercial_School_Existing_Food Preparation_Electric_Steamer_E1 | F1 | Commercial | School | Existing | Food Preparation | Electric | Steamer | E1 | CCE | 0 | 0 | 0 | 0 | 0 | 0 | 0 | 0 | 0 | 0 | 0 | 0 | 0 | 0 | 0 | 0 | 0 | 0 | 0 | 0 | 0 | 0 | 0 | 0 | 0 | 0 | 0 | 0 | 0 | 0
F1_Commercial_School_Existing_Food Preparation_Electric_Steamer_E2 | F1 | Commercial | School | Existing | Food Preparation | Electric | Steamer | E2 | CCE | 0 | 0 | 0 | 0 | 0 | 0 | 0 | 0 | 0 | 0 | 0 | 0 | 0 | 0 | 0 | 0 | 0 | 0 | 0 | 0 | 0 | 0 | 0 | 0 | 0 | 0 | 0 | 0 | 0 | 0
F1_Commercial_School_Existing_Food Preparation_Electric_Steamer_E3 | F1 | Commercial | School | Existing | Food Preparation | Electric | Steamer | E3 | CCE | 0 | 0 | 0 | 0 | 0 | 0 | 0 | 0 | 0 | 0 | 0 | 0 | 0 | 0 | 0 | 0 | 0 | 0 | 0 | 0 | 0 | 0 | 0 | 0 | 0 | 0 | 0 | 0 | 0 | 0
F1_Commercial_School_Existing_Food Preparation_Electric_Steamer_E4 | F1 | Commercial | School | Existing | Food Preparation | Electric | Steamer | E4 | CCE | 0 | 0 | 0 | 0 | 0 | 0 | 0 | 0 | 0 | 0 | 0 | 0 | 0 | 0 | 0 | 0 | 0 | 0 | 0 | 0 | 0 | 0 | 0 | 0 | 0 | 0 | 0 | 0 | 0 | 0
F1_Commercial_School_Existing_Food Preparation_Electric_Steamer_E5 | F1 | Commercial | School | Existing | Food Preparation | Electric | Steamer | E5 | CCE | 0 | 0 | 0 | 0 | 0 | 0 | 0 | 0 | 0 | 0 | 0 | 0 | 0 | 0 | 0 | 0 | 0 | 0 | 0 | 0 | 0 | 0 | 0 | 0 | 0 | 0 | 0 | 0 | 0 | 0
F1_Commercial_School_Existing_Food Preparation_Electric_Steamer_E6 | F1 | Commercial | School | Existing | Food Preparation | Electric | Steamer | E6 | CCE | 0 | 0 | 0 | 0 | 0 | 0 | 0 | 0 | 0 | 0 | 0 | 0 | 0 | 0 | 0 | 0 | 0 | 0 | 0 | 0 | 0 | 0 | 0 | 0 | 0 | 0 | 0 | 0 | 0 | 0
F1_Commercial_School_Existing_Food Preparation_Electric_Steamer_E7 | F1 | Commercial | School | Existing | Food Preparation | Electric | Steamer | E7 | CCE | 0 | 0 | 0 | 0 | 0 | 0 | 0 | 0 | 0 | 0 | 0 | 0 | 0 | 0 | 0 | 0 | 0 | 0 | 0 | 0 | 0 | 0 | 0 | 0 | 0 | 0 | 0 | 0 | 0 | 0
F1_Commercial_School_Existing_Food Preparation_Electric_Steamer_E8 | F1 | Commercial | School | Existing | Food Preparation | Electric | Steamer | E8 | CCE | 0 | 0 | 0 | 0 | 0 | 0 | 0 | 0 | 0 | 0 | 0 | 0 | 0 | 0 | 0 | 0 | 0 | 0 | 0 | 0 | 0 | 0 | 0 | 0 | 0 | 0 | 0 | 0 | 0 | 0
F1_Commercial_School_Existing_Food Preparation_Electric_Steamer_E9 | F1 | Commercial | School | Existing | Food Preparation | Electric | Steamer | E9 | CCE | 0 | 0 | 0 | 0 | 0 | 0 | 0 | 0 | 0 | 0 | 0 | 0 | 0 | 0 | 0 | 0 | 0 | 0 | 0 | 0 | 0 | 0 | 0 | 0 | 0 | 0 | 0 | 0 | 0 | 0
F1_Commercial_School_Existing_Food Preparation_Electric_Steamer_E10 | F1 | Commercial | School | Existing | Food Preparation | Electric | Steamer | E10 | CCE | 0 | 0 | 0 | 0 | 0 | 0 | 0 | 0 | 0 | 0 | 0 | 0 | 0 | 0 | 0 | 0 | 0 | 0 | 0 | 0 | 0 | 0 | 0 | 0 | 0 | 0 | 0 | 0 | 0 | 0
F2_Commercial_School_Existing_Food Preparation_Electric_Steamer_E1 | F2 | Commercial | School | Existing | Food Preparation | Electric | Steamer | E1 | TRC BC Ratio | 0 | 0 | 0 | 0 | 0 | 0 | 0 | 0 | 0 | 0 | 0 | 0 | 0 | 0 | 0 | 0 | 0 | 0 | 0 | 0 | 0 | 0 | 0 | 0 | 0 | 0 | 0 | 0 | 0 | 0
F2_Commercial_School_Existing_Food Preparation_Electric_Steamer_E2 | F2 | Commercial | School | Existing | Food Preparation | Electric | Steamer | E2 | TRC BC Ratio | 0 | 0 | 0 | 0 | 0 | 0 | 0 | 0 | 0 | 0 | 0 | 0 | 0 | 0 | 0 | 0 | 0 | 0 | 0 | 0 | 0 | 0 | 0 | 0 | 0 | 0 | 0 | 0 | 0 | 0
F2_Commercial_School_Existing_Food Preparation_Electric_Steamer_E3 | F2 | Commercial | School | Existing | Food Preparation | Electric | Steamer | E3 | TRC BC Ratio | 0 | 0 | 0 | 0 | 0 | 0 | 0 | 0 | 0 | 0 | 0 | 0 | 0 | 0 | 0 | 0 | 0 | 0 | 0 | 0 | 0 | 0 | 0 | 0 | 0 | 0 | 0 | 0 | 0 | 0
F2_Commercial_School_Existing_Food Preparation_Electric_Steamer_E4 | F2 | Commercial | School | Existing | Food Preparation | Electric | Steamer | E4 | TRC BC Ratio | 0 | 0 | 0 | 0 | 0 | 0 | 0 | 0 | 0 | 0 | 0 | 0 | 0 | 0 | 0 | 0 | 0 | 0 | 0 | 0 | 0 | 0 | 0 | 0 | 0 | 0 | 0 | 0 | 0 | 0
F2_Commercial_School_Existing_Food Preparation_Electric_Steamer_E5 | F2 | Commercial | School | Existing | Food Preparation | Electric | Steamer | E5 | TRC BC Ratio | 0 | 0 | 0 | 0 | 0 | 0 | 0 | 0 | 0 | 0 | 0 | 0 | 0 | 0 | 0 | 0 | 0 | 0 | 0 | 0 | 0 | 0 | 0 | 0 | 0 | 0 | 0 | 0 | 0 | 0
F2_Commercial_School_Existing_Food Preparation_Electric_Steamer_E6 | F2 | Commercial | School | Existing | Food Preparation | Electric | Steamer | E6 | TRC BC Ratio | 0 | 0 | 0 | 0 | 0 | 0 | 0 | 0 | 0 | 0 | 0 | 0 | 0 | 0 | 0 | 0 | 0 | 0 | 0 | 0 | 0 | 0 | 0 | 0 | 0 | 0 | 0 | 0 | 0 | 0
F2_Commercial_School_Existing_Food Preparation_Electric_Steamer_E7 | F2 | Commercial | School | Existing | Food Preparation | Electric | Steamer | E7 | TRC BC Ratio | 0 | 0 | 0 | 0 | 0 | 0 | 0 | 0 | 0 | 0 | 0 | 0 | 0 | 0 | 0 | 0 | 0 | 0 | 0 | 0 | 0 | 0 | 0 | 0 | 0 | 0 | 0 | 0 | 0 | 0
F2_Commercial_School_Existing_Food Preparation_Electric_Steamer_E8 | F2 | Commercial | School | Existing | Food Preparation | Electric | Steamer | E8 | TRC BC Ratio | 0 | 0 | 0 | 0 | 0 | 0 | 0 | 0 | 0 | 0 | 0 | 0 | 0 | 0 | 0 | 0 | 0 | 0 | 0 | 0 | 0 | 0 | 0 | 0 | 0 | 0 | 0 | 0 | 0 | 0
F2_Commercial_School_Existing_Food Preparation_Electric_Steamer_E9 | F2 | Commercial | School | Existing | Food Preparation | Electric | Steamer | E9 | TRC BC Ratio | 0 | 0 | 0 | 0 | 0 | 0 | 0 | 0 | 0 | 0 | 0 | 0 | 0 | 0 | 0 | 0 | 0 | 0 | 0 | 0 | 0 | 0 | 0 | 0 | 0 | 0 | 0 | 0 | 0 | 0
F2_Commercial_School_Existing_Food Preparation_Electric_Steamer_E10 | F2 | Commercial | School | Existing | Food Preparation | Electric | Steamer | E10 | TRC BC Ratio | 0 | 0 | 0 | 0 | 0 | 0 | 0 | 0 | 0 | 0 | 0 | 0 | 0 | 0 | 0 | 0 | 0 | 0 | 0 | 0 | 0 | 0 | 0 | 0 | 0 | 0 | 0 | 0 | 0 | 0
F3_Commercial_School_Existing_Food Preparation_Electric_Steamer_E1 | F3 | Commercial | School | Existing | Food Preparation | Electric | Steamer | E1 | PACT BC Ratio | 0 | 0 | 0 | 0 | 0 | 0 | 0 | 0 | 0 | 0 | 0 | 0 | 0 | 0 | 0 | 0 | 0 | 0 | 0 | 0 | 0 | 0 | 0 | 0 | 0 | 0 | 0 | 0 | 0 | 0
F3_Commercial_School_Existing_Food Preparation_Electric_Steamer_E2 | F3 | Commercial | School | Existing | Food Preparation | Electric | Steamer | E2 | PACT BC Ratio | 0 | 0 | 0 | 0 | 0 | 0 | 0 | 0 | 0 | 0 | 0 | 0 | 0 | 0 | 0 | 0 | 0 | 0 | 0 | 0 | 0 | 0 | 0 | 0 | 0 | 0 | 0 | 0 | 0 | 0
F3_Commercial_School_Existing_Food Preparation_Electric_Steamer_E3 | F3 | Commercial | School | Existing | Food Preparation | Electric | Steamer | E3 | PACT BC Ratio | 0 | 0 | 0 | 0 | 0 | 0 | 0 | 0 | 0 | 0 | 0 | 0 | 0 | 0 | 0 | 0 | 0 | 0 | 0 | 0 | 0 | 0 | 0 | 0 | 0 | 0 | 0 | 0 | 0 | 0
F3_Commercial_School_Existing_Food Preparation_Electric_Steamer_E4 | F3 | Commercial | School | Existing | Food Preparation | Electric | Steamer | E4 | PACT BC Ratio | 0 | 0 | 0 | 0 | 0 | 0 | 0 | 0 | 0 | 0 | 0 | 0 | 0 | 0 | 0 | 0 | 0 | 0 | 0 | 0 | 0 | 0 | 0 | 0 | 0 | 0 | 0 | 0 | 0 | 0
F3_Commercial_School_Existing_Food Preparation_Electric_Steamer_E5 | F3 | Commercial | School | Existing | Food Preparation | Electric | Steamer | E5 | PACT BC Ratio | 0 | 0 | 0 | 0 | 0 | 0 | 0 | 0 | 0 | 0 | 0 | 0 | 0 | 0 | 0 | 0 | 0 | 0 | 0 | 0 | 0 | 0 | 0 | 0 | 0 | 0 | 0 | 0 | 0 | 0
F3_Commercial_School_Existing_Food Preparation_Electric_Steamer_E6 | F3 | Commercial | School | Existing | Food Preparation | Electric | Steamer | E6 | PACT BC Ratio | 0 | 0 | 0 | 0 | 0 | 0 | 0 | 0 | 0 | 0 | 0 | 0 | 0 | 0 | 0 | 0 | 0 | 0 | 0 | 0 | 0 | 0 | 0 | 0 | 0 | 0 | 0 | 0 | 0 | 0
F3_Commercial_School_Existing_Food Preparation_Electric_Steamer_E7 | F3 | Commercial | School | Existing | Food Preparation | Electric | Steamer | E7 | PACT BC Ratio | 0 | 0 | 0 | 0 | 0 | 0 | 0 | 0 | 0 | 0 | 0 | 0 | 0 | 0 | 0 | 0 | 0 | 0 | 0 | 0 | 0 | 0 | 0 | 0 | 0 | 0 | 0 | 0 | 0 | 0
F3_Commercial_School_Existing_Food Preparation_Electric_Steamer_E8 | F3 | Commercial | School | Existing | Food Preparation | Electric | Steamer | E8 | PACT BC Ratio | 0 | 0 | 0 | 0 | 0 | 0 | 0 | 0 | 0 | 0 | 0 | 0 | 0 | 0 | 0 | 0 | 0 | 0 | 0 | 0 | 0 | 0 | 0 | 0 | 0 | 0 | 0 | 0 | 0 | 0
F3_Commercial_School_Existing_Food Preparation_Electric_Steamer_E9 | F3 | Commercial | School | Existing | Food Preparation | Electric | Steamer | E9 | PACT BC Ratio | 0 | 0 | 0 | 0 | 0 | 0 | 0 | 0 | 0 | 0 | 0 | 0 | 0 | 0 | 0 | 0 | 0 | 0 | 0 | 0 | 0 | 0 | 0 | 0 | 0 | 0 | 0 | 0 | 0 | 0
F3_Commercial_School_Existing_Food Preparation_Electric_Steamer_E10 | F3 | Commercial | School | Existing | Food Preparation | Electric | Steamer | E10 | PACT BC Ratio | 0 | 0 | 0 | 0 | 0 | 0 | 0 | 0 | 0 | 0 | 0 | 0 | 0 | 0 | 0 | 0 | 0 | 0 | 0 | 0 | 0 | 0 | 0 | 0 | 0 | 0 | 0 | 0 | 0 | 0
F4_Commercial_School_Existing_Food Preparation_Electric_Steamer_E1 | F4 | Commercial | School | Existing | Food Preparation | Electric | Steamer | E1 | RVT BC Ratio | 0 | 0 | 0 | 0 | 0 | 0 | 0 | 0 | 0 | 0 | 0 | 0 | 0 | 0 | 0 | 0 | 0 | 0 | 0 | 0 | 0 | 0 | 0 | 0 | 0 | 0 | 0 | 0 | 0 | 0
F4_Commercial_School_Existing_Food Preparation_Electric_Steamer_E2 | F4 | Commercial | School | Existing | Food Preparation | Electric | Steamer | E2 | RVT BC Ratio | 0 | 0 | 0 | 0 | 0 | 0 | 0 | 0 | 0 | 0 | 0 | 0 | 0 | 0 | 0 | 0 | 0 | 0 | 0 | 0 | 0 | 0 | 0 | 0 | 0 | 0 | 0 | 0 | 0 | 0
F4_Commercial_School_Existing_Food Preparation_Electric_Steamer_E3 | F4 | Commercial | School | Existing | Food Preparation | Electric | Steamer | E3 | RVT BC Ratio | 0 | 0 | 0 | 0 | 0 | 0 | 0 | 0 | 0 | 0 | 0 | 0 | 0 | 0 | 0 | 0 | 0 | 0 | 0 | 0 | 0 | 0 | 0 | 0 | 0 | 0 | 0 | 0 | 0 | 0
F4_Commercial_School_Existing_Food Preparation_Electric_Steamer_E4 | F4 | Commercial | School | Existing | Food Preparation | Electric | Steamer | E4 | RVT BC Ratio | 0 | 0 | 0 | 0 | 0 | 0 | 0 | 0 | 0 | 0 | 0 | 0 | 0 | 0 | 0 | 0 | 0 | 0 | 0 | 0 | 0 | 0 | 0 | 0 | 0 | 0 | 0 | 0 | 0 | 0
F4_Commercial_School_Existing_Food Preparation_Electric_Steamer_E5 | F4 | Commercial | School | Existing | Food Preparation | Electric | Steamer | E5 | RVT BC Ratio | 0 | 0 | 0 | 0 | 0 | 0 | 0 | 0 | 0 | 0 | 0 | 0 | 0 | 0 | 0 | 0 | 0 | 0 | 0 | 0 | 0 | 0 | 0 | 0 | 0 | 0 | 0 | 0 | 0 | 0
F4_Commercial_School_Existing_Food Preparation_Electric_Steamer_E6 | F4 | Commercial | School | Existing | Food Preparation | Electric | Steamer | E6 | RVT BC Ratio | 0 | 0 | 0 | 0 | 0 | 0 | 0 | 0 | 0 | 0 | 0 | 0 | 0 | 0 | 0 | 0 | 0 | 0 | 0 | 0 | 0 | 0 | 0 | 0 | 0 | 0 | 0 | 0 | 0 | 0
F4_Commercial_School_Existing_Food Preparation_Electric_Steamer_E7 | F4 | Commercial | School | Existing | Food Preparation | Electric | Steamer | E7 | RVT BC Ratio | 0 | 0 | 0 | 0 | 0 | 0 | 0 | 0 | 0 | 0 | 0 | 0 | 0 | 0 | 0 | 0 | 0 | 0 | 0 | 0 | 0 | 0 | 0 | 0 | 0 | 0 | 0 | 0 | 0 | 0
F4_Commercial_School_Existing_Food Preparation_Electric_Steamer_E8 | F4 | Commercial | School | Existing | Food Preparation | Electric | Steamer | E8 | RVT BC Ratio | 0 | 0 | 0 | 0 | 0 | 0 | 0 | 0 | 0 | 0 | 0 | 0 | 0 | 0 | 0 | 0 | 0 | 0 | 0 | 0 | 0 | 0 | 0 | 0 | 0 | 0 | 0 | 0 | 0 | 0
F4_Commercial_School_Existing_Food Preparation_Electric_Steamer_E9 | F4 | Commercial | School | Existing | Food Preparation | Electric | Steamer | E9 | RVT BC Ratio | 0 | 0 | 0 | 0 | 0 | 0 | 0 | 0 | 0 | 0 | 0 | 0 | 0 | 0 | 0 | 0 | 0 | 0 | 0 | 0 | 0 | 0 | 0 | 0 | 0 | 0 | 0 | 0 | 0 | 0
F4_Commercial_School_Existing_Food Preparation_Electric_Steamer_E10 | F4 | Commercial | School | Existing | Food Preparation | Electric | Steamer | E10 | RVT BC Ratio | 0 | 0 | 0 | 0 | 0 | 0 | 0 | 0 | 0 | 0 | 0 | 0 | 0 | 0 | 0 | 0 | 0 | 0 | 0 | 0 | 0 | 0 | 0 | 0 | 0 | 0 | 0 | 0 | 0 | 0
F5_Commercial_School_Existing_Food Preparation_Electric_Steamer_E1 | F5 | Commercial | School | Existing | Food Preparation | Electric | Steamer | E1 | RIM BC Ratio | 0 | 0 | 0 | 0 | 0 | 0 | 0 | 0 | 0 | 0 | 0 | 0 | 0 | 0 | 0 | 0 | 0 | 0 | 0 | 0 | 0 | 0 | 0 | 0 | 0 | 0 | 0 | 0 | 0 | 0
F5_Commercial_School_Existing_Food Preparation_Electric_Steamer_E2 | F5 | Commercial | School | Existing | Food Preparation | Electric | Steamer | E2 | RIM BC Ratio | 0 | 0 | 0 | 0 | 0 | 0 | 0 | 0 | 0 | 0 | 0 | 0 | 0 | 0 | 0 | 0 | 0 | 0 | 0 | 0 | 0 | 0 | 0 | 0 | 0 | 0 | 0 | 0 | 0 | 0
F5_Commercial_School_Existing_Food Preparation_Electric_Steamer_E3 | F5 | Commercial | School | Existing | Food Preparation | Electric | Steamer | E3 | RIM BC Ratio | 0 | 0 | 0 | 0 | 0 | 0 | 0 | 0 | 0 | 0 | 0 | 0 | 0 | 0 | 0 | 0 | 0 | 0 | 0 | 0 | 0 | 0 | 0 | 0 | 0 | 0 | 0 | 0 | 0 | 0
F5_Commercial_School_Existing_Food Preparation_Electric_Steamer_E4 | F5 | Commercial | School | Existing | Food Preparation | Electric | Steamer | E4 | RIM BC Ratio | 0 | 0 | 0 | 0 | 0 | 0 | 0 | 0 | 0 | 0 | 0 | 0 | 0 | 0 | 0 | 0 | 0 | 0 | 0 | 0 | 0 | 0 | 0 | 0 | 0 | 0 | 0 | 0 | 0 | 0
F5_Commercial_School_Existing_Food Preparation_Electric_Steamer_E5 | F5 | Commercial | School | Existing | Food Preparation | Electric | Steamer | E5 | RIM BC Ratio | 0 | 0 | 0 | 0 | 0 | 0 | 0 | 0 | 0 | 0 | 0 | 0 | 0 | 0 | 0 | 0 | 0 | 0 | 0 | 0 | 0 | 0 | 0 | 0 | 0 | 0 | 0 | 0 | 0 | 0
F5_Commercial_School_Existing_Food Preparation_Electric_Steamer_E6 | F5 | Commercial | School | Existing | Food Preparation | Electric | Steamer | E6 | RIM BC Ratio | 0 | 0 | 0 | 0 | 0 | 0 | 0 | 0 | 0 | 0 | 0 | 0 | 0 | 0 | 0 | 0 | 0 | 0 | 0 | 0 | 0 | 0 | 0 | 0 | 0 | 0 | 0 | 0 | 0 | 0
F5_Commercial_School_Existing_Food Preparation_Electric_Steamer_E7 | F5 | Commercial | School | Existing | Food Preparation | Electric | Steamer | E7 | RIM BC Ratio | 0 | 0 | 0 | 0 | 0 | 0 | 0 | 0 | 0 | 0 | 0 | 0 | 0 | 0 | 0 | 0 | 0 | 0 | 0 | 0 | 0 | 0 | 0 | 0 | 0 | 0 | 0 | 0 | 0 | 0
F5_Commercial_School_Existing_Food Preparation_Electric_Steamer_E8 | F5 | Commercial | School | Existing | Food Preparation | Electric | Steamer | E8 | RIM BC Ratio | 0 | 0 | 0 | 0 | 0 | 0 | 0 | 0 | 0 | 0 | 0 | 0 | 0 | 0 | 0 | 0 | 0 | 0 | 0 | 0 | 0 | 0 | 0 | 0 | 0 | 0 | 0 | 0 | 0 | 0
F5_Commercial_School_Existing_Food Preparation_Electric_Steamer_E9 | F5 | Commercial | School | Existing | Food Preparation | Electric | Steamer | E9 | RIM BC Ratio | 0 | 0 | 0 | 0 | 0 | 0 | 0 | 0 | 0 | 0 | 0 | 0 | 0 | 0 | 0 | 0 | 0 | 0 | 0 | 0 | 0 | 0 | 0 | 0 | 0 | 0 | 0 | 0 | 0 | 0
F5_Commercial_School_Existing_Food Preparation_Electric_Steamer_E10 | F5 | Commercial | School | Existing | Food Preparation | Electric | Steamer | E10 | RIM BC Ratio | 0 | 0 | 0 | 0 | 0 | 0 | 0 | 0 | 0 | 0 | 0 | 0 | 0 | 0 | 0 | 0 | 0 | 0 | 0 | 0 | 0 | 0 | 0 | 0 | 0 | 0 | 0 | 0 | 0 | 0
F0_Commercial_School_Existing_Food Preparation_Electric_Griddle_E0 | F0 | Commercial | School | Existing | Food Preparation | Electric | Griddle | E0 | Economic Unit | 0 | 0 | 0 | 0 | 0 | 0 | 0 | 0 | 0 | 0 | 0 | 0 | 0 | 0 | 0 | 0 | 0 | 0 | 0 | 0 | 0 | 0 | 0 | 0 | 0 | 0 | 0 | 0 | 0 | 0
F1_Commercial_School_Existing_Food Preparation_Electric_Griddle_E1 | F1 | Commercial | School | Existing | Food Preparation | Electric | Griddle | E1 | CCE | 0 | 0 | 0 | 0 | 0 | 0 | 0 | 0 | 0 | 0 | 0 | 0 | 0 | 0 | 0 | 0 | 0 | 0 | 0 | 0 | 0 | 0 | 0 | 0 | 0 | 0 | 0 | 0 | 0 | 0
F1_Commercial_School_Existing_Food Preparation_Electric_Griddle_E2 | F1 | Commercial | School | Existing | Food Preparation | Electric | Griddle | E2 | CCE | 0 | 0 | 0 | 0 | 0 | 0 | 0 | 0 | 0 | 0 | 0 | 0 | 0 | 0 | 0 | 0 | 0 | 0 | 0 | 0 | 0 | 0 | 0 | 0 | 0 | 0 | 0 | 0 | 0 | 0
F1_Commercial_School_Existing_Food Preparation_Electric_Griddle_E3 | F1 | Commercial | School | Existing | Food Preparation | Electric | Griddle | E3 | CCE | 0 | 0 | 0 | 0 | 0 | 0 | 0 | 0 | 0 | 0 | 0 | 0 | 0 | 0 | 0 | 0 | 0 | 0 | 0 | 0 | 0 | 0 | 0 | 0 | 0 | 0 | 0 | 0 | 0 | 0
F1_Commercial_School_Existing_Food Preparation_Electric_Griddle_E4 | F1 | Commercial | School | Existing | Food Preparation | Electric | Griddle | E4 | CCE | 0 | 0 | 0 | 0 | 0 | 0 | 0 | 0 | 0 | 0 | 0 | 0 | 0 | 0 | 0 | 0 | 0 | 0 | 0 | 0 | 0 | 0 | 0 | 0 | 0 | 0 | 0 | 0 | 0 | 0
F1_Commercial_School_Existing_Food Preparation_Electric_Griddle_E5 | F1 | Commercial | School | Existing | Food Preparation | Electric | Griddle | E5 | CCE | 0 | 0 | 0 | 0 | 0 | 0 | 0 | 0 | 0 | 0 | 0 | 0 | 0 | 0 | 0 | 0 | 0 | 0 | 0 | 0 | 0 | 0 | 0 | 0 | 0 | 0 | 0 | 0 | 0 | 0
F1_Commercial_School_Existing_Food Preparation_Electric_Griddle_E6 | F1 | Commercial | School | Existing | Food Preparation | Electric | Griddle | E6 | CCE | 0 | 0 | 0 | 0 | 0 | 0 | 0 | 0 | 0 | 0 | 0 | 0 | 0 | 0 | 0 | 0 | 0 | 0 | 0 | 0 | 0 | 0 | 0 | 0 | 0 | 0 | 0 | 0 | 0 | 0
F1_Commercial_School_Existing_Food Preparation_Electric_Griddle_E7 | F1 | Commercial | School | Existing | Food Preparation | Electric | Griddle | E7 | CCE | 0 | 0 | 0 | 0 | 0 | 0 | 0 | 0 | 0 | 0 | 0 | 0 | 0 | 0 | 0 | 0 | 0 | 0 | 0 | 0 | 0 | 0 | 0 | 0 | 0 | 0 | 0 | 0 | 0 | 0
F1_Commercial_School_Existing_Food Preparation_Electric_Griddle_E8 | F1 | Commercial | School | Existing | Food Preparation | Electric | Griddle | E8 | CCE | 0 | 0 | 0 | 0 | 0 | 0 | 0 | 0 | 0 | 0 | 0 | 0 | 0 | 0 | 0 | 0 | 0 | 0 | 0 | 0 | 0 | 0 | 0 | 0 | 0 | 0 | 0 | 0 | 0 | 0
F1_Commercial_School_Existing_Food Preparation_Electric_Griddle_E9 | F1 | Commercial | School | Existing | Food Preparation | Electric | Griddle | E9 | CCE | 0 | 0 | 0 | 0 | 0 | 0 | 0 | 0 | 0 | 0 | 0 | 0 | 0 | 0 | 0 | 0 | 0 | 0 | 0 | 0 | 0 | 0 | 0 | 0 | 0 | 0 | 0 | 0 | 0 | 0
F1_Commercial_School_Existing_Food Preparation_Electric_Griddle_E10 | F1 | Commercial | School | Existing | Food Preparation | Electric | Griddle | E10 | CCE | 0 | 0 | 0 | 0 | 0 | 0 | 0 | 0 | 0 | 0 | 0 | 0 | 0 | 0 | 0 | 0 | 0 | 0 | 0 | 0 | 0 | 0 | 0 | 0 | 0 | 0 | 0 | 0 | 0 | 0
F2_Commercial_School_Existing_Food Preparation_Electric_Griddle_E1 | F2 | Commercial | School | Existing | Food Preparation | Electric | Griddle | E1 | TRC BC Ratio | 0 | 0 | 0 | 0 | 0 | 0 | 0 | 0 | 0 | 0 | 0 | 0 | 0 | 0 | 0 | 0 | 0 | 0 | 0 | 0 | 0 | 0 | 0 | 0 | 0 | 0 | 0 | 0 | 0 | 0
F2_Commercial_School_Existing_Food Preparation_Electric_Griddle_E2 | F2 | Commercial | School | Existing | Food Preparation | Electric | Griddle | E2 | TRC BC Ratio | 0 | 0 | 0 | 0 | 0 | 0 | 0 | 0 | 0 | 0 | 0 | 0 | 0 | 0 | 0 | 0 | 0 | 0 | 0 | 0 | 0 | 0 | 0 | 0 | 0 | 0 | 0 | 0 | 0 | 0
F2_Commercial_School_Existing_Food Preparation_Electric_Griddle_E3 | F2 | Commercial | School | Existing | Food Preparation | Electric | Griddle | E3 | TRC BC Ratio | 0 | 0 | 0 | 0 | 0 | 0 | 0 | 0 | 0 | 0 | 0 | 0 | 0 | 0 | 0 | 0 | 0 | 0 | 0 | 0 | 0 | 0 | 0 | 0 | 0 | 0 | 0 | 0 | 0 | 0
F2_Commercial_School_Existing_Food Preparation_Electric_Griddle_E4 | F2 | Commercial | School | Existing | Food Preparation | Electric | Griddle | E4 | TRC BC Ratio | 0 | 0 | 0 | 0 | 0 | 0 | 0 | 0 | 0 | 0 | 0 | 0 | 0 | 0 | 0 | 0 | 0 | 0 | 0 | 0 | 0 | 0 | 0 | 0 | 0 | 0 | 0 | 0 | 0 | 0
F2_Commercial_School_Existing_Food Preparation_Electric_Griddle_E5 | F2 | Commercial | School | Existing | Food Preparation | Electric | Griddle | E5 | TRC BC Ratio | 0 | 0 | 0 | 0 | 0 | 0 | 0 | 0 | 0 | 0 | 0 | 0 | 0 | 0 | 0 | 0 | 0 | 0 | 0 | 0 | 0 | 0 | 0 | 0 | 0 | 0 | 0 | 0 | 0 | 0
F2_Commercial_School_Existing_Food Preparation_Electric_Griddle_E6 | F2 | Commercial | School | Existing | Food Preparation | Electric | Griddle | E6 | TRC BC Ratio | 0 | 0 | 0 | 0 | 0 | 0 | 0 | 0 | 0 | 0 | 0 | 0 | 0 | 0 | 0 | 0 | 0 | 0 | 0 | 0 | 0 | 0 | 0 | 0 | 0 | 0 | 0 | 0 | 0 | 0
F2_Commercial_School_Existing_Food Preparation_Electric_Griddle_E7 | F2 | Commercial | School | Existing | Food Preparation | Electric | Griddle | E7 | TRC BC Ratio | 0 | 0 | 0 | 0 | 0 | 0 | 0 | 0 | 0 | 0 | 0 | 0 | 0 | 0 | 0 | 0 | 0 | 0 | 0 | 0 | 0 | 0 | 0 | 0 | 0 | 0 | 0 | 0 | 0 | 0
F2_Commercial_School_Existing_Food Preparation_Electric_Griddle_E8 | F2 | Commercial | School | Existing | Food Preparation | Electric | Griddle | E8 | TRC BC Ratio | 0 | 0 | 0 | 0 | 0 | 0 | 0 | 0 | 0 | 0 | 0 | 0 | 0 | 0 | 0 | 0 | 0 | 0 | 0 | 0 | 0 | 0 | 0 | 0 | 0 | 0 | 0 | 0 | 0 | 0
F2_Commercial_School_Existing_Food Preparation_Electric_Griddle_E9 | F2 | Commercial | School | Existing | Food Preparation | Electric | Griddle | E9 | TRC BC Ratio | 0 | 0 | 0 | 0 | 0 | 0 | 0 | 0 | 0 | 0 | 0 | 0 | 0 | 0 | 0 | 0 | 0 | 0 | 0 | 0 | 0 | 0 | 0 | 0 | 0 | 0 | 0 | 0 | 0 | 0
F2_Commercial_School_Existing_Food Preparation_Electric_Griddle_E10 | F2 | Commercial | School | Existing | Food Preparation | Electric | Griddle | E10 | TRC BC Ratio | 0 | 0 | 0 | 0 | 0 | 0 | 0 | 0 | 0 | 0 | 0 | 0 | 0 | 0 | 0 | 0 | 0 | 0 | 0 | 0 | 0 | 0 | 0 | 0 | 0 | 0 | 0 | 0 | 0 | 0
F3_Commercial_School_Existing_Food Preparation_Electric_Griddle_E1 | F3 | Commercial | School | Existing | Food Preparation | Electric | Griddle | E1 | PACT BC Ratio | 0 | 0 | 0 | 0 | 0 | 0 | 0 | 0 | 0 | 0 | 0 | 0 | 0 | 0 | 0 | 0 | 0 | 0 | 0 | 0 | 0 | 0 | 0 | 0 | 0 | 0 | 0 | 0 | 0 | 0
F3_Commercial_School_Existing_Food Preparation_Electric_Griddle_E2 | F3 | Commercial | School | Existing | Food Preparation | Electric | Griddle | E2 | PACT BC Ratio | 0 | 0 | 0 | 0 | 0 | 0 | 0 | 0 | 0 | 0 | 0 | 0 | 0 | 0 | 0 | 0 | 0 | 0 | 0 | 0 | 0 | 0 | 0 | 0 | 0 | 0 | 0 | 0 | 0 | 0
F3_Commercial_School_Existing_Food Preparation_Electric_Griddle_E3 | F3 | Commercial | School | Existing | Food Preparation | Electric | Griddle | E3 | PACT BC Ratio | 0 | 0 | 0 | 0 | 0 | 0 | 0 | 0 | 0 | 0 | 0 | 0 | 0 | 0 | 0 | 0 | 0 | 0 | 0 | 0 | 0 | 0 | 0 | 0 | 0 | 0 | 0 | 0 | 0 | 0
F3_Commercial_School_Existing_Food Preparation_Electric_Griddle_E4 | F3 | Commercial | School | Existing | Food Preparation | Electric | Griddle | E4 | PACT BC Ratio | 0 | 0 | 0 | 0 | 0 | 0 | 0 | 0 | 0 | 0 | 0 | 0 | 0 | 0 | 0 | 0 | 0 | 0 | 0 | 0 | 0 | 0 | 0 | 0 | 0 | 0 | 0 | 0 | 0 | 0
F3_Commercial_School_Existing_Food Preparation_Electric_Griddle_E5 | F3 | Commercial | School | Existing | Food Preparation | Electric | Griddle | E5 | PACT BC Ratio | 0 | 0 | 0 | 0 | 0 | 0 | 0 | 0 | 0 | 0 | 0 | 0 | 0 | 0 | 0 | 0 | 0 | 0 | 0 | 0 | 0 | 0 | 0 | 0 | 0 | 0 | 0 | 0 | 0 | 0
F3_Commercial_School_Existing_Food Preparation_Electric_Griddle_E6 | F3 | Commercial | School | Existing | Food Preparation | Electric | Griddle | E6 | PACT BC Ratio | 0 | 0 | 0 | 0 | 0 | 0 | 0 | 0 | 0 | 0 | 0 | 0 | 0 | 0 | 0 | 0 | 0 | 0 | 0 | 0 | 0 | 0 | 0 | 0 | 0 | 0 | 0 | 0 | 0 | 0
F3_Commercial_School_Existing_Food Preparation_Electric_Griddle_E7 | F3 | Commercial | School | Existing | Food Preparation | Electric | Griddle | E7 | PACT BC Ratio | 0 | 0 | 0 | 0 | 0 | 0 | 0 | 0 | 0 | 0 | 0 | 0 | 0 | 0 | 0 | 0 | 0 | 0 | 0 | 0 | 0 | 0 | 0 | 0 | 0 | 0 | 0 | 0 | 0 | 0
F3_Commercial_School_Existing_Food Preparation_Electric_Griddle_E8 | F3 | Commercial | School | Existing | Food Preparation | Electric | Griddle | E8 | PACT BC Ratio | 0 | 0 | 0 | 0 | 0 | 0 | 0 | 0 | 0 | 0 | 0 | 0 | 0 | 0 | 0 | 0 | 0 | 0 | 0 | 0 | 0 | 0 | 0 | 0 | 0 | 0 | 0 | 0 | 0 | 0
F3_Commercial_School_Existing_Food Preparation_Electric_Griddle_E9 | F3 | Commercial | School | Existing | Food Preparation | Electric | Griddle | E9 | PACT BC Ratio | 0 | 0 | 0 | 0 | 0 | 0 | 0 | 0 | 0 | 0 | 0 | 0 | 0 | 0 | 0 | 0 | 0 | 0 | 0 | 0 | 0 | 0 | 0 | 0 | 0 | 0 | 0 | 0 | 0 | 0
F3_Commercial_School_Existing_Food Preparation_Electric_Griddle_E10 | F3 | Commercial | School | Existing | Food Preparation | Electric | Griddle | E10 | PACT BC Ratio | 0 | 0 | 0 | 0 | 0 | 0 | 0 | 0 | 0 | 0 | 0 | 0 | 0 | 0 | 0 | 0 | 0 | 0 | 0 | 0 | 0 | 0 | 0 | 0 | 0 | 0 | 0 | 0 | 0 | 0
F4_Commercial_School_Existing_Food Preparation_Electric_Griddle_E1 | F4 | Commercial | School | Existing | Food Preparation | Electric | Griddle | E1 | RVT BC Ratio | 0 | 0 | 0 | 0 | 0 | 0 | 0 | 0 | 0 | 0 | 0 | 0 | 0 | 0 | 0 | 0 | 0 | 0 | 0 | 0 | 0 | 0 | 0 | 0 | 0 | 0 | 0 | 0 | 0 | 0
F4_Commercial_School_Existing_Food Preparation_Electric_Griddle_E2 | F4 | Commercial | School | Existing | Food Preparation | Electric | Griddle | E2 | RVT BC Ratio | 0 | 0 | 0 | 0 | 0 | 0 | 0 | 0 | 0 | 0 | 0 | 0 | 0 | 0 | 0 | 0 | 0 | 0 | 0 | 0 | 0 | 0 | 0 | 0 | 0 | 0 | 0 | 0 | 0 | 0
F4_Commercial_School_Existing_Food Preparation_Electric_Griddle_E3 | F4 | Commercial | School | Existing | Food Preparation | Electric | Griddle | E3 | RVT BC Ratio | 0 | 0 | 0 | 0 | 0 | 0 | 0 | 0 | 0 | 0 | 0 | 0 | 0 | 0 | 0 | 0 | 0 | 0 | 0 | 0 | 0 | 0 | 0 | 0 | 0 | 0 | 0 | 0 | 0 | 0
F4_Commercial_School_Existing_Food Preparation_Electric_Griddle_E4 | F4 | Commercial | School | Existing | Food Preparation | Electric | Griddle | E4 | RVT BC Ratio | 0 | 0 | 0 | 0 | 0 | 0 | 0 | 0 | 0 | 0 | 0 | 0 | 0 | 0 | 0 | 0 | 0 | 0 | 0 | 0 | 0 | 0 | 0 | 0 | 0 | 0 | 0 | 0 | 0 | 0
F4_Commercial_School_Existing_Food Preparation_Electric_Griddle_E5 | F4 | Commercial | School | Existing | Food Preparation | Electric | Griddle | E5 | RVT BC Ratio | 0 | 0 | 0 | 0 | 0 | 0 | 0 | 0 | 0 | 0 | 0 | 0 | 0 | 0 | 0 | 0 | 0 | 0 | 0 | 0 | 0 | 0 | 0 | 0 | 0 | 0 | 0 | 0 | 0 | 0
F4_Commercial_School_Existing_Food Preparation_Electric_Griddle_E6 | F4 | Commercial | School | Existing | Food Preparation | Electric | Griddle | E6 | RVT BC Ratio | 0 | 0 | 0 | 0 | 0 | 0 | 0 | 0 | 0 | 0 | 0 | 0 | 0 | 0 | 0 | 0 | 0 | 0 | 0 | 0 | 0 | 0 | 0 | 0 | 0 | 0 | 0 | 0 | 0 | 0
F4_Commercial_School_Existing_Food Preparation_Electric_Griddle_E7 | F4 | Commercial | School | Existing | Food Preparation | Electric | Griddle | E7 | RVT BC Ratio | 0 | 0 | 0 | 0 | 0 | 0 | 0 | 0 | 0 | 0 | 0 | 0 | 0 | 0 | 0 | 0 | 0 | 0 | 0 | 0 | 0 | 0 | 0 | 0 | 0 | 0 | 0 | 0 | 0 | 0
F4_Commercial_School_Existing_Food Preparation_Electric_Griddle_E8 | F4 | Commercial | School | Existing | Food Preparation | Electric | Griddle | E8 | RVT BC Ratio | 0 | 0 | 0 | 0 | 0 | 0 | 0 | 0 | 0 | 0 | 0 | 0 | 0 | 0 | 0 | 0 | 0 | 0 | 0 | 0 | 0 | 0 | 0 | 0 | 0 | 0 | 0 | 0 | 0 | 0
F4_Commercial_School_Existing_Food Preparation_Electric_Griddle_E9 | F4 | Commercial | School | Existing | Food Preparation | Electric | Griddle | E9 | RVT BC Ratio | 0 | 0 | 0 | 0 | 0 | 0 | 0 | 0 | 0 | 0 | 0 | 0 | 0 | 0 | 0 | 0 | 0 | 0 | 0 | 0 | 0 | 0 | 0 | 0 | 0 | 0 | 0 | 0 | 0 | 0
F4_Commercial_School_Existing_Food Preparation_Electric_Griddle_E10 | F4 | Commercial | School | Existing | Food Preparation | Electric | Griddle | E10 | RVT BC Ratio | 0 | 0 | 0 | 0 | 0 | 0 | 0 | 0 | 0 | 0 | 0 | 0 | 0 | 0 | 0 | 0 | 0 | 0 | 0 | 0 | 0 | 0 | 0 | 0 | 0 | 0 | 0 | 0 | 0 | 0
F5_Commercial_School_Existing_Food Preparation_Electric_Griddle_E1 | F5 | Commercial | School | Existing | Food Preparation | Electric | Griddle | E1 | RIM BC Ratio | 0 | 0 | 0 | 0 | 0 | 0 | 0 | 0 | 0 | 0 | 0 | 0 | 0 | 0 | 0 | 0 | 0 | 0 | 0 | 0 | 0 | 0 | 0 | 0 | 0 | 0 | 0 | 0 | 0 | 0
F5_Commercial_School_Existing_Food Preparation_Electric_Griddle_E2 | F5 | Commercial | School | Existing | Food Preparation | Electric | Griddle | E2 | RIM BC Ratio | 0 | 0 | 0 | 0 | 0 | 0 | 0 | 0 | 0 | 0 | 0 | 0 | 0 | 0 | 0 | 0 | 0 | 0 | 0 | 0 | 0 | 0 | 0 | 0 | 0 | 0 | 0 | 0 | 0 | 0
F5_Commercial_School_Existing_Food Preparation_Electric_Griddle_E3 | F5 | Commercial | School | Existing | Food Preparation | Electric | Griddle | E3 | RIM BC Ratio | 0 | 0 | 0 | 0 | 0 | 0 | 0 | 0 | 0 | 0 | 0 | 0 | 0 | 0 | 0 | 0 | 0 | 0 | 0 | 0 | 0 | 0 | 0 | 0 | 0 | 0 | 0 | 0 | 0 | 0
F5_Commercial_School_Existing_Food Preparation_Electric_Griddle_E4 | F5 | Commercial | School | Existing | Food Preparation | Electric | Griddle | E4 | RIM BC Ratio | 0 | 0 | 0 | 0 | 0 | 0 | 0 | 0 | 0 | 0 | 0 | 0 | 0 | 0 | 0 | 0 | 0 | 0 | 0 | 0 | 0 | 0 | 0 | 0 | 0 | 0 | 0 | 0 | 0 | 0
F5_Commercial_School_Existing_Food Preparation_Electric_Griddle_E5 | F5 | Commercial | School | Existing | Food Preparation | Electric | Griddle | E5 | RIM BC Ratio | 0 | 0 | 0 | 0 | 0 | 0 | 0 | 0 | 0 | 0 | 0 | 0 | 0 | 0 | 0 | 0 | 0 | 0 | 0 | 0 | 0 | 0 | 0 | 0 | 0 | 0 | 0 | 0 | 0 | 0
F5_Commercial_School_Existing_Food Preparation_Electric_Griddle_E6 | F5 | Commercial | School | Existing | Food Preparation | Electric | Griddle | E6 | RIM BC Ratio | 0 | 0 | 0 | 0 | 0 | 0 | 0 | 0 | 0 | 0 | 0 | 0 | 0 | 0 | 0 | 0 | 0 | 0 | 0 | 0 | 0 | 0 | 0 | 0 | 0 | 0 | 0 | 0 | 0 | 0
F5_Commercial_School_Existing_Food Preparation_Electric_Griddle_E7 | F5 | Commercial | School | Existing | Food Preparation | Electric | Griddle | E7 | RIM BC Ratio | 0 | 0 | 0 | 0 | 0 | 0 | 0 | 0 | 0 | 0 | 0 | 0 | 0 | 0 | 0 | 0 | 0 | 0 | 0 | 0 | 0 | 0 | 0 | 0 | 0 | 0 | 0 | 0 | 0 | 0
F5_Commercial_School_Existing_Food Preparation_Electric_Griddle_E8 | F5 | Commercial | School | Existing | Food Preparation | Electric | Griddle | E8 | RIM BC Ratio | 0 | 0 | 0 | 0 | 0 | 0 | 0 | 0 | 0 | 0 | 0 | 0 | 0 | 0 | 0 | 0 | 0 | 0 | 0 | 0 | 0 | 0 | 0 | 0 | 0 | 0 | 0 | 0 | 0 | 0
F5_Commercial_School_Existing_Food Preparation_Electric_Griddle_E9 | F5 | Commercial | School | Existing | Food Preparation | Electric | Griddle | E9 | RIM BC Ratio | 0 | 0 | 0 | 0 | 0 | 0 | 0 | 0 | 0 | 0 | 0 | 0 | 0 | 0 | 0 | 0 | 0 | 0 | 0 | 0 | 0 | 0 | 0 | 0 | 0 | 0 | 0 | 0 | 0 | 0
F5_Commercial_School_Existing_Food Preparation_Electric_Griddle_E10 | F5 | Commercial | School | Existing | Food Preparation | Electric | Griddle | E10 | RIM BC Ratio | 0 | 0 | 0 | 0 | 0 | 0 | 0 | 0 | 0 | 0 | 0 | 0 | 0 | 0 | 0 | 0 | 0 | 0 | 0 | 0 | 0 | 0 | 0 | 0 | 0 | 0 | 0 | 0 | 0 | 0
F0_Commercial_School_Existing_Office Equipment_Electric_Desktop Computer_E0 | F0 | Commercial | School | Existing | Office Equipment | Electric | Desktop Computer | E0 | Economic Unit | 0 | 0 | 0 | 0 | 0 | 0 | 0 | 0 | 0 | 0 | 0 | 0 | 0 | 0 | 0 | 0 | 0 | 0 | 0 | 0 | 0 | 0 | 0 | 0 | 0 | 0 | 0 | 0 | 0 | 0
F1_Commercial_School_Existing_Office Equipment_Electric_Desktop Computer_E1 | F1 | Commercial | School | Existing | Office Equipment | Electric | Desktop Computer | E1 | CCE | 0 | 0 | 0 | 0 | 0 | 0 | 0 | 0 | 0 | 0 | 0 | 0 | 0 | 0 | 0 | 0 | 0 | 0 | 0 | 0 | 0 | 0 | 0 | 0 | 0 | 0 | 0 | 0 | 0 | 0
F1_Commercial_School_Existing_Office Equipment_Electric_Desktop Computer_E2 | F1 | Commercial | School | Existing | Office Equipment | Electric | Desktop Computer | E2 | CCE | 0 | 0 | 0 | 0 | 0 | 0 | 0 | 0 | 0 | 0 | 0 | 0 | 0 | 0 | 0 | 0 | 0 | 0 | 0 | 0 | 0 | 0 | 0 | 0 | 0 | 0 | 0 | 0 | 0 | 0
F1_Commercial_School_Existing_Office Equipment_Electric_Desktop Computer_E3 | F1 | Commercial | School | Existing | Office Equipment | Electric | Desktop Computer | E3 | CCE | 0 | 0 | 0 | 0 | 0 | 0 | 0 | 0 | 0 | 0 | 0 | 0 | 0 | 0 | 0 | 0 | 0 | 0 | 0 | 0 | 0 | 0 | 0 | 0 | 0 | 0 | 0 | 0 | 0 | 0
F1_Commercial_School_Existing_Office Equipment_Electric_Desktop Computer_E4 | F1 | Commercial | School | Existing | Office Equipment | Electric | Desktop Computer | E4 | CCE | 0 | 0 | 0 | 0 | 0 | 0 | 0 | 0 | 0 | 0 | 0 | 0 | 0 | 0 | 0 | 0 | 0 | 0 | 0 | 0 | 0 | 0 | 0 | 0 | 0 | 0 | 0 | 0 | 0 | 0
F1_Commercial_School_Existing_Office Equipment_Electric_Desktop Computer_E5 | F1 | Commercial | School | Existing | Office Equipment | Electric | Desktop Computer | E5 | CCE | 0 | 0 | 0 | 0 | 0 | 0 | 0 | 0 | 0 | 0 | 0 | 0 | 0 | 0 | 0 | 0 | 0 | 0 | 0 | 0 | 0 | 0 | 0 | 0 | 0 | 0 | 0 | 0 | 0 | 0
F1_Commercial_School_Existing_Office Equipment_Electric_Desktop Computer_E6 | F1 | Commercial | School | Existing | Office Equipment | Electric | Desktop Computer | E6 | CCE | 0 | 0 | 0 | 0 | 0 | 0 | 0 | 0 | 0 | 0 | 0 | 0 | 0 | 0 | 0 | 0 | 0 | 0 | 0 | 0 | 0 | 0 | 0 | 0 | 0 | 0 | 0 | 0 | 0 | 0
F1_Commercial_School_Existing_Office Equipment_Electric_Desktop Computer_E7 | F1 | Commercial | School | Existing | Office Equipment | Electric | Desktop Computer | E7 | CCE | 0 | 0 | 0 | 0 | 0 | 0 | 0 | 0 | 0 | 0 | 0 | 0 | 0 | 0 | 0 | 0 | 0 | 0 | 0 | 0 | 0 | 0 | 0 | 0 | 0 | 0 | 0 | 0 | 0 | 0
F1_Commercial_School_Existing_Office Equipment_Electric_Desktop Computer_E8 | F1 | Commercial | School | Existing | Office Equipment | Electric | Desktop Computer | E8 | CCE | 0 | 0 | 0 | 0 | 0 | 0 | 0 | 0 | 0 | 0 | 0 | 0 | 0 | 0 | 0 | 0 | 0 | 0 | 0 | 0 | 0 | 0 | 0 | 0 | 0 | 0 | 0 | 0 | 0 | 0
F1_Commercial_School_Existing_Office Equipment_Electric_Desktop Computer_E9 | F1 | Commercial | School | Existing | Office Equipment | Electric | Desktop Computer | E9 | CCE | 0 | 0 | 0 | 0 | 0 | 0 | 0 | 0 | 0 | 0 | 0 | 0 | 0 | 0 | 0 | 0 | 0 | 0 | 0 | 0 | 0 | 0 | 0 | 0 | 0 | 0 | 0 | 0 | 0 | 0
F1_Commercial_School_Existing_Office Equipment_Electric_Desktop Computer_E10 | F1 | Commercial | School | Existing | Office Equipment | Electric | Desktop Computer | E10 | CCE | 0 | 0 | 0 | 0 | 0 | 0 | 0 | 0 | 0 | 0 | 0 | 0 | 0 | 0 | 0 | 0 | 0 | 0 | 0 | 0 | 0 | 0 | 0 | 0 | 0 | 0 | 0 | 0 | 0 | 0
F2_Commercial_School_Existing_Office Equipment_Electric_Desktop Computer_E1 | F2 | Commercial | School | Existing | Office Equipment | Electric | Desktop Computer | E1 | TRC BC Ratio | 0 | 0 | 0 | 0 | 0 | 0 | 0 | 0 | 0 | 0 | 0 | 0 | 0 | 0 | 0 | 0 | 0 | 0 | 0 | 0 | 0 | 0 | 0 | 0 | 0 | 0 | 0 | 0 | 0 | 0
F2_Commercial_School_Existing_Office Equipment_Electric_Desktop Computer_E2 | F2 | Commercial | School | Existing | Office Equipment | Electric | Desktop Computer | E2 | TRC BC Ratio | 0 | 0 | 0 | 0 | 0 | 0 | 0 | 0 | 0 | 0 | 0 | 0 | 0 | 0 | 0 | 0 | 0 | 0 | 0 | 0 | 0 | 0 | 0 | 0 | 0 | 0 | 0 | 0 | 0 | 0
F2_Commercial_School_Existing_Office Equipment_Electric_Desktop Computer_E3 | F2 | Commercial | School | Existing | Office Equipment | Electric | Desktop Computer | E3 | TRC BC Ratio | 0 | 0 | 0 | 0 | 0 | 0 | 0 | 0 | 0 | 0 | 0 | 0 | 0 | 0 | 0 | 0 | 0 | 0 | 0 | 0 | 0 | 0 | 0 | 0 | 0 | 0 | 0 | 0 | 0 | 0
F2_Commercial_School_Existing_Office Equipment_Electric_Desktop Computer_E4 | F2 | Commercial | School | Existing | Office Equipment | Electric | Desktop Computer | E4 | TRC BC Ratio | 0 | 0 | 0 | 0 | 0 | 0 | 0 | 0 | 0 | 0 | 0 | 0 | 0 | 0 | 0 | 0 | 0 | 0 | 0 | 0 | 0 | 0 | 0 | 0 | 0 | 0 | 0 | 0 | 0 | 0
F2_Commercial_School_Existing_Office Equipment_Electric_Desktop Computer_E5 | F2 | Commercial | School | Existing | Office Equipment | Electric | Desktop Computer | E5 | TRC BC Ratio | 0 | 0 | 0 | 0 | 0 | 0 | 0 | 0 | 0 | 0 | 0 | 0 | 0 | 0 | 0 | 0 | 0 | 0 | 0 | 0 | 0 | 0 | 0 | 0 | 0 | 0 | 0 | 0 | 0 | 0
F2_Commercial_School_Existing_Office Equipment_Electric_Desktop Computer_E6 | F2 | Commercial | School | Existing | Office Equipment | Electric | Desktop Computer | E6 | TRC BC Ratio | 0 | 0 | 0 | 0 | 0 | 0 | 0 | 0 | 0 | 0 | 0 | 0 | 0 | 0 | 0 | 0 | 0 | 0 | 0 | 0 | 0 | 0 | 0 | 0 | 0 | 0 | 0 | 0 | 0 | 0
F2_Commercial_School_Existing_Office Equipment_Electric_Desktop Computer_E7 | F2 | Commercial | School | Existing | Office Equipment | Electric | Desktop Computer | E7 | TRC BC Ratio | 0 | 0 | 0 | 0 | 0 | 0 | 0 | 0 | 0 | 0 | 0 | 0 | 0 | 0 | 0 | 0 | 0 | 0 | 0 | 0 | 0 | 0 | 0 | 0 | 0 | 0 | 0 | 0 | 0 | 0
F2_Commercial_School_Existing_Office Equipment_Electric_Desktop Computer_E8 | F2 | Commercial | School | Existing | Office Equipment | Electric | Desktop Computer | E8 | TRC BC Ratio | 0 | 0 | 0 | 0 | 0 | 0 | 0 | 0 | 0 | 0 | 0 | 0 | 0 | 0 | 0 | 0 | 0 | 0 | 0 | 0 | 0 | 0 | 0 | 0 | 0 | 0 | 0 | 0 | 0 | 0
F2_Commercial_School_Existing_Office Equipment_Electric_Desktop Computer_E9 | F2 | Commercial | School | Existing | Office Equipment | Electric | Desktop Computer | E9 | TRC BC Ratio | 0 | 0 | 0 | 0 | 0 | 0 | 0 | 0 | 0 | 0 | 0 | 0 | 0 | 0 | 0 | 0 | 0 | 0 | 0 | 0 | 0 | 0 | 0 | 0 | 0 | 0 | 0 | 0 | 0 | 0
F2_Commercial_School_Existing_Office Equipment_Electric_Desktop Computer_E10 | F2 | Commercial | School | Existing | Office Equipment | Electric | Desktop Computer | E10 | TRC BC Ratio | 0 | 0 | 0 | 0 | 0 | 0 | 0 | 0 | 0 | 0 | 0 | 0 | 0 | 0 | 0 | 0 | 0 | 0 | 0 | 0 | 0 | 0 | 0 | 0 | 0 | 0 | 0 | 0 | 0 | 0
F3_Commercial_School_Existing_Office Equipment_Electric_Desktop Computer_E1 | F3 | Commercial | School | Existing | Office Equipment | Electric | Desktop Computer | E1 | PACT BC Ratio | 0 | 0 | 0 | 0 | 0 | 0 | 0 | 0 | 0 | 0 | 0 | 0 | 0 | 0 | 0 | 0 | 0 | 0 | 0 | 0 | 0 | 0 | 0 | 0 | 0 | 0 | 0 | 0 | 0 | 0
F3_Commercial_School_Existing_Office Equipment_Electric_Desktop Computer_E2 | F3 | Commercial | School | Existing | Office Equipment | Electric | Desktop Computer | E2 | PACT BC Ratio | 0 | 0 | 0 | 0 | 0 | 0 | 0 | 0 | 0 | 0 | 0 | 0 | 0 | 0 | 0 | 0 | 0 | 0 | 0 | 0 | 0 | 0 | 0 | 0 | 0 | 0 | 0 | 0 | 0 | 0
F3_Commercial_School_Existing_Office Equipment_Electric_Desktop Computer_E3 | F3 | Commercial | School | Existing | Office Equipment | Electric | Desktop Computer | E3 | PACT BC Ratio | 0 | 0 | 0 | 0 | 0 | 0 | 0 | 0 | 0 | 0 | 0 | 0 | 0 | 0 | 0 | 0 | 0 | 0 | 0 | 0 | 0 | 0 | 0 | 0 | 0 | 0 | 0 | 0 | 0 | 0
F3_Commercial_School_Existing_Office Equipment_Electric_Desktop Computer_E4 | F3 | Commercial | School | Existing | Office Equipment | Electric | Desktop Computer | E4 | PACT BC Ratio | 0 | 0 | 0 | 0 | 0 | 0 | 0 | 0 | 0 | 0 | 0 | 0 | 0 | 0 | 0 | 0 | 0 | 0 | 0 | 0 | 0 | 0 | 0 | 0 | 0 | 0 | 0 | 0 | 0 | 0
F3_Commercial_School_Existing_Office Equipment_Electric_Desktop Computer_E5 | F3 | Commercial | School | Existing | Office Equipment | Electric | Desktop Computer | E5 | PACT BC Ratio | 0 | 0 | 0 | 0 | 0 | 0 | 0 | 0 | 0 | 0 | 0 | 0 | 0 | 0 | 0 | 0 | 0 | 0 | 0 | 0 | 0 | 0 | 0 | 0 | 0 | 0 | 0 | 0 | 0 | 0
F3_Commercial_School_Existing_Office Equipment_Electric_Desktop Computer_E6 | F3 | Commercial | School | Existing | Office Equipment | Electric | Desktop Computer | E6 | PACT BC Ratio | 0 | 0 | 0 | 0 | 0 | 0 | 0 | 0 | 0 | 0 | 0 | 0 | 0 | 0 | 0 | 0 | 0 | 0 | 0 | 0 | 0 | 0 | 0 | 0 | 0 | 0 | 0 | 0 | 0 | 0
F3_Commercial_School_Existing_Office Equipment_Electric_Desktop Computer_E7 | F3 | Commercial | School | Existing | Office Equipment | Electric | Desktop Computer | E7 | PACT BC Ratio | 0 | 0 | 0 | 0 | 0 | 0 | 0 | 0 | 0 | 0 | 0 | 0 | 0 | 0 | 0 | 0 | 0 | 0 | 0 | 0 | 0 | 0 | 0 | 0 | 0 | 0 | 0 | 0 | 0 | 0
F3_Commercial_School_Existing_Office Equipment_Electric_Desktop Computer_E8 | F3 | Commercial | School | Existing | Office Equipment | Electric | Desktop Computer | E8 | PACT BC Ratio | 0 | 0 | 0 | 0 | 0 | 0 | 0 | 0 | 0 | 0 | 0 | 0 | 0 | 0 | 0 | 0 | 0 | 0 | 0 | 0 | 0 | 0 | 0 | 0 | 0 | 0 | 0 | 0 | 0 | 0
F3_Commercial_School_Existing_Office Equipment_Electric_Desktop Computer_E9 | F3 | Commercial | School | Existing | Office Equipment | Electric | Desktop Computer | E9 | PACT BC Ratio | 0 | 0 | 0 | 0 | 0 | 0 | 0 | 0 | 0 | 0 | 0 | 0 | 0 | 0 | 0 | 0 | 0 | 0 | 0 | 0 | 0 | 0 | 0 | 0 | 0 | 0 | 0 | 0 | 0 | 0
F3_Commercial_School_Existing_Office Equipment_Electric_Desktop Computer_E10 | F3 | Commercial | School | Existing | Office Equipment | Electric | Desktop Computer | E10 | PACT BC Ratio | 0 | 0 | 0 | 0 | 0 | 0 | 0 | 0 | 0 | 0 | 0 | 0 | 0 | 0 | 0 | 0 | 0 | 0 | 0 | 0 | 0 | 0 | 0 | 0 | 0 | 0 | 0 | 0 | 0 | 0
F4_Commercial_School_Existing_Office Equipment_Electric_Desktop Computer_E1 | F4 | Commercial | School | Existing | Office Equipment | Electric | Desktop Computer | E1 | RVT BC Ratio | 0 | 0 | 0 | 0 | 0 | 0 | 0 | 0 | 0 | 0 | 0 | 0 | 0 | 0 | 0 | 0 | 0 | 0 | 0 | 0 | 0 | 0 | 0 | 0 | 0 | 0 | 0 | 0 | 0 | 0
F4_Commercial_School_Existing_Office Equipment_Electric_Desktop Computer_E2 | F4 | Commercial | School | Existing | Office Equipment | Electric | Desktop Computer | E2 | RVT BC Ratio | 0 | 0 | 0 | 0 | 0 | 0 | 0 | 0 | 0 | 0 | 0 | 0 | 0 | 0 | 0 | 0 | 0 | 0 | 0 | 0 | 0 | 0 | 0 | 0 | 0 | 0 | 0 | 0 | 0 | 0
F4_Commercial_School_Existing_Office Equipment_Electric_Desktop Computer_E3 | F4 | Commercial | School | Existing | Office Equipment | Electric | Desktop Computer | E3 | RVT BC Ratio | 0 | 0 | 0 | 0 | 0 | 0 | 0 | 0 | 0 | 0 | 0 | 0 | 0 | 0 | 0 | 0 | 0 | 0 | 0 | 0 | 0 | 0 | 0 | 0 | 0 | 0 | 0 | 0 | 0 | 0
F4_Commercial_School_Existing_Office Equipment_Electric_Desktop Computer_E4 | F4 | Commercial | School | Existing | Office Equipment | Electric | Desktop Computer | E4 | RVT BC Ratio | 0 | 0 | 0 | 0 | 0 | 0 | 0 | 0 | 0 | 0 | 0 | 0 | 0 | 0 | 0 | 0 | 0 | 0 | 0 | 0 | 0 | 0 | 0 | 0 | 0 | 0 | 0 | 0 | 0 | 0
F4_Commercial_School_Existing_Office Equipment_Electric_Desktop Computer_E5 | F4 | Commercial | School | Existing | Office Equipment | Electric | Desktop Computer | E5 | RVT BC Ratio | 0 | 0 | 0 | 0 | 0 | 0 | 0 | 0 | 0 | 0 | 0 | 0 | 0 | 0 | 0 | 0 | 0 | 0 | 0 | 0 | 0 | 0 | 0 | 0 | 0 | 0 | 0 | 0 | 0 | 0
F4_Commercial_School_Existing_Office Equipment_Electric_Desktop Computer_E6 | F4 | Commercial | School | Existing | Office Equipment | Electric | Desktop Computer | E6 | RVT BC Ratio | 0 | 0 | 0 | 0 | 0 | 0 | 0 | 0 | 0 | 0 | 0 | 0 | 0 | 0 | 0 | 0 | 0 | 0 | 0 | 0 | 0 | 0 | 0 | 0 | 0 | 0 | 0 | 0 | 0 | 0
F4_Commercial_School_Existing_Office Equipment_Electric_Desktop Computer_E7 | F4 | Commercial | School | Existing | Office Equipment | Electric | Desktop Computer | E7 | RVT BC Ratio | 0 | 0 | 0 | 0 | 0 | 0 | 0 | 0 | 0 | 0 | 0 | 0 | 0 | 0 | 0 | 0 | 0 | 0 | 0 | 0 | 0 | 0 | 0 | 0 | 0 | 0 | 0 | 0 | 0 | 0
F4_Commercial_School_Existing_Office Equipment_Electric_Desktop Computer_E8 | F4 | Commercial | School | Existing | Office Equipment | Electric | Desktop Computer | E8 | RVT BC Ratio | 0 | 0 | 0 | 0 | 0 | 0 | 0 | 0 | 0 | 0 | 0 | 0 | 0 | 0 | 0 | 0 | 0 | 0 | 0 | 0 | 0 | 0 | 0 | 0 | 0 | 0 | 0 | 0 | 0 | 0
F4_Commercial_School_Existing_Office Equipment_Electric_Desktop Computer_E9 | F4 | Commercial | School | Existing | Office Equipment | Electric | Desktop Computer | E9 | RVT BC Ratio | 0 | 0 | 0 | 0 | 0 | 0 | 0 | 0 | 0 | 0 | 0 | 0 | 0 | 0 | 0 | 0 | 0 | 0 | 0 | 0 | 0 | 0 | 0 | 0 | 0 | 0 | 0 | 0 | 0 | 0
F4_Commercial_School_Existing_Office Equipment_Electric_Desktop Computer_E10 | F4 | Commercial | School | Existing | Office Equipment | Electric | Desktop Computer | E10 | RVT BC Ratio | 0 | 0 | 0 | 0 | 0 | 0 | 0 | 0 | 0 | 0 | 0 | 0 | 0 | 0 | 0 | 0 | 0 | 0 | 0 | 0 | 0 | 0 | 0 | 0 | 0 | 0 | 0 | 0 | 0 | 0
F5_Commercial_School_Existing_Office Equipment_Electric_Desktop Computer_E1 | F5 | Commercial | School | Existing | Office Equipment | Electric | Desktop Computer | E1 | RIM BC Ratio | 0 | 0 | 0 | 0 | 0 | 0 | 0 | 0 | 0 | 0 | 0 | 0 | 0 | 0 | 0 | 0 | 0 | 0 | 0 | 0 | 0 | 0 | 0 | 0 | 0 | 0 | 0 | 0 | 0 | 0
F5_Commercial_School_Existing_Office Equipment_Electric_Desktop Computer_E2 | F5 | Commercial | School | Existing | Office Equipment | Electric | Desktop Computer | E2 | RIM BC Ratio | 0 | 0 | 0 | 0 | 0 | 0 | 0 | 0 | 0 | 0 | 0 | 0 | 0 | 0 | 0 | 0 | 0 | 0 | 0 | 0 | 0 | 0 | 0 | 0 | 0 | 0 | 0 | 0 | 0 | 0
F5_Commercial_School_Existing_Office Equipment_Electric_Desktop Computer_E3 | F5 | Commercial | School | Existing | Office Equipment | Electric | Desktop Computer | E3 | RIM BC Ratio | 0 | 0 | 0 | 0 | 0 | 0 | 0 | 0 | 0 | 0 | 0 | 0 | 0 | 0 | 0 | 0 | 0 | 0 | 0 | 0 | 0 | 0 | 0 | 0 | 0 | 0 | 0 | 0 | 0 | 0
F5_Commercial_School_Existing_Office Equipment_Electric_Desktop Computer_E4 | F5 | Commercial | School | Existing | Office Equipment | Electric | Desktop Computer | E4 | RIM BC Ratio | 0 | 0 | 0 | 0 | 0 | 0 | 0 | 0 | 0 | 0 | 0 | 0 | 0 | 0 | 0 | 0 | 0 | 0 | 0 | 0 | 0 | 0 | 0 | 0 | 0 | 0 | 0 | 0 | 0 | 0
F5_Commercial_School_Existing_Office Equipment_Electric_Desktop Computer_E5 | F5 | Commercial | School | Existing | Office Equipment | Electric | Desktop Computer | E5 | RIM BC Ratio | 0 | 0 | 0 | 0 | 0 | 0 | 0 | 0 | 0 | 0 | 0 | 0 | 0 | 0 | 0 | 0 | 0 | 0 | 0 | 0 | 0 | 0 | 0 | 0 | 0 | 0 | 0 | 0 | 0 | 0
F5_Commercial_School_Existing_Office Equipment_Electric_Desktop Computer_E6 | F5 | Commercial | School | Existing | Office Equipment | Electric | Desktop Computer | E6 | RIM BC Ratio | 0 | 0 | 0 | 0 | 0 | 0 | 0 | 0 | 0 | 0 | 0 | 0 | 0 | 0 | 0 | 0 | 0 | 0 | 0 | 0 | 0 | 0 | 0 | 0 | 0 | 0 | 0 | 0 | 0 | 0
F5_Commercial_School_Existing_Office Equipment_Electric_Desktop Computer_E7 | F5 | Commercial | School | Existing | Office Equipment | Electric | Desktop Computer | E7 | RIM BC Ratio | 0 | 0 | 0 | 0 | 0 | 0 | 0 | 0 | 0 | 0 | 0 | 0 | 0 | 0 | 0 | 0 | 0 | 0 | 0 | 0 | 0 | 0 | 0 | 0 | 0 | 0 | 0 | 0 | 0 | 0
F5_Commercial_School_Existing_Office Equipment_Electric_Desktop Computer_E8 | F5 | Commercial | School | Existing | Office Equipment | Electric | Desktop Computer | E8 | RIM BC Ratio | 0 | 0 | 0 | 0 | 0 | 0 | 0 | 0 | 0 | 0 | 0 | 0 | 0 | 0 | 0 | 0 | 0 | 0 | 0 | 0 | 0 | 0 | 0 | 0 | 0 | 0 | 0 | 0 | 0 | 0
F5_Commercial_School_Existing_Office Equipment_Electric_Desktop Computer_E9 | F5 | Commercial | School | Existing | Office Equipment | Electric | Desktop Computer | E9 | RIM BC Ratio | 0 | 0 | 0 | 0 | 0 | 0 | 0 | 0 | 0 | 0 | 0 | 0 | 0 | 0 | 0 | 0 | 0 | 0 | 0 | 0 | 0 | 0 | 0 | 0 | 0 | 0 | 0 | 0 | 0 | 0
F5_Commercial_School_Existing_Office Equipment_Electric_Desktop Computer_E10 | F5 | Commercial | School | Existing | Office Equipment | Electric | Desktop Computer | E10 | RIM BC Ratio | 0 | 0 | 0 | 0 | 0 | 0 | 0 | 0 | 0 | 0 | 0 | 0 | 0 | 0 | 0 | 0 | 0 | 0 | 0 | 0 | 0 | 0 | 0 | 0 | 0 | 0 | 0 | 0 | 0 | 0
F0_Commercial_School_Existing_Office Equipment_Electric_Laptop_E0 | F0 | Commercial | School | Existing | Office Equipment | Electric | Laptop | E0 | Economic Unit | 0 | 0 | 0 | 0 | 0 | 0 | 0 | 0 | 0 | 0 | 0 | 0 | 0 | 0 | 0 | 0 | 0 | 0 | 0 | 0 | 0 | 0 | 0 | 0 | 0 | 0 | 0 | 0 | 0 | 0
F1_Commercial_School_Existing_Office Equipment_Electric_Laptop_E1 | F1 | Commercial | School | Existing | Office Equipment | Electric | Laptop | E1 | CCE | 0 | 0 | 0 | 0 | 0 | 0 | 0 | 0 | 0 | 0 | 0 | 0 | 0 | 0 | 0 | 0 | 0 | 0 | 0 | 0 | 0 | 0 | 0 | 0 | 0 | 0 | 0 | 0 | 0 | 0
F1_Commercial_School_Existing_Office Equipment_Electric_Laptop_E2 | F1 | Commercial | School | Existing | Office Equipment | Electric | Laptop | E2 | CCE | 0 | 0 | 0 | 0 | 0 | 0 | 0 | 0 | 0 | 0 | 0 | 0 | 0 | 0 | 0 | 0 | 0 | 0 | 0 | 0 | 0 | 0 | 0 | 0 | 0 | 0 | 0 | 0 | 0 | 0
F1_Commercial_School_Existing_Office Equipment_Electric_Laptop_E3 | F1 | Commercial | School | Existing | Office Equipment | Electric | Laptop | E3 | CCE | 0 | 0 | 0 | 0 | 0 | 0 | 0 | 0 | 0 | 0 | 0 | 0 | 0 | 0 | 0 | 0 | 0 | 0 | 0 | 0 | 0 | 0 | 0 | 0 | 0 | 0 | 0 | 0 | 0 | 0
F1_Commercial_School_Existing_Office Equipment_Electric_Laptop_E4 | F1 | Commercial | School | Existing | Office Equipment | Electric | Laptop | E4 | CCE | 0 | 0 | 0 | 0 | 0 | 0 | 0 | 0 | 0 | 0 | 0 | 0 | 0 | 0 | 0 | 0 | 0 | 0 | 0 | 0 | 0 | 0 | 0 | 0 | 0 | 0 | 0 | 0 | 0 | 0
F1_Commercial_School_Existing_Office Equipment_Electric_Laptop_E5 | F1 | Commercial | School | Existing | Office Equipment | Electric | Laptop | E5 | CCE | 0 | 0 | 0 | 0 | 0 | 0 | 0 | 0 | 0 | 0 | 0 | 0 | 0 | 0 | 0 | 0 | 0 | 0 | 0 | 0 | 0 | 0 | 0 | 0 | 0 | 0 | 0 | 0 | 0 | 0
F1_Commercial_School_Existing_Office Equipment_Electric_Laptop_E6 | F1 | Commercial | School | Existing | Office Equipment | Electric | Laptop | E6 | CCE | 0 | 0 | 0 | 0 | 0 | 0 | 0 | 0 | 0 | 0 | 0 | 0 | 0 | 0 | 0 | 0 | 0 | 0 | 0 | 0 | 0 | 0 | 0 | 0 | 0 | 0 | 0 | 0 | 0 | 0
F1_Commercial_School_Existing_Office Equipment_Electric_Laptop_E7 | F1 | Commercial | School | Existing | Office Equipment | Electric | Laptop | E7 | CCE | 0 | 0 | 0 | 0 | 0 | 0 | 0 | 0 | 0 | 0 | 0 | 0 | 0 | 0 | 0 | 0 | 0 | 0 | 0 | 0 | 0 | 0 | 0 | 0 | 0 | 0 | 0 | 0 | 0 | 0
F1_Commercial_School_Existing_Office Equipment_Electric_Laptop_E8 | F1 | Commercial | School | Existing | Office Equipment | Electric | Laptop | E8 | CCE | 0 | 0 | 0 | 0 | 0 | 0 | 0 | 0 | 0 | 0 | 0 | 0 | 0 | 0 | 0 | 0 | 0 | 0 | 0 | 0 | 0 | 0 | 0 | 0 | 0 | 0 | 0 | 0 | 0 | 0
F1_Commercial_School_Existing_Office Equipment_Electric_Laptop_E9 | F1 | Commercial | School | Existing | Office Equipment | Electric | Laptop | E9 | CCE | 0 | 0 | 0 | 0 | 0 | 0 | 0 | 0 | 0 | 0 | 0 | 0 | 0 | 0 | 0 | 0 | 0 | 0 | 0 | 0 | 0 | 0 | 0 | 0 | 0 | 0 | 0 | 0 | 0 | 0
F1_Commercial_School_Existing_Office Equipment_Electric_Laptop_E10 | F1 | Commercial | School | Existing | Office Equipment | Electric | Laptop | E10 | CCE | 0 | 0 | 0 | 0 | 0 | 0 | 0 | 0 | 0 | 0 | 0 | 0 | 0 | 0 | 0 | 0 | 0 | 0 | 0 | 0 | 0 | 0 | 0 | 0 | 0 | 0 | 0 | 0 | 0 | 0
F2_Commercial_School_Existing_Office Equipment_Electric_Laptop_E1 | F2 | Commercial | School | Existing | Office Equipment | Electric | Laptop | E1 | TRC BC Ratio | 0 | 0 | 0 | 0 | 0 | 0 | 0 | 0 | 0 | 0 | 0 | 0 | 0 | 0 | 0 | 0 | 0 | 0 | 0 | 0 | 0 | 0 | 0 | 0 | 0 | 0 | 0 | 0 | 0 | 0
F2_Commercial_School_Existing_Office Equipment_Electric_Laptop_E2 | F2 | Commercial | School | Existing | Office Equipment | Electric | Laptop | E2 | TRC BC Ratio | 0 | 0 | 0 | 0 | 0 | 0 | 0 | 0 | 0 | 0 | 0 | 0 | 0 | 0 | 0 | 0 | 0 | 0 | 0 | 0 | 0 | 0 | 0 | 0 | 0 | 0 | 0 | 0 | 0 | 0
F2_Commercial_School_Existing_Office Equipment_Electric_Laptop_E3 | F2 | Commercial | School | Existing | Office Equipment | Electric | Laptop | E3 | TRC BC Ratio | 0 | 0 | 0 | 0 | 0 | 0 | 0 | 0 | 0 | 0 | 0 | 0 | 0 | 0 | 0 | 0 | 0 | 0 | 0 | 0 | 0 | 0 | 0 | 0 | 0 | 0 | 0 | 0 | 0 | 0
F2_Commercial_School_Existing_Office Equipment_Electric_Laptop_E4 | F2 | Commercial | School | Existing | Office Equipment | Electric | Laptop | E4 | TRC BC Ratio | 0 | 0 | 0 | 0 | 0 | 0 | 0 | 0 | 0 | 0 | 0 | 0 | 0 | 0 | 0 | 0 | 0 | 0 | 0 | 0 | 0 | 0 | 0 | 0 | 0 | 0 | 0 | 0 | 0 | 0
F2_Commercial_School_Existing_Office Equipment_Electric_Laptop_E5 | F2 | Commercial | School | Existing | Office Equipment | Electric | Laptop | E5 | TRC BC Ratio | 0 | 0 | 0 | 0 | 0 | 0 | 0 | 0 | 0 | 0 | 0 | 0 | 0 | 0 | 0 | 0 | 0 | 0 | 0 | 0 | 0 | 0 | 0 | 0 | 0 | 0 | 0 | 0 | 0 | 0
F2_Commercial_School_Existing_Office Equipment_Electric_Laptop_E6 | F2 | Commercial | School | Existing | Office Equipment | Electric | Laptop | E6 | TRC BC Ratio | 0 | 0 | 0 | 0 | 0 | 0 | 0 | 0 | 0 | 0 | 0 | 0 | 0 | 0 | 0 | 0 | 0 | 0 | 0 | 0 | 0 | 0 | 0 | 0 | 0 | 0 | 0 | 0 | 0 | 0
F2_Commercial_School_Existing_Office Equipment_Electric_Laptop_E7 | F2 | Commercial | School | Existing | Office Equipment | Electric | Laptop | E7 | TRC BC Ratio | 0 | 0 | 0 | 0 | 0 | 0 | 0 | 0 | 0 | 0 | 0 | 0 | 0 | 0 | 0 | 0 | 0 | 0 | 0 | 0 | 0 | 0 | 0 | 0 | 0 | 0 | 0 | 0 | 0 | 0
F2_Commercial_School_Existing_Office Equipment_Electric_Laptop_E8 | F2 | Commercial | School | Existing | Office Equipment | Electric | Laptop | E8 | TRC BC Ratio | 0 | 0 | 0 | 0 | 0 | 0 | 0 | 0 | 0 | 0 | 0 | 0 | 0 | 0 | 0 | 0 | 0 | 0 | 0 | 0 | 0 | 0 | 0 | 0 | 0 | 0 | 0 | 0 | 0 | 0
F2_Commercial_School_Existing_Office Equipment_Electric_Laptop_E9 | F2 | Commercial | School | Existing | Office Equipment | Electric | Laptop | E9 | TRC BC Ratio | 0 | 0 | 0 | 0 | 0 | 0 | 0 | 0 | 0 | 0 | 0 | 0 | 0 | 0 | 0 | 0 | 0 | 0 | 0 | 0 | 0 | 0 | 0 | 0 | 0 | 0 | 0 | 0 | 0 | 0
F2_Commercial_School_Existing_Office Equipment_Electric_Laptop_E10 | F2 | Commercial | School | Existing | Office Equipment | Electric | Laptop | E10 | TRC BC Ratio | 0 | 0 | 0 | 0 | 0 | 0 | 0 | 0 | 0 | 0 | 0 | 0 | 0 | 0 | 0 | 0 | 0 | 0 | 0 | 0 | 0 | 0 | 0 | 0 | 0 | 0 | 0 | 0 | 0 | 0
F3_Commercial_School_Existing_Office Equipment_Electric_Laptop_E1 | F3 | Commercial | School | Existing | Office Equipment | Electric | Laptop | E1 | PACT BC Ratio | 0 | 0 | 0 | 0 | 0 | 0 | 0 | 0 | 0 | 0 | 0 | 0 | 0 | 0 | 0 | 0 | 0 | 0 | 0 | 0 | 0 | 0 | 0 | 0 | 0 | 0 | 0 | 0 | 0 | 0
F3_Commercial_School_Existing_Office Equipment_Electric_Laptop_E2 | F3 | Commercial | School | Existing | Office Equipment | Electric | Laptop | E2 | PACT BC Ratio | 0 | 0 | 0 | 0 | 0 | 0 | 0 | 0 | 0 | 0 | 0 | 0 | 0 | 0 | 0 | 0 | 0 | 0 | 0 | 0 | 0 | 0 | 0 | 0 | 0 | 0 | 0 | 0 | 0 | 0
F3_Commercial_School_Existing_Office Equipment_Electric_Laptop_E3 | F3 | Commercial | School | Existing | Office Equipment | Electric | Laptop | E3 | PACT BC Ratio | 0 | 0 | 0 | 0 | 0 | 0 | 0 | 0 | 0 | 0 | 0 | 0 | 0 | 0 | 0 | 0 | 0 | 0 | 0 | 0 | 0 | 0 | 0 | 0 | 0 | 0 | 0 | 0 | 0 | 0
F3_Commercial_School_Existing_Office Equipment_Electric_Laptop_E4 | F3 | Commercial | School | Existing | Office Equipment | Electric | Laptop | E4 | PACT BC Ratio | 0 | 0 | 0 | 0 | 0 | 0 | 0 | 0 | 0 | 0 | 0 | 0 | 0 | 0 | 0 | 0 | 0 | 0 | 0 | 0 | 0 | 0 | 0 | 0 | 0 | 0 | 0 | 0 | 0 | 0
F3_Commercial_School_Existing_Office Equipment_Electric_Laptop_E5 | F3 | Commercial | School | Existing | Office Equipment | Electric | Laptop | E5 | PACT BC Ratio | 0 | 0 | 0 | 0 | 0 | 0 | 0 | 0 | 0 | 0 | 0 | 0 | 0 | 0 | 0 | 0 | 0 | 0 | 0 | 0 | 0 | 0 | 0 | 0 | 0 | 0 | 0 | 0 | 0 | 0
F3_Commercial_School_Existing_Office Equipment_Electric_Laptop_E6 | F3 | Commercial | School | Existing | Office Equipment | Electric | Laptop | E6 | PACT BC Ratio | 0 | 0 | 0 | 0 | 0 | 0 | 0 | 0 | 0 | 0 | 0 | 0 | 0 | 0 | 0 | 0 | 0 | 0 | 0 | 0 | 0 | 0 | 0 | 0 | 0 | 0 | 0 | 0 | 0 | 0
F3_Commercial_School_Existing_Office Equipment_Electric_Laptop_E7 | F3 | Commercial | School | Existing | Office Equipment | Electric | Laptop | E7 | PACT BC Ratio | 0 | 0 | 0 | 0 | 0 | 0 | 0 | 0 | 0 | 0 | 0 | 0 | 0 | 0 | 0 | 0 | 0 | 0 | 0 | 0 | 0 | 0 | 0 | 0 | 0 | 0 | 0 | 0 | 0 | 0
F3_Commercial_School_Existing_Office Equipment_Electric_Laptop_E8 | F3 | Commercial | School | Existing | Office Equipment | Electric | Laptop | E8 | PACT BC Ratio | 0 | 0 | 0 | 0 | 0 | 0 | 0 | 0 | 0 | 0 | 0 | 0 | 0 | 0 | 0 | 0 | 0 | 0 | 0 | 0 | 0 | 0 | 0 | 0 | 0 | 0 | 0 | 0 | 0 | 0
F3_Commercial_School_Existing_Office Equipment_Electric_Laptop_E9 | F3 | Commercial | School | Existing | Office Equipment | Electric | Laptop | E9 | PACT BC Ratio | 0 | 0 | 0 | 0 | 0 | 0 | 0 | 0 | 0 | 0 | 0 | 0 | 0 | 0 | 0 | 0 | 0 | 0 | 0 | 0 | 0 | 0 | 0 | 0 | 0 | 0 | 0 | 0 | 0 | 0
F3_Commercial_School_Existing_Office Equipment_Electric_Laptop_E10 | F3 | Commercial | School | Existing | Office Equipment | Electric | Laptop | E10 | PACT BC Ratio | 0 | 0 | 0 | 0 | 0 | 0 | 0 | 0 | 0 | 0 | 0 | 0 | 0 | 0 | 0 | 0 | 0 | 0 | 0 | 0 | 0 | 0 | 0 | 0 | 0 | 0 | 0 | 0 | 0 | 0
F4_Commercial_School_Existing_Office Equipment_Electric_Laptop_E1 | F4 | Commercial | School | Existing | Office Equipment | Electric | Laptop | E1 | RVT BC Ratio | 0 | 0 | 0 | 0 | 0 | 0 | 0 | 0 | 0 | 0 | 0 | 0 | 0 | 0 | 0 | 0 | 0 | 0 | 0 | 0 | 0 | 0 | 0 | 0 | 0 | 0 | 0 | 0 | 0 | 0
F4_Commercial_School_Existing_Office Equipment_Electric_Laptop_E2 | F4 | Commercial | School | Existing | Office Equipment | Electric | Laptop | E2 | RVT BC Ratio | 0 | 0 | 0 | 0 | 0 | 0 | 0 | 0 | 0 | 0 | 0 | 0 | 0 | 0 | 0 | 0 | 0 | 0 | 0 | 0 | 0 | 0 | 0 | 0 | 0 | 0 | 0 | 0 | 0 | 0
F4_Commercial_School_Existing_Office Equipment_Electric_Laptop_E3 | F4 | Commercial | School | Existing | Office Equipment | Electric | Laptop | E3 | RVT BC Ratio | 0 | 0 | 0 | 0 | 0 | 0 | 0 | 0 | 0 | 0 | 0 | 0 | 0 | 0 | 0 | 0 | 0 | 0 | 0 | 0 | 0 | 0 | 0 | 0 | 0 | 0 | 0 | 0 | 0 | 0
F4_Commercial_School_Existing_Office Equipment_Electric_Laptop_E4 | F4 | Commercial | School | Existing | Office Equipment | Electric | Laptop | E4 | RVT BC Ratio | 0 | 0 | 0 | 0 | 0 | 0 | 0 | 0 | 0 | 0 | 0 | 0 | 0 | 0 | 0 | 0 | 0 | 0 | 0 | 0 | 0 | 0 | 0 | 0 | 0 | 0 | 0 | 0 | 0 | 0
F4_Commercial_School_Existing_Office Equipment_Electric_Laptop_E5 | F4 | Commercial | School | Existing | Office Equipment | Electric | Laptop | E5 | RVT BC Ratio | 0 | 0 | 0 | 0 | 0 | 0 | 0 | 0 | 0 | 0 | 0 | 0 | 0 | 0 | 0 | 0 | 0 | 0 | 0 | 0 | 0 | 0 | 0 | 0 | 0 | 0 | 0 | 0 | 0 | 0
F4_Commercial_School_Existing_Office Equipment_Electric_Laptop_E6 | F4 | Commercial | School | Existing | Office Equipment | Electric | Laptop | E6 | RVT BC Ratio | 0 | 0 | 0 | 0 | 0 | 0 | 0 | 0 | 0 | 0 | 0 | 0 | 0 | 0 | 0 | 0 | 0 | 0 | 0 | 0 | 0 | 0 | 0 | 0 | 0 | 0 | 0 | 0 | 0 | 0
F4_Commercial_School_Existing_Office Equipment_Electric_Laptop_E7 | F4 | Commercial | School | Existing | Office Equipment | Electric | Laptop | E7 | RVT BC Ratio | 0 | 0 | 0 | 0 | 0 | 0 | 0 | 0 | 0 | 0 | 0 | 0 | 0 | 0 | 0 | 0 | 0 | 0 | 0 | 0 | 0 | 0 | 0 | 0 | 0 | 0 | 0 | 0 | 0 | 0
F4_Commercial_School_Existing_Office Equipment_Electric_Laptop_E8 | F4 | Commercial | School | Existing | Office Equipment | Electric | Laptop | E8 | RVT BC Ratio | 0 | 0 | 0 | 0 | 0 | 0 | 0 | 0 | 0 | 0 | 0 | 0 | 0 | 0 | 0 | 0 | 0 | 0 | 0 | 0 | 0 | 0 | 0 | 0 | 0 | 0 | 0 | 0 | 0 | 0
F4_Commercial_School_Existing_Office Equipment_Electric_Laptop_E9 | F4 | Commercial | School | Existing | Office Equipment | Electric | Laptop | E9 | RVT BC Ratio | 0 | 0 | 0 | 0 | 0 | 0 | 0 | 0 | 0 | 0 | 0 | 0 | 0 | 0 | 0 | 0 | 0 | 0 | 0 | 0 | 0 | 0 | 0 | 0 | 0 | 0 | 0 | 0 | 0 | 0
F4_Commercial_School_Existing_Office Equipment_Electric_Laptop_E10 | F4 | Commercial | School | Existing | Office Equipment | Electric | Laptop | E10 | RVT BC Ratio | 0 | 0 | 0 | 0 | 0 | 0 | 0 | 0 | 0 | 0 | 0 | 0 | 0 | 0 | 0 | 0 | 0 | 0 | 0 | 0 | 0 | 0 | 0 | 0 | 0 | 0 | 0 | 0 | 0 | 0
F5_Commercial_School_Existing_Office Equipment_Electric_Laptop_E1 | F5 | Commercial | School | Existing | Office Equipment | Electric | Laptop | E1 | RIM BC Ratio | 0 | 0 | 0 | 0 | 0 | 0 | 0 | 0 | 0 | 0 | 0 | 0 | 0 | 0 | 0 | 0 | 0 | 0 | 0 | 0 | 0 | 0 | 0 | 0 | 0 | 0 | 0 | 0 | 0 | 0
F5_Commercial_School_Existing_Office Equipment_Electric_Laptop_E2 | F5 | Commercial | School | Existing | Office Equipment | Electric | Laptop | E2 | RIM BC Ratio | 0 | 0 | 0 | 0 | 0 | 0 | 0 | 0 | 0 | 0 | 0 | 0 | 0 | 0 | 0 | 0 | 0 | 0 | 0 | 0 | 0 | 0 | 0 | 0 | 0 | 0 | 0 | 0 | 0 | 0
F5_Commercial_School_Existing_Office Equipment_Electric_Laptop_E3 | F5 | Commercial | School | Existing | Office Equipment | Electric | Laptop | E3 | RIM BC Ratio | 0 | 0 | 0 | 0 | 0 | 0 | 0 | 0 | 0 | 0 | 0 | 0 | 0 | 0 | 0 | 0 | 0 | 0 | 0 | 0 | 0 | 0 | 0 | 0 | 0 | 0 | 0 | 0 | 0 | 0
F5_Commercial_School_Existing_Office Equipment_Electric_Laptop_E4 | F5 | Commercial | School | Existing | Office Equipment | Electric | Laptop | E4 | RIM BC Ratio | 0 | 0 | 0 | 0 | 0 | 0 | 0 | 0 | 0 | 0 | 0 | 0 | 0 | 0 | 0 | 0 | 0 | 0 | 0 | 0 | 0 | 0 | 0 | 0 | 0 | 0 | 0 | 0 | 0 | 0
F5_Commercial_School_Existing_Office Equipment_Electric_Laptop_E5 | F5 | Commercial | School | Existing | Office Equipment | Electric | Laptop | E5 | RIM BC Ratio | 0 | 0 | 0 | 0 | 0 | 0 | 0 | 0 | 0 | 0 | 0 | 0 | 0 | 0 | 0 | 0 | 0 | 0 | 0 | 0 | 0 | 0 | 0 | 0 | 0 | 0 | 0 | 0 | 0 | 0
F5_Commercial_School_Existing_Office Equipment_Electric_Laptop_E6 | F5 | Commercial | School | Existing | Office Equipment | Electric | Laptop | E6 | RIM BC Ratio | 0 | 0 | 0 | 0 | 0 | 0 | 0 | 0 | 0 | 0 | 0 | 0 | 0 | 0 | 0 | 0 | 0 | 0 | 0 | 0 | 0 | 0 | 0 | 0 | 0 | 0 | 0 | 0 | 0 | 0
F5_Commercial_School_Existing_Office Equipment_Electric_Laptop_E7 | F5 | Commercial | School | Existing | Office Equipment | Electric | Laptop | E7 | RIM BC Ratio | 0 | 0 | 0 | 0 | 0 | 0 | 0 | 0 | 0 | 0 | 0 | 0 | 0 | 0 | 0 | 0 | 0 | 0 | 0 | 0 | 0 | 0 | 0 | 0 | 0 | 0 | 0 | 0 | 0 | 0
F5_Commercial_School_Existing_Office Equipment_Electric_Laptop_E8 | F5 | Commercial | School | Existing | Office Equipment | Electric | Laptop | E8 | RIM BC Ratio | 0 | 0 | 0 | 0 | 0 | 0 | 0 | 0 | 0 | 0 | 0 | 0 | 0 | 0 | 0 | 0 | 0 | 0 | 0 | 0 | 0 | 0 | 0 | 0 | 0 | 0 | 0 | 0 | 0 | 0
F5_Commercial_School_Existing_Office Equipment_Electric_Laptop_E9 | F5 | Commercial | School | Existing | Office Equipment | Electric | Laptop | E9 | RIM BC Ratio | 0 | 0 | 0 | 0 | 0 | 0 | 0 | 0 | 0 | 0 | 0 | 0 | 0 | 0 | 0 | 0 | 0 | 0 | 0 | 0 | 0 | 0 | 0 | 0 | 0 | 0 | 0 | 0 | 0 | 0
F5_Commercial_School_Existing_Office Equipment_Electric_Laptop_E10 | F5 | Commercial | School | Existing | Office Equipment | Electric | Laptop | E10 | RIM BC Ratio | 0 | 0 | 0 | 0 | 0 | 0 | 0 | 0 | 0 | 0 | 0 | 0 | 0 | 0 | 0 | 0 | 0 | 0 | 0 | 0 | 0 | 0 | 0 | 0 | 0 | 0 | 0 | 0 | 0 | 0
F0_Commercial_School_Existing_Office Equipment_Electric_Server_E0 | F0 | Commercial | School | Existing | Office Equipment | Electric | Server | E0 | Economic Unit | 0 | 0 | 0 | 0 | 0 | 0 | 0 | 0 | 0 | 0 | 0 | 0 | 0 | 0 | 0 | 0 | 0 | 0 | 0 | 0 | 0 | 0 | 0 | 0 | 0 | 0 | 0 | 0 | 0 | 0
F1_Commercial_School_Existing_Office Equipment_Electric_Server_E1 | F1 | Commercial | School | Existing | Office Equipment | Electric | Server | E1 | CCE | 0 | 0 | 0 | 0 | 0 | 0 | 0 | 0 | 0 | 0 | 0 | 0 | 0 | 0 | 0 | 0 | 0 | 0 | 0 | 0 | 0 | 0 | 0 | 0 | 0 | 0 | 0 | 0 | 0 | 0
F1_Commercial_School_Existing_Office Equipment_Electric_Server_E2 | F1 | Commercial | School | Existing | Office Equipment | Electric | Server | E2 | CCE | 0 | 0 | 0 | 0 | 0 | 0 | 0 | 0 | 0 | 0 | 0 | 0 | 0 | 0 | 0 | 0 | 0 | 0 | 0 | 0 | 0 | 0 | 0 | 0 | 0 | 0 | 0 | 0 | 0 | 0
F1_Commercial_School_Existing_Office Equipment_Electric_Server_E3 | F1 | Commercial | School | Existing | Office Equipment | Electric | Server | E3 | CCE | 0 | 0 | 0 | 0 | 0 | 0 | 0 | 0 | 0 | 0 | 0 | 0 | 0 | 0 | 0 | 0 | 0 | 0 | 0 | 0 | 0 | 0 | 0 | 0 | 0 | 0 | 0 | 0 | 0 | 0
F1_Commercial_School_Existing_Office Equipment_Electric_Server_E4 | F1 | Commercial | School | Existing | Office Equipment | Electric | Server | E4 | CCE | 0 | 0 | 0 | 0 | 0 | 0 | 0 | 0 | 0 | 0 | 0 | 0 | 0 | 0 | 0 | 0 | 0 | 0 | 0 | 0 | 0 | 0 | 0 | 0 | 0 | 0 | 0 | 0 | 0 | 0
F1_Commercial_School_Existing_Office Equipment_Electric_Server_E5 | F1 | Commercial | School | Existing | Office Equipment | Electric | Server | E5 | CCE | 0 | 0 | 0 | 0 | 0 | 0 | 0 | 0 | 0 | 0 | 0 | 0 | 0 | 0 | 0 | 0 | 0 | 0 | 0 | 0 | 0 | 0 | 0 | 0 | 0 | 0 | 0 | 0 | 0 | 0
F1_Commercial_School_Existing_Office Equipment_Electric_Server_E6 | F1 | Commercial | School | Existing | Office Equipment | Electric | Server | E6 | CCE | 0 | 0 | 0 | 0 | 0 | 0 | 0 | 0 | 0 | 0 | 0 | 0 | 0 | 0 | 0 | 0 | 0 | 0 | 0 | 0 | 0 | 0 | 0 | 0 | 0 | 0 | 0 | 0 | 0 | 0
F1_Commercial_School_Existing_Office Equipment_Electric_Server_E7 | F1 | Commercial | School | Existing | Office Equipment | Electric | Server | E7 | CCE | 0 | 0 | 0 | 0 | 0 | 0 | 0 | 0 | 0 | 0 | 0 | 0 | 0 | 0 | 0 | 0 | 0 | 0 | 0 | 0 | 0 | 0 | 0 | 0 | 0 | 0 | 0 | 0 | 0 | 0
F1_Commercial_School_Existing_Office Equipment_Electric_Server_E8 | F1 | Commercial | School | Existing | Office Equipment | Electric | Server | E8 | CCE | 0 | 0 | 0 | 0 | 0 | 0 | 0 | 0 | 0 | 0 | 0 | 0 | 0 | 0 | 0 | 0 | 0 | 0 | 0 | 0 | 0 | 0 | 0 | 0 | 0 | 0 | 0 | 0 | 0 | 0
F1_Commercial_School_Existing_Office Equipment_Electric_Server_E9 | F1 | Commercial | School | Existing | Office Equipment | Electric | Server | E9 | CCE | 0 | 0 | 0 | 0 | 0 | 0 | 0 | 0 | 0 | 0 | 0 | 0 | 0 | 0 | 0 | 0 | 0 | 0 | 0 | 0 | 0 | 0 | 0 | 0 | 0 | 0 | 0 | 0 | 0 | 0
F1_Commercial_School_Existing_Office Equipment_Electric_Server_E10 | F1 | Commercial | School | Existing | Office Equipment | Electric | Server | E10 | CCE | 0 | 0 | 0 | 0 | 0 | 0 | 0 | 0 | 0 | 0 | 0 | 0 | 0 | 0 | 0 | 0 | 0 | 0 | 0 | 0 | 0 | 0 | 0 | 0 | 0 | 0 | 0 | 0 | 0 | 0
F2_Commercial_School_Existing_Office Equipment_Electric_Server_E1 | F2 | Commercial | School | Existing | Office Equipment | Electric | Server | E1 | TRC BC Ratio | 0 | 0 | 0 | 0 | 0 | 0 | 0 | 0 | 0 | 0 | 0 | 0 | 0 | 0 | 0 | 0 | 0 | 0 | 0 | 0 | 0 | 0 | 0 | 0 | 0 | 0 | 0 | 0 | 0 | 0
F2_Commercial_School_Existing_Office Equipment_Electric_Server_E2 | F2 | Commercial | School | Existing | Office Equipment | Electric | Server | E2 | TRC BC Ratio | 0 | 0 | 0 | 0 | 0 | 0 | 0 | 0 | 0 | 0 | 0 | 0 | 0 | 0 | 0 | 0 | 0 | 0 | 0 | 0 | 0 | 0 | 0 | 0 | 0 | 0 | 0 | 0 | 0 | 0
F2_Commercial_School_Existing_Office Equipment_Electric_Server_E3 | F2 | Commercial | School | Existing | Office Equipment | Electric | Server | E3 | TRC BC Ratio | 0 | 0 | 0 | 0 | 0 | 0 | 0 | 0 | 0 | 0 | 0 | 0 | 0 | 0 | 0 | 0 | 0 | 0 | 0 | 0 | 0 | 0 | 0 | 0 | 0 | 0 | 0 | 0 | 0 | 0
F2_Commercial_School_Existing_Office Equipment_Electric_Server_E4 | F2 | Commercial | School | Existing | Office Equipment | Electric | Server | E4 | TRC BC Ratio | 0 | 0 | 0 | 0 | 0 | 0 | 0 | 0 | 0 | 0 | 0 | 0 | 0 | 0 | 0 | 0 | 0 | 0 | 0 | 0 | 0 | 0 | 0 | 0 | 0 | 0 | 0 | 0 | 0 | 0
F2_Commercial_School_Existing_Office Equipment_Electric_Server_E5 | F2 | Commercial | School | Existing | Office Equipment | Electric | Server | E5 | TRC BC Ratio | 0 | 0 | 0 | 0 | 0 | 0 | 0 | 0 | 0 | 0 | 0 | 0 | 0 | 0 | 0 | 0 | 0 | 0 | 0 | 0 | 0 | 0 | 0 | 0 | 0 | 0 | 0 | 0 | 0 | 0
F2_Commercial_School_Existing_Office Equipment_Electric_Server_E6 | F2 | Commercial | School | Existing | Office Equipment | Electric | Server | E6 | TRC BC Ratio | 0 | 0 | 0 | 0 | 0 | 0 | 0 | 0 | 0 | 0 | 0 | 0 | 0 | 0 | 0 | 0 | 0 | 0 | 0 | 0 | 0 | 0 | 0 | 0 | 0 | 0 | 0 | 0 | 0 | 0
F2_Commercial_School_Existing_Office Equipment_Electric_Server_E7 | F2 | Commercial | School | Existing | Office Equipment | Electric | Server | E7 | TRC BC Ratio | 0 | 0 | 0 | 0 | 0 | 0 | 0 | 0 | 0 | 0 | 0 | 0 | 0 | 0 | 0 | 0 | 0 | 0 | 0 | 0 | 0 | 0 | 0 | 0 | 0 | 0 | 0 | 0 | 0 | 0
F2_Commercial_School_Existing_Office Equipment_Electric_Server_E8 | F2 | Commercial | School | Existing | Office Equipment | Electric | Server | E8 | TRC BC Ratio | 0 | 0 | 0 | 0 | 0 | 0 | 0 | 0 | 0 | 0 | 0 | 0 | 0 | 0 | 0 | 0 | 0 | 0 | 0 | 0 | 0 | 0 | 0 | 0 | 0 | 0 | 0 | 0 | 0 | 0
F2_Commercial_School_Existing_Office Equipment_Electric_Server_E9 | F2 | Commercial | School | Existing | Office Equipment | Electric | Server | E9 | TRC BC Ratio | 0 | 0 | 0 | 0 | 0 | 0 | 0 | 0 | 0 | 0 | 0 | 0 | 0 | 0 | 0 | 0 | 0 | 0 | 0 | 0 | 0 | 0 | 0 | 0 | 0 | 0 | 0 | 0 | 0 | 0
F2_Commercial_School_Existing_Office Equipment_Electric_Server_E10 | F2 | Commercial | School | Existing | Office Equipment | Electric | Server | E10 | TRC BC Ratio | 0 | 0 | 0 | 0 | 0 | 0 | 0 | 0 | 0 | 0 | 0 | 0 | 0 | 0 | 0 | 0 | 0 | 0 | 0 | 0 | 0 | 0 | 0 | 0 | 0 | 0 | 0 | 0 | 0 | 0
F3_Commercial_School_Existing_Office Equipment_Electric_Server_E1 | F3 | Commercial | School | Existing | Office Equipment | Electric | Server | E1 | PACT BC Ratio | 0 | 0 | 0 | 0 | 0 | 0 | 0 | 0 | 0 | 0 | 0 | 0 | 0 | 0 | 0 | 0 | 0 | 0 | 0 | 0 | 0 | 0 | 0 | 0 | 0 | 0 | 0 | 0 | 0 | 0
F3_Commercial_School_Existing_Office Equipment_Electric_Server_E2 | F3 | Commercial | School | Existing | Office Equipment | Electric | Server | E2 | PACT BC Ratio | 0 | 0 | 0 | 0 | 0 | 0 | 0 | 0 | 0 | 0 | 0 | 0 | 0 | 0 | 0 | 0 | 0 | 0 | 0 | 0 | 0 | 0 | 0 | 0 | 0 | 0 | 0 | 0 | 0 | 0
F3_Commercial_School_Existing_Office Equipment_Electric_Server_E3 | F3 | Commercial | School | Existing | Office Equipment | Electric | Server | E3 | PACT BC Ratio | 0 | 0 | 0 | 0 | 0 | 0 | 0 | 0 | 0 | 0 | 0 | 0 | 0 | 0 | 0 | 0 | 0 | 0 | 0 | 0 | 0 | 0 | 0 | 0 | 0 | 0 | 0 | 0 | 0 | 0
F3_Commercial_School_Existing_Office Equipment_Electric_Server_E4 | F3 | Commercial | School | Existing | Office Equipment | Electric | Server | E4 | PACT BC Ratio | 0 | 0 | 0 | 0 | 0 | 0 | 0 | 0 | 0 | 0 | 0 | 0 | 0 | 0 | 0 | 0 | 0 | 0 | 0 | 0 | 0 | 0 | 0 | 0 | 0 | 0 | 0 | 0 | 0 | 0
F3_Commercial_School_Existing_Office Equipment_Electric_Server_E5 | F3 | Commercial | School | Existing | Office Equipment | Electric | Server | E5 | PACT BC Ratio | 0 | 0 | 0 | 0 | 0 | 0 | 0 | 0 | 0 | 0 | 0 | 0 | 0 | 0 | 0 | 0 | 0 | 0 | 0 | 0 | 0 | 0 | 0 | 0 | 0 | 0 | 0 | 0 | 0 | 0
F3_Commercial_School_Existing_Office Equipment_Electric_Server_E6 | F3 | Commercial | School | Existing | Office Equipment | Electric | Server | E6 | PACT BC Ratio | 0 | 0 | 0 | 0 | 0 | 0 | 0 | 0 | 0 | 0 | 0 | 0 | 0 | 0 | 0 | 0 | 0 | 0 | 0 | 0 | 0 | 0 | 0 | 0 | 0 | 0 | 0 | 0 | 0 | 0
F3_Commercial_School_Existing_Office Equipment_Electric_Server_E7 | F3 | Commercial | School | Existing | Office Equipment | Electric | Server | E7 | PACT BC Ratio | 0 | 0 | 0 | 0 | 0 | 0 | 0 | 0 | 0 | 0 | 0 | 0 | 0 | 0 | 0 | 0 | 0 | 0 | 0 | 0 | 0 | 0 | 0 | 0 | 0 | 0 | 0 | 0 | 0 | 0
F3_Commercial_School_Existing_Office Equipment_Electric_Server_E8 | F3 | Commercial | School | Existing | Office Equipment | Electric | Server | E8 | PACT BC Ratio | 0 | 0 | 0 | 0 | 0 | 0 | 0 | 0 | 0 | 0 | 0 | 0 | 0 | 0 | 0 | 0 | 0 | 0 | 0 | 0 | 0 | 0 | 0 | 0 | 0 | 0 | 0 | 0 | 0 | 0
F3_Commercial_School_Existing_Office Equipment_Electric_Server_E9 | F3 | Commercial | School | Existing | Office Equipment | Electric | Server | E9 | PACT BC Ratio | 0 | 0 | 0 | 0 | 0 | 0 | 0 | 0 | 0 | 0 | 0 | 0 | 0 | 0 | 0 | 0 | 0 | 0 | 0 | 0 | 0 | 0 | 0 | 0 | 0 | 0 | 0 | 0 | 0 | 0
F3_Commercial_School_Existing_Office Equipment_Electric_Server_E10 | F3 | Commercial | School | Existing | Office Equipment | Electric | Server | E10 | PACT BC Ratio | 0 | 0 | 0 | 0 | 0 | 0 | 0 | 0 | 0 | 0 | 0 | 0 | 0 | 0 | 0 | 0 | 0 | 0 | 0 | 0 | 0 | 0 | 0 | 0 | 0 | 0 | 0 | 0 | 0 | 0
F4_Commercial_School_Existing_Office Equipment_Electric_Server_E1 | F4 | Commercial | School | Existing | Office Equipment | Electric | Server | E1 | RVT BC Ratio | 0 | 0 | 0 | 0 | 0 | 0 | 0 | 0 | 0 | 0 | 0 | 0 | 0 | 0 | 0 | 0 | 0 | 0 | 0 | 0 | 0 | 0 | 0 | 0 | 0 | 0 | 0 | 0 | 0 | 0
F4_Commercial_School_Existing_Office Equipment_Electric_Server_E2 | F4 | Commercial | School | Existing | Office Equipment | Electric | Server | E2 | RVT BC Ratio | 0 | 0 | 0 | 0 | 0 | 0 | 0 | 0 | 0 | 0 | 0 | 0 | 0 | 0 | 0 | 0 | 0 | 0 | 0 | 0 | 0 | 0 | 0 | 0 | 0 | 0 | 0 | 0 | 0 | 0
F4_Commercial_School_Existing_Office Equipment_Electric_Server_E3 | F4 | Commercial | School | Existing | Office Equipment | Electric | Server | E3 | RVT BC Ratio | 0 | 0 | 0 | 0 | 0 | 0 | 0 | 0 | 0 | 0 | 0 | 0 | 0 | 0 | 0 | 0 | 0 | 0 | 0 | 0 | 0 | 0 | 0 | 0 | 0 | 0 | 0 | 0 | 0 | 0
F4_Commercial_School_Existing_Office Equipment_Electric_Server_E4 | F4 | Commercial | School | Existing | Office Equipment | Electric | Server | E4 | RVT BC Ratio | 0 | 0 | 0 | 0 | 0 | 0 | 0 | 0 | 0 | 0 | 0 | 0 | 0 | 0 | 0 | 0 | 0 | 0 | 0 | 0 | 0 | 0 | 0 | 0 | 0 | 0 | 0 | 0 | 0 | 0
F4_Commercial_School_Existing_Office Equipment_Electric_Server_E5 | F4 | Commercial | School | Existing | Office Equipment | Electric | Server | E5 | RVT BC Ratio | 0 | 0 | 0 | 0 | 0 | 0 | 0 | 0 | 0 | 0 | 0 | 0 | 0 | 0 | 0 | 0 | 0 | 0 | 0 | 0 | 0 | 0 | 0 | 0 | 0 | 0 | 0 | 0 | 0 | 0
F4_Commercial_School_Existing_Office Equipment_Electric_Server_E6 | F4 | Commercial | School | Existing | Office Equipment | Electric | Server | E6 | RVT BC Ratio | 0 | 0 | 0 | 0 | 0 | 0 | 0 | 0 | 0 | 0 | 0 | 0 | 0 | 0 | 0 | 0 | 0 | 0 | 0 | 0 | 0 | 0 | 0 | 0 | 0 | 0 | 0 | 0 | 0 | 0
F4_Commercial_School_Existing_Office Equipment_Electric_Server_E7 | F4 | Commercial | School | Existing | Office Equipment | Electric | Server | E7 | RVT BC Ratio | 0 | 0 | 0 | 0 | 0 | 0 | 0 | 0 | 0 | 0 | 0 | 0 | 0 | 0 | 0 | 0 | 0 | 0 | 0 | 0 | 0 | 0 | 0 | 0 | 0 | 0 | 0 | 0 | 0 | 0
F4_Commercial_School_Existing_Office Equipment_Electric_Server_E8 | F4 | Commercial | School | Existing | Office Equipment | Electric | Server | E8 | RVT BC Ratio | 0 | 0 | 0 | 0 | 0 | 0 | 0 | 0 | 0 | 0 | 0 | 0 | 0 | 0 | 0 | 0 | 0 | 0 | 0 | 0 | 0 | 0 | 0 | 0 | 0 | 0 | 0 | 0 | 0 | 0
F4_Commercial_School_Existing_Office Equipment_Electric_Server_E9 | F4 | Commercial | School | Existing | Office Equipment | Electric | Server | E9 | RVT BC Ratio | 0 | 0 | 0 | 0 | 0 | 0 | 0 | 0 | 0 | 0 | 0 | 0 | 0 | 0 | 0 | 0 | 0 | 0 | 0 | 0 | 0 | 0 | 0 | 0 | 0 | 0 | 0 | 0 | 0 | 0
F4_Commercial_School_Existing_Office Equipment_Electric_Server_E10 | F4 | Commercial | School | Existing | Office Equipment | Electric | Server | E10 | RVT BC Ratio | 0 | 0 | 0 | 0 | 0 | 0 | 0 | 0 | 0 | 0 | 0 | 0 | 0 | 0 | 0 | 0 | 0 | 0 | 0 | 0 | 0 | 0 | 0 | 0 | 0 | 0 | 0 | 0 | 0 | 0
F5_Commercial_School_Existing_Office Equipment_Electric_Server_E1 | F5 | Commercial | School | Existing | Office Equipment | Electric | Server | E1 | RIM BC Ratio | 0 | 0 | 0 | 0 | 0 | 0 | 0 | 0 | 0 | 0 | 0 | 0 | 0 | 0 | 0 | 0 | 0 | 0 | 0 | 0 | 0 | 0 | 0 | 0 | 0 | 0 | 0 | 0 | 0 | 0
F5_Commercial_School_Existing_Office Equipment_Electric_Server_E2 | F5 | Commercial | School | Existing | Office Equipment | Electric | Server | E2 | RIM BC Ratio | 0 | 0 | 0 | 0 | 0 | 0 | 0 | 0 | 0 | 0 | 0 | 0 | 0 | 0 | 0 | 0 | 0 | 0 | 0 | 0 | 0 | 0 | 0 | 0 | 0 | 0 | 0 | 0 | 0 | 0
F5_Commercial_School_Existing_Office Equipment_Electric_Server_E3 | F5 | Commercial | School | Existing | Office Equipment | Electric | Server | E3 | RIM BC Ratio | 0 | 0 | 0 | 0 | 0 | 0 | 0 | 0 | 0 | 0 | 0 | 0 | 0 | 0 | 0 | 0 | 0 | 0 | 0 | 0 | 0 | 0 | 0 | 0 | 0 | 0 | 0 | 0 | 0 | 0
F5_Commercial_School_Existing_Office Equipment_Electric_Server_E4 | F5 | Commercial | School | Existing | Office Equipment | Electric | Server | E4 | RIM BC Ratio | 0 | 0 | 0 | 0 | 0 | 0 | 0 | 0 | 0 | 0 | 0 | 0 | 0 | 0 | 0 | 0 | 0 | 0 | 0 | 0 | 0 | 0 | 0 | 0 | 0 | 0 | 0 | 0 | 0 | 0
F5_Commercial_School_Existing_Office Equipment_Electric_Server_E5 | F5 | Commercial | School | Existing | Office Equipment | Electric | Server | E5 | RIM BC Ratio | 0 | 0 | 0 | 0 | 0 | 0 | 0 | 0 | 0 | 0 | 0 | 0 | 0 | 0 | 0 | 0 | 0 | 0 | 0 | 0 | 0 | 0 | 0 | 0 | 0 | 0 | 0 | 0 | 0 | 0
F5_Commercial_School_Existing_Office Equipment_Electric_Server_E6 | F5 | Commercial | School | Existing | Office Equipment | Electric | Server | E6 | RIM BC Ratio | 0 | 0 | 0 | 0 | 0 | 0 | 0 | 0 | 0 | 0 | 0 | 0 | 0 | 0 | 0 | 0 | 0 | 0 | 0 | 0 | 0 | 0 | 0 | 0 | 0 | 0 | 0 | 0 | 0 | 0
F5_Commercial_School_Existing_Office Equipment_Electric_Server_E7 | F5 | Commercial | School | Existing | Office Equipment | Electric | Server | E7 | RIM BC Ratio | 0 | 0 | 0 | 0 | 0 | 0 | 0 | 0 | 0 | 0 | 0 | 0 | 0 | 0 | 0 | 0 | 0 | 0 | 0 | 0 | 0 | 0 | 0 | 0 | 0 | 0 | 0 | 0 | 0 | 0
F5_Commercial_School_Existing_Office Equipment_Electric_Server_E8 | F5 | Commercial | School | Existing | Office Equipment | Electric | Server | E8 | RIM BC Ratio | 0 | 0 | 0 | 0 | 0 | 0 | 0 | 0 | 0 | 0 | 0 | 0 | 0 | 0 | 0 | 0 | 0 | 0 | 0 | 0 | 0 | 0 | 0 | 0 | 0 | 0 | 0 | 0 | 0 | 0
F5_Commercial_School_Existing_Office Equipment_Electric_Server_E9 | F5 | Commercial | School | Existing | Office Equipment | Electric | Server | E9 | RIM BC Ratio | 0 | 0 | 0 | 0 | 0 | 0 | 0 | 0 | 0 | 0 | 0 | 0 | 0 | 0 | 0 | 0 | 0 | 0 | 0 | 0 | 0 | 0 | 0 | 0 | 0 | 0 | 0 | 0 | 0 | 0
F5_Commercial_School_Existing_Office Equipment_Electric_Server_E10 | F5 | Commercial | School | Existing | Office Equipment | Electric | Server | E10 | RIM BC Ratio | 0 | 0 | 0 | 0 | 0 | 0 | 0 | 0 | 0 | 0 | 0 | 0 | 0 | 0 | 0 | 0 | 0 | 0 | 0 | 0 | 0 | 0 | 0 | 0 | 0 | 0 | 0 | 0 | 0 | 0
F0_Commercial_School_Existing_Office Equipment_Electric_Monitor_E0 | F0 | Commercial | School | Existing | Office Equipment | Electric | Monitor | E0 | Economic Unit | 0 | 0 | 0 | 0 | 0 | 0 | 0 | 0 | 0 | 0 | 0 | 0 | 0 | 0 | 0 | 0 | 0 | 0 | 0 | 0 | 0 | 0 | 0 | 0 | 0 | 0 | 0 | 0 | 0 | 0
F1_Commercial_School_Existing_Office Equipment_Electric_Monitor_E1 | F1 | Commercial | School | Existing | Office Equipment | Electric | Monitor | E1 | CCE | 0 | 0 | 0 | 0 | 0 | 0 | 0 | 0 | 0 | 0 | 0 | 0 | 0 | 0 | 0 | 0 | 0 | 0 | 0 | 0 | 0 | 0 | 0 | 0 | 0 | 0 | 0 | 0 | 0 | 0
F1_Commercial_School_Existing_Office Equipment_Electric_Monitor_E2 | F1 | Commercial | School | Existing | Office Equipment | Electric | Monitor | E2 | CCE | 0 | 0 | 0 | 0 | 0 | 0 | 0 | 0 | 0 | 0 | 0 | 0 | 0 | 0 | 0 | 0 | 0 | 0 | 0 | 0 | 0 | 0 | 0 | 0 | 0 | 0 | 0 | 0 | 0 | 0
F1_Commercial_School_Existing_Office Equipment_Electric_Monitor_E3 | F1 | Commercial | School | Existing | Office Equipment | Electric | Monitor | E3 | CCE | 0 | 0 | 0 | 0 | 0 | 0 | 0 | 0 | 0 | 0 | 0 | 0 | 0 | 0 | 0 | 0 | 0 | 0 | 0 | 0 | 0 | 0 | 0 | 0 | 0 | 0 | 0 | 0 | 0 | 0
F1_Commercial_School_Existing_Office Equipment_Electric_Monitor_E4 | F1 | Commercial | School | Existing | Office Equipment | Electric | Monitor | E4 | CCE | 0 | 0 | 0 | 0 | 0 | 0 | 0 | 0 | 0 | 0 | 0 | 0 | 0 | 0 | 0 | 0 | 0 | 0 | 0 | 0 | 0 | 0 | 0 | 0 | 0 | 0 | 0 | 0 | 0 | 0
F1_Commercial_School_Existing_Office Equipment_Electric_Monitor_E5 | F1 | Commercial | School | Existing | Office Equipment | Electric | Monitor | E5 | CCE | 0 | 0 | 0 | 0 | 0 | 0 | 0 | 0 | 0 | 0 | 0 | 0 | 0 | 0 | 0 | 0 | 0 | 0 | 0 | 0 | 0 | 0 | 0 | 0 | 0 | 0 | 0 | 0 | 0 | 0
F1_Commercial_School_Existing_Office Equipment_Electric_Monitor_E6 | F1 | Commercial | School | Existing | Office Equipment | Electric | Monitor | E6 | CCE | 0 | 0 | 0 | 0 | 0 | 0 | 0 | 0 | 0 | 0 | 0 | 0 | 0 | 0 | 0 | 0 | 0 | 0 | 0 | 0 | 0 | 0 | 0 | 0 | 0 | 0 | 0 | 0 | 0 | 0
F1_Commercial_School_Existing_Office Equipment_Electric_Monitor_E7 | F1 | Commercial | School | Existing | Office Equipment | Electric | Monitor | E7 | CCE | 0 | 0 | 0 | 0 | 0 | 0 | 0 | 0 | 0 | 0 | 0 | 0 | 0 | 0 | 0 | 0 | 0 | 0 | 0 | 0 | 0 | 0 | 0 | 0 | 0 | 0 | 0 | 0 | 0 | 0
F1_Commercial_School_Existing_Office Equipment_Electric_Monitor_E8 | F1 | Commercial | School | Existing | Office Equipment | Electric | Monitor | E8 | CCE | 0 | 0 | 0 | 0 | 0 | 0 | 0 | 0 | 0 | 0 | 0 | 0 | 0 | 0 | 0 | 0 | 0 | 0 | 0 | 0 | 0 | 0 | 0 | 0 | 0 | 0 | 0 | 0 | 0 | 0
F1_Commercial_School_Existing_Office Equipment_Electric_Monitor_E9 | F1 | Commercial | School | Existing | Office Equipment | Electric | Monitor | E9 | CCE | 0 | 0 | 0 | 0 | 0 | 0 | 0 | 0 | 0 | 0 | 0 | 0 | 0 | 0 | 0 | 0 | 0 | 0 | 0 | 0 | 0 | 0 | 0 | 0 | 0 | 0 | 0 | 0 | 0 | 0
F1_Commercial_School_Existing_Office Equipment_Electric_Monitor_E10 | F1 | Commercial | School | Existing | Office Equipment | Electric | Monitor | E10 | CCE | 0 | 0 | 0 | 0 | 0 | 0 | 0 | 0 | 0 | 0 | 0 | 0 | 0 | 0 | 0 | 0 | 0 | 0 | 0 | 0 | 0 | 0 | 0 | 0 | 0 | 0 | 0 | 0 | 0 | 0
F2_Commercial_School_Existing_Office Equipment_Electric_Monitor_E1 | F2 | Commercial | School | Existing | Office Equipment | Electric | Monitor | E1 | TRC BC Ratio | 0 | 0 | 0 | 0 | 0 | 0 | 0 | 0 | 0 | 0 | 0 | 0 | 0 | 0 | 0 | 0 | 0 | 0 | 0 | 0 | 0 | 0 | 0 | 0 | 0 | 0 | 0 | 0 | 0 | 0
F2_Commercial_School_Existing_Office Equipment_Electric_Monitor_E2 | F2 | Commercial | School | Existing | Office Equipment | Electric | Monitor | E2 | TRC BC Ratio | 0 | 0 | 0 | 0 | 0 | 0 | 0 | 0 | 0 | 0 | 0 | 0 | 0 | 0 | 0 | 0 | 0 | 0 | 0 | 0 | 0 | 0 | 0 | 0 | 0 | 0 | 0 | 0 | 0 | 0
F2_Commercial_School_Existing_Office Equipment_Electric_Monitor_E3 | F2 | Commercial | School | Existing | Office Equipment | Electric | Monitor | E3 | TRC BC Ratio | 0 | 0 | 0 | 0 | 0 | 0 | 0 | 0 | 0 | 0 | 0 | 0 | 0 | 0 | 0 | 0 | 0 | 0 | 0 | 0 | 0 | 0 | 0 | 0 | 0 | 0 | 0 | 0 | 0 | 0
F2_Commercial_School_Existing_Office Equipment_Electric_Monitor_E4 | F2 | Commercial | School | Existing | Office Equipment | Electric | Monitor | E4 | TRC BC Ratio | 0 | 0 | 0 | 0 | 0 | 0 | 0 | 0 | 0 | 0 | 0 | 0 | 0 | 0 | 0 | 0 | 0 | 0 | 0 | 0 | 0 | 0 | 0 | 0 | 0 | 0 | 0 | 0 | 0 | 0
F2_Commercial_School_Existing_Office Equipment_Electric_Monitor_E5 | F2 | Commercial | School | Existing | Office Equipment | Electric | Monitor | E5 | TRC BC Ratio | 0 | 0 | 0 | 0 | 0 | 0 | 0 | 0 | 0 | 0 | 0 | 0 | 0 | 0 | 0 | 0 | 0 | 0 | 0 | 0 | 0 | 0 | 0 | 0 | 0 | 0 | 0 | 0 | 0 | 0
F2_Commercial_School_Existing_Office Equipment_Electric_Monitor_E6 | F2 | Commercial | School | Existing | Office Equipment | Electric | Monitor | E6 | TRC BC Ratio | 0 | 0 | 0 | 0 | 0 | 0 | 0 | 0 | 0 | 0 | 0 | 0 | 0 | 0 | 0 | 0 | 0 | 0 | 0 | 0 | 0 | 0 | 0 | 0 | 0 | 0 | 0 | 0 | 0 | 0
F2_Commercial_School_Existing_Office Equipment_Electric_Monitor_E7 | F2 | Commercial | School | Existing | Office Equipment | Electric | Monitor | E7 | TRC BC Ratio | 0 | 0 | 0 | 0 | 0 | 0 | 0 | 0 | 0 | 0 | 0 | 0 | 0 | 0 | 0 | 0 | 0 | 0 | 0 | 0 | 0 | 0 | 0 | 0 | 0 | 0 | 0 | 0 | 0 | 0
F2_Commercial_School_Existing_Office Equipment_Electric_Monitor_E8 | F2 | Commercial | School | Existing | Office Equipment | Electric | Monitor | E8 | TRC BC Ratio | 0 | 0 | 0 | 0 | 0 | 0 | 0 | 0 | 0 | 0 | 0 | 0 | 0 | 0 | 0 | 0 | 0 | 0 | 0 | 0 | 0 | 0 | 0 | 0 | 0 | 0 | 0 | 0 | 0 | 0
F2_Commercial_School_Existing_Office Equipment_Electric_Monitor_E9 | F2 | Commercial | School | Existing | Office Equipment | Electric | Monitor | E9 | TRC BC Ratio | 0 | 0 | 0 | 0 | 0 | 0 | 0 | 0 | 0 | 0 | 0 | 0 | 0 | 0 | 0 | 0 | 0 | 0 | 0 | 0 | 0 | 0 | 0 | 0 | 0 | 0 | 0 | 0 | 0 | 0
F2_Commercial_School_Existing_Office Equipment_Electric_Monitor_E10 | F2 | Commercial | School | Existing | Office Equipment | Electric | Monitor | E10 | TRC BC Ratio | 0 | 0 | 0 | 0 | 0 | 0 | 0 | 0 | 0 | 0 | 0 | 0 | 0 | 0 | 0 | 0 | 0 | 0 | 0 | 0 | 0 | 0 | 0 | 0 | 0 | 0 | 0 | 0 | 0 | 0
F3_Commercial_School_Existing_Office Equipment_Electric_Monitor_E1 | F3 | Commercial | School | Existing | Office Equipment | Electric | Monitor | E1 | PACT BC Ratio | 0 | 0 | 0 | 0 | 0 | 0 | 0 | 0 | 0 | 0 | 0 | 0 | 0 | 0 | 0 | 0 | 0 | 0 | 0 | 0 | 0 | 0 | 0 | 0 | 0 | 0 | 0 | 0 | 0 | 0
F3_Commercial_School_Existing_Office Equipment_Electric_Monitor_E2 | F3 | Commercial | School | Existing | Office Equipment | Electric | Monitor | E2 | PACT BC Ratio | 0 | 0 | 0 | 0 | 0 | 0 | 0 | 0 | 0 | 0 | 0 | 0 | 0 | 0 | 0 | 0 | 0 | 0 | 0 | 0 | 0 | 0 | 0 | 0 | 0 | 0 | 0 | 0 | 0 | 0
F3_Commercial_School_Existing_Office Equipment_Electric_Monitor_E3 | F3 | Commercial | School | Existing | Office Equipment | Electric | Monitor | E3 | PACT BC Ratio | 0 | 0 | 0 | 0 | 0 | 0 | 0 | 0 | 0 | 0 | 0 | 0 | 0 | 0 | 0 | 0 | 0 | 0 | 0 | 0 | 0 | 0 | 0 | 0 | 0 | 0 | 0 | 0 | 0 | 0
F3_Commercial_School_Existing_Office Equipment_Electric_Monitor_E4 | F3 | Commercial | School | Existing | Office Equipment | Electric | Monitor | E4 | PACT BC Ratio | 0 | 0 | 0 | 0 | 0 | 0 | 0 | 0 | 0 | 0 | 0 | 0 | 0 | 0 | 0 | 0 | 0 | 0 | 0 | 0 | 0 | 0 | 0 | 0 | 0 | 0 | 0 | 0 | 0 | 0
F3_Commercial_School_Existing_Office Equipment_Electric_Monitor_E5 | F3 | Commercial | School | Existing | Office Equipment | Electric | Monitor | E5 | PACT BC Ratio | 0 | 0 | 0 | 0 | 0 | 0 | 0 | 0 | 0 | 0 | 0 | 0 | 0 | 0 | 0 | 0 | 0 | 0 | 0 | 0 | 0 | 0 | 0 | 0 | 0 | 0 | 0 | 0 | 0 | 0
F3_Commercial_School_Existing_Office Equipment_Electric_Monitor_E6 | F3 | Commercial | School | Existing | Office Equipment | Electric | Monitor | E6 | PACT BC Ratio | 0 | 0 | 0 | 0 | 0 | 0 | 0 | 0 | 0 | 0 | 0 | 0 | 0 | 0 | 0 | 0 | 0 | 0 | 0 | 0 | 0 | 0 | 0 | 0 | 0 | 0 | 0 | 0 | 0 | 0
F3_Commercial_School_Existing_Office Equipment_Electric_Monitor_E7 | F3 | Commercial | School | Existing | Office Equipment | Electric | Monitor | E7 | PACT BC Ratio | 0 | 0 | 0 | 0 | 0 | 0 | 0 | 0 | 0 | 0 | 0 | 0 | 0 | 0 | 0 | 0 | 0 | 0 | 0 | 0 | 0 | 0 | 0 | 0 | 0 | 0 | 0 | 0 | 0 | 0
F3_Commercial_School_Existing_Office Equipment_Electric_Monitor_E8 | F3 | Commercial | School | Existing | Office Equipment | Electric | Monitor | E8 | PACT BC Ratio | 0 | 0 | 0 | 0 | 0 | 0 | 0 | 0 | 0 | 0 | 0 | 0 | 0 | 0 | 0 | 0 | 0 | 0 | 0 | 0 | 0 | 0 | 0 | 0 | 0 | 0 | 0 | 0 | 0 | 0
F3_Commercial_School_Existing_Office Equipment_Electric_Monitor_E9 | F3 | Commercial | School | Existing | Office Equipment | Electric | Monitor | E9 | PACT BC Ratio | 0 | 0 | 0 | 0 | 0 | 0 | 0 | 0 | 0 | 0 | 0 | 0 | 0 | 0 | 0 | 0 | 0 | 0 | 0 | 0 | 0 | 0 | 0 | 0 | 0 | 0 | 0 | 0 | 0 | 0
F3_Commercial_School_Existing_Office Equipment_Electric_Monitor_E10 | F3 | Commercial | School | Existing | Office Equipment | Electric | Monitor | E10 | PACT BC Ratio | 0 | 0 | 0 | 0 | 0 | 0 | 0 | 0 | 0 | 0 | 0 | 0 | 0 | 0 | 0 | 0 | 0 | 0 | 0 | 0 | 0 | 0 | 0 | 0 | 0 | 0 | 0 | 0 | 0 | 0
F4_Commercial_School_Existing_Office Equipment_Electric_Monitor_E1 | F4 | Commercial | School | Existing | Office Equipment | Electric | Monitor | E1 | RVT BC Ratio | 0 | 0 | 0 | 0 | 0 | 0 | 0 | 0 | 0 | 0 | 0 | 0 | 0 | 0 | 0 | 0 | 0 | 0 | 0 | 0 | 0 | 0 | 0 | 0 | 0 | 0 | 0 | 0 | 0 | 0
F4_Commercial_School_Existing_Office Equipment_Electric_Monitor_E2 | F4 | Commercial | School | Existing | Office Equipment | Electric | Monitor | E2 | RVT BC Ratio | 0 | 0 | 0 | 0 | 0 | 0 | 0 | 0 | 0 | 0 | 0 | 0 | 0 | 0 | 0 | 0 | 0 | 0 | 0 | 0 | 0 | 0 | 0 | 0 | 0 | 0 | 0 | 0 | 0 | 0
F4_Commercial_School_Existing_Office Equipment_Electric_Monitor_E3 | F4 | Commercial | School | Existing | Office Equipment | Electric | Monitor | E3 | RVT BC Ratio | 0 | 0 | 0 | 0 | 0 | 0 | 0 | 0 | 0 | 0 | 0 | 0 | 0 | 0 | 0 | 0 | 0 | 0 | 0 | 0 | 0 | 0 | 0 | 0 | 0 | 0 | 0 | 0 | 0 | 0
F4_Commercial_School_Existing_Office Equipment_Electric_Monitor_E4 | F4 | Commercial | School | Existing | Office Equipment | Electric | Monitor | E4 | RVT BC Ratio | 0 | 0 | 0 | 0 | 0 | 0 | 0 | 0 | 0 | 0 | 0 | 0 | 0 | 0 | 0 | 0 | 0 | 0 | 0 | 0 | 0 | 0 | 0 | 0 | 0 | 0 | 0 | 0 | 0 | 0
F4_Commercial_School_Existing_Office Equipment_Electric_Monitor_E5 | F4 | Commercial | School | Existing | Office Equipment | Electric | Monitor | E5 | RVT BC Ratio | 0 | 0 | 0 | 0 | 0 | 0 | 0 | 0 | 0 | 0 | 0 | 0 | 0 | 0 | 0 | 0 | 0 | 0 | 0 | 0 | 0 | 0 | 0 | 0 | 0 | 0 | 0 | 0 | 0 | 0
F4_Commercial_School_Existing_Office Equipment_Electric_Monitor_E6 | F4 | Commercial | School | Existing | Office Equipment | Electric | Monitor | E6 | RVT BC Ratio | 0 | 0 | 0 | 0 | 0 | 0 | 0 | 0 | 0 | 0 | 0 | 0 | 0 | 0 | 0 | 0 | 0 | 0 | 0 | 0 | 0 | 0 | 0 | 0 | 0 | 0 | 0 | 0 | 0 | 0
F4_Commercial_School_Existing_Office Equipment_Electric_Monitor_E7 | F4 | Commercial | School | Existing | Office Equipment | Electric | Monitor | E7 | RVT BC Ratio | 0 | 0 | 0 | 0 | 0 | 0 | 0 | 0 | 0 | 0 | 0 | 0 | 0 | 0 | 0 | 0 | 0 | 0 | 0 | 0 | 0 | 0 | 0 | 0 | 0 | 0 | 0 | 0 | 0 | 0
F4_Commercial_School_Existing_Office Equipment_Electric_Monitor_E8 | F4 | Commercial | School | Existing | Office Equipment | Electric | Monitor | E8 | RVT BC Ratio | 0 | 0 | 0 | 0 | 0 | 0 | 0 | 0 | 0 | 0 | 0 | 0 | 0 | 0 | 0 | 0 | 0 | 0 | 0 | 0 | 0 | 0 | 0 | 0 | 0 | 0 | 0 | 0 | 0 | 0
F4_Commercial_School_Existing_Office Equipment_Electric_Monitor_E9 | F4 | Commercial | School | Existing | Office Equipment | Electric | Monitor | E9 | RVT BC Ratio | 0 | 0 | 0 | 0 | 0 | 0 | 0 | 0 | 0 | 0 | 0 | 0 | 0 | 0 | 0 | 0 | 0 | 0 | 0 | 0 | 0 | 0 | 0 | 0 | 0 | 0 | 0 | 0 | 0 | 0
F4_Commercial_School_Existing_Office Equipment_Electric_Monitor_E10 | F4 | Commercial | School | Existing | Office Equipment | Electric | Monitor | E10 | RVT BC Ratio | 0 | 0 | 0 | 0 | 0 | 0 | 0 | 0 | 0 | 0 | 0 | 0 | 0 | 0 | 0 | 0 | 0 | 0 | 0 | 0 | 0 | 0 | 0 | 0 | 0 | 0 | 0 | 0 | 0 | 0
F5_Commercial_School_Existing_Office Equipment_Electric_Monitor_E1 | F5 | Commercial | School | Existing | Office Equipment | Electric | Monitor | E1 | RIM BC Ratio | 0 | 0 | 0 | 0 | 0 | 0 | 0 | 0 | 0 | 0 | 0 | 0 | 0 | 0 | 0 | 0 | 0 | 0 | 0 | 0 | 0 | 0 | 0 | 0 | 0 | 0 | 0 | 0 | 0 | 0
F5_Commercial_School_Existing_Office Equipment_Electric_Monitor_E2 | F5 | Commercial | School | Existing | Office Equipment | Electric | Monitor | E2 | RIM BC Ratio | 0 | 0 | 0 | 0 | 0 | 0 | 0 | 0 | 0 | 0 | 0 | 0 | 0 | 0 | 0 | 0 | 0 | 0 | 0 | 0 | 0 | 0 | 0 | 0 | 0 | 0 | 0 | 0 | 0 | 0
F5_Commercial_School_Existing_Office Equipment_Electric_Monitor_E3 | F5 | Commercial | School | Existing | Office Equipment | Electric | Monitor | E3 | RIM BC Ratio | 0 | 0 | 0 | 0 | 0 | 0 | 0 | 0 | 0 | 0 | 0 | 0 | 0 | 0 | 0 | 0 | 0 | 0 | 0 | 0 | 0 | 0 | 0 | 0 | 0 | 0 | 0 | 0 | 0 | 0
F5_Commercial_School_Existing_Office Equipment_Electric_Monitor_E4 | F5 | Commercial | School | Existing | Office Equipment | Electric | Monitor | E4 | RIM BC Ratio | 0 | 0 | 0 | 0 | 0 | 0 | 0 | 0 | 0 | 0 | 0 | 0 | 0 | 0 | 0 | 0 | 0 | 0 | 0 | 0 | 0 | 0 | 0 | 0 | 0 | 0 | 0 | 0 | 0 | 0
F5_Commercial_School_Existing_Office Equipment_Electric_Monitor_E5 | F5 | Commercial | School | Existing | Office Equipment | Electric | Monitor | E5 | RIM BC Ratio | 0 | 0 | 0 | 0 | 0 | 0 | 0 | 0 | 0 | 0 | 0 | 0 | 0 | 0 | 0 | 0 | 0 | 0 | 0 | 0 | 0 | 0 | 0 | 0 | 0 | 0 | 0 | 0 | 0 | 0
F5_Commercial_School_Existing_Office Equipment_Electric_Monitor_E6 | F5 | Commercial | School | Existing | Office Equipment | Electric | Monitor | E6 | RIM BC Ratio | 0 | 0 | 0 | 0 | 0 | 0 | 0 | 0 | 0 | 0 | 0 | 0 | 0 | 0 | 0 | 0 | 0 | 0 | 0 | 0 | 0 | 0 | 0 | 0 | 0 | 0 | 0 | 0 | 0 | 0
F5_Commercial_School_Existing_Office Equipment_Electric_Monitor_E7 | F5 | Commercial | School | Existing | Office Equipment | Electric | Monitor | E7 | RIM BC Ratio | 0 | 0 | 0 | 0 | 0 | 0 | 0 | 0 | 0 | 0 | 0 | 0 | 0 | 0 | 0 | 0 | 0 | 0 | 0 | 0 | 0 | 0 | 0 | 0 | 0 | 0 | 0 | 0 | 0 | 0
F5_Commercial_School_Existing_Office Equipment_Electric_Monitor_E8 | F5 | Commercial | School | Existing | Office Equipment | Electric | Monitor | E8 | RIM BC Ratio | 0 | 0 | 0 | 0 | 0 | 0 | 0 | 0 | 0 | 0 | 0 | 0 | 0 | 0 | 0 | 0 | 0 | 0 | 0 | 0 | 0 | 0 | 0 | 0 | 0 | 0 | 0 | 0 | 0 | 0
F5_Commercial_School_Existing_Office Equipment_Electric_Monitor_E9 | F5 | Commercial | School | Existing | Office Equipment | Electric | Monitor | E9 | RIM BC Ratio | 0 | 0 | 0 | 0 | 0 | 0 | 0 | 0 | 0 | 0 | 0 | 0 | 0 | 0 | 0 | 0 | 0 | 0 | 0 | 0 | 0 | 0 | 0 | 0 | 0 | 0 | 0 | 0 | 0 | 0
F5_Commercial_School_Existing_Office Equipment_Electric_Monitor_E10 | F5 | Commercial | School | Existing | Office Equipment | Electric | Monitor | E10 | RIM BC Ratio | 0 | 0 | 0 | 0 | 0 | 0 | 0 | 0 | 0 | 0 | 0 | 0 | 0 | 0 | 0 | 0 | 0 | 0 | 0 | 0 | 0 | 0 | 0 | 0 | 0 | 0 | 0 | 0 | 0 | 0
F0_Commercial_School_Existing_Office Equipment_Electric_Printer/Copier/Fax_E0 | F0 | Commercial | School | Existing | Office Equipment | Electric | Printer/Copier/Fax | E0 | Economic Unit | 0 | 0 | 0 | 0 | 0 | 0 | 0 | 0 | 0 | 0 | 0 | 0 | 0 | 0 | 0 | 0 | 0 | 0 | 0 | 0 | 0 | 0 | 0 | 0 | 0 | 0 | 0 | 0 | 0 | 0
F1_Commercial_School_Existing_Office Equipment_Electric_Printer/Copier/Fax_E1 | F1 | Commercial | School | Existing | Office Equipment | Electric | Printer/Copier/Fax | E1 | CCE | 0 | 0 | 0 | 0 | 0 | 0 | 0 | 0 | 0 | 0 | 0 | 0 | 0 | 0 | 0 | 0 | 0 | 0 | 0 | 0 | 0 | 0 | 0 | 0 | 0 | 0 | 0 | 0 | 0 | 0
F1_Commercial_School_Existing_Office Equipment_Electric_Printer/Copier/Fax_E2 | F1 | Commercial | School | Existing | Office Equipment | Electric | Printer/Copier/Fax | E2 | CCE | 0 | 0 | 0 | 0 | 0 | 0 | 0 | 0 | 0 | 0 | 0 | 0 | 0 | 0 | 0 | 0 | 0 | 0 | 0 | 0 | 0 | 0 | 0 | 0 | 0 | 0 | 0 | 0 | 0 | 0
F1_Commercial_School_Existing_Office Equipment_Electric_Printer/Copier/Fax_E3 | F1 | Commercial | School | Existing | Office Equipment | Electric | Printer/Copier/Fax | E3 | CCE | 0 | 0 | 0 | 0 | 0 | 0 | 0 | 0 | 0 | 0 | 0 | 0 | 0 | 0 | 0 | 0 | 0 | 0 | 0 | 0 | 0 | 0 | 0 | 0 | 0 | 0 | 0 | 0 | 0 | 0
F1_Commercial_School_Existing_Office Equipment_Electric_Printer/Copier/Fax_E4 | F1 | Commercial | School | Existing | Office Equipment | Electric | Printer/Copier/Fax | E4 | CCE | 0 | 0 | 0 | 0 | 0 | 0 | 0 | 0 | 0 | 0 | 0 | 0 | 0 | 0 | 0 | 0 | 0 | 0 | 0 | 0 | 0 | 0 | 0 | 0 | 0 | 0 | 0 | 0 | 0 | 0
F1_Commercial_School_Existing_Office Equipment_Electric_Printer/Copier/Fax_E5 | F1 | Commercial | School | Existing | Office Equipment | Electric | Printer/Copier/Fax | E5 | CCE | 0 | 0 | 0 | 0 | 0 | 0 | 0 | 0 | 0 | 0 | 0 | 0 | 0 | 0 | 0 | 0 | 0 | 0 | 0 | 0 | 0 | 0 | 0 | 0 | 0 | 0 | 0 | 0 | 0 | 0
F1_Commercial_School_Existing_Office Equipment_Electric_Printer/Copier/Fax_E6 | F1 | Commercial | School | Existing | Office Equipment | Electric | Printer/Copier/Fax | E6 | CCE | 0 | 0 | 0 | 0 | 0 | 0 | 0 | 0 | 0 | 0 | 0 | 0 | 0 | 0 | 0 | 0 | 0 | 0 | 0 | 0 | 0 | 0 | 0 | 0 | 0 | 0 | 0 | 0 | 0 | 0
F1_Commercial_School_Existing_Office Equipment_Electric_Printer/Copier/Fax_E7 | F1 | Commercial | School | Existing | Office Equipment | Electric | Printer/Copier/Fax | E7 | CCE | 0 | 0 | 0 | 0 | 0 | 0 | 0 | 0 | 0 | 0 | 0 | 0 | 0 | 0 | 0 | 0 | 0 | 0 | 0 | 0 | 0 | 0 | 0 | 0 | 0 | 0 | 0 | 0 | 0 | 0
F1_Commercial_School_Existing_Office Equipment_Electric_Printer/Copier/Fax_E8 | F1 | Commercial | School | Existing | Office Equipment | Electric | Printer/Copier/Fax | E8 | CCE | 0 | 0 | 0 | 0 | 0 | 0 | 0 | 0 | 0 | 0 | 0 | 0 | 0 | 0 | 0 | 0 | 0 | 0 | 0 | 0 | 0 | 0 | 0 | 0 | 0 | 0 | 0 | 0 | 0 | 0
F1_Commercial_School_Existing_Office Equipment_Electric_Printer/Copier/Fax_E9 | F1 | Commercial | School | Existing | Office Equipment | Electric | Printer/Copier/Fax | E9 | CCE | 0 | 0 | 0 | 0 | 0 | 0 | 0 | 0 | 0 | 0 | 0 | 0 | 0 | 0 | 0 | 0 | 0 | 0 | 0 | 0 | 0 | 0 | 0 | 0 | 0 | 0 | 0 | 0 | 0 | 0
F1_Commercial_School_Existing_Office Equipment_Electric_Printer/Copier/Fax_E10 | F1 | Commercial | School | Existing | Office Equipment | Electric | Printer/Copier/Fax | E10 | CCE | 0 | 0 | 0 | 0 | 0 | 0 | 0 | 0 | 0 | 0 | 0 | 0 | 0 | 0 | 0 | 0 | 0 | 0 | 0 | 0 | 0 | 0 | 0 | 0 | 0 | 0 | 0 | 0 | 0 | 0
F2_Commercial_School_Existing_Office Equipment_Electric_Printer/Copier/Fax_E1 | F2 | Commercial | School | Existing | Office Equipment | Electric | Printer/Copier/Fax | E1 | TRC BC Ratio | 0 | 0 | 0 | 0 | 0 | 0 | 0 | 0 | 0 | 0 | 0 | 0 | 0 | 0 | 0 | 0 | 0 | 0 | 0 | 0 | 0 | 0 | 0 | 0 | 0 | 0 | 0 | 0 | 0 | 0
F2_Commercial_School_Existing_Office Equipment_Electric_Printer/Copier/Fax_E2 | F2 | Commercial | School | Existing | Office Equipment | Electric | Printer/Copier/Fax | E2 | TRC BC Ratio | 0 | 0 | 0 | 0 | 0 | 0 | 0 | 0 | 0 | 0 | 0 | 0 | 0 | 0 | 0 | 0 | 0 | 0 | 0 | 0 | 0 | 0 | 0 | 0 | 0 | 0 | 0 | 0 | 0 | 0
F2_Commercial_School_Existing_Office Equipment_Electric_Printer/Copier/Fax_E3 | F2 | Commercial | School | Existing | Office Equipment | Electric | Printer/Copier/Fax | E3 | TRC BC Ratio | 0 | 0 | 0 | 0 | 0 | 0 | 0 | 0 | 0 | 0 | 0 | 0 | 0 | 0 | 0 | 0 | 0 | 0 | 0 | 0 | 0 | 0 | 0 | 0 | 0 | 0 | 0 | 0 | 0 | 0
F2_Commercial_School_Existing_Office Equipment_Electric_Printer/Copier/Fax_E4 | F2 | Commercial | School | Existing | Office Equipment | Electric | Printer/Copier/Fax | E4 | TRC BC Ratio | 0 | 0 | 0 | 0 | 0 | 0 | 0 | 0 | 0 | 0 | 0 | 0 | 0 | 0 | 0 | 0 | 0 | 0 | 0 | 0 | 0 | 0 | 0 | 0 | 0 | 0 | 0 | 0 | 0 | 0
F2_Commercial_School_Existing_Office Equipment_Electric_Printer/Copier/Fax_E5 | F2 | Commercial | School | Existing | Office Equipment | Electric | Printer/Copier/Fax | E5 | TRC BC Ratio | 0 | 0 | 0 | 0 | 0 | 0 | 0 | 0 | 0 | 0 | 0 | 0 | 0 | 0 | 0 | 0 | 0 | 0 | 0 | 0 | 0 | 0 | 0 | 0 | 0 | 0 | 0 | 0 | 0 | 0
F2_Commercial_School_Existing_Office Equipment_Electric_Printer/Copier/Fax_E6 | F2 | Commercial | School | Existing | Office Equipment | Electric | Printer/Copier/Fax | E6 | TRC BC Ratio | 0 | 0 | 0 | 0 | 0 | 0 | 0 | 0 | 0 | 0 | 0 | 0 | 0 | 0 | 0 | 0 | 0 | 0 | 0 | 0 | 0 | 0 | 0 | 0 | 0 | 0 | 0 | 0 | 0 | 0
F2_Commercial_School_Existing_Office Equipment_Electric_Printer/Copier/Fax_E7 | F2 | Commercial | School | Existing | Office Equipment | Electric | Printer/Copier/Fax | E7 | TRC BC Ratio | 0 | 0 | 0 | 0 | 0 | 0 | 0 | 0 | 0 | 0 | 0 | 0 | 0 | 0 | 0 | 0 | 0 | 0 | 0 | 0 | 0 | 0 | 0 | 0 | 0 | 0 | 0 | 0 | 0 | 0
F2_Commercial_School_Existing_Office Equipment_Electric_Printer/Copier/Fax_E8 | F2 | Commercial | School | Existing | Office Equipment | Electric | Printer/Copier/Fax | E8 | TRC BC Ratio | 0 | 0 | 0 | 0 | 0 | 0 | 0 | 0 | 0 | 0 | 0 | 0 | 0 | 0 | 0 | 0 | 0 | 0 | 0 | 0 | 0 | 0 | 0 | 0 | 0 | 0 | 0 | 0 | 0 | 0
F2_Commercial_School_Existing_Office Equipment_Electric_Printer/Copier/Fax_E9 | F2 | Commercial | School | Existing | Office Equipment | Electric | Printer/Copier/Fax | E9 | TRC BC Ratio | 0 | 0 | 0 | 0 | 0 | 0 | 0 | 0 | 0 | 0 | 0 | 0 | 0 | 0 | 0 | 0 | 0 | 0 | 0 | 0 | 0 | 0 | 0 | 0 | 0 | 0 | 0 | 0 | 0 | 0
F2_Commercial_School_Existing_Office Equipment_Electric_Printer/Copier/Fax_E10 | F2 | Commercial | School | Existing | Office Equipment | Electric | Printer/Copier/Fax | E10 | TRC BC Ratio | 0 | 0 | 0 | 0 | 0 | 0 | 0 | 0 | 0 | 0 | 0 | 0 | 0 | 0 | 0 | 0 | 0 | 0 | 0 | 0 | 0 | 0 | 0 | 0 | 0 | 0 | 0 | 0 | 0 | 0
F3_Commercial_School_Existing_Office Equipment_Electric_Printer/Copier/Fax_E1 | F3 | Commercial | School | Existing | Office Equipment | Electric | Printer/Copier/Fax | E1 | PACT BC Ratio | 0 | 0 | 0 | 0 | 0 | 0 | 0 | 0 | 0 | 0 | 0 | 0 | 0 | 0 | 0 | 0 | 0 | 0 | 0 | 0 | 0 | 0 | 0 | 0 | 0 | 0 | 0 | 0 | 0 | 0
F3_Commercial_School_Existing_Office Equipment_Electric_Printer/Copier/Fax_E2 | F3 | Commercial | School | Existing | Office Equipment | Electric | Printer/Copier/Fax | E2 | PACT BC Ratio | 0 | 0 | 0 | 0 | 0 | 0 | 0 | 0 | 0 | 0 | 0 | 0 | 0 | 0 | 0 | 0 | 0 | 0 | 0 | 0 | 0 | 0 | 0 | 0 | 0 | 0 | 0 | 0 | 0 | 0
F3_Commercial_School_Existing_Office Equipment_Electric_Printer/Copier/Fax_E3 | F3 | Commercial | School | Existing | Office Equipment | Electric | Printer/Copier/Fax | E3 | PACT BC Ratio | 0 | 0 | 0 | 0 | 0 | 0 | 0 | 0 | 0 | 0 | 0 | 0 | 0 | 0 | 0 | 0 | 0 | 0 | 0 | 0 | 0 | 0 | 0 | 0 | 0 | 0 | 0 | 0 | 0 | 0
F3_Commercial_School_Existing_Office Equipment_Electric_Printer/Copier/Fax_E4 | F3 | Commercial | School | Existing | Office Equipment | Electric | Printer/Copier/Fax | E4 | PACT BC Ratio | 0 | 0 | 0 | 0 | 0 | 0 | 0 | 0 | 0 | 0 | 0 | 0 | 0 | 0 | 0 | 0 | 0 | 0 | 0 | 0 | 0 | 0 | 0 | 0 | 0 | 0 | 0 | 0 | 0 | 0
F3_Commercial_School_Existing_Office Equipment_Electric_Printer/Copier/Fax_E5 | F3 | Commercial | School | Existing | Office Equipment | Electric | Printer/Copier/Fax | E5 | PACT BC Ratio | 0 | 0 | 0 | 0 | 0 | 0 | 0 | 0 | 0 | 0 | 0 | 0 | 0 | 0 | 0 | 0 | 0 | 0 | 0 | 0 | 0 | 0 | 0 | 0 | 0 | 0 | 0 | 0 | 0 | 0
F3_Commercial_School_Existing_Office Equipment_Electric_Printer/Copier/Fax_E6 | F3 | Commercial | School | Existing | Office Equipment | Electric | Printer/Copier/Fax | E6 | PACT BC Ratio | 0 | 0 | 0 | 0 | 0 | 0 | 0 | 0 | 0 | 0 | 0 | 0 | 0 | 0 | 0 | 0 | 0 | 0 | 0 | 0 | 0 | 0 | 0 | 0 | 0 | 0 | 0 | 0 | 0 | 0
F3_Commercial_School_Existing_Office Equipment_Electric_Printer/Copier/Fax_E7 | F3 | Commercial | School | Existing | Office Equipment | Electric | Printer/Copier/Fax | E7 | PACT BC Ratio | 0 | 0 | 0 | 0 | 0 | 0 | 0 | 0 | 0 | 0 | 0 | 0 | 0 | 0 | 0 | 0 | 0 | 0 | 0 | 0 | 0 | 0 | 0 | 0 | 0 | 0 | 0 | 0 | 0 | 0
F3_Commercial_School_Existing_Office Equipment_Electric_Printer/Copier/Fax_E8 | F3 | Commercial | School | Existing | Office Equipment | Electric | Printer/Copier/Fax | E8 | PACT BC Ratio | 0 | 0 | 0 | 0 | 0 | 0 | 0 | 0 | 0 | 0 | 0 | 0 | 0 | 0 | 0 | 0 | 0 | 0 | 0 | 0 | 0 | 0 | 0 | 0 | 0 | 0 | 0 | 0 | 0 | 0
F3_Commercial_School_Existing_Office Equipment_Electric_Printer/Copier/Fax_E9 | F3 | Commercial | School | Existing | Office Equipment | Electric | Printer/Copier/Fax | E9 | PACT BC Ratio | 0 | 0 | 0 | 0 | 0 | 0 | 0 | 0 | 0 | 0 | 0 | 0 | 0 | 0 | 0 | 0 | 0 | 0 | 0 | 0 | 0 | 0 | 0 | 0 | 0 | 0 | 0 | 0 | 0 | 0
F3_Commercial_School_Existing_Office Equipment_Electric_Printer/Copier/Fax_E10 | F3 | Commercial | School | Existing | Office Equipment | Electric | Printer/Copier/Fax | E10 | PACT BC Ratio | 0 | 0 | 0 | 0 | 0 | 0 | 0 | 0 | 0 | 0 | 0 | 0 | 0 | 0 | 0 | 0 | 0 | 0 | 0 | 0 | 0 | 0 | 0 | 0 | 0 | 0 | 0 | 0 | 0 | 0
F4_Commercial_School_Existing_Office Equipment_Electric_Printer/Copier/Fax_E1 | F4 | Commercial | School | Existing | Office Equipment | Electric | Printer/Copier/Fax | E1 | RVT BC Ratio | 0 | 0 | 0 | 0 | 0 | 0 | 0 | 0 | 0 | 0 | 0 | 0 | 0 | 0 | 0 | 0 | 0 | 0 | 0 | 0 | 0 | 0 | 0 | 0 | 0 | 0 | 0 | 0 | 0 | 0
F4_Commercial_School_Existing_Office Equipment_Electric_Printer/Copier/Fax_E2 | F4 | Commercial | School | Existing | Office Equipment | Electric | Printer/Copier/Fax | E2 | RVT BC Ratio | 0 | 0 | 0 | 0 | 0 | 0 | 0 | 0 | 0 | 0 | 0 | 0 | 0 | 0 | 0 | 0 | 0 | 0 | 0 | 0 | 0 | 0 | 0 | 0 | 0 | 0 | 0 | 0 | 0 | 0
F4_Commercial_School_Existing_Office Equipment_Electric_Printer/Copier/Fax_E3 | F4 | Commercial | School | Existing | Office Equipment | Electric | Printer/Copier/Fax | E3 | RVT BC Ratio | 0 | 0 | 0 | 0 | 0 | 0 | 0 | 0 | 0 | 0 | 0 | 0 | 0 | 0 | 0 | 0 | 0 | 0 | 0 | 0 | 0 | 0 | 0 | 0 | 0 | 0 | 0 | 0 | 0 | 0
F4_Commercial_School_Existing_Office Equipment_Electric_Printer/Copier/Fax_E4 | F4 | Commercial | School | Existing | Office Equipment | Electric | Printer/Copier/Fax | E4 | RVT BC Ratio | 0 | 0 | 0 | 0 | 0 | 0 | 0 | 0 | 0 | 0 | 0 | 0 | 0 | 0 | 0 | 0 | 0 | 0 | 0 | 0 | 0 | 0 | 0 | 0 | 0 | 0 | 0 | 0 | 0 | 0
F4_Commercial_School_Existing_Office Equipment_Electric_Printer/Copier/Fax_E5 | F4 | Commercial | School | Existing | Office Equipment | Electric | Printer/Copier/Fax | E5 | RVT BC Ratio | 0 | 0 | 0 | 0 | 0 | 0 | 0 | 0 | 0 | 0 | 0 | 0 | 0 | 0 | 0 | 0 | 0 | 0 | 0 | 0 | 0 | 0 | 0 | 0 | 0 | 0 | 0 | 0 | 0 | 0
F4_Commercial_School_Existing_Office Equipment_Electric_Printer/Copier/Fax_E6 | F4 | Commercial | School | Existing | Office Equipment | Electric | Printer/Copier/Fax | E6 | RVT BC Ratio | 0 | 0 | 0 | 0 | 0 | 0 | 0 | 0 | 0 | 0 | 0 | 0 | 0 | 0 | 0 | 0 | 0 | 0 | 0 | 0 | 0 | 0 | 0 | 0 | 0 | 0 | 0 | 0 | 0 | 0
F4_Commercial_School_Existing_Office Equipment_Electric_Printer/Copier/Fax_E7 | F4 | Commercial | School | Existing | Office Equipment | Electric | Printer/Copier/Fax | E7 | RVT BC Ratio | 0 | 0 | 0 | 0 | 0 | 0 | 0 | 0 | 0 | 0 | 0 | 0 | 0 | 0 | 0 | 0 | 0 | 0 | 0 | 0 | 0 | 0 | 0 | 0 | 0 | 0 | 0 | 0 | 0 | 0
F4_Commercial_School_Existing_Office Equipment_Electric_Printer/Copier/Fax_E8 | F4 | Commercial | School | Existing | Office Equipment | Electric | Printer/Copier/Fax | E8 | RVT BC Ratio | 0 | 0 | 0 | 0 | 0 | 0 | 0 | 0 | 0 | 0 | 0 | 0 | 0 | 0 | 0 | 0 | 0 | 0 | 0 | 0 | 0 | 0 | 0 | 0 | 0 | 0 | 0 | 0 | 0 | 0
F4_Commercial_School_Existing_Office Equipment_Electric_Printer/Copier/Fax_E9 | F4 | Commercial | School | Existing | Office Equipment | Electric | Printer/Copier/Fax | E9 | RVT BC Ratio | 0 | 0 | 0 | 0 | 0 | 0 | 0 | 0 | 0 | 0 | 0 | 0 | 0 | 0 | 0 | 0 | 0 | 0 | 0 | 0 | 0 | 0 | 0 | 0 | 0 | 0 | 0 | 0 | 0 | 0
F4_Commercial_School_Existing_Office Equipment_Electric_Printer/Copier/Fax_E10 | F4 | Commercial | School | Existing | Office Equipment | Electric | Printer/Copier/Fax | E10 | RVT BC Ratio | 0 | 0 | 0 | 0 | 0 | 0 | 0 | 0 | 0 | 0 | 0 | 0 | 0 | 0 | 0 | 0 | 0 | 0 | 0 | 0 | 0 | 0 | 0 | 0 | 0 | 0 | 0 | 0 | 0 | 0
F5_Commercial_School_Existing_Office Equipment_Electric_Printer/Copier/Fax_E1 | F5 | Commercial | School | Existing | Office Equipment | Electric | Printer/Copier/Fax | E1 | RIM BC Ratio | 0 | 0 | 0 | 0 | 0 | 0 | 0 | 0 | 0 | 0 | 0 | 0 | 0 | 0 | 0 | 0 | 0 | 0 | 0 | 0 | 0 | 0 | 0 | 0 | 0 | 0 | 0 | 0 | 0 | 0
F5_Commercial_School_Existing_Office Equipment_Electric_Printer/Copier/Fax_E2 | F5 | Commercial | School | Existing | Office Equipment | Electric | Printer/Copier/Fax | E2 | RIM BC Ratio | 0 | 0 | 0 | 0 | 0 | 0 | 0 | 0 | 0 | 0 | 0 | 0 | 0 | 0 | 0 | 0 | 0 | 0 | 0 | 0 | 0 | 0 | 0 | 0 | 0 | 0 | 0 | 0 | 0 | 0
F5_Commercial_School_Existing_Office Equipment_Electric_Printer/Copier/Fax_E3 | F5 | Commercial | School | Existing | Office Equipment | Electric | Printer/Copier/Fax | E3 | RIM BC Ratio | 0 | 0 | 0 | 0 | 0 | 0 | 0 | 0 | 0 | 0 | 0 | 0 | 0 | 0 | 0 | 0 | 0 | 0 | 0 | 0 | 0 | 0 | 0 | 0 | 0 | 0 | 0 | 0 | 0 | 0
F5_Commercial_School_Existing_Office Equipment_Electric_Printer/Copier/Fax_E4 | F5 | Commercial | School | Existing | Office Equipment | Electric | Printer/Copier/Fax | E4 | RIM BC Ratio | 0 | 0 | 0 | 0 | 0 | 0 | 0 | 0 | 0 | 0 | 0 | 0 | 0 | 0 | 0 | 0 | 0 | 0 | 0 | 0 | 0 | 0 | 0 | 0 | 0 | 0 | 0 | 0 | 0 | 0
F5_Commercial_School_Existing_Office Equipment_Electric_Printer/Copier/Fax_E5 | F5 | Commercial | School | Existing | Office Equipment | Electric | Printer/Copier/Fax | E5 | RIM BC Ratio | 0 | 0 | 0 | 0 | 0 | 0 | 0 | 0 | 0 | 0 | 0 | 0 | 0 | 0 | 0 | 0 | 0 | 0 | 0 | 0 | 0 | 0 | 0 | 0 | 0 | 0 | 0 | 0 | 0 | 0
F5_Commercial_School_Existing_Office Equipment_Electric_Printer/Copier/Fax_E6 | F5 | Commercial | School | Existing | Office Equipment | Electric | Printer/Copier/Fax | E6 | RIM BC Ratio | 0 | 0 | 0 | 0 | 0 | 0 | 0 | 0 | 0 | 0 | 0 | 0 | 0 | 0 | 0 | 0 | 0 | 0 | 0 | 0 | 0 | 0 | 0 | 0 | 0 | 0 | 0 | 0 | 0 | 0
F5_Commercial_School_Existing_Office Equipment_Electric_Printer/Copier/Fax_E7 | F5 | Commercial | School | Existing | Office Equipment | Electric | Printer/Copier/Fax | E7 | RIM BC Ratio | 0 | 0 | 0 | 0 | 0 | 0 | 0 | 0 | 0 | 0 | 0 | 0 | 0 | 0 | 0 | 0 | 0 | 0 | 0 | 0 | 0 | 0 | 0 | 0 | 0 | 0 | 0 | 0 | 0 | 0
F5_Commercial_School_Existing_Office Equipment_Electric_Printer/Copier/Fax_E8 | F5 | Commercial | School | Existing | Office Equipment | Electric | Printer/Copier/Fax | E8 | RIM BC Ratio | 0 | 0 | 0 | 0 | 0 | 0 | 0 | 0 | 0 | 0 | 0 | 0 | 0 | 0 | 0 | 0 | 0 | 0 | 0 | 0 | 0 | 0 | 0 | 0 | 0 | 0 | 0 | 0 | 0 | 0
F5_Commercial_School_Existing_Office Equipment_Electric_Printer/Copier/Fax_E9 | F5 | Commercial | School | Existing | Office Equipment | Electric | Printer/Copier/Fax | E9 | RIM BC Ratio | 0 | 0 | 0 | 0 | 0 | 0 | 0 | 0 | 0 | 0 | 0 | 0 | 0 | 0 | 0 | 0 | 0 | 0 | 0 | 0 | 0 | 0 | 0 | 0 | 0 | 0 | 0 | 0 | 0 | 0
F5_Commercial_School_Existing_Office Equipment_Electric_Printer/Copier/Fax_E10 | F5 | Commercial | School | Existing | Office Equipment | Electric | Printer/Copier/Fax | E10 | RIM BC Ratio | 0 | 0 | 0 | 0 | 0 | 0 | 0 | 0 | 0 | 0 | 0 | 0 | 0 | 0 | 0 | 0 | 0 | 0 | 0 | 0 | 0 | 0 | 0 | 0 | 0 | 0 | 0 | 0 | 0 | 0
F0_Commercial_School_Existing_Office Equipment_Electric_POS Terminal_E0 | F0 | Commercial | School | Existing | Office Equipment | Electric | POS Terminal | E0 | Economic Unit | 0 | 0 | 0 | 0 | 0 | 0 | 0 | 0 | 0 | 0 | 0 | 0 | 0 | 0 | 0 | 0 | 0 | 0 | 0 | 0 | 0 | 0 | 0 | 0 | 0 | 0 | 0 | 0 | 0 | 0
F1_Commercial_School_Existing_Office Equipment_Electric_POS Terminal_E1 | F1 | Commercial | School | Existing | Office Equipment | Electric | POS Terminal | E1 | CCE | 0 | 0 | 0 | 0 | 0 | 0 | 0 | 0 | 0 | 0 | 0 | 0 | 0 | 0 | 0 | 0 | 0 | 0 | 0 | 0 | 0 | 0 | 0 | 0 | 0 | 0 | 0 | 0 | 0 | 0
F1_Commercial_School_Existing_Office Equipment_Electric_POS Terminal_E2 | F1 | Commercial | School | Existing | Office Equipment | Electric | POS Terminal | E2 | CCE | 0 | 0 | 0 | 0 | 0 | 0 | 0 | 0 | 0 | 0 | 0 | 0 | 0 | 0 | 0 | 0 | 0 | 0 | 0 | 0 | 0 | 0 | 0 | 0 | 0 | 0 | 0 | 0 | 0 | 0
F1_Commercial_School_Existing_Office Equipment_Electric_POS Terminal_E3 | F1 | Commercial | School | Existing | Office Equipment | Electric | POS Terminal | E3 | CCE | 0 | 0 | 0 | 0 | 0 | 0 | 0 | 0 | 0 | 0 | 0 | 0 | 0 | 0 | 0 | 0 | 0 | 0 | 0 | 0 | 0 | 0 | 0 | 0 | 0 | 0 | 0 | 0 | 0 | 0
F1_Commercial_School_Existing_Office Equipment_Electric_POS Terminal_E4 | F1 | Commercial | School | Existing | Office Equipment | Electric | POS Terminal | E4 | CCE | 0 | 0 | 0 | 0 | 0 | 0 | 0 | 0 | 0 | 0 | 0 | 0 | 0 | 0 | 0 | 0 | 0 | 0 | 0 | 0 | 0 | 0 | 0 | 0 | 0 | 0 | 0 | 0 | 0 | 0
F1_Commercial_School_Existing_Office Equipment_Electric_POS Terminal_E5 | F1 | Commercial | School | Existing | Office Equipment | Electric | POS Terminal | E5 | CCE | 0 | 0 | 0 | 0 | 0 | 0 | 0 | 0 | 0 | 0 | 0 | 0 | 0 | 0 | 0 | 0 | 0 | 0 | 0 | 0 | 0 | 0 | 0 | 0 | 0 | 0 | 0 | 0 | 0 | 0
F1_Commercial_School_Existing_Office Equipment_Electric_POS Terminal_E6 | F1 | Commercial | School | Existing | Office Equipment | Electric | POS Terminal | E6 | CCE | 0 | 0 | 0 | 0 | 0 | 0 | 0 | 0 | 0 | 0 | 0 | 0 | 0 | 0 | 0 | 0 | 0 | 0 | 0 | 0 | 0 | 0 | 0 | 0 | 0 | 0 | 0 | 0 | 0 | 0
F1_Commercial_School_Existing_Office Equipment_Electric_POS Terminal_E7 | F1 | Commercial | School | Existing | Office Equipment | Electric | POS Terminal | E7 | CCE | 0 | 0 | 0 | 0 | 0 | 0 | 0 | 0 | 0 | 0 | 0 | 0 | 0 | 0 | 0 | 0 | 0 | 0 | 0 | 0 | 0 | 0 | 0 | 0 | 0 | 0 | 0 | 0 | 0 | 0
F1_Commercial_School_Existing_Office Equipment_Electric_POS Terminal_E8 | F1 | Commercial | School | Existing | Office Equipment | Electric | POS Terminal | E8 | CCE | 0 | 0 | 0 | 0 | 0 | 0 | 0 | 0 | 0 | 0 | 0 | 0 | 0 | 0 | 0 | 0 | 0 | 0 | 0 | 0 | 0 | 0 | 0 | 0 | 0 | 0 | 0 | 0 | 0 | 0
F1_Commercial_School_Existing_Office Equipment_Electric_POS Terminal_E9 | F1 | Commercial | School | Existing | Office Equipment | Electric | POS Terminal | E9 | CCE | 0 | 0 | 0 | 0 | 0 | 0 | 0 | 0 | 0 | 0 | 0 | 0 | 0 | 0 | 0 | 0 | 0 | 0 | 0 | 0 | 0 | 0 | 0 | 0 | 0 | 0 | 0 | 0 | 0 | 0
F1_Commercial_School_Existing_Office Equipment_Electric_POS Terminal_E10 | F1 | Commercial | School | Existing | Office Equipment | Electric | POS Terminal | E10 | CCE | 0 | 0 | 0 | 0 | 0 | 0 | 0 | 0 | 0 | 0 | 0 | 0 | 0 | 0 | 0 | 0 | 0 | 0 | 0 | 0 | 0 | 0 | 0 | 0 | 0 | 0 | 0 | 0 | 0 | 0
F2_Commercial_School_Existing_Office Equipment_Electric_POS Terminal_E1 | F2 | Commercial | School | Existing | Office Equipment | Electric | POS Terminal | E1 | TRC BC Ratio | 0 | 0 | 0 | 0 | 0 | 0 | 0 | 0 | 0 | 0 | 0 | 0 | 0 | 0 | 0 | 0 | 0 | 0 | 0 | 0 | 0 | 0 | 0 | 0 | 0 | 0 | 0 | 0 | 0 | 0
F2_Commercial_School_Existing_Office Equipment_Electric_POS Terminal_E2 | F2 | Commercial | School | Existing | Office Equipment | Electric | POS Terminal | E2 | TRC BC Ratio | 0 | 0 | 0 | 0 | 0 | 0 | 0 | 0 | 0 | 0 | 0 | 0 | 0 | 0 | 0 | 0 | 0 | 0 | 0 | 0 | 0 | 0 | 0 | 0 | 0 | 0 | 0 | 0 | 0 | 0
F2_Commercial_School_Existing_Office Equipment_Electric_POS Terminal_E3 | F2 | Commercial | School | Existing | Office Equipment | Electric | POS Terminal | E3 | TRC BC Ratio | 0 | 0 | 0 | 0 | 0 | 0 | 0 | 0 | 0 | 0 | 0 | 0 | 0 | 0 | 0 | 0 | 0 | 0 | 0 | 0 | 0 | 0 | 0 | 0 | 0 | 0 | 0 | 0 | 0 | 0
F2_Commercial_School_Existing_Office Equipment_Electric_POS Terminal_E4 | F2 | Commercial | School | Existing | Office Equipment | Electric | POS Terminal | E4 | TRC BC Ratio | 0 | 0 | 0 | 0 | 0 | 0 | 0 | 0 | 0 | 0 | 0 | 0 | 0 | 0 | 0 | 0 | 0 | 0 | 0 | 0 | 0 | 0 | 0 | 0 | 0 | 0 | 0 | 0 | 0 | 0
F2_Commercial_School_Existing_Office Equipment_Electric_POS Terminal_E5 | F2 | Commercial | School | Existing | Office Equipment | Electric | POS Terminal | E5 | TRC BC Ratio | 0 | 0 | 0 | 0 | 0 | 0 | 0 | 0 | 0 | 0 | 0 | 0 | 0 | 0 | 0 | 0 | 0 | 0 | 0 | 0 | 0 | 0 | 0 | 0 | 0 | 0 | 0 | 0 | 0 | 0
F2_Commercial_School_Existing_Office Equipment_Electric_POS Terminal_E6 | F2 | Commercial | School | Existing | Office Equipment | Electric | POS Terminal | E6 | TRC BC Ratio | 0 | 0 | 0 | 0 | 0 | 0 | 0 | 0 | 0 | 0 | 0 | 0 | 0 | 0 | 0 | 0 | 0 | 0 | 0 | 0 | 0 | 0 | 0 | 0 | 0 | 0 | 0 | 0 | 0 | 0
F2_Commercial_School_Existing_Office Equipment_Electric_POS Terminal_E7 | F2 | Commercial | School | Existing | Office Equipment | Electric | POS Terminal | E7 | TRC BC Ratio | 0 | 0 | 0 | 0 | 0 | 0 | 0 | 0 | 0 | 0 | 0 | 0 | 0 | 0 | 0 | 0 | 0 | 0 | 0 | 0 | 0 | 0 | 0 | 0 | 0 | 0 | 0 | 0 | 0 | 0
F2_Commercial_School_Existing_Office Equipment_Electric_POS Terminal_E8 | F2 | Commercial | School | Existing | Office Equipment | Electric | POS Terminal | E8 | TRC BC Ratio | 0 | 0 | 0 | 0 | 0 | 0 | 0 | 0 | 0 | 0 | 0 | 0 | 0 | 0 | 0 | 0 | 0 | 0 | 0 | 0 | 0 | 0 | 0 | 0 | 0 | 0 | 0 | 0 | 0 | 0
F2_Commercial_School_Existing_Office Equipment_Electric_POS Terminal_E9 | F2 | Commercial | School | Existing | Office Equipment | Electric | POS Terminal | E9 | TRC BC Ratio | 0 | 0 | 0 | 0 | 0 | 0 | 0 | 0 | 0 | 0 | 0 | 0 | 0 | 0 | 0 | 0 | 0 | 0 | 0 | 0 | 0 | 0 | 0 | 0 | 0 | 0 | 0 | 0 | 0 | 0
F2_Commercial_School_Existing_Office Equipment_Electric_POS Terminal_E10 | F2 | Commercial | School | Existing | Office Equipment | Electric | POS Terminal | E10 | TRC BC Ratio | 0 | 0 | 0 | 0 | 0 | 0 | 0 | 0 | 0 | 0 | 0 | 0 | 0 | 0 | 0 | 0 | 0 | 0 | 0 | 0 | 0 | 0 | 0 | 0 | 0 | 0 | 0 | 0 | 0 | 0
F3_Commercial_School_Existing_Office Equipment_Electric_POS Terminal_E1 | F3 | Commercial | School | Existing | Office Equipment | Electric | POS Terminal | E1 | PACT BC Ratio | 0 | 0 | 0 | 0 | 0 | 0 | 0 | 0 | 0 | 0 | 0 | 0 | 0 | 0 | 0 | 0 | 0 | 0 | 0 | 0 | 0 | 0 | 0 | 0 | 0 | 0 | 0 | 0 | 0 | 0
F3_Commercial_School_Existing_Office Equipment_Electric_POS Terminal_E2 | F3 | Commercial | School | Existing | Office Equipment | Electric | POS Terminal | E2 | PACT BC Ratio | 0 | 0 | 0 | 0 | 0 | 0 | 0 | 0 | 0 | 0 | 0 | 0 | 0 | 0 | 0 | 0 | 0 | 0 | 0 | 0 | 0 | 0 | 0 | 0 | 0 | 0 | 0 | 0 | 0 | 0
F3_Commercial_School_Existing_Office Equipment_Electric_POS Terminal_E3 | F3 | Commercial | School | Existing | Office Equipment | Electric | POS Terminal | E3 | PACT BC Ratio | 0 | 0 | 0 | 0 | 0 | 0 | 0 | 0 | 0 | 0 | 0 | 0 | 0 | 0 | 0 | 0 | 0 | 0 | 0 | 0 | 0 | 0 | 0 | 0 | 0 | 0 | 0 | 0 | 0 | 0
F3_Commercial_School_Existing_Office Equipment_Electric_POS Terminal_E4 | F3 | Commercial | School | Existing | Office Equipment | Electric | POS Terminal | E4 | PACT BC Ratio | 0 | 0 | 0 | 0 | 0 | 0 | 0 | 0 | 0 | 0 | 0 | 0 | 0 | 0 | 0 | 0 | 0 | 0 | 0 | 0 | 0 | 0 | 0 | 0 | 0 | 0 | 0 | 0 | 0 | 0
F3_Commercial_School_Existing_Office Equipment_Electric_POS Terminal_E5 | F3 | Commercial | School | Existing | Office Equipment | Electric | POS Terminal | E5 | PACT BC Ratio | 0 | 0 | 0 | 0 | 0 | 0 | 0 | 0 | 0 | 0 | 0 | 0 | 0 | 0 | 0 | 0 | 0 | 0 | 0 | 0 | 0 | 0 | 0 | 0 | 0 | 0 | 0 | 0 | 0 | 0
F3_Commercial_School_Existing_Office Equipment_Electric_POS Terminal_E6 | F3 | Commercial | School | Existing | Office Equipment | Electric | POS Terminal | E6 | PACT BC Ratio | 0 | 0 | 0 | 0 | 0 | 0 | 0 | 0 | 0 | 0 | 0 | 0 | 0 | 0 | 0 | 0 | 0 | 0 | 0 | 0 | 0 | 0 | 0 | 0 | 0 | 0 | 0 | 0 | 0 | 0
F3_Commercial_School_Existing_Office Equipment_Electric_POS Terminal_E7 | F3 | Commercial | School | Existing | Office Equipment | Electric | POS Terminal | E7 | PACT BC Ratio | 0 | 0 | 0 | 0 | 0 | 0 | 0 | 0 | 0 | 0 | 0 | 0 | 0 | 0 | 0 | 0 | 0 | 0 | 0 | 0 | 0 | 0 | 0 | 0 | 0 | 0 | 0 | 0 | 0 | 0
F3_Commercial_School_Existing_Office Equipment_Electric_POS Terminal_E8 | F3 | Commercial | School | Existing | Office Equipment | Electric | POS Terminal | E8 | PACT BC Ratio | 0 | 0 | 0 | 0 | 0 | 0 | 0 | 0 | 0 | 0 | 0 | 0 | 0 | 0 | 0 | 0 | 0 | 0 | 0 | 0 | 0 | 0 | 0 | 0 | 0 | 0 | 0 | 0 | 0 | 0
F3_Commercial_School_Existing_Office Equipment_Electric_POS Terminal_E9 | F3 | Commercial | School | Existing | Office Equipment | Electric | POS Terminal | E9 | PACT BC Ratio | 0 | 0 | 0 | 0 | 0 | 0 | 0 | 0 | 0 | 0 | 0 | 0 | 0 | 0 | 0 | 0 | 0 | 0 | 0 | 0 | 0 | 0 | 0 | 0 | 0 | 0 | 0 | 0 | 0 | 0
F3_Commercial_School_Existing_Office Equipment_Electric_POS Terminal_E10 | F3 | Commercial | School | Existing | Office Equipment | Electric | POS Terminal | E10 | PACT BC Ratio | 0 | 0 | 0 | 0 | 0 | 0 | 0 | 0 | 0 | 0 | 0 | 0 | 0 | 0 | 0 | 0 | 0 | 0 | 0 | 0 | 0 | 0 | 0 | 0 | 0 | 0 | 0 | 0 | 0 | 0
F4_Commercial_School_Existing_Office Equipment_Electric_POS Terminal_E1 | F4 | Commercial | School | Existing | Office Equipment | Electric | POS Terminal | E1 | RVT BC Ratio | 0 | 0 | 0 | 0 | 0 | 0 | 0 | 0 | 0 | 0 | 0 | 0 | 0 | 0 | 0 | 0 | 0 | 0 | 0 | 0 | 0 | 0 | 0 | 0 | 0 | 0 | 0 | 0 | 0 | 0
F4_Commercial_School_Existing_Office Equipment_Electric_POS Terminal_E2 | F4 | Commercial | School | Existing | Office Equipment | Electric | POS Terminal | E2 | RVT BC Ratio | 0 | 0 | 0 | 0 | 0 | 0 | 0 | 0 | 0 | 0 | 0 | 0 | 0 | 0 | 0 | 0 | 0 | 0 | 0 | 0 | 0 | 0 | 0 | 0 | 0 | 0 | 0 | 0 | 0 | 0
F4_Commercial_School_Existing_Office Equipment_Electric_POS Terminal_E3 | F4 | Commercial | School | Existing | Office Equipment | Electric | POS Terminal | E3 | RVT BC Ratio | 0 | 0 | 0 | 0 | 0 | 0 | 0 | 0 | 0 | 0 | 0 | 0 | 0 | 0 | 0 | 0 | 0 | 0 | 0 | 0 | 0 | 0 | 0 | 0 | 0 | 0 | 0 | 0 | 0 | 0
F4_Commercial_School_Existing_Office Equipment_Electric_POS Terminal_E4 | F4 | Commercial | School | Existing | Office Equipment | Electric | POS Terminal | E4 | RVT BC Ratio | 0 | 0 | 0 | 0 | 0 | 0 | 0 | 0 | 0 | 0 | 0 | 0 | 0 | 0 | 0 | 0 | 0 | 0 | 0 | 0 | 0 | 0 | 0 | 0 | 0 | 0 | 0 | 0 | 0 | 0
F4_Commercial_School_Existing_Office Equipment_Electric_POS Terminal_E5 | F4 | Commercial | School | Existing | Office Equipment | Electric | POS Terminal | E5 | RVT BC Ratio | 0 | 0 | 0 | 0 | 0 | 0 | 0 | 0 | 0 | 0 | 0 | 0 | 0 | 0 | 0 | 0 | 0 | 0 | 0 | 0 | 0 | 0 | 0 | 0 | 0 | 0 | 0 | 0 | 0 | 0
F4_Commercial_School_Existing_Office Equipment_Electric_POS Terminal_E6 | F4 | Commercial | School | Existing | Office Equipment | Electric | POS Terminal | E6 | RVT BC Ratio | 0 | 0 | 0 | 0 | 0 | 0 | 0 | 0 | 0 | 0 | 0 | 0 | 0 | 0 | 0 | 0 | 0 | 0 | 0 | 0 | 0 | 0 | 0 | 0 | 0 | 0 | 0 | 0 | 0 | 0
F4_Commercial_School_Existing_Office Equipment_Electric_POS Terminal_E7 | F4 | Commercial | School | Existing | Office Equipment | Electric | POS Terminal | E7 | RVT BC Ratio | 0 | 0 | 0 | 0 | 0 | 0 | 0 | 0 | 0 | 0 | 0 | 0 | 0 | 0 | 0 | 0 | 0 | 0 | 0 | 0 | 0 | 0 | 0 | 0 | 0 | 0 | 0 | 0 | 0 | 0
F4_Commercial_School_Existing_Office Equipment_Electric_POS Terminal_E8 | F4 | Commercial | School | Existing | Office Equipment | Electric | POS Terminal | E8 | RVT BC Ratio | 0 | 0 | 0 | 0 | 0 | 0 | 0 | 0 | 0 | 0 | 0 | 0 | 0 | 0 | 0 | 0 | 0 | 0 | 0 | 0 | 0 | 0 | 0 | 0 | 0 | 0 | 0 | 0 | 0 | 0
F4_Commercial_School_Existing_Office Equipment_Electric_POS Terminal_E9 | F4 | Commercial | School | Existing | Office Equipment | Electric | POS Terminal | E9 | RVT BC Ratio | 0 | 0 | 0 | 0 | 0 | 0 | 0 | 0 | 0 | 0 | 0 | 0 | 0 | 0 | 0 | 0 | 0 | 0 | 0 | 0 | 0 | 0 | 0 | 0 | 0 | 0 | 0 | 0 | 0 | 0
F4_Commercial_School_Existing_Office Equipment_Electric_POS Terminal_E10 | F4 | Commercial | School | Existing | Office Equipment | Electric | POS Terminal | E10 | RVT BC Ratio | 0 | 0 | 0 | 0 | 0 | 0 | 0 | 0 | 0 | 0 | 0 | 0 | 0 | 0 | 0 | 0 | 0 | 0 | 0 | 0 | 0 | 0 | 0 | 0 | 0 | 0 | 0 | 0 | 0 | 0
F5_Commercial_School_Existing_Office Equipment_Electric_POS Terminal_E1 | F5 | Commercial | School | Existing | Office Equipment | Electric | POS Terminal | E1 | RIM BC Ratio | 0 | 0 | 0 | 0 | 0 | 0 | 0 | 0 | 0 | 0 | 0 | 0 | 0 | 0 | 0 | 0 | 0 | 0 | 0 | 0 | 0 | 0 | 0 | 0 | 0 | 0 | 0 | 0 | 0 | 0
F5_Commercial_School_Existing_Office Equipment_Electric_POS Terminal_E2 | F5 | Commercial | School | Existing | Office Equipment | Electric | POS Terminal | E2 | RIM BC Ratio | 0 | 0 | 0 | 0 | 0 | 0 | 0 | 0 | 0 | 0 | 0 | 0 | 0 | 0 | 0 | 0 | 0 | 0 | 0 | 0 | 0 | 0 | 0 | 0 | 0 | 0 | 0 | 0 | 0 | 0
F5_Commercial_School_Existing_Office Equipment_Electric_POS Terminal_E3 | F5 | Commercial | School | Existing | Office Equipment | Electric | POS Terminal | E3 | RIM BC Ratio | 0 | 0 | 0 | 0 | 0 | 0 | 0 | 0 | 0 | 0 | 0 | 0 | 0 | 0 | 0 | 0 | 0 | 0 | 0 | 0 | 0 | 0 | 0 | 0 | 0 | 0 | 0 | 0 | 0 | 0
F5_Commercial_School_Existing_Office Equipment_Electric_POS Terminal_E4 | F5 | Commercial | School | Existing | Office Equipment | Electric | POS Terminal | E4 | RIM BC Ratio | 0 | 0 | 0 | 0 | 0 | 0 | 0 | 0 | 0 | 0 | 0 | 0 | 0 | 0 | 0 | 0 | 0 | 0 | 0 | 0 | 0 | 0 | 0 | 0 | 0 | 0 | 0 | 0 | 0 | 0
F5_Commercial_School_Existing_Office Equipment_Electric_POS Terminal_E5 | F5 | Commercial | School | Existing | Office Equipment | Electric | POS Terminal | E5 | RIM BC Ratio | 0 | 0 | 0 | 0 | 0 | 0 | 0 | 0 | 0 | 0 | 0 | 0 | 0 | 0 | 0 | 0 | 0 | 0 | 0 | 0 | 0 | 0 | 0 | 0 | 0 | 0 | 0 | 0 | 0 | 0
F5_Commercial_School_Existing_Office Equipment_Electric_POS Terminal_E6 | F5 | Commercial | School | Existing | Office Equipment | Electric | POS Terminal | E6 | RIM BC Ratio | 0 | 0 | 0 | 0 | 0 | 0 | 0 | 0 | 0 | 0 | 0 | 0 | 0 | 0 | 0 | 0 | 0 | 0 | 0 | 0 | 0 | 0 | 0 | 0 | 0 | 0 | 0 | 0 | 0 | 0
F5_Commercial_School_Existing_Office Equipment_Electric_POS Terminal_E7 | F5 | Commercial | School | Existing | Office Equipment | Electric | POS Terminal | E7 | RIM BC Ratio | 0 | 0 | 0 | 0 | 0 | 0 | 0 | 0 | 0 | 0 | 0 | 0 | 0 | 0 | 0 | 0 | 0 | 0 | 0 | 0 | 0 | 0 | 0 | 0 | 0 | 0 | 0 | 0 | 0 | 0
F5_Commercial_School_Existing_Office Equipment_Electric_POS Terminal_E8 | F5 | Commercial | School | Existing | Office Equipment | Electric | POS Terminal | E8 | RIM BC Ratio | 0 | 0 | 0 | 0 | 0 | 0 | 0 | 0 | 0 | 0 | 0 | 0 | 0 | 0 | 0 | 0 | 0 | 0 | 0 | 0 | 0 | 0 | 0 | 0 | 0 | 0 | 0 | 0 | 0 | 0
F5_Commercial_School_Existing_Office Equipment_Electric_POS Terminal_E9 | F5 | Commercial | School | Existing | Office Equipment | Electric | POS Terminal | E9 | RIM BC Ratio | 0 | 0 | 0 | 0 | 0 | 0 | 0 | 0 | 0 | 0 | 0 | 0 | 0 | 0 | 0 | 0 | 0 | 0 | 0 | 0 | 0 | 0 | 0 | 0 | 0 | 0 | 0 | 0 | 0 | 0
F5_Commercial_School_Existing_Office Equipment_Electric_POS Terminal_E10 | F5 | Commercial | School | Existing | Office Equipment | Electric | POS Terminal | E10 | RIM BC Ratio | 0 | 0 | 0 | 0 | 0 | 0 | 0 | 0 | 0 | 0 | 0 | 0 | 0 | 0 | 0 | 0 | 0 | 0 | 0 | 0 | 0 | 0 | 0 | 0 | 0 | 0 | 0 | 0 | 0 | 0
F0_Commercial_School_Existing_Miscellaneous_Electric_Non-HVAC Motors_E0 | F0 | Commercial | School | Existing | Miscellaneous | Electric | Non-HVAC Motors | E0 | Economic Unit | 0 | 0 | 0 | 0 | 0 | 0 | 0 | 0 | 0 | 0 | 0 | 0 | 0 | 0 | 0 | 0 | 0 | 0 | 0 | 0 | 0 | 0 | 0 | 0 | 0 | 0 | 0 | 0 | 0 | 0
F1_Commercial_School_Existing_Miscellaneous_Electric_Non-HVAC Motors_E1 | F1 | Commercial | School | Existing | Miscellaneous | Electric | Non-HVAC Motors | E1 | CCE | 0 | 0 | 0 | 0 | 0 | 0 | 0 | 0 | 0 | 0 | 0 | 0 | 0 | 0 | 0 | 0 | 0 | 0 | 0 | 0 | 0 | 0 | 0 | 0 | 0 | 0 | 0 | 0 | 0 | 0
F1_Commercial_School_Existing_Miscellaneous_Electric_Non-HVAC Motors_E2 | F1 | Commercial | School | Existing | Miscellaneous | Electric | Non-HVAC Motors | E2 | CCE | 0 | 0 | 0 | 0 | 0 | 0 | 0 | 0 | 0 | 0 | 0 | 0 | 0 | 0 | 0 | 0 | 0 | 0 | 0 | 0 | 0 | 0 | 0 | 0 | 0 | 0 | 0 | 0 | 0 | 0
F1_Commercial_School_Existing_Miscellaneous_Electric_Non-HVAC Motors_E3 | F1 | Commercial | School | Existing | Miscellaneous | Electric | Non-HVAC Motors | E3 | CCE | 0 | 0 | 0 | 0 | 0 | 0 | 0 | 0 | 0 | 0 | 0 | 0 | 0 | 0 | 0 | 0 | 0 | 0 | 0 | 0 | 0 | 0 | 0 | 0 | 0 | 0 | 0 | 0 | 0 | 0
F1_Commercial_School_Existing_Miscellaneous_Electric_Non-HVAC Motors_E4 | F1 | Commercial | School | Existing | Miscellaneous | Electric | Non-HVAC Motors | E4 | CCE | 0 | 0 | 0 | 0 | 0 | 0 | 0 | 0 | 0 | 0 | 0 | 0 | 0 | 0 | 0 | 0 | 0 | 0 | 0 | 0 | 0 | 0 | 0 | 0 | 0 | 0 | 0 | 0 | 0 | 0
F1_Commercial_School_Existing_Miscellaneous_Electric_Non-HVAC Motors_E5 | F1 | Commercial | School | Existing | Miscellaneous | Electric | Non-HVAC Motors | E5 | CCE | 0 | 0 | 0 | 0 | 0 | 0 | 0 | 0 | 0 | 0 | 0 | 0 | 0 | 0 | 0 | 0 | 0 | 0 | 0 | 0 | 0 | 0 | 0 | 0 | 0 | 0 | 0 | 0 | 0 | 0
F1_Commercial_School_Existing_Miscellaneous_Electric_Non-HVAC Motors_E6 | F1 | Commercial | School | Existing | Miscellaneous | Electric | Non-HVAC Motors | E6 | CCE | 0 | 0 | 0 | 0 | 0 | 0 | 0 | 0 | 0 | 0 | 0 | 0 | 0 | 0 | 0 | 0 | 0 | 0 | 0 | 0 | 0 | 0 | 0 | 0 | 0 | 0 | 0 | 0 | 0 | 0
F1_Commercial_School_Existing_Miscellaneous_Electric_Non-HVAC Motors_E7 | F1 | Commercial | School | Existing | Miscellaneous | Electric | Non-HVAC Motors | E7 | CCE | 0 | 0 | 0 | 0 | 0 | 0 | 0 | 0 | 0 | 0 | 0 | 0 | 0 | 0 | 0 | 0 | 0 | 0 | 0 | 0 | 0 | 0 | 0 | 0 | 0 | 0 | 0 | 0 | 0 | 0
F1_Commercial_School_Existing_Miscellaneous_Electric_Non-HVAC Motors_E8 | F1 | Commercial | School | Existing | Miscellaneous | Electric | Non-HVAC Motors | E8 | CCE | 0 | 0 | 0 | 0 | 0 | 0 | 0 | 0 | 0 | 0 | 0 | 0 | 0 | 0 | 0 | 0 | 0 | 0 | 0 | 0 | 0 | 0 | 0 | 0 | 0 | 0 | 0 | 0 | 0 | 0
F1_Commercial_School_Existing_Miscellaneous_Electric_Non-HVAC Motors_E9 | F1 | Commercial | School | Existing | Miscellaneous | Electric | Non-HVAC Motors | E9 | CCE | 0 | 0 | 0 | 0 | 0 | 0 | 0 | 0 | 0 | 0 | 0 | 0 | 0 | 0 | 0 | 0 | 0 | 0 | 0 | 0 | 0 | 0 | 0 | 0 | 0 | 0 | 0 | 0 | 0 | 0
F1_Commercial_School_Existing_Miscellaneous_Electric_Non-HVAC Motors_E10 | F1 | Commercial | School | Existing | Miscellaneous | Electric | Non-HVAC Motors | E10 | CCE | 0 | 0 | 0 | 0 | 0 | 0 | 0 | 0 | 0 | 0 | 0 | 0 | 0 | 0 | 0 | 0 | 0 | 0 | 0 | 0 | 0 | 0 | 0 | 0 | 0 | 0 | 0 | 0 | 0 | 0
F2_Commercial_School_Existing_Miscellaneous_Electric_Non-HVAC Motors_E1 | F2 | Commercial | School | Existing | Miscellaneous | Electric | Non-HVAC Motors | E1 | TRC BC Ratio | 0 | 0 | 0 | 0 | 0 | 0 | 0 | 0 | 0 | 0 | 0 | 0 | 0 | 0 | 0 | 0 | 0 | 0 | 0 | 0 | 0 | 0 | 0 | 0 | 0 | 0 | 0 | 0 | 0 | 0
F2_Commercial_School_Existing_Miscellaneous_Electric_Non-HVAC Motors_E2 | F2 | Commercial | School | Existing | Miscellaneous | Electric | Non-HVAC Motors | E2 | TRC BC Ratio | 0 | 0 | 0 | 0 | 0 | 0 | 0 | 0 | 0 | 0 | 0 | 0 | 0 | 0 | 0 | 0 | 0 | 0 | 0 | 0 | 0 | 0 | 0 | 0 | 0 | 0 | 0 | 0 | 0 | 0
F2_Commercial_School_Existing_Miscellaneous_Electric_Non-HVAC Motors_E3 | F2 | Commercial | School | Existing | Miscellaneous | Electric | Non-HVAC Motors | E3 | TRC BC Ratio | 0 | 0 | 0 | 0 | 0 | 0 | 0 | 0 | 0 | 0 | 0 | 0 | 0 | 0 | 0 | 0 | 0 | 0 | 0 | 0 | 0 | 0 | 0 | 0 | 0 | 0 | 0 | 0 | 0 | 0
F2_Commercial_School_Existing_Miscellaneous_Electric_Non-HVAC Motors_E4 | F2 | Commercial | School | Existing | Miscellaneous | Electric | Non-HVAC Motors | E4 | TRC BC Ratio | 0 | 0 | 0 | 0 | 0 | 0 | 0 | 0 | 0 | 0 | 0 | 0 | 0 | 0 | 0 | 0 | 0 | 0 | 0 | 0 | 0 | 0 | 0 | 0 | 0 | 0 | 0 | 0 | 0 | 0
F2_Commercial_School_Existing_Miscellaneous_Electric_Non-HVAC Motors_E5 | F2 | Commercial | School | Existing | Miscellaneous | Electric | Non-HVAC Motors | E5 | TRC BC Ratio | 0 | 0 | 0 | 0 | 0 | 0 | 0 | 0 | 0 | 0 | 0 | 0 | 0 | 0 | 0 | 0 | 0 | 0 | 0 | 0 | 0 | 0 | 0 | 0 | 0 | 0 | 0 | 0 | 0 | 0
F2_Commercial_School_Existing_Miscellaneous_Electric_Non-HVAC Motors_E6 | F2 | Commercial | School | Existing | Miscellaneous | Electric | Non-HVAC Motors | E6 | TRC BC Ratio | 0 | 0 | 0 | 0 | 0 | 0 | 0 | 0 | 0 | 0 | 0 | 0 | 0 | 0 | 0 | 0 | 0 | 0 | 0 | 0 | 0 | 0 | 0 | 0 | 0 | 0 | 0 | 0 | 0 | 0
F2_Commercial_School_Existing_Miscellaneous_Electric_Non-HVAC Motors_E7 | F2 | Commercial | School | Existing | Miscellaneous | Electric | Non-HVAC Motors | E7 | TRC BC Ratio | 0 | 0 | 0 | 0 | 0 | 0 | 0 | 0 | 0 | 0 | 0 | 0 | 0 | 0 | 0 | 0 | 0 | 0 | 0 | 0 | 0 | 0 | 0 | 0 | 0 | 0 | 0 | 0 | 0 | 0
F2_Commercial_School_Existing_Miscellaneous_Electric_Non-HVAC Motors_E8 | F2 | Commercial | School | Existing | Miscellaneous | Electric | Non-HVAC Motors | E8 | TRC BC Ratio | 0 | 0 | 0 | 0 | 0 | 0 | 0 | 0 | 0 | 0 | 0 | 0 | 0 | 0 | 0 | 0 | 0 | 0 | 0 | 0 | 0 | 0 | 0 | 0 | 0 | 0 | 0 | 0 | 0 | 0
F2_Commercial_School_Existing_Miscellaneous_Electric_Non-HVAC Motors_E9 | F2 | Commercial | School | Existing | Miscellaneous | Electric | Non-HVAC Motors | E9 | TRC BC Ratio | 0 | 0 | 0 | 0 | 0 | 0 | 0 | 0 | 0 | 0 | 0 | 0 | 0 | 0 | 0 | 0 | 0 | 0 | 0 | 0 | 0 | 0 | 0 | 0 | 0 | 0 | 0 | 0 | 0 | 0
F2_Commercial_School_Existing_Miscellaneous_Electric_Non-HVAC Motors_E10 | F2 | Commercial | School | Existing | Miscellaneous | Electric | Non-HVAC Motors | E10 | TRC BC Ratio | 0 | 0 | 0 | 0 | 0 | 0 | 0 | 0 | 0 | 0 | 0 | 0 | 0 | 0 | 0 | 0 | 0 | 0 | 0 | 0 | 0 | 0 | 0 | 0 | 0 | 0 | 0 | 0 | 0 | 0
F3_Commercial_School_Existing_Miscellaneous_Electric_Non-HVAC Motors_E1 | F3 | Commercial | School | Existing | Miscellaneous | Electric | Non-HVAC Motors | E1 | PACT BC Ratio | 0 | 0 | 0 | 0 | 0 | 0 | 0 | 0 | 0 | 0 | 0 | 0 | 0 | 0 | 0 | 0 | 0 | 0 | 0 | 0 | 0 | 0 | 0 | 0 | 0 | 0 | 0 | 0 | 0 | 0
F3_Commercial_School_Existing_Miscellaneous_Electric_Non-HVAC Motors_E2 | F3 | Commercial | School | Existing | Miscellaneous | Electric | Non-HVAC Motors | E2 | PACT BC Ratio | 0 | 0 | 0 | 0 | 0 | 0 | 0 | 0 | 0 | 0 | 0 | 0 | 0 | 0 | 0 | 0 | 0 | 0 | 0 | 0 | 0 | 0 | 0 | 0 | 0 | 0 | 0 | 0 | 0 | 0
F3_Commercial_School_Existing_Miscellaneous_Electric_Non-HVAC Motors_E3 | F3 | Commercial | School | Existing | Miscellaneous | Electric | Non-HVAC Motors | E3 | PACT BC Ratio | 0 | 0 | 0 | 0 | 0 | 0 | 0 | 0 | 0 | 0 | 0 | 0 | 0 | 0 | 0 | 0 | 0 | 0 | 0 | 0 | 0 | 0 | 0 | 0 | 0 | 0 | 0 | 0 | 0 | 0
F3_Commercial_School_Existing_Miscellaneous_Electric_Non-HVAC Motors_E4 | F3 | Commercial | School | Existing | Miscellaneous | Electric | Non-HVAC Motors | E4 | PACT BC Ratio | 0 | 0 | 0 | 0 | 0 | 0 | 0 | 0 | 0 | 0 | 0 | 0 | 0 | 0 | 0 | 0 | 0 | 0 | 0 | 0 | 0 | 0 | 0 | 0 | 0 | 0 | 0 | 0 | 0 | 0
F3_Commercial_School_Existing_Miscellaneous_Electric_Non-HVAC Motors_E5 | F3 | Commercial | School | Existing | Miscellaneous | Electric | Non-HVAC Motors | E5 | PACT BC Ratio | 0 | 0 | 0 | 0 | 0 | 0 | 0 | 0 | 0 | 0 | 0 | 0 | 0 | 0 | 0 | 0 | 0 | 0 | 0 | 0 | 0 | 0 | 0 | 0 | 0 | 0 | 0 | 0 | 0 | 0
F3_Commercial_School_Existing_Miscellaneous_Electric_Non-HVAC Motors_E6 | F3 | Commercial | School | Existing | Miscellaneous | Electric | Non-HVAC Motors | E6 | PACT BC Ratio | 0 | 0 | 0 | 0 | 0 | 0 | 0 | 0 | 0 | 0 | 0 | 0 | 0 | 0 | 0 | 0 | 0 | 0 | 0 | 0 | 0 | 0 | 0 | 0 | 0 | 0 | 0 | 0 | 0 | 0
F3_Commercial_School_Existing_Miscellaneous_Electric_Non-HVAC Motors_E7 | F3 | Commercial | School | Existing | Miscellaneous | Electric | Non-HVAC Motors | E7 | PACT BC Ratio | 0 | 0 | 0 | 0 | 0 | 0 | 0 | 0 | 0 | 0 | 0 | 0 | 0 | 0 | 0 | 0 | 0 | 0 | 0 | 0 | 0 | 0 | 0 | 0 | 0 | 0 | 0 | 0 | 0 | 0
F3_Commercial_School_Existing_Miscellaneous_Electric_Non-HVAC Motors_E8 | F3 | Commercial | School | Existing | Miscellaneous | Electric | Non-HVAC Motors | E8 | PACT BC Ratio | 0 | 0 | 0 | 0 | 0 | 0 | 0 | 0 | 0 | 0 | 0 | 0 | 0 | 0 | 0 | 0 | 0 | 0 | 0 | 0 | 0 | 0 | 0 | 0 | 0 | 0 | 0 | 0 | 0 | 0
F3_Commercial_School_Existing_Miscellaneous_Electric_Non-HVAC Motors_E9 | F3 | Commercial | School | Existing | Miscellaneous | Electric | Non-HVAC Motors | E9 | PACT BC Ratio | 0 | 0 | 0 | 0 | 0 | 0 | 0 | 0 | 0 | 0 | 0 | 0 | 0 | 0 | 0 | 0 | 0 | 0 | 0 | 0 | 0 | 0 | 0 | 0 | 0 | 0 | 0 | 0 | 0 | 0
F3_Commercial_School_Existing_Miscellaneous_Electric_Non-HVAC Motors_E10 | F3 | Commercial | School | Existing | Miscellaneous | Electric | Non-HVAC Motors | E10 | PACT BC Ratio | 0 | 0 | 0 | 0 | 0 | 0 | 0 | 0 | 0 | 0 | 0 | 0 | 0 | 0 | 0 | 0 | 0 | 0 | 0 | 0 | 0 | 0 | 0 | 0 | 0 | 0 | 0 | 0 | 0 | 0
F4_Commercial_School_Existing_Miscellaneous_Electric_Non-HVAC Motors_E1 | F4 | Commercial | School | Existing | Miscellaneous | Electric | Non-HVAC Motors | E1 | RVT BC Ratio | 0 | 0 | 0 | 0 | 0 | 0 | 0 | 0 | 0 | 0 | 0 | 0 | 0 | 0 | 0 | 0 | 0 | 0 | 0 | 0 | 0 | 0 | 0 | 0 | 0 | 0 | 0 | 0 | 0 | 0
F4_Commercial_School_Existing_Miscellaneous_Electric_Non-HVAC Motors_E2 | F4 | Commercial | School | Existing | Miscellaneous | Electric | Non-HVAC Motors | E2 | RVT BC Ratio | 0 | 0 | 0 | 0 | 0 | 0 | 0 | 0 | 0 | 0 | 0 | 0 | 0 | 0 | 0 | 0 | 0 | 0 | 0 | 0 | 0 | 0 | 0 | 0 | 0 | 0 | 0 | 0 | 0 | 0
F4_Commercial_School_Existing_Miscellaneous_Electric_Non-HVAC Motors_E3 | F4 | Commercial | School | Existing | Miscellaneous | Electric | Non-HVAC Motors | E3 | RVT BC Ratio | 0 | 0 | 0 | 0 | 0 | 0 | 0 | 0 | 0 | 0 | 0 | 0 | 0 | 0 | 0 | 0 | 0 | 0 | 0 | 0 | 0 | 0 | 0 | 0 | 0 | 0 | 0 | 0 | 0 | 0
F4_Commercial_School_Existing_Miscellaneous_Electric_Non-HVAC Motors_E4 | F4 | Commercial | School | Existing | Miscellaneous | Electric | Non-HVAC Motors | E4 | RVT BC Ratio | 0 | 0 | 0 | 0 | 0 | 0 | 0 | 0 | 0 | 0 | 0 | 0 | 0 | 0 | 0 | 0 | 0 | 0 | 0 | 0 | 0 | 0 | 0 | 0 | 0 | 0 | 0 | 0 | 0 | 0
F4_Commercial_School_Existing_Miscellaneous_Electric_Non-HVAC Motors_E5 | F4 | Commercial | School | Existing | Miscellaneous | Electric | Non-HVAC Motors | E5 | RVT BC Ratio | 0 | 0 | 0 | 0 | 0 | 0 | 0 | 0 | 0 | 0 | 0 | 0 | 0 | 0 | 0 | 0 | 0 | 0 | 0 | 0 | 0 | 0 | 0 | 0 | 0 | 0 | 0 | 0 | 0 | 0
F4_Commercial_School_Existing_Miscellaneous_Electric_Non-HVAC Motors_E6 | F4 | Commercial | School | Existing | Miscellaneous | Electric | Non-HVAC Motors | E6 | RVT BC Ratio | 0 | 0 | 0 | 0 | 0 | 0 | 0 | 0 | 0 | 0 | 0 | 0 | 0 | 0 | 0 | 0 | 0 | 0 | 0 | 0 | 0 | 0 | 0 | 0 | 0 | 0 | 0 | 0 | 0 | 0
F4_Commercial_School_Existing_Miscellaneous_Electric_Non-HVAC Motors_E7 | F4 | Commercial | School | Existing | Miscellaneous | Electric | Non-HVAC Motors | E7 | RVT BC Ratio | 0 | 0 | 0 | 0 | 0 | 0 | 0 | 0 | 0 | 0 | 0 | 0 | 0 | 0 | 0 | 0 | 0 | 0 | 0 | 0 | 0 | 0 | 0 | 0 | 0 | 0 | 0 | 0 | 0 | 0
F4_Commercial_School_Existing_Miscellaneous_Electric_Non-HVAC Motors_E8 | F4 | Commercial | School | Existing | Miscellaneous | Electric | Non-HVAC Motors | E8 | RVT BC Ratio | 0 | 0 | 0 | 0 | 0 | 0 | 0 | 0 | 0 | 0 | 0 | 0 | 0 | 0 | 0 | 0 | 0 | 0 | 0 | 0 | 0 | 0 | 0 | 0 | 0 | 0 | 0 | 0 | 0 | 0
F4_Commercial_School_Existing_Miscellaneous_Electric_Non-HVAC Motors_E9 | F4 | Commercial | School | Existing | Miscellaneous | Electric | Non-HVAC Motors | E9 | RVT BC Ratio | 0 | 0 | 0 | 0 | 0 | 0 | 0 | 0 | 0 | 0 | 0 | 0 | 0 | 0 | 0 | 0 | 0 | 0 | 0 | 0 | 0 | 0 | 0 | 0 | 0 | 0 | 0 | 0 | 0 | 0
F4_Commercial_School_Existing_Miscellaneous_Electric_Non-HVAC Motors_E10 | F4 | Commercial | School | Existing | Miscellaneous | Electric | Non-HVAC Motors | E10 | RVT BC Ratio | 0 | 0 | 0 | 0 | 0 | 0 | 0 | 0 | 0 | 0 | 0 | 0 | 0 | 0 | 0 | 0 | 0 | 0 | 0 | 0 | 0 | 0 | 0 | 0 | 0 | 0 | 0 | 0 | 0 | 0
F5_Commercial_School_Existing_Miscellaneous_Electric_Non-HVAC Motors_E1 | F5 | Commercial | School | Existing | Miscellaneous | Electric | Non-HVAC Motors | E1 | RIM BC Ratio | 0 | 0 | 0 | 0 | 0 | 0 | 0 | 0 | 0 | 0 | 0 | 0 | 0 | 0 | 0 | 0 | 0 | 0 | 0 | 0 | 0 | 0 | 0 | 0 | 0 | 0 | 0 | 0 | 0 | 0
F5_Commercial_School_Existing_Miscellaneous_Electric_Non-HVAC Motors_E2 | F5 | Commercial | School | Existing | Miscellaneous | Electric | Non-HVAC Motors | E2 | RIM BC Ratio | 0 | 0 | 0 | 0 | 0 | 0 | 0 | 0 | 0 | 0 | 0 | 0 | 0 | 0 | 0 | 0 | 0 | 0 | 0 | 0 | 0 | 0 | 0 | 0 | 0 | 0 | 0 | 0 | 0 | 0
F5_Commercial_School_Existing_Miscellaneous_Electric_Non-HVAC Motors_E3 | F5 | Commercial | School | Existing | Miscellaneous | Electric | Non-HVAC Motors | E3 | RIM BC Ratio | 0 | 0 | 0 | 0 | 0 | 0 | 0 | 0 | 0 | 0 | 0 | 0 | 0 | 0 | 0 | 0 | 0 | 0 | 0 | 0 | 0 | 0 | 0 | 0 | 0 | 0 | 0 | 0 | 0 | 0
F5_Commercial_School_Existing_Miscellaneous_Electric_Non-HVAC Motors_E4 | F5 | Commercial | School | Existing | Miscellaneous | Electric | Non-HVAC Motors | E4 | RIM BC Ratio | 0 | 0 | 0 | 0 | 0 | 0 | 0 | 0 | 0 | 0 | 0 | 0 | 0 | 0 | 0 | 0 | 0 | 0 | 0 | 0 | 0 | 0 | 0 | 0 | 0 | 0 | 0 | 0 | 0 | 0
F5_Commercial_School_Existing_Miscellaneous_Electric_Non-HVAC Motors_E5 | F5 | Commercial | School | Existing | Miscellaneous | Electric | Non-HVAC Motors | E5 | RIM BC Ratio | 0 | 0 | 0 | 0 | 0 | 0 | 0 | 0 | 0 | 0 | 0 | 0 | 0 | 0 | 0 | 0 | 0 | 0 | 0 | 0 | 0 | 0 | 0 | 0 | 0 | 0 | 0 | 0 | 0 | 0
F5_Commercial_School_Existing_Miscellaneous_Electric_Non-HVAC Motors_E6 | F5 | Commercial | School | Existing | Miscellaneous | Electric | Non-HVAC Motors | E6 | RIM BC Ratio | 0 | 0 | 0 | 0 | 0 | 0 | 0 | 0 | 0 | 0 | 0 | 0 | 0 | 0 | 0 | 0 | 0 | 0 | 0 | 0 | 0 | 0 | 0 | 0 | 0 | 0 | 0 | 0 | 0 | 0
F5_Commercial_School_Existing_Miscellaneous_Electric_Non-HVAC Motors_E7 | F5 | Commercial | School | Existing | Miscellaneous | Electric | Non-HVAC Motors | E7 | RIM BC Ratio | 0 | 0 | 0 | 0 | 0 | 0 | 0 | 0 | 0 | 0 | 0 | 0 | 0 | 0 | 0 | 0 | 0 | 0 | 0 | 0 | 0 | 0 | 0 | 0 | 0 | 0 | 0 | 0 | 0 | 0
F5_Commercial_School_Existing_Miscellaneous_Electric_Non-HVAC Motors_E8 | F5 | Commercial | School | Existing | Miscellaneous | Electric | Non-HVAC Motors | E8 | RIM BC Ratio | 0 | 0 | 0 | 0 | 0 | 0 | 0 | 0 | 0 | 0 | 0 | 0 | 0 | 0 | 0 | 0 | 0 | 0 | 0 | 0 | 0 | 0 | 0 | 0 | 0 | 0 | 0 | 0 | 0 | 0
F5_Commercial_School_Existing_Miscellaneous_Electric_Non-HVAC Motors_E9 | F5 | Commercial | School | Existing | Miscellaneous | Electric | Non-HVAC Motors | E9 | RIM BC Ratio | 0 | 0 | 0 | 0 | 0 | 0 | 0 | 0 | 0 | 0 | 0 | 0 | 0 | 0 | 0 | 0 | 0 | 0 | 0 | 0 | 0 | 0 | 0 | 0 | 0 | 0 | 0 | 0 | 0 | 0
F5_Commercial_School_Existing_Miscellaneous_Electric_Non-HVAC Motors_E10 | F5 | Commercial | School | Existing | Miscellaneous | Electric | Non-HVAC Motors | E10 | RIM BC Ratio | 0 | 0 | 0 | 0 | 0 | 0 | 0 | 0 | 0 | 0 | 0 | 0 | 0 | 0 | 0 | 0 | 0 | 0 | 0 | 0 | 0 | 0 | 0 | 0 | 0 | 0 | 0 | 0 | 0 | 0
F0_Commercial_School_Existing_Miscellaneous_Electric_Pool Pump_E0 | F0 | Commercial | School | Existing | Miscellaneous | Electric | Pool Pump | E0 | Economic Unit | 0 | 0 | 0 | 0 | 0 | 0 | 0 | 0 | 0 | 0 | 0 | 0 | 0 | 0 | 0 | 0 | 0 | 0 | 0 | 0 | 0 | 0 | 0 | 0 | 0 | 0 | 0 | 0 | 0 | 0
F1_Commercial_School_Existing_Miscellaneous_Electric_Pool Pump_E1 | F1 | Commercial | School | Existing | Miscellaneous | Electric | Pool Pump | E1 | CCE | 0 | 0 | 0 | 0 | 0 | 0 | 0 | 0 | 0 | 0 | 0 | 0 | 0 | 0 | 0 | 0 | 0 | 0 | 0 | 0 | 0 | 0 | 0 | 0 | 0 | 0 | 0 | 0 | 0 | 0
F1_Commercial_School_Existing_Miscellaneous_Electric_Pool Pump_E2 | F1 | Commercial | School | Existing | Miscellaneous | Electric | Pool Pump | E2 | CCE | 0 | 0 | 0 | 0 | 0 | 0 | 0 | 0 | 0 | 0 | 0 | 0 | 0 | 0 | 0 | 0 | 0 | 0 | 0 | 0 | 0 | 0 | 0 | 0 | 0 | 0 | 0 | 0 | 0 | 0
F1_Commercial_School_Existing_Miscellaneous_Electric_Pool Pump_E3 | F1 | Commercial | School | Existing | Miscellaneous | Electric | Pool Pump | E3 | CCE | 0 | 0 | 0 | 0 | 0 | 0 | 0 | 0 | 0 | 0 | 0 | 0 | 0 | 0 | 0 | 0 | 0 | 0 | 0 | 0 | 0 | 0 | 0 | 0 | 0 | 0 | 0 | 0 | 0 | 0
F1_Commercial_School_Existing_Miscellaneous_Electric_Pool Pump_E4 | F1 | Commercial | School | Existing | Miscellaneous | Electric | Pool Pump | E4 | CCE | 0 | 0 | 0 | 0 | 0 | 0 | 0 | 0 | 0 | 0 | 0 | 0 | 0 | 0 | 0 | 0 | 0 | 0 | 0 | 0 | 0 | 0 | 0 | 0 | 0 | 0 | 0 | 0 | 0 | 0
F1_Commercial_School_Existing_Miscellaneous_Electric_Pool Pump_E5 | F1 | Commercial | School | Existing | Miscellaneous | Electric | Pool Pump | E5 | CCE | 0 | 0 | 0 | 0 | 0 | 0 | 0 | 0 | 0 | 0 | 0 | 0 | 0 | 0 | 0 | 0 | 0 | 0 | 0 | 0 | 0 | 0 | 0 | 0 | 0 | 0 | 0 | 0 | 0 | 0
F1_Commercial_School_Existing_Miscellaneous_Electric_Pool Pump_E6 | F1 | Commercial | School | Existing | Miscellaneous | Electric | Pool Pump | E6 | CCE | 0 | 0 | 0 | 0 | 0 | 0 | 0 | 0 | 0 | 0 | 0 | 0 | 0 | 0 | 0 | 0 | 0 | 0 | 0 | 0 | 0 | 0 | 0 | 0 | 0 | 0 | 0 | 0 | 0 | 0
F1_Commercial_School_Existing_Miscellaneous_Electric_Pool Pump_E7 | F1 | Commercial | School | Existing | Miscellaneous | Electric | Pool Pump | E7 | CCE | 0 | 0 | 0 | 0 | 0 | 0 | 0 | 0 | 0 | 0 | 0 | 0 | 0 | 0 | 0 | 0 | 0 | 0 | 0 | 0 | 0 | 0 | 0 | 0 | 0 | 0 | 0 | 0 | 0 | 0
F1_Commercial_School_Existing_Miscellaneous_Electric_Pool Pump_E8 | F1 | Commercial | School | Existing | Miscellaneous | Electric | Pool Pump | E8 | CCE | 0 | 0 | 0 | 0 | 0 | 0 | 0 | 0 | 0 | 0 | 0 | 0 | 0 | 0 | 0 | 0 | 0 | 0 | 0 | 0 | 0 | 0 | 0 | 0 | 0 | 0 | 0 | 0 | 0 | 0
F1_Commercial_School_Existing_Miscellaneous_Electric_Pool Pump_E9 | F1 | Commercial | School | Existing | Miscellaneous | Electric | Pool Pump | E9 | CCE | 0 | 0 | 0 | 0 | 0 | 0 | 0 | 0 | 0 | 0 | 0 | 0 | 0 | 0 | 0 | 0 | 0 | 0 | 0 | 0 | 0 | 0 | 0 | 0 | 0 | 0 | 0 | 0 | 0 | 0
F1_Commercial_School_Existing_Miscellaneous_Electric_Pool Pump_E10 | F1 | Commercial | School | Existing | Miscellaneous | Electric | Pool Pump | E10 | CCE | 0 | 0 | 0 | 0 | 0 | 0 | 0 | 0 | 0 | 0 | 0 | 0 | 0 | 0 | 0 | 0 | 0 | 0 | 0 | 0 | 0 | 0 | 0 | 0 | 0 | 0 | 0 | 0 | 0 | 0
F2_Commercial_School_Existing_Miscellaneous_Electric_Pool Pump_E1 | F2 | Commercial | School | Existing | Miscellaneous | Electric | Pool Pump | E1 | TRC BC Ratio | 0 | 0 | 0 | 0 | 0 | 0 | 0 | 0 | 0 | 0 | 0 | 0 | 0 | 0 | 0 | 0 | 0 | 0 | 0 | 0 | 0 | 0 | 0 | 0 | 0 | 0 | 0 | 0 | 0 | 0
F2_Commercial_School_Existing_Miscellaneous_Electric_Pool Pump_E2 | F2 | Commercial | School | Existing | Miscellaneous | Electric | Pool Pump | E2 | TRC BC Ratio | 0 | 0 | 0 | 0 | 0 | 0 | 0 | 0 | 0 | 0 | 0 | 0 | 0 | 0 | 0 | 0 | 0 | 0 | 0 | 0 | 0 | 0 | 0 | 0 | 0 | 0 | 0 | 0 | 0 | 0
F2_Commercial_School_Existing_Miscellaneous_Electric_Pool Pump_E3 | F2 | Commercial | School | Existing | Miscellaneous | Electric | Pool Pump | E3 | TRC BC Ratio | 0 | 0 | 0 | 0 | 0 | 0 | 0 | 0 | 0 | 0 | 0 | 0 | 0 | 0 | 0 | 0 | 0 | 0 | 0 | 0 | 0 | 0 | 0 | 0 | 0 | 0 | 0 | 0 | 0 | 0
F2_Commercial_School_Existing_Miscellaneous_Electric_Pool Pump_E4 | F2 | Commercial | School | Existing | Miscellaneous | Electric | Pool Pump | E4 | TRC BC Ratio | 0 | 0 | 0 | 0 | 0 | 0 | 0 | 0 | 0 | 0 | 0 | 0 | 0 | 0 | 0 | 0 | 0 | 0 | 0 | 0 | 0 | 0 | 0 | 0 | 0 | 0 | 0 | 0 | 0 | 0
F2_Commercial_School_Existing_Miscellaneous_Electric_Pool Pump_E5 | F2 | Commercial | School | Existing | Miscellaneous | Electric | Pool Pump | E5 | TRC BC Ratio | 0 | 0 | 0 | 0 | 0 | 0 | 0 | 0 | 0 | 0 | 0 | 0 | 0 | 0 | 0 | 0 | 0 | 0 | 0 | 0 | 0 | 0 | 0 | 0 | 0 | 0 | 0 | 0 | 0 | 0
F2_Commercial_School_Existing_Miscellaneous_Electric_Pool Pump_E6 | F2 | Commercial | School | Existing | Miscellaneous | Electric | Pool Pump | E6 | TRC BC Ratio | 0 | 0 | 0 | 0 | 0 | 0 | 0 | 0 | 0 | 0 | 0 | 0 | 0 | 0 | 0 | 0 | 0 | 0 | 0 | 0 | 0 | 0 | 0 | 0 | 0 | 0 | 0 | 0 | 0 | 0
F2_Commercial_School_Existing_Miscellaneous_Electric_Pool Pump_E7 | F2 | Commercial | School | Existing | Miscellaneous | Electric | Pool Pump | E7 | TRC BC Ratio | 0 | 0 | 0 | 0 | 0 | 0 | 0 | 0 | 0 | 0 | 0 | 0 | 0 | 0 | 0 | 0 | 0 | 0 | 0 | 0 | 0 | 0 | 0 | 0 | 0 | 0 | 0 | 0 | 0 | 0
F2_Commercial_School_Existing_Miscellaneous_Electric_Pool Pump_E8 | F2 | Commercial | School | Existing | Miscellaneous | Electric | Pool Pump | E8 | TRC BC Ratio | 0 | 0 | 0 | 0 | 0 | 0 | 0 | 0 | 0 | 0 | 0 | 0 | 0 | 0 | 0 | 0 | 0 | 0 | 0 | 0 | 0 | 0 | 0 | 0 | 0 | 0 | 0 | 0 | 0 | 0
F2_Commercial_School_Existing_Miscellaneous_Electric_Pool Pump_E9 | F2 | Commercial | School | Existing | Miscellaneous | Electric | Pool Pump | E9 | TRC BC Ratio | 0 | 0 | 0 | 0 | 0 | 0 | 0 | 0 | 0 | 0 | 0 | 0 | 0 | 0 | 0 | 0 | 0 | 0 | 0 | 0 | 0 | 0 | 0 | 0 | 0 | 0 | 0 | 0 | 0 | 0
F2_Commercial_School_Existing_Miscellaneous_Electric_Pool Pump_E10 | F2 | Commercial | School | Existing | Miscellaneous | Electric | Pool Pump | E10 | TRC BC Ratio | 0 | 0 | 0 | 0 | 0 | 0 | 0 | 0 | 0 | 0 | 0 | 0 | 0 | 0 | 0 | 0 | 0 | 0 | 0 | 0 | 0 | 0 | 0 | 0 | 0 | 0 | 0 | 0 | 0 | 0
F3_Commercial_School_Existing_Miscellaneous_Electric_Pool Pump_E1 | F3 | Commercial | School | Existing | Miscellaneous | Electric | Pool Pump | E1 | PACT BC Ratio | 0 | 0 | 0 | 0 | 0 | 0 | 0 | 0 | 0 | 0 | 0 | 0 | 0 | 0 | 0 | 0 | 0 | 0 | 0 | 0 | 0 | 0 | 0 | 0 | 0 | 0 | 0 | 0 | 0 | 0
F3_Commercial_School_Existing_Miscellaneous_Electric_Pool Pump_E2 | F3 | Commercial | School | Existing | Miscellaneous | Electric | Pool Pump | E2 | PACT BC Ratio | 0 | 0 | 0 | 0 | 0 | 0 | 0 | 0 | 0 | 0 | 0 | 0 | 0 | 0 | 0 | 0 | 0 | 0 | 0 | 0 | 0 | 0 | 0 | 0 | 0 | 0 | 0 | 0 | 0 | 0
F3_Commercial_School_Existing_Miscellaneous_Electric_Pool Pump_E3 | F3 | Commercial | School | Existing | Miscellaneous | Electric | Pool Pump | E3 | PACT BC Ratio | 0 | 0 | 0 | 0 | 0 | 0 | 0 | 0 | 0 | 0 | 0 | 0 | 0 | 0 | 0 | 0 | 0 | 0 | 0 | 0 | 0 | 0 | 0 | 0 | 0 | 0 | 0 | 0 | 0 | 0
F3_Commercial_School_Existing_Miscellaneous_Electric_Pool Pump_E4 | F3 | Commercial | School | Existing | Miscellaneous | Electric | Pool Pump | E4 | PACT BC Ratio | 0 | 0 | 0 | 0 | 0 | 0 | 0 | 0 | 0 | 0 | 0 | 0 | 0 | 0 | 0 | 0 | 0 | 0 | 0 | 0 | 0 | 0 | 0 | 0 | 0 | 0 | 0 | 0 | 0 | 0
F3_Commercial_School_Existing_Miscellaneous_Electric_Pool Pump_E5 | F3 | Commercial | School | Existing | Miscellaneous | Electric | Pool Pump | E5 | PACT BC Ratio | 0 | 0 | 0 | 0 | 0 | 0 | 0 | 0 | 0 | 0 | 0 | 0 | 0 | 0 | 0 | 0 | 0 | 0 | 0 | 0 | 0 | 0 | 0 | 0 | 0 | 0 | 0 | 0 | 0 | 0
F3_Commercial_School_Existing_Miscellaneous_Electric_Pool Pump_E6 | F3 | Commercial | School | Existing | Miscellaneous | Electric | Pool Pump | E6 | PACT BC Ratio | 0 | 0 | 0 | 0 | 0 | 0 | 0 | 0 | 0 | 0 | 0 | 0 | 0 | 0 | 0 | 0 | 0 | 0 | 0 | 0 | 0 | 0 | 0 | 0 | 0 | 0 | 0 | 0 | 0 | 0
F3_Commercial_School_Existing_Miscellaneous_Electric_Pool Pump_E7 | F3 | Commercial | School | Existing | Miscellaneous | Electric | Pool Pump | E7 | PACT BC Ratio | 0 | 0 | 0 | 0 | 0 | 0 | 0 | 0 | 0 | 0 | 0 | 0 | 0 | 0 | 0 | 0 | 0 | 0 | 0 | 0 | 0 | 0 | 0 | 0 | 0 | 0 | 0 | 0 | 0 | 0
F3_Commercial_School_Existing_Miscellaneous_Electric_Pool Pump_E8 | F3 | Commercial | School | Existing | Miscellaneous | Electric | Pool Pump | E8 | PACT BC Ratio | 0 | 0 | 0 | 0 | 0 | 0 | 0 | 0 | 0 | 0 | 0 | 0 | 0 | 0 | 0 | 0 | 0 | 0 | 0 | 0 | 0 | 0 | 0 | 0 | 0 | 0 | 0 | 0 | 0 | 0
F3_Commercial_School_Existing_Miscellaneous_Electric_Pool Pump_E9 | F3 | Commercial | School | Existing | Miscellaneous | Electric | Pool Pump | E9 | PACT BC Ratio | 0 | 0 | 0 | 0 | 0 | 0 | 0 | 0 | 0 | 0 | 0 | 0 | 0 | 0 | 0 | 0 | 0 | 0 | 0 | 0 | 0 | 0 | 0 | 0 | 0 | 0 | 0 | 0 | 0 | 0
F3_Commercial_School_Existing_Miscellaneous_Electric_Pool Pump_E10 | F3 | Commercial | School | Existing | Miscellaneous | Electric | Pool Pump | E10 | PACT BC Ratio | 0 | 0 | 0 | 0 | 0 | 0 | 0 | 0 | 0 | 0 | 0 | 0 | 0 | 0 | 0 | 0 | 0 | 0 | 0 | 0 | 0 | 0 | 0 | 0 | 0 | 0 | 0 | 0 | 0 | 0
F4_Commercial_School_Existing_Miscellaneous_Electric_Pool Pump_E1 | F4 | Commercial | School | Existing | Miscellaneous | Electric | Pool Pump | E1 | RVT BC Ratio | 0 | 0 | 0 | 0 | 0 | 0 | 0 | 0 | 0 | 0 | 0 | 0 | 0 | 0 | 0 | 0 | 0 | 0 | 0 | 0 | 0 | 0 | 0 | 0 | 0 | 0 | 0 | 0 | 0 | 0
F4_Commercial_School_Existing_Miscellaneous_Electric_Pool Pump_E2 | F4 | Commercial | School | Existing | Miscellaneous | Electric | Pool Pump | E2 | RVT BC Ratio | 0 | 0 | 0 | 0 | 0 | 0 | 0 | 0 | 0 | 0 | 0 | 0 | 0 | 0 | 0 | 0 | 0 | 0 | 0 | 0 | 0 | 0 | 0 | 0 | 0 | 0 | 0 | 0 | 0 | 0
F4_Commercial_School_Existing_Miscellaneous_Electric_Pool Pump_E3 | F4 | Commercial | School | Existing | Miscellaneous | Electric | Pool Pump | E3 | RVT BC Ratio | 0 | 0 | 0 | 0 | 0 | 0 | 0 | 0 | 0 | 0 | 0 | 0 | 0 | 0 | 0 | 0 | 0 | 0 | 0 | 0 | 0 | 0 | 0 | 0 | 0 | 0 | 0 | 0 | 0 | 0
F4_Commercial_School_Existing_Miscellaneous_Electric_Pool Pump_E4 | F4 | Commercial | School | Existing | Miscellaneous | Electric | Pool Pump | E4 | RVT BC Ratio | 0 | 0 | 0 | 0 | 0 | 0 | 0 | 0 | 0 | 0 | 0 | 0 | 0 | 0 | 0 | 0 | 0 | 0 | 0 | 0 | 0 | 0 | 0 | 0 | 0 | 0 | 0 | 0 | 0 | 0
F4_Commercial_School_Existing_Miscellaneous_Electric_Pool Pump_E5 | F4 | Commercial | School | Existing | Miscellaneous | Electric | Pool Pump | E5 | RVT BC Ratio | 0 | 0 | 0 | 0 | 0 | 0 | 0 | 0 | 0 | 0 | 0 | 0 | 0 | 0 | 0 | 0 | 0 | 0 | 0 | 0 | 0 | 0 | 0 | 0 | 0 | 0 | 0 | 0 | 0 | 0
F4_Commercial_School_Existing_Miscellaneous_Electric_Pool Pump_E6 | F4 | Commercial | School | Existing | Miscellaneous | Electric | Pool Pump | E6 | RVT BC Ratio | 0 | 0 | 0 | 0 | 0 | 0 | 0 | 0 | 0 | 0 | 0 | 0 | 0 | 0 | 0 | 0 | 0 | 0 | 0 | 0 | 0 | 0 | 0 | 0 | 0 | 0 | 0 | 0 | 0 | 0
F4_Commercial_School_Existing_Miscellaneous_Electric_Pool Pump_E7 | F4 | Commercial | School | Existing | Miscellaneous | Electric | Pool Pump | E7 | RVT BC Ratio | 0 | 0 | 0 | 0 | 0 | 0 | 0 | 0 | 0 | 0 | 0 | 0 | 0 | 0 | 0 | 0 | 0 | 0 | 0 | 0 | 0 | 0 | 0 | 0 | 0 | 0 | 0 | 0 | 0 | 0
F4_Commercial_School_Existing_Miscellaneous_Electric_Pool Pump_E8 | F4 | Commercial | School | Existing | Miscellaneous | Electric | Pool Pump | E8 | RVT BC Ratio | 0 | 0 | 0 | 0 | 0 | 0 | 0 | 0 | 0 | 0 | 0 | 0 | 0 | 0 | 0 | 0 | 0 | 0 | 0 | 0 | 0 | 0 | 0 | 0 | 0 | 0 | 0 | 0 | 0 | 0
F4_Commercial_School_Existing_Miscellaneous_Electric_Pool Pump_E9 | F4 | Commercial | School | Existing | Miscellaneous | Electric | Pool Pump | E9 | RVT BC Ratio | 0 | 0 | 0 | 0 | 0 | 0 | 0 | 0 | 0 | 0 | 0 | 0 | 0 | 0 | 0 | 0 | 0 | 0 | 0 | 0 | 0 | 0 | 0 | 0 | 0 | 0 | 0 | 0 | 0 | 0
F4_Commercial_School_Existing_Miscellaneous_Electric_Pool Pump_E10 | F4 | Commercial | School | Existing | Miscellaneous | Electric | Pool Pump | E10 | RVT BC Ratio | 0 | 0 | 0 | 0 | 0 | 0 | 0 | 0 | 0 | 0 | 0 | 0 | 0 | 0 | 0 | 0 | 0 | 0 | 0 | 0 | 0 | 0 | 0 | 0 | 0 | 0 | 0 | 0 | 0 | 0
F5_Commercial_School_Existing_Miscellaneous_Electric_Pool Pump_E1 | F5 | Commercial | School | Existing | Miscellaneous | Electric | Pool Pump | E1 | RIM BC Ratio | 0 | 0 | 0 | 0 | 0 | 0 | 0 | 0 | 0 | 0 | 0 | 0 | 0 | 0 | 0 | 0 | 0 | 0 | 0 | 0 | 0 | 0 | 0 | 0 | 0 | 0 | 0 | 0 | 0 | 0
F5_Commercial_School_Existing_Miscellaneous_Electric_Pool Pump_E2 | F5 | Commercial | School | Existing | Miscellaneous | Electric | Pool Pump | E2 | RIM BC Ratio | 0 | 0 | 0 | 0 | 0 | 0 | 0 | 0 | 0 | 0 | 0 | 0 | 0 | 0 | 0 | 0 | 0 | 0 | 0 | 0 | 0 | 0 | 0 | 0 | 0 | 0 | 0 | 0 | 0 | 0
F5_Commercial_School_Existing_Miscellaneous_Electric_Pool Pump_E3 | F5 | Commercial | School | Existing | Miscellaneous | Electric | Pool Pump | E3 | RIM BC Ratio | 0 | 0 | 0 | 0 | 0 | 0 | 0 | 0 | 0 | 0 | 0 | 0 | 0 | 0 | 0 | 0 | 0 | 0 | 0 | 0 | 0 | 0 | 0 | 0 | 0 | 0 | 0 | 0 | 0 | 0
F5_Commercial_School_Existing_Miscellaneous_Electric_Pool Pump_E4 | F5 | Commercial | School | Existing | Miscellaneous | Electric | Pool Pump | E4 | RIM BC Ratio | 0 | 0 | 0 | 0 | 0 | 0 | 0 | 0 | 0 | 0 | 0 | 0 | 0 | 0 | 0 | 0 | 0 | 0 | 0 | 0 | 0 | 0 | 0 | 0 | 0 | 0 | 0 | 0 | 0 | 0
F5_Commercial_School_Existing_Miscellaneous_Electric_Pool Pump_E5 | F5 | Commercial | School | Existing | Miscellaneous | Electric | Pool Pump | E5 | RIM BC Ratio | 0 | 0 | 0 | 0 | 0 | 0 | 0 | 0 | 0 | 0 | 0 | 0 | 0 | 0 | 0 | 0 | 0 | 0 | 0 | 0 | 0 | 0 | 0 | 0 | 0 | 0 | 0 | 0 | 0 | 0
F5_Commercial_School_Existing_Miscellaneous_Electric_Pool Pump_E6 | F5 | Commercial | School | Existing | Miscellaneous | Electric | Pool Pump | E6 | RIM BC Ratio | 0 | 0 | 0 | 0 | 0 | 0 | 0 | 0 | 0 | 0 | 0 | 0 | 0 | 0 | 0 | 0 | 0 | 0 | 0 | 0 | 0 | 0 | 0 | 0 | 0 | 0 | 0 | 0 | 0 | 0
F5_Commercial_School_Existing_Miscellaneous_Electric_Pool Pump_E7 | F5 | Commercial | School | Existing | Miscellaneous | Electric | Pool Pump | E7 | RIM BC Ratio | 0 | 0 | 0 | 0 | 0 | 0 | 0 | 0 | 0 | 0 | 0 | 0 | 0 | 0 | 0 | 0 | 0 | 0 | 0 | 0 | 0 | 0 | 0 | 0 | 0 | 0 | 0 | 0 | 0 | 0
F5_Commercial_School_Existing_Miscellaneous_Electric_Pool Pump_E8 | F5 | Commercial | School | Existing | Miscellaneous | Electric | Pool Pump | E8 | RIM BC Ratio | 0 | 0 | 0 | 0 | 0 | 0 | 0 | 0 | 0 | 0 | 0 | 0 | 0 | 0 | 0 | 0 | 0 | 0 | 0 | 0 | 0 | 0 | 0 | 0 | 0 | 0 | 0 | 0 | 0 | 0
F5_Commercial_School_Existing_Miscellaneous_Electric_Pool Pump_E9 | F5 | Commercial | School | Existing | Miscellaneous | Electric | Pool Pump | E9 | RIM BC Ratio | 0 | 0 | 0 | 0 | 0 | 0 | 0 | 0 | 0 | 0 | 0 | 0 | 0 | 0 | 0 | 0 | 0 | 0 | 0 | 0 | 0 | 0 | 0 | 0 | 0 | 0 | 0 | 0 | 0 | 0
F5_Commercial_School_Existing_Miscellaneous_Electric_Pool Pump_E10 | F5 | Commercial | School | Existing | Miscellaneous | Electric | Pool Pump | E10 | RIM BC Ratio | 0 | 0 | 0 | 0 | 0 | 0 | 0 | 0 | 0 | 0 | 0 | 0 | 0 | 0 | 0 | 0 | 0 | 0 | 0 | 0 | 0 | 0 | 0 | 0 | 0 | 0 | 0 | 0 | 0 | 0
F0_Commercial_School_Existing_Miscellaneous_Electric_Pool Heater_E0 | F0 | Commercial | School | Existing | Miscellaneous | Electric | Pool Heater | E0 | Economic Unit | 0 | 0 | 0 | 0 | 0 | 0 | 0 | 0 | 0 | 0 | 0 | 0 | 0 | 0 | 0 | 0 | 0 | 0 | 0 | 0 | 0 | 0 | 0 | 0 | 0 | 0 | 0 | 0 | 0 | 0
F1_Commercial_School_Existing_Miscellaneous_Electric_Pool Heater_E1 | F1 | Commercial | School | Existing | Miscellaneous | Electric | Pool Heater | E1 | CCE | 0 | 0 | 0 | 0 | 0 | 0 | 0 | 0 | 0 | 0 | 0 | 0 | 0 | 0 | 0 | 0 | 0 | 0 | 0 | 0 | 0 | 0 | 0 | 0 | 0 | 0 | 0 | 0 | 0 | 0
F1_Commercial_School_Existing_Miscellaneous_Electric_Pool Heater_E2 | F1 | Commercial | School | Existing | Miscellaneous | Electric | Pool Heater | E2 | CCE | 0 | 0 | 0 | 0 | 0 | 0 | 0 | 0 | 0 | 0 | 0 | 0 | 0 | 0 | 0 | 0 | 0 | 0 | 0 | 0 | 0 | 0 | 0 | 0 | 0 | 0 | 0 | 0 | 0 | 0
F1_Commercial_School_Existing_Miscellaneous_Electric_Pool Heater_E3 | F1 | Commercial | School | Existing | Miscellaneous | Electric | Pool Heater | E3 | CCE | 0 | 0 | 0 | 0 | 0 | 0 | 0 | 0 | 0 | 0 | 0 | 0 | 0 | 0 | 0 | 0 | 0 | 0 | 0 | 0 | 0 | 0 | 0 | 0 | 0 | 0 | 0 | 0 | 0 | 0
F1_Commercial_School_Existing_Miscellaneous_Electric_Pool Heater_E4 | F1 | Commercial | School | Existing | Miscellaneous | Electric | Pool Heater | E4 | CCE | 0 | 0 | 0 | 0 | 0 | 0 | 0 | 0 | 0 | 0 | 0 | 0 | 0 | 0 | 0 | 0 | 0 | 0 | 0 | 0 | 0 | 0 | 0 | 0 | 0 | 0 | 0 | 0 | 0 | 0
F1_Commercial_School_Existing_Miscellaneous_Electric_Pool Heater_E5 | F1 | Commercial | School | Existing | Miscellaneous | Electric | Pool Heater | E5 | CCE | 0 | 0 | 0 | 0 | 0 | 0 | 0 | 0 | 0 | 0 | 0 | 0 | 0 | 0 | 0 | 0 | 0 | 0 | 0 | 0 | 0 | 0 | 0 | 0 | 0 | 0 | 0 | 0 | 0 | 0
F1_Commercial_School_Existing_Miscellaneous_Electric_Pool Heater_E6 | F1 | Commercial | School | Existing | Miscellaneous | Electric | Pool Heater | E6 | CCE | 0 | 0 | 0 | 0 | 0 | 0 | 0 | 0 | 0 | 0 | 0 | 0 | 0 | 0 | 0 | 0 | 0 | 0 | 0 | 0 | 0 | 0 | 0 | 0 | 0 | 0 | 0 | 0 | 0 | 0
F1_Commercial_School_Existing_Miscellaneous_Electric_Pool Heater_E7 | F1 | Commercial | School | Existing | Miscellaneous | Electric | Pool Heater | E7 | CCE | 0 | 0 | 0 | 0 | 0 | 0 | 0 | 0 | 0 | 0 | 0 | 0 | 0 | 0 | 0 | 0 | 0 | 0 | 0 | 0 | 0 | 0 | 0 | 0 | 0 | 0 | 0 | 0 | 0 | 0
F1_Commercial_School_Existing_Miscellaneous_Electric_Pool Heater_E8 | F1 | Commercial | School | Existing | Miscellaneous | Electric | Pool Heater | E8 | CCE | 0 | 0 | 0 | 0 | 0 | 0 | 0 | 0 | 0 | 0 | 0 | 0 | 0 | 0 | 0 | 0 | 0 | 0 | 0 | 0 | 0 | 0 | 0 | 0 | 0 | 0 | 0 | 0 | 0 | 0
F1_Commercial_School_Existing_Miscellaneous_Electric_Pool Heater_E9 | F1 | Commercial | School | Existing | Miscellaneous | Electric | Pool Heater | E9 | CCE | 0 | 0 | 0 | 0 | 0 | 0 | 0 | 0 | 0 | 0 | 0 | 0 | 0 | 0 | 0 | 0 | 0 | 0 | 0 | 0 | 0 | 0 | 0 | 0 | 0 | 0 | 0 | 0 | 0 | 0
F1_Commercial_School_Existing_Miscellaneous_Electric_Pool Heater_E10 | F1 | Commercial | School | Existing | Miscellaneous | Electric | Pool Heater | E10 | CCE | 0 | 0 | 0 | 0 | 0 | 0 | 0 | 0 | 0 | 0 | 0 | 0 | 0 | 0 | 0 | 0 | 0 | 0 | 0 | 0 | 0 | 0 | 0 | 0 | 0 | 0 | 0 | 0 | 0 | 0
F2_Commercial_School_Existing_Miscellaneous_Electric_Pool Heater_E1 | F2 | Commercial | School | Existing | Miscellaneous | Electric | Pool Heater | E1 | TRC BC Ratio | 0 | 0 | 0 | 0 | 0 | 0 | 0 | 0 | 0 | 0 | 0 | 0 | 0 | 0 | 0 | 0 | 0 | 0 | 0 | 0 | 0 | 0 | 0 | 0 | 0 | 0 | 0 | 0 | 0 | 0
F2_Commercial_School_Existing_Miscellaneous_Electric_Pool Heater_E2 | F2 | Commercial | School | Existing | Miscellaneous | Electric | Pool Heater | E2 | TRC BC Ratio | 0 | 0 | 0 | 0 | 0 | 0 | 0 | 0 | 0 | 0 | 0 | 0 | 0 | 0 | 0 | 0 | 0 | 0 | 0 | 0 | 0 | 0 | 0 | 0 | 0 | 0 | 0 | 0 | 0 | 0
F2_Commercial_School_Existing_Miscellaneous_Electric_Pool Heater_E3 | F2 | Commercial | School | Existing | Miscellaneous | Electric | Pool Heater | E3 | TRC BC Ratio | 0 | 0 | 0 | 0 | 0 | 0 | 0 | 0 | 0 | 0 | 0 | 0 | 0 | 0 | 0 | 0 | 0 | 0 | 0 | 0 | 0 | 0 | 0 | 0 | 0 | 0 | 0 | 0 | 0 | 0
F2_Commercial_School_Existing_Miscellaneous_Electric_Pool Heater_E4 | F2 | Commercial | School | Existing | Miscellaneous | Electric | Pool Heater | E4 | TRC BC Ratio | 0 | 0 | 0 | 0 | 0 | 0 | 0 | 0 | 0 | 0 | 0 | 0 | 0 | 0 | 0 | 0 | 0 | 0 | 0 | 0 | 0 | 0 | 0 | 0 | 0 | 0 | 0 | 0 | 0 | 0
F2_Commercial_School_Existing_Miscellaneous_Electric_Pool Heater_E5 | F2 | Commercial | School | Existing | Miscellaneous | Electric | Pool Heater | E5 | TRC BC Ratio | 0 | 0 | 0 | 0 | 0 | 0 | 0 | 0 | 0 | 0 | 0 | 0 | 0 | 0 | 0 | 0 | 0 | 0 | 0 | 0 | 0 | 0 | 0 | 0 | 0 | 0 | 0 | 0 | 0 | 0
F2_Commercial_School_Existing_Miscellaneous_Electric_Pool Heater_E6 | F2 | Commercial | School | Existing | Miscellaneous | Electric | Pool Heater | E6 | TRC BC Ratio | 0 | 0 | 0 | 0 | 0 | 0 | 0 | 0 | 0 | 0 | 0 | 0 | 0 | 0 | 0 | 0 | 0 | 0 | 0 | 0 | 0 | 0 | 0 | 0 | 0 | 0 | 0 | 0 | 0 | 0
F2_Commercial_School_Existing_Miscellaneous_Electric_Pool Heater_E7 | F2 | Commercial | School | Existing | Miscellaneous | Electric | Pool Heater | E7 | TRC BC Ratio | 0 | 0 | 0 | 0 | 0 | 0 | 0 | 0 | 0 | 0 | 0 | 0 | 0 | 0 | 0 | 0 | 0 | 0 | 0 | 0 | 0 | 0 | 0 | 0 | 0 | 0 | 0 | 0 | 0 | 0
F2_Commercial_School_Existing_Miscellaneous_Electric_Pool Heater_E8 | F2 | Commercial | School | Existing | Miscellaneous | Electric | Pool Heater | E8 | TRC BC Ratio | 0 | 0 | 0 | 0 | 0 | 0 | 0 | 0 | 0 | 0 | 0 | 0 | 0 | 0 | 0 | 0 | 0 | 0 | 0 | 0 | 0 | 0 | 0 | 0 | 0 | 0 | 0 | 0 | 0 | 0
F2_Commercial_School_Existing_Miscellaneous_Electric_Pool Heater_E9 | F2 | Commercial | School | Existing | Miscellaneous | Electric | Pool Heater | E9 | TRC BC Ratio | 0 | 0 | 0 | 0 | 0 | 0 | 0 | 0 | 0 | 0 | 0 | 0 | 0 | 0 | 0 | 0 | 0 | 0 | 0 | 0 | 0 | 0 | 0 | 0 | 0 | 0 | 0 | 0 | 0 | 0
F2_Commercial_School_Existing_Miscellaneous_Electric_Pool Heater_E10 | F2 | Commercial | School | Existing | Miscellaneous | Electric | Pool Heater | E10 | TRC BC Ratio | 0 | 0 | 0 | 0 | 0 | 0 | 0 | 0 | 0 | 0 | 0 | 0 | 0 | 0 | 0 | 0 | 0 | 0 | 0 | 0 | 0 | 0 | 0 | 0 | 0 | 0 | 0 | 0 | 0 | 0
F3_Commercial_School_Existing_Miscellaneous_Electric_Pool Heater_E1 | F3 | Commercial | School | Existing | Miscellaneous | Electric | Pool Heater | E1 | PACT BC Ratio | 0 | 0 | 0 | 0 | 0 | 0 | 0 | 0 | 0 | 0 | 0 | 0 | 0 | 0 | 0 | 0 | 0 | 0 | 0 | 0 | 0 | 0 | 0 | 0 | 0 | 0 | 0 | 0 | 0 | 0
F3_Commercial_School_Existing_Miscellaneous_Electric_Pool Heater_E2 | F3 | Commercial | School | Existing | Miscellaneous | Electric | Pool Heater | E2 | PACT BC Ratio | 0 | 0 | 0 | 0 | 0 | 0 | 0 | 0 | 0 | 0 | 0 | 0 | 0 | 0 | 0 | 0 | 0 | 0 | 0 | 0 | 0 | 0 | 0 | 0 | 0 | 0 | 0 | 0 | 0 | 0
F3_Commercial_School_Existing_Miscellaneous_Electric_Pool Heater_E3 | F3 | Commercial | School | Existing | Miscellaneous | Electric | Pool Heater | E3 | PACT BC Ratio | 0 | 0 | 0 | 0 | 0 | 0 | 0 | 0 | 0 | 0 | 0 | 0 | 0 | 0 | 0 | 0 | 0 | 0 | 0 | 0 | 0 | 0 | 0 | 0 | 0 | 0 | 0 | 0 | 0 | 0
F3_Commercial_School_Existing_Miscellaneous_Electric_Pool Heater_E4 | F3 | Commercial | School | Existing | Miscellaneous | Electric | Pool Heater | E4 | PACT BC Ratio | 0 | 0 | 0 | 0 | 0 | 0 | 0 | 0 | 0 | 0 | 0 | 0 | 0 | 0 | 0 | 0 | 0 | 0 | 0 | 0 | 0 | 0 | 0 | 0 | 0 | 0 | 0 | 0 | 0 | 0
F3_Commercial_School_Existing_Miscellaneous_Electric_Pool Heater_E5 | F3 | Commercial | School | Existing | Miscellaneous | Electric | Pool Heater | E5 | PACT BC Ratio | 0 | 0 | 0 | 0 | 0 | 0 | 0 | 0 | 0 | 0 | 0 | 0 | 0 | 0 | 0 | 0 | 0 | 0 | 0 | 0 | 0 | 0 | 0 | 0 | 0 | 0 | 0 | 0 | 0 | 0
F3_Commercial_School_Existing_Miscellaneous_Electric_Pool Heater_E6 | F3 | Commercial | School | Existing | Miscellaneous | Electric | Pool Heater | E6 | PACT BC Ratio | 0 | 0 | 0 | 0 | 0 | 0 | 0 | 0 | 0 | 0 | 0 | 0 | 0 | 0 | 0 | 0 | 0 | 0 | 0 | 0 | 0 | 0 | 0 | 0 | 0 | 0 | 0 | 0 | 0 | 0
F3_Commercial_School_Existing_Miscellaneous_Electric_Pool Heater_E7 | F3 | Commercial | School | Existing | Miscellaneous | Electric | Pool Heater | E7 | PACT BC Ratio | 0 | 0 | 0 | 0 | 0 | 0 | 0 | 0 | 0 | 0 | 0 | 0 | 0 | 0 | 0 | 0 | 0 | 0 | 0 | 0 | 0 | 0 | 0 | 0 | 0 | 0 | 0 | 0 | 0 | 0
F3_Commercial_School_Existing_Miscellaneous_Electric_Pool Heater_E8 | F3 | Commercial | School | Existing | Miscellaneous | Electric | Pool Heater | E8 | PACT BC Ratio | 0 | 0 | 0 | 0 | 0 | 0 | 0 | 0 | 0 | 0 | 0 | 0 | 0 | 0 | 0 | 0 | 0 | 0 | 0 | 0 | 0 | 0 | 0 | 0 | 0 | 0 | 0 | 0 | 0 | 0
F3_Commercial_School_Existing_Miscellaneous_Electric_Pool Heater_E9 | F3 | Commercial | School | Existing | Miscellaneous | Electric | Pool Heater | E9 | PACT BC Ratio | 0 | 0 | 0 | 0 | 0 | 0 | 0 | 0 | 0 | 0 | 0 | 0 | 0 | 0 | 0 | 0 | 0 | 0 | 0 | 0 | 0 | 0 | 0 | 0 | 0 | 0 | 0 | 0 | 0 | 0
F3_Commercial_School_Existing_Miscellaneous_Electric_Pool Heater_E10 | F3 | Commercial | School | Existing | Miscellaneous | Electric | Pool Heater | E10 | PACT BC Ratio | 0 | 0 | 0 | 0 | 0 | 0 | 0 | 0 | 0 | 0 | 0 | 0 | 0 | 0 | 0 | 0 | 0 | 0 | 0 | 0 | 0 | 0 | 0 | 0 | 0 | 0 | 0 | 0 | 0 | 0
F4_Commercial_School_Existing_Miscellaneous_Electric_Pool Heater_E1 | F4 | Commercial | School | Existing | Miscellaneous | Electric | Pool Heater | E1 | RVT BC Ratio | 0 | 0 | 0 | 0 | 0 | 0 | 0 | 0 | 0 | 0 | 0 | 0 | 0 | 0 | 0 | 0 | 0 | 0 | 0 | 0 | 0 | 0 | 0 | 0 | 0 | 0 | 0 | 0 | 0 | 0
F4_Commercial_School_Existing_Miscellaneous_Electric_Pool Heater_E2 | F4 | Commercial | School | Existing | Miscellaneous | Electric | Pool Heater | E2 | RVT BC Ratio | 0 | 0 | 0 | 0 | 0 | 0 | 0 | 0 | 0 | 0 | 0 | 0 | 0 | 0 | 0 | 0 | 0 | 0 | 0 | 0 | 0 | 0 | 0 | 0 | 0 | 0 | 0 | 0 | 0 | 0
F4_Commercial_School_Existing_Miscellaneous_Electric_Pool Heater_E3 | F4 | Commercial | School | Existing | Miscellaneous | Electric | Pool Heater | E3 | RVT BC Ratio | 0 | 0 | 0 | 0 | 0 | 0 | 0 | 0 | 0 | 0 | 0 | 0 | 0 | 0 | 0 | 0 | 0 | 0 | 0 | 0 | 0 | 0 | 0 | 0 | 0 | 0 | 0 | 0 | 0 | 0
F4_Commercial_School_Existing_Miscellaneous_Electric_Pool Heater_E4 | F4 | Commercial | School | Existing | Miscellaneous | Electric | Pool Heater | E4 | RVT BC Ratio | 0 | 0 | 0 | 0 | 0 | 0 | 0 | 0 | 0 | 0 | 0 | 0 | 0 | 0 | 0 | 0 | 0 | 0 | 0 | 0 | 0 | 0 | 0 | 0 | 0 | 0 | 0 | 0 | 0 | 0
F4_Commercial_School_Existing_Miscellaneous_Electric_Pool Heater_E5 | F4 | Commercial | School | Existing | Miscellaneous | Electric | Pool Heater | E5 | RVT BC Ratio | 0 | 0 | 0 | 0 | 0 | 0 | 0 | 0 | 0 | 0 | 0 | 0 | 0 | 0 | 0 | 0 | 0 | 0 | 0 | 0 | 0 | 0 | 0 | 0 | 0 | 0 | 0 | 0 | 0 | 0
F4_Commercial_School_Existing_Miscellaneous_Electric_Pool Heater_E6 | F4 | Commercial | School | Existing | Miscellaneous | Electric | Pool Heater | E6 | RVT BC Ratio | 0 | 0 | 0 | 0 | 0 | 0 | 0 | 0 | 0 | 0 | 0 | 0 | 0 | 0 | 0 | 0 | 0 | 0 | 0 | 0 | 0 | 0 | 0 | 0 | 0 | 0 | 0 | 0 | 0 | 0
F4_Commercial_School_Existing_Miscellaneous_Electric_Pool Heater_E7 | F4 | Commercial | School | Existing | Miscellaneous | Electric | Pool Heater | E7 | RVT BC Ratio | 0 | 0 | 0 | 0 | 0 | 0 | 0 | 0 | 0 | 0 | 0 | 0 | 0 | 0 | 0 | 0 | 0 | 0 | 0 | 0 | 0 | 0 | 0 | 0 | 0 | 0 | 0 | 0 | 0 | 0
F4_Commercial_School_Existing_Miscellaneous_Electric_Pool Heater_E8 | F4 | Commercial | School | Existing | Miscellaneous | Electric | Pool Heater | E8 | RVT BC Ratio | 0 | 0 | 0 | 0 | 0 | 0 | 0 | 0 | 0 | 0 | 0 | 0 | 0 | 0 | 0 | 0 | 0 | 0 | 0 | 0 | 0 | 0 | 0 | 0 | 0 | 0 | 0 | 0 | 0 | 0
F4_Commercial_School_Existing_Miscellaneous_Electric_Pool Heater_E9 | F4 | Commercial | School | Existing | Miscellaneous | Electric | Pool Heater | E9 | RVT BC Ratio | 0 | 0 | 0 | 0 | 0 | 0 | 0 | 0 | 0 | 0 | 0 | 0 | 0 | 0 | 0 | 0 | 0 | 0 | 0 | 0 | 0 | 0 | 0 | 0 | 0 | 0 | 0 | 0 | 0 | 0
F4_Commercial_School_Existing_Miscellaneous_Electric_Pool Heater_E10 | F4 | Commercial | School | Existing | Miscellaneous | Electric | Pool Heater | E10 | RVT BC Ratio | 0 | 0 | 0 | 0 | 0 | 0 | 0 | 0 | 0 | 0 | 0 | 0 | 0 | 0 | 0 | 0 | 0 | 0 | 0 | 0 | 0 | 0 | 0 | 0 | 0 | 0 | 0 | 0 | 0 | 0
F5_Commercial_School_Existing_Miscellaneous_Electric_Pool Heater_E1 | F5 | Commercial | School | Existing | Miscellaneous | Electric | Pool Heater | E1 | RIM BC Ratio | 0 | 0 | 0 | 0 | 0 | 0 | 0 | 0 | 0 | 0 | 0 | 0 | 0 | 0 | 0 | 0 | 0 | 0 | 0 | 0 | 0 | 0 | 0 | 0 | 0 | 0 | 0 | 0 | 0 | 0
F5_Commercial_School_Existing_Miscellaneous_Electric_Pool Heater_E2 | F5 | Commercial | School | Existing | Miscellaneous | Electric | Pool Heater | E2 | RIM BC Ratio | 0 | 0 | 0 | 0 | 0 | 0 | 0 | 0 | 0 | 0 | 0 | 0 | 0 | 0 | 0 | 0 | 0 | 0 | 0 | 0 | 0 | 0 | 0 | 0 | 0 | 0 | 0 | 0 | 0 | 0
F5_Commercial_School_Existing_Miscellaneous_Electric_Pool Heater_E3 | F5 | Commercial | School | Existing | Miscellaneous | Electric | Pool Heater | E3 | RIM BC Ratio | 0 | 0 | 0 | 0 | 0 | 0 | 0 | 0 | 0 | 0 | 0 | 0 | 0 | 0 | 0 | 0 | 0 | 0 | 0 | 0 | 0 | 0 | 0 | 0 | 0 | 0 | 0 | 0 | 0 | 0
F5_Commercial_School_Existing_Miscellaneous_Electric_Pool Heater_E4 | F5 | Commercial | School | Existing | Miscellaneous | Electric | Pool Heater | E4 | RIM BC Ratio | 0 | 0 | 0 | 0 | 0 | 0 | 0 | 0 | 0 | 0 | 0 | 0 | 0 | 0 | 0 | 0 | 0 | 0 | 0 | 0 | 0 | 0 | 0 | 0 | 0 | 0 | 0 | 0 | 0 | 0
F5_Commercial_School_Existing_Miscellaneous_Electric_Pool Heater_E5 | F5 | Commercial | School | Existing | Miscellaneous | Electric | Pool Heater | E5 | RIM BC Ratio | 0 | 0 | 0 | 0 | 0 | 0 | 0 | 0 | 0 | 0 | 0 | 0 | 0 | 0 | 0 | 0 | 0 | 0 | 0 | 0 | 0 | 0 | 0 | 0 | 0 | 0 | 0 | 0 | 0 | 0
F5_Commercial_School_Existing_Miscellaneous_Electric_Pool Heater_E6 | F5 | Commercial | School | Existing | Miscellaneous | Electric | Pool Heater | E6 | RIM BC Ratio | 0 | 0 | 0 | 0 | 0 | 0 | 0 | 0 | 0 | 0 | 0 | 0 | 0 | 0 | 0 | 0 | 0 | 0 | 0 | 0 | 0 | 0 | 0 | 0 | 0 | 0 | 0 | 0 | 0 | 0
F5_Commercial_School_Existing_Miscellaneous_Electric_Pool Heater_E7 | F5 | Commercial | School | Existing | Miscellaneous | Electric | Pool Heater | E7 | RIM BC Ratio | 0 | 0 | 0 | 0 | 0 | 0 | 0 | 0 | 0 | 0 | 0 | 0 | 0 | 0 | 0 | 0 | 0 | 0 | 0 | 0 | 0 | 0 | 0 | 0 | 0 | 0 | 0 | 0 | 0 | 0
F5_Commercial_School_Existing_Miscellaneous_Electric_Pool Heater_E8 | F5 | Commercial | School | Existing | Miscellaneous | Electric | Pool Heater | E8 | RIM BC Ratio | 0 | 0 | 0 | 0 | 0 | 0 | 0 | 0 | 0 | 0 | 0 | 0 | 0 | 0 | 0 | 0 | 0 | 0 | 0 | 0 | 0 | 0 | 0 | 0 | 0 | 0 | 0 | 0 | 0 | 0
F5_Commercial_School_Existing_Miscellaneous_Electric_Pool Heater_E9 | F5 | Commercial | School | Existing | Miscellaneous | Electric | Pool Heater | E9 | RIM BC Ratio | 0 | 0 | 0 | 0 | 0 | 0 | 0 | 0 | 0 | 0 | 0 | 0 | 0 | 0 | 0 | 0 | 0 | 0 | 0 | 0 | 0 | 0 | 0 | 0 | 0 | 0 | 0 | 0 | 0 | 0
F5_Commercial_School_Existing_Miscellaneous_Electric_Pool Heater_E10 | F5 | Commercial | School | Existing | Miscellaneous | Electric | Pool Heater | E10 | RIM BC Ratio | 0 | 0 | 0 | 0 | 0 | 0 | 0 | 0 | 0 | 0 | 0 | 0 | 0 | 0 | 0 | 0 | 0 | 0 | 0 | 0 | 0 | 0 | 0 | 0 | 0 | 0 | 0 | 0 | 0 | 0
F0_Commercial_School_Existing_Miscellaneous_Electric_Clothes Washer_E0 | F0 | Commercial | School | Existing | Miscellaneous | Electric | Clothes Washer | E0 | Economic Unit | 0 | 0 | 0 | 0 | 0 | 0 | 0 | 0 | 0 | 0 | 0 | 0 | 0 | 0 | 0 | 0 | 0 | 0 | 0 | 0 | 0 | 0 | 0 | 0 | 0 | 0 | 0 | 0 | 0 | 0
F1_Commercial_School_Existing_Miscellaneous_Electric_Clothes Washer_E1 | F1 | Commercial | School | Existing | Miscellaneous | Electric | Clothes Washer | E1 | CCE | 0 | 0 | 0 | 0 | 0 | 0 | 0 | 0 | 0 | 0 | 0 | 0 | 0 | 0 | 0 | 0 | 0 | 0 | 0 | 0 | 0 | 0 | 0 | 0 | 0 | 0 | 0 | 0 | 0 | 0
F1_Commercial_School_Existing_Miscellaneous_Electric_Clothes Washer_E2 | F1 | Commercial | School | Existing | Miscellaneous | Electric | Clothes Washer | E2 | CCE | 0 | 0 | 0 | 0 | 0 | 0 | 0 | 0 | 0 | 0 | 0 | 0 | 0 | 0 | 0 | 0 | 0 | 0 | 0 | 0 | 0 | 0 | 0 | 0 | 0 | 0 | 0 | 0 | 0 | 0
F1_Commercial_School_Existing_Miscellaneous_Electric_Clothes Washer_E3 | F1 | Commercial | School | Existing | Miscellaneous | Electric | Clothes Washer | E3 | CCE | 0 | 0 | 0 | 0 | 0 | 0 | 0 | 0 | 0 | 0 | 0 | 0 | 0 | 0 | 0 | 0 | 0 | 0 | 0 | 0 | 0 | 0 | 0 | 0 | 0 | 0 | 0 | 0 | 0 | 0
F1_Commercial_School_Existing_Miscellaneous_Electric_Clothes Washer_E4 | F1 | Commercial | School | Existing | Miscellaneous | Electric | Clothes Washer | E4 | CCE | 0 | 0 | 0 | 0 | 0 | 0 | 0 | 0 | 0 | 0 | 0 | 0 | 0 | 0 | 0 | 0 | 0 | 0 | 0 | 0 | 0 | 0 | 0 | 0 | 0 | 0 | 0 | 0 | 0 | 0
F1_Commercial_School_Existing_Miscellaneous_Electric_Clothes Washer_E5 | F1 | Commercial | School | Existing | Miscellaneous | Electric | Clothes Washer | E5 | CCE | 0 | 0 | 0 | 0 | 0 | 0 | 0 | 0 | 0 | 0 | 0 | 0 | 0 | 0 | 0 | 0 | 0 | 0 | 0 | 0 | 0 | 0 | 0 | 0 | 0 | 0 | 0 | 0 | 0 | 0
F1_Commercial_School_Existing_Miscellaneous_Electric_Clothes Washer_E6 | F1 | Commercial | School | Existing | Miscellaneous | Electric | Clothes Washer | E6 | CCE | 0 | 0 | 0 | 0 | 0 | 0 | 0 | 0 | 0 | 0 | 0 | 0 | 0 | 0 | 0 | 0 | 0 | 0 | 0 | 0 | 0 | 0 | 0 | 0 | 0 | 0 | 0 | 0 | 0 | 0
F1_Commercial_School_Existing_Miscellaneous_Electric_Clothes Washer_E7 | F1 | Commercial | School | Existing | Miscellaneous | Electric | Clothes Washer | E7 | CCE | 0 | 0 | 0 | 0 | 0 | 0 | 0 | 0 | 0 | 0 | 0 | 0 | 0 | 0 | 0 | 0 | 0 | 0 | 0 | 0 | 0 | 0 | 0 | 0 | 0 | 0 | 0 | 0 | 0 | 0
F1_Commercial_School_Existing_Miscellaneous_Electric_Clothes Washer_E8 | F1 | Commercial | School | Existing | Miscellaneous | Electric | Clothes Washer | E8 | CCE | 0 | 0 | 0 | 0 | 0 | 0 | 0 | 0 | 0 | 0 | 0 | 0 | 0 | 0 | 0 | 0 | 0 | 0 | 0 | 0 | 0 | 0 | 0 | 0 | 0 | 0 | 0 | 0 | 0 | 0
F1_Commercial_School_Existing_Miscellaneous_Electric_Clothes Washer_E9 | F1 | Commercial | School | Existing | Miscellaneous | Electric | Clothes Washer | E9 | CCE | 0 | 0 | 0 | 0 | 0 | 0 | 0 | 0 | 0 | 0 | 0 | 0 | 0 | 0 | 0 | 0 | 0 | 0 | 0 | 0 | 0 | 0 | 0 | 0 | 0 | 0 | 0 | 0 | 0 | 0
F1_Commercial_School_Existing_Miscellaneous_Electric_Clothes Washer_E10 | F1 | Commercial | School | Existing | Miscellaneous | Electric | Clothes Washer | E10 | CCE | 0 | 0 | 0 | 0 | 0 | 0 | 0 | 0 | 0 | 0 | 0 | 0 | 0 | 0 | 0 | 0 | 0 | 0 | 0 | 0 | 0 | 0 | 0 | 0 | 0 | 0 | 0 | 0 | 0 | 0
F2_Commercial_School_Existing_Miscellaneous_Electric_Clothes Washer_E1 | F2 | Commercial | School | Existing | Miscellaneous | Electric | Clothes Washer | E1 | TRC BC Ratio | 0 | 0 | 0 | 0 | 0 | 0 | 0 | 0 | 0 | 0 | 0 | 0 | 0 | 0 | 0 | 0 | 0 | 0 | 0 | 0 | 0 | 0 | 0 | 0 | 0 | 0 | 0 | 0 | 0 | 0
F2_Commercial_School_Existing_Miscellaneous_Electric_Clothes Washer_E2 | F2 | Commercial | School | Existing | Miscellaneous | Electric | Clothes Washer | E2 | TRC BC Ratio | 0 | 0 | 0 | 0 | 0 | 0 | 0 | 0 | 0 | 0 | 0 | 0 | 0 | 0 | 0 | 0 | 0 | 0 | 0 | 0 | 0 | 0 | 0 | 0 | 0 | 0 | 0 | 0 | 0 | 0
F2_Commercial_School_Existing_Miscellaneous_Electric_Clothes Washer_E3 | F2 | Commercial | School | Existing | Miscellaneous | Electric | Clothes Washer | E3 | TRC BC Ratio | 0 | 0 | 0 | 0 | 0 | 0 | 0 | 0 | 0 | 0 | 0 | 0 | 0 | 0 | 0 | 0 | 0 | 0 | 0 | 0 | 0 | 0 | 0 | 0 | 0 | 0 | 0 | 0 | 0 | 0
F2_Commercial_School_Existing_Miscellaneous_Electric_Clothes Washer_E4 | F2 | Commercial | School | Existing | Miscellaneous | Electric | Clothes Washer | E4 | TRC BC Ratio | 0 | 0 | 0 | 0 | 0 | 0 | 0 | 0 | 0 | 0 | 0 | 0 | 0 | 0 | 0 | 0 | 0 | 0 | 0 | 0 | 0 | 0 | 0 | 0 | 0 | 0 | 0 | 0 | 0 | 0
F2_Commercial_School_Existing_Miscellaneous_Electric_Clothes Washer_E5 | F2 | Commercial | School | Existing | Miscellaneous | Electric | Clothes Washer | E5 | TRC BC Ratio | 0 | 0 | 0 | 0 | 0 | 0 | 0 | 0 | 0 | 0 | 0 | 0 | 0 | 0 | 0 | 0 | 0 | 0 | 0 | 0 | 0 | 0 | 0 | 0 | 0 | 0 | 0 | 0 | 0 | 0
F2_Commercial_School_Existing_Miscellaneous_Electric_Clothes Washer_E6 | F2 | Commercial | School | Existing | Miscellaneous | Electric | Clothes Washer | E6 | TRC BC Ratio | 0 | 0 | 0 | 0 | 0 | 0 | 0 | 0 | 0 | 0 | 0 | 0 | 0 | 0 | 0 | 0 | 0 | 0 | 0 | 0 | 0 | 0 | 0 | 0 | 0 | 0 | 0 | 0 | 0 | 0
F2_Commercial_School_Existing_Miscellaneous_Electric_Clothes Washer_E7 | F2 | Commercial | School | Existing | Miscellaneous | Electric | Clothes Washer | E7 | TRC BC Ratio | 0 | 0 | 0 | 0 | 0 | 0 | 0 | 0 | 0 | 0 | 0 | 0 | 0 | 0 | 0 | 0 | 0 | 0 | 0 | 0 | 0 | 0 | 0 | 0 | 0 | 0 | 0 | 0 | 0 | 0
F2_Commercial_School_Existing_Miscellaneous_Electric_Clothes Washer_E8 | F2 | Commercial | School | Existing | Miscellaneous | Electric | Clothes Washer | E8 | TRC BC Ratio | 0 | 0 | 0 | 0 | 0 | 0 | 0 | 0 | 0 | 0 | 0 | 0 | 0 | 0 | 0 | 0 | 0 | 0 | 0 | 0 | 0 | 0 | 0 | 0 | 0 | 0 | 0 | 0 | 0 | 0
F2_Commercial_School_Existing_Miscellaneous_Electric_Clothes Washer_E9 | F2 | Commercial | School | Existing | Miscellaneous | Electric | Clothes Washer | E9 | TRC BC Ratio | 0 | 0 | 0 | 0 | 0 | 0 | 0 | 0 | 0 | 0 | 0 | 0 | 0 | 0 | 0 | 0 | 0 | 0 | 0 | 0 | 0 | 0 | 0 | 0 | 0 | 0 | 0 | 0 | 0 | 0
F2_Commercial_School_Existing_Miscellaneous_Electric_Clothes Washer_E10 | F2 | Commercial | School | Existing | Miscellaneous | Electric | Clothes Washer | E10 | TRC BC Ratio | 0 | 0 | 0 | 0 | 0 | 0 | 0 | 0 | 0 | 0 | 0 | 0 | 0 | 0 | 0 | 0 | 0 | 0 | 0 | 0 | 0 | 0 | 0 | 0 | 0 | 0 | 0 | 0 | 0 | 0
F3_Commercial_School_Existing_Miscellaneous_Electric_Clothes Washer_E1 | F3 | Commercial | School | Existing | Miscellaneous | Electric | Clothes Washer | E1 | PACT BC Ratio | 0 | 0 | 0 | 0 | 0 | 0 | 0 | 0 | 0 | 0 | 0 | 0 | 0 | 0 | 0 | 0 | 0 | 0 | 0 | 0 | 0 | 0 | 0 | 0 | 0 | 0 | 0 | 0 | 0 | 0
F3_Commercial_School_Existing_Miscellaneous_Electric_Clothes Washer_E2 | F3 | Commercial | School | Existing | Miscellaneous | Electric | Clothes Washer | E2 | PACT BC Ratio | 0 | 0 | 0 | 0 | 0 | 0 | 0 | 0 | 0 | 0 | 0 | 0 | 0 | 0 | 0 | 0 | 0 | 0 | 0 | 0 | 0 | 0 | 0 | 0 | 0 | 0 | 0 | 0 | 0 | 0
F3_Commercial_School_Existing_Miscellaneous_Electric_Clothes Washer_E3 | F3 | Commercial | School | Existing | Miscellaneous | Electric | Clothes Washer | E3 | PACT BC Ratio | 0 | 0 | 0 | 0 | 0 | 0 | 0 | 0 | 0 | 0 | 0 | 0 | 0 | 0 | 0 | 0 | 0 | 0 | 0 | 0 | 0 | 0 | 0 | 0 | 0 | 0 | 0 | 0 | 0 | 0
F3_Commercial_School_Existing_Miscellaneous_Electric_Clothes Washer_E4 | F3 | Commercial | School | Existing | Miscellaneous | Electric | Clothes Washer | E4 | PACT BC Ratio | 0 | 0 | 0 | 0 | 0 | 0 | 0 | 0 | 0 | 0 | 0 | 0 | 0 | 0 | 0 | 0 | 0 | 0 | 0 | 0 | 0 | 0 | 0 | 0 | 0 | 0 | 0 | 0 | 0 | 0
F3_Commercial_School_Existing_Miscellaneous_Electric_Clothes Washer_E5 | F3 | Commercial | School | Existing | Miscellaneous | Electric | Clothes Washer | E5 | PACT BC Ratio | 0 | 0 | 0 | 0 | 0 | 0 | 0 | 0 | 0 | 0 | 0 | 0 | 0 | 0 | 0 | 0 | 0 | 0 | 0 | 0 | 0 | 0 | 0 | 0 | 0 | 0 | 0 | 0 | 0 | 0
F3_Commercial_School_Existing_Miscellaneous_Electric_Clothes Washer_E6 | F3 | Commercial | School | Existing | Miscellaneous | Electric | Clothes Washer | E6 | PACT BC Ratio | 0 | 0 | 0 | 0 | 0 | 0 | 0 | 0 | 0 | 0 | 0 | 0 | 0 | 0 | 0 | 0 | 0 | 0 | 0 | 0 | 0 | 0 | 0 | 0 | 0 | 0 | 0 | 0 | 0 | 0
F3_Commercial_School_Existing_Miscellaneous_Electric_Clothes Washer_E7 | F3 | Commercial | School | Existing | Miscellaneous | Electric | Clothes Washer | E7 | PACT BC Ratio | 0 | 0 | 0 | 0 | 0 | 0 | 0 | 0 | 0 | 0 | 0 | 0 | 0 | 0 | 0 | 0 | 0 | 0 | 0 | 0 | 0 | 0 | 0 | 0 | 0 | 0 | 0 | 0 | 0 | 0
F3_Commercial_School_Existing_Miscellaneous_Electric_Clothes Washer_E8 | F3 | Commercial | School | Existing | Miscellaneous | Electric | Clothes Washer | E8 | PACT BC Ratio | 0 | 0 | 0 | 0 | 0 | 0 | 0 | 0 | 0 | 0 | 0 | 0 | 0 | 0 | 0 | 0 | 0 | 0 | 0 | 0 | 0 | 0 | 0 | 0 | 0 | 0 | 0 | 0 | 0 | 0
F3_Commercial_School_Existing_Miscellaneous_Electric_Clothes Washer_E9 | F3 | Commercial | School | Existing | Miscellaneous | Electric | Clothes Washer | E9 | PACT BC Ratio | 0 | 0 | 0 | 0 | 0 | 0 | 0 | 0 | 0 | 0 | 0 | 0 | 0 | 0 | 0 | 0 | 0 | 0 | 0 | 0 | 0 | 0 | 0 | 0 | 0 | 0 | 0 | 0 | 0 | 0
F3_Commercial_School_Existing_Miscellaneous_Electric_Clothes Washer_E10 | F3 | Commercial | School | Existing | Miscellaneous | Electric | Clothes Washer | E10 | PACT BC Ratio | 0 | 0 | 0 | 0 | 0 | 0 | 0 | 0 | 0 | 0 | 0 | 0 | 0 | 0 | 0 | 0 | 0 | 0 | 0 | 0 | 0 | 0 | 0 | 0 | 0 | 0 | 0 | 0 | 0 | 0
F4_Commercial_School_Existing_Miscellaneous_Electric_Clothes Washer_E1 | F4 | Commercial | School | Existing | Miscellaneous | Electric | Clothes Washer | E1 | RVT BC Ratio | 0 | 0 | 0 | 0 | 0 | 0 | 0 | 0 | 0 | 0 | 0 | 0 | 0 | 0 | 0 | 0 | 0 | 0 | 0 | 0 | 0 | 0 | 0 | 0 | 0 | 0 | 0 | 0 | 0 | 0
F4_Commercial_School_Existing_Miscellaneous_Electric_Clothes Washer_E2 | F4 | Commercial | School | Existing | Miscellaneous | Electric | Clothes Washer | E2 | RVT BC Ratio | 0 | 0 | 0 | 0 | 0 | 0 | 0 | 0 | 0 | 0 | 0 | 0 | 0 | 0 | 0 | 0 | 0 | 0 | 0 | 0 | 0 | 0 | 0 | 0 | 0 | 0 | 0 | 0 | 0 | 0
F4_Commercial_School_Existing_Miscellaneous_Electric_Clothes Washer_E3 | F4 | Commercial | School | Existing | Miscellaneous | Electric | Clothes Washer | E3 | RVT BC Ratio | 0 | 0 | 0 | 0 | 0 | 0 | 0 | 0 | 0 | 0 | 0 | 0 | 0 | 0 | 0 | 0 | 0 | 0 | 0 | 0 | 0 | 0 | 0 | 0 | 0 | 0 | 0 | 0 | 0 | 0
F4_Commercial_School_Existing_Miscellaneous_Electric_Clothes Washer_E4 | F4 | Commercial | School | Existing | Miscellaneous | Electric | Clothes Washer | E4 | RVT BC Ratio | 0 | 0 | 0 | 0 | 0 | 0 | 0 | 0 | 0 | 0 | 0 | 0 | 0 | 0 | 0 | 0 | 0 | 0 | 0 | 0 | 0 | 0 | 0 | 0 | 0 | 0 | 0 | 0 | 0 | 0
F4_Commercial_School_Existing_Miscellaneous_Electric_Clothes Washer_E5 | F4 | Commercial | School | Existing | Miscellaneous | Electric | Clothes Washer | E5 | RVT BC Ratio | 0 | 0 | 0 | 0 | 0 | 0 | 0 | 0 | 0 | 0 | 0 | 0 | 0 | 0 | 0 | 0 | 0 | 0 | 0 | 0 | 0 | 0 | 0 | 0 | 0 | 0 | 0 | 0 | 0 | 0
F4_Commercial_School_Existing_Miscellaneous_Electric_Clothes Washer_E6 | F4 | Commercial | School | Existing | Miscellaneous | Electric | Clothes Washer | E6 | RVT BC Ratio | 0 | 0 | 0 | 0 | 0 | 0 | 0 | 0 | 0 | 0 | 0 | 0 | 0 | 0 | 0 | 0 | 0 | 0 | 0 | 0 | 0 | 0 | 0 | 0 | 0 | 0 | 0 | 0 | 0 | 0
F4_Commercial_School_Existing_Miscellaneous_Electric_Clothes Washer_E7 | F4 | Commercial | School | Existing | Miscellaneous | Electric | Clothes Washer | E7 | RVT BC Ratio | 0 | 0 | 0 | 0 | 0 | 0 | 0 | 0 | 0 | 0 | 0 | 0 | 0 | 0 | 0 | 0 | 0 | 0 | 0 | 0 | 0 | 0 | 0 | 0 | 0 | 0 | 0 | 0 | 0 | 0
F4_Commercial_School_Existing_Miscellaneous_Electric_Clothes Washer_E8 | F4 | Commercial | School | Existing | Miscellaneous | Electric | Clothes Washer | E8 | RVT BC Ratio | 0 | 0 | 0 | 0 | 0 | 0 | 0 | 0 | 0 | 0 | 0 | 0 | 0 | 0 | 0 | 0 | 0 | 0 | 0 | 0 | 0 | 0 | 0 | 0 | 0 | 0 | 0 | 0 | 0 | 0
F4_Commercial_School_Existing_Miscellaneous_Electric_Clothes Washer_E9 | F4 | Commercial | School | Existing | Miscellaneous | Electric | Clothes Washer | E9 | RVT BC Ratio | 0 | 0 | 0 | 0 | 0 | 0 | 0 | 0 | 0 | 0 | 0 | 0 | 0 | 0 | 0 | 0 | 0 | 0 | 0 | 0 | 0 | 0 | 0 | 0 | 0 | 0 | 0 | 0 | 0 | 0
F4_Commercial_School_Existing_Miscellaneous_Electric_Clothes Washer_E10 | F4 | Commercial | School | Existing | Miscellaneous | Electric | Clothes Washer | E10 | RVT BC Ratio | 0 | 0 | 0 | 0 | 0 | 0 | 0 | 0 | 0 | 0 | 0 | 0 | 0 | 0 | 0 | 0 | 0 | 0 | 0 | 0 | 0 | 0 | 0 | 0 | 0 | 0 | 0 | 0 | 0 | 0
F5_Commercial_School_Existing_Miscellaneous_Electric_Clothes Washer_E1 | F5 | Commercial | School | Existing | Miscellaneous | Electric | Clothes Washer | E1 | RIM BC Ratio | 0 | 0 | 0 | 0 | 0 | 0 | 0 | 0 | 0 | 0 | 0 | 0 | 0 | 0 | 0 | 0 | 0 | 0 | 0 | 0 | 0 | 0 | 0 | 0 | 0 | 0 | 0 | 0 | 0 | 0
F5_Commercial_School_Existing_Miscellaneous_Electric_Clothes Washer_E2 | F5 | Commercial | School | Existing | Miscellaneous | Electric | Clothes Washer | E2 | RIM BC Ratio | 0 | 0 | 0 | 0 | 0 | 0 | 0 | 0 | 0 | 0 | 0 | 0 | 0 | 0 | 0 | 0 | 0 | 0 | 0 | 0 | 0 | 0 | 0 | 0 | 0 | 0 | 0 | 0 | 0 | 0
F5_Commercial_School_Existing_Miscellaneous_Electric_Clothes Washer_E3 | F5 | Commercial | School | Existing | Miscellaneous | Electric | Clothes Washer | E3 | RIM BC Ratio | 0 | 0 | 0 | 0 | 0 | 0 | 0 | 0 | 0 | 0 | 0 | 0 | 0 | 0 | 0 | 0 | 0 | 0 | 0 | 0 | 0 | 0 | 0 | 0 | 0 | 0 | 0 | 0 | 0 | 0
F5_Commercial_School_Existing_Miscellaneous_Electric_Clothes Washer_E4 | F5 | Commercial | School | Existing | Miscellaneous | Electric | Clothes Washer | E4 | RIM BC Ratio | 0 | 0 | 0 | 0 | 0 | 0 | 0 | 0 | 0 | 0 | 0 | 0 | 0 | 0 | 0 | 0 | 0 | 0 | 0 | 0 | 0 | 0 | 0 | 0 | 0 | 0 | 0 | 0 | 0 | 0
F5_Commercial_School_Existing_Miscellaneous_Electric_Clothes Washer_E5 | F5 | Commercial | School | Existing | Miscellaneous | Electric | Clothes Washer | E5 | RIM BC Ratio | 0 | 0 | 0 | 0 | 0 | 0 | 0 | 0 | 0 | 0 | 0 | 0 | 0 | 0 | 0 | 0 | 0 | 0 | 0 | 0 | 0 | 0 | 0 | 0 | 0 | 0 | 0 | 0 | 0 | 0
F5_Commercial_School_Existing_Miscellaneous_Electric_Clothes Washer_E6 | F5 | Commercial | School | Existing | Miscellaneous | Electric | Clothes Washer | E6 | RIM BC Ratio | 0 | 0 | 0 | 0 | 0 | 0 | 0 | 0 | 0 | 0 | 0 | 0 | 0 | 0 | 0 | 0 | 0 | 0 | 0 | 0 | 0 | 0 | 0 | 0 | 0 | 0 | 0 | 0 | 0 | 0
F5_Commercial_School_Existing_Miscellaneous_Electric_Clothes Washer_E7 | F5 | Commercial | School | Existing | Miscellaneous | Electric | Clothes Washer | E7 | RIM BC Ratio | 0 | 0 | 0 | 0 | 0 | 0 | 0 | 0 | 0 | 0 | 0 | 0 | 0 | 0 | 0 | 0 | 0 | 0 | 0 | 0 | 0 | 0 | 0 | 0 | 0 | 0 | 0 | 0 | 0 | 0
F5_Commercial_School_Existing_Miscellaneous_Electric_Clothes Washer_E8 | F5 | Commercial | School | Existing | Miscellaneous | Electric | Clothes Washer | E8 | RIM BC Ratio | 0 | 0 | 0 | 0 | 0 | 0 | 0 | 0 | 0 | 0 | 0 | 0 | 0 | 0 | 0 | 0 | 0 | 0 | 0 | 0 | 0 | 0 | 0 | 0 | 0 | 0 | 0 | 0 | 0 | 0
F5_Commercial_School_Existing_Miscellaneous_Electric_Clothes Washer_E9 | F5 | Commercial | School | Existing | Miscellaneous | Electric | Clothes Washer | E9 | RIM BC Ratio | 0 | 0 | 0 | 0 | 0 | 0 | 0 | 0 | 0 | 0 | 0 | 0 | 0 | 0 | 0 | 0 | 0 | 0 | 0 | 0 | 0 | 0 | 0 | 0 | 0 | 0 | 0 | 0 | 0 | 0
F5_Commercial_School_Existing_Miscellaneous_Electric_Clothes Washer_E10 | F5 | Commercial | School | Existing | Miscellaneous | Electric | Clothes Washer | E10 | RIM BC Ratio | 0 | 0 | 0 | 0 | 0 | 0 | 0 | 0 | 0 | 0 | 0 | 0 | 0 | 0 | 0 | 0 | 0 | 0 | 0 | 0 | 0 | 0 | 0 | 0 | 0 | 0 | 0 | 0 | 0 | 0
F0_Commercial_School_Existing_Miscellaneous_Electric_Clothes Dryer_E0 | F0 | Commercial | School | Existing | Miscellaneous | Electric | Clothes Dryer | E0 | Economic Unit | 0 | 0 | 0 | 0 | 0 | 0 | 0 | 0 | 0 | 0 | 0 | 0 | 0 | 0 | 0 | 0 | 0 | 0 | 0 | 0 | 0 | 0 | 0 | 0 | 0 | 0 | 0 | 0 | 0 | 0
F1_Commercial_School_Existing_Miscellaneous_Electric_Clothes Dryer_E1 | F1 | Commercial | School | Existing | Miscellaneous | Electric | Clothes Dryer | E1 | CCE | 0 | 0 | 0 | 0 | 0 | 0 | 0 | 0 | 0 | 0 | 0 | 0 | 0 | 0 | 0 | 0 | 0 | 0 | 0 | 0 | 0 | 0 | 0 | 0 | 0 | 0 | 0 | 0 | 0 | 0
F1_Commercial_School_Existing_Miscellaneous_Electric_Clothes Dryer_E2 | F1 | Commercial | School | Existing | Miscellaneous | Electric | Clothes Dryer | E2 | CCE | 0 | 0 | 0 | 0 | 0 | 0 | 0 | 0 | 0 | 0 | 0 | 0 | 0 | 0 | 0 | 0 | 0 | 0 | 0 | 0 | 0 | 0 | 0 | 0 | 0 | 0 | 0 | 0 | 0 | 0
F1_Commercial_School_Existing_Miscellaneous_Electric_Clothes Dryer_E3 | F1 | Commercial | School | Existing | Miscellaneous | Electric | Clothes Dryer | E3 | CCE | 0 | 0 | 0 | 0 | 0 | 0 | 0 | 0 | 0 | 0 | 0 | 0 | 0 | 0 | 0 | 0 | 0 | 0 | 0 | 0 | 0 | 0 | 0 | 0 | 0 | 0 | 0 | 0 | 0 | 0
F1_Commercial_School_Existing_Miscellaneous_Electric_Clothes Dryer_E4 | F1 | Commercial | School | Existing | Miscellaneous | Electric | Clothes Dryer | E4 | CCE | 0 | 0 | 0 | 0 | 0 | 0 | 0 | 0 | 0 | 0 | 0 | 0 | 0 | 0 | 0 | 0 | 0 | 0 | 0 | 0 | 0 | 0 | 0 | 0 | 0 | 0 | 0 | 0 | 0 | 0
F1_Commercial_School_Existing_Miscellaneous_Electric_Clothes Dryer_E5 | F1 | Commercial | School | Existing | Miscellaneous | Electric | Clothes Dryer | E5 | CCE | 0 | 0 | 0 | 0 | 0 | 0 | 0 | 0 | 0 | 0 | 0 | 0 | 0 | 0 | 0 | 0 | 0 | 0 | 0 | 0 | 0 | 0 | 0 | 0 | 0 | 0 | 0 | 0 | 0 | 0
F1_Commercial_School_Existing_Miscellaneous_Electric_Clothes Dryer_E6 | F1 | Commercial | School | Existing | Miscellaneous | Electric | Clothes Dryer | E6 | CCE | 0 | 0 | 0 | 0 | 0 | 0 | 0 | 0 | 0 | 0 | 0 | 0 | 0 | 0 | 0 | 0 | 0 | 0 | 0 | 0 | 0 | 0 | 0 | 0 | 0 | 0 | 0 | 0 | 0 | 0
F1_Commercial_School_Existing_Miscellaneous_Electric_Clothes Dryer_E7 | F1 | Commercial | School | Existing | Miscellaneous | Electric | Clothes Dryer | E7 | CCE | 0 | 0 | 0 | 0 | 0 | 0 | 0 | 0 | 0 | 0 | 0 | 0 | 0 | 0 | 0 | 0 | 0 | 0 | 0 | 0 | 0 | 0 | 0 | 0 | 0 | 0 | 0 | 0 | 0 | 0
F1_Commercial_School_Existing_Miscellaneous_Electric_Clothes Dryer_E8 | F1 | Commercial | School | Existing | Miscellaneous | Electric | Clothes Dryer | E8 | CCE | 0 | 0 | 0 | 0 | 0 | 0 | 0 | 0 | 0 | 0 | 0 | 0 | 0 | 0 | 0 | 0 | 0 | 0 | 0 | 0 | 0 | 0 | 0 | 0 | 0 | 0 | 0 | 0 | 0 | 0
F1_Commercial_School_Existing_Miscellaneous_Electric_Clothes Dryer_E9 | F1 | Commercial | School | Existing | Miscellaneous | Electric | Clothes Dryer | E9 | CCE | 0 | 0 | 0 | 0 | 0 | 0 | 0 | 0 | 0 | 0 | 0 | 0 | 0 | 0 | 0 | 0 | 0 | 0 | 0 | 0 | 0 | 0 | 0 | 0 | 0 | 0 | 0 | 0 | 0 | 0
F1_Commercial_School_Existing_Miscellaneous_Electric_Clothes Dryer_E10 | F1 | Commercial | School | Existing | Miscellaneous | Electric | Clothes Dryer | E10 | CCE | 0 | 0 | 0 | 0 | 0 | 0 | 0 | 0 | 0 | 0 | 0 | 0 | 0 | 0 | 0 | 0 | 0 | 0 | 0 | 0 | 0 | 0 | 0 | 0 | 0 | 0 | 0 | 0 | 0 | 0
F2_Commercial_School_Existing_Miscellaneous_Electric_Clothes Dryer_E1 | F2 | Commercial | School | Existing | Miscellaneous | Electric | Clothes Dryer | E1 | TRC BC Ratio | 0 | 0 | 0 | 0 | 0 | 0 | 0 | 0 | 0 | 0 | 0 | 0 | 0 | 0 | 0 | 0 | 0 | 0 | 0 | 0 | 0 | 0 | 0 | 0 | 0 | 0 | 0 | 0 | 0 | 0
F2_Commercial_School_Existing_Miscellaneous_Electric_Clothes Dryer_E2 | F2 | Commercial | School | Existing | Miscellaneous | Electric | Clothes Dryer | E2 | TRC BC Ratio | 0 | 0 | 0 | 0 | 0 | 0 | 0 | 0 | 0 | 0 | 0 | 0 | 0 | 0 | 0 | 0 | 0 | 0 | 0 | 0 | 0 | 0 | 0 | 0 | 0 | 0 | 0 | 0 | 0 | 0
F2_Commercial_School_Existing_Miscellaneous_Electric_Clothes Dryer_E3 | F2 | Commercial | School | Existing | Miscellaneous | Electric | Clothes Dryer | E3 | TRC BC Ratio | 0 | 0 | 0 | 0 | 0 | 0 | 0 | 0 | 0 | 0 | 0 | 0 | 0 | 0 | 0 | 0 | 0 | 0 | 0 | 0 | 0 | 0 | 0 | 0 | 0 | 0 | 0 | 0 | 0 | 0
F2_Commercial_School_Existing_Miscellaneous_Electric_Clothes Dryer_E4 | F2 | Commercial | School | Existing | Miscellaneous | Electric | Clothes Dryer | E4 | TRC BC Ratio | 0 | 0 | 0 | 0 | 0 | 0 | 0 | 0 | 0 | 0 | 0 | 0 | 0 | 0 | 0 | 0 | 0 | 0 | 0 | 0 | 0 | 0 | 0 | 0 | 0 | 0 | 0 | 0 | 0 | 0
F2_Commercial_School_Existing_Miscellaneous_Electric_Clothes Dryer_E5 | F2 | Commercial | School | Existing | Miscellaneous | Electric | Clothes Dryer | E5 | TRC BC Ratio | 0 | 0 | 0 | 0 | 0 | 0 | 0 | 0 | 0 | 0 | 0 | 0 | 0 | 0 | 0 | 0 | 0 | 0 | 0 | 0 | 0 | 0 | 0 | 0 | 0 | 0 | 0 | 0 | 0 | 0
F2_Commercial_School_Existing_Miscellaneous_Electric_Clothes Dryer_E6 | F2 | Commercial | School | Existing | Miscellaneous | Electric | Clothes Dryer | E6 | TRC BC Ratio | 0 | 0 | 0 | 0 | 0 | 0 | 0 | 0 | 0 | 0 | 0 | 0 | 0 | 0 | 0 | 0 | 0 | 0 | 0 | 0 | 0 | 0 | 0 | 0 | 0 | 0 | 0 | 0 | 0 | 0
F2_Commercial_School_Existing_Miscellaneous_Electric_Clothes Dryer_E7 | F2 | Commercial | School | Existing | Miscellaneous | Electric | Clothes Dryer | E7 | TRC BC Ratio | 0 | 0 | 0 | 0 | 0 | 0 | 0 | 0 | 0 | 0 | 0 | 0 | 0 | 0 | 0 | 0 | 0 | 0 | 0 | 0 | 0 | 0 | 0 | 0 | 0 | 0 | 0 | 0 | 0 | 0
F2_Commercial_School_Existing_Miscellaneous_Electric_Clothes Dryer_E8 | F2 | Commercial | School | Existing | Miscellaneous | Electric | Clothes Dryer | E8 | TRC BC Ratio | 0 | 0 | 0 | 0 | 0 | 0 | 0 | 0 | 0 | 0 | 0 | 0 | 0 | 0 | 0 | 0 | 0 | 0 | 0 | 0 | 0 | 0 | 0 | 0 | 0 | 0 | 0 | 0 | 0 | 0
F2_Commercial_School_Existing_Miscellaneous_Electric_Clothes Dryer_E9 | F2 | Commercial | School | Existing | Miscellaneous | Electric | Clothes Dryer | E9 | TRC BC Ratio | 0 | 0 | 0 | 0 | 0 | 0 | 0 | 0 | 0 | 0 | 0 | 0 | 0 | 0 | 0 | 0 | 0 | 0 | 0 | 0 | 0 | 0 | 0 | 0 | 0 | 0 | 0 | 0 | 0 | 0
F2_Commercial_School_Existing_Miscellaneous_Electric_Clothes Dryer_E10 | F2 | Commercial | School | Existing | Miscellaneous | Electric | Clothes Dryer | E10 | TRC BC Ratio | 0 | 0 | 0 | 0 | 0 | 0 | 0 | 0 | 0 | 0 | 0 | 0 | 0 | 0 | 0 | 0 | 0 | 0 | 0 | 0 | 0 | 0 | 0 | 0 | 0 | 0 | 0 | 0 | 0 | 0
F3_Commercial_School_Existing_Miscellaneous_Electric_Clothes Dryer_E1 | F3 | Commercial | School | Existing | Miscellaneous | Electric | Clothes Dryer | E1 | PACT BC Ratio | 0 | 0 | 0 | 0 | 0 | 0 | 0 | 0 | 0 | 0 | 0 | 0 | 0 | 0 | 0 | 0 | 0 | 0 | 0 | 0 | 0 | 0 | 0 | 0 | 0 | 0 | 0 | 0 | 0 | 0
F3_Commercial_School_Existing_Miscellaneous_Electric_Clothes Dryer_E2 | F3 | Commercial | School | Existing | Miscellaneous | Electric | Clothes Dryer | E2 | PACT BC Ratio | 0 | 0 | 0 | 0 | 0 | 0 | 0 | 0 | 0 | 0 | 0 | 0 | 0 | 0 | 0 | 0 | 0 | 0 | 0 | 0 | 0 | 0 | 0 | 0 | 0 | 0 | 0 | 0 | 0 | 0
F3_Commercial_School_Existing_Miscellaneous_Electric_Clothes Dryer_E3 | F3 | Commercial | School | Existing | Miscellaneous | Electric | Clothes Dryer | E3 | PACT BC Ratio | 0 | 0 | 0 | 0 | 0 | 0 | 0 | 0 | 0 | 0 | 0 | 0 | 0 | 0 | 0 | 0 | 0 | 0 | 0 | 0 | 0 | 0 | 0 | 0 | 0 | 0 | 0 | 0 | 0 | 0
F3_Commercial_School_Existing_Miscellaneous_Electric_Clothes Dryer_E4 | F3 | Commercial | School | Existing | Miscellaneous | Electric | Clothes Dryer | E4 | PACT BC Ratio | 0 | 0 | 0 | 0 | 0 | 0 | 0 | 0 | 0 | 0 | 0 | 0 | 0 | 0 | 0 | 0 | 0 | 0 | 0 | 0 | 0 | 0 | 0 | 0 | 0 | 0 | 0 | 0 | 0 | 0
F3_Commercial_School_Existing_Miscellaneous_Electric_Clothes Dryer_E5 | F3 | Commercial | School | Existing | Miscellaneous | Electric | Clothes Dryer | E5 | PACT BC Ratio | 0 | 0 | 0 | 0 | 0 | 0 | 0 | 0 | 0 | 0 | 0 | 0 | 0 | 0 | 0 | 0 | 0 | 0 | 0 | 0 | 0 | 0 | 0 | 0 | 0 | 0 | 0 | 0 | 0 | 0
F3_Commercial_School_Existing_Miscellaneous_Electric_Clothes Dryer_E6 | F3 | Commercial | School | Existing | Miscellaneous | Electric | Clothes Dryer | E6 | PACT BC Ratio | 0 | 0 | 0 | 0 | 0 | 0 | 0 | 0 | 0 | 0 | 0 | 0 | 0 | 0 | 0 | 0 | 0 | 0 | 0 | 0 | 0 | 0 | 0 | 0 | 0 | 0 | 0 | 0 | 0 | 0
F3_Commercial_School_Existing_Miscellaneous_Electric_Clothes Dryer_E7 | F3 | Commercial | School | Existing | Miscellaneous | Electric | Clothes Dryer | E7 | PACT BC Ratio | 0 | 0 | 0 | 0 | 0 | 0 | 0 | 0 | 0 | 0 | 0 | 0 | 0 | 0 | 0 | 0 | 0 | 0 | 0 | 0 | 0 | 0 | 0 | 0 | 0 | 0 | 0 | 0 | 0 | 0
F3_Commercial_School_Existing_Miscellaneous_Electric_Clothes Dryer_E8 | F3 | Commercial | School | Existing | Miscellaneous | Electric | Clothes Dryer | E8 | PACT BC Ratio | 0 | 0 | 0 | 0 | 0 | 0 | 0 | 0 | 0 | 0 | 0 | 0 | 0 | 0 | 0 | 0 | 0 | 0 | 0 | 0 | 0 | 0 | 0 | 0 | 0 | 0 | 0 | 0 | 0 | 0
F3_Commercial_School_Existing_Miscellaneous_Electric_Clothes Dryer_E9 | F3 | Commercial | School | Existing | Miscellaneous | Electric | Clothes Dryer | E9 | PACT BC Ratio | 0 | 0 | 0 | 0 | 0 | 0 | 0 | 0 | 0 | 0 | 0 | 0 | 0 | 0 | 0 | 0 | 0 | 0 | 0 | 0 | 0 | 0 | 0 | 0 | 0 | 0 | 0 | 0 | 0 | 0
F3_Commercial_School_Existing_Miscellaneous_Electric_Clothes Dryer_E10 | F3 | Commercial | School | Existing | Miscellaneous | Electric | Clothes Dryer | E10 | PACT BC Ratio | 0 | 0 | 0 | 0 | 0 | 0 | 0 | 0 | 0 | 0 | 0 | 0 | 0 | 0 | 0 | 0 | 0 | 0 | 0 | 0 | 0 | 0 | 0 | 0 | 0 | 0 | 0 | 0 | 0 | 0
F4_Commercial_School_Existing_Miscellaneous_Electric_Clothes Dryer_E1 | F4 | Commercial | School | Existing | Miscellaneous | Electric | Clothes Dryer | E1 | RVT BC Ratio | 0 | 0 | 0 | 0 | 0 | 0 | 0 | 0 | 0 | 0 | 0 | 0 | 0 | 0 | 0 | 0 | 0 | 0 | 0 | 0 | 0 | 0 | 0 | 0 | 0 | 0 | 0 | 0 | 0 | 0
F4_Commercial_School_Existing_Miscellaneous_Electric_Clothes Dryer_E2 | F4 | Commercial | School | Existing | Miscellaneous | Electric | Clothes Dryer | E2 | RVT BC Ratio | 0 | 0 | 0 | 0 | 0 | 0 | 0 | 0 | 0 | 0 | 0 | 0 | 0 | 0 | 0 | 0 | 0 | 0 | 0 | 0 | 0 | 0 | 0 | 0 | 0 | 0 | 0 | 0 | 0 | 0
F4_Commercial_School_Existing_Miscellaneous_Electric_Clothes Dryer_E3 | F4 | Commercial | School | Existing | Miscellaneous | Electric | Clothes Dryer | E3 | RVT BC Ratio | 0 | 0 | 0 | 0 | 0 | 0 | 0 | 0 | 0 | 0 | 0 | 0 | 0 | 0 | 0 | 0 | 0 | 0 | 0 | 0 | 0 | 0 | 0 | 0 | 0 | 0 | 0 | 0 | 0 | 0
F4_Commercial_School_Existing_Miscellaneous_Electric_Clothes Dryer_E4 | F4 | Commercial | School | Existing | Miscellaneous | Electric | Clothes Dryer | E4 | RVT BC Ratio | 0 | 0 | 0 | 0 | 0 | 0 | 0 | 0 | 0 | 0 | 0 | 0 | 0 | 0 | 0 | 0 | 0 | 0 | 0 | 0 | 0 | 0 | 0 | 0 | 0 | 0 | 0 | 0 | 0 | 0
F4_Commercial_School_Existing_Miscellaneous_Electric_Clothes Dryer_E5 | F4 | Commercial | School | Existing | Miscellaneous | Electric | Clothes Dryer | E5 | RVT BC Ratio | 0 | 0 | 0 | 0 | 0 | 0 | 0 | 0 | 0 | 0 | 0 | 0 | 0 | 0 | 0 | 0 | 0 | 0 | 0 | 0 | 0 | 0 | 0 | 0 | 0 | 0 | 0 | 0 | 0 | 0
F4_Commercial_School_Existing_Miscellaneous_Electric_Clothes Dryer_E6 | F4 | Commercial | School | Existing | Miscellaneous | Electric | Clothes Dryer | E6 | RVT BC Ratio | 0 | 0 | 0 | 0 | 0 | 0 | 0 | 0 | 0 | 0 | 0 | 0 | 0 | 0 | 0 | 0 | 0 | 0 | 0 | 0 | 0 | 0 | 0 | 0 | 0 | 0 | 0 | 0 | 0 | 0
F4_Commercial_School_Existing_Miscellaneous_Electric_Clothes Dryer_E7 | F4 | Commercial | School | Existing | Miscellaneous | Electric | Clothes Dryer | E7 | RVT BC Ratio | 0 | 0 | 0 | 0 | 0 | 0 | 0 | 0 | 0 | 0 | 0 | 0 | 0 | 0 | 0 | 0 | 0 | 0 | 0 | 0 | 0 | 0 | 0 | 0 | 0 | 0 | 0 | 0 | 0 | 0
F4_Commercial_School_Existing_Miscellaneous_Electric_Clothes Dryer_E8 | F4 | Commercial | School | Existing | Miscellaneous | Electric | Clothes Dryer | E8 | RVT BC Ratio | 0 | 0 | 0 | 0 | 0 | 0 | 0 | 0 | 0 | 0 | 0 | 0 | 0 | 0 | 0 | 0 | 0 | 0 | 0 | 0 | 0 | 0 | 0 | 0 | 0 | 0 | 0 | 0 | 0 | 0
F4_Commercial_School_Existing_Miscellaneous_Electric_Clothes Dryer_E9 | F4 | Commercial | School | Existing | Miscellaneous | Electric | Clothes Dryer | E9 | RVT BC Ratio | 0 | 0 | 0 | 0 | 0 | 0 | 0 | 0 | 0 | 0 | 0 | 0 | 0 | 0 | 0 | 0 | 0 | 0 | 0 | 0 | 0 | 0 | 0 | 0 | 0 | 0 | 0 | 0 | 0 | 0
F4_Commercial_School_Existing_Miscellaneous_Electric_Clothes Dryer_E10 | F4 | Commercial | School | Existing | Miscellaneous | Electric | Clothes Dryer | E10 | RVT BC Ratio | 0 | 0 | 0 | 0 | 0 | 0 | 0 | 0 | 0 | 0 | 0 | 0 | 0 | 0 | 0 | 0 | 0 | 0 | 0 | 0 | 0 | 0 | 0 | 0 | 0 | 0 | 0 | 0 | 0 | 0
F5_Commercial_School_Existing_Miscellaneous_Electric_Clothes Dryer_E1 | F5 | Commercial | School | Existing | Miscellaneous | Electric | Clothes Dryer | E1 | RIM BC Ratio | 0 | 0 | 0 | 0 | 0 | 0 | 0 | 0 | 0 | 0 | 0 | 0 | 0 | 0 | 0 | 0 | 0 | 0 | 0 | 0 | 0 | 0 | 0 | 0 | 0 | 0 | 0 | 0 | 0 | 0
F5_Commercial_School_Existing_Miscellaneous_Electric_Clothes Dryer_E2 | F5 | Commercial | School | Existing | Miscellaneous | Electric | Clothes Dryer | E2 | RIM BC Ratio | 0 | 0 | 0 | 0 | 0 | 0 | 0 | 0 | 0 | 0 | 0 | 0 | 0 | 0 | 0 | 0 | 0 | 0 | 0 | 0 | 0 | 0 | 0 | 0 | 0 | 0 | 0 | 0 | 0 | 0
F5_Commercial_School_Existing_Miscellaneous_Electric_Clothes Dryer_E3 | F5 | Commercial | School | Existing | Miscellaneous | Electric | Clothes Dryer | E3 | RIM BC Ratio | 0 | 0 | 0 | 0 | 0 | 0 | 0 | 0 | 0 | 0 | 0 | 0 | 0 | 0 | 0 | 0 | 0 | 0 | 0 | 0 | 0 | 0 | 0 | 0 | 0 | 0 | 0 | 0 | 0 | 0
F5_Commercial_School_Existing_Miscellaneous_Electric_Clothes Dryer_E4 | F5 | Commercial | School | Existing | Miscellaneous | Electric | Clothes Dryer | E4 | RIM BC Ratio | 0 | 0 | 0 | 0 | 0 | 0 | 0 | 0 | 0 | 0 | 0 | 0 | 0 | 0 | 0 | 0 | 0 | 0 | 0 | 0 | 0 | 0 | 0 | 0 | 0 | 0 | 0 | 0 | 0 | 0
F5_Commercial_School_Existing_Miscellaneous_Electric_Clothes Dryer_E5 | F5 | Commercial | School | Existing | Miscellaneous | Electric | Clothes Dryer | E5 | RIM BC Ratio | 0 | 0 | 0 | 0 | 0 | 0 | 0 | 0 | 0 | 0 | 0 | 0 | 0 | 0 | 0 | 0 | 0 | 0 | 0 | 0 | 0 | 0 | 0 | 0 | 0 | 0 | 0 | 0 | 0 | 0
F5_Commercial_School_Existing_Miscellaneous_Electric_Clothes Dryer_E6 | F5 | Commercial | School | Existing | Miscellaneous | Electric | Clothes Dryer | E6 | RIM BC Ratio | 0 | 0 | 0 | 0 | 0 | 0 | 0 | 0 | 0 | 0 | 0 | 0 | 0 | 0 | 0 | 0 | 0 | 0 | 0 | 0 | 0 | 0 | 0 | 0 | 0 | 0 | 0 | 0 | 0 | 0
F5_Commercial_School_Existing_Miscellaneous_Electric_Clothes Dryer_E7 | F5 | Commercial | School | Existing | Miscellaneous | Electric | Clothes Dryer | E7 | RIM BC Ratio | 0 | 0 | 0 | 0 | 0 | 0 | 0 | 0 | 0 | 0 | 0 | 0 | 0 | 0 | 0 | 0 | 0 | 0 | 0 | 0 | 0 | 0 | 0 | 0 | 0 | 0 | 0 | 0 | 0 | 0
F5_Commercial_School_Existing_Miscellaneous_Electric_Clothes Dryer_E8 | F5 | Commercial | School | Existing | Miscellaneous | Electric | Clothes Dryer | E8 | RIM BC Ratio | 0 | 0 | 0 | 0 | 0 | 0 | 0 | 0 | 0 | 0 | 0 | 0 | 0 | 0 | 0 | 0 | 0 | 0 | 0 | 0 | 0 | 0 | 0 | 0 | 0 | 0 | 0 | 0 | 0 | 0
F5_Commercial_School_Existing_Miscellaneous_Electric_Clothes Dryer_E9 | F5 | Commercial | School | Existing | Miscellaneous | Electric | Clothes Dryer | E9 | RIM BC Ratio | 0 | 0 | 0 | 0 | 0 | 0 | 0 | 0 | 0 | 0 | 0 | 0 | 0 | 0 | 0 | 0 | 0 | 0 | 0 | 0 | 0 | 0 | 0 | 0 | 0 | 0 | 0 | 0 | 0 | 0
F5_Commercial_School_Existing_Miscellaneous_Electric_Clothes Dryer_E10 | F5 | Commercial | School | Existing | Miscellaneous | Electric | Clothes Dryer | E10 | RIM BC Ratio | 0 | 0 | 0 | 0 | 0 | 0 | 0 | 0 | 0 | 0 | 0 | 0 | 0 | 0 | 0 | 0 | 0 | 0 | 0 | 0 | 0 | 0 | 0 | 0 | 0 | 0 | 0 | 0 | 0 | 0
F0_Commercial_School_Existing_Miscellaneous_Electric_Miscellaneous_E0 | F0 | Commercial | School | Existing | Miscellaneous | Electric | Miscellaneous | E0 | Economic Unit | 0 | 0 | 0 | 0 | 0 | 0 | 0 | 0 | 0 | 0 | 0 | 0 | 0 | 0 | 0 | 0 | 0 | 0 | 0 | 0 | 0 | 0 | 0 | 0 | 0 | 0 | 0 | 0 | 0 | 0
F1_Commercial_School_Existing_Miscellaneous_Electric_Miscellaneous_E1 | F1 | Commercial | School | Existing | Miscellaneous | Electric | Miscellaneous | E1 | CCE | 0 | 0 | 0 | 0 | 0 | 0 | 0 | 0 | 0 | 0 | 0 | 0 | 0 | 0 | 0 | 0 | 0 | 0 | 0 | 0 | 0 | 0 | 0 | 0 | 0 | 0 | 0 | 0 | 0 | 0
F1_Commercial_School_Existing_Miscellaneous_Electric_Miscellaneous_E2 | F1 | Commercial | School | Existing | Miscellaneous | Electric | Miscellaneous | E2 | CCE | 0 | 0 | 0 | 0 | 0 | 0 | 0 | 0 | 0 | 0 | 0 | 0 | 0 | 0 | 0 | 0 | 0 | 0 | 0 | 0 | 0 | 0 | 0 | 0 | 0 | 0 | 0 | 0 | 0 | 0
F1_Commercial_School_Existing_Miscellaneous_Electric_Miscellaneous_E3 | F1 | Commercial | School | Existing | Miscellaneous | Electric | Miscellaneous | E3 | CCE | 0 | 0 | 0 | 0 | 0 | 0 | 0 | 0 | 0 | 0 | 0 | 0 | 0 | 0 | 0 | 0 | 0 | 0 | 0 | 0 | 0 | 0 | 0 | 0 | 0 | 0 | 0 | 0 | 0 | 0
F1_Commercial_School_Existing_Miscellaneous_Electric_Miscellaneous_E4 | F1 | Commercial | School | Existing | Miscellaneous | Electric | Miscellaneous | E4 | CCE | 0 | 0 | 0 | 0 | 0 | 0 | 0 | 0 | 0 | 0 | 0 | 0 | 0 | 0 | 0 | 0 | 0 | 0 | 0 | 0 | 0 | 0 | 0 | 0 | 0 | 0 | 0 | 0 | 0 | 0
F1_Commercial_School_Existing_Miscellaneous_Electric_Miscellaneous_E5 | F1 | Commercial | School | Existing | Miscellaneous | Electric | Miscellaneous | E5 | CCE | 0 | 0 | 0 | 0 | 0 | 0 | 0 | 0 | 0 | 0 | 0 | 0 | 0 | 0 | 0 | 0 | 0 | 0 | 0 | 0 | 0 | 0 | 0 | 0 | 0 | 0 | 0 | 0 | 0 | 0
F1_Commercial_School_Existing_Miscellaneous_Electric_Miscellaneous_E6 | F1 | Commercial | School | Existing | Miscellaneous | Electric | Miscellaneous | E6 | CCE | 0 | 0 | 0 | 0 | 0 | 0 | 0 | 0 | 0 | 0 | 0 | 0 | 0 | 0 | 0 | 0 | 0 | 0 | 0 | 0 | 0 | 0 | 0 | 0 | 0 | 0 | 0 | 0 | 0 | 0
F1_Commercial_School_Existing_Miscellaneous_Electric_Miscellaneous_E7 | F1 | Commercial | School | Existing | Miscellaneous | Electric | Miscellaneous | E7 | CCE | 0 | 0 | 0 | 0 | 0 | 0 | 0 | 0 | 0 | 0 | 0 | 0 | 0 | 0 | 0 | 0 | 0 | 0 | 0 | 0 | 0 | 0 | 0 | 0 | 0 | 0 | 0 | 0 | 0 | 0
F1_Commercial_School_Existing_Miscellaneous_Electric_Miscellaneous_E8 | F1 | Commercial | School | Existing | Miscellaneous | Electric | Miscellaneous | E8 | CCE | 0 | 0 | 0 | 0 | 0 | 0 | 0 | 0 | 0 | 0 | 0 | 0 | 0 | 0 | 0 | 0 | 0 | 0 | 0 | 0 | 0 | 0 | 0 | 0 | 0 | 0 | 0 | 0 | 0 | 0
F1_Commercial_School_Existing_Miscellaneous_Electric_Miscellaneous_E9 | F1 | Commercial | School | Existing | Miscellaneous | Electric | Miscellaneous | E9 | CCE | 0 | 0 | 0 | 0 | 0 | 0 | 0 | 0 | 0 | 0 | 0 | 0 | 0 | 0 | 0 | 0 | 0 | 0 | 0 | 0 | 0 | 0 | 0 | 0 | 0 | 0 | 0 | 0 | 0 | 0
F1_Commercial_School_Existing_Miscellaneous_Electric_Miscellaneous_E10 | F1 | Commercial | School | Existing | Miscellaneous | Electric | Miscellaneous | E10 | CCE | 0 | 0 | 0 | 0 | 0 | 0 | 0 | 0 | 0 | 0 | 0 | 0 | 0 | 0 | 0 | 0 | 0 | 0 | 0 | 0 | 0 | 0 | 0 | 0 | 0 | 0 | 0 | 0 | 0 | 0
F2_Commercial_School_Existing_Miscellaneous_Electric_Miscellaneous_E1 | F2 | Commercial | School | Existing | Miscellaneous | Electric | Miscellaneous | E1 | TRC BC Ratio | 0 | 0 | 0 | 0 | 0 | 0 | 0 | 0 | 0 | 0 | 0 | 0 | 0 | 0 | 0 | 0 | 0 | 0 | 0 | 0 | 0 | 0 | 0 | 0 | 0 | 0 | 0 | 0 | 0 | 0
F2_Commercial_School_Existing_Miscellaneous_Electric_Miscellaneous_E2 | F2 | Commercial | School | Existing | Miscellaneous | Electric | Miscellaneous | E2 | TRC BC Ratio | 0 | 0 | 0 | 0 | 0 | 0 | 0 | 0 | 0 | 0 | 0 | 0 | 0 | 0 | 0 | 0 | 0 | 0 | 0 | 0 | 0 | 0 | 0 | 0 | 0 | 0 | 0 | 0 | 0 | 0
F2_Commercial_School_Existing_Miscellaneous_Electric_Miscellaneous_E3 | F2 | Commercial | School | Existing | Miscellaneous | Electric | Miscellaneous | E3 | TRC BC Ratio | 0 | 0 | 0 | 0 | 0 | 0 | 0 | 0 | 0 | 0 | 0 | 0 | 0 | 0 | 0 | 0 | 0 | 0 | 0 | 0 | 0 | 0 | 0 | 0 | 0 | 0 | 0 | 0 | 0 | 0
F2_Commercial_School_Existing_Miscellaneous_Electric_Miscellaneous_E4 | F2 | Commercial | School | Existing | Miscellaneous | Electric | Miscellaneous | E4 | TRC BC Ratio | 0 | 0 | 0 | 0 | 0 | 0 | 0 | 0 | 0 | 0 | 0 | 0 | 0 | 0 | 0 | 0 | 0 | 0 | 0 | 0 | 0 | 0 | 0 | 0 | 0 | 0 | 0 | 0 | 0 | 0
F2_Commercial_School_Existing_Miscellaneous_Electric_Miscellaneous_E5 | F2 | Commercial | School | Existing | Miscellaneous | Electric | Miscellaneous | E5 | TRC BC Ratio | 0 | 0 | 0 | 0 | 0 | 0 | 0 | 0 | 0 | 0 | 0 | 0 | 0 | 0 | 0 | 0 | 0 | 0 | 0 | 0 | 0 | 0 | 0 | 0 | 0 | 0 | 0 | 0 | 0 | 0
F2_Commercial_School_Existing_Miscellaneous_Electric_Miscellaneous_E6 | F2 | Commercial | School | Existing | Miscellaneous | Electric | Miscellaneous | E6 | TRC BC Ratio | 0 | 0 | 0 | 0 | 0 | 0 | 0 | 0 | 0 | 0 | 0 | 0 | 0 | 0 | 0 | 0 | 0 | 0 | 0 | 0 | 0 | 0 | 0 | 0 | 0 | 0 | 0 | 0 | 0 | 0
F2_Commercial_School_Existing_Miscellaneous_Electric_Miscellaneous_E7 | F2 | Commercial | School | Existing | Miscellaneous | Electric | Miscellaneous | E7 | TRC BC Ratio | 0 | 0 | 0 | 0 | 0 | 0 | 0 | 0 | 0 | 0 | 0 | 0 | 0 | 0 | 0 | 0 | 0 | 0 | 0 | 0 | 0 | 0 | 0 | 0 | 0 | 0 | 0 | 0 | 0 | 0
F2_Commercial_School_Existing_Miscellaneous_Electric_Miscellaneous_E8 | F2 | Commercial | School | Existing | Miscellaneous | Electric | Miscellaneous | E8 | TRC BC Ratio | 0 | 0 | 0 | 0 | 0 | 0 | 0 | 0 | 0 | 0 | 0 | 0 | 0 | 0 | 0 | 0 | 0 | 0 | 0 | 0 | 0 | 0 | 0 | 0 | 0 | 0 | 0 | 0 | 0 | 0
F2_Commercial_School_Existing_Miscellaneous_Electric_Miscellaneous_E9 | F2 | Commercial | School | Existing | Miscellaneous | Electric | Miscellaneous | E9 | TRC BC Ratio | 0 | 0 | 0 | 0 | 0 | 0 | 0 | 0 | 0 | 0 | 0 | 0 | 0 | 0 | 0 | 0 | 0 | 0 | 0 | 0 | 0 | 0 | 0 | 0 | 0 | 0 | 0 | 0 | 0 | 0
F2_Commercial_School_Existing_Miscellaneous_Electric_Miscellaneous_E10 | F2 | Commercial | School | Existing | Miscellaneous | Electric | Miscellaneous | E10 | TRC BC Ratio | 0 | 0 | 0 | 0 | 0 | 0 | 0 | 0 | 0 | 0 | 0 | 0 | 0 | 0 | 0 | 0 | 0 | 0 | 0 | 0 | 0 | 0 | 0 | 0 | 0 | 0 | 0 | 0 | 0 | 0
F3_Commercial_School_Existing_Miscellaneous_Electric_Miscellaneous_E1 | F3 | Commercial | School | Existing | Miscellaneous | Electric | Miscellaneous | E1 | PACT BC Ratio | 0 | 0 | 0 | 0 | 0 | 0 | 0 | 0 | 0 | 0 | 0 | 0 | 0 | 0 | 0 | 0 | 0 | 0 | 0 | 0 | 0 | 0 | 0 | 0 | 0 | 0 | 0 | 0 | 0 | 0
F3_Commercial_School_Existing_Miscellaneous_Electric_Miscellaneous_E2 | F3 | Commercial | School | Existing | Miscellaneous | Electric | Miscellaneous | E2 | PACT BC Ratio | 0 | 0 | 0 | 0 | 0 | 0 | 0 | 0 | 0 | 0 | 0 | 0 | 0 | 0 | 0 | 0 | 0 | 0 | 0 | 0 | 0 | 0 | 0 | 0 | 0 | 0 | 0 | 0 | 0 | 0
F3_Commercial_School_Existing_Miscellaneous_Electric_Miscellaneous_E3 | F3 | Commercial | School | Existing | Miscellaneous | Electric | Miscellaneous | E3 | PACT BC Ratio | 0 | 0 | 0 | 0 | 0 | 0 | 0 | 0 | 0 | 0 | 0 | 0 | 0 | 0 | 0 | 0 | 0 | 0 | 0 | 0 | 0 | 0 | 0 | 0 | 0 | 0 | 0 | 0 | 0 | 0
F3_Commercial_School_Existing_Miscellaneous_Electric_Miscellaneous_E4 | F3 | Commercial | School | Existing | Miscellaneous | Electric | Miscellaneous | E4 | PACT BC Ratio | 0 | 0 | 0 | 0 | 0 | 0 | 0 | 0 | 0 | 0 | 0 | 0 | 0 | 0 | 0 | 0 | 0 | 0 | 0 | 0 | 0 | 0 | 0 | 0 | 0 | 0 | 0 | 0 | 0 | 0
F3_Commercial_School_Existing_Miscellaneous_Electric_Miscellaneous_E5 | F3 | Commercial | School | Existing | Miscellaneous | Electric | Miscellaneous | E5 | PACT BC Ratio | 0 | 0 | 0 | 0 | 0 | 0 | 0 | 0 | 0 | 0 | 0 | 0 | 0 | 0 | 0 | 0 | 0 | 0 | 0 | 0 | 0 | 0 | 0 | 0 | 0 | 0 | 0 | 0 | 0 | 0
F3_Commercial_School_Existing_Miscellaneous_Electric_Miscellaneous_E6 | F3 | Commercial | School | Existing | Miscellaneous | Electric | Miscellaneous | E6 | PACT BC Ratio | 0 | 0 | 0 | 0 | 0 | 0 | 0 | 0 | 0 | 0 | 0 | 0 | 0 | 0 | 0 | 0 | 0 | 0 | 0 | 0 | 0 | 0 | 0 | 0 | 0 | 0 | 0 | 0 | 0 | 0
F3_Commercial_School_Existing_Miscellaneous_Electric_Miscellaneous_E7 | F3 | Commercial | School | Existing | Miscellaneous | Electric | Miscellaneous | E7 | PACT BC Ratio | 0 | 0 | 0 | 0 | 0 | 0 | 0 | 0 | 0 | 0 | 0 | 0 | 0 | 0 | 0 | 0 | 0 | 0 | 0 | 0 | 0 | 0 | 0 | 0 | 0 | 0 | 0 | 0 | 0 | 0
F3_Commercial_School_Existing_Miscellaneous_Electric_Miscellaneous_E8 | F3 | Commercial | School | Existing | Miscellaneous | Electric | Miscellaneous | E8 | PACT BC Ratio | 0 | 0 | 0 | 0 | 0 | 0 | 0 | 0 | 0 | 0 | 0 | 0 | 0 | 0 | 0 | 0 | 0 | 0 | 0 | 0 | 0 | 0 | 0 | 0 | 0 | 0 | 0 | 0 | 0 | 0
F3_Commercial_School_Existing_Miscellaneous_Electric_Miscellaneous_E9 | F3 | Commercial | School | Existing | Miscellaneous | Electric | Miscellaneous | E9 | PACT BC Ratio | 0 | 0 | 0 | 0 | 0 | 0 | 0 | 0 | 0 | 0 | 0 | 0 | 0 | 0 | 0 | 0 | 0 | 0 | 0 | 0 | 0 | 0 | 0 | 0 | 0 | 0 | 0 | 0 | 0 | 0
F3_Commercial_School_Existing_Miscellaneous_Electric_Miscellaneous_E10 | F3 | Commercial | School | Existing | Miscellaneous | Electric | Miscellaneous | E10 | PACT BC Ratio | 0 | 0 | 0 | 0 | 0 | 0 | 0 | 0 | 0 | 0 | 0 | 0 | 0 | 0 | 0 | 0 | 0 | 0 | 0 | 0 | 0 | 0 | 0 | 0 | 0 | 0 | 0 | 0 | 0 | 0
F4_Commercial_School_Existing_Miscellaneous_Electric_Miscellaneous_E1 | F4 | Commercial | School | Existing | Miscellaneous | Electric | Miscellaneous | E1 | RVT BC Ratio | 0 | 0 | 0 | 0 | 0 | 0 | 0 | 0 | 0 | 0 | 0 | 0 | 0 | 0 | 0 | 0 | 0 | 0 | 0 | 0 | 0 | 0 | 0 | 0 | 0 | 0 | 0 | 0 | 0 | 0
F4_Commercial_School_Existing_Miscellaneous_Electric_Miscellaneous_E2 | F4 | Commercial | School | Existing | Miscellaneous | Electric | Miscellaneous | E2 | RVT BC Ratio | 0 | 0 | 0 | 0 | 0 | 0 | 0 | 0 | 0 | 0 | 0 | 0 | 0 | 0 | 0 | 0 | 0 | 0 | 0 | 0 | 0 | 0 | 0 | 0 | 0 | 0 | 0 | 0 | 0 | 0
F4_Commercial_School_Existing_Miscellaneous_Electric_Miscellaneous_E3 | F4 | Commercial | School | Existing | Miscellaneous | Electric | Miscellaneous | E3 | RVT BC Ratio | 0 | 0 | 0 | 0 | 0 | 0 | 0 | 0 | 0 | 0 | 0 | 0 | 0 | 0 | 0 | 0 | 0 | 0 | 0 | 0 | 0 | 0 | 0 | 0 | 0 | 0 | 0 | 0 | 0 | 0
F4_Commercial_School_Existing_Miscellaneous_Electric_Miscellaneous_E4 | F4 | Commercial | School | Existing | Miscellaneous | Electric | Miscellaneous | E4 | RVT BC Ratio | 0 | 0 | 0 | 0 | 0 | 0 | 0 | 0 | 0 | 0 | 0 | 0 | 0 | 0 | 0 | 0 | 0 | 0 | 0 | 0 | 0 | 0 | 0 | 0 | 0 | 0 | 0 | 0 | 0 | 0
F4_Commercial_School_Existing_Miscellaneous_Electric_Miscellaneous_E5 | F4 | Commercial | School | Existing | Miscellaneous | Electric | Miscellaneous | E5 | RVT BC Ratio | 0 | 0 | 0 | 0 | 0 | 0 | 0 | 0 | 0 | 0 | 0 | 0 | 0 | 0 | 0 | 0 | 0 | 0 | 0 | 0 | 0 | 0 | 0 | 0 | 0 | 0 | 0 | 0 | 0 | 0
F4_Commercial_School_Existing_Miscellaneous_Electric_Miscellaneous_E6 | F4 | Commercial | School | Existing | Miscellaneous | Electric | Miscellaneous | E6 | RVT BC Ratio | 0 | 0 | 0 | 0 | 0 | 0 | 0 | 0 | 0 | 0 | 0 | 0 | 0 | 0 | 0 | 0 | 0 | 0 | 0 | 0 | 0 | 0 | 0 | 0 | 0 | 0 | 0 | 0 | 0 | 0
F4_Commercial_School_Existing_Miscellaneous_Electric_Miscellaneous_E7 | F4 | Commercial | School | Existing | Miscellaneous | Electric | Miscellaneous | E7 | RVT BC Ratio | 0 | 0 | 0 | 0 | 0 | 0 | 0 | 0 | 0 | 0 | 0 | 0 | 0 | 0 | 0 | 0 | 0 | 0 | 0 | 0 | 0 | 0 | 0 | 0 | 0 | 0 | 0 | 0 | 0 | 0
F4_Commercial_School_Existing_Miscellaneous_Electric_Miscellaneous_E8 | F4 | Commercial | School | Existing | Miscellaneous | Electric | Miscellaneous | E8 | RVT BC Ratio | 0 | 0 | 0 | 0 | 0 | 0 | 0 | 0 | 0 | 0 | 0 | 0 | 0 | 0 | 0 | 0 | 0 | 0 | 0 | 0 | 0 | 0 | 0 | 0 | 0 | 0 | 0 | 0 | 0 | 0
F4_Commercial_School_Existing_Miscellaneous_Electric_Miscellaneous_E9 | F4 | Commercial | School | Existing | Miscellaneous | Electric | Miscellaneous | E9 | RVT BC Ratio | 0 | 0 | 0 | 0 | 0 | 0 | 0 | 0 | 0 | 0 | 0 | 0 | 0 | 0 | 0 | 0 | 0 | 0 | 0 | 0 | 0 | 0 | 0 | 0 | 0 | 0 | 0 | 0 | 0 | 0
F4_Commercial_School_Existing_Miscellaneous_Electric_Miscellaneous_E10 | F4 | Commercial | School | Existing | Miscellaneous | Electric | Miscellaneous | E10 | RVT BC Ratio | 0 | 0 | 0 | 0 | 0 | 0 | 0 | 0 | 0 | 0 | 0 | 0 | 0 | 0 | 0 | 0 | 0 | 0 | 0 | 0 | 0 | 0 | 0 | 0 | 0 | 0 | 0 | 0 | 0 | 0
F5_Commercial_School_Existing_Miscellaneous_Electric_Miscellaneous_E1 | F5 | Commercial | School | Existing | Miscellaneous | Electric | Miscellaneous | E1 | RIM BC Ratio | 0 | 0 | 0 | 0 | 0 | 0 | 0 | 0 | 0 | 0 | 0 | 0 | 0 | 0 | 0 | 0 | 0 | 0 | 0 | 0 | 0 | 0 | 0 | 0 | 0 | 0 | 0 | 0 | 0 | 0
F5_Commercial_School_Existing_Miscellaneous_Electric_Miscellaneous_E2 | F5 | Commercial | School | Existing | Miscellaneous | Electric | Miscellaneous | E2 | RIM BC Ratio | 0 | 0 | 0 | 0 | 0 | 0 | 0 | 0 | 0 | 0 | 0 | 0 | 0 | 0 | 0 | 0 | 0 | 0 | 0 | 0 | 0 | 0 | 0 | 0 | 0 | 0 | 0 | 0 | 0 | 0
F5_Commercial_School_Existing_Miscellaneous_Electric_Miscellaneous_E3 | F5 | Commercial | School | Existing | Miscellaneous | Electric | Miscellaneous | E3 | RIM BC Ratio | 0 | 0 | 0 | 0 | 0 | 0 | 0 | 0 | 0 | 0 | 0 | 0 | 0 | 0 | 0 | 0 | 0 | 0 | 0 | 0 | 0 | 0 | 0 | 0 | 0 | 0 | 0 | 0 | 0 | 0
F5_Commercial_School_Existing_Miscellaneous_Electric_Miscellaneous_E4 | F5 | Commercial | School | Existing | Miscellaneous | Electric | Miscellaneous | E4 | RIM BC Ratio | 0 | 0 | 0 | 0 | 0 | 0 | 0 | 0 | 0 | 0 | 0 | 0 | 0 | 0 | 0 | 0 | 0 | 0 | 0 | 0 | 0 | 0 | 0 | 0 | 0 | 0 | 0 | 0 | 0 | 0
F5_Commercial_School_Existing_Miscellaneous_Electric_Miscellaneous_E5 | F5 | Commercial | School | Existing | Miscellaneous | Electric | Miscellaneous | E5 | RIM BC Ratio | 0 | 0 | 0 | 0 | 0 | 0 | 0 | 0 | 0 | 0 | 0 | 0 | 0 | 0 | 0 | 0 | 0 | 0 | 0 | 0 | 0 | 0 | 0 | 0 | 0 | 0 | 0 | 0 | 0 | 0
F5_Commercial_School_Existing_Miscellaneous_Electric_Miscellaneous_E6 | F5 | Commercial | School | Existing | Miscellaneous | Electric | Miscellaneous | E6 | RIM BC Ratio | 0 | 0 | 0 | 0 | 0 | 0 | 0 | 0 | 0 | 0 | 0 | 0 | 0 | 0 | 0 | 0 | 0 | 0 | 0 | 0 | 0 | 0 | 0 | 0 | 0 | 0 | 0 | 0 | 0 | 0
F5_Commercial_School_Existing_Miscellaneous_Electric_Miscellaneous_E7 | F5 | Commercial | School | Existing | Miscellaneous | Electric | Miscellaneous | E7 | RIM BC Ratio | 0 | 0 | 0 | 0 | 0 | 0 | 0 | 0 | 0 | 0 | 0 | 0 | 0 | 0 | 0 | 0 | 0 | 0 | 0 | 0 | 0 | 0 | 0 | 0 | 0 | 0 | 0 | 0 | 0 | 0
F5_Commercial_School_Existing_Miscellaneous_Electric_Miscellaneous_E8 | F5 | Commercial | School | Existing | Miscellaneous | Electric | Miscellaneous | E8 | RIM BC Ratio | 0 | 0 | 0 | 0 | 0 | 0 | 0 | 0 | 0 | 0 | 0 | 0 | 0 | 0 | 0 | 0 | 0 | 0 | 0 | 0 | 0 | 0 | 0 | 0 | 0 | 0 | 0 | 0 | 0 | 0
F5_Commercial_School_Existing_Miscellaneous_Electric_Miscellaneous_E9 | F5 | Commercial | School | Existing | Miscellaneous | Electric | Miscellaneous | E9 | RIM BC Ratio | 0 | 0 | 0 | 0 | 0 | 0 | 0 | 0 | 0 | 0 | 0 | 0 | 0 | 0 | 0 | 0 | 0 | 0 | 0 | 0 | 0 | 0 | 0 | 0 | 0 | 0 | 0 | 0 | 0 | 0
F5_Commercial_School_Existing_Miscellaneous_Electric_Miscellaneous_E10 | F5 | Commercial | School | Existing | Miscellaneous | Electric | Miscellaneous | E10 | RIM BC Ratio | 0 | 0 | 0 | 0 | 0 | 0 | 0 | 0 | 0 | 0 | 0 | 0 | 0 | 0 | 0 | 0 | 0 | 0 | 0 | 0 | 0 | 0 | 0 | 0 | 0 | 0 | 0 | 0 | 0 | 0
F0_Commercial_School_Existing_Generation_Electric_Solar PV_E0 | F0 | Commercial | School | Existing | Generation | Electric | Solar PV | E0 | Economic Unit | 0 | 0 | 0 | 0 | 0 | 0 | 0 | 0 | 0 | 0 | 0 | 0 | 0 | 0 | 0 | 0 | 0 | 0 | 0 | 0 | 0 | 0 | 0 | 0 | 0 | 0 | 0 | 0 | 0 | 0
F1_Commercial_School_Existing_Generation_Electric_Solar PV_E1 | F1 | Commercial | School | Existing | Generation | Electric | Solar PV | E1 | CCE | 0 | 0 | 0 | 0 | 0 | 0 | 0 | 0 | 0 | 0 | 0 | 0 | 0 | 0 | 0 | 0 | 0 | 0 | 0 | 0 | 0 | 0 | 0 | 0 | 0 | 0 | 0 | 0 | 0 | 0
F1_Commercial_School_Existing_Generation_Electric_Solar PV_E2 | F1 | Commercial | School | Existing | Generation | Electric | Solar PV | E2 | CCE | 0 | 0 | 0 | 0 | 0 | 0 | 0 | 0 | 0 | 0 | 0 | 0 | 0 | 0 | 0 | 0 | 0 | 0 | 0 | 0 | 0 | 0 | 0 | 0 | 0 | 0 | 0 | 0 | 0 | 0
F1_Commercial_School_Existing_Generation_Electric_Solar PV_E3 | F1 | Commercial | School | Existing | Generation | Electric | Solar PV | E3 | CCE | 0 | 0 | 0 | 0 | 0 | 0 | 0 | 0 | 0 | 0 | 0 | 0 | 0 | 0 | 0 | 0 | 0 | 0 | 0 | 0 | 0 | 0 | 0 | 0 | 0 | 0 | 0 | 0 | 0 | 0
F1_Commercial_School_Existing_Generation_Electric_Solar PV_E4 | F1 | Commercial | School | Existing | Generation | Electric | Solar PV | E4 | CCE | 0 | 0 | 0 | 0 | 0 | 0 | 0 | 0 | 0 | 0 | 0 | 0 | 0 | 0 | 0 | 0 | 0 | 0 | 0 | 0 | 0 | 0 | 0 | 0 | 0 | 0 | 0 | 0 | 0 | 0
F1_Commercial_School_Existing_Generation_Electric_Solar PV_E5 | F1 | Commercial | School | Existing | Generation | Electric | Solar PV | E5 | CCE | 0 | 0 | 0 | 0 | 0 | 0 | 0 | 0 | 0 | 0 | 0 | 0 | 0 | 0 | 0 | 0 | 0 | 0 | 0 | 0 | 0 | 0 | 0 | 0 | 0 | 0 | 0 | 0 | 0 | 0
F1_Commercial_School_Existing_Generation_Electric_Solar PV_E6 | F1 | Commercial | School | Existing | Generation | Electric | Solar PV | E6 | CCE | 0 | 0 | 0 | 0 | 0 | 0 | 0 | 0 | 0 | 0 | 0 | 0 | 0 | 0 | 0 | 0 | 0 | 0 | 0 | 0 | 0 | 0 | 0 | 0 | 0 | 0 | 0 | 0 | 0 | 0
F1_Commercial_School_Existing_Generation_Electric_Solar PV_E7 | F1 | Commercial | School | Existing | Generation | Electric | Solar PV | E7 | CCE | 0 | 0 | 0 | 0 | 0 | 0 | 0 | 0 | 0 | 0 | 0 | 0 | 0 | 0 | 0 | 0 | 0 | 0 | 0 | 0 | 0 | 0 | 0 | 0 | 0 | 0 | 0 | 0 | 0 | 0
F1_Commercial_School_Existing_Generation_Electric_Solar PV_E8 | F1 | Commercial | School | Existing | Generation | Electric | Solar PV | E8 | CCE | 0 | 0 | 0 | 0 | 0 | 0 | 0 | 0 | 0 | 0 | 0 | 0 | 0 | 0 | 0 | 0 | 0 | 0 | 0 | 0 | 0 | 0 | 0 | 0 | 0 | 0 | 0 | 0 | 0 | 0
F1_Commercial_School_Existing_Generation_Electric_Solar PV_E9 | F1 | Commercial | School | Existing | Generation | Electric | Solar PV | E9 | CCE | 0 | 0 | 0 | 0 | 0 | 0 | 0 | 0 | 0 | 0 | 0 | 0 | 0 | 0 | 0 | 0 | 0 | 0 | 0 | 0 | 0 | 0 | 0 | 0 | 0 | 0 | 0 | 0 | 0 | 0
F1_Commercial_School_Existing_Generation_Electric_Solar PV_E10 | F1 | Commercial | School | Existing | Generation | Electric | Solar PV | E10 | CCE | 0 | 0 | 0 | 0 | 0 | 0 | 0 | 0 | 0 | 0 | 0 | 0 | 0 | 0 | 0 | 0 | 0 | 0 | 0 | 0 | 0 | 0 | 0 | 0 | 0 | 0 | 0 | 0 | 0 | 0
F2_Commercial_School_Existing_Generation_Electric_Solar PV_E1 | F2 | Commercial | School | Existing | Generation | Electric | Solar PV | E1 | TRC BC Ratio | 0 | 0 | 0 | 0 | 0 | 0 | 0 | 0 | 0 | 0 | 0 | 0 | 0 | 0 | 0 | 0 | 0 | 0 | 0 | 0 | 0 | 0 | 0 | 0 | 0 | 0 | 0 | 0 | 0 | 0
F2_Commercial_School_Existing_Generation_Electric_Solar PV_E2 | F2 | Commercial | School | Existing | Generation | Electric | Solar PV | E2 | TRC BC Ratio | 0 | 0 | 0 | 0 | 0 | 0 | 0 | 0 | 0 | 0 | 0 | 0 | 0 | 0 | 0 | 0 | 0 | 0 | 0 | 0 | 0 | 0 | 0 | 0 | 0 | 0 | 0 | 0 | 0 | 0
F2_Commercial_School_Existing_Generation_Electric_Solar PV_E3 | F2 | Commercial | School | Existing | Generation | Electric | Solar PV | E3 | TRC BC Ratio | 0 | 0 | 0 | 0 | 0 | 0 | 0 | 0 | 0 | 0 | 0 | 0 | 0 | 0 | 0 | 0 | 0 | 0 | 0 | 0 | 0 | 0 | 0 | 0 | 0 | 0 | 0 | 0 | 0 | 0
F2_Commercial_School_Existing_Generation_Electric_Solar PV_E4 | F2 | Commercial | School | Existing | Generation | Electric | Solar PV | E4 | TRC BC Ratio | 0 | 0 | 0 | 0 | 0 | 0 | 0 | 0 | 0 | 0 | 0 | 0 | 0 | 0 | 0 | 0 | 0 | 0 | 0 | 0 | 0 | 0 | 0 | 0 | 0 | 0 | 0 | 0 | 0 | 0
F2_Commercial_School_Existing_Generation_Electric_Solar PV_E5 | F2 | Commercial | School | Existing | Generation | Electric | Solar PV | E5 | TRC BC Ratio | 0 | 0 | 0 | 0 | 0 | 0 | 0 | 0 | 0 | 0 | 0 | 0 | 0 | 0 | 0 | 0 | 0 | 0 | 0 | 0 | 0 | 0 | 0 | 0 | 0 | 0 | 0 | 0 | 0 | 0
F2_Commercial_School_Existing_Generation_Electric_Solar PV_E6 | F2 | Commercial | School | Existing | Generation | Electric | Solar PV | E6 | TRC BC Ratio | 0 | 0 | 0 | 0 | 0 | 0 | 0 | 0 | 0 | 0 | 0 | 0 | 0 | 0 | 0 | 0 | 0 | 0 | 0 | 0 | 0 | 0 | 0 | 0 | 0 | 0 | 0 | 0 | 0 | 0
F2_Commercial_School_Existing_Generation_Electric_Solar PV_E7 | F2 | Commercial | School | Existing | Generation | Electric | Solar PV | E7 | TRC BC Ratio | 0 | 0 | 0 | 0 | 0 | 0 | 0 | 0 | 0 | 0 | 0 | 0 | 0 | 0 | 0 | 0 | 0 | 0 | 0 | 0 | 0 | 0 | 0 | 0 | 0 | 0 | 0 | 0 | 0 | 0
F2_Commercial_School_Existing_Generation_Electric_Solar PV_E8 | F2 | Commercial | School | Existing | Generation | Electric | Solar PV | E8 | TRC BC Ratio | 0 | 0 | 0 | 0 | 0 | 0 | 0 | 0 | 0 | 0 | 0 | 0 | 0 | 0 | 0 | 0 | 0 | 0 | 0 | 0 | 0 | 0 | 0 | 0 | 0 | 0 | 0 | 0 | 0 | 0
F2_Commercial_School_Existing_Generation_Electric_Solar PV_E9 | F2 | Commercial | School | Existing | Generation | Electric | Solar PV | E9 | TRC BC Ratio | 0 | 0 | 0 | 0 | 0 | 0 | 0 | 0 | 0 | 0 | 0 | 0 | 0 | 0 | 0 | 0 | 0 | 0 | 0 | 0 | 0 | 0 | 0 | 0 | 0 | 0 | 0 | 0 | 0 | 0
F2_Commercial_School_Existing_Generation_Electric_Solar PV_E10 | F2 | Commercial | School | Existing | Generation | Electric | Solar PV | E10 | TRC BC Ratio | 0 | 0 | 0 | 0 | 0 | 0 | 0 | 0 | 0 | 0 | 0 | 0 | 0 | 0 | 0 | 0 | 0 | 0 | 0 | 0 | 0 | 0 | 0 | 0 | 0 | 0 | 0 | 0 | 0 | 0
F3_Commercial_School_Existing_Generation_Electric_Solar PV_E1 | F3 | Commercial | School | Existing | Generation | Electric | Solar PV | E1 | PACT BC Ratio | 0 | 0 | 0 | 0 | 0 | 0 | 0 | 0 | 0 | 0 | 0 | 0 | 0 | 0 | 0 | 0 | 0 | 0 | 0 | 0 | 0 | 0 | 0 | 0 | 0 | 0 | 0 | 0 | 0 | 0
F3_Commercial_School_Existing_Generation_Electric_Solar PV_E2 | F3 | Commercial | School | Existing | Generation | Electric | Solar PV | E2 | PACT BC Ratio | 0 | 0 | 0 | 0 | 0 | 0 | 0 | 0 | 0 | 0 | 0 | 0 | 0 | 0 | 0 | 0 | 0 | 0 | 0 | 0 | 0 | 0 | 0 | 0 | 0 | 0 | 0 | 0 | 0 | 0
F3_Commercial_School_Existing_Generation_Electric_Solar PV_E3 | F3 | Commercial | School | Existing | Generation | Electric | Solar PV | E3 | PACT BC Ratio | 0 | 0 | 0 | 0 | 0 | 0 | 0 | 0 | 0 | 0 | 0 | 0 | 0 | 0 | 0 | 0 | 0 | 0 | 0 | 0 | 0 | 0 | 0 | 0 | 0 | 0 | 0 | 0 | 0 | 0
F3_Commercial_School_Existing_Generation_Electric_Solar PV_E4 | F3 | Commercial | School | Existing | Generation | Electric | Solar PV | E4 | PACT BC Ratio | 0 | 0 | 0 | 0 | 0 | 0 | 0 | 0 | 0 | 0 | 0 | 0 | 0 | 0 | 0 | 0 | 0 | 0 | 0 | 0 | 0 | 0 | 0 | 0 | 0 | 0 | 0 | 0 | 0 | 0
F3_Commercial_School_Existing_Generation_Electric_Solar PV_E5 | F3 | Commercial | School | Existing | Generation | Electric | Solar PV | E5 | PACT BC Ratio | 0 | 0 | 0 | 0 | 0 | 0 | 0 | 0 | 0 | 0 | 0 | 0 | 0 | 0 | 0 | 0 | 0 | 0 | 0 | 0 | 0 | 0 | 0 | 0 | 0 | 0 | 0 | 0 | 0 | 0
F3_Commercial_School_Existing_Generation_Electric_Solar PV_E6 | F3 | Commercial | School | Existing | Generation | Electric | Solar PV | E6 | PACT BC Ratio | 0 | 0 | 0 | 0 | 0 | 0 | 0 | 0 | 0 | 0 | 0 | 0 | 0 | 0 | 0 | 0 | 0 | 0 | 0 | 0 | 0 | 0 | 0 | 0 | 0 | 0 | 0 | 0 | 0 | 0
F3_Commercial_School_Existing_Generation_Electric_Solar PV_E7 | F3 | Commercial | School | Existing | Generation | Electric | Solar PV | E7 | PACT BC Ratio | 0 | 0 | 0 | 0 | 0 | 0 | 0 | 0 | 0 | 0 | 0 | 0 | 0 | 0 | 0 | 0 | 0 | 0 | 0 | 0 | 0 | 0 | 0 | 0 | 0 | 0 | 0 | 0 | 0 | 0
F3_Commercial_School_Existing_Generation_Electric_Solar PV_E8 | F3 | Commercial | School | Existing | Generation | Electric | Solar PV | E8 | PACT BC Ratio | 0 | 0 | 0 | 0 | 0 | 0 | 0 | 0 | 0 | 0 | 0 | 0 | 0 | 0 | 0 | 0 | 0 | 0 | 0 | 0 | 0 | 0 | 0 | 0 | 0 | 0 | 0 | 0 | 0 | 0
F3_Commercial_School_Existing_Generation_Electric_Solar PV_E9 | F3 | Commercial | School | Existing | Generation | Electric | Solar PV | E9 | PACT BC Ratio | 0 | 0 | 0 | 0 | 0 | 0 | 0 | 0 | 0 | 0 | 0 | 0 | 0 | 0 | 0 | 0 | 0 | 0 | 0 | 0 | 0 | 0 | 0 | 0 | 0 | 0 | 0 | 0 | 0 | 0
F3_Commercial_School_Existing_Generation_Electric_Solar PV_E10 | F3 | Commercial | School | Existing | Generation | Electric | Solar PV | E10 | PACT BC Ratio | 0 | 0 | 0 | 0 | 0 | 0 | 0 | 0 | 0 | 0 | 0 | 0 | 0 | 0 | 0 | 0 | 0 | 0 | 0 | 0 | 0 | 0 | 0 | 0 | 0 | 0 | 0 | 0 | 0 | 0
F4_Commercial_School_Existing_Generation_Electric_Solar PV_E1 | F4 | Commercial | School | Existing | Generation | Electric | Solar PV | E1 | RVT BC Ratio | 0 | 0 | 0 | 0 | 0 | 0 | 0 | 0 | 0 | 0 | 0 | 0 | 0 | 0 | 0 | 0 | 0 | 0 | 0 | 0 | 0 | 0 | 0 | 0 | 0 | 0 | 0 | 0 | 0 | 0
F4_Commercial_School_Existing_Generation_Electric_Solar PV_E2 | F4 | Commercial | School | Existing | Generation | Electric | Solar PV | E2 | RVT BC Ratio | 0 | 0 | 0 | 0 | 0 | 0 | 0 | 0 | 0 | 0 | 0 | 0 | 0 | 0 | 0 | 0 | 0 | 0 | 0 | 0 | 0 | 0 | 0 | 0 | 0 | 0 | 0 | 0 | 0 | 0
F4_Commercial_School_Existing_Generation_Electric_Solar PV_E3 | F4 | Commercial | School | Existing | Generation | Electric | Solar PV | E3 | RVT BC Ratio | 0 | 0 | 0 | 0 | 0 | 0 | 0 | 0 | 0 | 0 | 0 | 0 | 0 | 0 | 0 | 0 | 0 | 0 | 0 | 0 | 0 | 0 | 0 | 0 | 0 | 0 | 0 | 0 | 0 | 0
F4_Commercial_School_Existing_Generation_Electric_Solar PV_E4 | F4 | Commercial | School | Existing | Generation | Electric | Solar PV | E4 | RVT BC Ratio | 0 | 0 | 0 | 0 | 0 | 0 | 0 | 0 | 0 | 0 | 0 | 0 | 0 | 0 | 0 | 0 | 0 | 0 | 0 | 0 | 0 | 0 | 0 | 0 | 0 | 0 | 0 | 0 | 0 | 0
F4_Commercial_School_Existing_Generation_Electric_Solar PV_E5 | F4 | Commercial | School | Existing | Generation | Electric | Solar PV | E5 | RVT BC Ratio | 0 | 0 | 0 | 0 | 0 | 0 | 0 | 0 | 0 | 0 | 0 | 0 | 0 | 0 | 0 | 0 | 0 | 0 | 0 | 0 | 0 | 0 | 0 | 0 | 0 | 0 | 0 | 0 | 0 | 0
F4_Commercial_School_Existing_Generation_Electric_Solar PV_E6 | F4 | Commercial | School | Existing | Generation | Electric | Solar PV | E6 | RVT BC Ratio | 0 | 0 | 0 | 0 | 0 | 0 | 0 | 0 | 0 | 0 | 0 | 0 | 0 | 0 | 0 | 0 | 0 | 0 | 0 | 0 | 0 | 0 | 0 | 0 | 0 | 0 | 0 | 0 | 0 | 0
F4_Commercial_School_Existing_Generation_Electric_Solar PV_E7 | F4 | Commercial | School | Existing | Generation | Electric | Solar PV | E7 | RVT BC Ratio | 0 | 0 | 0 | 0 | 0 | 0 | 0 | 0 | 0 | 0 | 0 | 0 | 0 | 0 | 0 | 0 | 0 | 0 | 0 | 0 | 0 | 0 | 0 | 0 | 0 | 0 | 0 | 0 | 0 | 0
F4_Commercial_School_Existing_Generation_Electric_Solar PV_E8 | F4 | Commercial | School | Existing | Generation | Electric | Solar PV | E8 | RVT BC Ratio | 0 | 0 | 0 | 0 | 0 | 0 | 0 | 0 | 0 | 0 | 0 | 0 | 0 | 0 | 0 | 0 | 0 | 0 | 0 | 0 | 0 | 0 | 0 | 0 | 0 | 0 | 0 | 0 | 0 | 0
F4_Commercial_School_Existing_Generation_Electric_Solar PV_E9 | F4 | Commercial | School | Existing | Generation | Electric | Solar PV | E9 | RVT BC Ratio | 0 | 0 | 0 | 0 | 0 | 0 | 0 | 0 | 0 | 0 | 0 | 0 | 0 | 0 | 0 | 0 | 0 | 0 | 0 | 0 | 0 | 0 | 0 | 0 | 0 | 0 | 0 | 0 | 0 | 0
F4_Commercial_School_Existing_Generation_Electric_Solar PV_E10 | F4 | Commercial | School | Existing | Generation | Electric | Solar PV | E10 | RVT BC Ratio | 0 | 0 | 0 | 0 | 0 | 0 | 0 | 0 | 0 | 0 | 0 | 0 | 0 | 0 | 0 | 0 | 0 | 0 | 0 | 0 | 0 | 0 | 0 | 0 | 0 | 0 | 0 | 0 | 0 | 0
F5_Commercial_School_Existing_Generation_Electric_Solar PV_E1 | F5 | Commercial | School | Existing | Generation | Electric | Solar PV | E1 | RIM BC Ratio | 0 | 0 | 0 | 0 | 0 | 0 | 0 | 0 | 0 | 0 | 0 | 0 | 0 | 0 | 0 | 0 | 0 | 0 | 0 | 0 | 0 | 0 | 0 | 0 | 0 | 0 | 0 | 0 | 0 | 0
F5_Commercial_School_Existing_Generation_Electric_Solar PV_E2 | F5 | Commercial | School | Existing | Generation | Electric | Solar PV | E2 | RIM BC Ratio | 0 | 0 | 0 | 0 | 0 | 0 | 0 | 0 | 0 | 0 | 0 | 0 | 0 | 0 | 0 | 0 | 0 | 0 | 0 | 0 | 0 | 0 | 0 | 0 | 0 | 0 | 0 | 0 | 0 | 0
F5_Commercial_School_Existing_Generation_Electric_Solar PV_E3 | F5 | Commercial | School | Existing | Generation | Electric | Solar PV | E3 | RIM BC Ratio | 0 | 0 | 0 | 0 | 0 | 0 | 0 | 0 | 0 | 0 | 0 | 0 | 0 | 0 | 0 | 0 | 0 | 0 | 0 | 0 | 0 | 0 | 0 | 0 | 0 | 0 | 0 | 0 | 0 | 0
F5_Commercial_School_Existing_Generation_Electric_Solar PV_E4 | F5 | Commercial | School | Existing | Generation | Electric | Solar PV | E4 | RIM BC Ratio | 0 | 0 | 0 | 0 | 0 | 0 | 0 | 0 | 0 | 0 | 0 | 0 | 0 | 0 | 0 | 0 | 0 | 0 | 0 | 0 | 0 | 0 | 0 | 0 | 0 | 0 | 0 | 0 | 0 | 0
F5_Commercial_School_Existing_Generation_Electric_Solar PV_E5 | F5 | Commercial | School | Existing | Generation | Electric | Solar PV | E5 | RIM BC Ratio | 0 | 0 | 0 | 0 | 0 | 0 | 0 | 0 | 0 | 0 | 0 | 0 | 0 | 0 | 0 | 0 | 0 | 0 | 0 | 0 | 0 | 0 | 0 | 0 | 0 | 0 | 0 | 0 | 0 | 0
F5_Commercial_School_Existing_Generation_Electric_Solar PV_E6 | F5 | Commercial | School | Existing | Generation | Electric | Solar PV | E6 | RIM BC Ratio | 0 | 0 | 0 | 0 | 0 | 0 | 0 | 0 | 0 | 0 | 0 | 0 | 0 | 0 | 0 | 0 | 0 | 0 | 0 | 0 | 0 | 0 | 0 | 0 | 0 | 0 | 0 | 0 | 0 | 0
F5_Commercial_School_Existing_Generation_Electric_Solar PV_E7 | F5 | Commercial | School | Existing | Generation | Electric | Solar PV | E7 | RIM BC Ratio | 0 | 0 | 0 | 0 | 0 | 0 | 0 | 0 | 0 | 0 | 0 | 0 | 0 | 0 | 0 | 0 | 0 | 0 | 0 | 0 | 0 | 0 | 0 | 0 | 0 | 0 | 0 | 0 | 0 | 0
F5_Commercial_School_Existing_Generation_Electric_Solar PV_E8 | F5 | Commercial | School | Existing | Generation | Electric | Solar PV | E8 | RIM BC Ratio | 0 | 0 | 0 | 0 | 0 | 0 | 0 | 0 | 0 | 0 | 0 | 0 | 0 | 0 | 0 | 0 | 0 | 0 | 0 | 0 | 0 | 0 | 0 | 0 | 0 | 0 | 0 | 0 | 0 | 0
F5_Commercial_School_Existing_Generation_Electric_Solar PV_E9 | F5 | Commercial | School | Existing | Generation | Electric | Solar PV | E9 | RIM BC Ratio | 0 | 0 | 0 | 0 | 0 | 0 | 0 | 0 | 0 | 0 | 0 | 0 | 0 | 0 | 0 | 0 | 0 | 0 | 0 | 0 | 0 | 0 | 0 | 0 | 0 | 0 | 0 | 0 | 0 | 0
F5_Commercial_School_Existing_Generation_Electric_Solar PV_E10 | F5 | Commercial | School | Existing | Generation | Electric | Solar PV | E10 | RIM BC Ratio | 0 | 0 | 0 | 0 | 0 | 0 | 0 | 0 | 0 | 0 | 0 | 0 | 0 | 0 | 0 | 0 | 0 | 0 | 0 | 0 | 0 | 0 | 0 | 0 | 0 | 0 | 0 | 0 | 0 | 0
F0_Commercial_School_New_Cooling_Electric_Air-Cooled Chiller_E0 | F0 | Commercial | School | New | Cooling | Electric | Air-Cooled Chiller | E0 | Economic Unit | 0 | 0 | 0 | 0 | 0 | 0 | 0 | 0 | 0 | 0 | 0 | 0 | 0 | 0 | 0 | 0 | 0 | 0 | 0 | 0 | 0 | 0 | 0 | 0 | 0 | 0 | 0 | 0 | 0 | 0
F1_Commercial_School_New_Cooling_Electric_Air-Cooled Chiller_E1 | F1 | Commercial | School | New | Cooling | Electric | Air-Cooled Chiller | E1 | CCE | 0 | 0 | 0 | 0 | 0 | 0 | 0 | 0 | 0 | 0 | 0 | 0 | 0 | 0 | 0 | 0 | 0 | 0 | 0 | 0 | 0 | 0 | 0 | 0 | 0 | 0 | 0 | 0 | 0 | 0
F1_Commercial_School_New_Cooling_Electric_Air-Cooled Chiller_E2 | F1 | Commercial | School | New | Cooling | Electric | Air-Cooled Chiller | E2 | CCE | 0 | 0 | 0 | 0 | 0 | 0 | 0 | 0 | 0 | 0 | 0 | 0 | 0 | 0 | 0 | 0 | 0 | 0 | 0 | 0 | 0 | 0 | 0 | 0 | 0 | 0 | 0 | 0 | 0 | 0
F1_Commercial_School_New_Cooling_Electric_Air-Cooled Chiller_E3 | F1 | Commercial | School | New | Cooling | Electric | Air-Cooled Chiller | E3 | CCE | 0 | 0 | 0 | 0 | 0 | 0 | 0 | 0 | 0 | 0 | 0 | 0 | 0 | 0 | 0 | 0 | 0 | 0 | 0 | 0 | 0 | 0 | 0 | 0 | 0 | 0 | 0 | 0 | 0 | 0
F1_Commercial_School_New_Cooling_Electric_Air-Cooled Chiller_E4 | F1 | Commercial | School | New | Cooling | Electric | Air-Cooled Chiller | E4 | CCE | 0 | 0 | 0 | 0 | 0 | 0 | 0 | 0 | 0 | 0 | 0 | 0 | 0 | 0 | 0 | 0 | 0 | 0 | 0 | 0 | 0 | 0 | 0 | 0 | 0 | 0 | 0 | 0 | 0 | 0
F1_Commercial_School_New_Cooling_Electric_Air-Cooled Chiller_E5 | F1 | Commercial | School | New | Cooling | Electric | Air-Cooled Chiller | E5 | CCE | 0 | 0 | 0 | 0 | 0 | 0 | 0 | 0 | 0 | 0 | 0 | 0 | 0 | 0 | 0 | 0 | 0 | 0 | 0 | 0 | 0 | 0 | 0 | 0 | 0 | 0 | 0 | 0 | 0 | 0
F1_Commercial_School_New_Cooling_Electric_Air-Cooled Chiller_E6 | F1 | Commercial | School | New | Cooling | Electric | Air-Cooled Chiller | E6 | CCE | 0 | 0 | 0 | 0 | 0 | 0 | 0 | 0 | 0 | 0 | 0 | 0 | 0 | 0 | 0 | 0 | 0 | 0 | 0 | 0 | 0 | 0 | 0 | 0 | 0 | 0 | 0 | 0 | 0 | 0
F1_Commercial_School_New_Cooling_Electric_Air-Cooled Chiller_E7 | F1 | Commercial | School | New | Cooling | Electric | Air-Cooled Chiller | E7 | CCE | 0 | 0 | 0 | 0 | 0 | 0 | 0 | 0 | 0 | 0 | 0 | 0 | 0 | 0 | 0 | 0 | 0 | 0 | 0 | 0 | 0 | 0 | 0 | 0 | 0 | 0 | 0 | 0 | 0 | 0
F1_Commercial_School_New_Cooling_Electric_Air-Cooled Chiller_E8 | F1 | Commercial | School | New | Cooling | Electric | Air-Cooled Chiller | E8 | CCE | 0 | 0 | 0 | 0 | 0 | 0 | 0 | 0 | 0 | 0 | 0 | 0 | 0 | 0 | 0 | 0 | 0 | 0 | 0 | 0 | 0 | 0 | 0 | 0 | 0 | 0 | 0 | 0 | 0 | 0
F1_Commercial_School_New_Cooling_Electric_Air-Cooled Chiller_E9 | F1 | Commercial | School | New | Cooling | Electric | Air-Cooled Chiller | E9 | CCE | 0 | 0 | 0 | 0 | 0 | 0 | 0 | 0 | 0 | 0 | 0 | 0 | 0 | 0 | 0 | 0 | 0 | 0 | 0 | 0 | 0 | 0 | 0 | 0 | 0 | 0 | 0 | 0 | 0 | 0
F1_Commercial_School_New_Cooling_Electric_Air-Cooled Chiller_E10 | F1 | Commercial | School | New | Cooling | Electric | Air-Cooled Chiller | E10 | CCE | 0 | 0 | 0 | 0 | 0 | 0 | 0 | 0 | 0 | 0 | 0 | 0 | 0 | 0 | 0 | 0 | 0 | 0 | 0 | 0 | 0 | 0 | 0 | 0 | 0 | 0 | 0 | 0 | 0 | 0
F2_Commercial_School_New_Cooling_Electric_Air-Cooled Chiller_E1 | F2 | Commercial | School | New | Cooling | Electric | Air-Cooled Chiller | E1 | TRC BC Ratio | 0 | 0 | 0 | 0 | 0 | 0 | 0 | 0 | 0 | 0 | 0 | 0 | 0 | 0 | 0 | 0 | 0 | 0 | 0 | 0 | 0 | 0 | 0 | 0 | 0 | 0 | 0 | 0 | 0 | 0
F2_Commercial_School_New_Cooling_Electric_Air-Cooled Chiller_E2 | F2 | Commercial | School | New | Cooling | Electric | Air-Cooled Chiller | E2 | TRC BC Ratio | 0 | 0 | 0 | 0 | 0 | 0 | 0 | 0 | 0 | 0 | 0 | 0 | 0 | 0 | 0 | 0 | 0 | 0 | 0 | 0 | 0 | 0 | 0 | 0 | 0 | 0 | 0 | 0 | 0 | 0
F2_Commercial_School_New_Cooling_Electric_Air-Cooled Chiller_E3 | F2 | Commercial | School | New | Cooling | Electric | Air-Cooled Chiller | E3 | TRC BC Ratio | 0 | 0 | 0 | 0 | 0 | 0 | 0 | 0 | 0 | 0 | 0 | 0 | 0 | 0 | 0 | 0 | 0 | 0 | 0 | 0 | 0 | 0 | 0 | 0 | 0 | 0 | 0 | 0 | 0 | 0
F2_Commercial_School_New_Cooling_Electric_Air-Cooled Chiller_E4 | F2 | Commercial | School | New | Cooling | Electric | Air-Cooled Chiller | E4 | TRC BC Ratio | 0 | 0 | 0 | 0 | 0 | 0 | 0 | 0 | 0 | 0 | 0 | 0 | 0 | 0 | 0 | 0 | 0 | 0 | 0 | 0 | 0 | 0 | 0 | 0 | 0 | 0 | 0 | 0 | 0 | 0
F2_Commercial_School_New_Cooling_Electric_Air-Cooled Chiller_E5 | F2 | Commercial | School | New | Cooling | Electric | Air-Cooled Chiller | E5 | TRC BC Ratio | 0 | 0 | 0 | 0 | 0 | 0 | 0 | 0 | 0 | 0 | 0 | 0 | 0 | 0 | 0 | 0 | 0 | 0 | 0 | 0 | 0 | 0 | 0 | 0 | 0 | 0 | 0 | 0 | 0 | 0
F2_Commercial_School_New_Cooling_Electric_Air-Cooled Chiller_E6 | F2 | Commercial | School | New | Cooling | Electric | Air-Cooled Chiller | E6 | TRC BC Ratio | 0 | 0 | 0 | 0 | 0 | 0 | 0 | 0 | 0 | 0 | 0 | 0 | 0 | 0 | 0 | 0 | 0 | 0 | 0 | 0 | 0 | 0 | 0 | 0 | 0 | 0 | 0 | 0 | 0 | 0
F2_Commercial_School_New_Cooling_Electric_Air-Cooled Chiller_E7 | F2 | Commercial | School | New | Cooling | Electric | Air-Cooled Chiller | E7 | TRC BC Ratio | 0 | 0 | 0 | 0 | 0 | 0 | 0 | 0 | 0 | 0 | 0 | 0 | 0 | 0 | 0 | 0 | 0 | 0 | 0 | 0 | 0 | 0 | 0 | 0 | 0 | 0 | 0 | 0 | 0 | 0
F2_Commercial_School_New_Cooling_Electric_Air-Cooled Chiller_E8 | F2 | Commercial | School | New | Cooling | Electric | Air-Cooled Chiller | E8 | TRC BC Ratio | 0 | 0 | 0 | 0 | 0 | 0 | 0 | 0 | 0 | 0 | 0 | 0 | 0 | 0 | 0 | 0 | 0 | 0 | 0 | 0 | 0 | 0 | 0 | 0 | 0 | 0 | 0 | 0 | 0 | 0
F2_Commercial_School_New_Cooling_Electric_Air-Cooled Chiller_E9 | F2 | Commercial | School | New | Cooling | Electric | Air-Cooled Chiller | E9 | TRC BC Ratio | 0 | 0 | 0 | 0 | 0 | 0 | 0 | 0 | 0 | 0 | 0 | 0 | 0 | 0 | 0 | 0 | 0 | 0 | 0 | 0 | 0 | 0 | 0 | 0 | 0 | 0 | 0 | 0 | 0 | 0
F2_Commercial_School_New_Cooling_Electric_Air-Cooled Chiller_E10 | F2 | Commercial | School | New | Cooling | Electric | Air-Cooled Chiller | E10 | TRC BC Ratio | 0 | 0 | 0 | 0 | 0 | 0 | 0 | 0 | 0 | 0 | 0 | 0 | 0 | 0 | 0 | 0 | 0 | 0 | 0 | 0 | 0 | 0 | 0 | 0 | 0 | 0 | 0 | 0 | 0 | 0
F3_Commercial_School_New_Cooling_Electric_Air-Cooled Chiller_E1 | F3 | Commercial | School | New | Cooling | Electric | Air-Cooled Chiller | E1 | PACT BC Ratio | 0 | 0 | 0 | 0 | 0 | 0 | 0 | 0 | 0 | 0 | 0 | 0 | 0 | 0 | 0 | 0 | 0 | 0 | 0 | 0 | 0 | 0 | 0 | 0 | 0 | 0 | 0 | 0 | 0 | 0
F3_Commercial_School_New_Cooling_Electric_Air-Cooled Chiller_E2 | F3 | Commercial | School | New | Cooling | Electric | Air-Cooled Chiller | E2 | PACT BC Ratio | 0 | 0 | 0 | 0 | 0 | 0 | 0 | 0 | 0 | 0 | 0 | 0 | 0 | 0 | 0 | 0 | 0 | 0 | 0 | 0 | 0 | 0 | 0 | 0 | 0 | 0 | 0 | 0 | 0 | 0
F3_Commercial_School_New_Cooling_Electric_Air-Cooled Chiller_E3 | F3 | Commercial | School | New | Cooling | Electric | Air-Cooled Chiller | E3 | PACT BC Ratio | 0 | 0 | 0 | 0 | 0 | 0 | 0 | 0 | 0 | 0 | 0 | 0 | 0 | 0 | 0 | 0 | 0 | 0 | 0 | 0 | 0 | 0 | 0 | 0 | 0 | 0 | 0 | 0 | 0 | 0
F3_Commercial_School_New_Cooling_Electric_Air-Cooled Chiller_E4 | F3 | Commercial | School | New | Cooling | Electric | Air-Cooled Chiller | E4 | PACT BC Ratio | 0 | 0 | 0 | 0 | 0 | 0 | 0 | 0 | 0 | 0 | 0 | 0 | 0 | 0 | 0 | 0 | 0 | 0 | 0 | 0 | 0 | 0 | 0 | 0 | 0 | 0 | 0 | 0 | 0 | 0
F3_Commercial_School_New_Cooling_Electric_Air-Cooled Chiller_E5 | F3 | Commercial | School | New | Cooling | Electric | Air-Cooled Chiller | E5 | PACT BC Ratio | 0 | 0 | 0 | 0 | 0 | 0 | 0 | 0 | 0 | 0 | 0 | 0 | 0 | 0 | 0 | 0 | 0 | 0 | 0 | 0 | 0 | 0 | 0 | 0 | 0 | 0 | 0 | 0 | 0 | 0
F3_Commercial_School_New_Cooling_Electric_Air-Cooled Chiller_E6 | F3 | Commercial | School | New | Cooling | Electric | Air-Cooled Chiller | E6 | PACT BC Ratio | 0 | 0 | 0 | 0 | 0 | 0 | 0 | 0 | 0 | 0 | 0 | 0 | 0 | 0 | 0 | 0 | 0 | 0 | 0 | 0 | 0 | 0 | 0 | 0 | 0 | 0 | 0 | 0 | 0 | 0
F3_Commercial_School_New_Cooling_Electric_Air-Cooled Chiller_E7 | F3 | Commercial | School | New | Cooling | Electric | Air-Cooled Chiller | E7 | PACT BC Ratio | 0 | 0 | 0 | 0 | 0 | 0 | 0 | 0 | 0 | 0 | 0 | 0 | 0 | 0 | 0 | 0 | 0 | 0 | 0 | 0 | 0 | 0 | 0 | 0 | 0 | 0 | 0 | 0 | 0 | 0
F3_Commercial_School_New_Cooling_Electric_Air-Cooled Chiller_E8 | F3 | Commercial | School | New | Cooling | Electric | Air-Cooled Chiller | E8 | PACT BC Ratio | 0 | 0 | 0 | 0 | 0 | 0 | 0 | 0 | 0 | 0 | 0 | 0 | 0 | 0 | 0 | 0 | 0 | 0 | 0 | 0 | 0 | 0 | 0 | 0 | 0 | 0 | 0 | 0 | 0 | 0
F3_Commercial_School_New_Cooling_Electric_Air-Cooled Chiller_E9 | F3 | Commercial | School | New | Cooling | Electric | Air-Cooled Chiller | E9 | PACT BC Ratio | 0 | 0 | 0 | 0 | 0 | 0 | 0 | 0 | 0 | 0 | 0 | 0 | 0 | 0 | 0 | 0 | 0 | 0 | 0 | 0 | 0 | 0 | 0 | 0 | 0 | 0 | 0 | 0 | 0 | 0
F3_Commercial_School_New_Cooling_Electric_Air-Cooled Chiller_E10 | F3 | Commercial | School | New | Cooling | Electric | Air-Cooled Chiller | E10 | PACT BC Ratio | 0 | 0 | 0 | 0 | 0 | 0 | 0 | 0 | 0 | 0 | 0 | 0 | 0 | 0 | 0 | 0 | 0 | 0 | 0 | 0 | 0 | 0 | 0 | 0 | 0 | 0 | 0 | 0 | 0 | 0
F4_Commercial_School_New_Cooling_Electric_Air-Cooled Chiller_E1 | F4 | Commercial | School | New | Cooling | Electric | Air-Cooled Chiller | E1 | RVT BC Ratio | 0 | 0 | 0 | 0 | 0 | 0 | 0 | 0 | 0 | 0 | 0 | 0 | 0 | 0 | 0 | 0 | 0 | 0 | 0 | 0 | 0 | 0 | 0 | 0 | 0 | 0 | 0 | 0 | 0 | 0
F4_Commercial_School_New_Cooling_Electric_Air-Cooled Chiller_E2 | F4 | Commercial | School | New | Cooling | Electric | Air-Cooled Chiller | E2 | RVT BC Ratio | 0 | 0 | 0 | 0 | 0 | 0 | 0 | 0 | 0 | 0 | 0 | 0 | 0 | 0 | 0 | 0 | 0 | 0 | 0 | 0 | 0 | 0 | 0 | 0 | 0 | 0 | 0 | 0 | 0 | 0
F4_Commercial_School_New_Cooling_Electric_Air-Cooled Chiller_E3 | F4 | Commercial | School | New | Cooling | Electric | Air-Cooled Chiller | E3 | RVT BC Ratio | 0 | 0 | 0 | 0 | 0 | 0 | 0 | 0 | 0 | 0 | 0 | 0 | 0 | 0 | 0 | 0 | 0 | 0 | 0 | 0 | 0 | 0 | 0 | 0 | 0 | 0 | 0 | 0 | 0 | 0
F4_Commercial_School_New_Cooling_Electric_Air-Cooled Chiller_E4 | F4 | Commercial | School | New | Cooling | Electric | Air-Cooled Chiller | E4 | RVT BC Ratio | 0 | 0 | 0 | 0 | 0 | 0 | 0 | 0 | 0 | 0 | 0 | 0 | 0 | 0 | 0 | 0 | 0 | 0 | 0 | 0 | 0 | 0 | 0 | 0 | 0 | 0 | 0 | 0 | 0 | 0
F4_Commercial_School_New_Cooling_Electric_Air-Cooled Chiller_E5 | F4 | Commercial | School | New | Cooling | Electric | Air-Cooled Chiller | E5 | RVT BC Ratio | 0 | 0 | 0 | 0 | 0 | 0 | 0 | 0 | 0 | 0 | 0 | 0 | 0 | 0 | 0 | 0 | 0 | 0 | 0 | 0 | 0 | 0 | 0 | 0 | 0 | 0 | 0 | 0 | 0 | 0
F4_Commercial_School_New_Cooling_Electric_Air-Cooled Chiller_E6 | F4 | Commercial | School | New | Cooling | Electric | Air-Cooled Chiller | E6 | RVT BC Ratio | 0 | 0 | 0 | 0 | 0 | 0 | 0 | 0 | 0 | 0 | 0 | 0 | 0 | 0 | 0 | 0 | 0 | 0 | 0 | 0 | 0 | 0 | 0 | 0 | 0 | 0 | 0 | 0 | 0 | 0
F4_Commercial_School_New_Cooling_Electric_Air-Cooled Chiller_E7 | F4 | Commercial | School | New | Cooling | Electric | Air-Cooled Chiller | E7 | RVT BC Ratio | 0 | 0 | 0 | 0 | 0 | 0 | 0 | 0 | 0 | 0 | 0 | 0 | 0 | 0 | 0 | 0 | 0 | 0 | 0 | 0 | 0 | 0 | 0 | 0 | 0 | 0 | 0 | 0 | 0 | 0
F4_Commercial_School_New_Cooling_Electric_Air-Cooled Chiller_E8 | F4 | Commercial | School | New | Cooling | Electric | Air-Cooled Chiller | E8 | RVT BC Ratio | 0 | 0 | 0 | 0 | 0 | 0 | 0 | 0 | 0 | 0 | 0 | 0 | 0 | 0 | 0 | 0 | 0 | 0 | 0 | 0 | 0 | 0 | 0 | 0 | 0 | 0 | 0 | 0 | 0 | 0
F4_Commercial_School_New_Cooling_Electric_Air-Cooled Chiller_E9 | F4 | Commercial | School | New | Cooling | Electric | Air-Cooled Chiller | E9 | RVT BC Ratio | 0 | 0 | 0 | 0 | 0 | 0 | 0 | 0 | 0 | 0 | 0 | 0 | 0 | 0 | 0 | 0 | 0 | 0 | 0 | 0 | 0 | 0 | 0 | 0 | 0 | 0 | 0 | 0 | 0 | 0
F4_Commercial_School_New_Cooling_Electric_Air-Cooled Chiller_E10 | F4 | Commercial | School | New | Cooling | Electric | Air-Cooled Chiller | E10 | RVT BC Ratio | 0 | 0 | 0 | 0 | 0 | 0 | 0 | 0 | 0 | 0 | 0 | 0 | 0 | 0 | 0 | 0 | 0 | 0 | 0 | 0 | 0 | 0 | 0 | 0 | 0 | 0 | 0 | 0 | 0 | 0
F5_Commercial_School_New_Cooling_Electric_Air-Cooled Chiller_E1 | F5 | Commercial | School | New | Cooling | Electric | Air-Cooled Chiller | E1 | RIM BC Ratio | 0 | 0 | 0 | 0 | 0 | 0 | 0 | 0 | 0 | 0 | 0 | 0 | 0 | 0 | 0 | 0 | 0 | 0 | 0 | 0 | 0 | 0 | 0 | 0 | 0 | 0 | 0 | 0 | 0 | 0
F5_Commercial_School_New_Cooling_Electric_Air-Cooled Chiller_E2 | F5 | Commercial | School | New | Cooling | Electric | Air-Cooled Chiller | E2 | RIM BC Ratio | 0 | 0 | 0 | 0 | 0 | 0 | 0 | 0 | 0 | 0 | 0 | 0 | 0 | 0 | 0 | 0 | 0 | 0 | 0 | 0 | 0 | 0 | 0 | 0 | 0 | 0 | 0 | 0 | 0 | 0
F5_Commercial_School_New_Cooling_Electric_Air-Cooled Chiller_E3 | F5 | Commercial | School | New | Cooling | Electric | Air-Cooled Chiller | E3 | RIM BC Ratio | 0 | 0 | 0 | 0 | 0 | 0 | 0 | 0 | 0 | 0 | 0 | 0 | 0 | 0 | 0 | 0 | 0 | 0 | 0 | 0 | 0 | 0 | 0 | 0 | 0 | 0 | 0 | 0 | 0 | 0
F5_Commercial_School_New_Cooling_Electric_Air-Cooled Chiller_E4 | F5 | Commercial | School | New | Cooling | Electric | Air-Cooled Chiller | E4 | RIM BC Ratio | 0 | 0 | 0 | 0 | 0 | 0 | 0 | 0 | 0 | 0 | 0 | 0 | 0 | 0 | 0 | 0 | 0 | 0 | 0 | 0 | 0 | 0 | 0 | 0 | 0 | 0 | 0 | 0 | 0 | 0
F5_Commercial_School_New_Cooling_Electric_Air-Cooled Chiller_E5 | F5 | Commercial | School | New | Cooling | Electric | Air-Cooled Chiller | E5 | RIM BC Ratio | 0 | 0 | 0 | 0 | 0 | 0 | 0 | 0 | 0 | 0 | 0 | 0 | 0 | 0 | 0 | 0 | 0 | 0 | 0 | 0 | 0 | 0 | 0 | 0 | 0 | 0 | 0 | 0 | 0 | 0
F5_Commercial_School_New_Cooling_Electric_Air-Cooled Chiller_E6 | F5 | Commercial | School | New | Cooling | Electric | Air-Cooled Chiller | E6 | RIM BC Ratio | 0 | 0 | 0 | 0 | 0 | 0 | 0 | 0 | 0 | 0 | 0 | 0 | 0 | 0 | 0 | 0 | 0 | 0 | 0 | 0 | 0 | 0 | 0 | 0 | 0 | 0 | 0 | 0 | 0 | 0
F5_Commercial_School_New_Cooling_Electric_Air-Cooled Chiller_E7 | F5 | Commercial | School | New | Cooling | Electric | Air-Cooled Chiller | E7 | RIM BC Ratio | 0 | 0 | 0 | 0 | 0 | 0 | 0 | 0 | 0 | 0 | 0 | 0 | 0 | 0 | 0 | 0 | 0 | 0 | 0 | 0 | 0 | 0 | 0 | 0 | 0 | 0 | 0 | 0 | 0 | 0
F5_Commercial_School_New_Cooling_Electric_Air-Cooled Chiller_E8 | F5 | Commercial | School | New | Cooling | Electric | Air-Cooled Chiller | E8 | RIM BC Ratio | 0 | 0 | 0 | 0 | 0 | 0 | 0 | 0 | 0 | 0 | 0 | 0 | 0 | 0 | 0 | 0 | 0 | 0 | 0 | 0 | 0 | 0 | 0 | 0 | 0 | 0 | 0 | 0 | 0 | 0
F5_Commercial_School_New_Cooling_Electric_Air-Cooled Chiller_E9 | F5 | Commercial | School | New | Cooling | Electric | Air-Cooled Chiller | E9 | RIM BC Ratio | 0 | 0 | 0 | 0 | 0 | 0 | 0 | 0 | 0 | 0 | 0 | 0 | 0 | 0 | 0 | 0 | 0 | 0 | 0 | 0 | 0 | 0 | 0 | 0 | 0 | 0 | 0 | 0 | 0 | 0
F5_Commercial_School_New_Cooling_Electric_Air-Cooled Chiller_E10 | F5 | Commercial | School | New | Cooling | Electric | Air-Cooled Chiller | E10 | RIM BC Ratio | 0 | 0 | 0 | 0 | 0 | 0 | 0 | 0 | 0 | 0 | 0 | 0 | 0 | 0 | 0 | 0 | 0 | 0 | 0 | 0 | 0 | 0 | 0 | 0 | 0 | 0 | 0 | 0 | 0 | 0
F0_Commercial_School_New_Cooling_Electric_Water-Cooled Chiller_E0 | F0 | Commercial | School | New | Cooling | Electric | Water-Cooled Chiller | E0 | Economic Unit | 0 | 0 | 0 | 0 | 0 | 0 | 0 | 0 | 0 | 0 | 0 | 0 | 0 | 0 | 0 | 0 | 0 | 0 | 0 | 0 | 0 | 0 | 0 | 0 | 0 | 0 | 0 | 0 | 0 | 0
F1_Commercial_School_New_Cooling_Electric_Water-Cooled Chiller_E1 | F1 | Commercial | School | New | Cooling | Electric | Water-Cooled Chiller | E1 | CCE | 0 | 0 | 0 | 0 | 0 | 0 | 0 | 0 | 0 | 0 | 0 | 0 | 0 | 0 | 0 | 0 | 0 | 0 | 0 | 0 | 0 | 0 | 0 | 0 | 0 | 0 | 0 | 0 | 0 | 0
F1_Commercial_School_New_Cooling_Electric_Water-Cooled Chiller_E2 | F1 | Commercial | School | New | Cooling | Electric | Water-Cooled Chiller | E2 | CCE | 0 | 0 | 0 | 0 | 0 | 0 | 0 | 0 | 0 | 0 | 0 | 0 | 0 | 0 | 0 | 0 | 0 | 0 | 0 | 0 | 0 | 0 | 0 | 0 | 0 | 0 | 0 | 0 | 0 | 0
F1_Commercial_School_New_Cooling_Electric_Water-Cooled Chiller_E3 | F1 | Commercial | School | New | Cooling | Electric | Water-Cooled Chiller | E3 | CCE | 0 | 0 | 0 | 0 | 0 | 0 | 0 | 0 | 0 | 0 | 0 | 0 | 0 | 0 | 0 | 0 | 0 | 0 | 0 | 0 | 0 | 0 | 0 | 0 | 0 | 0 | 0 | 0 | 0 | 0
F1_Commercial_School_New_Cooling_Electric_Water-Cooled Chiller_E4 | F1 | Commercial | School | New | Cooling | Electric | Water-Cooled Chiller | E4 | CCE | 0 | 0 | 0 | 0 | 0 | 0 | 0 | 0 | 0 | 0 | 0 | 0 | 0 | 0 | 0 | 0 | 0 | 0 | 0 | 0 | 0 | 0 | 0 | 0 | 0 | 0 | 0 | 0 | 0 | 0
F1_Commercial_School_New_Cooling_Electric_Water-Cooled Chiller_E5 | F1 | Commercial | School | New | Cooling | Electric | Water-Cooled Chiller | E5 | CCE | 0 | 0 | 0 | 0 | 0 | 0 | 0 | 0 | 0 | 0 | 0 | 0 | 0 | 0 | 0 | 0 | 0 | 0 | 0 | 0 | 0 | 0 | 0 | 0 | 0 | 0 | 0 | 0 | 0 | 0
F1_Commercial_School_New_Cooling_Electric_Water-Cooled Chiller_E6 | F1 | Commercial | School | New | Cooling | Electric | Water-Cooled Chiller | E6 | CCE | 0 | 0 | 0 | 0 | 0 | 0 | 0 | 0 | 0 | 0 | 0 | 0 | 0 | 0 | 0 | 0 | 0 | 0 | 0 | 0 | 0 | 0 | 0 | 0 | 0 | 0 | 0 | 0 | 0 | 0
F1_Commercial_School_New_Cooling_Electric_Water-Cooled Chiller_E7 | F1 | Commercial | School | New | Cooling | Electric | Water-Cooled Chiller | E7 | CCE | 0 | 0 | 0 | 0 | 0 | 0 | 0 | 0 | 0 | 0 | 0 | 0 | 0 | 0 | 0 | 0 | 0 | 0 | 0 | 0 | 0 | 0 | 0 | 0 | 0 | 0 | 0 | 0 | 0 | 0
F1_Commercial_School_New_Cooling_Electric_Water-Cooled Chiller_E8 | F1 | Commercial | School | New | Cooling | Electric | Water-Cooled Chiller | E8 | CCE | 0 | 0 | 0 | 0 | 0 | 0 | 0 | 0 | 0 | 0 | 0 | 0 | 0 | 0 | 0 | 0 | 0 | 0 | 0 | 0 | 0 | 0 | 0 | 0 | 0 | 0 | 0 | 0 | 0 | 0
F1_Commercial_School_New_Cooling_Electric_Water-Cooled Chiller_E9 | F1 | Commercial | School | New | Cooling | Electric | Water-Cooled Chiller | E9 | CCE | 0 | 0 | 0 | 0 | 0 | 0 | 0 | 0 | 0 | 0 | 0 | 0 | 0 | 0 | 0 | 0 | 0 | 0 | 0 | 0 | 0 | 0 | 0 | 0 | 0 | 0 | 0 | 0 | 0 | 0
F1_Commercial_School_New_Cooling_Electric_Water-Cooled Chiller_E10 | F1 | Commercial | School | New | Cooling | Electric | Water-Cooled Chiller | E10 | CCE | 0 | 0 | 0 | 0 | 0 | 0 | 0 | 0 | 0 | 0 | 0 | 0 | 0 | 0 | 0 | 0 | 0 | 0 | 0 | 0 | 0 | 0 | 0 | 0 | 0 | 0 | 0 | 0 | 0 | 0
F2_Commercial_School_New_Cooling_Electric_Water-Cooled Chiller_E1 | F2 | Commercial | School | New | Cooling | Electric | Water-Cooled Chiller | E1 | TRC BC Ratio | 0 | 0 | 0 | 0 | 0 | 0 | 0 | 0 | 0 | 0 | 0 | 0 | 0 | 0 | 0 | 0 | 0 | 0 | 0 | 0 | 0 | 0 | 0 | 0 | 0 | 0 | 0 | 0 | 0 | 0
F2_Commercial_School_New_Cooling_Electric_Water-Cooled Chiller_E2 | F2 | Commercial | School | New | Cooling | Electric | Water-Cooled Chiller | E2 | TRC BC Ratio | 0 | 0 | 0 | 0 | 0 | 0 | 0 | 0 | 0 | 0 | 0 | 0 | 0 | 0 | 0 | 0 | 0 | 0 | 0 | 0 | 0 | 0 | 0 | 0 | 0 | 0 | 0 | 0 | 0 | 0
F2_Commercial_School_New_Cooling_Electric_Water-Cooled Chiller_E3 | F2 | Commercial | School | New | Cooling | Electric | Water-Cooled Chiller | E3 | TRC BC Ratio | 0 | 0 | 0 | 0 | 0 | 0 | 0 | 0 | 0 | 0 | 0 | 0 | 0 | 0 | 0 | 0 | 0 | 0 | 0 | 0 | 0 | 0 | 0 | 0 | 0 | 0 | 0 | 0 | 0 | 0
F2_Commercial_School_New_Cooling_Electric_Water-Cooled Chiller_E4 | F2 | Commercial | School | New | Cooling | Electric | Water-Cooled Chiller | E4 | TRC BC Ratio | 0 | 0 | 0 | 0 | 0 | 0 | 0 | 0 | 0 | 0 | 0 | 0 | 0 | 0 | 0 | 0 | 0 | 0 | 0 | 0 | 0 | 0 | 0 | 0 | 0 | 0 | 0 | 0 | 0 | 0
F2_Commercial_School_New_Cooling_Electric_Water-Cooled Chiller_E5 | F2 | Commercial | School | New | Cooling | Electric | Water-Cooled Chiller | E5 | TRC BC Ratio | 0 | 0 | 0 | 0 | 0 | 0 | 0 | 0 | 0 | 0 | 0 | 0 | 0 | 0 | 0 | 0 | 0 | 0 | 0 | 0 | 0 | 0 | 0 | 0 | 0 | 0 | 0 | 0 | 0 | 0
F2_Commercial_School_New_Cooling_Electric_Water-Cooled Chiller_E6 | F2 | Commercial | School | New | Cooling | Electric | Water-Cooled Chiller | E6 | TRC BC Ratio | 0 | 0 | 0 | 0 | 0 | 0 | 0 | 0 | 0 | 0 | 0 | 0 | 0 | 0 | 0 | 0 | 0 | 0 | 0 | 0 | 0 | 0 | 0 | 0 | 0 | 0 | 0 | 0 | 0 | 0
F2_Commercial_School_New_Cooling_Electric_Water-Cooled Chiller_E7 | F2 | Commercial | School | New | Cooling | Electric | Water-Cooled Chiller | E7 | TRC BC Ratio | 0 | 0 | 0 | 0 | 0 | 0 | 0 | 0 | 0 | 0 | 0 | 0 | 0 | 0 | 0 | 0 | 0 | 0 | 0 | 0 | 0 | 0 | 0 | 0 | 0 | 0 | 0 | 0 | 0 | 0
F2_Commercial_School_New_Cooling_Electric_Water-Cooled Chiller_E8 | F2 | Commercial | School | New | Cooling | Electric | Water-Cooled Chiller | E8 | TRC BC Ratio | 0 | 0 | 0 | 0 | 0 | 0 | 0 | 0 | 0 | 0 | 0 | 0 | 0 | 0 | 0 | 0 | 0 | 0 | 0 | 0 | 0 | 0 | 0 | 0 | 0 | 0 | 0 | 0 | 0 | 0
F2_Commercial_School_New_Cooling_Electric_Water-Cooled Chiller_E9 | F2 | Commercial | School | New | Cooling | Electric | Water-Cooled Chiller | E9 | TRC BC Ratio | 0 | 0 | 0 | 0 | 0 | 0 | 0 | 0 | 0 | 0 | 0 | 0 | 0 | 0 | 0 | 0 | 0 | 0 | 0 | 0 | 0 | 0 | 0 | 0 | 0 | 0 | 0 | 0 | 0 | 0
F2_Commercial_School_New_Cooling_Electric_Water-Cooled Chiller_E10 | F2 | Commercial | School | New | Cooling | Electric | Water-Cooled Chiller | E10 | TRC BC Ratio | 0 | 0 | 0 | 0 | 0 | 0 | 0 | 0 | 0 | 0 | 0 | 0 | 0 | 0 | 0 | 0 | 0 | 0 | 0 | 0 | 0 | 0 | 0 | 0 | 0 | 0 | 0 | 0 | 0 | 0
F3_Commercial_School_New_Cooling_Electric_Water-Cooled Chiller_E1 | F3 | Commercial | School | New | Cooling | Electric | Water-Cooled Chiller | E1 | PACT BC Ratio | 0 | 0 | 0 | 0 | 0 | 0 | 0 | 0 | 0 | 0 | 0 | 0 | 0 | 0 | 0 | 0 | 0 | 0 | 0 | 0 | 0 | 0 | 0 | 0 | 0 | 0 | 0 | 0 | 0 | 0
F3_Commercial_School_New_Cooling_Electric_Water-Cooled Chiller_E2 | F3 | Commercial | School | New | Cooling | Electric | Water-Cooled Chiller | E2 | PACT BC Ratio | 0 | 0 | 0 | 0 | 0 | 0 | 0 | 0 | 0 | 0 | 0 | 0 | 0 | 0 | 0 | 0 | 0 | 0 | 0 | 0 | 0 | 0 | 0 | 0 | 0 | 0 | 0 | 0 | 0 | 0
F3_Commercial_School_New_Cooling_Electric_Water-Cooled Chiller_E3 | F3 | Commercial | School | New | Cooling | Electric | Water-Cooled Chiller | E3 | PACT BC Ratio | 0 | 0 | 0 | 0 | 0 | 0 | 0 | 0 | 0 | 0 | 0 | 0 | 0 | 0 | 0 | 0 | 0 | 0 | 0 | 0 | 0 | 0 | 0 | 0 | 0 | 0 | 0 | 0 | 0 | 0
F3_Commercial_School_New_Cooling_Electric_Water-Cooled Chiller_E4 | F3 | Commercial | School | New | Cooling | Electric | Water-Cooled Chiller | E4 | PACT BC Ratio | 0 | 0 | 0 | 0 | 0 | 0 | 0 | 0 | 0 | 0 | 0 | 0 | 0 | 0 | 0 | 0 | 0 | 0 | 0 | 0 | 0 | 0 | 0 | 0 | 0 | 0 | 0 | 0 | 0 | 0
F3_Commercial_School_New_Cooling_Electric_Water-Cooled Chiller_E5 | F3 | Commercial | School | New | Cooling | Electric | Water-Cooled Chiller | E5 | PACT BC Ratio | 0 | 0 | 0 | 0 | 0 | 0 | 0 | 0 | 0 | 0 | 0 | 0 | 0 | 0 | 0 | 0 | 0 | 0 | 0 | 0 | 0 | 0 | 0 | 0 | 0 | 0 | 0 | 0 | 0 | 0
F3_Commercial_School_New_Cooling_Electric_Water-Cooled Chiller_E6 | F3 | Commercial | School | New | Cooling | Electric | Water-Cooled Chiller | E6 | PACT BC Ratio | 0 | 0 | 0 | 0 | 0 | 0 | 0 | 0 | 0 | 0 | 0 | 0 | 0 | 0 | 0 | 0 | 0 | 0 | 0 | 0 | 0 | 0 | 0 | 0 | 0 | 0 | 0 | 0 | 0 | 0
F3_Commercial_School_New_Cooling_Electric_Water-Cooled Chiller_E7 | F3 | Commercial | School | New | Cooling | Electric | Water-Cooled Chiller | E7 | PACT BC Ratio | 0 | 0 | 0 | 0 | 0 | 0 | 0 | 0 | 0 | 0 | 0 | 0 | 0 | 0 | 0 | 0 | 0 | 0 | 0 | 0 | 0 | 0 | 0 | 0 | 0 | 0 | 0 | 0 | 0 | 0
F3_Commercial_School_New_Cooling_Electric_Water-Cooled Chiller_E8 | F3 | Commercial | School | New | Cooling | Electric | Water-Cooled Chiller | E8 | PACT BC Ratio | 0 | 0 | 0 | 0 | 0 | 0 | 0 | 0 | 0 | 0 | 0 | 0 | 0 | 0 | 0 | 0 | 0 | 0 | 0 | 0 | 0 | 0 | 0 | 0 | 0 | 0 | 0 | 0 | 0 | 0
F3_Commercial_School_New_Cooling_Electric_Water-Cooled Chiller_E9 | F3 | Commercial | School | New | Cooling | Electric | Water-Cooled Chiller | E9 | PACT BC Ratio | 0 | 0 | 0 | 0 | 0 | 0 | 0 | 0 | 0 | 0 | 0 | 0 | 0 | 0 | 0 | 0 | 0 | 0 | 0 | 0 | 0 | 0 | 0 | 0 | 0 | 0 | 0 | 0 | 0 | 0
F3_Commercial_School_New_Cooling_Electric_Water-Cooled Chiller_E10 | F3 | Commercial | School | New | Cooling | Electric | Water-Cooled Chiller | E10 | PACT BC Ratio | 0 | 0 | 0 | 0 | 0 | 0 | 0 | 0 | 0 | 0 | 0 | 0 | 0 | 0 | 0 | 0 | 0 | 0 | 0 | 0 | 0 | 0 | 0 | 0 | 0 | 0 | 0 | 0 | 0 | 0
F4_Commercial_School_New_Cooling_Electric_Water-Cooled Chiller_E1 | F4 | Commercial | School | New | Cooling | Electric | Water-Cooled Chiller | E1 | RVT BC Ratio | 0 | 0 | 0 | 0 | 0 | 0 | 0 | 0 | 0 | 0 | 0 | 0 | 0 | 0 | 0 | 0 | 0 | 0 | 0 | 0 | 0 | 0 | 0 | 0 | 0 | 0 | 0 | 0 | 0 | 0
F4_Commercial_School_New_Cooling_Electric_Water-Cooled Chiller_E2 | F4 | Commercial | School | New | Cooling | Electric | Water-Cooled Chiller | E2 | RVT BC Ratio | 0 | 0 | 0 | 0 | 0 | 0 | 0 | 0 | 0 | 0 | 0 | 0 | 0 | 0 | 0 | 0 | 0 | 0 | 0 | 0 | 0 | 0 | 0 | 0 | 0 | 0 | 0 | 0 | 0 | 0
F4_Commercial_School_New_Cooling_Electric_Water-Cooled Chiller_E3 | F4 | Commercial | School | New | Cooling | Electric | Water-Cooled Chiller | E3 | RVT BC Ratio | 0 | 0 | 0 | 0 | 0 | 0 | 0 | 0 | 0 | 0 | 0 | 0 | 0 | 0 | 0 | 0 | 0 | 0 | 0 | 0 | 0 | 0 | 0 | 0 | 0 | 0 | 0 | 0 | 0 | 0
F4_Commercial_School_New_Cooling_Electric_Water-Cooled Chiller_E4 | F4 | Commercial | School | New | Cooling | Electric | Water-Cooled Chiller | E4 | RVT BC Ratio | 0 | 0 | 0 | 0 | 0 | 0 | 0 | 0 | 0 | 0 | 0 | 0 | 0 | 0 | 0 | 0 | 0 | 0 | 0 | 0 | 0 | 0 | 0 | 0 | 0 | 0 | 0 | 0 | 0 | 0
F4_Commercial_School_New_Cooling_Electric_Water-Cooled Chiller_E5 | F4 | Commercial | School | New | Cooling | Electric | Water-Cooled Chiller | E5 | RVT BC Ratio | 0 | 0 | 0 | 0 | 0 | 0 | 0 | 0 | 0 | 0 | 0 | 0 | 0 | 0 | 0 | 0 | 0 | 0 | 0 | 0 | 0 | 0 | 0 | 0 | 0 | 0 | 0 | 0 | 0 | 0
F4_Commercial_School_New_Cooling_Electric_Water-Cooled Chiller_E6 | F4 | Commercial | School | New | Cooling | Electric | Water-Cooled Chiller | E6 | RVT BC Ratio | 0 | 0 | 0 | 0 | 0 | 0 | 0 | 0 | 0 | 0 | 0 | 0 | 0 | 0 | 0 | 0 | 0 | 0 | 0 | 0 | 0 | 0 | 0 | 0 | 0 | 0 | 0 | 0 | 0 | 0
F4_Commercial_School_New_Cooling_Electric_Water-Cooled Chiller_E7 | F4 | Commercial | School | New | Cooling | Electric | Water-Cooled Chiller | E7 | RVT BC Ratio | 0 | 0 | 0 | 0 | 0 | 0 | 0 | 0 | 0 | 0 | 0 | 0 | 0 | 0 | 0 | 0 | 0 | 0 | 0 | 0 | 0 | 0 | 0 | 0 | 0 | 0 | 0 | 0 | 0 | 0
F4_Commercial_School_New_Cooling_Electric_Water-Cooled Chiller_E8 | F4 | Commercial | School | New | Cooling | Electric | Water-Cooled Chiller | E8 | RVT BC Ratio | 0 | 0 | 0 | 0 | 0 | 0 | 0 | 0 | 0 | 0 | 0 | 0 | 0 | 0 | 0 | 0 | 0 | 0 | 0 | 0 | 0 | 0 | 0 | 0 | 0 | 0 | 0 | 0 | 0 | 0
F4_Commercial_School_New_Cooling_Electric_Water-Cooled Chiller_E9 | F4 | Commercial | School | New | Cooling | Electric | Water-Cooled Chiller | E9 | RVT BC Ratio | 0 | 0 | 0 | 0 | 0 | 0 | 0 | 0 | 0 | 0 | 0 | 0 | 0 | 0 | 0 | 0 | 0 | 0 | 0 | 0 | 0 | 0 | 0 | 0 | 0 | 0 | 0 | 0 | 0 | 0
F4_Commercial_School_New_Cooling_Electric_Water-Cooled Chiller_E10 | F4 | Commercial | School | New | Cooling | Electric | Water-Cooled Chiller | E10 | RVT BC Ratio | 0 | 0 | 0 | 0 | 0 | 0 | 0 | 0 | 0 | 0 | 0 | 0 | 0 | 0 | 0 | 0 | 0 | 0 | 0 | 0 | 0 | 0 | 0 | 0 | 0 | 0 | 0 | 0 | 0 | 0
F5_Commercial_School_New_Cooling_Electric_Water-Cooled Chiller_E1 | F5 | Commercial | School | New | Cooling | Electric | Water-Cooled Chiller | E1 | RIM BC Ratio | 0 | 0 | 0 | 0 | 0 | 0 | 0 | 0 | 0 | 0 | 0 | 0 | 0 | 0 | 0 | 0 | 0 | 0 | 0 | 0 | 0 | 0 | 0 | 0 | 0 | 0 | 0 | 0 | 0 | 0
F5_Commercial_School_New_Cooling_Electric_Water-Cooled Chiller_E2 | F5 | Commercial | School | New | Cooling | Electric | Water-Cooled Chiller | E2 | RIM BC Ratio | 0 | 0 | 0 | 0 | 0 | 0 | 0 | 0 | 0 | 0 | 0 | 0 | 0 | 0 | 0 | 0 | 0 | 0 | 0 | 0 | 0 | 0 | 0 | 0 | 0 | 0 | 0 | 0 | 0 | 0
F5_Commercial_School_New_Cooling_Electric_Water-Cooled Chiller_E3 | F5 | Commercial | School | New | Cooling | Electric | Water-Cooled Chiller | E3 | RIM BC Ratio | 0 | 0 | 0 | 0 | 0 | 0 | 0 | 0 | 0 | 0 | 0 | 0 | 0 | 0 | 0 | 0 | 0 | 0 | 0 | 0 | 0 | 0 | 0 | 0 | 0 | 0 | 0 | 0 | 0 | 0
F5_Commercial_School_New_Cooling_Electric_Water-Cooled Chiller_E4 | F5 | Commercial | School | New | Cooling | Electric | Water-Cooled Chiller | E4 | RIM BC Ratio | 0 | 0 | 0 | 0 | 0 | 0 | 0 | 0 | 0 | 0 | 0 | 0 | 0 | 0 | 0 | 0 | 0 | 0 | 0 | 0 | 0 | 0 | 0 | 0 | 0 | 0 | 0 | 0 | 0 | 0
F5_Commercial_School_New_Cooling_Electric_Water-Cooled Chiller_E5 | F5 | Commercial | School | New | Cooling | Electric | Water-Cooled Chiller | E5 | RIM BC Ratio | 0 | 0 | 0 | 0 | 0 | 0 | 0 | 0 | 0 | 0 | 0 | 0 | 0 | 0 | 0 | 0 | 0 | 0 | 0 | 0 | 0 | 0 | 0 | 0 | 0 | 0 | 0 | 0 | 0 | 0
F5_Commercial_School_New_Cooling_Electric_Water-Cooled Chiller_E6 | F5 | Commercial | School | New | Cooling | Electric | Water-Cooled Chiller | E6 | RIM BC Ratio | 0 | 0 | 0 | 0 | 0 | 0 | 0 | 0 | 0 | 0 | 0 | 0 | 0 | 0 | 0 | 0 | 0 | 0 | 0 | 0 | 0 | 0 | 0 | 0 | 0 | 0 | 0 | 0 | 0 | 0
F5_Commercial_School_New_Cooling_Electric_Water-Cooled Chiller_E7 | F5 | Commercial | School | New | Cooling | Electric | Water-Cooled Chiller | E7 | RIM BC Ratio | 0 | 0 | 0 | 0 | 0 | 0 | 0 | 0 | 0 | 0 | 0 | 0 | 0 | 0 | 0 | 0 | 0 | 0 | 0 | 0 | 0 | 0 | 0 | 0 | 0 | 0 | 0 | 0 | 0 | 0
F5_Commercial_School_New_Cooling_Electric_Water-Cooled Chiller_E8 | F5 | Commercial | School | New | Cooling | Electric | Water-Cooled Chiller | E8 | RIM BC Ratio | 0 | 0 | 0 | 0 | 0 | 0 | 0 | 0 | 0 | 0 | 0 | 0 | 0 | 0 | 0 | 0 | 0 | 0 | 0 | 0 | 0 | 0 | 0 | 0 | 0 | 0 | 0 | 0 | 0 | 0
F5_Commercial_School_New_Cooling_Electric_Water-Cooled Chiller_E9 | F5 | Commercial | School | New | Cooling | Electric | Water-Cooled Chiller | E9 | RIM BC Ratio | 0 | 0 | 0 | 0 | 0 | 0 | 0 | 0 | 0 | 0 | 0 | 0 | 0 | 0 | 0 | 0 | 0 | 0 | 0 | 0 | 0 | 0 | 0 | 0 | 0 | 0 | 0 | 0 | 0 | 0
F5_Commercial_School_New_Cooling_Electric_Water-Cooled Chiller_E10 | F5 | Commercial | School | New | Cooling | Electric | Water-Cooled Chiller | E10 | RIM BC Ratio | 0 | 0 | 0 | 0 | 0 | 0 | 0 | 0 | 0 | 0 | 0 | 0 | 0 | 0 | 0 | 0 | 0 | 0 | 0 | 0 | 0 | 0 | 0 | 0 | 0 | 0 | 0 | 0 | 0 | 0
F0_Commercial_School_New_Cooling_Electric_RTU_E0 | F0 | Commercial | School | New | Cooling | Electric | RTU | E0 | Economic Unit | 0 | 0 | 0 | 0 | 0 | 0 | 0 | 0 | 0 | 0 | 0 | 0 | 0 | 0 | 0 | 0 | 0 | 0 | 0 | 0 | 0 | 0 | 0 | 0 | 0 | 0 | 0 | 0 | 0 | 0
F1_Commercial_School_New_Cooling_Electric_RTU_E1 | F1 | Commercial | School | New | Cooling | Electric | RTU | E1 | CCE | 0 | 0 | 0 | 0 | 0 | 0 | 0 | 0 | 0 | 0 | 0 | 0 | 0 | 0 | 0 | 0 | 0 | 0 | 0 | 0 | 0 | 0 | 0 | 0 | 0 | 0 | 0 | 0 | 0 | 0
F1_Commercial_School_New_Cooling_Electric_RTU_E2 | F1 | Commercial | School | New | Cooling | Electric | RTU | E2 | CCE | 0 | 0 | 0 | 0 | 0 | 0 | 0 | 0 | 0 | 0 | 0 | 0 | 0 | 0 | 0 | 0 | 0 | 0 | 0 | 0 | 0 | 0 | 0 | 0 | 0 | 0 | 0 | 0 | 0 | 0
F1_Commercial_School_New_Cooling_Electric_RTU_E3 | F1 | Commercial | School | New | Cooling | Electric | RTU | E3 | CCE | 0 | 0 | 0 | 0 | 0 | 0 | 0 | 0 | 0 | 0 | 0 | 0 | 0 | 0 | 0 | 0 | 0 | 0 | 0 | 0 | 0 | 0 | 0 | 0 | 0 | 0 | 0 | 0 | 0 | 0
F1_Commercial_School_New_Cooling_Electric_RTU_E4 | F1 | Commercial | School | New | Cooling | Electric | RTU | E4 | CCE | 0 | 0 | 0 | 0 | 0 | 0 | 0 | 0 | 0 | 0 | 0 | 0 | 0 | 0 | 0 | 0 | 0 | 0 | 0 | 0 | 0 | 0 | 0 | 0 | 0 | 0 | 0 | 0 | 0 | 0
F1_Commercial_School_New_Cooling_Electric_RTU_E5 | F1 | Commercial | School | New | Cooling | Electric | RTU | E5 | CCE | 0 | 0 | 0 | 0 | 0 | 0 | 0 | 0 | 0 | 0 | 0 | 0 | 0 | 0 | 0 | 0 | 0 | 0 | 0 | 0 | 0 | 0 | 0 | 0 | 0 | 0 | 0 | 0 | 0 | 0
F1_Commercial_School_New_Cooling_Electric_RTU_E6 | F1 | Commercial | School | New | Cooling | Electric | RTU | E6 | CCE | 0 | 0 | 0 | 0 | 0 | 0 | 0 | 0 | 0 | 0 | 0 | 0 | 0 | 0 | 0 | 0 | 0 | 0 | 0 | 0 | 0 | 0 | 0 | 0 | 0 | 0 | 0 | 0 | 0 | 0
F1_Commercial_School_New_Cooling_Electric_RTU_E7 | F1 | Commercial | School | New | Cooling | Electric | RTU | E7 | CCE | 0 | 0 | 0 | 0 | 0 | 0 | 0 | 0 | 0 | 0 | 0 | 0 | 0 | 0 | 0 | 0 | 0 | 0 | 0 | 0 | 0 | 0 | 0 | 0 | 0 | 0 | 0 | 0 | 0 | 0
F1_Commercial_School_New_Cooling_Electric_RTU_E8 | F1 | Commercial | School | New | Cooling | Electric | RTU | E8 | CCE | 0 | 0 | 0 | 0 | 0 | 0 | 0 | 0 | 0 | 0 | 0 | 0 | 0 | 0 | 0 | 0 | 0 | 0 | 0 | 0 | 0 | 0 | 0 | 0 | 0 | 0 | 0 | 0 | 0 | 0
F1_Commercial_School_New_Cooling_Electric_RTU_E9 | F1 | Commercial | School | New | Cooling | Electric | RTU | E9 | CCE | 0 | 0 | 0 | 0 | 0 | 0 | 0 | 0 | 0 | 0 | 0 | 0 | 0 | 0 | 0 | 0 | 0 | 0 | 0 | 0 | 0 | 0 | 0 | 0 | 0 | 0 | 0 | 0 | 0 | 0
F1_Commercial_School_New_Cooling_Electric_RTU_E10 | F1 | Commercial | School | New | Cooling | Electric | RTU | E10 | CCE | 0 | 0 | 0 | 0 | 0 | 0 | 0 | 0 | 0 | 0 | 0 | 0 | 0 | 0 | 0 | 0 | 0 | 0 | 0 | 0 | 0 | 0 | 0 | 0 | 0 | 0 | 0 | 0 | 0 | 0
F2_Commercial_School_New_Cooling_Electric_RTU_E1 | F2 | Commercial | School | New | Cooling | Electric | RTU | E1 | TRC BC Ratio | 0 | 0 | 0 | 0 | 0 | 0 | 0 | 0 | 0 | 0 | 0 | 0 | 0 | 0 | 0 | 0 | 0 | 0 | 0 | 0 | 0 | 0 | 0 | 0 | 0 | 0 | 0 | 0 | 0 | 0
F2_Commercial_School_New_Cooling_Electric_RTU_E2 | F2 | Commercial | School | New | Cooling | Electric | RTU | E2 | TRC BC Ratio | 0 | 0 | 0 | 0 | 0 | 0 | 0 | 0 | 0 | 0 | 0 | 0 | 0 | 0 | 0 | 0 | 0 | 0 | 0 | 0 | 0 | 0 | 0 | 0 | 0 | 0 | 0 | 0 | 0 | 0
F2_Commercial_School_New_Cooling_Electric_RTU_E3 | F2 | Commercial | School | New | Cooling | Electric | RTU | E3 | TRC BC Ratio | 0 | 0 | 0 | 0 | 0 | 0 | 0 | 0 | 0 | 0 | 0 | 0 | 0 | 0 | 0 | 0 | 0 | 0 | 0 | 0 | 0 | 0 | 0 | 0 | 0 | 0 | 0 | 0 | 0 | 0
F2_Commercial_School_New_Cooling_Electric_RTU_E4 | F2 | Commercial | School | New | Cooling | Electric | RTU | E4 | TRC BC Ratio | 0 | 0 | 0 | 0 | 0 | 0 | 0 | 0 | 0 | 0 | 0 | 0 | 0 | 0 | 0 | 0 | 0 | 0 | 0 | 0 | 0 | 0 | 0 | 0 | 0 | 0 | 0 | 0 | 0 | 0
F2_Commercial_School_New_Cooling_Electric_RTU_E5 | F2 | Commercial | School | New | Cooling | Electric | RTU | E5 | TRC BC Ratio | 0 | 0 | 0 | 0 | 0 | 0 | 0 | 0 | 0 | 0 | 0 | 0 | 0 | 0 | 0 | 0 | 0 | 0 | 0 | 0 | 0 | 0 | 0 | 0 | 0 | 0 | 0 | 0 | 0 | 0
F2_Commercial_School_New_Cooling_Electric_RTU_E6 | F2 | Commercial | School | New | Cooling | Electric | RTU | E6 | TRC BC Ratio | 0 | 0 | 0 | 0 | 0 | 0 | 0 | 0 | 0 | 0 | 0 | 0 | 0 | 0 | 0 | 0 | 0 | 0 | 0 | 0 | 0 | 0 | 0 | 0 | 0 | 0 | 0 | 0 | 0 | 0
F2_Commercial_School_New_Cooling_Electric_RTU_E7 | F2 | Commercial | School | New | Cooling | Electric | RTU | E7 | TRC BC Ratio | 0 | 0 | 0 | 0 | 0 | 0 | 0 | 0 | 0 | 0 | 0 | 0 | 0 | 0 | 0 | 0 | 0 | 0 | 0 | 0 | 0 | 0 | 0 | 0 | 0 | 0 | 0 | 0 | 0 | 0
F2_Commercial_School_New_Cooling_Electric_RTU_E8 | F2 | Commercial | School | New | Cooling | Electric | RTU | E8 | TRC BC Ratio | 0 | 0 | 0 | 0 | 0 | 0 | 0 | 0 | 0 | 0 | 0 | 0 | 0 | 0 | 0 | 0 | 0 | 0 | 0 | 0 | 0 | 0 | 0 | 0 | 0 | 0 | 0 | 0 | 0 | 0
F2_Commercial_School_New_Cooling_Electric_RTU_E9 | F2 | Commercial | School | New | Cooling | Electric | RTU | E9 | TRC BC Ratio | 0 | 0 | 0 | 0 | 0 | 0 | 0 | 0 | 0 | 0 | 0 | 0 | 0 | 0 | 0 | 0 | 0 | 0 | 0 | 0 | 0 | 0 | 0 | 0 | 0 | 0 | 0 | 0 | 0 | 0
F2_Commercial_School_New_Cooling_Electric_RTU_E10 | F2 | Commercial | School | New | Cooling | Electric | RTU | E10 | TRC BC Ratio | 0 | 0 | 0 | 0 | 0 | 0 | 0 | 0 | 0 | 0 | 0 | 0 | 0 | 0 | 0 | 0 | 0 | 0 | 0 | 0 | 0 | 0 | 0 | 0 | 0 | 0 | 0 | 0 | 0 | 0
F3_Commercial_School_New_Cooling_Electric_RTU_E1 | F3 | Commercial | School | New | Cooling | Electric | RTU | E1 | PACT BC Ratio | 0 | 0 | 0 | 0 | 0 | 0 | 0 | 0 | 0 | 0 | 0 | 0 | 0 | 0 | 0 | 0 | 0 | 0 | 0 | 0 | 0 | 0 | 0 | 0 | 0 | 0 | 0 | 0 | 0 | 0
F3_Commercial_School_New_Cooling_Electric_RTU_E2 | F3 | Commercial | School | New | Cooling | Electric | RTU | E2 | PACT BC Ratio | 0 | 0 | 0 | 0 | 0 | 0 | 0 | 0 | 0 | 0 | 0 | 0 | 0 | 0 | 0 | 0 | 0 | 0 | 0 | 0 | 0 | 0 | 0 | 0 | 0 | 0 | 0 | 0 | 0 | 0
F3_Commercial_School_New_Cooling_Electric_RTU_E3 | F3 | Commercial | School | New | Cooling | Electric | RTU | E3 | PACT BC Ratio | 0 | 0 | 0 | 0 | 0 | 0 | 0 | 0 | 0 | 0 | 0 | 0 | 0 | 0 | 0 | 0 | 0 | 0 | 0 | 0 | 0 | 0 | 0 | 0 | 0 | 0 | 0 | 0 | 0 | 0
F3_Commercial_School_New_Cooling_Electric_RTU_E4 | F3 | Commercial | School | New | Cooling | Electric | RTU | E4 | PACT BC Ratio | 0 | 0 | 0 | 0 | 0 | 0 | 0 | 0 | 0 | 0 | 0 | 0 | 0 | 0 | 0 | 0 | 0 | 0 | 0 | 0 | 0 | 0 | 0 | 0 | 0 | 0 | 0 | 0 | 0 | 0
F3_Commercial_School_New_Cooling_Electric_RTU_E5 | F3 | Commercial | School | New | Cooling | Electric | RTU | E5 | PACT BC Ratio | 0 | 0 | 0 | 0 | 0 | 0 | 0 | 0 | 0 | 0 | 0 | 0 | 0 | 0 | 0 | 0 | 0 | 0 | 0 | 0 | 0 | 0 | 0 | 0 | 0 | 0 | 0 | 0 | 0 | 0
F3_Commercial_School_New_Cooling_Electric_RTU_E6 | F3 | Commercial | School | New | Cooling | Electric | RTU | E6 | PACT BC Ratio | 0 | 0 | 0 | 0 | 0 | 0 | 0 | 0 | 0 | 0 | 0 | 0 | 0 | 0 | 0 | 0 | 0 | 0 | 0 | 0 | 0 | 0 | 0 | 0 | 0 | 0 | 0 | 0 | 0 | 0
F3_Commercial_School_New_Cooling_Electric_RTU_E7 | F3 | Commercial | School | New | Cooling | Electric | RTU | E7 | PACT BC Ratio | 0 | 0 | 0 | 0 | 0 | 0 | 0 | 0 | 0 | 0 | 0 | 0 | 0 | 0 | 0 | 0 | 0 | 0 | 0 | 0 | 0 | 0 | 0 | 0 | 0 | 0 | 0 | 0 | 0 | 0
F3_Commercial_School_New_Cooling_Electric_RTU_E8 | F3 | Commercial | School | New | Cooling | Electric | RTU | E8 | PACT BC Ratio | 0 | 0 | 0 | 0 | 0 | 0 | 0 | 0 | 0 | 0 | 0 | 0 | 0 | 0 | 0 | 0 | 0 | 0 | 0 | 0 | 0 | 0 | 0 | 0 | 0 | 0 | 0 | 0 | 0 | 0
F3_Commercial_School_New_Cooling_Electric_RTU_E9 | F3 | Commercial | School | New | Cooling | Electric | RTU | E9 | PACT BC Ratio | 0 | 0 | 0 | 0 | 0 | 0 | 0 | 0 | 0 | 0 | 0 | 0 | 0 | 0 | 0 | 0 | 0 | 0 | 0 | 0 | 0 | 0 | 0 | 0 | 0 | 0 | 0 | 0 | 0 | 0
F3_Commercial_School_New_Cooling_Electric_RTU_E10 | F3 | Commercial | School | New | Cooling | Electric | RTU | E10 | PACT BC Ratio | 0 | 0 | 0 | 0 | 0 | 0 | 0 | 0 | 0 | 0 | 0 | 0 | 0 | 0 | 0 | 0 | 0 | 0 | 0 | 0 | 0 | 0 | 0 | 0 | 0 | 0 | 0 | 0 | 0 | 0
F4_Commercial_School_New_Cooling_Electric_RTU_E1 | F4 | Commercial | School | New | Cooling | Electric | RTU | E1 | RVT BC Ratio | 0 | 0 | 0 | 0 | 0 | 0 | 0 | 0 | 0 | 0 | 0 | 0 | 0 | 0 | 0 | 0 | 0 | 0 | 0 | 0 | 0 | 0 | 0 | 0 | 0 | 0 | 0 | 0 | 0 | 0
F4_Commercial_School_New_Cooling_Electric_RTU_E2 | F4 | Commercial | School | New | Cooling | Electric | RTU | E2 | RVT BC Ratio | 0 | 0 | 0 | 0 | 0 | 0 | 0 | 0 | 0 | 0 | 0 | 0 | 0 | 0 | 0 | 0 | 0 | 0 | 0 | 0 | 0 | 0 | 0 | 0 | 0 | 0 | 0 | 0 | 0 | 0
F4_Commercial_School_New_Cooling_Electric_RTU_E3 | F4 | Commercial | School | New | Cooling | Electric | RTU | E3 | RVT BC Ratio | 0 | 0 | 0 | 0 | 0 | 0 | 0 | 0 | 0 | 0 | 0 | 0 | 0 | 0 | 0 | 0 | 0 | 0 | 0 | 0 | 0 | 0 | 0 | 0 | 0 | 0 | 0 | 0 | 0 | 0
F4_Commercial_School_New_Cooling_Electric_RTU_E4 | F4 | Commercial | School | New | Cooling | Electric | RTU | E4 | RVT BC Ratio | 0 | 0 | 0 | 0 | 0 | 0 | 0 | 0 | 0 | 0 | 0 | 0 | 0 | 0 | 0 | 0 | 0 | 0 | 0 | 0 | 0 | 0 | 0 | 0 | 0 | 0 | 0 | 0 | 0 | 0
F4_Commercial_School_New_Cooling_Electric_RTU_E5 | F4 | Commercial | School | New | Cooling | Electric | RTU | E5 | RVT BC Ratio | 0 | 0 | 0 | 0 | 0 | 0 | 0 | 0 | 0 | 0 | 0 | 0 | 0 | 0 | 0 | 0 | 0 | 0 | 0 | 0 | 0 | 0 | 0 | 0 | 0 | 0 | 0 | 0 | 0 | 0
F4_Commercial_School_New_Cooling_Electric_RTU_E6 | F4 | Commercial | School | New | Cooling | Electric | RTU | E6 | RVT BC Ratio | 0 | 0 | 0 | 0 | 0 | 0 | 0 | 0 | 0 | 0 | 0 | 0 | 0 | 0 | 0 | 0 | 0 | 0 | 0 | 0 | 0 | 0 | 0 | 0 | 0 | 0 | 0 | 0 | 0 | 0
F4_Commercial_School_New_Cooling_Electric_RTU_E7 | F4 | Commercial | School | New | Cooling | Electric | RTU | E7 | RVT BC Ratio | 0 | 0 | 0 | 0 | 0 | 0 | 0 | 0 | 0 | 0 | 0 | 0 | 0 | 0 | 0 | 0 | 0 | 0 | 0 | 0 | 0 | 0 | 0 | 0 | 0 | 0 | 0 | 0 | 0 | 0
F4_Commercial_School_New_Cooling_Electric_RTU_E8 | F4 | Commercial | School | New | Cooling | Electric | RTU | E8 | RVT BC Ratio | 0 | 0 | 0 | 0 | 0 | 0 | 0 | 0 | 0 | 0 | 0 | 0 | 0 | 0 | 0 | 0 | 0 | 0 | 0 | 0 | 0 | 0 | 0 | 0 | 0 | 0 | 0 | 0 | 0 | 0
F4_Commercial_School_New_Cooling_Electric_RTU_E9 | F4 | Commercial | School | New | Cooling | Electric | RTU | E9 | RVT BC Ratio | 0 | 0 | 0 | 0 | 0 | 0 | 0 | 0 | 0 | 0 | 0 | 0 | 0 | 0 | 0 | 0 | 0 | 0 | 0 | 0 | 0 | 0 | 0 | 0 | 0 | 0 | 0 | 0 | 0 | 0
F4_Commercial_School_New_Cooling_Electric_RTU_E10 | F4 | Commercial | School | New | Cooling | Electric | RTU | E10 | RVT BC Ratio | 0 | 0 | 0 | 0 | 0 | 0 | 0 | 0 | 0 | 0 | 0 | 0 | 0 | 0 | 0 | 0 | 0 | 0 | 0 | 0 | 0 | 0 | 0 | 0 | 0 | 0 | 0 | 0 | 0 | 0
F5_Commercial_School_New_Cooling_Electric_RTU_E1 | F5 | Commercial | School | New | Cooling | Electric | RTU | E1 | RIM BC Ratio | 0 | 0 | 0 | 0 | 0 | 0 | 0 | 0 | 0 | 0 | 0 | 0 | 0 | 0 | 0 | 0 | 0 | 0 | 0 | 0 | 0 | 0 | 0 | 0 | 0 | 0 | 0 | 0 | 0 | 0
F5_Commercial_School_New_Cooling_Electric_RTU_E2 | F5 | Commercial | School | New | Cooling | Electric | RTU | E2 | RIM BC Ratio | 0 | 0 | 0 | 0 | 0 | 0 | 0 | 0 | 0 | 0 | 0 | 0 | 0 | 0 | 0 | 0 | 0 | 0 | 0 | 0 | 0 | 0 | 0 | 0 | 0 | 0 | 0 | 0 | 0 | 0
F5_Commercial_School_New_Cooling_Electric_RTU_E3 | F5 | Commercial | School | New | Cooling | Electric | RTU | E3 | RIM BC Ratio | 0 | 0 | 0 | 0 | 0 | 0 | 0 | 0 | 0 | 0 | 0 | 0 | 0 | 0 | 0 | 0 | 0 | 0 | 0 | 0 | 0 | 0 | 0 | 0 | 0 | 0 | 0 | 0 | 0 | 0
F5_Commercial_School_New_Cooling_Electric_RTU_E4 | F5 | Commercial | School | New | Cooling | Electric | RTU | E4 | RIM BC Ratio | 0 | 0 | 0 | 0 | 0 | 0 | 0 | 0 | 0 | 0 | 0 | 0 | 0 | 0 | 0 | 0 | 0 | 0 | 0 | 0 | 0 | 0 | 0 | 0 | 0 | 0 | 0 | 0 | 0 | 0
F5_Commercial_School_New_Cooling_Electric_RTU_E5 | F5 | Commercial | School | New | Cooling | Electric | RTU | E5 | RIM BC Ratio | 0 | 0 | 0 | 0 | 0 | 0 | 0 | 0 | 0 | 0 | 0 | 0 | 0 | 0 | 0 | 0 | 0 | 0 | 0 | 0 | 0 | 0 | 0 | 0 | 0 | 0 | 0 | 0 | 0 | 0
F5_Commercial_School_New_Cooling_Electric_RTU_E6 | F5 | Commercial | School | New | Cooling | Electric | RTU | E6 | RIM BC Ratio | 0 | 0 | 0 | 0 | 0 | 0 | 0 | 0 | 0 | 0 | 0 | 0 | 0 | 0 | 0 | 0 | 0 | 0 | 0 | 0 | 0 | 0 | 0 | 0 | 0 | 0 | 0 | 0 | 0 | 0
F5_Commercial_School_New_Cooling_Electric_RTU_E7 | F5 | Commercial | School | New | Cooling | Electric | RTU | E7 | RIM BC Ratio | 0 | 0 | 0 | 0 | 0 | 0 | 0 | 0 | 0 | 0 | 0 | 0 | 0 | 0 | 0 | 0 | 0 | 0 | 0 | 0 | 0 | 0 | 0 | 0 | 0 | 0 | 0 | 0 | 0 | 0
F5_Commercial_School_New_Cooling_Electric_RTU_E8 | F5 | Commercial | School | New | Cooling | Electric | RTU | E8 | RIM BC Ratio | 0 | 0 | 0 | 0 | 0 | 0 | 0 | 0 | 0 | 0 | 0 | 0 | 0 | 0 | 0 | 0 | 0 | 0 | 0 | 0 | 0 | 0 | 0 | 0 | 0 | 0 | 0 | 0 | 0 | 0
F5_Commercial_School_New_Cooling_Electric_RTU_E9 | F5 | Commercial | School | New | Cooling | Electric | RTU | E9 | RIM BC Ratio | 0 | 0 | 0 | 0 | 0 | 0 | 0 | 0 | 0 | 0 | 0 | 0 | 0 | 0 | 0 | 0 | 0 | 0 | 0 | 0 | 0 | 0 | 0 | 0 | 0 | 0 | 0 | 0 | 0 | 0
F5_Commercial_School_New_Cooling_Electric_RTU_E10 | F5 | Commercial | School | New | Cooling | Electric | RTU | E10 | RIM BC Ratio | 0 | 0 | 0 | 0 | 0 | 0 | 0 | 0 | 0 | 0 | 0 | 0 | 0 | 0 | 0 | 0 | 0 | 0 | 0 | 0 | 0 | 0 | 0 | 0 | 0 | 0 | 0 | 0 | 0 | 0
F0_Commercial_School_New_Cooling_Electric_Packaged Terminal AC_E0 | F0 | Commercial | School | New | Cooling | Electric | Packaged Terminal AC | E0 | Economic Unit | 0 | 0 | 0 | 0 | 0 | 0 | 0 | 0 | 0 | 0 | 0 | 0 | 0 | 0 | 0 | 0 | 0 | 0 | 0 | 0 | 0 | 0 | 0 | 0 | 0 | 0 | 0 | 0 | 0 | 0
F1_Commercial_School_New_Cooling_Electric_Packaged Terminal AC_E1 | F1 | Commercial | School | New | Cooling | Electric | Packaged Terminal AC | E1 | CCE | 0 | 0 | 0 | 0 | 0 | 0 | 0 | 0 | 0 | 0 | 0 | 0 | 0 | 0 | 0 | 0 | 0 | 0 | 0 | 0 | 0 | 0 | 0 | 0 | 0 | 0 | 0 | 0 | 0 | 0
F1_Commercial_School_New_Cooling_Electric_Packaged Terminal AC_E2 | F1 | Commercial | School | New | Cooling | Electric | Packaged Terminal AC | E2 | CCE | 0 | 0 | 0 | 0 | 0 | 0 | 0 | 0 | 0 | 0 | 0 | 0 | 0 | 0 | 0 | 0 | 0 | 0 | 0 | 0 | 0 | 0 | 0 | 0 | 0 | 0 | 0 | 0 | 0 | 0
F1_Commercial_School_New_Cooling_Electric_Packaged Terminal AC_E3 | F1 | Commercial | School | New | Cooling | Electric | Packaged Terminal AC | E3 | CCE | 0 | 0 | 0 | 0 | 0 | 0 | 0 | 0 | 0 | 0 | 0 | 0 | 0 | 0 | 0 | 0 | 0 | 0 | 0 | 0 | 0 | 0 | 0 | 0 | 0 | 0 | 0 | 0 | 0 | 0
F1_Commercial_School_New_Cooling_Electric_Packaged Terminal AC_E4 | F1 | Commercial | School | New | Cooling | Electric | Packaged Terminal AC | E4 | CCE | 0 | 0 | 0 | 0 | 0 | 0 | 0 | 0 | 0 | 0 | 0 | 0 | 0 | 0 | 0 | 0 | 0 | 0 | 0 | 0 | 0 | 0 | 0 | 0 | 0 | 0 | 0 | 0 | 0 | 0
F1_Commercial_School_New_Cooling_Electric_Packaged Terminal AC_E5 | F1 | Commercial | School | New | Cooling | Electric | Packaged Terminal AC | E5 | CCE | 0 | 0 | 0 | 0 | 0 | 0 | 0 | 0 | 0 | 0 | 0 | 0 | 0 | 0 | 0 | 0 | 0 | 0 | 0 | 0 | 0 | 0 | 0 | 0 | 0 | 0 | 0 | 0 | 0 | 0
F1_Commercial_School_New_Cooling_Electric_Packaged Terminal AC_E6 | F1 | Commercial | School | New | Cooling | Electric | Packaged Terminal AC | E6 | CCE | 0 | 0 | 0 | 0 | 0 | 0 | 0 | 0 | 0 | 0 | 0 | 0 | 0 | 0 | 0 | 0 | 0 | 0 | 0 | 0 | 0 | 0 | 0 | 0 | 0 | 0 | 0 | 0 | 0 | 0
F1_Commercial_School_New_Cooling_Electric_Packaged Terminal AC_E7 | F1 | Commercial | School | New | Cooling | Electric | Packaged Terminal AC | E7 | CCE | 0 | 0 | 0 | 0 | 0 | 0 | 0 | 0 | 0 | 0 | 0 | 0 | 0 | 0 | 0 | 0 | 0 | 0 | 0 | 0 | 0 | 0 | 0 | 0 | 0 | 0 | 0 | 0 | 0 | 0
F1_Commercial_School_New_Cooling_Electric_Packaged Terminal AC_E8 | F1 | Commercial | School | New | Cooling | Electric | Packaged Terminal AC | E8 | CCE | 0 | 0 | 0 | 0 | 0 | 0 | 0 | 0 | 0 | 0 | 0 | 0 | 0 | 0 | 0 | 0 | 0 | 0 | 0 | 0 | 0 | 0 | 0 | 0 | 0 | 0 | 0 | 0 | 0 | 0
F1_Commercial_School_New_Cooling_Electric_Packaged Terminal AC_E9 | F1 | Commercial | School | New | Cooling | Electric | Packaged Terminal AC | E9 | CCE | 0 | 0 | 0 | 0 | 0 | 0 | 0 | 0 | 0 | 0 | 0 | 0 | 0 | 0 | 0 | 0 | 0 | 0 | 0 | 0 | 0 | 0 | 0 | 0 | 0 | 0 | 0 | 0 | 0 | 0
F1_Commercial_School_New_Cooling_Electric_Packaged Terminal AC_E10 | F1 | Commercial | School | New | Cooling | Electric | Packaged Terminal AC | E10 | CCE | 0 | 0 | 0 | 0 | 0 | 0 | 0 | 0 | 0 | 0 | 0 | 0 | 0 | 0 | 0 | 0 | 0 | 0 | 0 | 0 | 0 | 0 | 0 | 0 | 0 | 0 | 0 | 0 | 0 | 0
F2_Commercial_School_New_Cooling_Electric_Packaged Terminal AC_E1 | F2 | Commercial | School | New | Cooling | Electric | Packaged Terminal AC | E1 | TRC BC Ratio | 0 | 0 | 0 | 0 | 0 | 0 | 0 | 0 | 0 | 0 | 0 | 0 | 0 | 0 | 0 | 0 | 0 | 0 | 0 | 0 | 0 | 0 | 0 | 0 | 0 | 0 | 0 | 0 | 0 | 0
F2_Commercial_School_New_Cooling_Electric_Packaged Terminal AC_E2 | F2 | Commercial | School | New | Cooling | Electric | Packaged Terminal AC | E2 | TRC BC Ratio | 0 | 0 | 0 | 0 | 0 | 0 | 0 | 0 | 0 | 0 | 0 | 0 | 0 | 0 | 0 | 0 | 0 | 0 | 0 | 0 | 0 | 0 | 0 | 0 | 0 | 0 | 0 | 0 | 0 | 0
F2_Commercial_School_New_Cooling_Electric_Packaged Terminal AC_E3 | F2 | Commercial | School | New | Cooling | Electric | Packaged Terminal AC | E3 | TRC BC Ratio | 0 | 0 | 0 | 0 | 0 | 0 | 0 | 0 | 0 | 0 | 0 | 0 | 0 | 0 | 0 | 0 | 0 | 0 | 0 | 0 | 0 | 0 | 0 | 0 | 0 | 0 | 0 | 0 | 0 | 0
F2_Commercial_School_New_Cooling_Electric_Packaged Terminal AC_E4 | F2 | Commercial | School | New | Cooling | Electric | Packaged Terminal AC | E4 | TRC BC Ratio | 0 | 0 | 0 | 0 | 0 | 0 | 0 | 0 | 0 | 0 | 0 | 0 | 0 | 0 | 0 | 0 | 0 | 0 | 0 | 0 | 0 | 0 | 0 | 0 | 0 | 0 | 0 | 0 | 0 | 0
F2_Commercial_School_New_Cooling_Electric_Packaged Terminal AC_E5 | F2 | Commercial | School | New | Cooling | Electric | Packaged Terminal AC | E5 | TRC BC Ratio | 0 | 0 | 0 | 0 | 0 | 0 | 0 | 0 | 0 | 0 | 0 | 0 | 0 | 0 | 0 | 0 | 0 | 0 | 0 | 0 | 0 | 0 | 0 | 0 | 0 | 0 | 0 | 0 | 0 | 0
F2_Commercial_School_New_Cooling_Electric_Packaged Terminal AC_E6 | F2 | Commercial | School | New | Cooling | Electric | Packaged Terminal AC | E6 | TRC BC Ratio | 0 | 0 | 0 | 0 | 0 | 0 | 0 | 0 | 0 | 0 | 0 | 0 | 0 | 0 | 0 | 0 | 0 | 0 | 0 | 0 | 0 | 0 | 0 | 0 | 0 | 0 | 0 | 0 | 0 | 0
F2_Commercial_School_New_Cooling_Electric_Packaged Terminal AC_E7 | F2 | Commercial | School | New | Cooling | Electric | Packaged Terminal AC | E7 | TRC BC Ratio | 0 | 0 | 0 | 0 | 0 | 0 | 0 | 0 | 0 | 0 | 0 | 0 | 0 | 0 | 0 | 0 | 0 | 0 | 0 | 0 | 0 | 0 | 0 | 0 | 0 | 0 | 0 | 0 | 0 | 0
F2_Commercial_School_New_Cooling_Electric_Packaged Terminal AC_E8 | F2 | Commercial | School | New | Cooling | Electric | Packaged Terminal AC | E8 | TRC BC Ratio | 0 | 0 | 0 | 0 | 0 | 0 | 0 | 0 | 0 | 0 | 0 | 0 | 0 | 0 | 0 | 0 | 0 | 0 | 0 | 0 | 0 | 0 | 0 | 0 | 0 | 0 | 0 | 0 | 0 | 0
F2_Commercial_School_New_Cooling_Electric_Packaged Terminal AC_E9 | F2 | Commercial | School | New | Cooling | Electric | Packaged Terminal AC | E9 | TRC BC Ratio | 0 | 0 | 0 | 0 | 0 | 0 | 0 | 0 | 0 | 0 | 0 | 0 | 0 | 0 | 0 | 0 | 0 | 0 | 0 | 0 | 0 | 0 | 0 | 0 | 0 | 0 | 0 | 0 | 0 | 0
F2_Commercial_School_New_Cooling_Electric_Packaged Terminal AC_E10 | F2 | Commercial | School | New | Cooling | Electric | Packaged Terminal AC | E10 | TRC BC Ratio | 0 | 0 | 0 | 0 | 0 | 0 | 0 | 0 | 0 | 0 | 0 | 0 | 0 | 0 | 0 | 0 | 0 | 0 | 0 | 0 | 0 | 0 | 0 | 0 | 0 | 0 | 0 | 0 | 0 | 0
F3_Commercial_School_New_Cooling_Electric_Packaged Terminal AC_E1 | F3 | Commercial | School | New | Cooling | Electric | Packaged Terminal AC | E1 | PACT BC Ratio | 0 | 0 | 0 | 0 | 0 | 0 | 0 | 0 | 0 | 0 | 0 | 0 | 0 | 0 | 0 | 0 | 0 | 0 | 0 | 0 | 0 | 0 | 0 | 0 | 0 | 0 | 0 | 0 | 0 | 0
F3_Commercial_School_New_Cooling_Electric_Packaged Terminal AC_E2 | F3 | Commercial | School | New | Cooling | Electric | Packaged Terminal AC | E2 | PACT BC Ratio | 0 | 0 | 0 | 0 | 0 | 0 | 0 | 0 | 0 | 0 | 0 | 0 | 0 | 0 | 0 | 0 | 0 | 0 | 0 | 0 | 0 | 0 | 0 | 0 | 0 | 0 | 0 | 0 | 0 | 0
F3_Commercial_School_New_Cooling_Electric_Packaged Terminal AC_E3 | F3 | Commercial | School | New | Cooling | Electric | Packaged Terminal AC | E3 | PACT BC Ratio | 0 | 0 | 0 | 0 | 0 | 0 | 0 | 0 | 0 | 0 | 0 | 0 | 0 | 0 | 0 | 0 | 0 | 0 | 0 | 0 | 0 | 0 | 0 | 0 | 0 | 0 | 0 | 0 | 0 | 0
F3_Commercial_School_New_Cooling_Electric_Packaged Terminal AC_E4 | F3 | Commercial | School | New | Cooling | Electric | Packaged Terminal AC | E4 | PACT BC Ratio | 0 | 0 | 0 | 0 | 0 | 0 | 0 | 0 | 0 | 0 | 0 | 0 | 0 | 0 | 0 | 0 | 0 | 0 | 0 | 0 | 0 | 0 | 0 | 0 | 0 | 0 | 0 | 0 | 0 | 0
F3_Commercial_School_New_Cooling_Electric_Packaged Terminal AC_E5 | F3 | Commercial | School | New | Cooling | Electric | Packaged Terminal AC | E5 | PACT BC Ratio | 0 | 0 | 0 | 0 | 0 | 0 | 0 | 0 | 0 | 0 | 0 | 0 | 0 | 0 | 0 | 0 | 0 | 0 | 0 | 0 | 0 | 0 | 0 | 0 | 0 | 0 | 0 | 0 | 0 | 0
F3_Commercial_School_New_Cooling_Electric_Packaged Terminal AC_E6 | F3 | Commercial | School | New | Cooling | Electric | Packaged Terminal AC | E6 | PACT BC Ratio | 0 | 0 | 0 | 0 | 0 | 0 | 0 | 0 | 0 | 0 | 0 | 0 | 0 | 0 | 0 | 0 | 0 | 0 | 0 | 0 | 0 | 0 | 0 | 0 | 0 | 0 | 0 | 0 | 0 | 0
F3_Commercial_School_New_Cooling_Electric_Packaged Terminal AC_E7 | F3 | Commercial | School | New | Cooling | Electric | Packaged Terminal AC | E7 | PACT BC Ratio | 0 | 0 | 0 | 0 | 0 | 0 | 0 | 0 | 0 | 0 | 0 | 0 | 0 | 0 | 0 | 0 | 0 | 0 | 0 | 0 | 0 | 0 | 0 | 0 | 0 | 0 | 0 | 0 | 0 | 0
F3_Commercial_School_New_Cooling_Electric_Packaged Terminal AC_E8 | F3 | Commercial | School | New | Cooling | Electric | Packaged Terminal AC | E8 | PACT BC Ratio | 0 | 0 | 0 | 0 | 0 | 0 | 0 | 0 | 0 | 0 | 0 | 0 | 0 | 0 | 0 | 0 | 0 | 0 | 0 | 0 | 0 | 0 | 0 | 0 | 0 | 0 | 0 | 0 | 0 | 0
F3_Commercial_School_New_Cooling_Electric_Packaged Terminal AC_E9 | F3 | Commercial | School | New | Cooling | Electric | Packaged Terminal AC | E9 | PACT BC Ratio | 0 | 0 | 0 | 0 | 0 | 0 | 0 | 0 | 0 | 0 | 0 | 0 | 0 | 0 | 0 | 0 | 0 | 0 | 0 | 0 | 0 | 0 | 0 | 0 | 0 | 0 | 0 | 0 | 0 | 0
F3_Commercial_School_New_Cooling_Electric_Packaged Terminal AC_E10 | F3 | Commercial | School | New | Cooling | Electric | Packaged Terminal AC | E10 | PACT BC Ratio | 0 | 0 | 0 | 0 | 0 | 0 | 0 | 0 | 0 | 0 | 0 | 0 | 0 | 0 | 0 | 0 | 0 | 0 | 0 | 0 | 0 | 0 | 0 | 0 | 0 | 0 | 0 | 0 | 0 | 0
F4_Commercial_School_New_Cooling_Electric_Packaged Terminal AC_E1 | F4 | Commercial | School | New | Cooling | Electric | Packaged Terminal AC | E1 | RVT BC Ratio | 0 | 0 | 0 | 0 | 0 | 0 | 0 | 0 | 0 | 0 | 0 | 0 | 0 | 0 | 0 | 0 | 0 | 0 | 0 | 0 | 0 | 0 | 0 | 0 | 0 | 0 | 0 | 0 | 0 | 0
F4_Commercial_School_New_Cooling_Electric_Packaged Terminal AC_E2 | F4 | Commercial | School | New | Cooling | Electric | Packaged Terminal AC | E2 | RVT BC Ratio | 0 | 0 | 0 | 0 | 0 | 0 | 0 | 0 | 0 | 0 | 0 | 0 | 0 | 0 | 0 | 0 | 0 | 0 | 0 | 0 | 0 | 0 | 0 | 0 | 0 | 0 | 0 | 0 | 0 | 0
F4_Commercial_School_New_Cooling_Electric_Packaged Terminal AC_E3 | F4 | Commercial | School | New | Cooling | Electric | Packaged Terminal AC | E3 | RVT BC Ratio | 0 | 0 | 0 | 0 | 0 | 0 | 0 | 0 | 0 | 0 | 0 | 0 | 0 | 0 | 0 | 0 | 0 | 0 | 0 | 0 | 0 | 0 | 0 | 0 | 0 | 0 | 0 | 0 | 0 | 0
F4_Commercial_School_New_Cooling_Electric_Packaged Terminal AC_E4 | F4 | Commercial | School | New | Cooling | Electric | Packaged Terminal AC | E4 | RVT BC Ratio | 0 | 0 | 0 | 0 | 0 | 0 | 0 | 0 | 0 | 0 | 0 | 0 | 0 | 0 | 0 | 0 | 0 | 0 | 0 | 0 | 0 | 0 | 0 | 0 | 0 | 0 | 0 | 0 | 0 | 0
F4_Commercial_School_New_Cooling_Electric_Packaged Terminal AC_E5 | F4 | Commercial | School | New | Cooling | Electric | Packaged Terminal AC | E5 | RVT BC Ratio | 0 | 0 | 0 | 0 | 0 | 0 | 0 | 0 | 0 | 0 | 0 | 0 | 0 | 0 | 0 | 0 | 0 | 0 | 0 | 0 | 0 | 0 | 0 | 0 | 0 | 0 | 0 | 0 | 0 | 0
F4_Commercial_School_New_Cooling_Electric_Packaged Terminal AC_E6 | F4 | Commercial | School | New | Cooling | Electric | Packaged Terminal AC | E6 | RVT BC Ratio | 0 | 0 | 0 | 0 | 0 | 0 | 0 | 0 | 0 | 0 | 0 | 0 | 0 | 0 | 0 | 0 | 0 | 0 | 0 | 0 | 0 | 0 | 0 | 0 | 0 | 0 | 0 | 0 | 0 | 0
F4_Commercial_School_New_Cooling_Electric_Packaged Terminal AC_E7 | F4 | Commercial | School | New | Cooling | Electric | Packaged Terminal AC | E7 | RVT BC Ratio | 0 | 0 | 0 | 0 | 0 | 0 | 0 | 0 | 0 | 0 | 0 | 0 | 0 | 0 | 0 | 0 | 0 | 0 | 0 | 0 | 0 | 0 | 0 | 0 | 0 | 0 | 0 | 0 | 0 | 0
F4_Commercial_School_New_Cooling_Electric_Packaged Terminal AC_E8 | F4 | Commercial | School | New | Cooling | Electric | Packaged Terminal AC | E8 | RVT BC Ratio | 0 | 0 | 0 | 0 | 0 | 0 | 0 | 0 | 0 | 0 | 0 | 0 | 0 | 0 | 0 | 0 | 0 | 0 | 0 | 0 | 0 | 0 | 0 | 0 | 0 | 0 | 0 | 0 | 0 | 0
F4_Commercial_School_New_Cooling_Electric_Packaged Terminal AC_E9 | F4 | Commercial | School | New | Cooling | Electric | Packaged Terminal AC | E9 | RVT BC Ratio | 0 | 0 | 0 | 0 | 0 | 0 | 0 | 0 | 0 | 0 | 0 | 0 | 0 | 0 | 0 | 0 | 0 | 0 | 0 | 0 | 0 | 0 | 0 | 0 | 0 | 0 | 0 | 0 | 0 | 0
F4_Commercial_School_New_Cooling_Electric_Packaged Terminal AC_E10 | F4 | Commercial | School | New | Cooling | Electric | Packaged Terminal AC | E10 | RVT BC Ratio | 0 | 0 | 0 | 0 | 0 | 0 | 0 | 0 | 0 | 0 | 0 | 0 | 0 | 0 | 0 | 0 | 0 | 0 | 0 | 0 | 0 | 0 | 0 | 0 | 0 | 0 | 0 | 0 | 0 | 0
F5_Commercial_School_New_Cooling_Electric_Packaged Terminal AC_E1 | F5 | Commercial | School | New | Cooling | Electric | Packaged Terminal AC | E1 | RIM BC Ratio | 0 | 0 | 0 | 0 | 0 | 0 | 0 | 0 | 0 | 0 | 0 | 0 | 0 | 0 | 0 | 0 | 0 | 0 | 0 | 0 | 0 | 0 | 0 | 0 | 0 | 0 | 0 | 0 | 0 | 0
F5_Commercial_School_New_Cooling_Electric_Packaged Terminal AC_E2 | F5 | Commercial | School | New | Cooling | Electric | Packaged Terminal AC | E2 | RIM BC Ratio | 0 | 0 | 0 | 0 | 0 | 0 | 0 | 0 | 0 | 0 | 0 | 0 | 0 | 0 | 0 | 0 | 0 | 0 | 0 | 0 | 0 | 0 | 0 | 0 | 0 | 0 | 0 | 0 | 0 | 0
F5_Commercial_School_New_Cooling_Electric_Packaged Terminal AC_E3 | F5 | Commercial | School | New | Cooling | Electric | Packaged Terminal AC | E3 | RIM BC Ratio | 0 | 0 | 0 | 0 | 0 | 0 | 0 | 0 | 0 | 0 | 0 | 0 | 0 | 0 | 0 | 0 | 0 | 0 | 0 | 0 | 0 | 0 | 0 | 0 | 0 | 0 | 0 | 0 | 0 | 0
F5_Commercial_School_New_Cooling_Electric_Packaged Terminal AC_E4 | F5 | Commercial | School | New | Cooling | Electric | Packaged Terminal AC | E4 | RIM BC Ratio | 0 | 0 | 0 | 0 | 0 | 0 | 0 | 0 | 0 | 0 | 0 | 0 | 0 | 0 | 0 | 0 | 0 | 0 | 0 | 0 | 0 | 0 | 0 | 0 | 0 | 0 | 0 | 0 | 0 | 0
F5_Commercial_School_New_Cooling_Electric_Packaged Terminal AC_E5 | F5 | Commercial | School | New | Cooling | Electric | Packaged Terminal AC | E5 | RIM BC Ratio | 0 | 0 | 0 | 0 | 0 | 0 | 0 | 0 | 0 | 0 | 0 | 0 | 0 | 0 | 0 | 0 | 0 | 0 | 0 | 0 | 0 | 0 | 0 | 0 | 0 | 0 | 0 | 0 | 0 | 0
F5_Commercial_School_New_Cooling_Electric_Packaged Terminal AC_E6 | F5 | Commercial | School | New | Cooling | Electric | Packaged Terminal AC | E6 | RIM BC Ratio | 0 | 0 | 0 | 0 | 0 | 0 | 0 | 0 | 0 | 0 | 0 | 0 | 0 | 0 | 0 | 0 | 0 | 0 | 0 | 0 | 0 | 0 | 0 | 0 | 0 | 0 | 0 | 0 | 0 | 0
F5_Commercial_School_New_Cooling_Electric_Packaged Terminal AC_E7 | F5 | Commercial | School | New | Cooling | Electric | Packaged Terminal AC | E7 | RIM BC Ratio | 0 | 0 | 0 | 0 | 0 | 0 | 0 | 0 | 0 | 0 | 0 | 0 | 0 | 0 | 0 | 0 | 0 | 0 | 0 | 0 | 0 | 0 | 0 | 0 | 0 | 0 | 0 | 0 | 0 | 0
F5_Commercial_School_New_Cooling_Electric_Packaged Terminal AC_E8 | F5 | Commercial | School | New | Cooling | Electric | Packaged Terminal AC | E8 | RIM BC Ratio | 0 | 0 | 0 | 0 | 0 | 0 | 0 | 0 | 0 | 0 | 0 | 0 | 0 | 0 | 0 | 0 | 0 | 0 | 0 | 0 | 0 | 0 | 0 | 0 | 0 | 0 | 0 | 0 | 0 | 0
F5_Commercial_School_New_Cooling_Electric_Packaged Terminal AC_E9 | F5 | Commercial | School | New | Cooling | Electric | Packaged Terminal AC | E9 | RIM BC Ratio | 0 | 0 | 0 | 0 | 0 | 0 | 0 | 0 | 0 | 0 | 0 | 0 | 0 | 0 | 0 | 0 | 0 | 0 | 0 | 0 | 0 | 0 | 0 | 0 | 0 | 0 | 0 | 0 | 0 | 0
F5_Commercial_School_New_Cooling_Electric_Packaged Terminal AC_E10 | F5 | Commercial | School | New | Cooling | Electric | Packaged Terminal AC | E10 | RIM BC Ratio | 0 | 0 | 0 | 0 | 0 | 0 | 0 | 0 | 0 | 0 | 0 | 0 | 0 | 0 | 0 | 0 | 0 | 0 | 0 | 0 | 0 | 0 | 0 | 0 | 0 | 0 | 0 | 0 | 0 | 0
F0_Commercial_School_New_Cooling_Electric_Packaged Terminal HP_E0 | F0 | Commercial | School | New | Cooling | Electric | Packaged Terminal HP | E0 | Economic Unit | 0 | 0 | 0 | 0 | 0 | 0 | 0 | 0 | 0 | 0 | 0 | 0 | 0 | 0 | 0 | 0 | 0 | 0 | 0 | 0 | 0 | 0 | 0 | 0 | 0 | 0 | 0 | 0 | 0 | 0
F1_Commercial_School_New_Cooling_Electric_Packaged Terminal HP_E1 | F1 | Commercial | School | New | Cooling | Electric | Packaged Terminal HP | E1 | CCE | 0 | 0 | 0 | 0 | 0 | 0 | 0 | 0 | 0 | 0 | 0 | 0 | 0 | 0 | 0 | 0 | 0 | 0 | 0 | 0 | 0 | 0 | 0 | 0 | 0 | 0 | 0 | 0 | 0 | 0
F1_Commercial_School_New_Cooling_Electric_Packaged Terminal HP_E2 | F1 | Commercial | School | New | Cooling | Electric | Packaged Terminal HP | E2 | CCE | 0 | 0 | 0 | 0 | 0 | 0 | 0 | 0 | 0 | 0 | 0 | 0 | 0 | 0 | 0 | 0 | 0 | 0 | 0 | 0 | 0 | 0 | 0 | 0 | 0 | 0 | 0 | 0 | 0 | 0
F1_Commercial_School_New_Cooling_Electric_Packaged Terminal HP_E3 | F1 | Commercial | School | New | Cooling | Electric | Packaged Terminal HP | E3 | CCE | 0 | 0 | 0 | 0 | 0 | 0 | 0 | 0 | 0 | 0 | 0 | 0 | 0 | 0 | 0 | 0 | 0 | 0 | 0 | 0 | 0 | 0 | 0 | 0 | 0 | 0 | 0 | 0 | 0 | 0
F1_Commercial_School_New_Cooling_Electric_Packaged Terminal HP_E4 | F1 | Commercial | School | New | Cooling | Electric | Packaged Terminal HP | E4 | CCE | 0 | 0 | 0 | 0 | 0 | 0 | 0 | 0 | 0 | 0 | 0 | 0 | 0 | 0 | 0 | 0 | 0 | 0 | 0 | 0 | 0 | 0 | 0 | 0 | 0 | 0 | 0 | 0 | 0 | 0
F1_Commercial_School_New_Cooling_Electric_Packaged Terminal HP_E5 | F1 | Commercial | School | New | Cooling | Electric | Packaged Terminal HP | E5 | CCE | 0 | 0 | 0 | 0 | 0 | 0 | 0 | 0 | 0 | 0 | 0 | 0 | 0 | 0 | 0 | 0 | 0 | 0 | 0 | 0 | 0 | 0 | 0 | 0 | 0 | 0 | 0 | 0 | 0 | 0
F1_Commercial_School_New_Cooling_Electric_Packaged Terminal HP_E6 | F1 | Commercial | School | New | Cooling | Electric | Packaged Terminal HP | E6 | CCE | 0 | 0 | 0 | 0 | 0 | 0 | 0 | 0 | 0 | 0 | 0 | 0 | 0 | 0 | 0 | 0 | 0 | 0 | 0 | 0 | 0 | 0 | 0 | 0 | 0 | 0 | 0 | 0 | 0 | 0
F1_Commercial_School_New_Cooling_Electric_Packaged Terminal HP_E7 | F1 | Commercial | School | New | Cooling | Electric | Packaged Terminal HP | E7 | CCE | 0 | 0 | 0 | 0 | 0 | 0 | 0 | 0 | 0 | 0 | 0 | 0 | 0 | 0 | 0 | 0 | 0 | 0 | 0 | 0 | 0 | 0 | 0 | 0 | 0 | 0 | 0 | 0 | 0 | 0
F1_Commercial_School_New_Cooling_Electric_Packaged Terminal HP_E8 | F1 | Commercial | School | New | Cooling | Electric | Packaged Terminal HP | E8 | CCE | 0 | 0 | 0 | 0 | 0 | 0 | 0 | 0 | 0 | 0 | 0 | 0 | 0 | 0 | 0 | 0 | 0 | 0 | 0 | 0 | 0 | 0 | 0 | 0 | 0 | 0 | 0 | 0 | 0 | 0
F1_Commercial_School_New_Cooling_Electric_Packaged Terminal HP_E9 | F1 | Commercial | School | New | Cooling | Electric | Packaged Terminal HP | E9 | CCE | 0 | 0 | 0 | 0 | 0 | 0 | 0 | 0 | 0 | 0 | 0 | 0 | 0 | 0 | 0 | 0 | 0 | 0 | 0 | 0 | 0 | 0 | 0 | 0 | 0 | 0 | 0 | 0 | 0 | 0
F1_Commercial_School_New_Cooling_Electric_Packaged Terminal HP_E10 | F1 | Commercial | School | New | Cooling | Electric | Packaged Terminal HP | E10 | CCE | 0 | 0 | 0 | 0 | 0 | 0 | 0 | 0 | 0 | 0 | 0 | 0 | 0 | 0 | 0 | 0 | 0 | 0 | 0 | 0 | 0 | 0 | 0 | 0 | 0 | 0 | 0 | 0 | 0 | 0
F2_Commercial_School_New_Cooling_Electric_Packaged Terminal HP_E1 | F2 | Commercial | School | New | Cooling | Electric | Packaged Terminal HP | E1 | TRC BC Ratio | 0 | 0 | 0 | 0 | 0 | 0 | 0 | 0 | 0 | 0 | 0 | 0 | 0 | 0 | 0 | 0 | 0 | 0 | 0 | 0 | 0 | 0 | 0 | 0 | 0 | 0 | 0 | 0 | 0 | 0
F2_Commercial_School_New_Cooling_Electric_Packaged Terminal HP_E2 | F2 | Commercial | School | New | Cooling | Electric | Packaged Terminal HP | E2 | TRC BC Ratio | 0 | 0 | 0 | 0 | 0 | 0 | 0 | 0 | 0 | 0 | 0 | 0 | 0 | 0 | 0 | 0 | 0 | 0 | 0 | 0 | 0 | 0 | 0 | 0 | 0 | 0 | 0 | 0 | 0 | 0
F2_Commercial_School_New_Cooling_Electric_Packaged Terminal HP_E3 | F2 | Commercial | School | New | Cooling | Electric | Packaged Terminal HP | E3 | TRC BC Ratio | 0 | 0 | 0 | 0 | 0 | 0 | 0 | 0 | 0 | 0 | 0 | 0 | 0 | 0 | 0 | 0 | 0 | 0 | 0 | 0 | 0 | 0 | 0 | 0 | 0 | 0 | 0 | 0 | 0 | 0
F2_Commercial_School_New_Cooling_Electric_Packaged Terminal HP_E4 | F2 | Commercial | School | New | Cooling | Electric | Packaged Terminal HP | E4 | TRC BC Ratio | 0 | 0 | 0 | 0 | 0 | 0 | 0 | 0 | 0 | 0 | 0 | 0 | 0 | 0 | 0 | 0 | 0 | 0 | 0 | 0 | 0 | 0 | 0 | 0 | 0 | 0 | 0 | 0 | 0 | 0
F2_Commercial_School_New_Cooling_Electric_Packaged Terminal HP_E5 | F2 | Commercial | School | New | Cooling | Electric | Packaged Terminal HP | E5 | TRC BC Ratio | 0 | 0 | 0 | 0 | 0 | 0 | 0 | 0 | 0 | 0 | 0 | 0 | 0 | 0 | 0 | 0 | 0 | 0 | 0 | 0 | 0 | 0 | 0 | 0 | 0 | 0 | 0 | 0 | 0 | 0
F2_Commercial_School_New_Cooling_Electric_Packaged Terminal HP_E6 | F2 | Commercial | School | New | Cooling | Electric | Packaged Terminal HP | E6 | TRC BC Ratio | 0 | 0 | 0 | 0 | 0 | 0 | 0 | 0 | 0 | 0 | 0 | 0 | 0 | 0 | 0 | 0 | 0 | 0 | 0 | 0 | 0 | 0 | 0 | 0 | 0 | 0 | 0 | 0 | 0 | 0
F2_Commercial_School_New_Cooling_Electric_Packaged Terminal HP_E7 | F2 | Commercial | School | New | Cooling | Electric | Packaged Terminal HP | E7 | TRC BC Ratio | 0 | 0 | 0 | 0 | 0 | 0 | 0 | 0 | 0 | 0 | 0 | 0 | 0 | 0 | 0 | 0 | 0 | 0 | 0 | 0 | 0 | 0 | 0 | 0 | 0 | 0 | 0 | 0 | 0 | 0
F2_Commercial_School_New_Cooling_Electric_Packaged Terminal HP_E8 | F2 | Commercial | School | New | Cooling | Electric | Packaged Terminal HP | E8 | TRC BC Ratio | 0 | 0 | 0 | 0 | 0 | 0 | 0 | 0 | 0 | 0 | 0 | 0 | 0 | 0 | 0 | 0 | 0 | 0 | 0 | 0 | 0 | 0 | 0 | 0 | 0 | 0 | 0 | 0 | 0 | 0
F2_Commercial_School_New_Cooling_Electric_Packaged Terminal HP_E9 | F2 | Commercial | School | New | Cooling | Electric | Packaged Terminal HP | E9 | TRC BC Ratio | 0 | 0 | 0 | 0 | 0 | 0 | 0 | 0 | 0 | 0 | 0 | 0 | 0 | 0 | 0 | 0 | 0 | 0 | 0 | 0 | 0 | 0 | 0 | 0 | 0 | 0 | 0 | 0 | 0 | 0
F2_Commercial_School_New_Cooling_Electric_Packaged Terminal HP_E10 | F2 | Commercial | School | New | Cooling | Electric | Packaged Terminal HP | E10 | TRC BC Ratio | 0 | 0 | 0 | 0 | 0 | 0 | 0 | 0 | 0 | 0 | 0 | 0 | 0 | 0 | 0 | 0 | 0 | 0 | 0 | 0 | 0 | 0 | 0 | 0 | 0 | 0 | 0 | 0 | 0 | 0
F3_Commercial_School_New_Cooling_Electric_Packaged Terminal HP_E1 | F3 | Commercial | School | New | Cooling | Electric | Packaged Terminal HP | E1 | PACT BC Ratio | 0 | 0 | 0 | 0 | 0 | 0 | 0 | 0 | 0 | 0 | 0 | 0 | 0 | 0 | 0 | 0 | 0 | 0 | 0 | 0 | 0 | 0 | 0 | 0 | 0 | 0 | 0 | 0 | 0 | 0
F3_Commercial_School_New_Cooling_Electric_Packaged Terminal HP_E2 | F3 | Commercial | School | New | Cooling | Electric | Packaged Terminal HP | E2 | PACT BC Ratio | 0 | 0 | 0 | 0 | 0 | 0 | 0 | 0 | 0 | 0 | 0 | 0 | 0 | 0 | 0 | 0 | 0 | 0 | 0 | 0 | 0 | 0 | 0 | 0 | 0 | 0 | 0 | 0 | 0 | 0
F3_Commercial_School_New_Cooling_Electric_Packaged Terminal HP_E3 | F3 | Commercial | School | New | Cooling | Electric | Packaged Terminal HP | E3 | PACT BC Ratio | 0 | 0 | 0 | 0 | 0 | 0 | 0 | 0 | 0 | 0 | 0 | 0 | 0 | 0 | 0 | 0 | 0 | 0 | 0 | 0 | 0 | 0 | 0 | 0 | 0 | 0 | 0 | 0 | 0 | 0
F3_Commercial_School_New_Cooling_Electric_Packaged Terminal HP_E4 | F3 | Commercial | School | New | Cooling | Electric | Packaged Terminal HP | E4 | PACT BC Ratio | 0 | 0 | 0 | 0 | 0 | 0 | 0 | 0 | 0 | 0 | 0 | 0 | 0 | 0 | 0 | 0 | 0 | 0 | 0 | 0 | 0 | 0 | 0 | 0 | 0 | 0 | 0 | 0 | 0 | 0
F3_Commercial_School_New_Cooling_Electric_Packaged Terminal HP_E5 | F3 | Commercial | School | New | Cooling | Electric | Packaged Terminal HP | E5 | PACT BC Ratio | 0 | 0 | 0 | 0 | 0 | 0 | 0 | 0 | 0 | 0 | 0 | 0 | 0 | 0 | 0 | 0 | 0 | 0 | 0 | 0 | 0 | 0 | 0 | 0 | 0 | 0 | 0 | 0 | 0 | 0
F3_Commercial_School_New_Cooling_Electric_Packaged Terminal HP_E6 | F3 | Commercial | School | New | Cooling | Electric | Packaged Terminal HP | E6 | PACT BC Ratio | 0 | 0 | 0 | 0 | 0 | 0 | 0 | 0 | 0 | 0 | 0 | 0 | 0 | 0 | 0 | 0 | 0 | 0 | 0 | 0 | 0 | 0 | 0 | 0 | 0 | 0 | 0 | 0 | 0 | 0
F3_Commercial_School_New_Cooling_Electric_Packaged Terminal HP_E7 | F3 | Commercial | School | New | Cooling | Electric | Packaged Terminal HP | E7 | PACT BC Ratio | 0 | 0 | 0 | 0 | 0 | 0 | 0 | 0 | 0 | 0 | 0 | 0 | 0 | 0 | 0 | 0 | 0 | 0 | 0 | 0 | 0 | 0 | 0 | 0 | 0 | 0 | 0 | 0 | 0 | 0
F3_Commercial_School_New_Cooling_Electric_Packaged Terminal HP_E8 | F3 | Commercial | School | New | Cooling | Electric | Packaged Terminal HP | E8 | PACT BC Ratio | 0 | 0 | 0 | 0 | 0 | 0 | 0 | 0 | 0 | 0 | 0 | 0 | 0 | 0 | 0 | 0 | 0 | 0 | 0 | 0 | 0 | 0 | 0 | 0 | 0 | 0 | 0 | 0 | 0 | 0
F3_Commercial_School_New_Cooling_Electric_Packaged Terminal HP_E9 | F3 | Commercial | School | New | Cooling | Electric | Packaged Terminal HP | E9 | PACT BC Ratio | 0 | 0 | 0 | 0 | 0 | 0 | 0 | 0 | 0 | 0 | 0 | 0 | 0 | 0 | 0 | 0 | 0 | 0 | 0 | 0 | 0 | 0 | 0 | 0 | 0 | 0 | 0 | 0 | 0 | 0
F3_Commercial_School_New_Cooling_Electric_Packaged Terminal HP_E10 | F3 | Commercial | School | New | Cooling | Electric | Packaged Terminal HP | E10 | PACT BC Ratio | 0 | 0 | 0 | 0 | 0 | 0 | 0 | 0 | 0 | 0 | 0 | 0 | 0 | 0 | 0 | 0 | 0 | 0 | 0 | 0 | 0 | 0 | 0 | 0 | 0 | 0 | 0 | 0 | 0 | 0
F4_Commercial_School_New_Cooling_Electric_Packaged Terminal HP_E1 | F4 | Commercial | School | New | Cooling | Electric | Packaged Terminal HP | E1 | RVT BC Ratio | 0 | 0 | 0 | 0 | 0 | 0 | 0 | 0 | 0 | 0 | 0 | 0 | 0 | 0 | 0 | 0 | 0 | 0 | 0 | 0 | 0 | 0 | 0 | 0 | 0 | 0 | 0 | 0 | 0 | 0
F4_Commercial_School_New_Cooling_Electric_Packaged Terminal HP_E2 | F4 | Commercial | School | New | Cooling | Electric | Packaged Terminal HP | E2 | RVT BC Ratio | 0 | 0 | 0 | 0 | 0 | 0 | 0 | 0 | 0 | 0 | 0 | 0 | 0 | 0 | 0 | 0 | 0 | 0 | 0 | 0 | 0 | 0 | 0 | 0 | 0 | 0 | 0 | 0 | 0 | 0
F4_Commercial_School_New_Cooling_Electric_Packaged Terminal HP_E3 | F4 | Commercial | School | New | Cooling | Electric | Packaged Terminal HP | E3 | RVT BC Ratio | 0 | 0 | 0 | 0 | 0 | 0 | 0 | 0 | 0 | 0 | 0 | 0 | 0 | 0 | 0 | 0 | 0 | 0 | 0 | 0 | 0 | 0 | 0 | 0 | 0 | 0 | 0 | 0 | 0 | 0
F4_Commercial_School_New_Cooling_Electric_Packaged Terminal HP_E4 | F4 | Commercial | School | New | Cooling | Electric | Packaged Terminal HP | E4 | RVT BC Ratio | 0 | 0 | 0 | 0 | 0 | 0 | 0 | 0 | 0 | 0 | 0 | 0 | 0 | 0 | 0 | 0 | 0 | 0 | 0 | 0 | 0 | 0 | 0 | 0 | 0 | 0 | 0 | 0 | 0 | 0
F4_Commercial_School_New_Cooling_Electric_Packaged Terminal HP_E5 | F4 | Commercial | School | New | Cooling | Electric | Packaged Terminal HP | E5 | RVT BC Ratio | 0 | 0 | 0 | 0 | 0 | 0 | 0 | 0 | 0 | 0 | 0 | 0 | 0 | 0 | 0 | 0 | 0 | 0 | 0 | 0 | 0 | 0 | 0 | 0 | 0 | 0 | 0 | 0 | 0 | 0
F4_Commercial_School_New_Cooling_Electric_Packaged Terminal HP_E6 | F4 | Commercial | School | New | Cooling | Electric | Packaged Terminal HP | E6 | RVT BC Ratio | 0 | 0 | 0 | 0 | 0 | 0 | 0 | 0 | 0 | 0 | 0 | 0 | 0 | 0 | 0 | 0 | 0 | 0 | 0 | 0 | 0 | 0 | 0 | 0 | 0 | 0 | 0 | 0 | 0 | 0
F4_Commercial_School_New_Cooling_Electric_Packaged Terminal HP_E7 | F4 | Commercial | School | New | Cooling | Electric | Packaged Terminal HP | E7 | RVT BC Ratio | 0 | 0 | 0 | 0 | 0 | 0 | 0 | 0 | 0 | 0 | 0 | 0 | 0 | 0 | 0 | 0 | 0 | 0 | 0 | 0 | 0 | 0 | 0 | 0 | 0 | 0 | 0 | 0 | 0 | 0
F4_Commercial_School_New_Cooling_Electric_Packaged Terminal HP_E8 | F4 | Commercial | School | New | Cooling | Electric | Packaged Terminal HP | E8 | RVT BC Ratio | 0 | 0 | 0 | 0 | 0 | 0 | 0 | 0 | 0 | 0 | 0 | 0 | 0 | 0 | 0 | 0 | 0 | 0 | 0 | 0 | 0 | 0 | 0 | 0 | 0 | 0 | 0 | 0 | 0 | 0
F4_Commercial_School_New_Cooling_Electric_Packaged Terminal HP_E9 | F4 | Commercial | School | New | Cooling | Electric | Packaged Terminal HP | E9 | RVT BC Ratio | 0 | 0 | 0 | 0 | 0 | 0 | 0 | 0 | 0 | 0 | 0 | 0 | 0 | 0 | 0 | 0 | 0 | 0 | 0 | 0 | 0 | 0 | 0 | 0 | 0 | 0 | 0 | 0 | 0 | 0
F4_Commercial_School_New_Cooling_Electric_Packaged Terminal HP_E10 | F4 | Commercial | School | New | Cooling | Electric | Packaged Terminal HP | E10 | RVT BC Ratio | 0 | 0 | 0 | 0 | 0 | 0 | 0 | 0 | 0 | 0 | 0 | 0 | 0 | 0 | 0 | 0 | 0 | 0 | 0 | 0 | 0 | 0 | 0 | 0 | 0 | 0 | 0 | 0 | 0 | 0
F5_Commercial_School_New_Cooling_Electric_Packaged Terminal HP_E1 | F5 | Commercial | School | New | Cooling | Electric | Packaged Terminal HP | E1 | RIM BC Ratio | 0 | 0 | 0 | 0 | 0 | 0 | 0 | 0 | 0 | 0 | 0 | 0 | 0 | 0 | 0 | 0 | 0 | 0 | 0 | 0 | 0 | 0 | 0 | 0 | 0 | 0 | 0 | 0 | 0 | 0
F5_Commercial_School_New_Cooling_Electric_Packaged Terminal HP_E2 | F5 | Commercial | School | New | Cooling | Electric | Packaged Terminal HP | E2 | RIM BC Ratio | 0 | 0 | 0 | 0 | 0 | 0 | 0 | 0 | 0 | 0 | 0 | 0 | 0 | 0 | 0 | 0 | 0 | 0 | 0 | 0 | 0 | 0 | 0 | 0 | 0 | 0 | 0 | 0 | 0 | 0
F5_Commercial_School_New_Cooling_Electric_Packaged Terminal HP_E3 | F5 | Commercial | School | New | Cooling | Electric | Packaged Terminal HP | E3 | RIM BC Ratio | 0 | 0 | 0 | 0 | 0 | 0 | 0 | 0 | 0 | 0 | 0 | 0 | 0 | 0 | 0 | 0 | 0 | 0 | 0 | 0 | 0 | 0 | 0 | 0 | 0 | 0 | 0 | 0 | 0 | 0
F5_Commercial_School_New_Cooling_Electric_Packaged Terminal HP_E4 | F5 | Commercial | School | New | Cooling | Electric | Packaged Terminal HP | E4 | RIM BC Ratio | 0 | 0 | 0 | 0 | 0 | 0 | 0 | 0 | 0 | 0 | 0 | 0 | 0 | 0 | 0 | 0 | 0 | 0 | 0 | 0 | 0 | 0 | 0 | 0 | 0 | 0 | 0 | 0 | 0 | 0
F5_Commercial_School_New_Cooling_Electric_Packaged Terminal HP_E5 | F5 | Commercial | School | New | Cooling | Electric | Packaged Terminal HP | E5 | RIM BC Ratio | 0 | 0 | 0 | 0 | 0 | 0 | 0 | 0 | 0 | 0 | 0 | 0 | 0 | 0 | 0 | 0 | 0 | 0 | 0 | 0 | 0 | 0 | 0 | 0 | 0 | 0 | 0 | 0 | 0 | 0
F5_Commercial_School_New_Cooling_Electric_Packaged Terminal HP_E6 | F5 | Commercial | School | New | Cooling | Electric | Packaged Terminal HP | E6 | RIM BC Ratio | 0 | 0 | 0 | 0 | 0 | 0 | 0 | 0 | 0 | 0 | 0 | 0 | 0 | 0 | 0 | 0 | 0 | 0 | 0 | 0 | 0 | 0 | 0 | 0 | 0 | 0 | 0 | 0 | 0 | 0
F5_Commercial_School_New_Cooling_Electric_Packaged Terminal HP_E7 | F5 | Commercial | School | New | Cooling | Electric | Packaged Terminal HP | E7 | RIM BC Ratio | 0 | 0 | 0 | 0 | 0 | 0 | 0 | 0 | 0 | 0 | 0 | 0 | 0 | 0 | 0 | 0 | 0 | 0 | 0 | 0 | 0 | 0 | 0 | 0 | 0 | 0 | 0 | 0 | 0 | 0
F5_Commercial_School_New_Cooling_Electric_Packaged Terminal HP_E8 | F5 | Commercial | School | New | Cooling | Electric | Packaged Terminal HP | E8 | RIM BC Ratio | 0 | 0 | 0 | 0 | 0 | 0 | 0 | 0 | 0 | 0 | 0 | 0 | 0 | 0 | 0 | 0 | 0 | 0 | 0 | 0 | 0 | 0 | 0 | 0 | 0 | 0 | 0 | 0 | 0 | 0
F5_Commercial_School_New_Cooling_Electric_Packaged Terminal HP_E9 | F5 | Commercial | School | New | Cooling | Electric | Packaged Terminal HP | E9 | RIM BC Ratio | 0 | 0 | 0 | 0 | 0 | 0 | 0 | 0 | 0 | 0 | 0 | 0 | 0 | 0 | 0 | 0 | 0 | 0 | 0 | 0 | 0 | 0 | 0 | 0 | 0 | 0 | 0 | 0 | 0 | 0
F5_Commercial_School_New_Cooling_Electric_Packaged Terminal HP_E10 | F5 | Commercial | School | New | Cooling | Electric | Packaged Terminal HP | E10 | RIM BC Ratio | 0 | 0 | 0 | 0 | 0 | 0 | 0 | 0 | 0 | 0 | 0 | 0 | 0 | 0 | 0 | 0 | 0 | 0 | 0 | 0 | 0 | 0 | 0 | 0 | 0 | 0 | 0 | 0 | 0 | 0
F0_Commercial_School_New_Cooling_Electric_Evaporative Central AC_E0 | F0 | Commercial | School | New | Cooling | Electric | Evaporative Central AC | E0 | Economic Unit | 0 | 0 | 0 | 0 | 0 | 0 | 0 | 0 | 0 | 0 | 0 | 0 | 0 | 0 | 0 | 0 | 0 | 0 | 0 | 0 | 0 | 0 | 0 | 0 | 0 | 0 | 0 | 0 | 0 | 0
F1_Commercial_School_New_Cooling_Electric_Evaporative Central AC_E1 | F1 | Commercial | School | New | Cooling | Electric | Evaporative Central AC | E1 | CCE | 0 | 0 | 0 | 0 | 0 | 0 | 0 | 0 | 0 | 0 | 0 | 0 | 0 | 0 | 0 | 0 | 0 | 0 | 0 | 0 | 0 | 0 | 0 | 0 | 0 | 0 | 0 | 0 | 0 | 0
F1_Commercial_School_New_Cooling_Electric_Evaporative Central AC_E2 | F1 | Commercial | School | New | Cooling | Electric | Evaporative Central AC | E2 | CCE | 0 | 0 | 0 | 0 | 0 | 0 | 0 | 0 | 0 | 0 | 0 | 0 | 0 | 0 | 0 | 0 | 0 | 0 | 0 | 0 | 0 | 0 | 0 | 0 | 0 | 0 | 0 | 0 | 0 | 0
F1_Commercial_School_New_Cooling_Electric_Evaporative Central AC_E3 | F1 | Commercial | School | New | Cooling | Electric | Evaporative Central AC | E3 | CCE | 0 | 0 | 0 | 0 | 0 | 0 | 0 | 0 | 0 | 0 | 0 | 0 | 0 | 0 | 0 | 0 | 0 | 0 | 0 | 0 | 0 | 0 | 0 | 0 | 0 | 0 | 0 | 0 | 0 | 0
F1_Commercial_School_New_Cooling_Electric_Evaporative Central AC_E4 | F1 | Commercial | School | New | Cooling | Electric | Evaporative Central AC | E4 | CCE | 0 | 0 | 0 | 0 | 0 | 0 | 0 | 0 | 0 | 0 | 0 | 0 | 0 | 0 | 0 | 0 | 0 | 0 | 0 | 0 | 0 | 0 | 0 | 0 | 0 | 0 | 0 | 0 | 0 | 0
F1_Commercial_School_New_Cooling_Electric_Evaporative Central AC_E5 | F1 | Commercial | School | New | Cooling | Electric | Evaporative Central AC | E5 | CCE | 0 | 0 | 0 | 0 | 0 | 0 | 0 | 0 | 0 | 0 | 0 | 0 | 0 | 0 | 0 | 0 | 0 | 0 | 0 | 0 | 0 | 0 | 0 | 0 | 0 | 0 | 0 | 0 | 0 | 0
F1_Commercial_School_New_Cooling_Electric_Evaporative Central AC_E6 | F1 | Commercial | School | New | Cooling | Electric | Evaporative Central AC | E6 | CCE | 0 | 0 | 0 | 0 | 0 | 0 | 0 | 0 | 0 | 0 | 0 | 0 | 0 | 0 | 0 | 0 | 0 | 0 | 0 | 0 | 0 | 0 | 0 | 0 | 0 | 0 | 0 | 0 | 0 | 0
F1_Commercial_School_New_Cooling_Electric_Evaporative Central AC_E7 | F1 | Commercial | School | New | Cooling | Electric | Evaporative Central AC | E7 | CCE | 0 | 0 | 0 | 0 | 0 | 0 | 0 | 0 | 0 | 0 | 0 | 0 | 0 | 0 | 0 | 0 | 0 | 0 | 0 | 0 | 0 | 0 | 0 | 0 | 0 | 0 | 0 | 0 | 0 | 0
F1_Commercial_School_New_Cooling_Electric_Evaporative Central AC_E8 | F1 | Commercial | School | New | Cooling | Electric | Evaporative Central AC | E8 | CCE | 0 | 0 | 0 | 0 | 0 | 0 | 0 | 0 | 0 | 0 | 0 | 0 | 0 | 0 | 0 | 0 | 0 | 0 | 0 | 0 | 0 | 0 | 0 | 0 | 0 | 0 | 0 | 0 | 0 | 0
F1_Commercial_School_New_Cooling_Electric_Evaporative Central AC_E9 | F1 | Commercial | School | New | Cooling | Electric | Evaporative Central AC | E9 | CCE | 0 | 0 | 0 | 0 | 0 | 0 | 0 | 0 | 0 | 0 | 0 | 0 | 0 | 0 | 0 | 0 | 0 | 0 | 0 | 0 | 0 | 0 | 0 | 0 | 0 | 0 | 0 | 0 | 0 | 0
F1_Commercial_School_New_Cooling_Electric_Evaporative Central AC_E10 | F1 | Commercial | School | New | Cooling | Electric | Evaporative Central AC | E10 | CCE | 0 | 0 | 0 | 0 | 0 | 0 | 0 | 0 | 0 | 0 | 0 | 0 | 0 | 0 | 0 | 0 | 0 | 0 | 0 | 0 | 0 | 0 | 0 | 0 | 0 | 0 | 0 | 0 | 0 | 0
F2_Commercial_School_New_Cooling_Electric_Evaporative Central AC_E1 | F2 | Commercial | School | New | Cooling | Electric | Evaporative Central AC | E1 | TRC BC Ratio | 0 | 0 | 0 | 0 | 0 | 0 | 0 | 0 | 0 | 0 | 0 | 0 | 0 | 0 | 0 | 0 | 0 | 0 | 0 | 0 | 0 | 0 | 0 | 0 | 0 | 0 | 0 | 0 | 0 | 0
F2_Commercial_School_New_Cooling_Electric_Evaporative Central AC_E2 | F2 | Commercial | School | New | Cooling | Electric | Evaporative Central AC | E2 | TRC BC Ratio | 0 | 0 | 0 | 0 | 0 | 0 | 0 | 0 | 0 | 0 | 0 | 0 | 0 | 0 | 0 | 0 | 0 | 0 | 0 | 0 | 0 | 0 | 0 | 0 | 0 | 0 | 0 | 0 | 0 | 0
F2_Commercial_School_New_Cooling_Electric_Evaporative Central AC_E3 | F2 | Commercial | School | New | Cooling | Electric | Evaporative Central AC | E3 | TRC BC Ratio | 0 | 0 | 0 | 0 | 0 | 0 | 0 | 0 | 0 | 0 | 0 | 0 | 0 | 0 | 0 | 0 | 0 | 0 | 0 | 0 | 0 | 0 | 0 | 0 | 0 | 0 | 0 | 0 | 0 | 0
F2_Commercial_School_New_Cooling_Electric_Evaporative Central AC_E4 | F2 | Commercial | School | New | Cooling | Electric | Evaporative Central AC | E4 | TRC BC Ratio | 0 | 0 | 0 | 0 | 0 | 0 | 0 | 0 | 0 | 0 | 0 | 0 | 0 | 0 | 0 | 0 | 0 | 0 | 0 | 0 | 0 | 0 | 0 | 0 | 0 | 0 | 0 | 0 | 0 | 0
F2_Commercial_School_New_Cooling_Electric_Evaporative Central AC_E5 | F2 | Commercial | School | New | Cooling | Electric | Evaporative Central AC | E5 | TRC BC Ratio | 0 | 0 | 0 | 0 | 0 | 0 | 0 | 0 | 0 | 0 | 0 | 0 | 0 | 0 | 0 | 0 | 0 | 0 | 0 | 0 | 0 | 0 | 0 | 0 | 0 | 0 | 0 | 0 | 0 | 0
F2_Commercial_School_New_Cooling_Electric_Evaporative Central AC_E6 | F2 | Commercial | School | New | Cooling | Electric | Evaporative Central AC | E6 | TRC BC Ratio | 0 | 0 | 0 | 0 | 0 | 0 | 0 | 0 | 0 | 0 | 0 | 0 | 0 | 0 | 0 | 0 | 0 | 0 | 0 | 0 | 0 | 0 | 0 | 0 | 0 | 0 | 0 | 0 | 0 | 0
F2_Commercial_School_New_Cooling_Electric_Evaporative Central AC_E7 | F2 | Commercial | School | New | Cooling | Electric | Evaporative Central AC | E7 | TRC BC Ratio | 0 | 0 | 0 | 0 | 0 | 0 | 0 | 0 | 0 | 0 | 0 | 0 | 0 | 0 | 0 | 0 | 0 | 0 | 0 | 0 | 0 | 0 | 0 | 0 | 0 | 0 | 0 | 0 | 0 | 0
F2_Commercial_School_New_Cooling_Electric_Evaporative Central AC_E8 | F2 | Commercial | School | New | Cooling | Electric | Evaporative Central AC | E8 | TRC BC Ratio | 0 | 0 | 0 | 0 | 0 | 0 | 0 | 0 | 0 | 0 | 0 | 0 | 0 | 0 | 0 | 0 | 0 | 0 | 0 | 0 | 0 | 0 | 0 | 0 | 0 | 0 | 0 | 0 | 0 | 0
F2_Commercial_School_New_Cooling_Electric_Evaporative Central AC_E9 | F2 | Commercial | School | New | Cooling | Electric | Evaporative Central AC | E9 | TRC BC Ratio | 0 | 0 | 0 | 0 | 0 | 0 | 0 | 0 | 0 | 0 | 0 | 0 | 0 | 0 | 0 | 0 | 0 | 0 | 0 | 0 | 0 | 0 | 0 | 0 | 0 | 0 | 0 | 0 | 0 | 0
F2_Commercial_School_New_Cooling_Electric_Evaporative Central AC_E10 | F2 | Commercial | School | New | Cooling | Electric | Evaporative Central AC | E10 | TRC BC Ratio | 0 | 0 | 0 | 0 | 0 | 0 | 0 | 0 | 0 | 0 | 0 | 0 | 0 | 0 | 0 | 0 | 0 | 0 | 0 | 0 | 0 | 0 | 0 | 0 | 0 | 0 | 0 | 0 | 0 | 0
F3_Commercial_School_New_Cooling_Electric_Evaporative Central AC_E1 | F3 | Commercial | School | New | Cooling | Electric | Evaporative Central AC | E1 | PACT BC Ratio | 0 | 0 | 0 | 0 | 0 | 0 | 0 | 0 | 0 | 0 | 0 | 0 | 0 | 0 | 0 | 0 | 0 | 0 | 0 | 0 | 0 | 0 | 0 | 0 | 0 | 0 | 0 | 0 | 0 | 0
F3_Commercial_School_New_Cooling_Electric_Evaporative Central AC_E2 | F3 | Commercial | School | New | Cooling | Electric | Evaporative Central AC | E2 | PACT BC Ratio | 0 | 0 | 0 | 0 | 0 | 0 | 0 | 0 | 0 | 0 | 0 | 0 | 0 | 0 | 0 | 0 | 0 | 0 | 0 | 0 | 0 | 0 | 0 | 0 | 0 | 0 | 0 | 0 | 0 | 0
F3_Commercial_School_New_Cooling_Electric_Evaporative Central AC_E3 | F3 | Commercial | School | New | Cooling | Electric | Evaporative Central AC | E3 | PACT BC Ratio | 0 | 0 | 0 | 0 | 0 | 0 | 0 | 0 | 0 | 0 | 0 | 0 | 0 | 0 | 0 | 0 | 0 | 0 | 0 | 0 | 0 | 0 | 0 | 0 | 0 | 0 | 0 | 0 | 0 | 0
F3_Commercial_School_New_Cooling_Electric_Evaporative Central AC_E4 | F3 | Commercial | School | New | Cooling | Electric | Evaporative Central AC | E4 | PACT BC Ratio | 0 | 0 | 0 | 0 | 0 | 0 | 0 | 0 | 0 | 0 | 0 | 0 | 0 | 0 | 0 | 0 | 0 | 0 | 0 | 0 | 0 | 0 | 0 | 0 | 0 | 0 | 0 | 0 | 0 | 0
F3_Commercial_School_New_Cooling_Electric_Evaporative Central AC_E5 | F3 | Commercial | School | New | Cooling | Electric | Evaporative Central AC | E5 | PACT BC Ratio | 0 | 0 | 0 | 0 | 0 | 0 | 0 | 0 | 0 | 0 | 0 | 0 | 0 | 0 | 0 | 0 | 0 | 0 | 0 | 0 | 0 | 0 | 0 | 0 | 0 | 0 | 0 | 0 | 0 | 0
F3_Commercial_School_New_Cooling_Electric_Evaporative Central AC_E6 | F3 | Commercial | School | New | Cooling | Electric | Evaporative Central AC | E6 | PACT BC Ratio | 0 | 0 | 0 | 0 | 0 | 0 | 0 | 0 | 0 | 0 | 0 | 0 | 0 | 0 | 0 | 0 | 0 | 0 | 0 | 0 | 0 | 0 | 0 | 0 | 0 | 0 | 0 | 0 | 0 | 0
F3_Commercial_School_New_Cooling_Electric_Evaporative Central AC_E7 | F3 | Commercial | School | New | Cooling | Electric | Evaporative Central AC | E7 | PACT BC Ratio | 0 | 0 | 0 | 0 | 0 | 0 | 0 | 0 | 0 | 0 | 0 | 0 | 0 | 0 | 0 | 0 | 0 | 0 | 0 | 0 | 0 | 0 | 0 | 0 | 0 | 0 | 0 | 0 | 0 | 0
F3_Commercial_School_New_Cooling_Electric_Evaporative Central AC_E8 | F3 | Commercial | School | New | Cooling | Electric | Evaporative Central AC | E8 | PACT BC Ratio | 0 | 0 | 0 | 0 | 0 | 0 | 0 | 0 | 0 | 0 | 0 | 0 | 0 | 0 | 0 | 0 | 0 | 0 | 0 | 0 | 0 | 0 | 0 | 0 | 0 | 0 | 0 | 0 | 0 | 0
F3_Commercial_School_New_Cooling_Electric_Evaporative Central AC_E9 | F3 | Commercial | School | New | Cooling | Electric | Evaporative Central AC | E9 | PACT BC Ratio | 0 | 0 | 0 | 0 | 0 | 0 | 0 | 0 | 0 | 0 | 0 | 0 | 0 | 0 | 0 | 0 | 0 | 0 | 0 | 0 | 0 | 0 | 0 | 0 | 0 | 0 | 0 | 0 | 0 | 0
F3_Commercial_School_New_Cooling_Electric_Evaporative Central AC_E10 | F3 | Commercial | School | New | Cooling | Electric | Evaporative Central AC | E10 | PACT BC Ratio | 0 | 0 | 0 | 0 | 0 | 0 | 0 | 0 | 0 | 0 | 0 | 0 | 0 | 0 | 0 | 0 | 0 | 0 | 0 | 0 | 0 | 0 | 0 | 0 | 0 | 0 | 0 | 0 | 0 | 0
F4_Commercial_School_New_Cooling_Electric_Evaporative Central AC_E1 | F4 | Commercial | School | New | Cooling | Electric | Evaporative Central AC | E1 | RVT BC Ratio | 0 | 0 | 0 | 0 | 0 | 0 | 0 | 0 | 0 | 0 | 0 | 0 | 0 | 0 | 0 | 0 | 0 | 0 | 0 | 0 | 0 | 0 | 0 | 0 | 0 | 0 | 0 | 0 | 0 | 0
F4_Commercial_School_New_Cooling_Electric_Evaporative Central AC_E2 | F4 | Commercial | School | New | Cooling | Electric | Evaporative Central AC | E2 | RVT BC Ratio | 0 | 0 | 0 | 0 | 0 | 0 | 0 | 0 | 0 | 0 | 0 | 0 | 0 | 0 | 0 | 0 | 0 | 0 | 0 | 0 | 0 | 0 | 0 | 0 | 0 | 0 | 0 | 0 | 0 | 0
F4_Commercial_School_New_Cooling_Electric_Evaporative Central AC_E3 | F4 | Commercial | School | New | Cooling | Electric | Evaporative Central AC | E3 | RVT BC Ratio | 0 | 0 | 0 | 0 | 0 | 0 | 0 | 0 | 0 | 0 | 0 | 0 | 0 | 0 | 0 | 0 | 0 | 0 | 0 | 0 | 0 | 0 | 0 | 0 | 0 | 0 | 0 | 0 | 0 | 0
F4_Commercial_School_New_Cooling_Electric_Evaporative Central AC_E4 | F4 | Commercial | School | New | Cooling | Electric | Evaporative Central AC | E4 | RVT BC Ratio | 0 | 0 | 0 | 0 | 0 | 0 | 0 | 0 | 0 | 0 | 0 | 0 | 0 | 0 | 0 | 0 | 0 | 0 | 0 | 0 | 0 | 0 | 0 | 0 | 0 | 0 | 0 | 0 | 0 | 0
F4_Commercial_School_New_Cooling_Electric_Evaporative Central AC_E5 | F4 | Commercial | School | New | Cooling | Electric | Evaporative Central AC | E5 | RVT BC Ratio | 0 | 0 | 0 | 0 | 0 | 0 | 0 | 0 | 0 | 0 | 0 | 0 | 0 | 0 | 0 | 0 | 0 | 0 | 0 | 0 | 0 | 0 | 0 | 0 | 0 | 0 | 0 | 0 | 0 | 0
F4_Commercial_School_New_Cooling_Electric_Evaporative Central AC_E6 | F4 | Commercial | School | New | Cooling | Electric | Evaporative Central AC | E6 | RVT BC Ratio | 0 | 0 | 0 | 0 | 0 | 0 | 0 | 0 | 0 | 0 | 0 | 0 | 0 | 0 | 0 | 0 | 0 | 0 | 0 | 0 | 0 | 0 | 0 | 0 | 0 | 0 | 0 | 0 | 0 | 0
F4_Commercial_School_New_Cooling_Electric_Evaporative Central AC_E7 | F4 | Commercial | School | New | Cooling | Electric | Evaporative Central AC | E7 | RVT BC Ratio | 0 | 0 | 0 | 0 | 0 | 0 | 0 | 0 | 0 | 0 | 0 | 0 | 0 | 0 | 0 | 0 | 0 | 0 | 0 | 0 | 0 | 0 | 0 | 0 | 0 | 0 | 0 | 0 | 0 | 0
F4_Commercial_School_New_Cooling_Electric_Evaporative Central AC_E8 | F4 | Commercial | School | New | Cooling | Electric | Evaporative Central AC | E8 | RVT BC Ratio | 0 | 0 | 0 | 0 | 0 | 0 | 0 | 0 | 0 | 0 | 0 | 0 | 0 | 0 | 0 | 0 | 0 | 0 | 0 | 0 | 0 | 0 | 0 | 0 | 0 | 0 | 0 | 0 | 0 | 0
F4_Commercial_School_New_Cooling_Electric_Evaporative Central AC_E9 | F4 | Commercial | School | New | Cooling | Electric | Evaporative Central AC | E9 | RVT BC Ratio | 0 | 0 | 0 | 0 | 0 | 0 | 0 | 0 | 0 | 0 | 0 | 0 | 0 | 0 | 0 | 0 | 0 | 0 | 0 | 0 | 0 | 0 | 0 | 0 | 0 | 0 | 0 | 0 | 0 | 0
F4_Commercial_School_New_Cooling_Electric_Evaporative Central AC_E10 | F4 | Commercial | School | New | Cooling | Electric | Evaporative Central AC | E10 | RVT BC Ratio | 0 | 0 | 0 | 0 | 0 | 0 | 0 | 0 | 0 | 0 | 0 | 0 | 0 | 0 | 0 | 0 | 0 | 0 | 0 | 0 | 0 | 0 | 0 | 0 | 0 | 0 | 0 | 0 | 0 | 0
F5_Commercial_School_New_Cooling_Electric_Evaporative Central AC_E1 | F5 | Commercial | School | New | Cooling | Electric | Evaporative Central AC | E1 | RIM BC Ratio | 0 | 0 | 0 | 0 | 0 | 0 | 0 | 0 | 0 | 0 | 0 | 0 | 0 | 0 | 0 | 0 | 0 | 0 | 0 | 0 | 0 | 0 | 0 | 0 | 0 | 0 | 0 | 0 | 0 | 0
F5_Commercial_School_New_Cooling_Electric_Evaporative Central AC_E2 | F5 | Commercial | School | New | Cooling | Electric | Evaporative Central AC | E2 | RIM BC Ratio | 0 | 0 | 0 | 0 | 0 | 0 | 0 | 0 | 0 | 0 | 0 | 0 | 0 | 0 | 0 | 0 | 0 | 0 | 0 | 0 | 0 | 0 | 0 | 0 | 0 | 0 | 0 | 0 | 0 | 0
F5_Commercial_School_New_Cooling_Electric_Evaporative Central AC_E3 | F5 | Commercial | School | New | Cooling | Electric | Evaporative Central AC | E3 | RIM BC Ratio | 0 | 0 | 0 | 0 | 0 | 0 | 0 | 0 | 0 | 0 | 0 | 0 | 0 | 0 | 0 | 0 | 0 | 0 | 0 | 0 | 0 | 0 | 0 | 0 | 0 | 0 | 0 | 0 | 0 | 0
F5_Commercial_School_New_Cooling_Electric_Evaporative Central AC_E4 | F5 | Commercial | School | New | Cooling | Electric | Evaporative Central AC | E4 | RIM BC Ratio | 0 | 0 | 0 | 0 | 0 | 0 | 0 | 0 | 0 | 0 | 0 | 0 | 0 | 0 | 0 | 0 | 0 | 0 | 0 | 0 | 0 | 0 | 0 | 0 | 0 | 0 | 0 | 0 | 0 | 0
F5_Commercial_School_New_Cooling_Electric_Evaporative Central AC_E5 | F5 | Commercial | School | New | Cooling | Electric | Evaporative Central AC | E5 | RIM BC Ratio | 0 | 0 | 0 | 0 | 0 | 0 | 0 | 0 | 0 | 0 | 0 | 0 | 0 | 0 | 0 | 0 | 0 | 0 | 0 | 0 | 0 | 0 | 0 | 0 | 0 | 0 | 0 | 0 | 0 | 0
F5_Commercial_School_New_Cooling_Electric_Evaporative Central AC_E6 | F5 | Commercial | School | New | Cooling | Electric | Evaporative Central AC | E6 | RIM BC Ratio | 0 | 0 | 0 | 0 | 0 | 0 | 0 | 0 | 0 | 0 | 0 | 0 | 0 | 0 | 0 | 0 | 0 | 0 | 0 | 0 | 0 | 0 | 0 | 0 | 0 | 0 | 0 | 0 | 0 | 0
F5_Commercial_School_New_Cooling_Electric_Evaporative Central AC_E7 | F5 | Commercial | School | New | Cooling | Electric | Evaporative Central AC | E7 | RIM BC Ratio | 0 | 0 | 0 | 0 | 0 | 0 | 0 | 0 | 0 | 0 | 0 | 0 | 0 | 0 | 0 | 0 | 0 | 0 | 0 | 0 | 0 | 0 | 0 | 0 | 0 | 0 | 0 | 0 | 0 | 0
F5_Commercial_School_New_Cooling_Electric_Evaporative Central AC_E8 | F5 | Commercial | School | New | Cooling | Electric | Evaporative Central AC | E8 | RIM BC Ratio | 0 | 0 | 0 | 0 | 0 | 0 | 0 | 0 | 0 | 0 | 0 | 0 | 0 | 0 | 0 | 0 | 0 | 0 | 0 | 0 | 0 | 0 | 0 | 0 | 0 | 0 | 0 | 0 | 0 | 0
F5_Commercial_School_New_Cooling_Electric_Evaporative Central AC_E9 | F5 | Commercial | School | New | Cooling | Electric | Evaporative Central AC | E9 | RIM BC Ratio | 0 | 0 | 0 | 0 | 0 | 0 | 0 | 0 | 0 | 0 | 0 | 0 | 0 | 0 | 0 | 0 | 0 | 0 | 0 | 0 | 0 | 0 | 0 | 0 | 0 | 0 | 0 | 0 | 0 | 0
F5_Commercial_School_New_Cooling_Electric_Evaporative Central AC_E10 | F5 | Commercial | School | New | Cooling | Electric | Evaporative Central AC | E10 | RIM BC Ratio | 0 | 0 | 0 | 0 | 0 | 0 | 0 | 0 | 0 | 0 | 0 | 0 | 0 | 0 | 0 | 0 | 0 | 0 | 0 | 0 | 0 | 0 | 0 | 0 | 0 | 0 | 0 | 0 | 0 | 0
F0_Commercial_School_New_Cooling_Electric_Air-Source Heat Pump_E0 | F0 | Commercial | School | New | Cooling | Electric | Air-Source Heat Pump | E0 | Economic Unit | 0 | 0 | 0 | 0 | 0 | 0 | 0 | 0 | 0 | 0 | 0 | 0 | 0 | 0 | 0 | 0 | 0 | 0 | 0 | 0 | 0 | 0 | 0 | 0 | 0 | 0 | 0 | 0 | 0 | 0
F1_Commercial_School_New_Cooling_Electric_Air-Source Heat Pump_E1 | F1 | Commercial | School | New | Cooling | Electric | Air-Source Heat Pump | E1 | CCE | 0 | 0 | 0 | 0 | 0 | 0 | 0 | 0 | 0 | 0 | 0 | 0 | 0 | 0 | 0 | 0 | 0 | 0 | 0 | 0 | 0 | 0 | 0 | 0 | 0 | 0 | 0 | 0 | 0 | 0
F1_Commercial_School_New_Cooling_Electric_Air-Source Heat Pump_E2 | F1 | Commercial | School | New | Cooling | Electric | Air-Source Heat Pump | E2 | CCE | 0 | 0 | 0 | 0 | 0 | 0 | 0 | 0 | 0 | 0 | 0 | 0 | 0 | 0 | 0 | 0 | 0 | 0 | 0 | 0 | 0 | 0 | 0 | 0 | 0 | 0 | 0 | 0 | 0 | 0
F1_Commercial_School_New_Cooling_Electric_Air-Source Heat Pump_E3 | F1 | Commercial | School | New | Cooling | Electric | Air-Source Heat Pump | E3 | CCE | 0 | 0 | 0 | 0 | 0 | 0 | 0 | 0 | 0 | 0 | 0 | 0 | 0 | 0 | 0 | 0 | 0 | 0 | 0 | 0 | 0 | 0 | 0 | 0 | 0 | 0 | 0 | 0 | 0 | 0
F1_Commercial_School_New_Cooling_Electric_Air-Source Heat Pump_E4 | F1 | Commercial | School | New | Cooling | Electric | Air-Source Heat Pump | E4 | CCE | 0 | 0 | 0 | 0 | 0 | 0 | 0 | 0 | 0 | 0 | 0 | 0 | 0 | 0 | 0 | 0 | 0 | 0 | 0 | 0 | 0 | 0 | 0 | 0 | 0 | 0 | 0 | 0 | 0 | 0
F1_Commercial_School_New_Cooling_Electric_Air-Source Heat Pump_E5 | F1 | Commercial | School | New | Cooling | Electric | Air-Source Heat Pump | E5 | CCE | 0 | 0 | 0 | 0 | 0 | 0 | 0 | 0 | 0 | 0 | 0 | 0 | 0 | 0 | 0 | 0 | 0 | 0 | 0 | 0 | 0 | 0 | 0 | 0 | 0 | 0 | 0 | 0 | 0 | 0
F1_Commercial_School_New_Cooling_Electric_Air-Source Heat Pump_E6 | F1 | Commercial | School | New | Cooling | Electric | Air-Source Heat Pump | E6 | CCE | 0 | 0 | 0 | 0 | 0 | 0 | 0 | 0 | 0 | 0 | 0 | 0 | 0 | 0 | 0 | 0 | 0 | 0 | 0 | 0 | 0 | 0 | 0 | 0 | 0 | 0 | 0 | 0 | 0 | 0
F1_Commercial_School_New_Cooling_Electric_Air-Source Heat Pump_E7 | F1 | Commercial | School | New | Cooling | Electric | Air-Source Heat Pump | E7 | CCE | 0 | 0 | 0 | 0 | 0 | 0 | 0 | 0 | 0 | 0 | 0 | 0 | 0 | 0 | 0 | 0 | 0 | 0 | 0 | 0 | 0 | 0 | 0 | 0 | 0 | 0 | 0 | 0 | 0 | 0
F1_Commercial_School_New_Cooling_Electric_Air-Source Heat Pump_E8 | F1 | Commercial | School | New | Cooling | Electric | Air-Source Heat Pump | E8 | CCE | 0 | 0 | 0 | 0 | 0 | 0 | 0 | 0 | 0 | 0 | 0 | 0 | 0 | 0 | 0 | 0 | 0 | 0 | 0 | 0 | 0 | 0 | 0 | 0 | 0 | 0 | 0 | 0 | 0 | 0
F1_Commercial_School_New_Cooling_Electric_Air-Source Heat Pump_E9 | F1 | Commercial | School | New | Cooling | Electric | Air-Source Heat Pump | E9 | CCE | 0 | 0 | 0 | 0 | 0 | 0 | 0 | 0 | 0 | 0 | 0 | 0 | 0 | 0 | 0 | 0 | 0 | 0 | 0 | 0 | 0 | 0 | 0 | 0 | 0 | 0 | 0 | 0 | 0 | 0
F1_Commercial_School_New_Cooling_Electric_Air-Source Heat Pump_E10 | F1 | Commercial | School | New | Cooling | Electric | Air-Source Heat Pump | E10 | CCE | 0 | 0 | 0 | 0 | 0 | 0 | 0 | 0 | 0 | 0 | 0 | 0 | 0 | 0 | 0 | 0 | 0 | 0 | 0 | 0 | 0 | 0 | 0 | 0 | 0 | 0 | 0 | 0 | 0 | 0
F2_Commercial_School_New_Cooling_Electric_Air-Source Heat Pump_E1 | F2 | Commercial | School | New | Cooling | Electric | Air-Source Heat Pump | E1 | TRC BC Ratio | 0 | 0 | 0 | 0 | 0 | 0 | 0 | 0 | 0 | 0 | 0 | 0 | 0 | 0 | 0 | 0 | 0 | 0 | 0 | 0 | 0 | 0 | 0 | 0 | 0 | 0 | 0 | 0 | 0 | 0
F2_Commercial_School_New_Cooling_Electric_Air-Source Heat Pump_E2 | F2 | Commercial | School | New | Cooling | Electric | Air-Source Heat Pump | E2 | TRC BC Ratio | 0 | 0 | 0 | 0 | 0 | 0 | 0 | 0 | 0 | 0 | 0 | 0 | 0 | 0 | 0 | 0 | 0 | 0 | 0 | 0 | 0 | 0 | 0 | 0 | 0 | 0 | 0 | 0 | 0 | 0
F2_Commercial_School_New_Cooling_Electric_Air-Source Heat Pump_E3 | F2 | Commercial | School | New | Cooling | Electric | Air-Source Heat Pump | E3 | TRC BC Ratio | 0 | 0 | 0 | 0 | 0 | 0 | 0 | 0 | 0 | 0 | 0 | 0 | 0 | 0 | 0 | 0 | 0 | 0 | 0 | 0 | 0 | 0 | 0 | 0 | 0 | 0 | 0 | 0 | 0 | 0
F2_Commercial_School_New_Cooling_Electric_Air-Source Heat Pump_E4 | F2 | Commercial | School | New | Cooling | Electric | Air-Source Heat Pump | E4 | TRC BC Ratio | 0 | 0 | 0 | 0 | 0 | 0 | 0 | 0 | 0 | 0 | 0 | 0 | 0 | 0 | 0 | 0 | 0 | 0 | 0 | 0 | 0 | 0 | 0 | 0 | 0 | 0 | 0 | 0 | 0 | 0
F2_Commercial_School_New_Cooling_Electric_Air-Source Heat Pump_E5 | F2 | Commercial | School | New | Cooling | Electric | Air-Source Heat Pump | E5 | TRC BC Ratio | 0 | 0 | 0 | 0 | 0 | 0 | 0 | 0 | 0 | 0 | 0 | 0 | 0 | 0 | 0 | 0 | 0 | 0 | 0 | 0 | 0 | 0 | 0 | 0 | 0 | 0 | 0 | 0 | 0 | 0
F2_Commercial_School_New_Cooling_Electric_Air-Source Heat Pump_E6 | F2 | Commercial | School | New | Cooling | Electric | Air-Source Heat Pump | E6 | TRC BC Ratio | 0 | 0 | 0 | 0 | 0 | 0 | 0 | 0 | 0 | 0 | 0 | 0 | 0 | 0 | 0 | 0 | 0 | 0 | 0 | 0 | 0 | 0 | 0 | 0 | 0 | 0 | 0 | 0 | 0 | 0
F2_Commercial_School_New_Cooling_Electric_Air-Source Heat Pump_E7 | F2 | Commercial | School | New | Cooling | Electric | Air-Source Heat Pump | E7 | TRC BC Ratio | 0 | 0 | 0 | 0 | 0 | 0 | 0 | 0 | 0 | 0 | 0 | 0 | 0 | 0 | 0 | 0 | 0 | 0 | 0 | 0 | 0 | 0 | 0 | 0 | 0 | 0 | 0 | 0 | 0 | 0
F2_Commercial_School_New_Cooling_Electric_Air-Source Heat Pump_E8 | F2 | Commercial | School | New | Cooling | Electric | Air-Source Heat Pump | E8 | TRC BC Ratio | 0 | 0 | 0 | 0 | 0 | 0 | 0 | 0 | 0 | 0 | 0 | 0 | 0 | 0 | 0 | 0 | 0 | 0 | 0 | 0 | 0 | 0 | 0 | 0 | 0 | 0 | 0 | 0 | 0 | 0
F2_Commercial_School_New_Cooling_Electric_Air-Source Heat Pump_E9 | F2 | Commercial | School | New | Cooling | Electric | Air-Source Heat Pump | E9 | TRC BC Ratio | 0 | 0 | 0 | 0 | 0 | 0 | 0 | 0 | 0 | 0 | 0 | 0 | 0 | 0 | 0 | 0 | 0 | 0 | 0 | 0 | 0 | 0 | 0 | 0 | 0 | 0 | 0 | 0 | 0 | 0
F2_Commercial_School_New_Cooling_Electric_Air-Source Heat Pump_E10 | F2 | Commercial | School | New | Cooling | Electric | Air-Source Heat Pump | E10 | TRC BC Ratio | 0 | 0 | 0 | 0 | 0 | 0 | 0 | 0 | 0 | 0 | 0 | 0 | 0 | 0 | 0 | 0 | 0 | 0 | 0 | 0 | 0 | 0 | 0 | 0 | 0 | 0 | 0 | 0 | 0 | 0
F3_Commercial_School_New_Cooling_Electric_Air-Source Heat Pump_E1 | F3 | Commercial | School | New | Cooling | Electric | Air-Source Heat Pump | E1 | PACT BC Ratio | 0 | 0 | 0 | 0 | 0 | 0 | 0 | 0 | 0 | 0 | 0 | 0 | 0 | 0 | 0 | 0 | 0 | 0 | 0 | 0 | 0 | 0 | 0 | 0 | 0 | 0 | 0 | 0 | 0 | 0
F3_Commercial_School_New_Cooling_Electric_Air-Source Heat Pump_E2 | F3 | Commercial | School | New | Cooling | Electric | Air-Source Heat Pump | E2 | PACT BC Ratio | 0 | 0 | 0 | 0 | 0 | 0 | 0 | 0 | 0 | 0 | 0 | 0 | 0 | 0 | 0 | 0 | 0 | 0 | 0 | 0 | 0 | 0 | 0 | 0 | 0 | 0 | 0 | 0 | 0 | 0
F3_Commercial_School_New_Cooling_Electric_Air-Source Heat Pump_E3 | F3 | Commercial | School | New | Cooling | Electric | Air-Source Heat Pump | E3 | PACT BC Ratio | 0 | 0 | 0 | 0 | 0 | 0 | 0 | 0 | 0 | 0 | 0 | 0 | 0 | 0 | 0 | 0 | 0 | 0 | 0 | 0 | 0 | 0 | 0 | 0 | 0 | 0 | 0 | 0 | 0 | 0
F3_Commercial_School_New_Cooling_Electric_Air-Source Heat Pump_E4 | F3 | Commercial | School | New | Cooling | Electric | Air-Source Heat Pump | E4 | PACT BC Ratio | 0 | 0 | 0 | 0 | 0 | 0 | 0 | 0 | 0 | 0 | 0 | 0 | 0 | 0 | 0 | 0 | 0 | 0 | 0 | 0 | 0 | 0 | 0 | 0 | 0 | 0 | 0 | 0 | 0 | 0
F3_Commercial_School_New_Cooling_Electric_Air-Source Heat Pump_E5 | F3 | Commercial | School | New | Cooling | Electric | Air-Source Heat Pump | E5 | PACT BC Ratio | 0 | 0 | 0 | 0 | 0 | 0 | 0 | 0 | 0 | 0 | 0 | 0 | 0 | 0 | 0 | 0 | 0 | 0 | 0 | 0 | 0 | 0 | 0 | 0 | 0 | 0 | 0 | 0 | 0 | 0
F3_Commercial_School_New_Cooling_Electric_Air-Source Heat Pump_E6 | F3 | Commercial | School | New | Cooling | Electric | Air-Source Heat Pump | E6 | PACT BC Ratio | 0 | 0 | 0 | 0 | 0 | 0 | 0 | 0 | 0 | 0 | 0 | 0 | 0 | 0 | 0 | 0 | 0 | 0 | 0 | 0 | 0 | 0 | 0 | 0 | 0 | 0 | 0 | 0 | 0 | 0
F3_Commercial_School_New_Cooling_Electric_Air-Source Heat Pump_E7 | F3 | Commercial | School | New | Cooling | Electric | Air-Source Heat Pump | E7 | PACT BC Ratio | 0 | 0 | 0 | 0 | 0 | 0 | 0 | 0 | 0 | 0 | 0 | 0 | 0 | 0 | 0 | 0 | 0 | 0 | 0 | 0 | 0 | 0 | 0 | 0 | 0 | 0 | 0 | 0 | 0 | 0
F3_Commercial_School_New_Cooling_Electric_Air-Source Heat Pump_E8 | F3 | Commercial | School | New | Cooling | Electric | Air-Source Heat Pump | E8 | PACT BC Ratio | 0 | 0 | 0 | 0 | 0 | 0 | 0 | 0 | 0 | 0 | 0 | 0 | 0 | 0 | 0 | 0 | 0 | 0 | 0 | 0 | 0 | 0 | 0 | 0 | 0 | 0 | 0 | 0 | 0 | 0
F3_Commercial_School_New_Cooling_Electric_Air-Source Heat Pump_E9 | F3 | Commercial | School | New | Cooling | Electric | Air-Source Heat Pump | E9 | PACT BC Ratio | 0 | 0 | 0 | 0 | 0 | 0 | 0 | 0 | 0 | 0 | 0 | 0 | 0 | 0 | 0 | 0 | 0 | 0 | 0 | 0 | 0 | 0 | 0 | 0 | 0 | 0 | 0 | 0 | 0 | 0
F3_Commercial_School_New_Cooling_Electric_Air-Source Heat Pump_E10 | F3 | Commercial | School | New | Cooling | Electric | Air-Source Heat Pump | E10 | PACT BC Ratio | 0 | 0 | 0 | 0 | 0 | 0 | 0 | 0 | 0 | 0 | 0 | 0 | 0 | 0 | 0 | 0 | 0 | 0 | 0 | 0 | 0 | 0 | 0 | 0 | 0 | 0 | 0 | 0 | 0 | 0
F4_Commercial_School_New_Cooling_Electric_Air-Source Heat Pump_E1 | F4 | Commercial | School | New | Cooling | Electric | Air-Source Heat Pump | E1 | RVT BC Ratio | 0 | 0 | 0 | 0 | 0 | 0 | 0 | 0 | 0 | 0 | 0 | 0 | 0 | 0 | 0 | 0 | 0 | 0 | 0 | 0 | 0 | 0 | 0 | 0 | 0 | 0 | 0 | 0 | 0 | 0
F4_Commercial_School_New_Cooling_Electric_Air-Source Heat Pump_E2 | F4 | Commercial | School | New | Cooling | Electric | Air-Source Heat Pump | E2 | RVT BC Ratio | 0 | 0 | 0 | 0 | 0 | 0 | 0 | 0 | 0 | 0 | 0 | 0 | 0 | 0 | 0 | 0 | 0 | 0 | 0 | 0 | 0 | 0 | 0 | 0 | 0 | 0 | 0 | 0 | 0 | 0
F4_Commercial_School_New_Cooling_Electric_Air-Source Heat Pump_E3 | F4 | Commercial | School | New | Cooling | Electric | Air-Source Heat Pump | E3 | RVT BC Ratio | 0 | 0 | 0 | 0 | 0 | 0 | 0 | 0 | 0 | 0 | 0 | 0 | 0 | 0 | 0 | 0 | 0 | 0 | 0 | 0 | 0 | 0 | 0 | 0 | 0 | 0 | 0 | 0 | 0 | 0
F4_Commercial_School_New_Cooling_Electric_Air-Source Heat Pump_E4 | F4 | Commercial | School | New | Cooling | Electric | Air-Source Heat Pump | E4 | RVT BC Ratio | 0 | 0 | 0 | 0 | 0 | 0 | 0 | 0 | 0 | 0 | 0 | 0 | 0 | 0 | 0 | 0 | 0 | 0 | 0 | 0 | 0 | 0 | 0 | 0 | 0 | 0 | 0 | 0 | 0 | 0
F4_Commercial_School_New_Cooling_Electric_Air-Source Heat Pump_E5 | F4 | Commercial | School | New | Cooling | Electric | Air-Source Heat Pump | E5 | RVT BC Ratio | 0 | 0 | 0 | 0 | 0 | 0 | 0 | 0 | 0 | 0 | 0 | 0 | 0 | 0 | 0 | 0 | 0 | 0 | 0 | 0 | 0 | 0 | 0 | 0 | 0 | 0 | 0 | 0 | 0 | 0
F4_Commercial_School_New_Cooling_Electric_Air-Source Heat Pump_E6 | F4 | Commercial | School | New | Cooling | Electric | Air-Source Heat Pump | E6 | RVT BC Ratio | 0 | 0 | 0 | 0 | 0 | 0 | 0 | 0 | 0 | 0 | 0 | 0 | 0 | 0 | 0 | 0 | 0 | 0 | 0 | 0 | 0 | 0 | 0 | 0 | 0 | 0 | 0 | 0 | 0 | 0
F4_Commercial_School_New_Cooling_Electric_Air-Source Heat Pump_E7 | F4 | Commercial | School | New | Cooling | Electric | Air-Source Heat Pump | E7 | RVT BC Ratio | 0 | 0 | 0 | 0 | 0 | 0 | 0 | 0 | 0 | 0 | 0 | 0 | 0 | 0 | 0 | 0 | 0 | 0 | 0 | 0 | 0 | 0 | 0 | 0 | 0 | 0 | 0 | 0 | 0 | 0
F4_Commercial_School_New_Cooling_Electric_Air-Source Heat Pump_E8 | F4 | Commercial | School | New | Cooling | Electric | Air-Source Heat Pump | E8 | RVT BC Ratio | 0 | 0 | 0 | 0 | 0 | 0 | 0 | 0 | 0 | 0 | 0 | 0 | 0 | 0 | 0 | 0 | 0 | 0 | 0 | 0 | 0 | 0 | 0 | 0 | 0 | 0 | 0 | 0 | 0 | 0
F4_Commercial_School_New_Cooling_Electric_Air-Source Heat Pump_E9 | F4 | Commercial | School | New | Cooling | Electric | Air-Source Heat Pump | E9 | RVT BC Ratio | 0 | 0 | 0 | 0 | 0 | 0 | 0 | 0 | 0 | 0 | 0 | 0 | 0 | 0 | 0 | 0 | 0 | 0 | 0 | 0 | 0 | 0 | 0 | 0 | 0 | 0 | 0 | 0 | 0 | 0
F4_Commercial_School_New_Cooling_Electric_Air-Source Heat Pump_E10 | F4 | Commercial | School | New | Cooling | Electric | Air-Source Heat Pump | E10 | RVT BC Ratio | 0 | 0 | 0 | 0 | 0 | 0 | 0 | 0 | 0 | 0 | 0 | 0 | 0 | 0 | 0 | 0 | 0 | 0 | 0 | 0 | 0 | 0 | 0 | 0 | 0 | 0 | 0 | 0 | 0 | 0
F5_Commercial_School_New_Cooling_Electric_Air-Source Heat Pump_E1 | F5 | Commercial | School | New | Cooling | Electric | Air-Source Heat Pump | E1 | RIM BC Ratio | 0 | 0 | 0 | 0 | 0 | 0 | 0 | 0 | 0 | 0 | 0 | 0 | 0 | 0 | 0 | 0 | 0 | 0 | 0 | 0 | 0 | 0 | 0 | 0 | 0 | 0 | 0 | 0 | 0 | 0
F5_Commercial_School_New_Cooling_Electric_Air-Source Heat Pump_E2 | F5 | Commercial | School | New | Cooling | Electric | Air-Source Heat Pump | E2 | RIM BC Ratio | 0 | 0 | 0 | 0 | 0 | 0 | 0 | 0 | 0 | 0 | 0 | 0 | 0 | 0 | 0 | 0 | 0 | 0 | 0 | 0 | 0 | 0 | 0 | 0 | 0 | 0 | 0 | 0 | 0 | 0
F5_Commercial_School_New_Cooling_Electric_Air-Source Heat Pump_E3 | F5 | Commercial | School | New | Cooling | Electric | Air-Source Heat Pump | E3 | RIM BC Ratio | 0 | 0 | 0 | 0 | 0 | 0 | 0 | 0 | 0 | 0 | 0 | 0 | 0 | 0 | 0 | 0 | 0 | 0 | 0 | 0 | 0 | 0 | 0 | 0 | 0 | 0 | 0 | 0 | 0 | 0
F5_Commercial_School_New_Cooling_Electric_Air-Source Heat Pump_E4 | F5 | Commercial | School | New | Cooling | Electric | Air-Source Heat Pump | E4 | RIM BC Ratio | 0 | 0 | 0 | 0 | 0 | 0 | 0 | 0 | 0 | 0 | 0 | 0 | 0 | 0 | 0 | 0 | 0 | 0 | 0 | 0 | 0 | 0 | 0 | 0 | 0 | 0 | 0 | 0 | 0 | 0
F5_Commercial_School_New_Cooling_Electric_Air-Source Heat Pump_E5 | F5 | Commercial | School | New | Cooling | Electric | Air-Source Heat Pump | E5 | RIM BC Ratio | 0 | 0 | 0 | 0 | 0 | 0 | 0 | 0 | 0 | 0 | 0 | 0 | 0 | 0 | 0 | 0 | 0 | 0 | 0 | 0 | 0 | 0 | 0 | 0 | 0 | 0 | 0 | 0 | 0 | 0
F5_Commercial_School_New_Cooling_Electric_Air-Source Heat Pump_E6 | F5 | Commercial | School | New | Cooling | Electric | Air-Source Heat Pump | E6 | RIM BC Ratio | 0 | 0 | 0 | 0 | 0 | 0 | 0 | 0 | 0 | 0 | 0 | 0 | 0 | 0 | 0 | 0 | 0 | 0 | 0 | 0 | 0 | 0 | 0 | 0 | 0 | 0 | 0 | 0 | 0 | 0
F5_Commercial_School_New_Cooling_Electric_Air-Source Heat Pump_E7 | F5 | Commercial | School | New | Cooling | Electric | Air-Source Heat Pump | E7 | RIM BC Ratio | 0 | 0 | 0 | 0 | 0 | 0 | 0 | 0 | 0 | 0 | 0 | 0 | 0 | 0 | 0 | 0 | 0 | 0 | 0 | 0 | 0 | 0 | 0 | 0 | 0 | 0 | 0 | 0 | 0 | 0
F5_Commercial_School_New_Cooling_Electric_Air-Source Heat Pump_E8 | F5 | Commercial | School | New | Cooling | Electric | Air-Source Heat Pump | E8 | RIM BC Ratio | 0 | 0 | 0 | 0 | 0 | 0 | 0 | 0 | 0 | 0 | 0 | 0 | 0 | 0 | 0 | 0 | 0 | 0 | 0 | 0 | 0 | 0 | 0 | 0 | 0 | 0 | 0 | 0 | 0 | 0
F5_Commercial_School_New_Cooling_Electric_Air-Source Heat Pump_E9 | F5 | Commercial | School | New | Cooling | Electric | Air-Source Heat Pump | E9 | RIM BC Ratio | 0 | 0 | 0 | 0 | 0 | 0 | 0 | 0 | 0 | 0 | 0 | 0 | 0 | 0 | 0 | 0 | 0 | 0 | 0 | 0 | 0 | 0 | 0 | 0 | 0 | 0 | 0 | 0 | 0 | 0
F5_Commercial_School_New_Cooling_Electric_Air-Source Heat Pump_E10 | F5 | Commercial | School | New | Cooling | Electric | Air-Source Heat Pump | E10 | RIM BC Ratio | 0 | 0 | 0 | 0 | 0 | 0 | 0 | 0 | 0 | 0 | 0 | 0 | 0 | 0 | 0 | 0 | 0 | 0 | 0 | 0 | 0 | 0 | 0 | 0 | 0 | 0 | 0 | 0 | 0 | 0
F0_Commercial_School_New_Cooling_Electric_Geothermal Heat Pump_E0 | F0 | Commercial | School | New | Cooling | Electric | Geothermal Heat Pump | E0 | Economic Unit | 0 | 0 | 0 | 0 | 0 | 0 | 0 | 0 | 0 | 0 | 0 | 0 | 0 | 0 | 0 | 0 | 0 | 0 | 0 | 0 | 0 | 0 | 0 | 0 | 0 | 0 | 0 | 0 | 0 | 0
F1_Commercial_School_New_Cooling_Electric_Geothermal Heat Pump_E1 | F1 | Commercial | School | New | Cooling | Electric | Geothermal Heat Pump | E1 | CCE | 0 | 0 | 0 | 0 | 0 | 0 | 0 | 0 | 0 | 0 | 0 | 0 | 0 | 0 | 0 | 0 | 0 | 0 | 0 | 0 | 0 | 0 | 0 | 0 | 0 | 0 | 0 | 0 | 0 | 0
F1_Commercial_School_New_Cooling_Electric_Geothermal Heat Pump_E2 | F1 | Commercial | School | New | Cooling | Electric | Geothermal Heat Pump | E2 | CCE | 0 | 0 | 0 | 0 | 0 | 0 | 0 | 0 | 0 | 0 | 0 | 0 | 0 | 0 | 0 | 0 | 0 | 0 | 0 | 0 | 0 | 0 | 0 | 0 | 0 | 0 | 0 | 0 | 0 | 0
F1_Commercial_School_New_Cooling_Electric_Geothermal Heat Pump_E3 | F1 | Commercial | School | New | Cooling | Electric | Geothermal Heat Pump | E3 | CCE | 0 | 0 | 0 | 0 | 0 | 0 | 0 | 0 | 0 | 0 | 0 | 0 | 0 | 0 | 0 | 0 | 0 | 0 | 0 | 0 | 0 | 0 | 0 | 0 | 0 | 0 | 0 | 0 | 0 | 0
F1_Commercial_School_New_Cooling_Electric_Geothermal Heat Pump_E4 | F1 | Commercial | School | New | Cooling | Electric | Geothermal Heat Pump | E4 | CCE | 0 | 0 | 0 | 0 | 0 | 0 | 0 | 0 | 0 | 0 | 0 | 0 | 0 | 0 | 0 | 0 | 0 | 0 | 0 | 0 | 0 | 0 | 0 | 0 | 0 | 0 | 0 | 0 | 0 | 0
F1_Commercial_School_New_Cooling_Electric_Geothermal Heat Pump_E5 | F1 | Commercial | School | New | Cooling | Electric | Geothermal Heat Pump | E5 | CCE | 0 | 0 | 0 | 0 | 0 | 0 | 0 | 0 | 0 | 0 | 0 | 0 | 0 | 0 | 0 | 0 | 0 | 0 | 0 | 0 | 0 | 0 | 0 | 0 | 0 | 0 | 0 | 0 | 0 | 0
F1_Commercial_School_New_Cooling_Electric_Geothermal Heat Pump_E6 | F1 | Commercial | School | New | Cooling | Electric | Geothermal Heat Pump | E6 | CCE | 0 | 0 | 0 | 0 | 0 | 0 | 0 | 0 | 0 | 0 | 0 | 0 | 0 | 0 | 0 | 0 | 0 | 0 | 0 | 0 | 0 | 0 | 0 | 0 | 0 | 0 | 0 | 0 | 0 | 0
F1_Commercial_School_New_Cooling_Electric_Geothermal Heat Pump_E7 | F1 | Commercial | School | New | Cooling | Electric | Geothermal Heat Pump | E7 | CCE | 0 | 0 | 0 | 0 | 0 | 0 | 0 | 0 | 0 | 0 | 0 | 0 | 0 | 0 | 0 | 0 | 0 | 0 | 0 | 0 | 0 | 0 | 0 | 0 | 0 | 0 | 0 | 0 | 0 | 0
F1_Commercial_School_New_Cooling_Electric_Geothermal Heat Pump_E8 | F1 | Commercial | School | New | Cooling | Electric | Geothermal Heat Pump | E8 | CCE | 0 | 0 | 0 | 0 | 0 | 0 | 0 | 0 | 0 | 0 | 0 | 0 | 0 | 0 | 0 | 0 | 0 | 0 | 0 | 0 | 0 | 0 | 0 | 0 | 0 | 0 | 0 | 0 | 0 | 0
F1_Commercial_School_New_Cooling_Electric_Geothermal Heat Pump_E9 | F1 | Commercial | School | New | Cooling | Electric | Geothermal Heat Pump | E9 | CCE | 0 | 0 | 0 | 0 | 0 | 0 | 0 | 0 | 0 | 0 | 0 | 0 | 0 | 0 | 0 | 0 | 0 | 0 | 0 | 0 | 0 | 0 | 0 | 0 | 0 | 0 | 0 | 0 | 0 | 0
F1_Commercial_School_New_Cooling_Electric_Geothermal Heat Pump_E10 | F1 | Commercial | School | New | Cooling | Electric | Geothermal Heat Pump | E10 | CCE | 0 | 0 | 0 | 0 | 0 | 0 | 0 | 0 | 0 | 0 | 0 | 0 | 0 | 0 | 0 | 0 | 0 | 0 | 0 | 0 | 0 | 0 | 0 | 0 | 0 | 0 | 0 | 0 | 0 | 0
F2_Commercial_School_New_Cooling_Electric_Geothermal Heat Pump_E1 | F2 | Commercial | School | New | Cooling | Electric | Geothermal Heat Pump | E1 | TRC BC Ratio | 0 | 0 | 0 | 0 | 0 | 0 | 0 | 0 | 0 | 0 | 0 | 0 | 0 | 0 | 0 | 0 | 0 | 0 | 0 | 0 | 0 | 0 | 0 | 0 | 0 | 0 | 0 | 0 | 0 | 0
F2_Commercial_School_New_Cooling_Electric_Geothermal Heat Pump_E2 | F2 | Commercial | School | New | Cooling | Electric | Geothermal Heat Pump | E2 | TRC BC Ratio | 0 | 0 | 0 | 0 | 0 | 0 | 0 | 0 | 0 | 0 | 0 | 0 | 0 | 0 | 0 | 0 | 0 | 0 | 0 | 0 | 0 | 0 | 0 | 0 | 0 | 0 | 0 | 0 | 0 | 0
F2_Commercial_School_New_Cooling_Electric_Geothermal Heat Pump_E3 | F2 | Commercial | School | New | Cooling | Electric | Geothermal Heat Pump | E3 | TRC BC Ratio | 0 | 0 | 0 | 0 | 0 | 0 | 0 | 0 | 0 | 0 | 0 | 0 | 0 | 0 | 0 | 0 | 0 | 0 | 0 | 0 | 0 | 0 | 0 | 0 | 0 | 0 | 0 | 0 | 0 | 0
F2_Commercial_School_New_Cooling_Electric_Geothermal Heat Pump_E4 | F2 | Commercial | School | New | Cooling | Electric | Geothermal Heat Pump | E4 | TRC BC Ratio | 0 | 0 | 0 | 0 | 0 | 0 | 0 | 0 | 0 | 0 | 0 | 0 | 0 | 0 | 0 | 0 | 0 | 0 | 0 | 0 | 0 | 0 | 0 | 0 | 0 | 0 | 0 | 0 | 0 | 0
F2_Commercial_School_New_Cooling_Electric_Geothermal Heat Pump_E5 | F2 | Commercial | School | New | Cooling | Electric | Geothermal Heat Pump | E5 | TRC BC Ratio | 0 | 0 | 0 | 0 | 0 | 0 | 0 | 0 | 0 | 0 | 0 | 0 | 0 | 0 | 0 | 0 | 0 | 0 | 0 | 0 | 0 | 0 | 0 | 0 | 0 | 0 | 0 | 0 | 0 | 0
F2_Commercial_School_New_Cooling_Electric_Geothermal Heat Pump_E6 | F2 | Commercial | School | New | Cooling | Electric | Geothermal Heat Pump | E6 | TRC BC Ratio | 0 | 0 | 0 | 0 | 0 | 0 | 0 | 0 | 0 | 0 | 0 | 0 | 0 | 0 | 0 | 0 | 0 | 0 | 0 | 0 | 0 | 0 | 0 | 0 | 0 | 0 | 0 | 0 | 0 | 0
F2_Commercial_School_New_Cooling_Electric_Geothermal Heat Pump_E7 | F2 | Commercial | School | New | Cooling | Electric | Geothermal Heat Pump | E7 | TRC BC Ratio | 0 | 0 | 0 | 0 | 0 | 0 | 0 | 0 | 0 | 0 | 0 | 0 | 0 | 0 | 0 | 0 | 0 | 0 | 0 | 0 | 0 | 0 | 0 | 0 | 0 | 0 | 0 | 0 | 0 | 0
F2_Commercial_School_New_Cooling_Electric_Geothermal Heat Pump_E8 | F2 | Commercial | School | New | Cooling | Electric | Geothermal Heat Pump | E8 | TRC BC Ratio | 0 | 0 | 0 | 0 | 0 | 0 | 0 | 0 | 0 | 0 | 0 | 0 | 0 | 0 | 0 | 0 | 0 | 0 | 0 | 0 | 0 | 0 | 0 | 0 | 0 | 0 | 0 | 0 | 0 | 0
F2_Commercial_School_New_Cooling_Electric_Geothermal Heat Pump_E9 | F2 | Commercial | School | New | Cooling | Electric | Geothermal Heat Pump | E9 | TRC BC Ratio | 0 | 0 | 0 | 0 | 0 | 0 | 0 | 0 | 0 | 0 | 0 | 0 | 0 | 0 | 0 | 0 | 0 | 0 | 0 | 0 | 0 | 0 | 0 | 0 | 0 | 0 | 0 | 0 | 0 | 0
F2_Commercial_School_New_Cooling_Electric_Geothermal Heat Pump_E10 | F2 | Commercial | School | New | Cooling | Electric | Geothermal Heat Pump | E10 | TRC BC Ratio | 0 | 0 | 0 | 0 | 0 | 0 | 0 | 0 | 0 | 0 | 0 | 0 | 0 | 0 | 0 | 0 | 0 | 0 | 0 | 0 | 0 | 0 | 0 | 0 | 0 | 0 | 0 | 0 | 0 | 0
F3_Commercial_School_New_Cooling_Electric_Geothermal Heat Pump_E1 | F3 | Commercial | School | New | Cooling | Electric | Geothermal Heat Pump | E1 | PACT BC Ratio | 0 | 0 | 0 | 0 | 0 | 0 | 0 | 0 | 0 | 0 | 0 | 0 | 0 | 0 | 0 | 0 | 0 | 0 | 0 | 0 | 0 | 0 | 0 | 0 | 0 | 0 | 0 | 0 | 0 | 0
F3_Commercial_School_New_Cooling_Electric_Geothermal Heat Pump_E2 | F3 | Commercial | School | New | Cooling | Electric | Geothermal Heat Pump | E2 | PACT BC Ratio | 0 | 0 | 0 | 0 | 0 | 0 | 0 | 0 | 0 | 0 | 0 | 0 | 0 | 0 | 0 | 0 | 0 | 0 | 0 | 0 | 0 | 0 | 0 | 0 | 0 | 0 | 0 | 0 | 0 | 0
F3_Commercial_School_New_Cooling_Electric_Geothermal Heat Pump_E3 | F3 | Commercial | School | New | Cooling | Electric | Geothermal Heat Pump | E3 | PACT BC Ratio | 0 | 0 | 0 | 0 | 0 | 0 | 0 | 0 | 0 | 0 | 0 | 0 | 0 | 0 | 0 | 0 | 0 | 0 | 0 | 0 | 0 | 0 | 0 | 0 | 0 | 0 | 0 | 0 | 0 | 0
F3_Commercial_School_New_Cooling_Electric_Geothermal Heat Pump_E4 | F3 | Commercial | School | New | Cooling | Electric | Geothermal Heat Pump | E4 | PACT BC Ratio | 0 | 0 | 0 | 0 | 0 | 0 | 0 | 0 | 0 | 0 | 0 | 0 | 0 | 0 | 0 | 0 | 0 | 0 | 0 | 0 | 0 | 0 | 0 | 0 | 0 | 0 | 0 | 0 | 0 | 0
F3_Commercial_School_New_Cooling_Electric_Geothermal Heat Pump_E5 | F3 | Commercial | School | New | Cooling | Electric | Geothermal Heat Pump | E5 | PACT BC Ratio | 0 | 0 | 0 | 0 | 0 | 0 | 0 | 0 | 0 | 0 | 0 | 0 | 0 | 0 | 0 | 0 | 0 | 0 | 0 | 0 | 0 | 0 | 0 | 0 | 0 | 0 | 0 | 0 | 0 | 0
F3_Commercial_School_New_Cooling_Electric_Geothermal Heat Pump_E6 | F3 | Commercial | School | New | Cooling | Electric | Geothermal Heat Pump | E6 | PACT BC Ratio | 0 | 0 | 0 | 0 | 0 | 0 | 0 | 0 | 0 | 0 | 0 | 0 | 0 | 0 | 0 | 0 | 0 | 0 | 0 | 0 | 0 | 0 | 0 | 0 | 0 | 0 | 0 | 0 | 0 | 0
F3_Commercial_School_New_Cooling_Electric_Geothermal Heat Pump_E7 | F3 | Commercial | School | New | Cooling | Electric | Geothermal Heat Pump | E7 | PACT BC Ratio | 0 | 0 | 0 | 0 | 0 | 0 | 0 | 0 | 0 | 0 | 0 | 0 | 0 | 0 | 0 | 0 | 0 | 0 | 0 | 0 | 0 | 0 | 0 | 0 | 0 | 0 | 0 | 0 | 0 | 0
F3_Commercial_School_New_Cooling_Electric_Geothermal Heat Pump_E8 | F3 | Commercial | School | New | Cooling | Electric | Geothermal Heat Pump | E8 | PACT BC Ratio | 0 | 0 | 0 | 0 | 0 | 0 | 0 | 0 | 0 | 0 | 0 | 0 | 0 | 0 | 0 | 0 | 0 | 0 | 0 | 0 | 0 | 0 | 0 | 0 | 0 | 0 | 0 | 0 | 0 | 0
F3_Commercial_School_New_Cooling_Electric_Geothermal Heat Pump_E9 | F3 | Commercial | School | New | Cooling | Electric | Geothermal Heat Pump | E9 | PACT BC Ratio | 0 | 0 | 0 | 0 | 0 | 0 | 0 | 0 | 0 | 0 | 0 | 0 | 0 | 0 | 0 | 0 | 0 | 0 | 0 | 0 | 0 | 0 | 0 | 0 | 0 | 0 | 0 | 0 | 0 | 0
F3_Commercial_School_New_Cooling_Electric_Geothermal Heat Pump_E10 | F3 | Commercial | School | New | Cooling | Electric | Geothermal Heat Pump | E10 | PACT BC Ratio | 0 | 0 | 0 | 0 | 0 | 0 | 0 | 0 | 0 | 0 | 0 | 0 | 0 | 0 | 0 | 0 | 0 | 0 | 0 | 0 | 0 | 0 | 0 | 0 | 0 | 0 | 0 | 0 | 0 | 0
F4_Commercial_School_New_Cooling_Electric_Geothermal Heat Pump_E1 | F4 | Commercial | School | New | Cooling | Electric | Geothermal Heat Pump | E1 | RVT BC Ratio | 0 | 0 | 0 | 0 | 0 | 0 | 0 | 0 | 0 | 0 | 0 | 0 | 0 | 0 | 0 | 0 | 0 | 0 | 0 | 0 | 0 | 0 | 0 | 0 | 0 | 0 | 0 | 0 | 0 | 0
F4_Commercial_School_New_Cooling_Electric_Geothermal Heat Pump_E2 | F4 | Commercial | School | New | Cooling | Electric | Geothermal Heat Pump | E2 | RVT BC Ratio | 0 | 0 | 0 | 0 | 0 | 0 | 0 | 0 | 0 | 0 | 0 | 0 | 0 | 0 | 0 | 0 | 0 | 0 | 0 | 0 | 0 | 0 | 0 | 0 | 0 | 0 | 0 | 0 | 0 | 0
F4_Commercial_School_New_Cooling_Electric_Geothermal Heat Pump_E3 | F4 | Commercial | School | New | Cooling | Electric | Geothermal Heat Pump | E3 | RVT BC Ratio | 0 | 0 | 0 | 0 | 0 | 0 | 0 | 0 | 0 | 0 | 0 | 0 | 0 | 0 | 0 | 0 | 0 | 0 | 0 | 0 | 0 | 0 | 0 | 0 | 0 | 0 | 0 | 0 | 0 | 0
F4_Commercial_School_New_Cooling_Electric_Geothermal Heat Pump_E4 | F4 | Commercial | School | New | Cooling | Electric | Geothermal Heat Pump | E4 | RVT BC Ratio | 0 | 0 | 0 | 0 | 0 | 0 | 0 | 0 | 0 | 0 | 0 | 0 | 0 | 0 | 0 | 0 | 0 | 0 | 0 | 0 | 0 | 0 | 0 | 0 | 0 | 0 | 0 | 0 | 0 | 0
F4_Commercial_School_New_Cooling_Electric_Geothermal Heat Pump_E5 | F4 | Commercial | School | New | Cooling | Electric | Geothermal Heat Pump | E5 | RVT BC Ratio | 0 | 0 | 0 | 0 | 0 | 0 | 0 | 0 | 0 | 0 | 0 | 0 | 0 | 0 | 0 | 0 | 0 | 0 | 0 | 0 | 0 | 0 | 0 | 0 | 0 | 0 | 0 | 0 | 0 | 0
F4_Commercial_School_New_Cooling_Electric_Geothermal Heat Pump_E6 | F4 | Commercial | School | New | Cooling | Electric | Geothermal Heat Pump | E6 | RVT BC Ratio | 0 | 0 | 0 | 0 | 0 | 0 | 0 | 0 | 0 | 0 | 0 | 0 | 0 | 0 | 0 | 0 | 0 | 0 | 0 | 0 | 0 | 0 | 0 | 0 | 0 | 0 | 0 | 0 | 0 | 0
F4_Commercial_School_New_Cooling_Electric_Geothermal Heat Pump_E7 | F4 | Commercial | School | New | Cooling | Electric | Geothermal Heat Pump | E7 | RVT BC Ratio | 0 | 0 | 0 | 0 | 0 | 0 | 0 | 0 | 0 | 0 | 0 | 0 | 0 | 0 | 0 | 0 | 0 | 0 | 0 | 0 | 0 | 0 | 0 | 0 | 0 | 0 | 0 | 0 | 0 | 0
F4_Commercial_School_New_Cooling_Electric_Geothermal Heat Pump_E8 | F4 | Commercial | School | New | Cooling | Electric | Geothermal Heat Pump | E8 | RVT BC Ratio | 0 | 0 | 0 | 0 | 0 | 0 | 0 | 0 | 0 | 0 | 0 | 0 | 0 | 0 | 0 | 0 | 0 | 0 | 0 | 0 | 0 | 0 | 0 | 0 | 0 | 0 | 0 | 0 | 0 | 0
F4_Commercial_School_New_Cooling_Electric_Geothermal Heat Pump_E9 | F4 | Commercial | School | New | Cooling | Electric | Geothermal Heat Pump | E9 | RVT BC Ratio | 0 | 0 | 0 | 0 | 0 | 0 | 0 | 0 | 0 | 0 | 0 | 0 | 0 | 0 | 0 | 0 | 0 | 0 | 0 | 0 | 0 | 0 | 0 | 0 | 0 | 0 | 0 | 0 | 0 | 0
F4_Commercial_School_New_Cooling_Electric_Geothermal Heat Pump_E10 | F4 | Commercial | School | New | Cooling | Electric | Geothermal Heat Pump | E10 | RVT BC Ratio | 0 | 0 | 0 | 0 | 0 | 0 | 0 | 0 | 0 | 0 | 0 | 0 | 0 | 0 | 0 | 0 | 0 | 0 | 0 | 0 | 0 | 0 | 0 | 0 | 0 | 0 | 0 | 0 | 0 | 0
F5_Commercial_School_New_Cooling_Electric_Geothermal Heat Pump_E1 | F5 | Commercial | School | New | Cooling | Electric | Geothermal Heat Pump | E1 | RIM BC Ratio | 0 | 0 | 0 | 0 | 0 | 0 | 0 | 0 | 0 | 0 | 0 | 0 | 0 | 0 | 0 | 0 | 0 | 0 | 0 | 0 | 0 | 0 | 0 | 0 | 0 | 0 | 0 | 0 | 0 | 0
F5_Commercial_School_New_Cooling_Electric_Geothermal Heat Pump_E2 | F5 | Commercial | School | New | Cooling | Electric | Geothermal Heat Pump | E2 | RIM BC Ratio | 0 | 0 | 0 | 0 | 0 | 0 | 0 | 0 | 0 | 0 | 0 | 0 | 0 | 0 | 0 | 0 | 0 | 0 | 0 | 0 | 0 | 0 | 0 | 0 | 0 | 0 | 0 | 0 | 0 | 0
F5_Commercial_School_New_Cooling_Electric_Geothermal Heat Pump_E3 | F5 | Commercial | School | New | Cooling | Electric | Geothermal Heat Pump | E3 | RIM BC Ratio | 0 | 0 | 0 | 0 | 0 | 0 | 0 | 0 | 0 | 0 | 0 | 0 | 0 | 0 | 0 | 0 | 0 | 0 | 0 | 0 | 0 | 0 | 0 | 0 | 0 | 0 | 0 | 0 | 0 | 0
F5_Commercial_School_New_Cooling_Electric_Geothermal Heat Pump_E4 | F5 | Commercial | School | New | Cooling | Electric | Geothermal Heat Pump | E4 | RIM BC Ratio | 0 | 0 | 0 | 0 | 0 | 0 | 0 | 0 | 0 | 0 | 0 | 0 | 0 | 0 | 0 | 0 | 0 | 0 | 0 | 0 | 0 | 0 | 0 | 0 | 0 | 0 | 0 | 0 | 0 | 0
F5_Commercial_School_New_Cooling_Electric_Geothermal Heat Pump_E5 | F5 | Commercial | School | New | Cooling | Electric | Geothermal Heat Pump | E5 | RIM BC Ratio | 0 | 0 | 0 | 0 | 0 | 0 | 0 | 0 | 0 | 0 | 0 | 0 | 0 | 0 | 0 | 0 | 0 | 0 | 0 | 0 | 0 | 0 | 0 | 0 | 0 | 0 | 0 | 0 | 0 | 0
F5_Commercial_School_New_Cooling_Electric_Geothermal Heat Pump_E6 | F5 | Commercial | School | New | Cooling | Electric | Geothermal Heat Pump | E6 | RIM BC Ratio | 0 | 0 | 0 | 0 | 0 | 0 | 0 | 0 | 0 | 0 | 0 | 0 | 0 | 0 | 0 | 0 | 0 | 0 | 0 | 0 | 0 | 0 | 0 | 0 | 0 | 0 | 0 | 0 | 0 | 0
F5_Commercial_School_New_Cooling_Electric_Geothermal Heat Pump_E7 | F5 | Commercial | School | New | Cooling | Electric | Geothermal Heat Pump | E7 | RIM BC Ratio | 0 | 0 | 0 | 0 | 0 | 0 | 0 | 0 | 0 | 0 | 0 | 0 | 0 | 0 | 0 | 0 | 0 | 0 | 0 | 0 | 0 | 0 | 0 | 0 | 0 | 0 | 0 | 0 | 0 | 0
F5_Commercial_School_New_Cooling_Electric_Geothermal Heat Pump_E8 | F5 | Commercial | School | New | Cooling | Electric | Geothermal Heat Pump | E8 | RIM BC Ratio | 0 | 0 | 0 | 0 | 0 | 0 | 0 | 0 | 0 | 0 | 0 | 0 | 0 | 0 | 0 | 0 | 0 | 0 | 0 | 0 | 0 | 0 | 0 | 0 | 0 | 0 | 0 | 0 | 0 | 0
F5_Commercial_School_New_Cooling_Electric_Geothermal Heat Pump_E9 | F5 | Commercial | School | New | Cooling | Electric | Geothermal Heat Pump | E9 | RIM BC Ratio | 0 | 0 | 0 | 0 | 0 | 0 | 0 | 0 | 0 | 0 | 0 | 0 | 0 | 0 | 0 | 0 | 0 | 0 | 0 | 0 | 0 | 0 | 0 | 0 | 0 | 0 | 0 | 0 | 0 | 0
F5_Commercial_School_New_Cooling_Electric_Geothermal Heat Pump_E10 | F5 | Commercial | School | New | Cooling | Electric | Geothermal Heat Pump | E10 | RIM BC Ratio | 0 | 0 | 0 | 0 | 0 | 0 | 0 | 0 | 0 | 0 | 0 | 0 | 0 | 0 | 0 | 0 | 0 | 0 | 0 | 0 | 0 | 0 | 0 | 0 | 0 | 0 | 0 | 0 | 0 | 0
F0_Commercial_School_New_Space Heating_Electric_Electric Furnace_E0 | F0 | Commercial | School | New | Space Heating | Electric | Electric Furnace | E0 | Economic Unit | 0 | 0 | 0 | 0 | 0 | 0 | 0 | 0 | 0 | 0 | 0 | 0 | 0 | 0 | 0 | 0 | 0 | 0 | 0 | 0 | 0 | 0 | 0 | 0 | 0 | 0 | 0 | 0 | 0 | 0
F1_Commercial_School_New_Space Heating_Electric_Electric Furnace_E1 | F1 | Commercial | School | New | Space Heating | Electric | Electric Furnace | E1 | CCE | 0 | 0 | 0 | 0 | 0 | 0 | 0 | 0 | 0 | 0 | 0 | 0 | 0 | 0 | 0 | 0 | 0 | 0 | 0 | 0 | 0 | 0 | 0 | 0 | 0 | 0 | 0 | 0 | 0 | 0
F1_Commercial_School_New_Space Heating_Electric_Electric Furnace_E2 | F1 | Commercial | School | New | Space Heating | Electric | Electric Furnace | E2 | CCE | 0 | 0 | 0 | 0 | 0 | 0 | 0 | 0 | 0 | 0 | 0 | 0 | 0 | 0 | 0 | 0 | 0 | 0 | 0 | 0 | 0 | 0 | 0 | 0 | 0 | 0 | 0 | 0 | 0 | 0
F1_Commercial_School_New_Space Heating_Electric_Electric Furnace_E3 | F1 | Commercial | School | New | Space Heating | Electric | Electric Furnace | E3 | CCE | 0 | 0 | 0 | 0 | 0 | 0 | 0 | 0 | 0 | 0 | 0 | 0 | 0 | 0 | 0 | 0 | 0 | 0 | 0 | 0 | 0 | 0 | 0 | 0 | 0 | 0 | 0 | 0 | 0 | 0
F1_Commercial_School_New_Space Heating_Electric_Electric Furnace_E4 | F1 | Commercial | School | New | Space Heating | Electric | Electric Furnace | E4 | CCE | 0 | 0 | 0 | 0 | 0 | 0 | 0 | 0 | 0 | 0 | 0 | 0 | 0 | 0 | 0 | 0 | 0 | 0 | 0 | 0 | 0 | 0 | 0 | 0 | 0 | 0 | 0 | 0 | 0 | 0
F1_Commercial_School_New_Space Heating_Electric_Electric Furnace_E5 | F1 | Commercial | School | New | Space Heating | Electric | Electric Furnace | E5 | CCE | 0 | 0 | 0 | 0 | 0 | 0 | 0 | 0 | 0 | 0 | 0 | 0 | 0 | 0 | 0 | 0 | 0 | 0 | 0 | 0 | 0 | 0 | 0 | 0 | 0 | 0 | 0 | 0 | 0 | 0
F1_Commercial_School_New_Space Heating_Electric_Electric Furnace_E6 | F1 | Commercial | School | New | Space Heating | Electric | Electric Furnace | E6 | CCE | 0 | 0 | 0 | 0 | 0 | 0 | 0 | 0 | 0 | 0 | 0 | 0 | 0 | 0 | 0 | 0 | 0 | 0 | 0 | 0 | 0 | 0 | 0 | 0 | 0 | 0 | 0 | 0 | 0 | 0
F1_Commercial_School_New_Space Heating_Electric_Electric Furnace_E7 | F1 | Commercial | School | New | Space Heating | Electric | Electric Furnace | E7 | CCE | 0 | 0 | 0 | 0 | 0 | 0 | 0 | 0 | 0 | 0 | 0 | 0 | 0 | 0 | 0 | 0 | 0 | 0 | 0 | 0 | 0 | 0 | 0 | 0 | 0 | 0 | 0 | 0 | 0 | 0
F1_Commercial_School_New_Space Heating_Electric_Electric Furnace_E8 | F1 | Commercial | School | New | Space Heating | Electric | Electric Furnace | E8 | CCE | 0 | 0 | 0 | 0 | 0 | 0 | 0 | 0 | 0 | 0 | 0 | 0 | 0 | 0 | 0 | 0 | 0 | 0 | 0 | 0 | 0 | 0 | 0 | 0 | 0 | 0 | 0 | 0 | 0 | 0
F1_Commercial_School_New_Space Heating_Electric_Electric Furnace_E9 | F1 | Commercial | School | New | Space Heating | Electric | Electric Furnace | E9 | CCE | 0 | 0 | 0 | 0 | 0 | 0 | 0 | 0 | 0 | 0 | 0 | 0 | 0 | 0 | 0 | 0 | 0 | 0 | 0 | 0 | 0 | 0 | 0 | 0 | 0 | 0 | 0 | 0 | 0 | 0
F1_Commercial_School_New_Space Heating_Electric_Electric Furnace_E10 | F1 | Commercial | School | New | Space Heating | Electric | Electric Furnace | E10 | CCE | 0 | 0 | 0 | 0 | 0 | 0 | 0 | 0 | 0 | 0 | 0 | 0 | 0 | 0 | 0 | 0 | 0 | 0 | 0 | 0 | 0 | 0 | 0 | 0 | 0 | 0 | 0 | 0 | 0 | 0
F2_Commercial_School_New_Space Heating_Electric_Electric Furnace_E1 | F2 | Commercial | School | New | Space Heating | Electric | Electric Furnace | E1 | TRC BC Ratio | 0 | 0 | 0 | 0 | 0 | 0 | 0 | 0 | 0 | 0 | 0 | 0 | 0 | 0 | 0 | 0 | 0 | 0 | 0 | 0 | 0 | 0 | 0 | 0 | 0 | 0 | 0 | 0 | 0 | 0
F2_Commercial_School_New_Space Heating_Electric_Electric Furnace_E2 | F2 | Commercial | School | New | Space Heating | Electric | Electric Furnace | E2 | TRC BC Ratio | 0 | 0 | 0 | 0 | 0 | 0 | 0 | 0 | 0 | 0 | 0 | 0 | 0 | 0 | 0 | 0 | 0 | 0 | 0 | 0 | 0 | 0 | 0 | 0 | 0 | 0 | 0 | 0 | 0 | 0
F2_Commercial_School_New_Space Heating_Electric_Electric Furnace_E3 | F2 | Commercial | School | New | Space Heating | Electric | Electric Furnace | E3 | TRC BC Ratio | 0 | 0 | 0 | 0 | 0 | 0 | 0 | 0 | 0 | 0 | 0 | 0 | 0 | 0 | 0 | 0 | 0 | 0 | 0 | 0 | 0 | 0 | 0 | 0 | 0 | 0 | 0 | 0 | 0 | 0
F2_Commercial_School_New_Space Heating_Electric_Electric Furnace_E4 | F2 | Commercial | School | New | Space Heating | Electric | Electric Furnace | E4 | TRC BC Ratio | 0 | 0 | 0 | 0 | 0 | 0 | 0 | 0 | 0 | 0 | 0 | 0 | 0 | 0 | 0 | 0 | 0 | 0 | 0 | 0 | 0 | 0 | 0 | 0 | 0 | 0 | 0 | 0 | 0 | 0
F2_Commercial_School_New_Space Heating_Electric_Electric Furnace_E5 | F2 | Commercial | School | New | Space Heating | Electric | Electric Furnace | E5 | TRC BC Ratio | 0 | 0 | 0 | 0 | 0 | 0 | 0 | 0 | 0 | 0 | 0 | 0 | 0 | 0 | 0 | 0 | 0 | 0 | 0 | 0 | 0 | 0 | 0 | 0 | 0 | 0 | 0 | 0 | 0 | 0
F2_Commercial_School_New_Space Heating_Electric_Electric Furnace_E6 | F2 | Commercial | School | New | Space Heating | Electric | Electric Furnace | E6 | TRC BC Ratio | 0 | 0 | 0 | 0 | 0 | 0 | 0 | 0 | 0 | 0 | 0 | 0 | 0 | 0 | 0 | 0 | 0 | 0 | 0 | 0 | 0 | 0 | 0 | 0 | 0 | 0 | 0 | 0 | 0 | 0
F2_Commercial_School_New_Space Heating_Electric_Electric Furnace_E7 | F2 | Commercial | School | New | Space Heating | Electric | Electric Furnace | E7 | TRC BC Ratio | 0 | 0 | 0 | 0 | 0 | 0 | 0 | 0 | 0 | 0 | 0 | 0 | 0 | 0 | 0 | 0 | 0 | 0 | 0 | 0 | 0 | 0 | 0 | 0 | 0 | 0 | 0 | 0 | 0 | 0
F2_Commercial_School_New_Space Heating_Electric_Electric Furnace_E8 | F2 | Commercial | School | New | Space Heating | Electric | Electric Furnace | E8 | TRC BC Ratio | 0 | 0 | 0 | 0 | 0 | 0 | 0 | 0 | 0 | 0 | 0 | 0 | 0 | 0 | 0 | 0 | 0 | 0 | 0 | 0 | 0 | 0 | 0 | 0 | 0 | 0 | 0 | 0 | 0 | 0
F2_Commercial_School_New_Space Heating_Electric_Electric Furnace_E9 | F2 | Commercial | School | New | Space Heating | Electric | Electric Furnace | E9 | TRC BC Ratio | 0 | 0 | 0 | 0 | 0 | 0 | 0 | 0 | 0 | 0 | 0 | 0 | 0 | 0 | 0 | 0 | 0 | 0 | 0 | 0 | 0 | 0 | 0 | 0 | 0 | 0 | 0 | 0 | 0 | 0
F2_Commercial_School_New_Space Heating_Electric_Electric Furnace_E10 | F2 | Commercial | School | New | Space Heating | Electric | Electric Furnace | E10 | TRC BC Ratio | 0 | 0 | 0 | 0 | 0 | 0 | 0 | 0 | 0 | 0 | 0 | 0 | 0 | 0 | 0 | 0 | 0 | 0 | 0 | 0 | 0 | 0 | 0 | 0 | 0 | 0 | 0 | 0 | 0 | 0
F3_Commercial_School_New_Space Heating_Electric_Electric Furnace_E1 | F3 | Commercial | School | New | Space Heating | Electric | Electric Furnace | E1 | PACT BC Ratio | 0 | 0 | 0 | 0 | 0 | 0 | 0 | 0 | 0 | 0 | 0 | 0 | 0 | 0 | 0 | 0 | 0 | 0 | 0 | 0 | 0 | 0 | 0 | 0 | 0 | 0 | 0 | 0 | 0 | 0
F3_Commercial_School_New_Space Heating_Electric_Electric Furnace_E2 | F3 | Commercial | School | New | Space Heating | Electric | Electric Furnace | E2 | PACT BC Ratio | 0 | 0 | 0 | 0 | 0 | 0 | 0 | 0 | 0 | 0 | 0 | 0 | 0 | 0 | 0 | 0 | 0 | 0 | 0 | 0 | 0 | 0 | 0 | 0 | 0 | 0 | 0 | 0 | 0 | 0
F3_Commercial_School_New_Space Heating_Electric_Electric Furnace_E3 | F3 | Commercial | School | New | Space Heating | Electric | Electric Furnace | E3 | PACT BC Ratio | 0 | 0 | 0 | 0 | 0 | 0 | 0 | 0 | 0 | 0 | 0 | 0 | 0 | 0 | 0 | 0 | 0 | 0 | 0 | 0 | 0 | 0 | 0 | 0 | 0 | 0 | 0 | 0 | 0 | 0
F3_Commercial_School_New_Space Heating_Electric_Electric Furnace_E4 | F3 | Commercial | School | New | Space Heating | Electric | Electric Furnace | E4 | PACT BC Ratio | 0 | 0 | 0 | 0 | 0 | 0 | 0 | 0 | 0 | 0 | 0 | 0 | 0 | 0 | 0 | 0 | 0 | 0 | 0 | 0 | 0 | 0 | 0 | 0 | 0 | 0 | 0 | 0 | 0 | 0
F3_Commercial_School_New_Space Heating_Electric_Electric Furnace_E5 | F3 | Commercial | School | New | Space Heating | Electric | Electric Furnace | E5 | PACT BC Ratio | 0 | 0 | 0 | 0 | 0 | 0 | 0 | 0 | 0 | 0 | 0 | 0 | 0 | 0 | 0 | 0 | 0 | 0 | 0 | 0 | 0 | 0 | 0 | 0 | 0 | 0 | 0 | 0 | 0 | 0
F3_Commercial_School_New_Space Heating_Electric_Electric Furnace_E6 | F3 | Commercial | School | New | Space Heating | Electric | Electric Furnace | E6 | PACT BC Ratio | 0 | 0 | 0 | 0 | 0 | 0 | 0 | 0 | 0 | 0 | 0 | 0 | 0 | 0 | 0 | 0 | 0 | 0 | 0 | 0 | 0 | 0 | 0 | 0 | 0 | 0 | 0 | 0 | 0 | 0
F3_Commercial_School_New_Space Heating_Electric_Electric Furnace_E7 | F3 | Commercial | School | New | Space Heating | Electric | Electric Furnace | E7 | PACT BC Ratio | 0 | 0 | 0 | 0 | 0 | 0 | 0 | 0 | 0 | 0 | 0 | 0 | 0 | 0 | 0 | 0 | 0 | 0 | 0 | 0 | 0 | 0 | 0 | 0 | 0 | 0 | 0 | 0 | 0 | 0
F3_Commercial_School_New_Space Heating_Electric_Electric Furnace_E8 | F3 | Commercial | School | New | Space Heating | Electric | Electric Furnace | E8 | PACT BC Ratio | 0 | 0 | 0 | 0 | 0 | 0 | 0 | 0 | 0 | 0 | 0 | 0 | 0 | 0 | 0 | 0 | 0 | 0 | 0 | 0 | 0 | 0 | 0 | 0 | 0 | 0 | 0 | 0 | 0 | 0
F3_Commercial_School_New_Space Heating_Electric_Electric Furnace_E9 | F3 | Commercial | School | New | Space Heating | Electric | Electric Furnace | E9 | PACT BC Ratio | 0 | 0 | 0 | 0 | 0 | 0 | 0 | 0 | 0 | 0 | 0 | 0 | 0 | 0 | 0 | 0 | 0 | 0 | 0 | 0 | 0 | 0 | 0 | 0 | 0 | 0 | 0 | 0 | 0 | 0
F3_Commercial_School_New_Space Heating_Electric_Electric Furnace_E10 | F3 | Commercial | School | New | Space Heating | Electric | Electric Furnace | E10 | PACT BC Ratio | 0 | 0 | 0 | 0 | 0 | 0 | 0 | 0 | 0 | 0 | 0 | 0 | 0 | 0 | 0 | 0 | 0 | 0 | 0 | 0 | 0 | 0 | 0 | 0 | 0 | 0 | 0 | 0 | 0 | 0
F4_Commercial_School_New_Space Heating_Electric_Electric Furnace_E1 | F4 | Commercial | School | New | Space Heating | Electric | Electric Furnace | E1 | RVT BC Ratio | 0 | 0 | 0 | 0 | 0 | 0 | 0 | 0 | 0 | 0 | 0 | 0 | 0 | 0 | 0 | 0 | 0 | 0 | 0 | 0 | 0 | 0 | 0 | 0 | 0 | 0 | 0 | 0 | 0 | 0
F4_Commercial_School_New_Space Heating_Electric_Electric Furnace_E2 | F4 | Commercial | School | New | Space Heating | Electric | Electric Furnace | E2 | RVT BC Ratio | 0 | 0 | 0 | 0 | 0 | 0 | 0 | 0 | 0 | 0 | 0 | 0 | 0 | 0 | 0 | 0 | 0 | 0 | 0 | 0 | 0 | 0 | 0 | 0 | 0 | 0 | 0 | 0 | 0 | 0
F4_Commercial_School_New_Space Heating_Electric_Electric Furnace_E3 | F4 | Commercial | School | New | Space Heating | Electric | Electric Furnace | E3 | RVT BC Ratio | 0 | 0 | 0 | 0 | 0 | 0 | 0 | 0 | 0 | 0 | 0 | 0 | 0 | 0 | 0 | 0 | 0 | 0 | 0 | 0 | 0 | 0 | 0 | 0 | 0 | 0 | 0 | 0 | 0 | 0
F4_Commercial_School_New_Space Heating_Electric_Electric Furnace_E4 | F4 | Commercial | School | New | Space Heating | Electric | Electric Furnace | E4 | RVT BC Ratio | 0 | 0 | 0 | 0 | 0 | 0 | 0 | 0 | 0 | 0 | 0 | 0 | 0 | 0 | 0 | 0 | 0 | 0 | 0 | 0 | 0 | 0 | 0 | 0 | 0 | 0 | 0 | 0 | 0 | 0
F4_Commercial_School_New_Space Heating_Electric_Electric Furnace_E5 | F4 | Commercial | School | New | Space Heating | Electric | Electric Furnace | E5 | RVT BC Ratio | 0 | 0 | 0 | 0 | 0 | 0 | 0 | 0 | 0 | 0 | 0 | 0 | 0 | 0 | 0 | 0 | 0 | 0 | 0 | 0 | 0 | 0 | 0 | 0 | 0 | 0 | 0 | 0 | 0 | 0
F4_Commercial_School_New_Space Heating_Electric_Electric Furnace_E6 | F4 | Commercial | School | New | Space Heating | Electric | Electric Furnace | E6 | RVT BC Ratio | 0 | 0 | 0 | 0 | 0 | 0 | 0 | 0 | 0 | 0 | 0 | 0 | 0 | 0 | 0 | 0 | 0 | 0 | 0 | 0 | 0 | 0 | 0 | 0 | 0 | 0 | 0 | 0 | 0 | 0
F4_Commercial_School_New_Space Heating_Electric_Electric Furnace_E7 | F4 | Commercial | School | New | Space Heating | Electric | Electric Furnace | E7 | RVT BC Ratio | 0 | 0 | 0 | 0 | 0 | 0 | 0 | 0 | 0 | 0 | 0 | 0 | 0 | 0 | 0 | 0 | 0 | 0 | 0 | 0 | 0 | 0 | 0 | 0 | 0 | 0 | 0 | 0 | 0 | 0
F4_Commercial_School_New_Space Heating_Electric_Electric Furnace_E8 | F4 | Commercial | School | New | Space Heating | Electric | Electric Furnace | E8 | RVT BC Ratio | 0 | 0 | 0 | 0 | 0 | 0 | 0 | 0 | 0 | 0 | 0 | 0 | 0 | 0 | 0 | 0 | 0 | 0 | 0 | 0 | 0 | 0 | 0 | 0 | 0 | 0 | 0 | 0 | 0 | 0
F4_Commercial_School_New_Space Heating_Electric_Electric Furnace_E9 | F4 | Commercial | School | New | Space Heating | Electric | Electric Furnace | E9 | RVT BC Ratio | 0 | 0 | 0 | 0 | 0 | 0 | 0 | 0 | 0 | 0 | 0 | 0 | 0 | 0 | 0 | 0 | 0 | 0 | 0 | 0 | 0 | 0 | 0 | 0 | 0 | 0 | 0 | 0 | 0 | 0
F4_Commercial_School_New_Space Heating_Electric_Electric Furnace_E10 | F4 | Commercial | School | New | Space Heating | Electric | Electric Furnace | E10 | RVT BC Ratio | 0 | 0 | 0 | 0 | 0 | 0 | 0 | 0 | 0 | 0 | 0 | 0 | 0 | 0 | 0 | 0 | 0 | 0 | 0 | 0 | 0 | 0 | 0 | 0 | 0 | 0 | 0 | 0 | 0 | 0
F5_Commercial_School_New_Space Heating_Electric_Electric Furnace_E1 | F5 | Commercial | School | New | Space Heating | Electric | Electric Furnace | E1 | RIM BC Ratio | 0 | 0 | 0 | 0 | 0 | 0 | 0 | 0 | 0 | 0 | 0 | 0 | 0 | 0 | 0 | 0 | 0 | 0 | 0 | 0 | 0 | 0 | 0 | 0 | 0 | 0 | 0 | 0 | 0 | 0
F5_Commercial_School_New_Space Heating_Electric_Electric Furnace_E2 | F5 | Commercial | School | New | Space Heating | Electric | Electric Furnace | E2 | RIM BC Ratio | 0 | 0 | 0 | 0 | 0 | 0 | 0 | 0 | 0 | 0 | 0 | 0 | 0 | 0 | 0 | 0 | 0 | 0 | 0 | 0 | 0 | 0 | 0 | 0 | 0 | 0 | 0 | 0 | 0 | 0
F5_Commercial_School_New_Space Heating_Electric_Electric Furnace_E3 | F5 | Commercial | School | New | Space Heating | Electric | Electric Furnace | E3 | RIM BC Ratio | 0 | 0 | 0 | 0 | 0 | 0 | 0 | 0 | 0 | 0 | 0 | 0 | 0 | 0 | 0 | 0 | 0 | 0 | 0 | 0 | 0 | 0 | 0 | 0 | 0 | 0 | 0 | 0 | 0 | 0
F5_Commercial_School_New_Space Heating_Electric_Electric Furnace_E4 | F5 | Commercial | School | New | Space Heating | Electric | Electric Furnace | E4 | RIM BC Ratio | 0 | 0 | 0 | 0 | 0 | 0 | 0 | 0 | 0 | 0 | 0 | 0 | 0 | 0 | 0 | 0 | 0 | 0 | 0 | 0 | 0 | 0 | 0 | 0 | 0 | 0 | 0 | 0 | 0 | 0
F5_Commercial_School_New_Space Heating_Electric_Electric Furnace_E5 | F5 | Commercial | School | New | Space Heating | Electric | Electric Furnace | E5 | RIM BC Ratio | 0 | 0 | 0 | 0 | 0 | 0 | 0 | 0 | 0 | 0 | 0 | 0 | 0 | 0 | 0 | 0 | 0 | 0 | 0 | 0 | 0 | 0 | 0 | 0 | 0 | 0 | 0 | 0 | 0 | 0
F5_Commercial_School_New_Space Heating_Electric_Electric Furnace_E6 | F5 | Commercial | School | New | Space Heating | Electric | Electric Furnace | E6 | RIM BC Ratio | 0 | 0 | 0 | 0 | 0 | 0 | 0 | 0 | 0 | 0 | 0 | 0 | 0 | 0 | 0 | 0 | 0 | 0 | 0 | 0 | 0 | 0 | 0 | 0 | 0 | 0 | 0 | 0 | 0 | 0
F5_Commercial_School_New_Space Heating_Electric_Electric Furnace_E7 | F5 | Commercial | School | New | Space Heating | Electric | Electric Furnace | E7 | RIM BC Ratio | 0 | 0 | 0 | 0 | 0 | 0 | 0 | 0 | 0 | 0 | 0 | 0 | 0 | 0 | 0 | 0 | 0 | 0 | 0 | 0 | 0 | 0 | 0 | 0 | 0 | 0 | 0 | 0 | 0 | 0
F5_Commercial_School_New_Space Heating_Electric_Electric Furnace_E8 | F5 | Commercial | School | New | Space Heating | Electric | Electric Furnace | E8 | RIM BC Ratio | 0 | 0 | 0 | 0 | 0 | 0 | 0 | 0 | 0 | 0 | 0 | 0 | 0 | 0 | 0 | 0 | 0 | 0 | 0 | 0 | 0 | 0 | 0 | 0 | 0 | 0 | 0 | 0 | 0 | 0
F5_Commercial_School_New_Space Heating_Electric_Electric Furnace_E9 | F5 | Commercial | School | New | Space Heating | Electric | Electric Furnace | E9 | RIM BC Ratio | 0 | 0 | 0 | 0 | 0 | 0 | 0 | 0 | 0 | 0 | 0 | 0 | 0 | 0 | 0 | 0 | 0 | 0 | 0 | 0 | 0 | 0 | 0 | 0 | 0 | 0 | 0 | 0 | 0 | 0
F5_Commercial_School_New_Space Heating_Electric_Electric Furnace_E10 | F5 | Commercial | School | New | Space Heating | Electric | Electric Furnace | E10 | RIM BC Ratio | 0 | 0 | 0 | 0 | 0 | 0 | 0 | 0 | 0 | 0 | 0 | 0 | 0 | 0 | 0 | 0 | 0 | 0 | 0 | 0 | 0 | 0 | 0 | 0 | 0 | 0 | 0 | 0 | 0 | 0
F0_Commercial_School_New_Space Heating_Electric_Electric Room Heat_E0 | F0 | Commercial | School | New | Space Heating | Electric | Electric Room Heat | E0 | Economic Unit | 0 | 0 | 0 | 0 | 0 | 0 | 0 | 0 | 0 | 0 | 0 | 0 | 0 | 0 | 0 | 0 | 0 | 0 | 0 | 0 | 0 | 0 | 0 | 0 | 0 | 0 | 0 | 0 | 0 | 0
F1_Commercial_School_New_Space Heating_Electric_Electric Room Heat_E1 | F1 | Commercial | School | New | Space Heating | Electric | Electric Room Heat | E1 | CCE | 0 | 0 | 0 | 0 | 0 | 0 | 0 | 0 | 0 | 0 | 0 | 0 | 0 | 0 | 0 | 0 | 0 | 0 | 0 | 0 | 0 | 0 | 0 | 0 | 0 | 0 | 0 | 0 | 0 | 0
F1_Commercial_School_New_Space Heating_Electric_Electric Room Heat_E2 | F1 | Commercial | School | New | Space Heating | Electric | Electric Room Heat | E2 | CCE | 0 | 0 | 0 | 0 | 0 | 0 | 0 | 0 | 0 | 0 | 0 | 0 | 0 | 0 | 0 | 0 | 0 | 0 | 0 | 0 | 0 | 0 | 0 | 0 | 0 | 0 | 0 | 0 | 0 | 0
F1_Commercial_School_New_Space Heating_Electric_Electric Room Heat_E3 | F1 | Commercial | School | New | Space Heating | Electric | Electric Room Heat | E3 | CCE | 0 | 0 | 0 | 0 | 0 | 0 | 0 | 0 | 0 | 0 | 0 | 0 | 0 | 0 | 0 | 0 | 0 | 0 | 0 | 0 | 0 | 0 | 0 | 0 | 0 | 0 | 0 | 0 | 0 | 0
F1_Commercial_School_New_Space Heating_Electric_Electric Room Heat_E4 | F1 | Commercial | School | New | Space Heating | Electric | Electric Room Heat | E4 | CCE | 0 | 0 | 0 | 0 | 0 | 0 | 0 | 0 | 0 | 0 | 0 | 0 | 0 | 0 | 0 | 0 | 0 | 0 | 0 | 0 | 0 | 0 | 0 | 0 | 0 | 0 | 0 | 0 | 0 | 0
F1_Commercial_School_New_Space Heating_Electric_Electric Room Heat_E5 | F1 | Commercial | School | New | Space Heating | Electric | Electric Room Heat | E5 | CCE | 0 | 0 | 0 | 0 | 0 | 0 | 0 | 0 | 0 | 0 | 0 | 0 | 0 | 0 | 0 | 0 | 0 | 0 | 0 | 0 | 0 | 0 | 0 | 0 | 0 | 0 | 0 | 0 | 0 | 0
F1_Commercial_School_New_Space Heating_Electric_Electric Room Heat_E6 | F1 | Commercial | School | New | Space Heating | Electric | Electric Room Heat | E6 | CCE | 0 | 0 | 0 | 0 | 0 | 0 | 0 | 0 | 0 | 0 | 0 | 0 | 0 | 0 | 0 | 0 | 0 | 0 | 0 | 0 | 0 | 0 | 0 | 0 | 0 | 0 | 0 | 0 | 0 | 0
F1_Commercial_School_New_Space Heating_Electric_Electric Room Heat_E7 | F1 | Commercial | School | New | Space Heating | Electric | Electric Room Heat | E7 | CCE | 0 | 0 | 0 | 0 | 0 | 0 | 0 | 0 | 0 | 0 | 0 | 0 | 0 | 0 | 0 | 0 | 0 | 0 | 0 | 0 | 0 | 0 | 0 | 0 | 0 | 0 | 0 | 0 | 0 | 0
F1_Commercial_School_New_Space Heating_Electric_Electric Room Heat_E8 | F1 | Commercial | School | New | Space Heating | Electric | Electric Room Heat | E8 | CCE | 0 | 0 | 0 | 0 | 0 | 0 | 0 | 0 | 0 | 0 | 0 | 0 | 0 | 0 | 0 | 0 | 0 | 0 | 0 | 0 | 0 | 0 | 0 | 0 | 0 | 0 | 0 | 0 | 0 | 0
F1_Commercial_School_New_Space Heating_Electric_Electric Room Heat_E9 | F1 | Commercial | School | New | Space Heating | Electric | Electric Room Heat | E9 | CCE | 0 | 0 | 0 | 0 | 0 | 0 | 0 | 0 | 0 | 0 | 0 | 0 | 0 | 0 | 0 | 0 | 0 | 0 | 0 | 0 | 0 | 0 | 0 | 0 | 0 | 0 | 0 | 0 | 0 | 0
F1_Commercial_School_New_Space Heating_Electric_Electric Room Heat_E10 | F1 | Commercial | School | New | Space Heating | Electric | Electric Room Heat | E10 | CCE | 0 | 0 | 0 | 0 | 0 | 0 | 0 | 0 | 0 | 0 | 0 | 0 | 0 | 0 | 0 | 0 | 0 | 0 | 0 | 0 | 0 | 0 | 0 | 0 | 0 | 0 | 0 | 0 | 0 | 0
F2_Commercial_School_New_Space Heating_Electric_Electric Room Heat_E1 | F2 | Commercial | School | New | Space Heating | Electric | Electric Room Heat | E1 | TRC BC Ratio | 0 | 0 | 0 | 0 | 0 | 0 | 0 | 0 | 0 | 0 | 0 | 0 | 0 | 0 | 0 | 0 | 0 | 0 | 0 | 0 | 0 | 0 | 0 | 0 | 0 | 0 | 0 | 0 | 0 | 0
F2_Commercial_School_New_Space Heating_Electric_Electric Room Heat_E2 | F2 | Commercial | School | New | Space Heating | Electric | Electric Room Heat | E2 | TRC BC Ratio | 0 | 0 | 0 | 0 | 0 | 0 | 0 | 0 | 0 | 0 | 0 | 0 | 0 | 0 | 0 | 0 | 0 | 0 | 0 | 0 | 0 | 0 | 0 | 0 | 0 | 0 | 0 | 0 | 0 | 0
F2_Commercial_School_New_Space Heating_Electric_Electric Room Heat_E3 | F2 | Commercial | School | New | Space Heating | Electric | Electric Room Heat | E3 | TRC BC Ratio | 0 | 0 | 0 | 0 | 0 | 0 | 0 | 0 | 0 | 0 | 0 | 0 | 0 | 0 | 0 | 0 | 0 | 0 | 0 | 0 | 0 | 0 | 0 | 0 | 0 | 0 | 0 | 0 | 0 | 0
F2_Commercial_School_New_Space Heating_Electric_Electric Room Heat_E4 | F2 | Commercial | School | New | Space Heating | Electric | Electric Room Heat | E4 | TRC BC Ratio | 0 | 0 | 0 | 0 | 0 | 0 | 0 | 0 | 0 | 0 | 0 | 0 | 0 | 0 | 0 | 0 | 0 | 0 | 0 | 0 | 0 | 0 | 0 | 0 | 0 | 0 | 0 | 0 | 0 | 0
F2_Commercial_School_New_Space Heating_Electric_Electric Room Heat_E5 | F2 | Commercial | School | New | Space Heating | Electric | Electric Room Heat | E5 | TRC BC Ratio | 0 | 0 | 0 | 0 | 0 | 0 | 0 | 0 | 0 | 0 | 0 | 0 | 0 | 0 | 0 | 0 | 0 | 0 | 0 | 0 | 0 | 0 | 0 | 0 | 0 | 0 | 0 | 0 | 0 | 0
F2_Commercial_School_New_Space Heating_Electric_Electric Room Heat_E6 | F2 | Commercial | School | New | Space Heating | Electric | Electric Room Heat | E6 | TRC BC Ratio | 0 | 0 | 0 | 0 | 0 | 0 | 0 | 0 | 0 | 0 | 0 | 0 | 0 | 0 | 0 | 0 | 0 | 0 | 0 | 0 | 0 | 0 | 0 | 0 | 0 | 0 | 0 | 0 | 0 | 0
F2_Commercial_School_New_Space Heating_Electric_Electric Room Heat_E7 | F2 | Commercial | School | New | Space Heating | Electric | Electric Room Heat | E7 | TRC BC Ratio | 0 | 0 | 0 | 0 | 0 | 0 | 0 | 0 | 0 | 0 | 0 | 0 | 0 | 0 | 0 | 0 | 0 | 0 | 0 | 0 | 0 | 0 | 0 | 0 | 0 | 0 | 0 | 0 | 0 | 0
F2_Commercial_School_New_Space Heating_Electric_Electric Room Heat_E8 | F2 | Commercial | School | New | Space Heating | Electric | Electric Room Heat | E8 | TRC BC Ratio | 0 | 0 | 0 | 0 | 0 | 0 | 0 | 0 | 0 | 0 | 0 | 0 | 0 | 0 | 0 | 0 | 0 | 0 | 0 | 0 | 0 | 0 | 0 | 0 | 0 | 0 | 0 | 0 | 0 | 0
F2_Commercial_School_New_Space Heating_Electric_Electric Room Heat_E9 | F2 | Commercial | School | New | Space Heating | Electric | Electric Room Heat | E9 | TRC BC Ratio | 0 | 0 | 0 | 0 | 0 | 0 | 0 | 0 | 0 | 0 | 0 | 0 | 0 | 0 | 0 | 0 | 0 | 0 | 0 | 0 | 0 | 0 | 0 | 0 | 0 | 0 | 0 | 0 | 0 | 0
F2_Commercial_School_New_Space Heating_Electric_Electric Room Heat_E10 | F2 | Commercial | School | New | Space Heating | Electric | Electric Room Heat | E10 | TRC BC Ratio | 0 | 0 | 0 | 0 | 0 | 0 | 0 | 0 | 0 | 0 | 0 | 0 | 0 | 0 | 0 | 0 | 0 | 0 | 0 | 0 | 0 | 0 | 0 | 0 | 0 | 0 | 0 | 0 | 0 | 0
F3_Commercial_School_New_Space Heating_Electric_Electric Room Heat_E1 | F3 | Commercial | School | New | Space Heating | Electric | Electric Room Heat | E1 | PACT BC Ratio | 0 | 0 | 0 | 0 | 0 | 0 | 0 | 0 | 0 | 0 | 0 | 0 | 0 | 0 | 0 | 0 | 0 | 0 | 0 | 0 | 0 | 0 | 0 | 0 | 0 | 0 | 0 | 0 | 0 | 0
F3_Commercial_School_New_Space Heating_Electric_Electric Room Heat_E2 | F3 | Commercial | School | New | Space Heating | Electric | Electric Room Heat | E2 | PACT BC Ratio | 0 | 0 | 0 | 0 | 0 | 0 | 0 | 0 | 0 | 0 | 0 | 0 | 0 | 0 | 0 | 0 | 0 | 0 | 0 | 0 | 0 | 0 | 0 | 0 | 0 | 0 | 0 | 0 | 0 | 0
F3_Commercial_School_New_Space Heating_Electric_Electric Room Heat_E3 | F3 | Commercial | School | New | Space Heating | Electric | Electric Room Heat | E3 | PACT BC Ratio | 0 | 0 | 0 | 0 | 0 | 0 | 0 | 0 | 0 | 0 | 0 | 0 | 0 | 0 | 0 | 0 | 0 | 0 | 0 | 0 | 0 | 0 | 0 | 0 | 0 | 0 | 0 | 0 | 0 | 0
F3_Commercial_School_New_Space Heating_Electric_Electric Room Heat_E4 | F3 | Commercial | School | New | Space Heating | Electric | Electric Room Heat | E4 | PACT BC Ratio | 0 | 0 | 0 | 0 | 0 | 0 | 0 | 0 | 0 | 0 | 0 | 0 | 0 | 0 | 0 | 0 | 0 | 0 | 0 | 0 | 0 | 0 | 0 | 0 | 0 | 0 | 0 | 0 | 0 | 0
F3_Commercial_School_New_Space Heating_Electric_Electric Room Heat_E5 | F3 | Commercial | School | New | Space Heating | Electric | Electric Room Heat | E5 | PACT BC Ratio | 0 | 0 | 0 | 0 | 0 | 0 | 0 | 0 | 0 | 0 | 0 | 0 | 0 | 0 | 0 | 0 | 0 | 0 | 0 | 0 | 0 | 0 | 0 | 0 | 0 | 0 | 0 | 0 | 0 | 0
F3_Commercial_School_New_Space Heating_Electric_Electric Room Heat_E6 | F3 | Commercial | School | New | Space Heating | Electric | Electric Room Heat | E6 | PACT BC Ratio | 0 | 0 | 0 | 0 | 0 | 0 | 0 | 0 | 0 | 0 | 0 | 0 | 0 | 0 | 0 | 0 | 0 | 0 | 0 | 0 | 0 | 0 | 0 | 0 | 0 | 0 | 0 | 0 | 0 | 0
F3_Commercial_School_New_Space Heating_Electric_Electric Room Heat_E7 | F3 | Commercial | School | New | Space Heating | Electric | Electric Room Heat | E7 | PACT BC Ratio | 0 | 0 | 0 | 0 | 0 | 0 | 0 | 0 | 0 | 0 | 0 | 0 | 0 | 0 | 0 | 0 | 0 | 0 | 0 | 0 | 0 | 0 | 0 | 0 | 0 | 0 | 0 | 0 | 0 | 0
F3_Commercial_School_New_Space Heating_Electric_Electric Room Heat_E8 | F3 | Commercial | School | New | Space Heating | Electric | Electric Room Heat | E8 | PACT BC Ratio | 0 | 0 | 0 | 0 | 0 | 0 | 0 | 0 | 0 | 0 | 0 | 0 | 0 | 0 | 0 | 0 | 0 | 0 | 0 | 0 | 0 | 0 | 0 | 0 | 0 | 0 | 0 | 0 | 0 | 0
F3_Commercial_School_New_Space Heating_Electric_Electric Room Heat_E9 | F3 | Commercial | School | New | Space Heating | Electric | Electric Room Heat | E9 | PACT BC Ratio | 0 | 0 | 0 | 0 | 0 | 0 | 0 | 0 | 0 | 0 | 0 | 0 | 0 | 0 | 0 | 0 | 0 | 0 | 0 | 0 | 0 | 0 | 0 | 0 | 0 | 0 | 0 | 0 | 0 | 0
F3_Commercial_School_New_Space Heating_Electric_Electric Room Heat_E10 | F3 | Commercial | School | New | Space Heating | Electric | Electric Room Heat | E10 | PACT BC Ratio | 0 | 0 | 0 | 0 | 0 | 0 | 0 | 0 | 0 | 0 | 0 | 0 | 0 | 0 | 0 | 0 | 0 | 0 | 0 | 0 | 0 | 0 | 0 | 0 | 0 | 0 | 0 | 0 | 0 | 0
F4_Commercial_School_New_Space Heating_Electric_Electric Room Heat_E1 | F4 | Commercial | School | New | Space Heating | Electric | Electric Room Heat | E1 | RVT BC Ratio | 0 | 0 | 0 | 0 | 0 | 0 | 0 | 0 | 0 | 0 | 0 | 0 | 0 | 0 | 0 | 0 | 0 | 0 | 0 | 0 | 0 | 0 | 0 | 0 | 0 | 0 | 0 | 0 | 0 | 0
F4_Commercial_School_New_Space Heating_Electric_Electric Room Heat_E2 | F4 | Commercial | School | New | Space Heating | Electric | Electric Room Heat | E2 | RVT BC Ratio | 0 | 0 | 0 | 0 | 0 | 0 | 0 | 0 | 0 | 0 | 0 | 0 | 0 | 0 | 0 | 0 | 0 | 0 | 0 | 0 | 0 | 0 | 0 | 0 | 0 | 0 | 0 | 0 | 0 | 0
F4_Commercial_School_New_Space Heating_Electric_Electric Room Heat_E3 | F4 | Commercial | School | New | Space Heating | Electric | Electric Room Heat | E3 | RVT BC Ratio | 0 | 0 | 0 | 0 | 0 | 0 | 0 | 0 | 0 | 0 | 0 | 0 | 0 | 0 | 0 | 0 | 0 | 0 | 0 | 0 | 0 | 0 | 0 | 0 | 0 | 0 | 0 | 0 | 0 | 0
F4_Commercial_School_New_Space Heating_Electric_Electric Room Heat_E4 | F4 | Commercial | School | New | Space Heating | Electric | Electric Room Heat | E4 | RVT BC Ratio | 0 | 0 | 0 | 0 | 0 | 0 | 0 | 0 | 0 | 0 | 0 | 0 | 0 | 0 | 0 | 0 | 0 | 0 | 0 | 0 | 0 | 0 | 0 | 0 | 0 | 0 | 0 | 0 | 0 | 0
F4_Commercial_School_New_Space Heating_Electric_Electric Room Heat_E5 | F4 | Commercial | School | New | Space Heating | Electric | Electric Room Heat | E5 | RVT BC Ratio | 0 | 0 | 0 | 0 | 0 | 0 | 0 | 0 | 0 | 0 | 0 | 0 | 0 | 0 | 0 | 0 | 0 | 0 | 0 | 0 | 0 | 0 | 0 | 0 | 0 | 0 | 0 | 0 | 0 | 0
F4_Commercial_School_New_Space Heating_Electric_Electric Room Heat_E6 | F4 | Commercial | School | New | Space Heating | Electric | Electric Room Heat | E6 | RVT BC Ratio | 0 | 0 | 0 | 0 | 0 | 0 | 0 | 0 | 0 | 0 | 0 | 0 | 0 | 0 | 0 | 0 | 0 | 0 | 0 | 0 | 0 | 0 | 0 | 0 | 0 | 0 | 0 | 0 | 0 | 0
F4_Commercial_School_New_Space Heating_Electric_Electric Room Heat_E7 | F4 | Commercial | School | New | Space Heating | Electric | Electric Room Heat | E7 | RVT BC Ratio | 0 | 0 | 0 | 0 | 0 | 0 | 0 | 0 | 0 | 0 | 0 | 0 | 0 | 0 | 0 | 0 | 0 | 0 | 0 | 0 | 0 | 0 | 0 | 0 | 0 | 0 | 0 | 0 | 0 | 0
F4_Commercial_School_New_Space Heating_Electric_Electric Room Heat_E8 | F4 | Commercial | School | New | Space Heating | Electric | Electric Room Heat | E8 | RVT BC Ratio | 0 | 0 | 0 | 0 | 0 | 0 | 0 | 0 | 0 | 0 | 0 | 0 | 0 | 0 | 0 | 0 | 0 | 0 | 0 | 0 | 0 | 0 | 0 | 0 | 0 | 0 | 0 | 0 | 0 | 0
F4_Commercial_School_New_Space Heating_Electric_Electric Room Heat_E9 | F4 | Commercial | School | New | Space Heating | Electric | Electric Room Heat | E9 | RVT BC Ratio | 0 | 0 | 0 | 0 | 0 | 0 | 0 | 0 | 0 | 0 | 0 | 0 | 0 | 0 | 0 | 0 | 0 | 0 | 0 | 0 | 0 | 0 | 0 | 0 | 0 | 0 | 0 | 0 | 0 | 0
F4_Commercial_School_New_Space Heating_Electric_Electric Room Heat_E10 | F4 | Commercial | School | New | Space Heating | Electric | Electric Room Heat | E10 | RVT BC Ratio | 0 | 0 | 0 | 0 | 0 | 0 | 0 | 0 | 0 | 0 | 0 | 0 | 0 | 0 | 0 | 0 | 0 | 0 | 0 | 0 | 0 | 0 | 0 | 0 | 0 | 0 | 0 | 0 | 0 | 0
F5_Commercial_School_New_Space Heating_Electric_Electric Room Heat_E1 | F5 | Commercial | School | New | Space Heating | Electric | Electric Room Heat | E1 | RIM BC Ratio | 0 | 0 | 0 | 0 | 0 | 0 | 0 | 0 | 0 | 0 | 0 | 0 | 0 | 0 | 0 | 0 | 0 | 0 | 0 | 0 | 0 | 0 | 0 | 0 | 0 | 0 | 0 | 0 | 0 | 0
F5_Commercial_School_New_Space Heating_Electric_Electric Room Heat_E2 | F5 | Commercial | School | New | Space Heating | Electric | Electric Room Heat | E2 | RIM BC Ratio | 0 | 0 | 0 | 0 | 0 | 0 | 0 | 0 | 0 | 0 | 0 | 0 | 0 | 0 | 0 | 0 | 0 | 0 | 0 | 0 | 0 | 0 | 0 | 0 | 0 | 0 | 0 | 0 | 0 | 0
F5_Commercial_School_New_Space Heating_Electric_Electric Room Heat_E3 | F5 | Commercial | School | New | Space Heating | Electric | Electric Room Heat | E3 | RIM BC Ratio | 0 | 0 | 0 | 0 | 0 | 0 | 0 | 0 | 0 | 0 | 0 | 0 | 0 | 0 | 0 | 0 | 0 | 0 | 0 | 0 | 0 | 0 | 0 | 0 | 0 | 0 | 0 | 0 | 0 | 0
F5_Commercial_School_New_Space Heating_Electric_Electric Room Heat_E4 | F5 | Commercial | School | New | Space Heating | Electric | Electric Room Heat | E4 | RIM BC Ratio | 0 | 0 | 0 | 0 | 0 | 0 | 0 | 0 | 0 | 0 | 0 | 0 | 0 | 0 | 0 | 0 | 0 | 0 | 0 | 0 | 0 | 0 | 0 | 0 | 0 | 0 | 0 | 0 | 0 | 0
F5_Commercial_School_New_Space Heating_Electric_Electric Room Heat_E5 | F5 | Commercial | School | New | Space Heating | Electric | Electric Room Heat | E5 | RIM BC Ratio | 0 | 0 | 0 | 0 | 0 | 0 | 0 | 0 | 0 | 0 | 0 | 0 | 0 | 0 | 0 | 0 | 0 | 0 | 0 | 0 | 0 | 0 | 0 | 0 | 0 | 0 | 0 | 0 | 0 | 0
F5_Commercial_School_New_Space Heating_Electric_Electric Room Heat_E6 | F5 | Commercial | School | New | Space Heating | Electric | Electric Room Heat | E6 | RIM BC Ratio | 0 | 0 | 0 | 0 | 0 | 0 | 0 | 0 | 0 | 0 | 0 | 0 | 0 | 0 | 0 | 0 | 0 | 0 | 0 | 0 | 0 | 0 | 0 | 0 | 0 | 0 | 0 | 0 | 0 | 0
F5_Commercial_School_New_Space Heating_Electric_Electric Room Heat_E7 | F5 | Commercial | School | New | Space Heating | Electric | Electric Room Heat | E7 | RIM BC Ratio | 0 | 0 | 0 | 0 | 0 | 0 | 0 | 0 | 0 | 0 | 0 | 0 | 0 | 0 | 0 | 0 | 0 | 0 | 0 | 0 | 0 | 0 | 0 | 0 | 0 | 0 | 0 | 0 | 0 | 0
F5_Commercial_School_New_Space Heating_Electric_Electric Room Heat_E8 | F5 | Commercial | School | New | Space Heating | Electric | Electric Room Heat | E8 | RIM BC Ratio | 0 | 0 | 0 | 0 | 0 | 0 | 0 | 0 | 0 | 0 | 0 | 0 | 0 | 0 | 0 | 0 | 0 | 0 | 0 | 0 | 0 | 0 | 0 | 0 | 0 | 0 | 0 | 0 | 0 | 0
F5_Commercial_School_New_Space Heating_Electric_Electric Room Heat_E9 | F5 | Commercial | School | New | Space Heating | Electric | Electric Room Heat | E9 | RIM BC Ratio | 0 | 0 | 0 | 0 | 0 | 0 | 0 | 0 | 0 | 0 | 0 | 0 | 0 | 0 | 0 | 0 | 0 | 0 | 0 | 0 | 0 | 0 | 0 | 0 | 0 | 0 | 0 | 0 | 0 | 0
F5_Commercial_School_New_Space Heating_Electric_Electric Room Heat_E10 | F5 | Commercial | School | New | Space Heating | Electric | Electric Room Heat | E10 | RIM BC Ratio | 0 | 0 | 0 | 0 | 0 | 0 | 0 | 0 | 0 | 0 | 0 | 0 | 0 | 0 | 0 | 0 | 0 | 0 | 0 | 0 | 0 | 0 | 0 | 0 | 0 | 0 | 0 | 0 | 0 | 0
F0_Commercial_School_New_Space Heating_Electric_Packaged Terminal HP_E0 | F0 | Commercial | School | New | Space Heating | Electric | Packaged Terminal HP | E0 | Economic Unit | 0 | 0 | 0 | 0 | 0 | 0 | 0 | 0 | 0 | 0 | 0 | 0 | 0 | 0 | 0 | 0 | 0 | 0 | 0 | 0 | 0 | 0 | 0 | 0 | 0 | 0 | 0 | 0 | 0 | 0
F1_Commercial_School_New_Space Heating_Electric_Packaged Terminal HP_E1 | F1 | Commercial | School | New | Space Heating | Electric | Packaged Terminal HP | E1 | CCE | 0 | 0 | 0 | 0 | 0 | 0 | 0 | 0 | 0 | 0 | 0 | 0 | 0 | 0 | 0 | 0 | 0 | 0 | 0 | 0 | 0 | 0 | 0 | 0 | 0 | 0 | 0 | 0 | 0 | 0
F1_Commercial_School_New_Space Heating_Electric_Packaged Terminal HP_E2 | F1 | Commercial | School | New | Space Heating | Electric | Packaged Terminal HP | E2 | CCE | 0 | 0 | 0 | 0 | 0 | 0 | 0 | 0 | 0 | 0 | 0 | 0 | 0 | 0 | 0 | 0 | 0 | 0 | 0 | 0 | 0 | 0 | 0 | 0 | 0 | 0 | 0 | 0 | 0 | 0
F1_Commercial_School_New_Space Heating_Electric_Packaged Terminal HP_E3 | F1 | Commercial | School | New | Space Heating | Electric | Packaged Terminal HP | E3 | CCE | 0 | 0 | 0 | 0 | 0 | 0 | 0 | 0 | 0 | 0 | 0 | 0 | 0 | 0 | 0 | 0 | 0 | 0 | 0 | 0 | 0 | 0 | 0 | 0 | 0 | 0 | 0 | 0 | 0 | 0
F1_Commercial_School_New_Space Heating_Electric_Packaged Terminal HP_E4 | F1 | Commercial | School | New | Space Heating | Electric | Packaged Terminal HP | E4 | CCE | 0 | 0 | 0 | 0 | 0 | 0 | 0 | 0 | 0 | 0 | 0 | 0 | 0 | 0 | 0 | 0 | 0 | 0 | 0 | 0 | 0 | 0 | 0 | 0 | 0 | 0 | 0 | 0 | 0 | 0
F1_Commercial_School_New_Space Heating_Electric_Packaged Terminal HP_E5 | F1 | Commercial | School | New | Space Heating | Electric | Packaged Terminal HP | E5 | CCE | 0 | 0 | 0 | 0 | 0 | 0 | 0 | 0 | 0 | 0 | 0 | 0 | 0 | 0 | 0 | 0 | 0 | 0 | 0 | 0 | 0 | 0 | 0 | 0 | 0 | 0 | 0 | 0 | 0 | 0
F1_Commercial_School_New_Space Heating_Electric_Packaged Terminal HP_E6 | F1 | Commercial | School | New | Space Heating | Electric | Packaged Terminal HP | E6 | CCE | 0 | 0 | 0 | 0 | 0 | 0 | 0 | 0 | 0 | 0 | 0 | 0 | 0 | 0 | 0 | 0 | 0 | 0 | 0 | 0 | 0 | 0 | 0 | 0 | 0 | 0 | 0 | 0 | 0 | 0
F1_Commercial_School_New_Space Heating_Electric_Packaged Terminal HP_E7 | F1 | Commercial | School | New | Space Heating | Electric | Packaged Terminal HP | E7 | CCE | 0 | 0 | 0 | 0 | 0 | 0 | 0 | 0 | 0 | 0 | 0 | 0 | 0 | 0 | 0 | 0 | 0 | 0 | 0 | 0 | 0 | 0 | 0 | 0 | 0 | 0 | 0 | 0 | 0 | 0
F1_Commercial_School_New_Space Heating_Electric_Packaged Terminal HP_E8 | F1 | Commercial | School | New | Space Heating | Electric | Packaged Terminal HP | E8 | CCE | 0 | 0 | 0 | 0 | 0 | 0 | 0 | 0 | 0 | 0 | 0 | 0 | 0 | 0 | 0 | 0 | 0 | 0 | 0 | 0 | 0 | 0 | 0 | 0 | 0 | 0 | 0 | 0 | 0 | 0
F1_Commercial_School_New_Space Heating_Electric_Packaged Terminal HP_E9 | F1 | Commercial | School | New | Space Heating | Electric | Packaged Terminal HP | E9 | CCE | 0 | 0 | 0 | 0 | 0 | 0 | 0 | 0 | 0 | 0 | 0 | 0 | 0 | 0 | 0 | 0 | 0 | 0 | 0 | 0 | 0 | 0 | 0 | 0 | 0 | 0 | 0 | 0 | 0 | 0
F1_Commercial_School_New_Space Heating_Electric_Packaged Terminal HP_E10 | F1 | Commercial | School | New | Space Heating | Electric | Packaged Terminal HP | E10 | CCE | 0 | 0 | 0 | 0 | 0 | 0 | 0 | 0 | 0 | 0 | 0 | 0 | 0 | 0 | 0 | 0 | 0 | 0 | 0 | 0 | 0 | 0 | 0 | 0 | 0 | 0 | 0 | 0 | 0 | 0
F2_Commercial_School_New_Space Heating_Electric_Packaged Terminal HP_E1 | F2 | Commercial | School | New | Space Heating | Electric | Packaged Terminal HP | E1 | TRC BC Ratio | 0 | 0 | 0 | 0 | 0 | 0 | 0 | 0 | 0 | 0 | 0 | 0 | 0 | 0 | 0 | 0 | 0 | 0 | 0 | 0 | 0 | 0 | 0 | 0 | 0 | 0 | 0 | 0 | 0 | 0
F2_Commercial_School_New_Space Heating_Electric_Packaged Terminal HP_E2 | F2 | Commercial | School | New | Space Heating | Electric | Packaged Terminal HP | E2 | TRC BC Ratio | 0 | 0 | 0 | 0 | 0 | 0 | 0 | 0 | 0 | 0 | 0 | 0 | 0 | 0 | 0 | 0 | 0 | 0 | 0 | 0 | 0 | 0 | 0 | 0 | 0 | 0 | 0 | 0 | 0 | 0
F2_Commercial_School_New_Space Heating_Electric_Packaged Terminal HP_E3 | F2 | Commercial | School | New | Space Heating | Electric | Packaged Terminal HP | E3 | TRC BC Ratio | 0 | 0 | 0 | 0 | 0 | 0 | 0 | 0 | 0 | 0 | 0 | 0 | 0 | 0 | 0 | 0 | 0 | 0 | 0 | 0 | 0 | 0 | 0 | 0 | 0 | 0 | 0 | 0 | 0 | 0
F2_Commercial_School_New_Space Heating_Electric_Packaged Terminal HP_E4 | F2 | Commercial | School | New | Space Heating | Electric | Packaged Terminal HP | E4 | TRC BC Ratio | 0 | 0 | 0 | 0 | 0 | 0 | 0 | 0 | 0 | 0 | 0 | 0 | 0 | 0 | 0 | 0 | 0 | 0 | 0 | 0 | 0 | 0 | 0 | 0 | 0 | 0 | 0 | 0 | 0 | 0
F2_Commercial_School_New_Space Heating_Electric_Packaged Terminal HP_E5 | F2 | Commercial | School | New | Space Heating | Electric | Packaged Terminal HP | E5 | TRC BC Ratio | 0 | 0 | 0 | 0 | 0 | 0 | 0 | 0 | 0 | 0 | 0 | 0 | 0 | 0 | 0 | 0 | 0 | 0 | 0 | 0 | 0 | 0 | 0 | 0 | 0 | 0 | 0 | 0 | 0 | 0
F2_Commercial_School_New_Space Heating_Electric_Packaged Terminal HP_E6 | F2 | Commercial | School | New | Space Heating | Electric | Packaged Terminal HP | E6 | TRC BC Ratio | 0 | 0 | 0 | 0 | 0 | 0 | 0 | 0 | 0 | 0 | 0 | 0 | 0 | 0 | 0 | 0 | 0 | 0 | 0 | 0 | 0 | 0 | 0 | 0 | 0 | 0 | 0 | 0 | 0 | 0
F2_Commercial_School_New_Space Heating_Electric_Packaged Terminal HP_E7 | F2 | Commercial | School | New | Space Heating | Electric | Packaged Terminal HP | E7 | TRC BC Ratio | 0 | 0 | 0 | 0 | 0 | 0 | 0 | 0 | 0 | 0 | 0 | 0 | 0 | 0 | 0 | 0 | 0 | 0 | 0 | 0 | 0 | 0 | 0 | 0 | 0 | 0 | 0 | 0 | 0 | 0
F2_Commercial_School_New_Space Heating_Electric_Packaged Terminal HP_E8 | F2 | Commercial | School | New | Space Heating | Electric | Packaged Terminal HP | E8 | TRC BC Ratio | 0 | 0 | 0 | 0 | 0 | 0 | 0 | 0 | 0 | 0 | 0 | 0 | 0 | 0 | 0 | 0 | 0 | 0 | 0 | 0 | 0 | 0 | 0 | 0 | 0 | 0 | 0 | 0 | 0 | 0
F2_Commercial_School_New_Space Heating_Electric_Packaged Terminal HP_E9 | F2 | Commercial | School | New | Space Heating | Electric | Packaged Terminal HP | E9 | TRC BC Ratio | 0 | 0 | 0 | 0 | 0 | 0 | 0 | 0 | 0 | 0 | 0 | 0 | 0 | 0 | 0 | 0 | 0 | 0 | 0 | 0 | 0 | 0 | 0 | 0 | 0 | 0 | 0 | 0 | 0 | 0
F2_Commercial_School_New_Space Heating_Electric_Packaged Terminal HP_E10 | F2 | Commercial | School | New | Space Heating | Electric | Packaged Terminal HP | E10 | TRC BC Ratio | 0 | 0 | 0 | 0 | 0 | 0 | 0 | 0 | 0 | 0 | 0 | 0 | 0 | 0 | 0 | 0 | 0 | 0 | 0 | 0 | 0 | 0 | 0 | 0 | 0 | 0 | 0 | 0 | 0 | 0
F3_Commercial_School_New_Space Heating_Electric_Packaged Terminal HP_E1 | F3 | Commercial | School | New | Space Heating | Electric | Packaged Terminal HP | E1 | PACT BC Ratio | 0 | 0 | 0 | 0 | 0 | 0 | 0 | 0 | 0 | 0 | 0 | 0 | 0 | 0 | 0 | 0 | 0 | 0 | 0 | 0 | 0 | 0 | 0 | 0 | 0 | 0 | 0 | 0 | 0 | 0
F3_Commercial_School_New_Space Heating_Electric_Packaged Terminal HP_E2 | F3 | Commercial | School | New | Space Heating | Electric | Packaged Terminal HP | E2 | PACT BC Ratio | 0 | 0 | 0 | 0 | 0 | 0 | 0 | 0 | 0 | 0 | 0 | 0 | 0 | 0 | 0 | 0 | 0 | 0 | 0 | 0 | 0 | 0 | 0 | 0 | 0 | 0 | 0 | 0 | 0 | 0
F3_Commercial_School_New_Space Heating_Electric_Packaged Terminal HP_E3 | F3 | Commercial | School | New | Space Heating | Electric | Packaged Terminal HP | E3 | PACT BC Ratio | 0 | 0 | 0 | 0 | 0 | 0 | 0 | 0 | 0 | 0 | 0 | 0 | 0 | 0 | 0 | 0 | 0 | 0 | 0 | 0 | 0 | 0 | 0 | 0 | 0 | 0 | 0 | 0 | 0 | 0
F3_Commercial_School_New_Space Heating_Electric_Packaged Terminal HP_E4 | F3 | Commercial | School | New | Space Heating | Electric | Packaged Terminal HP | E4 | PACT BC Ratio | 0 | 0 | 0 | 0 | 0 | 0 | 0 | 0 | 0 | 0 | 0 | 0 | 0 | 0 | 0 | 0 | 0 | 0 | 0 | 0 | 0 | 0 | 0 | 0 | 0 | 0 | 0 | 0 | 0 | 0
F3_Commercial_School_New_Space Heating_Electric_Packaged Terminal HP_E5 | F3 | Commercial | School | New | Space Heating | Electric | Packaged Terminal HP | E5 | PACT BC Ratio | 0 | 0 | 0 | 0 | 0 | 0 | 0 | 0 | 0 | 0 | 0 | 0 | 0 | 0 | 0 | 0 | 0 | 0 | 0 | 0 | 0 | 0 | 0 | 0 | 0 | 0 | 0 | 0 | 0 | 0
F3_Commercial_School_New_Space Heating_Electric_Packaged Terminal HP_E6 | F3 | Commercial | School | New | Space Heating | Electric | Packaged Terminal HP | E6 | PACT BC Ratio | 0 | 0 | 0 | 0 | 0 | 0 | 0 | 0 | 0 | 0 | 0 | 0 | 0 | 0 | 0 | 0 | 0 | 0 | 0 | 0 | 0 | 0 | 0 | 0 | 0 | 0 | 0 | 0 | 0 | 0
F3_Commercial_School_New_Space Heating_Electric_Packaged Terminal HP_E7 | F3 | Commercial | School | New | Space Heating | Electric | Packaged Terminal HP | E7 | PACT BC Ratio | 0 | 0 | 0 | 0 | 0 | 0 | 0 | 0 | 0 | 0 | 0 | 0 | 0 | 0 | 0 | 0 | 0 | 0 | 0 | 0 | 0 | 0 | 0 | 0 | 0 | 0 | 0 | 0 | 0 | 0
F3_Commercial_School_New_Space Heating_Electric_Packaged Terminal HP_E8 | F3 | Commercial | School | New | Space Heating | Electric | Packaged Terminal HP | E8 | PACT BC Ratio | 0 | 0 | 0 | 0 | 0 | 0 | 0 | 0 | 0 | 0 | 0 | 0 | 0 | 0 | 0 | 0 | 0 | 0 | 0 | 0 | 0 | 0 | 0 | 0 | 0 | 0 | 0 | 0 | 0 | 0
F3_Commercial_School_New_Space Heating_Electric_Packaged Terminal HP_E9 | F3 | Commercial | School | New | Space Heating | Electric | Packaged Terminal HP | E9 | PACT BC Ratio | 0 | 0 | 0 | 0 | 0 | 0 | 0 | 0 | 0 | 0 | 0 | 0 | 0 | 0 | 0 | 0 | 0 | 0 | 0 | 0 | 0 | 0 | 0 | 0 | 0 | 0 | 0 | 0 | 0 | 0
F3_Commercial_School_New_Space Heating_Electric_Packaged Terminal HP_E10 | F3 | Commercial | School | New | Space Heating | Electric | Packaged Terminal HP | E10 | PACT BC Ratio | 0 | 0 | 0 | 0 | 0 | 0 | 0 | 0 | 0 | 0 | 0 | 0 | 0 | 0 | 0 | 0 | 0 | 0 | 0 | 0 | 0 | 0 | 0 | 0 | 0 | 0 | 0 | 0 | 0 | 0
F4_Commercial_School_New_Space Heating_Electric_Packaged Terminal HP_E1 | F4 | Commercial | School | New | Space Heating | Electric | Packaged Terminal HP | E1 | RVT BC Ratio | 0 | 0 | 0 | 0 | 0 | 0 | 0 | 0 | 0 | 0 | 0 | 0 | 0 | 0 | 0 | 0 | 0 | 0 | 0 | 0 | 0 | 0 | 0 | 0 | 0 | 0 | 0 | 0 | 0 | 0
F4_Commercial_School_New_Space Heating_Electric_Packaged Terminal HP_E2 | F4 | Commercial | School | New | Space Heating | Electric | Packaged Terminal HP | E2 | RVT BC Ratio | 0 | 0 | 0 | 0 | 0 | 0 | 0 | 0 | 0 | 0 | 0 | 0 | 0 | 0 | 0 | 0 | 0 | 0 | 0 | 0 | 0 | 0 | 0 | 0 | 0 | 0 | 0 | 0 | 0 | 0
F4_Commercial_School_New_Space Heating_Electric_Packaged Terminal HP_E3 | F4 | Commercial | School | New | Space Heating | Electric | Packaged Terminal HP | E3 | RVT BC Ratio | 0 | 0 | 0 | 0 | 0 | 0 | 0 | 0 | 0 | 0 | 0 | 0 | 0 | 0 | 0 | 0 | 0 | 0 | 0 | 0 | 0 | 0 | 0 | 0 | 0 | 0 | 0 | 0 | 0 | 0
F4_Commercial_School_New_Space Heating_Electric_Packaged Terminal HP_E4 | F4 | Commercial | School | New | Space Heating | Electric | Packaged Terminal HP | E4 | RVT BC Ratio | 0 | 0 | 0 | 0 | 0 | 0 | 0 | 0 | 0 | 0 | 0 | 0 | 0 | 0 | 0 | 0 | 0 | 0 | 0 | 0 | 0 | 0 | 0 | 0 | 0 | 0 | 0 | 0 | 0 | 0
F4_Commercial_School_New_Space Heating_Electric_Packaged Terminal HP_E5 | F4 | Commercial | School | New | Space Heating | Electric | Packaged Terminal HP | E5 | RVT BC Ratio | 0 | 0 | 0 | 0 | 0 | 0 | 0 | 0 | 0 | 0 | 0 | 0 | 0 | 0 | 0 | 0 | 0 | 0 | 0 | 0 | 0 | 0 | 0 | 0 | 0 | 0 | 0 | 0 | 0 | 0
F4_Commercial_School_New_Space Heating_Electric_Packaged Terminal HP_E6 | F4 | Commercial | School | New | Space Heating | Electric | Packaged Terminal HP | E6 | RVT BC Ratio | 0 | 0 | 0 | 0 | 0 | 0 | 0 | 0 | 0 | 0 | 0 | 0 | 0 | 0 | 0 | 0 | 0 | 0 | 0 | 0 | 0 | 0 | 0 | 0 | 0 | 0 | 0 | 0 | 0 | 0
F4_Commercial_School_New_Space Heating_Electric_Packaged Terminal HP_E7 | F4 | Commercial | School | New | Space Heating | Electric | Packaged Terminal HP | E7 | RVT BC Ratio | 0 | 0 | 0 | 0 | 0 | 0 | 0 | 0 | 0 | 0 | 0 | 0 | 0 | 0 | 0 | 0 | 0 | 0 | 0 | 0 | 0 | 0 | 0 | 0 | 0 | 0 | 0 | 0 | 0 | 0
F4_Commercial_School_New_Space Heating_Electric_Packaged Terminal HP_E8 | F4 | Commercial | School | New | Space Heating | Electric | Packaged Terminal HP | E8 | RVT BC Ratio | 0 | 0 | 0 | 0 | 0 | 0 | 0 | 0 | 0 | 0 | 0 | 0 | 0 | 0 | 0 | 0 | 0 | 0 | 0 | 0 | 0 | 0 | 0 | 0 | 0 | 0 | 0 | 0 | 0 | 0
F4_Commercial_School_New_Space Heating_Electric_Packaged Terminal HP_E9 | F4 | Commercial | School | New | Space Heating | Electric | Packaged Terminal HP | E9 | RVT BC Ratio | 0 | 0 | 0 | 0 | 0 | 0 | 0 | 0 | 0 | 0 | 0 | 0 | 0 | 0 | 0 | 0 | 0 | 0 | 0 | 0 | 0 | 0 | 0 | 0 | 0 | 0 | 0 | 0 | 0 | 0
F4_Commercial_School_New_Space Heating_Electric_Packaged Terminal HP_E10 | F4 | Commercial | School | New | Space Heating | Electric | Packaged Terminal HP | E10 | RVT BC Ratio | 0 | 0 | 0 | 0 | 0 | 0 | 0 | 0 | 0 | 0 | 0 | 0 | 0 | 0 | 0 | 0 | 0 | 0 | 0 | 0 | 0 | 0 | 0 | 0 | 0 | 0 | 0 | 0 | 0 | 0
F5_Commercial_School_New_Space Heating_Electric_Packaged Terminal HP_E1 | F5 | Commercial | School | New | Space Heating | Electric | Packaged Terminal HP | E1 | RIM BC Ratio | 0 | 0 | 0 | 0 | 0 | 0 | 0 | 0 | 0 | 0 | 0 | 0 | 0 | 0 | 0 | 0 | 0 | 0 | 0 | 0 | 0 | 0 | 0 | 0 | 0 | 0 | 0 | 0 | 0 | 0
F5_Commercial_School_New_Space Heating_Electric_Packaged Terminal HP_E2 | F5 | Commercial | School | New | Space Heating | Electric | Packaged Terminal HP | E2 | RIM BC Ratio | 0 | 0 | 0 | 0 | 0 | 0 | 0 | 0 | 0 | 0 | 0 | 0 | 0 | 0 | 0 | 0 | 0 | 0 | 0 | 0 | 0 | 0 | 0 | 0 | 0 | 0 | 0 | 0 | 0 | 0
F5_Commercial_School_New_Space Heating_Electric_Packaged Terminal HP_E3 | F5 | Commercial | School | New | Space Heating | Electric | Packaged Terminal HP | E3 | RIM BC Ratio | 0 | 0 | 0 | 0 | 0 | 0 | 0 | 0 | 0 | 0 | 0 | 0 | 0 | 0 | 0 | 0 | 0 | 0 | 0 | 0 | 0 | 0 | 0 | 0 | 0 | 0 | 0 | 0 | 0 | 0
F5_Commercial_School_New_Space Heating_Electric_Packaged Terminal HP_E4 | F5 | Commercial | School | New | Space Heating | Electric | Packaged Terminal HP | E4 | RIM BC Ratio | 0 | 0 | 0 | 0 | 0 | 0 | 0 | 0 | 0 | 0 | 0 | 0 | 0 | 0 | 0 | 0 | 0 | 0 | 0 | 0 | 0 | 0 | 0 | 0 | 0 | 0 | 0 | 0 | 0 | 0
F5_Commercial_School_New_Space Heating_Electric_Packaged Terminal HP_E5 | F5 | Commercial | School | New | Space Heating | Electric | Packaged Terminal HP | E5 | RIM BC Ratio | 0 | 0 | 0 | 0 | 0 | 0 | 0 | 0 | 0 | 0 | 0 | 0 | 0 | 0 | 0 | 0 | 0 | 0 | 0 | 0 | 0 | 0 | 0 | 0 | 0 | 0 | 0 | 0 | 0 | 0
F5_Commercial_School_New_Space Heating_Electric_Packaged Terminal HP_E6 | F5 | Commercial | School | New | Space Heating | Electric | Packaged Terminal HP | E6 | RIM BC Ratio | 0 | 0 | 0 | 0 | 0 | 0 | 0 | 0 | 0 | 0 | 0 | 0 | 0 | 0 | 0 | 0 | 0 | 0 | 0 | 0 | 0 | 0 | 0 | 0 | 0 | 0 | 0 | 0 | 0 | 0
F5_Commercial_School_New_Space Heating_Electric_Packaged Terminal HP_E7 | F5 | Commercial | School | New | Space Heating | Electric | Packaged Terminal HP | E7 | RIM BC Ratio | 0 | 0 | 0 | 0 | 0 | 0 | 0 | 0 | 0 | 0 | 0 | 0 | 0 | 0 | 0 | 0 | 0 | 0 | 0 | 0 | 0 | 0 | 0 | 0 | 0 | 0 | 0 | 0 | 0 | 0
F5_Commercial_School_New_Space Heating_Electric_Packaged Terminal HP_E8 | F5 | Commercial | School | New | Space Heating | Electric | Packaged Terminal HP | E8 | RIM BC Ratio | 0 | 0 | 0 | 0 | 0 | 0 | 0 | 0 | 0 | 0 | 0 | 0 | 0 | 0 | 0 | 0 | 0 | 0 | 0 | 0 | 0 | 0 | 0 | 0 | 0 | 0 | 0 | 0 | 0 | 0
F5_Commercial_School_New_Space Heating_Electric_Packaged Terminal HP_E9 | F5 | Commercial | School | New | Space Heating | Electric | Packaged Terminal HP | E9 | RIM BC Ratio | 0 | 0 | 0 | 0 | 0 | 0 | 0 | 0 | 0 | 0 | 0 | 0 | 0 | 0 | 0 | 0 | 0 | 0 | 0 | 0 | 0 | 0 | 0 | 0 | 0 | 0 | 0 | 0 | 0 | 0
F5_Commercial_School_New_Space Heating_Electric_Packaged Terminal HP_E10 | F5 | Commercial | School | New | Space Heating | Electric | Packaged Terminal HP | E10 | RIM BC Ratio | 0 | 0 | 0 | 0 | 0 | 0 | 0 | 0 | 0 | 0 | 0 | 0 | 0 | 0 | 0 | 0 | 0 | 0 | 0 | 0 | 0 | 0 | 0 | 0 | 0 | 0 | 0 | 0 | 0 | 0
F0_Commercial_School_New_Space Heating_Electric_Air-Source Heat Pump_E0 | F0 | Commercial | School | New | Space Heating | Electric | Air-Source Heat Pump | E0 | Economic Unit | 0 | 0 | 0 | 0 | 0 | 0 | 0 | 0 | 0 | 0 | 0 | 0 | 0 | 0 | 0 | 0 | 0 | 0 | 0 | 0 | 0 | 0 | 0 | 0 | 0 | 0 | 0 | 0 | 0 | 0
F1_Commercial_School_New_Space Heating_Electric_Air-Source Heat Pump_E1 | F1 | Commercial | School | New | Space Heating | Electric | Air-Source Heat Pump | E1 | CCE | 0 | 0 | 0 | 0 | 0 | 0 | 0 | 0 | 0 | 0 | 0 | 0 | 0 | 0 | 0 | 0 | 0 | 0 | 0 | 0 | 0 | 0 | 0 | 0 | 0 | 0 | 0 | 0 | 0 | 0
F1_Commercial_School_New_Space Heating_Electric_Air-Source Heat Pump_E2 | F1 | Commercial | School | New | Space Heating | Electric | Air-Source Heat Pump | E2 | CCE | 0 | 0 | 0 | 0 | 0 | 0 | 0 | 0 | 0 | 0 | 0 | 0 | 0 | 0 | 0 | 0 | 0 | 0 | 0 | 0 | 0 | 0 | 0 | 0 | 0 | 0 | 0 | 0 | 0 | 0
F1_Commercial_School_New_Space Heating_Electric_Air-Source Heat Pump_E3 | F1 | Commercial | School | New | Space Heating | Electric | Air-Source Heat Pump | E3 | CCE | 0 | 0 | 0 | 0 | 0 | 0 | 0 | 0 | 0 | 0 | 0 | 0 | 0 | 0 | 0 | 0 | 0 | 0 | 0 | 0 | 0 | 0 | 0 | 0 | 0 | 0 | 0 | 0 | 0 | 0
F1_Commercial_School_New_Space Heating_Electric_Air-Source Heat Pump_E4 | F1 | Commercial | School | New | Space Heating | Electric | Air-Source Heat Pump | E4 | CCE | 0 | 0 | 0 | 0 | 0 | 0 | 0 | 0 | 0 | 0 | 0 | 0 | 0 | 0 | 0 | 0 | 0 | 0 | 0 | 0 | 0 | 0 | 0 | 0 | 0 | 0 | 0 | 0 | 0 | 0
F1_Commercial_School_New_Space Heating_Electric_Air-Source Heat Pump_E5 | F1 | Commercial | School | New | Space Heating | Electric | Air-Source Heat Pump | E5 | CCE | 0 | 0 | 0 | 0 | 0 | 0 | 0 | 0 | 0 | 0 | 0 | 0 | 0 | 0 | 0 | 0 | 0 | 0 | 0 | 0 | 0 | 0 | 0 | 0 | 0 | 0 | 0 | 0 | 0 | 0
F1_Commercial_School_New_Space Heating_Electric_Air-Source Heat Pump_E6 | F1 | Commercial | School | New | Space Heating | Electric | Air-Source Heat Pump | E6 | CCE | 0 | 0 | 0 | 0 | 0 | 0 | 0 | 0 | 0 | 0 | 0 | 0 | 0 | 0 | 0 | 0 | 0 | 0 | 0 | 0 | 0 | 0 | 0 | 0 | 0 | 0 | 0 | 0 | 0 | 0
F1_Commercial_School_New_Space Heating_Electric_Air-Source Heat Pump_E7 | F1 | Commercial | School | New | Space Heating | Electric | Air-Source Heat Pump | E7 | CCE | 0 | 0 | 0 | 0 | 0 | 0 | 0 | 0 | 0 | 0 | 0 | 0 | 0 | 0 | 0 | 0 | 0 | 0 | 0 | 0 | 0 | 0 | 0 | 0 | 0 | 0 | 0 | 0 | 0 | 0
F1_Commercial_School_New_Space Heating_Electric_Air-Source Heat Pump_E8 | F1 | Commercial | School | New | Space Heating | Electric | Air-Source Heat Pump | E8 | CCE | 0 | 0 | 0 | 0 | 0 | 0 | 0 | 0 | 0 | 0 | 0 | 0 | 0 | 0 | 0 | 0 | 0 | 0 | 0 | 0 | 0 | 0 | 0 | 0 | 0 | 0 | 0 | 0 | 0 | 0
F1_Commercial_School_New_Space Heating_Electric_Air-Source Heat Pump_E9 | F1 | Commercial | School | New | Space Heating | Electric | Air-Source Heat Pump | E9 | CCE | 0 | 0 | 0 | 0 | 0 | 0 | 0 | 0 | 0 | 0 | 0 | 0 | 0 | 0 | 0 | 0 | 0 | 0 | 0 | 0 | 0 | 0 | 0 | 0 | 0 | 0 | 0 | 0 | 0 | 0
F1_Commercial_School_New_Space Heating_Electric_Air-Source Heat Pump_E10 | F1 | Commercial | School | New | Space Heating | Electric | Air-Source Heat Pump | E10 | CCE | 0 | 0 | 0 | 0 | 0 | 0 | 0 | 0 | 0 | 0 | 0 | 0 | 0 | 0 | 0 | 0 | 0 | 0 | 0 | 0 | 0 | 0 | 0 | 0 | 0 | 0 | 0 | 0 | 0 | 0
F2_Commercial_School_New_Space Heating_Electric_Air-Source Heat Pump_E1 | F2 | Commercial | School | New | Space Heating | Electric | Air-Source Heat Pump | E1 | TRC BC Ratio | 0 | 0 | 0 | 0 | 0 | 0 | 0 | 0 | 0 | 0 | 0 | 0 | 0 | 0 | 0 | 0 | 0 | 0 | 0 | 0 | 0 | 0 | 0 | 0 | 0 | 0 | 0 | 0 | 0 | 0
F2_Commercial_School_New_Space Heating_Electric_Air-Source Heat Pump_E2 | F2 | Commercial | School | New | Space Heating | Electric | Air-Source Heat Pump | E2 | TRC BC Ratio | 0 | 0 | 0 | 0 | 0 | 0 | 0 | 0 | 0 | 0 | 0 | 0 | 0 | 0 | 0 | 0 | 0 | 0 | 0 | 0 | 0 | 0 | 0 | 0 | 0 | 0 | 0 | 0 | 0 | 0
F2_Commercial_School_New_Space Heating_Electric_Air-Source Heat Pump_E3 | F2 | Commercial | School | New | Space Heating | Electric | Air-Source Heat Pump | E3 | TRC BC Ratio | 0 | 0 | 0 | 0 | 0 | 0 | 0 | 0 | 0 | 0 | 0 | 0 | 0 | 0 | 0 | 0 | 0 | 0 | 0 | 0 | 0 | 0 | 0 | 0 | 0 | 0 | 0 | 0 | 0 | 0
F2_Commercial_School_New_Space Heating_Electric_Air-Source Heat Pump_E4 | F2 | Commercial | School | New | Space Heating | Electric | Air-Source Heat Pump | E4 | TRC BC Ratio | 0 | 0 | 0 | 0 | 0 | 0 | 0 | 0 | 0 | 0 | 0 | 0 | 0 | 0 | 0 | 0 | 0 | 0 | 0 | 0 | 0 | 0 | 0 | 0 | 0 | 0 | 0 | 0 | 0 | 0
F2_Commercial_School_New_Space Heating_Electric_Air-Source Heat Pump_E5 | F2 | Commercial | School | New | Space Heating | Electric | Air-Source Heat Pump | E5 | TRC BC Ratio | 0 | 0 | 0 | 0 | 0 | 0 | 0 | 0 | 0 | 0 | 0 | 0 | 0 | 0 | 0 | 0 | 0 | 0 | 0 | 0 | 0 | 0 | 0 | 0 | 0 | 0 | 0 | 0 | 0 | 0
F2_Commercial_School_New_Space Heating_Electric_Air-Source Heat Pump_E6 | F2 | Commercial | School | New | Space Heating | Electric | Air-Source Heat Pump | E6 | TRC BC Ratio | 0 | 0 | 0 | 0 | 0 | 0 | 0 | 0 | 0 | 0 | 0 | 0 | 0 | 0 | 0 | 0 | 0 | 0 | 0 | 0 | 0 | 0 | 0 | 0 | 0 | 0 | 0 | 0 | 0 | 0
F2_Commercial_School_New_Space Heating_Electric_Air-Source Heat Pump_E7 | F2 | Commercial | School | New | Space Heating | Electric | Air-Source Heat Pump | E7 | TRC BC Ratio | 0 | 0 | 0 | 0 | 0 | 0 | 0 | 0 | 0 | 0 | 0 | 0 | 0 | 0 | 0 | 0 | 0 | 0 | 0 | 0 | 0 | 0 | 0 | 0 | 0 | 0 | 0 | 0 | 0 | 0
F2_Commercial_School_New_Space Heating_Electric_Air-Source Heat Pump_E8 | F2 | Commercial | School | New | Space Heating | Electric | Air-Source Heat Pump | E8 | TRC BC Ratio | 0 | 0 | 0 | 0 | 0 | 0 | 0 | 0 | 0 | 0 | 0 | 0 | 0 | 0 | 0 | 0 | 0 | 0 | 0 | 0 | 0 | 0 | 0 | 0 | 0 | 0 | 0 | 0 | 0 | 0
F2_Commercial_School_New_Space Heating_Electric_Air-Source Heat Pump_E9 | F2 | Commercial | School | New | Space Heating | Electric | Air-Source Heat Pump | E9 | TRC BC Ratio | 0 | 0 | 0 | 0 | 0 | 0 | 0 | 0 | 0 | 0 | 0 | 0 | 0 | 0 | 0 | 0 | 0 | 0 | 0 | 0 | 0 | 0 | 0 | 0 | 0 | 0 | 0 | 0 | 0 | 0
F2_Commercial_School_New_Space Heating_Electric_Air-Source Heat Pump_E10 | F2 | Commercial | School | New | Space Heating | Electric | Air-Source Heat Pump | E10 | TRC BC Ratio | 0 | 0 | 0 | 0 | 0 | 0 | 0 | 0 | 0 | 0 | 0 | 0 | 0 | 0 | 0 | 0 | 0 | 0 | 0 | 0 | 0 | 0 | 0 | 0 | 0 | 0 | 0 | 0 | 0 | 0
F3_Commercial_School_New_Space Heating_Electric_Air-Source Heat Pump_E1 | F3 | Commercial | School | New | Space Heating | Electric | Air-Source Heat Pump | E1 | PACT BC Ratio | 0 | 0 | 0 | 0 | 0 | 0 | 0 | 0 | 0 | 0 | 0 | 0 | 0 | 0 | 0 | 0 | 0 | 0 | 0 | 0 | 0 | 0 | 0 | 0 | 0 | 0 | 0 | 0 | 0 | 0
F3_Commercial_School_New_Space Heating_Electric_Air-Source Heat Pump_E2 | F3 | Commercial | School | New | Space Heating | Electric | Air-Source Heat Pump | E2 | PACT BC Ratio | 0 | 0 | 0 | 0 | 0 | 0 | 0 | 0 | 0 | 0 | 0 | 0 | 0 | 0 | 0 | 0 | 0 | 0 | 0 | 0 | 0 | 0 | 0 | 0 | 0 | 0 | 0 | 0 | 0 | 0
F3_Commercial_School_New_Space Heating_Electric_Air-Source Heat Pump_E3 | F3 | Commercial | School | New | Space Heating | Electric | Air-Source Heat Pump | E3 | PACT BC Ratio | 0 | 0 | 0 | 0 | 0 | 0 | 0 | 0 | 0 | 0 | 0 | 0 | 0 | 0 | 0 | 0 | 0 | 0 | 0 | 0 | 0 | 0 | 0 | 0 | 0 | 0 | 0 | 0 | 0 | 0
F3_Commercial_School_New_Space Heating_Electric_Air-Source Heat Pump_E4 | F3 | Commercial | School | New | Space Heating | Electric | Air-Source Heat Pump | E4 | PACT BC Ratio | 0 | 0 | 0 | 0 | 0 | 0 | 0 | 0 | 0 | 0 | 0 | 0 | 0 | 0 | 0 | 0 | 0 | 0 | 0 | 0 | 0 | 0 | 0 | 0 | 0 | 0 | 0 | 0 | 0 | 0
F3_Commercial_School_New_Space Heating_Electric_Air-Source Heat Pump_E5 | F3 | Commercial | School | New | Space Heating | Electric | Air-Source Heat Pump | E5 | PACT BC Ratio | 0 | 0 | 0 | 0 | 0 | 0 | 0 | 0 | 0 | 0 | 0 | 0 | 0 | 0 | 0 | 0 | 0 | 0 | 0 | 0 | 0 | 0 | 0 | 0 | 0 | 0 | 0 | 0 | 0 | 0
F3_Commercial_School_New_Space Heating_Electric_Air-Source Heat Pump_E6 | F3 | Commercial | School | New | Space Heating | Electric | Air-Source Heat Pump | E6 | PACT BC Ratio | 0 | 0 | 0 | 0 | 0 | 0 | 0 | 0 | 0 | 0 | 0 | 0 | 0 | 0 | 0 | 0 | 0 | 0 | 0 | 0 | 0 | 0 | 0 | 0 | 0 | 0 | 0 | 0 | 0 | 0
F3_Commercial_School_New_Space Heating_Electric_Air-Source Heat Pump_E7 | F3 | Commercial | School | New | Space Heating | Electric | Air-Source Heat Pump | E7 | PACT BC Ratio | 0 | 0 | 0 | 0 | 0 | 0 | 0 | 0 | 0 | 0 | 0 | 0 | 0 | 0 | 0 | 0 | 0 | 0 | 0 | 0 | 0 | 0 | 0 | 0 | 0 | 0 | 0 | 0 | 0 | 0
F3_Commercial_School_New_Space Heating_Electric_Air-Source Heat Pump_E8 | F3 | Commercial | School | New | Space Heating | Electric | Air-Source Heat Pump | E8 | PACT BC Ratio | 0 | 0 | 0 | 0 | 0 | 0 | 0 | 0 | 0 | 0 | 0 | 0 | 0 | 0 | 0 | 0 | 0 | 0 | 0 | 0 | 0 | 0 | 0 | 0 | 0 | 0 | 0 | 0 | 0 | 0
F3_Commercial_School_New_Space Heating_Electric_Air-Source Heat Pump_E9 | F3 | Commercial | School | New | Space Heating | Electric | Air-Source Heat Pump | E9 | PACT BC Ratio | 0 | 0 | 0 | 0 | 0 | 0 | 0 | 0 | 0 | 0 | 0 | 0 | 0 | 0 | 0 | 0 | 0 | 0 | 0 | 0 | 0 | 0 | 0 | 0 | 0 | 0 | 0 | 0 | 0 | 0
F3_Commercial_School_New_Space Heating_Electric_Air-Source Heat Pump_E10 | F3 | Commercial | School | New | Space Heating | Electric | Air-Source Heat Pump | E10 | PACT BC Ratio | 0 | 0 | 0 | 0 | 0 | 0 | 0 | 0 | 0 | 0 | 0 | 0 | 0 | 0 | 0 | 0 | 0 | 0 | 0 | 0 | 0 | 0 | 0 | 0 | 0 | 0 | 0 | 0 | 0 | 0
F4_Commercial_School_New_Space Heating_Electric_Air-Source Heat Pump_E1 | F4 | Commercial | School | New | Space Heating | Electric | Air-Source Heat Pump | E1 | RVT BC Ratio | 0 | 0 | 0 | 0 | 0 | 0 | 0 | 0 | 0 | 0 | 0 | 0 | 0 | 0 | 0 | 0 | 0 | 0 | 0 | 0 | 0 | 0 | 0 | 0 | 0 | 0 | 0 | 0 | 0 | 0
F4_Commercial_School_New_Space Heating_Electric_Air-Source Heat Pump_E2 | F4 | Commercial | School | New | Space Heating | Electric | Air-Source Heat Pump | E2 | RVT BC Ratio | 0 | 0 | 0 | 0 | 0 | 0 | 0 | 0 | 0 | 0 | 0 | 0 | 0 | 0 | 0 | 0 | 0 | 0 | 0 | 0 | 0 | 0 | 0 | 0 | 0 | 0 | 0 | 0 | 0 | 0
F4_Commercial_School_New_Space Heating_Electric_Air-Source Heat Pump_E3 | F4 | Commercial | School | New | Space Heating | Electric | Air-Source Heat Pump | E3 | RVT BC Ratio | 0 | 0 | 0 | 0 | 0 | 0 | 0 | 0 | 0 | 0 | 0 | 0 | 0 | 0 | 0 | 0 | 0 | 0 | 0 | 0 | 0 | 0 | 0 | 0 | 0 | 0 | 0 | 0 | 0 | 0
F4_Commercial_School_New_Space Heating_Electric_Air-Source Heat Pump_E4 | F4 | Commercial | School | New | Space Heating | Electric | Air-Source Heat Pump | E4 | RVT BC Ratio | 0 | 0 | 0 | 0 | 0 | 0 | 0 | 0 | 0 | 0 | 0 | 0 | 0 | 0 | 0 | 0 | 0 | 0 | 0 | 0 | 0 | 0 | 0 | 0 | 0 | 0 | 0 | 0 | 0 | 0
F4_Commercial_School_New_Space Heating_Electric_Air-Source Heat Pump_E5 | F4 | Commercial | School | New | Space Heating | Electric | Air-Source Heat Pump | E5 | RVT BC Ratio | 0 | 0 | 0 | 0 | 0 | 0 | 0 | 0 | 0 | 0 | 0 | 0 | 0 | 0 | 0 | 0 | 0 | 0 | 0 | 0 | 0 | 0 | 0 | 0 | 0 | 0 | 0 | 0 | 0 | 0
F4_Commercial_School_New_Space Heating_Electric_Air-Source Heat Pump_E6 | F4 | Commercial | School | New | Space Heating | Electric | Air-Source Heat Pump | E6 | RVT BC Ratio | 0 | 0 | 0 | 0 | 0 | 0 | 0 | 0 | 0 | 0 | 0 | 0 | 0 | 0 | 0 | 0 | 0 | 0 | 0 | 0 | 0 | 0 | 0 | 0 | 0 | 0 | 0 | 0 | 0 | 0
F4_Commercial_School_New_Space Heating_Electric_Air-Source Heat Pump_E7 | F4 | Commercial | School | New | Space Heating | Electric | Air-Source Heat Pump | E7 | RVT BC Ratio | 0 | 0 | 0 | 0 | 0 | 0 | 0 | 0 | 0 | 0 | 0 | 0 | 0 | 0 | 0 | 0 | 0 | 0 | 0 | 0 | 0 | 0 | 0 | 0 | 0 | 0 | 0 | 0 | 0 | 0
F4_Commercial_School_New_Space Heating_Electric_Air-Source Heat Pump_E8 | F4 | Commercial | School | New | Space Heating | Electric | Air-Source Heat Pump | E8 | RVT BC Ratio | 0 | 0 | 0 | 0 | 0 | 0 | 0 | 0 | 0 | 0 | 0 | 0 | 0 | 0 | 0 | 0 | 0 | 0 | 0 | 0 | 0 | 0 | 0 | 0 | 0 | 0 | 0 | 0 | 0 | 0
F4_Commercial_School_New_Space Heating_Electric_Air-Source Heat Pump_E9 | F4 | Commercial | School | New | Space Heating | Electric | Air-Source Heat Pump | E9 | RVT BC Ratio | 0 | 0 | 0 | 0 | 0 | 0 | 0 | 0 | 0 | 0 | 0 | 0 | 0 | 0 | 0 | 0 | 0 | 0 | 0 | 0 | 0 | 0 | 0 | 0 | 0 | 0 | 0 | 0 | 0 | 0
F4_Commercial_School_New_Space Heating_Electric_Air-Source Heat Pump_E10 | F4 | Commercial | School | New | Space Heating | Electric | Air-Source Heat Pump | E10 | RVT BC Ratio | 0 | 0 | 0 | 0 | 0 | 0 | 0 | 0 | 0 | 0 | 0 | 0 | 0 | 0 | 0 | 0 | 0 | 0 | 0 | 0 | 0 | 0 | 0 | 0 | 0 | 0 | 0 | 0 | 0 | 0
F5_Commercial_School_New_Space Heating_Electric_Air-Source Heat Pump_E1 | F5 | Commercial | School | New | Space Heating | Electric | Air-Source Heat Pump | E1 | RIM BC Ratio | 0 | 0 | 0 | 0 | 0 | 0 | 0 | 0 | 0 | 0 | 0 | 0 | 0 | 0 | 0 | 0 | 0 | 0 | 0 | 0 | 0 | 0 | 0 | 0 | 0 | 0 | 0 | 0 | 0 | 0
F5_Commercial_School_New_Space Heating_Electric_Air-Source Heat Pump_E2 | F5 | Commercial | School | New | Space Heating | Electric | Air-Source Heat Pump | E2 | RIM BC Ratio | 0 | 0 | 0 | 0 | 0 | 0 | 0 | 0 | 0 | 0 | 0 | 0 | 0 | 0 | 0 | 0 | 0 | 0 | 0 | 0 | 0 | 0 | 0 | 0 | 0 | 0 | 0 | 0 | 0 | 0
F5_Commercial_School_New_Space Heating_Electric_Air-Source Heat Pump_E3 | F5 | Commercial | School | New | Space Heating | Electric | Air-Source Heat Pump | E3 | RIM BC Ratio | 0 | 0 | 0 | 0 | 0 | 0 | 0 | 0 | 0 | 0 | 0 | 0 | 0 | 0 | 0 | 0 | 0 | 0 | 0 | 0 | 0 | 0 | 0 | 0 | 0 | 0 | 0 | 0 | 0 | 0
F5_Commercial_School_New_Space Heating_Electric_Air-Source Heat Pump_E4 | F5 | Commercial | School | New | Space Heating | Electric | Air-Source Heat Pump | E4 | RIM BC Ratio | 0 | 0 | 0 | 0 | 0 | 0 | 0 | 0 | 0 | 0 | 0 | 0 | 0 | 0 | 0 | 0 | 0 | 0 | 0 | 0 | 0 | 0 | 0 | 0 | 0 | 0 | 0 | 0 | 0 | 0
F5_Commercial_School_New_Space Heating_Electric_Air-Source Heat Pump_E5 | F5 | Commercial | School | New | Space Heating | Electric | Air-Source Heat Pump | E5 | RIM BC Ratio | 0 | 0 | 0 | 0 | 0 | 0 | 0 | 0 | 0 | 0 | 0 | 0 | 0 | 0 | 0 | 0 | 0 | 0 | 0 | 0 | 0 | 0 | 0 | 0 | 0 | 0 | 0 | 0 | 0 | 0
F5_Commercial_School_New_Space Heating_Electric_Air-Source Heat Pump_E6 | F5 | Commercial | School | New | Space Heating | Electric | Air-Source Heat Pump | E6 | RIM BC Ratio | 0 | 0 | 0 | 0 | 0 | 0 | 0 | 0 | 0 | 0 | 0 | 0 | 0 | 0 | 0 | 0 | 0 | 0 | 0 | 0 | 0 | 0 | 0 | 0 | 0 | 0 | 0 | 0 | 0 | 0
F5_Commercial_School_New_Space Heating_Electric_Air-Source Heat Pump_E7 | F5 | Commercial | School | New | Space Heating | Electric | Air-Source Heat Pump | E7 | RIM BC Ratio | 0 | 0 | 0 | 0 | 0 | 0 | 0 | 0 | 0 | 0 | 0 | 0 | 0 | 0 | 0 | 0 | 0 | 0 | 0 | 0 | 0 | 0 | 0 | 0 | 0 | 0 | 0 | 0 | 0 | 0
F5_Commercial_School_New_Space Heating_Electric_Air-Source Heat Pump_E8 | F5 | Commercial | School | New | Space Heating | Electric | Air-Source Heat Pump | E8 | RIM BC Ratio | 0 | 0 | 0 | 0 | 0 | 0 | 0 | 0 | 0 | 0 | 0 | 0 | 0 | 0 | 0 | 0 | 0 | 0 | 0 | 0 | 0 | 0 | 0 | 0 | 0 | 0 | 0 | 0 | 0 | 0
F5_Commercial_School_New_Space Heating_Electric_Air-Source Heat Pump_E9 | F5 | Commercial | School | New | Space Heating | Electric | Air-Source Heat Pump | E9 | RIM BC Ratio | 0 | 0 | 0 | 0 | 0 | 0 | 0 | 0 | 0 | 0 | 0 | 0 | 0 | 0 | 0 | 0 | 0 | 0 | 0 | 0 | 0 | 0 | 0 | 0 | 0 | 0 | 0 | 0 | 0 | 0
F5_Commercial_School_New_Space Heating_Electric_Air-Source Heat Pump_E10 | F5 | Commercial | School | New | Space Heating | Electric | Air-Source Heat Pump | E10 | RIM BC Ratio | 0 | 0 | 0 | 0 | 0 | 0 | 0 | 0 | 0 | 0 | 0 | 0 | 0 | 0 | 0 | 0 | 0 | 0 | 0 | 0 | 0 | 0 | 0 | 0 | 0 | 0 | 0 | 0 | 0 | 0
F0_Commercial_School_New_Space Heating_Electric_Geothermal Heat Pump_E0 | F0 | Commercial | School | New | Space Heating | Electric | Geothermal Heat Pump | E0 | Economic Unit | 0 | 0 | 0 | 0 | 0 | 0 | 0 | 0 | 0 | 0 | 0 | 0 | 0 | 0 | 0 | 0 | 0 | 0 | 0 | 0 | 0 | 0 | 0 | 0 | 0 | 0 | 0 | 0 | 0 | 0
F1_Commercial_School_New_Space Heating_Electric_Geothermal Heat Pump_E1 | F1 | Commercial | School | New | Space Heating | Electric | Geothermal Heat Pump | E1 | CCE | 0 | 0 | 0 | 0 | 0 | 0 | 0 | 0 | 0 | 0 | 0 | 0 | 0 | 0 | 0 | 0 | 0 | 0 | 0 | 0 | 0 | 0 | 0 | 0 | 0 | 0 | 0 | 0 | 0 | 0
F1_Commercial_School_New_Space Heating_Electric_Geothermal Heat Pump_E2 | F1 | Commercial | School | New | Space Heating | Electric | Geothermal Heat Pump | E2 | CCE | 0 | 0 | 0 | 0 | 0 | 0 | 0 | 0 | 0 | 0 | 0 | 0 | 0 | 0 | 0 | 0 | 0 | 0 | 0 | 0 | 0 | 0 | 0 | 0 | 0 | 0 | 0 | 0 | 0 | 0
F1_Commercial_School_New_Space Heating_Electric_Geothermal Heat Pump_E3 | F1 | Commercial | School | New | Space Heating | Electric | Geothermal Heat Pump | E3 | CCE | 0 | 0 | 0 | 0 | 0 | 0 | 0 | 0 | 0 | 0 | 0 | 0 | 0 | 0 | 0 | 0 | 0 | 0 | 0 | 0 | 0 | 0 | 0 | 0 | 0 | 0 | 0 | 0 | 0 | 0
F1_Commercial_School_New_Space Heating_Electric_Geothermal Heat Pump_E4 | F1 | Commercial | School | New | Space Heating | Electric | Geothermal Heat Pump | E4 | CCE | 0 | 0 | 0 | 0 | 0 | 0 | 0 | 0 | 0 | 0 | 0 | 0 | 0 | 0 | 0 | 0 | 0 | 0 | 0 | 0 | 0 | 0 | 0 | 0 | 0 | 0 | 0 | 0 | 0 | 0
F1_Commercial_School_New_Space Heating_Electric_Geothermal Heat Pump_E5 | F1 | Commercial | School | New | Space Heating | Electric | Geothermal Heat Pump | E5 | CCE | 0 | 0 | 0 | 0 | 0 | 0 | 0 | 0 | 0 | 0 | 0 | 0 | 0 | 0 | 0 | 0 | 0 | 0 | 0 | 0 | 0 | 0 | 0 | 0 | 0 | 0 | 0 | 0 | 0 | 0
F1_Commercial_School_New_Space Heating_Electric_Geothermal Heat Pump_E6 | F1 | Commercial | School | New | Space Heating | Electric | Geothermal Heat Pump | E6 | CCE | 0 | 0 | 0 | 0 | 0 | 0 | 0 | 0 | 0 | 0 | 0 | 0 | 0 | 0 | 0 | 0 | 0 | 0 | 0 | 0 | 0 | 0 | 0 | 0 | 0 | 0 | 0 | 0 | 0 | 0
F1_Commercial_School_New_Space Heating_Electric_Geothermal Heat Pump_E7 | F1 | Commercial | School | New | Space Heating | Electric | Geothermal Heat Pump | E7 | CCE | 0 | 0 | 0 | 0 | 0 | 0 | 0 | 0 | 0 | 0 | 0 | 0 | 0 | 0 | 0 | 0 | 0 | 0 | 0 | 0 | 0 | 0 | 0 | 0 | 0 | 0 | 0 | 0 | 0 | 0
F1_Commercial_School_New_Space Heating_Electric_Geothermal Heat Pump_E8 | F1 | Commercial | School | New | Space Heating | Electric | Geothermal Heat Pump | E8 | CCE | 0 | 0 | 0 | 0 | 0 | 0 | 0 | 0 | 0 | 0 | 0 | 0 | 0 | 0 | 0 | 0 | 0 | 0 | 0 | 0 | 0 | 0 | 0 | 0 | 0 | 0 | 0 | 0 | 0 | 0
F1_Commercial_School_New_Space Heating_Electric_Geothermal Heat Pump_E9 | F1 | Commercial | School | New | Space Heating | Electric | Geothermal Heat Pump | E9 | CCE | 0 | 0 | 0 | 0 | 0 | 0 | 0 | 0 | 0 | 0 | 0 | 0 | 0 | 0 | 0 | 0 | 0 | 0 | 0 | 0 | 0 | 0 | 0 | 0 | 0 | 0 | 0 | 0 | 0 | 0
F1_Commercial_School_New_Space Heating_Electric_Geothermal Heat Pump_E10 | F1 | Commercial | School | New | Space Heating | Electric | Geothermal Heat Pump | E10 | CCE | 0 | 0 | 0 | 0 | 0 | 0 | 0 | 0 | 0 | 0 | 0 | 0 | 0 | 0 | 0 | 0 | 0 | 0 | 0 | 0 | 0 | 0 | 0 | 0 | 0 | 0 | 0 | 0 | 0 | 0
F2_Commercial_School_New_Space Heating_Electric_Geothermal Heat Pump_E1 | F2 | Commercial | School | New | Space Heating | Electric | Geothermal Heat Pump | E1 | TRC BC Ratio | 0 | 0 | 0 | 0 | 0 | 0 | 0 | 0 | 0 | 0 | 0 | 0 | 0 | 0 | 0 | 0 | 0 | 0 | 0 | 0 | 0 | 0 | 0 | 0 | 0 | 0 | 0 | 0 | 0 | 0
F2_Commercial_School_New_Space Heating_Electric_Geothermal Heat Pump_E2 | F2 | Commercial | School | New | Space Heating | Electric | Geothermal Heat Pump | E2 | TRC BC Ratio | 0 | 0 | 0 | 0 | 0 | 0 | 0 | 0 | 0 | 0 | 0 | 0 | 0 | 0 | 0 | 0 | 0 | 0 | 0 | 0 | 0 | 0 | 0 | 0 | 0 | 0 | 0 | 0 | 0 | 0
F2_Commercial_School_New_Space Heating_Electric_Geothermal Heat Pump_E3 | F2 | Commercial | School | New | Space Heating | Electric | Geothermal Heat Pump | E3 | TRC BC Ratio | 0 | 0 | 0 | 0 | 0 | 0 | 0 | 0 | 0 | 0 | 0 | 0 | 0 | 0 | 0 | 0 | 0 | 0 | 0 | 0 | 0 | 0 | 0 | 0 | 0 | 0 | 0 | 0 | 0 | 0
F2_Commercial_School_New_Space Heating_Electric_Geothermal Heat Pump_E4 | F2 | Commercial | School | New | Space Heating | Electric | Geothermal Heat Pump | E4 | TRC BC Ratio | 0 | 0 | 0 | 0 | 0 | 0 | 0 | 0 | 0 | 0 | 0 | 0 | 0 | 0 | 0 | 0 | 0 | 0 | 0 | 0 | 0 | 0 | 0 | 0 | 0 | 0 | 0 | 0 | 0 | 0
F2_Commercial_School_New_Space Heating_Electric_Geothermal Heat Pump_E5 | F2 | Commercial | School | New | Space Heating | Electric | Geothermal Heat Pump | E5 | TRC BC Ratio | 0 | 0 | 0 | 0 | 0 | 0 | 0 | 0 | 0 | 0 | 0 | 0 | 0 | 0 | 0 | 0 | 0 | 0 | 0 | 0 | 0 | 0 | 0 | 0 | 0 | 0 | 0 | 0 | 0 | 0
F2_Commercial_School_New_Space Heating_Electric_Geothermal Heat Pump_E6 | F2 | Commercial | School | New | Space Heating | Electric | Geothermal Heat Pump | E6 | TRC BC Ratio | 0 | 0 | 0 | 0 | 0 | 0 | 0 | 0 | 0 | 0 | 0 | 0 | 0 | 0 | 0 | 0 | 0 | 0 | 0 | 0 | 0 | 0 | 0 | 0 | 0 | 0 | 0 | 0 | 0 | 0
F2_Commercial_School_New_Space Heating_Electric_Geothermal Heat Pump_E7 | F2 | Commercial | School | New | Space Heating | Electric | Geothermal Heat Pump | E7 | TRC BC Ratio | 0 | 0 | 0 | 0 | 0 | 0 | 0 | 0 | 0 | 0 | 0 | 0 | 0 | 0 | 0 | 0 | 0 | 0 | 0 | 0 | 0 | 0 | 0 | 0 | 0 | 0 | 0 | 0 | 0 | 0
F2_Commercial_School_New_Space Heating_Electric_Geothermal Heat Pump_E8 | F2 | Commercial | School | New | Space Heating | Electric | Geothermal Heat Pump | E8 | TRC BC Ratio | 0 | 0 | 0 | 0 | 0 | 0 | 0 | 0 | 0 | 0 | 0 | 0 | 0 | 0 | 0 | 0 | 0 | 0 | 0 | 0 | 0 | 0 | 0 | 0 | 0 | 0 | 0 | 0 | 0 | 0
F2_Commercial_School_New_Space Heating_Electric_Geothermal Heat Pump_E9 | F2 | Commercial | School | New | Space Heating | Electric | Geothermal Heat Pump | E9 | TRC BC Ratio | 0 | 0 | 0 | 0 | 0 | 0 | 0 | 0 | 0 | 0 | 0 | 0 | 0 | 0 | 0 | 0 | 0 | 0 | 0 | 0 | 0 | 0 | 0 | 0 | 0 | 0 | 0 | 0 | 0 | 0
F2_Commercial_School_New_Space Heating_Electric_Geothermal Heat Pump_E10 | F2 | Commercial | School | New | Space Heating | Electric | Geothermal Heat Pump | E10 | TRC BC Ratio | 0 | 0 | 0 | 0 | 0 | 0 | 0 | 0 | 0 | 0 | 0 | 0 | 0 | 0 | 0 | 0 | 0 | 0 | 0 | 0 | 0 | 0 | 0 | 0 | 0 | 0 | 0 | 0 | 0 | 0
F3_Commercial_School_New_Space Heating_Electric_Geothermal Heat Pump_E1 | F3 | Commercial | School | New | Space Heating | Electric | Geothermal Heat Pump | E1 | PACT BC Ratio | 0 | 0 | 0 | 0 | 0 | 0 | 0 | 0 | 0 | 0 | 0 | 0 | 0 | 0 | 0 | 0 | 0 | 0 | 0 | 0 | 0 | 0 | 0 | 0 | 0 | 0 | 0 | 0 | 0 | 0
F3_Commercial_School_New_Space Heating_Electric_Geothermal Heat Pump_E2 | F3 | Commercial | School | New | Space Heating | Electric | Geothermal Heat Pump | E2 | PACT BC Ratio | 0 | 0 | 0 | 0 | 0 | 0 | 0 | 0 | 0 | 0 | 0 | 0 | 0 | 0 | 0 | 0 | 0 | 0 | 0 | 0 | 0 | 0 | 0 | 0 | 0 | 0 | 0 | 0 | 0 | 0
F3_Commercial_School_New_Space Heating_Electric_Geothermal Heat Pump_E3 | F3 | Commercial | School | New | Space Heating | Electric | Geothermal Heat Pump | E3 | PACT BC Ratio | 0 | 0 | 0 | 0 | 0 | 0 | 0 | 0 | 0 | 0 | 0 | 0 | 0 | 0 | 0 | 0 | 0 | 0 | 0 | 0 | 0 | 0 | 0 | 0 | 0 | 0 | 0 | 0 | 0 | 0
F3_Commercial_School_New_Space Heating_Electric_Geothermal Heat Pump_E4 | F3 | Commercial | School | New | Space Heating | Electric | Geothermal Heat Pump | E4 | PACT BC Ratio | 0 | 0 | 0 | 0 | 0 | 0 | 0 | 0 | 0 | 0 | 0 | 0 | 0 | 0 | 0 | 0 | 0 | 0 | 0 | 0 | 0 | 0 | 0 | 0 | 0 | 0 | 0 | 0 | 0 | 0
F3_Commercial_School_New_Space Heating_Electric_Geothermal Heat Pump_E5 | F3 | Commercial | School | New | Space Heating | Electric | Geothermal Heat Pump | E5 | PACT BC Ratio | 0 | 0 | 0 | 0 | 0 | 0 | 0 | 0 | 0 | 0 | 0 | 0 | 0 | 0 | 0 | 0 | 0 | 0 | 0 | 0 | 0 | 0 | 0 | 0 | 0 | 0 | 0 | 0 | 0 | 0
F3_Commercial_School_New_Space Heating_Electric_Geothermal Heat Pump_E6 | F3 | Commercial | School | New | Space Heating | Electric | Geothermal Heat Pump | E6 | PACT BC Ratio | 0 | 0 | 0 | 0 | 0 | 0 | 0 | 0 | 0 | 0 | 0 | 0 | 0 | 0 | 0 | 0 | 0 | 0 | 0 | 0 | 0 | 0 | 0 | 0 | 0 | 0 | 0 | 0 | 0 | 0
F3_Commercial_School_New_Space Heating_Electric_Geothermal Heat Pump_E7 | F3 | Commercial | School | New | Space Heating | Electric | Geothermal Heat Pump | E7 | PACT BC Ratio | 0 | 0 | 0 | 0 | 0 | 0 | 0 | 0 | 0 | 0 | 0 | 0 | 0 | 0 | 0 | 0 | 0 | 0 | 0 | 0 | 0 | 0 | 0 | 0 | 0 | 0 | 0 | 0 | 0 | 0
F3_Commercial_School_New_Space Heating_Electric_Geothermal Heat Pump_E8 | F3 | Commercial | School | New | Space Heating | Electric | Geothermal Heat Pump | E8 | PACT BC Ratio | 0 | 0 | 0 | 0 | 0 | 0 | 0 | 0 | 0 | 0 | 0 | 0 | 0 | 0 | 0 | 0 | 0 | 0 | 0 | 0 | 0 | 0 | 0 | 0 | 0 | 0 | 0 | 0 | 0 | 0
F3_Commercial_School_New_Space Heating_Electric_Geothermal Heat Pump_E9 | F3 | Commercial | School | New | Space Heating | Electric | Geothermal Heat Pump | E9 | PACT BC Ratio | 0 | 0 | 0 | 0 | 0 | 0 | 0 | 0 | 0 | 0 | 0 | 0 | 0 | 0 | 0 | 0 | 0 | 0 | 0 | 0 | 0 | 0 | 0 | 0 | 0 | 0 | 0 | 0 | 0 | 0
F3_Commercial_School_New_Space Heating_Electric_Geothermal Heat Pump_E10 | F3 | Commercial | School | New | Space Heating | Electric | Geothermal Heat Pump | E10 | PACT BC Ratio | 0 | 0 | 0 | 0 | 0 | 0 | 0 | 0 | 0 | 0 | 0 | 0 | 0 | 0 | 0 | 0 | 0 | 0 | 0 | 0 | 0 | 0 | 0 | 0 | 0 | 0 | 0 | 0 | 0 | 0
F4_Commercial_School_New_Space Heating_Electric_Geothermal Heat Pump_E1 | F4 | Commercial | School | New | Space Heating | Electric | Geothermal Heat Pump | E1 | RVT BC Ratio | 0 | 0 | 0 | 0 | 0 | 0 | 0 | 0 | 0 | 0 | 0 | 0 | 0 | 0 | 0 | 0 | 0 | 0 | 0 | 0 | 0 | 0 | 0 | 0 | 0 | 0 | 0 | 0 | 0 | 0
F4_Commercial_School_New_Space Heating_Electric_Geothermal Heat Pump_E2 | F4 | Commercial | School | New | Space Heating | Electric | Geothermal Heat Pump | E2 | RVT BC Ratio | 0 | 0 | 0 | 0 | 0 | 0 | 0 | 0 | 0 | 0 | 0 | 0 | 0 | 0 | 0 | 0 | 0 | 0 | 0 | 0 | 0 | 0 | 0 | 0 | 0 | 0 | 0 | 0 | 0 | 0
F4_Commercial_School_New_Space Heating_Electric_Geothermal Heat Pump_E3 | F4 | Commercial | School | New | Space Heating | Electric | Geothermal Heat Pump | E3 | RVT BC Ratio | 0 | 0 | 0 | 0 | 0 | 0 | 0 | 0 | 0 | 0 | 0 | 0 | 0 | 0 | 0 | 0 | 0 | 0 | 0 | 0 | 0 | 0 | 0 | 0 | 0 | 0 | 0 | 0 | 0 | 0
F4_Commercial_School_New_Space Heating_Electric_Geothermal Heat Pump_E4 | F4 | Commercial | School | New | Space Heating | Electric | Geothermal Heat Pump | E4 | RVT BC Ratio | 0 | 0 | 0 | 0 | 0 | 0 | 0 | 0 | 0 | 0 | 0 | 0 | 0 | 0 | 0 | 0 | 0 | 0 | 0 | 0 | 0 | 0 | 0 | 0 | 0 | 0 | 0 | 0 | 0 | 0
F4_Commercial_School_New_Space Heating_Electric_Geothermal Heat Pump_E5 | F4 | Commercial | School | New | Space Heating | Electric | Geothermal Heat Pump | E5 | RVT BC Ratio | 0 | 0 | 0 | 0 | 0 | 0 | 0 | 0 | 0 | 0 | 0 | 0 | 0 | 0 | 0 | 0 | 0 | 0 | 0 | 0 | 0 | 0 | 0 | 0 | 0 | 0 | 0 | 0 | 0 | 0
F4_Commercial_School_New_Space Heating_Electric_Geothermal Heat Pump_E6 | F4 | Commercial | School | New | Space Heating | Electric | Geothermal Heat Pump | E6 | RVT BC Ratio | 0 | 0 | 0 | 0 | 0 | 0 | 0 | 0 | 0 | 0 | 0 | 0 | 0 | 0 | 0 | 0 | 0 | 0 | 0 | 0 | 0 | 0 | 0 | 0 | 0 | 0 | 0 | 0 | 0 | 0
F4_Commercial_School_New_Space Heating_Electric_Geothermal Heat Pump_E7 | F4 | Commercial | School | New | Space Heating | Electric | Geothermal Heat Pump | E7 | RVT BC Ratio | 0 | 0 | 0 | 0 | 0 | 0 | 0 | 0 | 0 | 0 | 0 | 0 | 0 | 0 | 0 | 0 | 0 | 0 | 0 | 0 | 0 | 0 | 0 | 0 | 0 | 0 | 0 | 0 | 0 | 0
F4_Commercial_School_New_Space Heating_Electric_Geothermal Heat Pump_E8 | F4 | Commercial | School | New | Space Heating | Electric | Geothermal Heat Pump | E8 | RVT BC Ratio | 0 | 0 | 0 | 0 | 0 | 0 | 0 | 0 | 0 | 0 | 0 | 0 | 0 | 0 | 0 | 0 | 0 | 0 | 0 | 0 | 0 | 0 | 0 | 0 | 0 | 0 | 0 | 0 | 0 | 0
F4_Commercial_School_New_Space Heating_Electric_Geothermal Heat Pump_E9 | F4 | Commercial | School | New | Space Heating | Electric | Geothermal Heat Pump | E9 | RVT BC Ratio | 0 | 0 | 0 | 0 | 0 | 0 | 0 | 0 | 0 | 0 | 0 | 0 | 0 | 0 | 0 | 0 | 0 | 0 | 0 | 0 | 0 | 0 | 0 | 0 | 0 | 0 | 0 | 0 | 0 | 0
F4_Commercial_School_New_Space Heating_Electric_Geothermal Heat Pump_E10 | F4 | Commercial | School | New | Space Heating | Electric | Geothermal Heat Pump | E10 | RVT BC Ratio | 0 | 0 | 0 | 0 | 0 | 0 | 0 | 0 | 0 | 0 | 0 | 0 | 0 | 0 | 0 | 0 | 0 | 0 | 0 | 0 | 0 | 0 | 0 | 0 | 0 | 0 | 0 | 0 | 0 | 0
F5_Commercial_School_New_Space Heating_Electric_Geothermal Heat Pump_E1 | F5 | Commercial | School | New | Space Heating | Electric | Geothermal Heat Pump | E1 | RIM BC Ratio | 0 | 0 | 0 | 0 | 0 | 0 | 0 | 0 | 0 | 0 | 0 | 0 | 0 | 0 | 0 | 0 | 0 | 0 | 0 | 0 | 0 | 0 | 0 | 0 | 0 | 0 | 0 | 0 | 0 | 0
F5_Commercial_School_New_Space Heating_Electric_Geothermal Heat Pump_E2 | F5 | Commercial | School | New | Space Heating | Electric | Geothermal Heat Pump | E2 | RIM BC Ratio | 0 | 0 | 0 | 0 | 0 | 0 | 0 | 0 | 0 | 0 | 0 | 0 | 0 | 0 | 0 | 0 | 0 | 0 | 0 | 0 | 0 | 0 | 0 | 0 | 0 | 0 | 0 | 0 | 0 | 0
F5_Commercial_School_New_Space Heating_Electric_Geothermal Heat Pump_E3 | F5 | Commercial | School | New | Space Heating | Electric | Geothermal Heat Pump | E3 | RIM BC Ratio | 0 | 0 | 0 | 0 | 0 | 0 | 0 | 0 | 0 | 0 | 0 | 0 | 0 | 0 | 0 | 0 | 0 | 0 | 0 | 0 | 0 | 0 | 0 | 0 | 0 | 0 | 0 | 0 | 0 | 0
F5_Commercial_School_New_Space Heating_Electric_Geothermal Heat Pump_E4 | F5 | Commercial | School | New | Space Heating | Electric | Geothermal Heat Pump | E4 | RIM BC Ratio | 0 | 0 | 0 | 0 | 0 | 0 | 0 | 0 | 0 | 0 | 0 | 0 | 0 | 0 | 0 | 0 | 0 | 0 | 0 | 0 | 0 | 0 | 0 | 0 | 0 | 0 | 0 | 0 | 0 | 0
F5_Commercial_School_New_Space Heating_Electric_Geothermal Heat Pump_E5 | F5 | Commercial | School | New | Space Heating | Electric | Geothermal Heat Pump | E5 | RIM BC Ratio | 0 | 0 | 0 | 0 | 0 | 0 | 0 | 0 | 0 | 0 | 0 | 0 | 0 | 0 | 0 | 0 | 0 | 0 | 0 | 0 | 0 | 0 | 0 | 0 | 0 | 0 | 0 | 0 | 0 | 0
F5_Commercial_School_New_Space Heating_Electric_Geothermal Heat Pump_E6 | F5 | Commercial | School | New | Space Heating | Electric | Geothermal Heat Pump | E6 | RIM BC Ratio | 0 | 0 | 0 | 0 | 0 | 0 | 0 | 0 | 0 | 0 | 0 | 0 | 0 | 0 | 0 | 0 | 0 | 0 | 0 | 0 | 0 | 0 | 0 | 0 | 0 | 0 | 0 | 0 | 0 | 0
F5_Commercial_School_New_Space Heating_Electric_Geothermal Heat Pump_E7 | F5 | Commercial | School | New | Space Heating | Electric | Geothermal Heat Pump | E7 | RIM BC Ratio | 0 | 0 | 0 | 0 | 0 | 0 | 0 | 0 | 0 | 0 | 0 | 0 | 0 | 0 | 0 | 0 | 0 | 0 | 0 | 0 | 0 | 0 | 0 | 0 | 0 | 0 | 0 | 0 | 0 | 0
F5_Commercial_School_New_Space Heating_Electric_Geothermal Heat Pump_E8 | F5 | Commercial | School | New | Space Heating | Electric | Geothermal Heat Pump | E8 | RIM BC Ratio | 0 | 0 | 0 | 0 | 0 | 0 | 0 | 0 | 0 | 0 | 0 | 0 | 0 | 0 | 0 | 0 | 0 | 0 | 0 | 0 | 0 | 0 | 0 | 0 | 0 | 0 | 0 | 0 | 0 | 0
F5_Commercial_School_New_Space Heating_Electric_Geothermal Heat Pump_E9 | F5 | Commercial | School | New | Space Heating | Electric | Geothermal Heat Pump | E9 | RIM BC Ratio | 0 | 0 | 0 | 0 | 0 | 0 | 0 | 0 | 0 | 0 | 0 | 0 | 0 | 0 | 0 | 0 | 0 | 0 | 0 | 0 | 0 | 0 | 0 | 0 | 0 | 0 | 0 | 0 | 0 | 0
F5_Commercial_School_New_Space Heating_Electric_Geothermal Heat Pump_E10 | F5 | Commercial | School | New | Space Heating | Electric | Geothermal Heat Pump | E10 | RIM BC Ratio | 0 | 0 | 0 | 0 | 0 | 0 | 0 | 0 | 0 | 0 | 0 | 0 | 0 | 0 | 0 | 0 | 0 | 0 | 0 | 0 | 0 | 0 | 0 | 0 | 0 | 0 | 0 | 0 | 0 | 0
F0_Commercial_School_New_Ventilation_Electric_Ventilation_E0 | F0 | Commercial | School | New | Ventilation | Electric | Ventilation | E0 | Economic Unit | 0 | 0 | 0 | 0 | 0 | 0 | 0 | 0 | 0 | 0 | 0 | 0 | 0 | 0 | 0 | 0 | 0 | 0 | 0 | 0 | 0 | 0 | 0 | 0 | 0 | 0 | 0 | 0 | 0 | 0
F1_Commercial_School_New_Ventilation_Electric_Ventilation_E1 | F1 | Commercial | School | New | Ventilation | Electric | Ventilation | E1 | CCE | 0 | 0 | 0 | 0 | 0 | 0 | 0 | 0 | 0 | 0 | 0 | 0 | 0 | 0 | 0 | 0 | 0 | 0 | 0 | 0 | 0 | 0 | 0 | 0 | 0 | 0 | 0 | 0 | 0 | 0
F1_Commercial_School_New_Ventilation_Electric_Ventilation_E2 | F1 | Commercial | School | New | Ventilation | Electric | Ventilation | E2 | CCE | 0 | 0 | 0 | 0 | 0 | 0 | 0 | 0 | 0 | 0 | 0 | 0 | 0 | 0 | 0 | 0 | 0 | 0 | 0 | 0 | 0 | 0 | 0 | 0 | 0 | 0 | 0 | 0 | 0 | 0
F1_Commercial_School_New_Ventilation_Electric_Ventilation_E3 | F1 | Commercial | School | New | Ventilation | Electric | Ventilation | E3 | CCE | 0 | 0 | 0 | 0 | 0 | 0 | 0 | 0 | 0 | 0 | 0 | 0 | 0 | 0 | 0 | 0 | 0 | 0 | 0 | 0 | 0 | 0 | 0 | 0 | 0 | 0 | 0 | 0 | 0 | 0
F1_Commercial_School_New_Ventilation_Electric_Ventilation_E4 | F1 | Commercial | School | New | Ventilation | Electric | Ventilation | E4 | CCE | 0 | 0 | 0 | 0 | 0 | 0 | 0 | 0 | 0 | 0 | 0 | 0 | 0 | 0 | 0 | 0 | 0 | 0 | 0 | 0 | 0 | 0 | 0 | 0 | 0 | 0 | 0 | 0 | 0 | 0
F1_Commercial_School_New_Ventilation_Electric_Ventilation_E5 | F1 | Commercial | School | New | Ventilation | Electric | Ventilation | E5 | CCE | 0 | 0 | 0 | 0 | 0 | 0 | 0 | 0 | 0 | 0 | 0 | 0 | 0 | 0 | 0 | 0 | 0 | 0 | 0 | 0 | 0 | 0 | 0 | 0 | 0 | 0 | 0 | 0 | 0 | 0
F1_Commercial_School_New_Ventilation_Electric_Ventilation_E6 | F1 | Commercial | School | New | Ventilation | Electric | Ventilation | E6 | CCE | 0 | 0 | 0 | 0 | 0 | 0 | 0 | 0 | 0 | 0 | 0 | 0 | 0 | 0 | 0 | 0 | 0 | 0 | 0 | 0 | 0 | 0 | 0 | 0 | 0 | 0 | 0 | 0 | 0 | 0
F1_Commercial_School_New_Ventilation_Electric_Ventilation_E7 | F1 | Commercial | School | New | Ventilation | Electric | Ventilation | E7 | CCE | 0 | 0 | 0 | 0 | 0 | 0 | 0 | 0 | 0 | 0 | 0 | 0 | 0 | 0 | 0 | 0 | 0 | 0 | 0 | 0 | 0 | 0 | 0 | 0 | 0 | 0 | 0 | 0 | 0 | 0
F1_Commercial_School_New_Ventilation_Electric_Ventilation_E8 | F1 | Commercial | School | New | Ventilation | Electric | Ventilation | E8 | CCE | 0 | 0 | 0 | 0 | 0 | 0 | 0 | 0 | 0 | 0 | 0 | 0 | 0 | 0 | 0 | 0 | 0 | 0 | 0 | 0 | 0 | 0 | 0 | 0 | 0 | 0 | 0 | 0 | 0 | 0
F1_Commercial_School_New_Ventilation_Electric_Ventilation_E9 | F1 | Commercial | School | New | Ventilation | Electric | Ventilation | E9 | CCE | 0 | 0 | 0 | 0 | 0 | 0 | 0 | 0 | 0 | 0 | 0 | 0 | 0 | 0 | 0 | 0 | 0 | 0 | 0 | 0 | 0 | 0 | 0 | 0 | 0 | 0 | 0 | 0 | 0 | 0
F1_Commercial_School_New_Ventilation_Electric_Ventilation_E10 | F1 | Commercial | School | New | Ventilation | Electric | Ventilation | E10 | CCE | 0 | 0 | 0 | 0 | 0 | 0 | 0 | 0 | 0 | 0 | 0 | 0 | 0 | 0 | 0 | 0 | 0 | 0 | 0 | 0 | 0 | 0 | 0 | 0 | 0 | 0 | 0 | 0 | 0 | 0
F2_Commercial_School_New_Ventilation_Electric_Ventilation_E1 | F2 | Commercial | School | New | Ventilation | Electric | Ventilation | E1 | TRC BC Ratio | 0 | 0 | 0 | 0 | 0 | 0 | 0 | 0 | 0 | 0 | 0 | 0 | 0 | 0 | 0 | 0 | 0 | 0 | 0 | 0 | 0 | 0 | 0 | 0 | 0 | 0 | 0 | 0 | 0 | 0
F2_Commercial_School_New_Ventilation_Electric_Ventilation_E2 | F2 | Commercial | School | New | Ventilation | Electric | Ventilation | E2 | TRC BC Ratio | 0 | 0 | 0 | 0 | 0 | 0 | 0 | 0 | 0 | 0 | 0 | 0 | 0 | 0 | 0 | 0 | 0 | 0 | 0 | 0 | 0 | 0 | 0 | 0 | 0 | 0 | 0 | 0 | 0 | 0
F2_Commercial_School_New_Ventilation_Electric_Ventilation_E3 | F2 | Commercial | School | New | Ventilation | Electric | Ventilation | E3 | TRC BC Ratio | 0 | 0 | 0 | 0 | 0 | 0 | 0 | 0 | 0 | 0 | 0 | 0 | 0 | 0 | 0 | 0 | 0 | 0 | 0 | 0 | 0 | 0 | 0 | 0 | 0 | 0 | 0 | 0 | 0 | 0
F2_Commercial_School_New_Ventilation_Electric_Ventilation_E4 | F2 | Commercial | School | New | Ventilation | Electric | Ventilation | E4 | TRC BC Ratio | 0 | 0 | 0 | 0 | 0 | 0 | 0 | 0 | 0 | 0 | 0 | 0 | 0 | 0 | 0 | 0 | 0 | 0 | 0 | 0 | 0 | 0 | 0 | 0 | 0 | 0 | 0 | 0 | 0 | 0
F2_Commercial_School_New_Ventilation_Electric_Ventilation_E5 | F2 | Commercial | School | New | Ventilation | Electric | Ventilation | E5 | TRC BC Ratio | 0 | 0 | 0 | 0 | 0 | 0 | 0 | 0 | 0 | 0 | 0 | 0 | 0 | 0 | 0 | 0 | 0 | 0 | 0 | 0 | 0 | 0 | 0 | 0 | 0 | 0 | 0 | 0 | 0 | 0
F2_Commercial_School_New_Ventilation_Electric_Ventilation_E6 | F2 | Commercial | School | New | Ventilation | Electric | Ventilation | E6 | TRC BC Ratio | 0 | 0 | 0 | 0 | 0 | 0 | 0 | 0 | 0 | 0 | 0 | 0 | 0 | 0 | 0 | 0 | 0 | 0 | 0 | 0 | 0 | 0 | 0 | 0 | 0 | 0 | 0 | 0 | 0 | 0
F2_Commercial_School_New_Ventilation_Electric_Ventilation_E7 | F2 | Commercial | School | New | Ventilation | Electric | Ventilation | E7 | TRC BC Ratio | 0 | 0 | 0 | 0 | 0 | 0 | 0 | 0 | 0 | 0 | 0 | 0 | 0 | 0 | 0 | 0 | 0 | 0 | 0 | 0 | 0 | 0 | 0 | 0 | 0 | 0 | 0 | 0 | 0 | 0
F2_Commercial_School_New_Ventilation_Electric_Ventilation_E8 | F2 | Commercial | School | New | Ventilation | Electric | Ventilation | E8 | TRC BC Ratio | 0 | 0 | 0 | 0 | 0 | 0 | 0 | 0 | 0 | 0 | 0 | 0 | 0 | 0 | 0 | 0 | 0 | 0 | 0 | 0 | 0 | 0 | 0 | 0 | 0 | 0 | 0 | 0 | 0 | 0
F2_Commercial_School_New_Ventilation_Electric_Ventilation_E9 | F2 | Commercial | School | New | Ventilation | Electric | Ventilation | E9 | TRC BC Ratio | 0 | 0 | 0 | 0 | 0 | 0 | 0 | 0 | 0 | 0 | 0 | 0 | 0 | 0 | 0 | 0 | 0 | 0 | 0 | 0 | 0 | 0 | 0 | 0 | 0 | 0 | 0 | 0 | 0 | 0
F2_Commercial_School_New_Ventilation_Electric_Ventilation_E10 | F2 | Commercial | School | New | Ventilation | Electric | Ventilation | E10 | TRC BC Ratio | 0 | 0 | 0 | 0 | 0 | 0 | 0 | 0 | 0 | 0 | 0 | 0 | 0 | 0 | 0 | 0 | 0 | 0 | 0 | 0 | 0 | 0 | 0 | 0 | 0 | 0 | 0 | 0 | 0 | 0
F3_Commercial_School_New_Ventilation_Electric_Ventilation_E1 | F3 | Commercial | School | New | Ventilation | Electric | Ventilation | E1 | PACT BC Ratio | 0 | 0 | 0 | 0 | 0 | 0 | 0 | 0 | 0 | 0 | 0 | 0 | 0 | 0 | 0 | 0 | 0 | 0 | 0 | 0 | 0 | 0 | 0 | 0 | 0 | 0 | 0 | 0 | 0 | 0
F3_Commercial_School_New_Ventilation_Electric_Ventilation_E2 | F3 | Commercial | School | New | Ventilation | Electric | Ventilation | E2 | PACT BC Ratio | 0 | 0 | 0 | 0 | 0 | 0 | 0 | 0 | 0 | 0 | 0 | 0 | 0 | 0 | 0 | 0 | 0 | 0 | 0 | 0 | 0 | 0 | 0 | 0 | 0 | 0 | 0 | 0 | 0 | 0
F3_Commercial_School_New_Ventilation_Electric_Ventilation_E3 | F3 | Commercial | School | New | Ventilation | Electric | Ventilation | E3 | PACT BC Ratio | 0 | 0 | 0 | 0 | 0 | 0 | 0 | 0 | 0 | 0 | 0 | 0 | 0 | 0 | 0 | 0 | 0 | 0 | 0 | 0 | 0 | 0 | 0 | 0 | 0 | 0 | 0 | 0 | 0 | 0
F3_Commercial_School_New_Ventilation_Electric_Ventilation_E4 | F3 | Commercial | School | New | Ventilation | Electric | Ventilation | E4 | PACT BC Ratio | 0 | 0 | 0 | 0 | 0 | 0 | 0 | 0 | 0 | 0 | 0 | 0 | 0 | 0 | 0 | 0 | 0 | 0 | 0 | 0 | 0 | 0 | 0 | 0 | 0 | 0 | 0 | 0 | 0 | 0
F3_Commercial_School_New_Ventilation_Electric_Ventilation_E5 | F3 | Commercial | School | New | Ventilation | Electric | Ventilation | E5 | PACT BC Ratio | 0 | 0 | 0 | 0 | 0 | 0 | 0 | 0 | 0 | 0 | 0 | 0 | 0 | 0 | 0 | 0 | 0 | 0 | 0 | 0 | 0 | 0 | 0 | 0 | 0 | 0 | 0 | 0 | 0 | 0
F3_Commercial_School_New_Ventilation_Electric_Ventilation_E6 | F3 | Commercial | School | New | Ventilation | Electric | Ventilation | E6 | PACT BC Ratio | 0 | 0 | 0 | 0 | 0 | 0 | 0 | 0 | 0 | 0 | 0 | 0 | 0 | 0 | 0 | 0 | 0 | 0 | 0 | 0 | 0 | 0 | 0 | 0 | 0 | 0 | 0 | 0 | 0 | 0
F3_Commercial_School_New_Ventilation_Electric_Ventilation_E7 | F3 | Commercial | School | New | Ventilation | Electric | Ventilation | E7 | PACT BC Ratio | 0 | 0 | 0 | 0 | 0 | 0 | 0 | 0 | 0 | 0 | 0 | 0 | 0 | 0 | 0 | 0 | 0 | 0 | 0 | 0 | 0 | 0 | 0 | 0 | 0 | 0 | 0 | 0 | 0 | 0
F3_Commercial_School_New_Ventilation_Electric_Ventilation_E8 | F3 | Commercial | School | New | Ventilation | Electric | Ventilation | E8 | PACT BC Ratio | 0 | 0 | 0 | 0 | 0 | 0 | 0 | 0 | 0 | 0 | 0 | 0 | 0 | 0 | 0 | 0 | 0 | 0 | 0 | 0 | 0 | 0 | 0 | 0 | 0 | 0 | 0 | 0 | 0 | 0
F3_Commercial_School_New_Ventilation_Electric_Ventilation_E9 | F3 | Commercial | School | New | Ventilation | Electric | Ventilation | E9 | PACT BC Ratio | 0 | 0 | 0 | 0 | 0 | 0 | 0 | 0 | 0 | 0 | 0 | 0 | 0 | 0 | 0 | 0 | 0 | 0 | 0 | 0 | 0 | 0 | 0 | 0 | 0 | 0 | 0 | 0 | 0 | 0
F3_Commercial_School_New_Ventilation_Electric_Ventilation_E10 | F3 | Commercial | School | New | Ventilation | Electric | Ventilation | E10 | PACT BC Ratio | 0 | 0 | 0 | 0 | 0 | 0 | 0 | 0 | 0 | 0 | 0 | 0 | 0 | 0 | 0 | 0 | 0 | 0 | 0 | 0 | 0 | 0 | 0 | 0 | 0 | 0 | 0 | 0 | 0 | 0
F4_Commercial_School_New_Ventilation_Electric_Ventilation_E1 | F4 | Commercial | School | New | Ventilation | Electric | Ventilation | E1 | RVT BC Ratio | 0 | 0 | 0 | 0 | 0 | 0 | 0 | 0 | 0 | 0 | 0 | 0 | 0 | 0 | 0 | 0 | 0 | 0 | 0 | 0 | 0 | 0 | 0 | 0 | 0 | 0 | 0 | 0 | 0 | 0
F4_Commercial_School_New_Ventilation_Electric_Ventilation_E2 | F4 | Commercial | School | New | Ventilation | Electric | Ventilation | E2 | RVT BC Ratio | 0 | 0 | 0 | 0 | 0 | 0 | 0 | 0 | 0 | 0 | 0 | 0 | 0 | 0 | 0 | 0 | 0 | 0 | 0 | 0 | 0 | 0 | 0 | 0 | 0 | 0 | 0 | 0 | 0 | 0
F4_Commercial_School_New_Ventilation_Electric_Ventilation_E3 | F4 | Commercial | School | New | Ventilation | Electric | Ventilation | E3 | RVT BC Ratio | 0 | 0 | 0 | 0 | 0 | 0 | 0 | 0 | 0 | 0 | 0 | 0 | 0 | 0 | 0 | 0 | 0 | 0 | 0 | 0 | 0 | 0 | 0 | 0 | 0 | 0 | 0 | 0 | 0 | 0
F4_Commercial_School_New_Ventilation_Electric_Ventilation_E4 | F4 | Commercial | School | New | Ventilation | Electric | Ventilation | E4 | RVT BC Ratio | 0 | 0 | 0 | 0 | 0 | 0 | 0 | 0 | 0 | 0 | 0 | 0 | 0 | 0 | 0 | 0 | 0 | 0 | 0 | 0 | 0 | 0 | 0 | 0 | 0 | 0 | 0 | 0 | 0 | 0
F4_Commercial_School_New_Ventilation_Electric_Ventilation_E5 | F4 | Commercial | School | New | Ventilation | Electric | Ventilation | E5 | RVT BC Ratio | 0 | 0 | 0 | 0 | 0 | 0 | 0 | 0 | 0 | 0 | 0 | 0 | 0 | 0 | 0 | 0 | 0 | 0 | 0 | 0 | 0 | 0 | 0 | 0 | 0 | 0 | 0 | 0 | 0 | 0
F4_Commercial_School_New_Ventilation_Electric_Ventilation_E6 | F4 | Commercial | School | New | Ventilation | Electric | Ventilation | E6 | RVT BC Ratio | 0 | 0 | 0 | 0 | 0 | 0 | 0 | 0 | 0 | 0 | 0 | 0 | 0 | 0 | 0 | 0 | 0 | 0 | 0 | 0 | 0 | 0 | 0 | 0 | 0 | 0 | 0 | 0 | 0 | 0
F4_Commercial_School_New_Ventilation_Electric_Ventilation_E7 | F4 | Commercial | School | New | Ventilation | Electric | Ventilation | E7 | RVT BC Ratio | 0 | 0 | 0 | 0 | 0 | 0 | 0 | 0 | 0 | 0 | 0 | 0 | 0 | 0 | 0 | 0 | 0 | 0 | 0 | 0 | 0 | 0 | 0 | 0 | 0 | 0 | 0 | 0 | 0 | 0
F4_Commercial_School_New_Ventilation_Electric_Ventilation_E8 | F4 | Commercial | School | New | Ventilation | Electric | Ventilation | E8 | RVT BC Ratio | 0 | 0 | 0 | 0 | 0 | 0 | 0 | 0 | 0 | 0 | 0 | 0 | 0 | 0 | 0 | 0 | 0 | 0 | 0 | 0 | 0 | 0 | 0 | 0 | 0 | 0 | 0 | 0 | 0 | 0
F4_Commercial_School_New_Ventilation_Electric_Ventilation_E9 | F4 | Commercial | School | New | Ventilation | Electric | Ventilation | E9 | RVT BC Ratio | 0 | 0 | 0 | 0 | 0 | 0 | 0 | 0 | 0 | 0 | 0 | 0 | 0 | 0 | 0 | 0 | 0 | 0 | 0 | 0 | 0 | 0 | 0 | 0 | 0 | 0 | 0 | 0 | 0 | 0
F4_Commercial_School_New_Ventilation_Electric_Ventilation_E10 | F4 | Commercial | School | New | Ventilation | Electric | Ventilation | E10 | RVT BC Ratio | 0 | 0 | 0 | 0 | 0 | 0 | 0 | 0 | 0 | 0 | 0 | 0 | 0 | 0 | 0 | 0 | 0 | 0 | 0 | 0 | 0 | 0 | 0 | 0 | 0 | 0 | 0 | 0 | 0 | 0
F5_Commercial_School_New_Ventilation_Electric_Ventilation_E1 | F5 | Commercial | School | New | Ventilation | Electric | Ventilation | E1 | RIM BC Ratio | 0 | 0 | 0 | 0 | 0 | 0 | 0 | 0 | 0 | 0 | 0 | 0 | 0 | 0 | 0 | 0 | 0 | 0 | 0 | 0 | 0 | 0 | 0 | 0 | 0 | 0 | 0 | 0 | 0 | 0
F5_Commercial_School_New_Ventilation_Electric_Ventilation_E2 | F5 | Commercial | School | New | Ventilation | Electric | Ventilation | E2 | RIM BC Ratio | 0 | 0 | 0 | 0 | 0 | 0 | 0 | 0 | 0 | 0 | 0 | 0 | 0 | 0 | 0 | 0 | 0 | 0 | 0 | 0 | 0 | 0 | 0 | 0 | 0 | 0 | 0 | 0 | 0 | 0
F5_Commercial_School_New_Ventilation_Electric_Ventilation_E3 | F5 | Commercial | School | New | Ventilation | Electric | Ventilation | E3 | RIM BC Ratio | 0 | 0 | 0 | 0 | 0 | 0 | 0 | 0 | 0 | 0 | 0 | 0 | 0 | 0 | 0 | 0 | 0 | 0 | 0 | 0 | 0 | 0 | 0 | 0 | 0 | 0 | 0 | 0 | 0 | 0
F5_Commercial_School_New_Ventilation_Electric_Ventilation_E4 | F5 | Commercial | School | New | Ventilation | Electric | Ventilation | E4 | RIM BC Ratio | 0 | 0 | 0 | 0 | 0 | 0 | 0 | 0 | 0 | 0 | 0 | 0 | 0 | 0 | 0 | 0 | 0 | 0 | 0 | 0 | 0 | 0 | 0 | 0 | 0 | 0 | 0 | 0 | 0 | 0
F5_Commercial_School_New_Ventilation_Electric_Ventilation_E5 | F5 | Commercial | School | New | Ventilation | Electric | Ventilation | E5 | RIM BC Ratio | 0 | 0 | 0 | 0 | 0 | 0 | 0 | 0 | 0 | 0 | 0 | 0 | 0 | 0 | 0 | 0 | 0 | 0 | 0 | 0 | 0 | 0 | 0 | 0 | 0 | 0 | 0 | 0 | 0 | 0
F5_Commercial_School_New_Ventilation_Electric_Ventilation_E6 | F5 | Commercial | School | New | Ventilation | Electric | Ventilation | E6 | RIM BC Ratio | 0 | 0 | 0 | 0 | 0 | 0 | 0 | 0 | 0 | 0 | 0 | 0 | 0 | 0 | 0 | 0 | 0 | 0 | 0 | 0 | 0 | 0 | 0 | 0 | 0 | 0 | 0 | 0 | 0 | 0
F5_Commercial_School_New_Ventilation_Electric_Ventilation_E7 | F5 | Commercial | School | New | Ventilation | Electric | Ventilation | E7 | RIM BC Ratio | 0 | 0 | 0 | 0 | 0 | 0 | 0 | 0 | 0 | 0 | 0 | 0 | 0 | 0 | 0 | 0 | 0 | 0 | 0 | 0 | 0 | 0 | 0 | 0 | 0 | 0 | 0 | 0 | 0 | 0
F5_Commercial_School_New_Ventilation_Electric_Ventilation_E8 | F5 | Commercial | School | New | Ventilation | Electric | Ventilation | E8 | RIM BC Ratio | 0 | 0 | 0 | 0 | 0 | 0 | 0 | 0 | 0 | 0 | 0 | 0 | 0 | 0 | 0 | 0 | 0 | 0 | 0 | 0 | 0 | 0 | 0 | 0 | 0 | 0 | 0 | 0 | 0 | 0
F5_Commercial_School_New_Ventilation_Electric_Ventilation_E9 | F5 | Commercial | School | New | Ventilation | Electric | Ventilation | E9 | RIM BC Ratio | 0 | 0 | 0 | 0 | 0 | 0 | 0 | 0 | 0 | 0 | 0 | 0 | 0 | 0 | 0 | 0 | 0 | 0 | 0 | 0 | 0 | 0 | 0 | 0 | 0 | 0 | 0 | 0 | 0 | 0
F5_Commercial_School_New_Ventilation_Electric_Ventilation_E10 | F5 | Commercial | School | New | Ventilation | Electric | Ventilation | E10 | RIM BC Ratio | 0 | 0 | 0 | 0 | 0 | 0 | 0 | 0 | 0 | 0 | 0 | 0 | 0 | 0 | 0 | 0 | 0 | 0 | 0 | 0 | 0 | 0 | 0 | 0 | 0 | 0 | 0 | 0 | 0 | 0
F0_Commercial_School_New_Water Heating_Electric_Water Heater_E0 | F0 | Commercial | School | New | Water Heating | Electric | Water Heater | E0 | Economic Unit | 0 | 0 | 0 | 0 | 0 | 0 | 0 | 0 | 0 | 0 | 0 | 0 | 0 | 0 | 0 | 0 | 0 | 0 | 0 | 0 | 0 | 0 | 0 | 0 | 0 | 0 | 0 | 0 | 0 | 0
F1_Commercial_School_New_Water Heating_Electric_Water Heater_E1 | F1 | Commercial | School | New | Water Heating | Electric | Water Heater | E1 | CCE | 0 | 0 | 0 | 0 | 0 | 0 | 0 | 0 | 0 | 0 | 0 | 0 | 0 | 0 | 0 | 0 | 0 | 0 | 0 | 0 | 0 | 0 | 0 | 0 | 0 | 0 | 0 | 0 | 0 | 0
F1_Commercial_School_New_Water Heating_Electric_Water Heater_E2 | F1 | Commercial | School | New | Water Heating | Electric | Water Heater | E2 | CCE | 0 | 0 | 0 | 0 | 0 | 0 | 0 | 0 | 0 | 0 | 0 | 0 | 0 | 0 | 0 | 0 | 0 | 0 | 0 | 0 | 0 | 0 | 0 | 0 | 0 | 0 | 0 | 0 | 0 | 0
F1_Commercial_School_New_Water Heating_Electric_Water Heater_E3 | F1 | Commercial | School | New | Water Heating | Electric | Water Heater | E3 | CCE | 0 | 0 | 0 | 0 | 0 | 0 | 0 | 0 | 0 | 0 | 0 | 0 | 0 | 0 | 0 | 0 | 0 | 0 | 0 | 0 | 0 | 0 | 0 | 0 | 0 | 0 | 0 | 0 | 0 | 0
F1_Commercial_School_New_Water Heating_Electric_Water Heater_E4 | F1 | Commercial | School | New | Water Heating | Electric | Water Heater | E4 | CCE | 0 | 0 | 0 | 0 | 0 | 0 | 0 | 0 | 0 | 0 | 0 | 0 | 0 | 0 | 0 | 0 | 0 | 0 | 0 | 0 | 0 | 0 | 0 | 0 | 0 | 0 | 0 | 0 | 0 | 0
F1_Commercial_School_New_Water Heating_Electric_Water Heater_E5 | F1 | Commercial | School | New | Water Heating | Electric | Water Heater | E5 | CCE | 0 | 0 | 0 | 0 | 0 | 0 | 0 | 0 | 0 | 0 | 0 | 0 | 0 | 0 | 0 | 0 | 0 | 0 | 0 | 0 | 0 | 0 | 0 | 0 | 0 | 0 | 0 | 0 | 0 | 0
F1_Commercial_School_New_Water Heating_Electric_Water Heater_E6 | F1 | Commercial | School | New | Water Heating | Electric | Water Heater | E6 | CCE | 0 | 0 | 0 | 0 | 0 | 0 | 0 | 0 | 0 | 0 | 0 | 0 | 0 | 0 | 0 | 0 | 0 | 0 | 0 | 0 | 0 | 0 | 0 | 0 | 0 | 0 | 0 | 0 | 0 | 0
F1_Commercial_School_New_Water Heating_Electric_Water Heater_E7 | F1 | Commercial | School | New | Water Heating | Electric | Water Heater | E7 | CCE | 0 | 0 | 0 | 0 | 0 | 0 | 0 | 0 | 0 | 0 | 0 | 0 | 0 | 0 | 0 | 0 | 0 | 0 | 0 | 0 | 0 | 0 | 0 | 0 | 0 | 0 | 0 | 0 | 0 | 0
F1_Commercial_School_New_Water Heating_Electric_Water Heater_E8 | F1 | Commercial | School | New | Water Heating | Electric | Water Heater | E8 | CCE | 0 | 0 | 0 | 0 | 0 | 0 | 0 | 0 | 0 | 0 | 0 | 0 | 0 | 0 | 0 | 0 | 0 | 0 | 0 | 0 | 0 | 0 | 0 | 0 | 0 | 0 | 0 | 0 | 0 | 0
F1_Commercial_School_New_Water Heating_Electric_Water Heater_E9 | F1 | Commercial | School | New | Water Heating | Electric | Water Heater | E9 | CCE | 0 | 0 | 0 | 0 | 0 | 0 | 0 | 0 | 0 | 0 | 0 | 0 | 0 | 0 | 0 | 0 | 0 | 0 | 0 | 0 | 0 | 0 | 0 | 0 | 0 | 0 | 0 | 0 | 0 | 0
F1_Commercial_School_New_Water Heating_Electric_Water Heater_E10 | F1 | Commercial | School | New | Water Heating | Electric | Water Heater | E10 | CCE | 0 | 0 | 0 | 0 | 0 | 0 | 0 | 0 | 0 | 0 | 0 | 0 | 0 | 0 | 0 | 0 | 0 | 0 | 0 | 0 | 0 | 0 | 0 | 0 | 0 | 0 | 0 | 0 | 0 | 0
F2_Commercial_School_New_Water Heating_Electric_Water Heater_E1 | F2 | Commercial | School | New | Water Heating | Electric | Water Heater | E1 | TRC BC Ratio | 0 | 0 | 0 | 0 | 0 | 0 | 0 | 0 | 0 | 0 | 0 | 0 | 0 | 0 | 0 | 0 | 0 | 0 | 0 | 0 | 0 | 0 | 0 | 0 | 0 | 0 | 0 | 0 | 0 | 0
F2_Commercial_School_New_Water Heating_Electric_Water Heater_E2 | F2 | Commercial | School | New | Water Heating | Electric | Water Heater | E2 | TRC BC Ratio | 0 | 0 | 0 | 0 | 0 | 0 | 0 | 0 | 0 | 0 | 0 | 0 | 0 | 0 | 0 | 0 | 0 | 0 | 0 | 0 | 0 | 0 | 0 | 0 | 0 | 0 | 0 | 0 | 0 | 0
F2_Commercial_School_New_Water Heating_Electric_Water Heater_E3 | F2 | Commercial | School | New | Water Heating | Electric | Water Heater | E3 | TRC BC Ratio | 0 | 0 | 0 | 0 | 0 | 0 | 0 | 0 | 0 | 0 | 0 | 0 | 0 | 0 | 0 | 0 | 0 | 0 | 0 | 0 | 0 | 0 | 0 | 0 | 0 | 0 | 0 | 0 | 0 | 0
F2_Commercial_School_New_Water Heating_Electric_Water Heater_E4 | F2 | Commercial | School | New | Water Heating | Electric | Water Heater | E4 | TRC BC Ratio | 0 | 0 | 0 | 0 | 0 | 0 | 0 | 0 | 0 | 0 | 0 | 0 | 0 | 0 | 0 | 0 | 0 | 0 | 0 | 0 | 0 | 0 | 0 | 0 | 0 | 0 | 0 | 0 | 0 | 0
F2_Commercial_School_New_Water Heating_Electric_Water Heater_E5 | F2 | Commercial | School | New | Water Heating | Electric | Water Heater | E5 | TRC BC Ratio | 0 | 0 | 0 | 0 | 0 | 0 | 0 | 0 | 0 | 0 | 0 | 0 | 0 | 0 | 0 | 0 | 0 | 0 | 0 | 0 | 0 | 0 | 0 | 0 | 0 | 0 | 0 | 0 | 0 | 0
F2_Commercial_School_New_Water Heating_Electric_Water Heater_E6 | F2 | Commercial | School | New | Water Heating | Electric | Water Heater | E6 | TRC BC Ratio | 0 | 0 | 0 | 0 | 0 | 0 | 0 | 0 | 0 | 0 | 0 | 0 | 0 | 0 | 0 | 0 | 0 | 0 | 0 | 0 | 0 | 0 | 0 | 0 | 0 | 0 | 0 | 0 | 0 | 0
F2_Commercial_School_New_Water Heating_Electric_Water Heater_E7 | F2 | Commercial | School | New | Water Heating | Electric | Water Heater | E7 | TRC BC Ratio | 0 | 0 | 0 | 0 | 0 | 0 | 0 | 0 | 0 | 0 | 0 | 0 | 0 | 0 | 0 | 0 | 0 | 0 | 0 | 0 | 0 | 0 | 0 | 0 | 0 | 0 | 0 | 0 | 0 | 0
F2_Commercial_School_New_Water Heating_Electric_Water Heater_E8 | F2 | Commercial | School | New | Water Heating | Electric | Water Heater | E8 | TRC BC Ratio | 0 | 0 | 0 | 0 | 0 | 0 | 0 | 0 | 0 | 0 | 0 | 0 | 0 | 0 | 0 | 0 | 0 | 0 | 0 | 0 | 0 | 0 | 0 | 0 | 0 | 0 | 0 | 0 | 0 | 0
F2_Commercial_School_New_Water Heating_Electric_Water Heater_E9 | F2 | Commercial | School | New | Water Heating | Electric | Water Heater | E9 | TRC BC Ratio | 0 | 0 | 0 | 0 | 0 | 0 | 0 | 0 | 0 | 0 | 0 | 0 | 0 | 0 | 0 | 0 | 0 | 0 | 0 | 0 | 0 | 0 | 0 | 0 | 0 | 0 | 0 | 0 | 0 | 0
F2_Commercial_School_New_Water Heating_Electric_Water Heater_E10 | F2 | Commercial | School | New | Water Heating | Electric | Water Heater | E10 | TRC BC Ratio | 0 | 0 | 0 | 0 | 0 | 0 | 0 | 0 | 0 | 0 | 0 | 0 | 0 | 0 | 0 | 0 | 0 | 0 | 0 | 0 | 0 | 0 | 0 | 0 | 0 | 0 | 0 | 0 | 0 | 0
F3_Commercial_School_New_Water Heating_Electric_Water Heater_E1 | F3 | Commercial | School | New | Water Heating | Electric | Water Heater | E1 | PACT BC Ratio | 0 | 0 | 0 | 0 | 0 | 0 | 0 | 0 | 0 | 0 | 0 | 0 | 0 | 0 | 0 | 0 | 0 | 0 | 0 | 0 | 0 | 0 | 0 | 0 | 0 | 0 | 0 | 0 | 0 | 0
F3_Commercial_School_New_Water Heating_Electric_Water Heater_E2 | F3 | Commercial | School | New | Water Heating | Electric | Water Heater | E2 | PACT BC Ratio | 0 | 0 | 0 | 0 | 0 | 0 | 0 | 0 | 0 | 0 | 0 | 0 | 0 | 0 | 0 | 0 | 0 | 0 | 0 | 0 | 0 | 0 | 0 | 0 | 0 | 0 | 0 | 0 | 0 | 0
F3_Commercial_School_New_Water Heating_Electric_Water Heater_E3 | F3 | Commercial | School | New | Water Heating | Electric | Water Heater | E3 | PACT BC Ratio | 0 | 0 | 0 | 0 | 0 | 0 | 0 | 0 | 0 | 0 | 0 | 0 | 0 | 0 | 0 | 0 | 0 | 0 | 0 | 0 | 0 | 0 | 0 | 0 | 0 | 0 | 0 | 0 | 0 | 0
F3_Commercial_School_New_Water Heating_Electric_Water Heater_E4 | F3 | Commercial | School | New | Water Heating | Electric | Water Heater | E4 | PACT BC Ratio | 0 | 0 | 0 | 0 | 0 | 0 | 0 | 0 | 0 | 0 | 0 | 0 | 0 | 0 | 0 | 0 | 0 | 0 | 0 | 0 | 0 | 0 | 0 | 0 | 0 | 0 | 0 | 0 | 0 | 0
F3_Commercial_School_New_Water Heating_Electric_Water Heater_E5 | F3 | Commercial | School | New | Water Heating | Electric | Water Heater | E5 | PACT BC Ratio | 0 | 0 | 0 | 0 | 0 | 0 | 0 | 0 | 0 | 0 | 0 | 0 | 0 | 0 | 0 | 0 | 0 | 0 | 0 | 0 | 0 | 0 | 0 | 0 | 0 | 0 | 0 | 0 | 0 | 0
F3_Commercial_School_New_Water Heating_Electric_Water Heater_E6 | F3 | Commercial | School | New | Water Heating | Electric | Water Heater | E6 | PACT BC Ratio | 0 | 0 | 0 | 0 | 0 | 0 | 0 | 0 | 0 | 0 | 0 | 0 | 0 | 0 | 0 | 0 | 0 | 0 | 0 | 0 | 0 | 0 | 0 | 0 | 0 | 0 | 0 | 0 | 0 | 0
F3_Commercial_School_New_Water Heating_Electric_Water Heater_E7 | F3 | Commercial | School | New | Water Heating | Electric | Water Heater | E7 | PACT BC Ratio | 0 | 0 | 0 | 0 | 0 | 0 | 0 | 0 | 0 | 0 | 0 | 0 | 0 | 0 | 0 | 0 | 0 | 0 | 0 | 0 | 0 | 0 | 0 | 0 | 0 | 0 | 0 | 0 | 0 | 0
F3_Commercial_School_New_Water Heating_Electric_Water Heater_E8 | F3 | Commercial | School | New | Water Heating | Electric | Water Heater | E8 | PACT BC Ratio | 0 | 0 | 0 | 0 | 0 | 0 | 0 | 0 | 0 | 0 | 0 | 0 | 0 | 0 | 0 | 0 | 0 | 0 | 0 | 0 | 0 | 0 | 0 | 0 | 0 | 0 | 0 | 0 | 0 | 0
F3_Commercial_School_New_Water Heating_Electric_Water Heater_E9 | F3 | Commercial | School | New | Water Heating | Electric | Water Heater | E9 | PACT BC Ratio | 0 | 0 | 0 | 0 | 0 | 0 | 0 | 0 | 0 | 0 | 0 | 0 | 0 | 0 | 0 | 0 | 0 | 0 | 0 | 0 | 0 | 0 | 0 | 0 | 0 | 0 | 0 | 0 | 0 | 0
F3_Commercial_School_New_Water Heating_Electric_Water Heater_E10 | F3 | Commercial | School | New | Water Heating | Electric | Water Heater | E10 | PACT BC Ratio | 0 | 0 | 0 | 0 | 0 | 0 | 0 | 0 | 0 | 0 | 0 | 0 | 0 | 0 | 0 | 0 | 0 | 0 | 0 | 0 | 0 | 0 | 0 | 0 | 0 | 0 | 0 | 0 | 0 | 0
F4_Commercial_School_New_Water Heating_Electric_Water Heater_E1 | F4 | Commercial | School | New | Water Heating | Electric | Water Heater | E1 | RVT BC Ratio | 0 | 0 | 0 | 0 | 0 | 0 | 0 | 0 | 0 | 0 | 0 | 0 | 0 | 0 | 0 | 0 | 0 | 0 | 0 | 0 | 0 | 0 | 0 | 0 | 0 | 0 | 0 | 0 | 0 | 0
F4_Commercial_School_New_Water Heating_Electric_Water Heater_E2 | F4 | Commercial | School | New | Water Heating | Electric | Water Heater | E2 | RVT BC Ratio | 0 | 0 | 0 | 0 | 0 | 0 | 0 | 0 | 0 | 0 | 0 | 0 | 0 | 0 | 0 | 0 | 0 | 0 | 0 | 0 | 0 | 0 | 0 | 0 | 0 | 0 | 0 | 0 | 0 | 0
F4_Commercial_School_New_Water Heating_Electric_Water Heater_E3 | F4 | Commercial | School | New | Water Heating | Electric | Water Heater | E3 | RVT BC Ratio | 0 | 0 | 0 | 0 | 0 | 0 | 0 | 0 | 0 | 0 | 0 | 0 | 0 | 0 | 0 | 0 | 0 | 0 | 0 | 0 | 0 | 0 | 0 | 0 | 0 | 0 | 0 | 0 | 0 | 0
F4_Commercial_School_New_Water Heating_Electric_Water Heater_E4 | F4 | Commercial | School | New | Water Heating | Electric | Water Heater | E4 | RVT BC Ratio | 0 | 0 | 0 | 0 | 0 | 0 | 0 | 0 | 0 | 0 | 0 | 0 | 0 | 0 | 0 | 0 | 0 | 0 | 0 | 0 | 0 | 0 | 0 | 0 | 0 | 0 | 0 | 0 | 0 | 0
F4_Commercial_School_New_Water Heating_Electric_Water Heater_E5 | F4 | Commercial | School | New | Water Heating | Electric | Water Heater | E5 | RVT BC Ratio | 0 | 0 | 0 | 0 | 0 | 0 | 0 | 0 | 0 | 0 | 0 | 0 | 0 | 0 | 0 | 0 | 0 | 0 | 0 | 0 | 0 | 0 | 0 | 0 | 0 | 0 | 0 | 0 | 0 | 0
F4_Commercial_School_New_Water Heating_Electric_Water Heater_E6 | F4 | Commercial | School | New | Water Heating | Electric | Water Heater | E6 | RVT BC Ratio | 0 | 0 | 0 | 0 | 0 | 0 | 0 | 0 | 0 | 0 | 0 | 0 | 0 | 0 | 0 | 0 | 0 | 0 | 0 | 0 | 0 | 0 | 0 | 0 | 0 | 0 | 0 | 0 | 0 | 0
F4_Commercial_School_New_Water Heating_Electric_Water Heater_E7 | F4 | Commercial | School | New | Water Heating | Electric | Water Heater | E7 | RVT BC Ratio | 0 | 0 | 0 | 0 | 0 | 0 | 0 | 0 | 0 | 0 | 0 | 0 | 0 | 0 | 0 | 0 | 0 | 0 | 0 | 0 | 0 | 0 | 0 | 0 | 0 | 0 | 0 | 0 | 0 | 0
F4_Commercial_School_New_Water Heating_Electric_Water Heater_E8 | F4 | Commercial | School | New | Water Heating | Electric | Water Heater | E8 | RVT BC Ratio | 0 | 0 | 0 | 0 | 0 | 0 | 0 | 0 | 0 | 0 | 0 | 0 | 0 | 0 | 0 | 0 | 0 | 0 | 0 | 0 | 0 | 0 | 0 | 0 | 0 | 0 | 0 | 0 | 0 | 0
F4_Commercial_School_New_Water Heating_Electric_Water Heater_E9 | F4 | Commercial | School | New | Water Heating | Electric | Water Heater | E9 | RVT BC Ratio | 0 | 0 | 0 | 0 | 0 | 0 | 0 | 0 | 0 | 0 | 0 | 0 | 0 | 0 | 0 | 0 | 0 | 0 | 0 | 0 | 0 | 0 | 0 | 0 | 0 | 0 | 0 | 0 | 0 | 0
F4_Commercial_School_New_Water Heating_Electric_Water Heater_E10 | F4 | Commercial | School | New | Water Heating | Electric | Water Heater | E10 | RVT BC Ratio | 0 | 0 | 0 | 0 | 0 | 0 | 0 | 0 | 0 | 0 | 0 | 0 | 0 | 0 | 0 | 0 | 0 | 0 | 0 | 0 | 0 | 0 | 0 | 0 | 0 | 0 | 0 | 0 | 0 | 0
F5_Commercial_School_New_Water Heating_Electric_Water Heater_E1 | F5 | Commercial | School | New | Water Heating | Electric | Water Heater | E1 | RIM BC Ratio | 0 | 0 | 0 | 0 | 0 | 0 | 0 | 0 | 0 | 0 | 0 | 0 | 0 | 0 | 0 | 0 | 0 | 0 | 0 | 0 | 0 | 0 | 0 | 0 | 0 | 0 | 0 | 0 | 0 | 0
F5_Commercial_School_New_Water Heating_Electric_Water Heater_E2 | F5 | Commercial | School | New | Water Heating | Electric | Water Heater | E2 | RIM BC Ratio | 0 | 0 | 0 | 0 | 0 | 0 | 0 | 0 | 0 | 0 | 0 | 0 | 0 | 0 | 0 | 0 | 0 | 0 | 0 | 0 | 0 | 0 | 0 | 0 | 0 | 0 | 0 | 0 | 0 | 0
F5_Commercial_School_New_Water Heating_Electric_Water Heater_E3 | F5 | Commercial | School | New | Water Heating | Electric | Water Heater | E3 | RIM BC Ratio | 0 | 0 | 0 | 0 | 0 | 0 | 0 | 0 | 0 | 0 | 0 | 0 | 0 | 0 | 0 | 0 | 0 | 0 | 0 | 0 | 0 | 0 | 0 | 0 | 0 | 0 | 0 | 0 | 0 | 0
F5_Commercial_School_New_Water Heating_Electric_Water Heater_E4 | F5 | Commercial | School | New | Water Heating | Electric | Water Heater | E4 | RIM BC Ratio | 0 | 0 | 0 | 0 | 0 | 0 | 0 | 0 | 0 | 0 | 0 | 0 | 0 | 0 | 0 | 0 | 0 | 0 | 0 | 0 | 0 | 0 | 0 | 0 | 0 | 0 | 0 | 0 | 0 | 0
F5_Commercial_School_New_Water Heating_Electric_Water Heater_E5 | F5 | Commercial | School | New | Water Heating | Electric | Water Heater | E5 | RIM BC Ratio | 0 | 0 | 0 | 0 | 0 | 0 | 0 | 0 | 0 | 0 | 0 | 0 | 0 | 0 | 0 | 0 | 0 | 0 | 0 | 0 | 0 | 0 | 0 | 0 | 0 | 0 | 0 | 0 | 0 | 0
F5_Commercial_School_New_Water Heating_Electric_Water Heater_E6 | F5 | Commercial | School | New | Water Heating | Electric | Water Heater | E6 | RIM BC Ratio | 0 | 0 | 0 | 0 | 0 | 0 | 0 | 0 | 0 | 0 | 0 | 0 | 0 | 0 | 0 | 0 | 0 | 0 | 0 | 0 | 0 | 0 | 0 | 0 | 0 | 0 | 0 | 0 | 0 | 0
F5_Commercial_School_New_Water Heating_Electric_Water Heater_E7 | F5 | Commercial | School | New | Water Heating | Electric | Water Heater | E7 | RIM BC Ratio | 0 | 0 | 0 | 0 | 0 | 0 | 0 | 0 | 0 | 0 | 0 | 0 | 0 | 0 | 0 | 0 | 0 | 0 | 0 | 0 | 0 | 0 | 0 | 0 | 0 | 0 | 0 | 0 | 0 | 0
F5_Commercial_School_New_Water Heating_Electric_Water Heater_E8 | F5 | Commercial | School | New | Water Heating | Electric | Water Heater | E8 | RIM BC Ratio | 0 | 0 | 0 | 0 | 0 | 0 | 0 | 0 | 0 | 0 | 0 | 0 | 0 | 0 | 0 | 0 | 0 | 0 | 0 | 0 | 0 | 0 | 0 | 0 | 0 | 0 | 0 | 0 | 0 | 0
F5_Commercial_School_New_Water Heating_Electric_Water Heater_E9 | F5 | Commercial | School | New | Water Heating | Electric | Water Heater | E9 | RIM BC Ratio | 0 | 0 | 0 | 0 | 0 | 0 | 0 | 0 | 0 | 0 | 0 | 0 | 0 | 0 | 0 | 0 | 0 | 0 | 0 | 0 | 0 | 0 | 0 | 0 | 0 | 0 | 0 | 0 | 0 | 0
F5_Commercial_School_New_Water Heating_Electric_Water Heater_E10 | F5 | Commercial | School | New | Water Heating | Electric | Water Heater | E10 | RIM BC Ratio | 0 | 0 | 0 | 0 | 0 | 0 | 0 | 0 | 0 | 0 | 0 | 0 | 0 | 0 | 0 | 0 | 0 | 0 | 0 | 0 | 0 | 0 | 0 | 0 | 0 | 0 | 0 | 0 | 0 | 0
F0_Commercial_School_New_Interior Lighting_Electric_General Service Lighting_E0 | F0 | Commercial | School | New | Interior Lighting | Electric | General Service Lighting | E0 | Economic Unit | 0 | 0 | 0 | 0 | 0 | 0 | 0 | 0 | 0 | 0 | 0 | 0 | 0 | 0 | 0 | 0 | 0 | 0 | 0 | 0 | 0 | 0 | 0 | 0 | 0 | 0 | 0 | 0 | 0 | 0
F1_Commercial_School_New_Interior Lighting_Electric_General Service Lighting_E1 | F1 | Commercial | School | New | Interior Lighting | Electric | General Service Lighting | E1 | CCE | 0 | 0 | 0 | 0 | 0 | 0 | 0 | 0 | 0 | 0 | 0 | 0 | 0 | 0 | 0 | 0 | 0 | 0 | 0 | 0 | 0 | 0 | 0 | 0 | 0 | 0 | 0 | 0 | 0 | 0
F1_Commercial_School_New_Interior Lighting_Electric_General Service Lighting_E2 | F1 | Commercial | School | New | Interior Lighting | Electric | General Service Lighting | E2 | CCE | 0 | 0 | 0 | 0 | 0 | 0 | 0 | 0 | 0 | 0 | 0 | 0 | 0 | 0 | 0 | 0 | 0 | 0 | 0 | 0 | 0 | 0 | 0 | 0 | 0 | 0 | 0 | 0 | 0 | 0
F1_Commercial_School_New_Interior Lighting_Electric_General Service Lighting_E3 | F1 | Commercial | School | New | Interior Lighting | Electric | General Service Lighting | E3 | CCE | 0 | 0 | 0 | 0 | 0 | 0 | 0 | 0 | 0 | 0 | 0 | 0 | 0 | 0 | 0 | 0 | 0 | 0 | 0 | 0 | 0 | 0 | 0 | 0 | 0 | 0 | 0 | 0 | 0 | 0
F1_Commercial_School_New_Interior Lighting_Electric_General Service Lighting_E4 | F1 | Commercial | School | New | Interior Lighting | Electric | General Service Lighting | E4 | CCE | 0 | 0 | 0 | 0 | 0 | 0 | 0 | 0 | 0 | 0 | 0 | 0 | 0 | 0 | 0 | 0 | 0 | 0 | 0 | 0 | 0 | 0 | 0 | 0 | 0 | 0 | 0 | 0 | 0 | 0
F1_Commercial_School_New_Interior Lighting_Electric_General Service Lighting_E5 | F1 | Commercial | School | New | Interior Lighting | Electric | General Service Lighting | E5 | CCE | 0 | 0 | 0 | 0 | 0 | 0 | 0 | 0 | 0 | 0 | 0 | 0 | 0 | 0 | 0 | 0 | 0 | 0 | 0 | 0 | 0 | 0 | 0 | 0 | 0 | 0 | 0 | 0 | 0 | 0
F1_Commercial_School_New_Interior Lighting_Electric_General Service Lighting_E6 | F1 | Commercial | School | New | Interior Lighting | Electric | General Service Lighting | E6 | CCE | 0 | 0 | 0 | 0 | 0 | 0 | 0 | 0 | 0 | 0 | 0 | 0 | 0 | 0 | 0 | 0 | 0 | 0 | 0 | 0 | 0 | 0 | 0 | 0 | 0 | 0 | 0 | 0 | 0 | 0
F1_Commercial_School_New_Interior Lighting_Electric_General Service Lighting_E7 | F1 | Commercial | School | New | Interior Lighting | Electric | General Service Lighting | E7 | CCE | 0 | 0 | 0 | 0 | 0 | 0 | 0 | 0 | 0 | 0 | 0 | 0 | 0 | 0 | 0 | 0 | 0 | 0 | 0 | 0 | 0 | 0 | 0 | 0 | 0 | 0 | 0 | 0 | 0 | 0
F1_Commercial_School_New_Interior Lighting_Electric_General Service Lighting_E8 | F1 | Commercial | School | New | Interior Lighting | Electric | General Service Lighting | E8 | CCE | 0 | 0 | 0 | 0 | 0 | 0 | 0 | 0 | 0 | 0 | 0 | 0 | 0 | 0 | 0 | 0 | 0 | 0 | 0 | 0 | 0 | 0 | 0 | 0 | 0 | 0 | 0 | 0 | 0 | 0
F1_Commercial_School_New_Interior Lighting_Electric_General Service Lighting_E9 | F1 | Commercial | School | New | Interior Lighting | Electric | General Service Lighting | E9 | CCE | 0 | 0 | 0 | 0 | 0 | 0 | 0 | 0 | 0 | 0 | 0 | 0 | 0 | 0 | 0 | 0 | 0 | 0 | 0 | 0 | 0 | 0 | 0 | 0 | 0 | 0 | 0 | 0 | 0 | 0
F1_Commercial_School_New_Interior Lighting_Electric_General Service Lighting_E10 | F1 | Commercial | School | New | Interior Lighting | Electric | General Service Lighting | E10 | CCE | 0 | 0 | 0 | 0 | 0 | 0 | 0 | 0 | 0 | 0 | 0 | 0 | 0 | 0 | 0 | 0 | 0 | 0 | 0 | 0 | 0 | 0 | 0 | 0 | 0 | 0 | 0 | 0 | 0 | 0
F2_Commercial_School_New_Interior Lighting_Electric_General Service Lighting_E1 | F2 | Commercial | School | New | Interior Lighting | Electric | General Service Lighting | E1 | TRC BC Ratio | 0 | 0 | 0 | 0 | 0 | 0 | 0 | 0 | 0 | 0 | 0 | 0 | 0 | 0 | 0 | 0 | 0 | 0 | 0 | 0 | 0 | 0 | 0 | 0 | 0 | 0 | 0 | 0 | 0 | 0
F2_Commercial_School_New_Interior Lighting_Electric_General Service Lighting_E2 | F2 | Commercial | School | New | Interior Lighting | Electric | General Service Lighting | E2 | TRC BC Ratio | 0 | 0 | 0 | 0 | 0 | 0 | 0 | 0 | 0 | 0 | 0 | 0 | 0 | 0 | 0 | 0 | 0 | 0 | 0 | 0 | 0 | 0 | 0 | 0 | 0 | 0 | 0 | 0 | 0 | 0
F2_Commercial_School_New_Interior Lighting_Electric_General Service Lighting_E3 | F2 | Commercial | School | New | Interior Lighting | Electric | General Service Lighting | E3 | TRC BC Ratio | 0 | 0 | 0 | 0 | 0 | 0 | 0 | 0 | 0 | 0 | 0 | 0 | 0 | 0 | 0 | 0 | 0 | 0 | 0 | 0 | 0 | 0 | 0 | 0 | 0 | 0 | 0 | 0 | 0 | 0
F2_Commercial_School_New_Interior Lighting_Electric_General Service Lighting_E4 | F2 | Commercial | School | New | Interior Lighting | Electric | General Service Lighting | E4 | TRC BC Ratio | 0 | 0 | 0 | 0 | 0 | 0 | 0 | 0 | 0 | 0 | 0 | 0 | 0 | 0 | 0 | 0 | 0 | 0 | 0 | 0 | 0 | 0 | 0 | 0 | 0 | 0 | 0 | 0 | 0 | 0
F2_Commercial_School_New_Interior Lighting_Electric_General Service Lighting_E5 | F2 | Commercial | School | New | Interior Lighting | Electric | General Service Lighting | E5 | TRC BC Ratio | 0 | 0 | 0 | 0 | 0 | 0 | 0 | 0 | 0 | 0 | 0 | 0 | 0 | 0 | 0 | 0 | 0 | 0 | 0 | 0 | 0 | 0 | 0 | 0 | 0 | 0 | 0 | 0 | 0 | 0
F2_Commercial_School_New_Interior Lighting_Electric_General Service Lighting_E6 | F2 | Commercial | School | New | Interior Lighting | Electric | General Service Lighting | E6 | TRC BC Ratio | 0 | 0 | 0 | 0 | 0 | 0 | 0 | 0 | 0 | 0 | 0 | 0 | 0 | 0 | 0 | 0 | 0 | 0 | 0 | 0 | 0 | 0 | 0 | 0 | 0 | 0 | 0 | 0 | 0 | 0
F2_Commercial_School_New_Interior Lighting_Electric_General Service Lighting_E7 | F2 | Commercial | School | New | Interior Lighting | Electric | General Service Lighting | E7 | TRC BC Ratio | 0 | 0 | 0 | 0 | 0 | 0 | 0 | 0 | 0 | 0 | 0 | 0 | 0 | 0 | 0 | 0 | 0 | 0 | 0 | 0 | 0 | 0 | 0 | 0 | 0 | 0 | 0 | 0 | 0 | 0
F2_Commercial_School_New_Interior Lighting_Electric_General Service Lighting_E8 | F2 | Commercial | School | New | Interior Lighting | Electric | General Service Lighting | E8 | TRC BC Ratio | 0 | 0 | 0 | 0 | 0 | 0 | 0 | 0 | 0 | 0 | 0 | 0 | 0 | 0 | 0 | 0 | 0 | 0 | 0 | 0 | 0 | 0 | 0 | 0 | 0 | 0 | 0 | 0 | 0 | 0
F2_Commercial_School_New_Interior Lighting_Electric_General Service Lighting_E9 | F2 | Commercial | School | New | Interior Lighting | Electric | General Service Lighting | E9 | TRC BC Ratio | 0 | 0 | 0 | 0 | 0 | 0 | 0 | 0 | 0 | 0 | 0 | 0 | 0 | 0 | 0 | 0 | 0 | 0 | 0 | 0 | 0 | 0 | 0 | 0 | 0 | 0 | 0 | 0 | 0 | 0
F2_Commercial_School_New_Interior Lighting_Electric_General Service Lighting_E10 | F2 | Commercial | School | New | Interior Lighting | Electric | General Service Lighting | E10 | TRC BC Ratio | 0 | 0 | 0 | 0 | 0 | 0 | 0 | 0 | 0 | 0 | 0 | 0 | 0 | 0 | 0 | 0 | 0 | 0 | 0 | 0 | 0 | 0 | 0 | 0 | 0 | 0 | 0 | 0 | 0 | 0
F3_Commercial_School_New_Interior Lighting_Electric_General Service Lighting_E1 | F3 | Commercial | School | New | Interior Lighting | Electric | General Service Lighting | E1 | PACT BC Ratio | 0 | 0 | 0 | 0 | 0 | 0 | 0 | 0 | 0 | 0 | 0 | 0 | 0 | 0 | 0 | 0 | 0 | 0 | 0 | 0 | 0 | 0 | 0 | 0 | 0 | 0 | 0 | 0 | 0 | 0
F3_Commercial_School_New_Interior Lighting_Electric_General Service Lighting_E2 | F3 | Commercial | School | New | Interior Lighting | Electric | General Service Lighting | E2 | PACT BC Ratio | 0 | 0 | 0 | 0 | 0 | 0 | 0 | 0 | 0 | 0 | 0 | 0 | 0 | 0 | 0 | 0 | 0 | 0 | 0 | 0 | 0 | 0 | 0 | 0 | 0 | 0 | 0 | 0 | 0 | 0
F3_Commercial_School_New_Interior Lighting_Electric_General Service Lighting_E3 | F3 | Commercial | School | New | Interior Lighting | Electric | General Service Lighting | E3 | PACT BC Ratio | 0 | 0 | 0 | 0 | 0 | 0 | 0 | 0 | 0 | 0 | 0 | 0 | 0 | 0 | 0 | 0 | 0 | 0 | 0 | 0 | 0 | 0 | 0 | 0 | 0 | 0 | 0 | 0 | 0 | 0
F3_Commercial_School_New_Interior Lighting_Electric_General Service Lighting_E4 | F3 | Commercial | School | New | Interior Lighting | Electric | General Service Lighting | E4 | PACT BC Ratio | 0 | 0 | 0 | 0 | 0 | 0 | 0 | 0 | 0 | 0 | 0 | 0 | 0 | 0 | 0 | 0 | 0 | 0 | 0 | 0 | 0 | 0 | 0 | 0 | 0 | 0 | 0 | 0 | 0 | 0
F3_Commercial_School_New_Interior Lighting_Electric_General Service Lighting_E5 | F3 | Commercial | School | New | Interior Lighting | Electric | General Service Lighting | E5 | PACT BC Ratio | 0 | 0 | 0 | 0 | 0 | 0 | 0 | 0 | 0 | 0 | 0 | 0 | 0 | 0 | 0 | 0 | 0 | 0 | 0 | 0 | 0 | 0 | 0 | 0 | 0 | 0 | 0 | 0 | 0 | 0
F3_Commercial_School_New_Interior Lighting_Electric_General Service Lighting_E6 | F3 | Commercial | School | New | Interior Lighting | Electric | General Service Lighting | E6 | PACT BC Ratio | 0 | 0 | 0 | 0 | 0 | 0 | 0 | 0 | 0 | 0 | 0 | 0 | 0 | 0 | 0 | 0 | 0 | 0 | 0 | 0 | 0 | 0 | 0 | 0 | 0 | 0 | 0 | 0 | 0 | 0
F3_Commercial_School_New_Interior Lighting_Electric_General Service Lighting_E7 | F3 | Commercial | School | New | Interior Lighting | Electric | General Service Lighting | E7 | PACT BC Ratio | 0 | 0 | 0 | 0 | 0 | 0 | 0 | 0 | 0 | 0 | 0 | 0 | 0 | 0 | 0 | 0 | 0 | 0 | 0 | 0 | 0 | 0 | 0 | 0 | 0 | 0 | 0 | 0 | 0 | 0
F3_Commercial_School_New_Interior Lighting_Electric_General Service Lighting_E8 | F3 | Commercial | School | New | Interior Lighting | Electric | General Service Lighting | E8 | PACT BC Ratio | 0 | 0 | 0 | 0 | 0 | 0 | 0 | 0 | 0 | 0 | 0 | 0 | 0 | 0 | 0 | 0 | 0 | 0 | 0 | 0 | 0 | 0 | 0 | 0 | 0 | 0 | 0 | 0 | 0 | 0
F3_Commercial_School_New_Interior Lighting_Electric_General Service Lighting_E9 | F3 | Commercial | School | New | Interior Lighting | Electric | General Service Lighting | E9 | PACT BC Ratio | 0 | 0 | 0 | 0 | 0 | 0 | 0 | 0 | 0 | 0 | 0 | 0 | 0 | 0 | 0 | 0 | 0 | 0 | 0 | 0 | 0 | 0 | 0 | 0 | 0 | 0 | 0 | 0 | 0 | 0
F3_Commercial_School_New_Interior Lighting_Electric_General Service Lighting_E10 | F3 | Commercial | School | New | Interior Lighting | Electric | General Service Lighting | E10 | PACT BC Ratio | 0 | 0 | 0 | 0 | 0 | 0 | 0 | 0 | 0 | 0 | 0 | 0 | 0 | 0 | 0 | 0 | 0 | 0 | 0 | 0 | 0 | 0 | 0 | 0 | 0 | 0 | 0 | 0 | 0 | 0
F4_Commercial_School_New_Interior Lighting_Electric_General Service Lighting_E1 | F4 | Commercial | School | New | Interior Lighting | Electric | General Service Lighting | E1 | RVT BC Ratio | 0 | 0 | 0 | 0 | 0 | 0 | 0 | 0 | 0 | 0 | 0 | 0 | 0 | 0 | 0 | 0 | 0 | 0 | 0 | 0 | 0 | 0 | 0 | 0 | 0 | 0 | 0 | 0 | 0 | 0
F4_Commercial_School_New_Interior Lighting_Electric_General Service Lighting_E2 | F4 | Commercial | School | New | Interior Lighting | Electric | General Service Lighting | E2 | RVT BC Ratio | 0 | 0 | 0 | 0 | 0 | 0 | 0 | 0 | 0 | 0 | 0 | 0 | 0 | 0 | 0 | 0 | 0 | 0 | 0 | 0 | 0 | 0 | 0 | 0 | 0 | 0 | 0 | 0 | 0 | 0
F4_Commercial_School_New_Interior Lighting_Electric_General Service Lighting_E3 | F4 | Commercial | School | New | Interior Lighting | Electric | General Service Lighting | E3 | RVT BC Ratio | 0 | 0 | 0 | 0 | 0 | 0 | 0 | 0 | 0 | 0 | 0 | 0 | 0 | 0 | 0 | 0 | 0 | 0 | 0 | 0 | 0 | 0 | 0 | 0 | 0 | 0 | 0 | 0 | 0 | 0
F4_Commercial_School_New_Interior Lighting_Electric_General Service Lighting_E4 | F4 | Commercial | School | New | Interior Lighting | Electric | General Service Lighting | E4 | RVT BC Ratio | 0 | 0 | 0 | 0 | 0 | 0 | 0 | 0 | 0 | 0 | 0 | 0 | 0 | 0 | 0 | 0 | 0 | 0 | 0 | 0 | 0 | 0 | 0 | 0 | 0 | 0 | 0 | 0 | 0 | 0
F4_Commercial_School_New_Interior Lighting_Electric_General Service Lighting_E5 | F4 | Commercial | School | New | Interior Lighting | Electric | General Service Lighting | E5 | RVT BC Ratio | 0 | 0 | 0 | 0 | 0 | 0 | 0 | 0 | 0 | 0 | 0 | 0 | 0 | 0 | 0 | 0 | 0 | 0 | 0 | 0 | 0 | 0 | 0 | 0 | 0 | 0 | 0 | 0 | 0 | 0
F4_Commercial_School_New_Interior Lighting_Electric_General Service Lighting_E6 | F4 | Commercial | School | New | Interior Lighting | Electric | General Service Lighting | E6 | RVT BC Ratio | 0 | 0 | 0 | 0 | 0 | 0 | 0 | 0 | 0 | 0 | 0 | 0 | 0 | 0 | 0 | 0 | 0 | 0 | 0 | 0 | 0 | 0 | 0 | 0 | 0 | 0 | 0 | 0 | 0 | 0
F4_Commercial_School_New_Interior Lighting_Electric_General Service Lighting_E7 | F4 | Commercial | School | New | Interior Lighting | Electric | General Service Lighting | E7 | RVT BC Ratio | 0 | 0 | 0 | 0 | 0 | 0 | 0 | 0 | 0 | 0 | 0 | 0 | 0 | 0 | 0 | 0 | 0 | 0 | 0 | 0 | 0 | 0 | 0 | 0 | 0 | 0 | 0 | 0 | 0 | 0
F4_Commercial_School_New_Interior Lighting_Electric_General Service Lighting_E8 | F4 | Commercial | School | New | Interior Lighting | Electric | General Service Lighting | E8 | RVT BC Ratio | 0 | 0 | 0 | 0 | 0 | 0 | 0 | 0 | 0 | 0 | 0 | 0 | 0 | 0 | 0 | 0 | 0 | 0 | 0 | 0 | 0 | 0 | 0 | 0 | 0 | 0 | 0 | 0 | 0 | 0
F4_Commercial_School_New_Interior Lighting_Electric_General Service Lighting_E9 | F4 | Commercial | School | New | Interior Lighting | Electric | General Service Lighting | E9 | RVT BC Ratio | 0 | 0 | 0 | 0 | 0 | 0 | 0 | 0 | 0 | 0 | 0 | 0 | 0 | 0 | 0 | 0 | 0 | 0 | 0 | 0 | 0 | 0 | 0 | 0 | 0 | 0 | 0 | 0 | 0 | 0
F4_Commercial_School_New_Interior Lighting_Electric_General Service Lighting_E10 | F4 | Commercial | School | New | Interior Lighting | Electric | General Service Lighting | E10 | RVT BC Ratio | 0 | 0 | 0 | 0 | 0 | 0 | 0 | 0 | 0 | 0 | 0 | 0 | 0 | 0 | 0 | 0 | 0 | 0 | 0 | 0 | 0 | 0 | 0 | 0 | 0 | 0 | 0 | 0 | 0 | 0
F5_Commercial_School_New_Interior Lighting_Electric_General Service Lighting_E1 | F5 | Commercial | School | New | Interior Lighting | Electric | General Service Lighting | E1 | RIM BC Ratio | 0 | 0 | 0 | 0 | 0 | 0 | 0 | 0 | 0 | 0 | 0 | 0 | 0 | 0 | 0 | 0 | 0 | 0 | 0 | 0 | 0 | 0 | 0 | 0 | 0 | 0 | 0 | 0 | 0 | 0
F5_Commercial_School_New_Interior Lighting_Electric_General Service Lighting_E2 | F5 | Commercial | School | New | Interior Lighting | Electric | General Service Lighting | E2 | RIM BC Ratio | 0 | 0 | 0 | 0 | 0 | 0 | 0 | 0 | 0 | 0 | 0 | 0 | 0 | 0 | 0 | 0 | 0 | 0 | 0 | 0 | 0 | 0 | 0 | 0 | 0 | 0 | 0 | 0 | 0 | 0
F5_Commercial_School_New_Interior Lighting_Electric_General Service Lighting_E3 | F5 | Commercial | School | New | Interior Lighting | Electric | General Service Lighting | E3 | RIM BC Ratio | 0 | 0 | 0 | 0 | 0 | 0 | 0 | 0 | 0 | 0 | 0 | 0 | 0 | 0 | 0 | 0 | 0 | 0 | 0 | 0 | 0 | 0 | 0 | 0 | 0 | 0 | 0 | 0 | 0 | 0
F5_Commercial_School_New_Interior Lighting_Electric_General Service Lighting_E4 | F5 | Commercial | School | New | Interior Lighting | Electric | General Service Lighting | E4 | RIM BC Ratio | 0 | 0 | 0 | 0 | 0 | 0 | 0 | 0 | 0 | 0 | 0 | 0 | 0 | 0 | 0 | 0 | 0 | 0 | 0 | 0 | 0 | 0 | 0 | 0 | 0 | 0 | 0 | 0 | 0 | 0
F5_Commercial_School_New_Interior Lighting_Electric_General Service Lighting_E5 | F5 | Commercial | School | New | Interior Lighting | Electric | General Service Lighting | E5 | RIM BC Ratio | 0 | 0 | 0 | 0 | 0 | 0 | 0 | 0 | 0 | 0 | 0 | 0 | 0 | 0 | 0 | 0 | 0 | 0 | 0 | 0 | 0 | 0 | 0 | 0 | 0 | 0 | 0 | 0 | 0 | 0
F5_Commercial_School_New_Interior Lighting_Electric_General Service Lighting_E6 | F5 | Commercial | School | New | Interior Lighting | Electric | General Service Lighting | E6 | RIM BC Ratio | 0 | 0 | 0 | 0 | 0 | 0 | 0 | 0 | 0 | 0 | 0 | 0 | 0 | 0 | 0 | 0 | 0 | 0 | 0 | 0 | 0 | 0 | 0 | 0 | 0 | 0 | 0 | 0 | 0 | 0
F5_Commercial_School_New_Interior Lighting_Electric_General Service Lighting_E7 | F5 | Commercial | School | New | Interior Lighting | Electric | General Service Lighting | E7 | RIM BC Ratio | 0 | 0 | 0 | 0 | 0 | 0 | 0 | 0 | 0 | 0 | 0 | 0 | 0 | 0 | 0 | 0 | 0 | 0 | 0 | 0 | 0 | 0 | 0 | 0 | 0 | 0 | 0 | 0 | 0 | 0
F5_Commercial_School_New_Interior Lighting_Electric_General Service Lighting_E8 | F5 | Commercial | School | New | Interior Lighting | Electric | General Service Lighting | E8 | RIM BC Ratio | 0 | 0 | 0 | 0 | 0 | 0 | 0 | 0 | 0 | 0 | 0 | 0 | 0 | 0 | 0 | 0 | 0 | 0 | 0 | 0 | 0 | 0 | 0 | 0 | 0 | 0 | 0 | 0 | 0 | 0
F5_Commercial_School_New_Interior Lighting_Electric_General Service Lighting_E9 | F5 | Commercial | School | New | Interior Lighting | Electric | General Service Lighting | E9 | RIM BC Ratio | 0 | 0 | 0 | 0 | 0 | 0 | 0 | 0 | 0 | 0 | 0 | 0 | 0 | 0 | 0 | 0 | 0 | 0 | 0 | 0 | 0 | 0 | 0 | 0 | 0 | 0 | 0 | 0 | 0 | 0
F5_Commercial_School_New_Interior Lighting_Electric_General Service Lighting_E10 | F5 | Commercial | School | New | Interior Lighting | Electric | General Service Lighting | E10 | RIM BC Ratio | 0 | 0 | 0 | 0 | 0 | 0 | 0 | 0 | 0 | 0 | 0 | 0 | 0 | 0 | 0 | 0 | 0 | 0 | 0 | 0 | 0 | 0 | 0 | 0 | 0 | 0 | 0 | 0 | 0 | 0
F0_Commercial_School_New_Interior Lighting_Electric_Exempted Lighting_E0 | F0 | Commercial | School | New | Interior Lighting | Electric | Exempted Lighting | E0 | Economic Unit | 0 | 0 | 0 | 0 | 0 | 0 | 0 | 0 | 0 | 0 | 0 | 0 | 0 | 0 | 0 | 0 | 0 | 0 | 0 | 0 | 0 | 0 | 0 | 0 | 0 | 0 | 0 | 0 | 0 | 0
F1_Commercial_School_New_Interior Lighting_Electric_Exempted Lighting_E1 | F1 | Commercial | School | New | Interior Lighting | Electric | Exempted Lighting | E1 | CCE | 0 | 0 | 0 | 0 | 0 | 0 | 0 | 0 | 0 | 0 | 0 | 0 | 0 | 0 | 0 | 0 | 0 | 0 | 0 | 0 | 0 | 0 | 0 | 0 | 0 | 0 | 0 | 0 | 0 | 0
F1_Commercial_School_New_Interior Lighting_Electric_Exempted Lighting_E2 | F1 | Commercial | School | New | Interior Lighting | Electric | Exempted Lighting | E2 | CCE | 0 | 0 | 0 | 0 | 0 | 0 | 0 | 0 | 0 | 0 | 0 | 0 | 0 | 0 | 0 | 0 | 0 | 0 | 0 | 0 | 0 | 0 | 0 | 0 | 0 | 0 | 0 | 0 | 0 | 0
F1_Commercial_School_New_Interior Lighting_Electric_Exempted Lighting_E3 | F1 | Commercial | School | New | Interior Lighting | Electric | Exempted Lighting | E3 | CCE | 0 | 0 | 0 | 0 | 0 | 0 | 0 | 0 | 0 | 0 | 0 | 0 | 0 | 0 | 0 | 0 | 0 | 0 | 0 | 0 | 0 | 0 | 0 | 0 | 0 | 0 | 0 | 0 | 0 | 0
F1_Commercial_School_New_Interior Lighting_Electric_Exempted Lighting_E4 | F1 | Commercial | School | New | Interior Lighting | Electric | Exempted Lighting | E4 | CCE | 0 | 0 | 0 | 0 | 0 | 0 | 0 | 0 | 0 | 0 | 0 | 0 | 0 | 0 | 0 | 0 | 0 | 0 | 0 | 0 | 0 | 0 | 0 | 0 | 0 | 0 | 0 | 0 | 0 | 0
F1_Commercial_School_New_Interior Lighting_Electric_Exempted Lighting_E5 | F1 | Commercial | School | New | Interior Lighting | Electric | Exempted Lighting | E5 | CCE | 0 | 0 | 0 | 0 | 0 | 0 | 0 | 0 | 0 | 0 | 0 | 0 | 0 | 0 | 0 | 0 | 0 | 0 | 0 | 0 | 0 | 0 | 0 | 0 | 0 | 0 | 0 | 0 | 0 | 0
F1_Commercial_School_New_Interior Lighting_Electric_Exempted Lighting_E6 | F1 | Commercial | School | New | Interior Lighting | Electric | Exempted Lighting | E6 | CCE | 0 | 0 | 0 | 0 | 0 | 0 | 0 | 0 | 0 | 0 | 0 | 0 | 0 | 0 | 0 | 0 | 0 | 0 | 0 | 0 | 0 | 0 | 0 | 0 | 0 | 0 | 0 | 0 | 0 | 0
F1_Commercial_School_New_Interior Lighting_Electric_Exempted Lighting_E7 | F1 | Commercial | School | New | Interior Lighting | Electric | Exempted Lighting | E7 | CCE | 0 | 0 | 0 | 0 | 0 | 0 | 0 | 0 | 0 | 0 | 0 | 0 | 0 | 0 | 0 | 0 | 0 | 0 | 0 | 0 | 0 | 0 | 0 | 0 | 0 | 0 | 0 | 0 | 0 | 0
F1_Commercial_School_New_Interior Lighting_Electric_Exempted Lighting_E8 | F1 | Commercial | School | New | Interior Lighting | Electric | Exempted Lighting | E8 | CCE | 0 | 0 | 0 | 0 | 0 | 0 | 0 | 0 | 0 | 0 | 0 | 0 | 0 | 0 | 0 | 0 | 0 | 0 | 0 | 0 | 0 | 0 | 0 | 0 | 0 | 0 | 0 | 0 | 0 | 0
F1_Commercial_School_New_Interior Lighting_Electric_Exempted Lighting_E9 | F1 | Commercial | School | New | Interior Lighting | Electric | Exempted Lighting | E9 | CCE | 0 | 0 | 0 | 0 | 0 | 0 | 0 | 0 | 0 | 0 | 0 | 0 | 0 | 0 | 0 | 0 | 0 | 0 | 0 | 0 | 0 | 0 | 0 | 0 | 0 | 0 | 0 | 0 | 0 | 0
F1_Commercial_School_New_Interior Lighting_Electric_Exempted Lighting_E10 | F1 | Commercial | School | New | Interior Lighting | Electric | Exempted Lighting | E10 | CCE | 0 | 0 | 0 | 0 | 0 | 0 | 0 | 0 | 0 | 0 | 0 | 0 | 0 | 0 | 0 | 0 | 0 | 0 | 0 | 0 | 0 | 0 | 0 | 0 | 0 | 0 | 0 | 0 | 0 | 0
F2_Commercial_School_New_Interior Lighting_Electric_Exempted Lighting_E1 | F2 | Commercial | School | New | Interior Lighting | Electric | Exempted Lighting | E1 | TRC BC Ratio | 0 | 0 | 0 | 0 | 0 | 0 | 0 | 0 | 0 | 0 | 0 | 0 | 0 | 0 | 0 | 0 | 0 | 0 | 0 | 0 | 0 | 0 | 0 | 0 | 0 | 0 | 0 | 0 | 0 | 0
F2_Commercial_School_New_Interior Lighting_Electric_Exempted Lighting_E2 | F2 | Commercial | School | New | Interior Lighting | Electric | Exempted Lighting | E2 | TRC BC Ratio | 0 | 0 | 0 | 0 | 0 | 0 | 0 | 0 | 0 | 0 | 0 | 0 | 0 | 0 | 0 | 0 | 0 | 0 | 0 | 0 | 0 | 0 | 0 | 0 | 0 | 0 | 0 | 0 | 0 | 0
F2_Commercial_School_New_Interior Lighting_Electric_Exempted Lighting_E3 | F2 | Commercial | School | New | Interior Lighting | Electric | Exempted Lighting | E3 | TRC BC Ratio | 0 | 0 | 0 | 0 | 0 | 0 | 0 | 0 | 0 | 0 | 0 | 0 | 0 | 0 | 0 | 0 | 0 | 0 | 0 | 0 | 0 | 0 | 0 | 0 | 0 | 0 | 0 | 0 | 0 | 0
F2_Commercial_School_New_Interior Lighting_Electric_Exempted Lighting_E4 | F2 | Commercial | School | New | Interior Lighting | Electric | Exempted Lighting | E4 | TRC BC Ratio | 0 | 0 | 0 | 0 | 0 | 0 | 0 | 0 | 0 | 0 | 0 | 0 | 0 | 0 | 0 | 0 | 0 | 0 | 0 | 0 | 0 | 0 | 0 | 0 | 0 | 0 | 0 | 0 | 0 | 0
F2_Commercial_School_New_Interior Lighting_Electric_Exempted Lighting_E5 | F2 | Commercial | School | New | Interior Lighting | Electric | Exempted Lighting | E5 | TRC BC Ratio | 0 | 0 | 0 | 0 | 0 | 0 | 0 | 0 | 0 | 0 | 0 | 0 | 0 | 0 | 0 | 0 | 0 | 0 | 0 | 0 | 0 | 0 | 0 | 0 | 0 | 0 | 0 | 0 | 0 | 0
F2_Commercial_School_New_Interior Lighting_Electric_Exempted Lighting_E6 | F2 | Commercial | School | New | Interior Lighting | Electric | Exempted Lighting | E6 | TRC BC Ratio | 0 | 0 | 0 | 0 | 0 | 0 | 0 | 0 | 0 | 0 | 0 | 0 | 0 | 0 | 0 | 0 | 0 | 0 | 0 | 0 | 0 | 0 | 0 | 0 | 0 | 0 | 0 | 0 | 0 | 0
F2_Commercial_School_New_Interior Lighting_Electric_Exempted Lighting_E7 | F2 | Commercial | School | New | Interior Lighting | Electric | Exempted Lighting | E7 | TRC BC Ratio | 0 | 0 | 0 | 0 | 0 | 0 | 0 | 0 | 0 | 0 | 0 | 0 | 0 | 0 | 0 | 0 | 0 | 0 | 0 | 0 | 0 | 0 | 0 | 0 | 0 | 0 | 0 | 0 | 0 | 0
F2_Commercial_School_New_Interior Lighting_Electric_Exempted Lighting_E8 | F2 | Commercial | School | New | Interior Lighting | Electric | Exempted Lighting | E8 | TRC BC Ratio | 0 | 0 | 0 | 0 | 0 | 0 | 0 | 0 | 0 | 0 | 0 | 0 | 0 | 0 | 0 | 0 | 0 | 0 | 0 | 0 | 0 | 0 | 0 | 0 | 0 | 0 | 0 | 0 | 0 | 0
F2_Commercial_School_New_Interior Lighting_Electric_Exempted Lighting_E9 | F2 | Commercial | School | New | Interior Lighting | Electric | Exempted Lighting | E9 | TRC BC Ratio | 0 | 0 | 0 | 0 | 0 | 0 | 0 | 0 | 0 | 0 | 0 | 0 | 0 | 0 | 0 | 0 | 0 | 0 | 0 | 0 | 0 | 0 | 0 | 0 | 0 | 0 | 0 | 0 | 0 | 0
F2_Commercial_School_New_Interior Lighting_Electric_Exempted Lighting_E10 | F2 | Commercial | School | New | Interior Lighting | Electric | Exempted Lighting | E10 | TRC BC Ratio | 0 | 0 | 0 | 0 | 0 | 0 | 0 | 0 | 0 | 0 | 0 | 0 | 0 | 0 | 0 | 0 | 0 | 0 | 0 | 0 | 0 | 0 | 0 | 0 | 0 | 0 | 0 | 0 | 0 | 0
F3_Commercial_School_New_Interior Lighting_Electric_Exempted Lighting_E1 | F3 | Commercial | School | New | Interior Lighting | Electric | Exempted Lighting | E1 | PACT BC Ratio | 0 | 0 | 0 | 0 | 0 | 0 | 0 | 0 | 0 | 0 | 0 | 0 | 0 | 0 | 0 | 0 | 0 | 0 | 0 | 0 | 0 | 0 | 0 | 0 | 0 | 0 | 0 | 0 | 0 | 0
F3_Commercial_School_New_Interior Lighting_Electric_Exempted Lighting_E2 | F3 | Commercial | School | New | Interior Lighting | Electric | Exempted Lighting | E2 | PACT BC Ratio | 0 | 0 | 0 | 0 | 0 | 0 | 0 | 0 | 0 | 0 | 0 | 0 | 0 | 0 | 0 | 0 | 0 | 0 | 0 | 0 | 0 | 0 | 0 | 0 | 0 | 0 | 0 | 0 | 0 | 0
F3_Commercial_School_New_Interior Lighting_Electric_Exempted Lighting_E3 | F3 | Commercial | School | New | Interior Lighting | Electric | Exempted Lighting | E3 | PACT BC Ratio | 0 | 0 | 0 | 0 | 0 | 0 | 0 | 0 | 0 | 0 | 0 | 0 | 0 | 0 | 0 | 0 | 0 | 0 | 0 | 0 | 0 | 0 | 0 | 0 | 0 | 0 | 0 | 0 | 0 | 0
F3_Commercial_School_New_Interior Lighting_Electric_Exempted Lighting_E4 | F3 | Commercial | School | New | Interior Lighting | Electric | Exempted Lighting | E4 | PACT BC Ratio | 0 | 0 | 0 | 0 | 0 | 0 | 0 | 0 | 0 | 0 | 0 | 0 | 0 | 0 | 0 | 0 | 0 | 0 | 0 | 0 | 0 | 0 | 0 | 0 | 0 | 0 | 0 | 0 | 0 | 0
F3_Commercial_School_New_Interior Lighting_Electric_Exempted Lighting_E5 | F3 | Commercial | School | New | Interior Lighting | Electric | Exempted Lighting | E5 | PACT BC Ratio | 0 | 0 | 0 | 0 | 0 | 0 | 0 | 0 | 0 | 0 | 0 | 0 | 0 | 0 | 0 | 0 | 0 | 0 | 0 | 0 | 0 | 0 | 0 | 0 | 0 | 0 | 0 | 0 | 0 | 0
F3_Commercial_School_New_Interior Lighting_Electric_Exempted Lighting_E6 | F3 | Commercial | School | New | Interior Lighting | Electric | Exempted Lighting | E6 | PACT BC Ratio | 0 | 0 | 0 | 0 | 0 | 0 | 0 | 0 | 0 | 0 | 0 | 0 | 0 | 0 | 0 | 0 | 0 | 0 | 0 | 0 | 0 | 0 | 0 | 0 | 0 | 0 | 0 | 0 | 0 | 0
F3_Commercial_School_New_Interior Lighting_Electric_Exempted Lighting_E7 | F3 | Commercial | School | New | Interior Lighting | Electric | Exempted Lighting | E7 | PACT BC Ratio | 0 | 0 | 0 | 0 | 0 | 0 | 0 | 0 | 0 | 0 | 0 | 0 | 0 | 0 | 0 | 0 | 0 | 0 | 0 | 0 | 0 | 0 | 0 | 0 | 0 | 0 | 0 | 0 | 0 | 0
F3_Commercial_School_New_Interior Lighting_Electric_Exempted Lighting_E8 | F3 | Commercial | School | New | Interior Lighting | Electric | Exempted Lighting | E8 | PACT BC Ratio | 0 | 0 | 0 | 0 | 0 | 0 | 0 | 0 | 0 | 0 | 0 | 0 | 0 | 0 | 0 | 0 | 0 | 0 | 0 | 0 | 0 | 0 | 0 | 0 | 0 | 0 | 0 | 0 | 0 | 0
F3_Commercial_School_New_Interior Lighting_Electric_Exempted Lighting_E9 | F3 | Commercial | School | New | Interior Lighting | Electric | Exempted Lighting | E9 | PACT BC Ratio | 0 | 0 | 0 | 0 | 0 | 0 | 0 | 0 | 0 | 0 | 0 | 0 | 0 | 0 | 0 | 0 | 0 | 0 | 0 | 0 | 0 | 0 | 0 | 0 | 0 | 0 | 0 | 0 | 0 | 0
F3_Commercial_School_New_Interior Lighting_Electric_Exempted Lighting_E10 | F3 | Commercial | School | New | Interior Lighting | Electric | Exempted Lighting | E10 | PACT BC Ratio | 0 | 0 | 0 | 0 | 0 | 0 | 0 | 0 | 0 | 0 | 0 | 0 | 0 | 0 | 0 | 0 | 0 | 0 | 0 | 0 | 0 | 0 | 0 | 0 | 0 | 0 | 0 | 0 | 0 | 0
F4_Commercial_School_New_Interior Lighting_Electric_Exempted Lighting_E1 | F4 | Commercial | School | New | Interior Lighting | Electric | Exempted Lighting | E1 | RVT BC Ratio | 0 | 0 | 0 | 0 | 0 | 0 | 0 | 0 | 0 | 0 | 0 | 0 | 0 | 0 | 0 | 0 | 0 | 0 | 0 | 0 | 0 | 0 | 0 | 0 | 0 | 0 | 0 | 0 | 0 | 0
F4_Commercial_School_New_Interior Lighting_Electric_Exempted Lighting_E2 | F4 | Commercial | School | New | Interior Lighting | Electric | Exempted Lighting | E2 | RVT BC Ratio | 0 | 0 | 0 | 0 | 0 | 0 | 0 | 0 | 0 | 0 | 0 | 0 | 0 | 0 | 0 | 0 | 0 | 0 | 0 | 0 | 0 | 0 | 0 | 0 | 0 | 0 | 0 | 0 | 0 | 0
F4_Commercial_School_New_Interior Lighting_Electric_Exempted Lighting_E3 | F4 | Commercial | School | New | Interior Lighting | Electric | Exempted Lighting | E3 | RVT BC Ratio | 0 | 0 | 0 | 0 | 0 | 0 | 0 | 0 | 0 | 0 | 0 | 0 | 0 | 0 | 0 | 0 | 0 | 0 | 0 | 0 | 0 | 0 | 0 | 0 | 0 | 0 | 0 | 0 | 0 | 0
F4_Commercial_School_New_Interior Lighting_Electric_Exempted Lighting_E4 | F4 | Commercial | School | New | Interior Lighting | Electric | Exempted Lighting | E4 | RVT BC Ratio | 0 | 0 | 0 | 0 | 0 | 0 | 0 | 0 | 0 | 0 | 0 | 0 | 0 | 0 | 0 | 0 | 0 | 0 | 0 | 0 | 0 | 0 | 0 | 0 | 0 | 0 | 0 | 0 | 0 | 0
F4_Commercial_School_New_Interior Lighting_Electric_Exempted Lighting_E5 | F4 | Commercial | School | New | Interior Lighting | Electric | Exempted Lighting | E5 | RVT BC Ratio | 0 | 0 | 0 | 0 | 0 | 0 | 0 | 0 | 0 | 0 | 0 | 0 | 0 | 0 | 0 | 0 | 0 | 0 | 0 | 0 | 0 | 0 | 0 | 0 | 0 | 0 | 0 | 0 | 0 | 0
F4_Commercial_School_New_Interior Lighting_Electric_Exempted Lighting_E6 | F4 | Commercial | School | New | Interior Lighting | Electric | Exempted Lighting | E6 | RVT BC Ratio | 0 | 0 | 0 | 0 | 0 | 0 | 0 | 0 | 0 | 0 | 0 | 0 | 0 | 0 | 0 | 0 | 0 | 0 | 0 | 0 | 0 | 0 | 0 | 0 | 0 | 0 | 0 | 0 | 0 | 0
F4_Commercial_School_New_Interior Lighting_Electric_Exempted Lighting_E7 | F4 | Commercial | School | New | Interior Lighting | Electric | Exempted Lighting | E7 | RVT BC Ratio | 0 | 0 | 0 | 0 | 0 | 0 | 0 | 0 | 0 | 0 | 0 | 0 | 0 | 0 | 0 | 0 | 0 | 0 | 0 | 0 | 0 | 0 | 0 | 0 | 0 | 0 | 0 | 0 | 0 | 0
F4_Commercial_School_New_Interior Lighting_Electric_Exempted Lighting_E8 | F4 | Commercial | School | New | Interior Lighting | Electric | Exempted Lighting | E8 | RVT BC Ratio | 0 | 0 | 0 | 0 | 0 | 0 | 0 | 0 | 0 | 0 | 0 | 0 | 0 | 0 | 0 | 0 | 0 | 0 | 0 | 0 | 0 | 0 | 0 | 0 | 0 | 0 | 0 | 0 | 0 | 0
F4_Commercial_School_New_Interior Lighting_Electric_Exempted Lighting_E9 | F4 | Commercial | School | New | Interior Lighting | Electric | Exempted Lighting | E9 | RVT BC Ratio | 0 | 0 | 0 | 0 | 0 | 0 | 0 | 0 | 0 | 0 | 0 | 0 | 0 | 0 | 0 | 0 | 0 | 0 | 0 | 0 | 0 | 0 | 0 | 0 | 0 | 0 | 0 | 0 | 0 | 0
F4_Commercial_School_New_Interior Lighting_Electric_Exempted Lighting_E10 | F4 | Commercial | School | New | Interior Lighting | Electric | Exempted Lighting | E10 | RVT BC Ratio | 0 | 0 | 0 | 0 | 0 | 0 | 0 | 0 | 0 | 0 | 0 | 0 | 0 | 0 | 0 | 0 | 0 | 0 | 0 | 0 | 0 | 0 | 0 | 0 | 0 | 0 | 0 | 0 | 0 | 0
F5_Commercial_School_New_Interior Lighting_Electric_Exempted Lighting_E1 | F5 | Commercial | School | New | Interior Lighting | Electric | Exempted Lighting | E1 | RIM BC Ratio | 0 | 0 | 0 | 0 | 0 | 0 | 0 | 0 | 0 | 0 | 0 | 0 | 0 | 0 | 0 | 0 | 0 | 0 | 0 | 0 | 0 | 0 | 0 | 0 | 0 | 0 | 0 | 0 | 0 | 0
F5_Commercial_School_New_Interior Lighting_Electric_Exempted Lighting_E2 | F5 | Commercial | School | New | Interior Lighting | Electric | Exempted Lighting | E2 | RIM BC Ratio | 0 | 0 | 0 | 0 | 0 | 0 | 0 | 0 | 0 | 0 | 0 | 0 | 0 | 0 | 0 | 0 | 0 | 0 | 0 | 0 | 0 | 0 | 0 | 0 | 0 | 0 | 0 | 0 | 0 | 0
F5_Commercial_School_New_Interior Lighting_Electric_Exempted Lighting_E3 | F5 | Commercial | School | New | Interior Lighting | Electric | Exempted Lighting | E3 | RIM BC Ratio | 0 | 0 | 0 | 0 | 0 | 0 | 0 | 0 | 0 | 0 | 0 | 0 | 0 | 0 | 0 | 0 | 0 | 0 | 0 | 0 | 0 | 0 | 0 | 0 | 0 | 0 | 0 | 0 | 0 | 0
F5_Commercial_School_New_Interior Lighting_Electric_Exempted Lighting_E4 | F5 | Commercial | School | New | Interior Lighting | Electric | Exempted Lighting | E4 | RIM BC Ratio | 0 | 0 | 0 | 0 | 0 | 0 | 0 | 0 | 0 | 0 | 0 | 0 | 0 | 0 | 0 | 0 | 0 | 0 | 0 | 0 | 0 | 0 | 0 | 0 | 0 | 0 | 0 | 0 | 0 | 0
F5_Commercial_School_New_Interior Lighting_Electric_Exempted Lighting_E5 | F5 | Commercial | School | New | Interior Lighting | Electric | Exempted Lighting | E5 | RIM BC Ratio | 0 | 0 | 0 | 0 | 0 | 0 | 0 | 0 | 0 | 0 | 0 | 0 | 0 | 0 | 0 | 0 | 0 | 0 | 0 | 0 | 0 | 0 | 0 | 0 | 0 | 0 | 0 | 0 | 0 | 0
F5_Commercial_School_New_Interior Lighting_Electric_Exempted Lighting_E6 | F5 | Commercial | School | New | Interior Lighting | Electric | Exempted Lighting | E6 | RIM BC Ratio | 0 | 0 | 0 | 0 | 0 | 0 | 0 | 0 | 0 | 0 | 0 | 0 | 0 | 0 | 0 | 0 | 0 | 0 | 0 | 0 | 0 | 0 | 0 | 0 | 0 | 0 | 0 | 0 | 0 | 0
F5_Commercial_School_New_Interior Lighting_Electric_Exempted Lighting_E7 | F5 | Commercial | School | New | Interior Lighting | Electric | Exempted Lighting | E7 | RIM BC Ratio | 0 | 0 | 0 | 0 | 0 | 0 | 0 | 0 | 0 | 0 | 0 | 0 | 0 | 0 | 0 | 0 | 0 | 0 | 0 | 0 | 0 | 0 | 0 | 0 | 0 | 0 | 0 | 0 | 0 | 0
F5_Commercial_School_New_Interior Lighting_Electric_Exempted Lighting_E8 | F5 | Commercial | School | New | Interior Lighting | Electric | Exempted Lighting | E8 | RIM BC Ratio | 0 | 0 | 0 | 0 | 0 | 0 | 0 | 0 | 0 | 0 | 0 | 0 | 0 | 0 | 0 | 0 | 0 | 0 | 0 | 0 | 0 | 0 | 0 | 0 | 0 | 0 | 0 | 0 | 0 | 0
F5_Commercial_School_New_Interior Lighting_Electric_Exempted Lighting_E9 | F5 | Commercial | School | New | Interior Lighting | Electric | Exempted Lighting | E9 | RIM BC Ratio | 0 | 0 | 0 | 0 | 0 | 0 | 0 | 0 | 0 | 0 | 0 | 0 | 0 | 0 | 0 | 0 | 0 | 0 | 0 | 0 | 0 | 0 | 0 | 0 | 0 | 0 | 0 | 0 | 0 | 0
F5_Commercial_School_New_Interior Lighting_Electric_Exempted Lighting_E10 | F5 | Commercial | School | New | Interior Lighting | Electric | Exempted Lighting | E10 | RIM BC Ratio | 0 | 0 | 0 | 0 | 0 | 0 | 0 | 0 | 0 | 0 | 0 | 0 | 0 | 0 | 0 | 0 | 0 | 0 | 0 | 0 | 0 | 0 | 0 | 0 | 0 | 0 | 0 | 0 | 0 | 0
F0_Commercial_School_New_Interior Lighting_Electric_High-Bay Lighting_E0 | F0 | Commercial | School | New | Interior Lighting | Electric | High-Bay Lighting | E0 | Economic Unit | 0 | 0 | 0 | 0 | 0 | 0 | 0 | 0 | 0 | 0 | 0 | 0 | 0 | 0 | 0 | 0 | 0 | 0 | 0 | 0 | 0 | 0 | 0 | 0 | 0 | 0 | 0 | 0 | 0 | 0
F1_Commercial_School_New_Interior Lighting_Electric_High-Bay Lighting_E1 | F1 | Commercial | School | New | Interior Lighting | Electric | High-Bay Lighting | E1 | CCE | 0 | 0 | 0 | 0 | 0 | 0 | 0 | 0 | 0 | 0 | 0 | 0 | 0 | 0 | 0 | 0 | 0 | 0 | 0 | 0 | 0 | 0 | 0 | 0 | 0 | 0 | 0 | 0 | 0 | 0
F1_Commercial_School_New_Interior Lighting_Electric_High-Bay Lighting_E2 | F1 | Commercial | School | New | Interior Lighting | Electric | High-Bay Lighting | E2 | CCE | 0 | 0 | 0 | 0 | 0 | 0 | 0 | 0 | 0 | 0 | 0 | 0 | 0 | 0 | 0 | 0 | 0 | 0 | 0 | 0 | 0 | 0 | 0 | 0 | 0 | 0 | 0 | 0 | 0 | 0
F1_Commercial_School_New_Interior Lighting_Electric_High-Bay Lighting_E3 | F1 | Commercial | School | New | Interior Lighting | Electric | High-Bay Lighting | E3 | CCE | 0 | 0 | 0 | 0 | 0 | 0 | 0 | 0 | 0 | 0 | 0 | 0 | 0 | 0 | 0 | 0 | 0 | 0 | 0 | 0 | 0 | 0 | 0 | 0 | 0 | 0 | 0 | 0 | 0 | 0
F1_Commercial_School_New_Interior Lighting_Electric_High-Bay Lighting_E4 | F1 | Commercial | School | New | Interior Lighting | Electric | High-Bay Lighting | E4 | CCE | 0 | 0 | 0 | 0 | 0 | 0 | 0 | 0 | 0 | 0 | 0 | 0 | 0 | 0 | 0 | 0 | 0 | 0 | 0 | 0 | 0 | 0 | 0 | 0 | 0 | 0 | 0 | 0 | 0 | 0
F1_Commercial_School_New_Interior Lighting_Electric_High-Bay Lighting_E5 | F1 | Commercial | School | New | Interior Lighting | Electric | High-Bay Lighting | E5 | CCE | 0 | 0 | 0 | 0 | 0 | 0 | 0 | 0 | 0 | 0 | 0 | 0 | 0 | 0 | 0 | 0 | 0 | 0 | 0 | 0 | 0 | 0 | 0 | 0 | 0 | 0 | 0 | 0 | 0 | 0
F1_Commercial_School_New_Interior Lighting_Electric_High-Bay Lighting_E6 | F1 | Commercial | School | New | Interior Lighting | Electric | High-Bay Lighting | E6 | CCE | 0 | 0 | 0 | 0 | 0 | 0 | 0 | 0 | 0 | 0 | 0 | 0 | 0 | 0 | 0 | 0 | 0 | 0 | 0 | 0 | 0 | 0 | 0 | 0 | 0 | 0 | 0 | 0 | 0 | 0
F1_Commercial_School_New_Interior Lighting_Electric_High-Bay Lighting_E7 | F1 | Commercial | School | New | Interior Lighting | Electric | High-Bay Lighting | E7 | CCE | 0 | 0 | 0 | 0 | 0 | 0 | 0 | 0 | 0 | 0 | 0 | 0 | 0 | 0 | 0 | 0 | 0 | 0 | 0 | 0 | 0 | 0 | 0 | 0 | 0 | 0 | 0 | 0 | 0 | 0
F1_Commercial_School_New_Interior Lighting_Electric_High-Bay Lighting_E8 | F1 | Commercial | School | New | Interior Lighting | Electric | High-Bay Lighting | E8 | CCE | 0 | 0 | 0 | 0 | 0 | 0 | 0 | 0 | 0 | 0 | 0 | 0 | 0 | 0 | 0 | 0 | 0 | 0 | 0 | 0 | 0 | 0 | 0 | 0 | 0 | 0 | 0 | 0 | 0 | 0
F1_Commercial_School_New_Interior Lighting_Electric_High-Bay Lighting_E9 | F1 | Commercial | School | New | Interior Lighting | Electric | High-Bay Lighting | E9 | CCE | 0 | 0 | 0 | 0 | 0 | 0 | 0 | 0 | 0 | 0 | 0 | 0 | 0 | 0 | 0 | 0 | 0 | 0 | 0 | 0 | 0 | 0 | 0 | 0 | 0 | 0 | 0 | 0 | 0 | 0
F1_Commercial_School_New_Interior Lighting_Electric_High-Bay Lighting_E10 | F1 | Commercial | School | New | Interior Lighting | Electric | High-Bay Lighting | E10 | CCE | 0 | 0 | 0 | 0 | 0 | 0 | 0 | 0 | 0 | 0 | 0 | 0 | 0 | 0 | 0 | 0 | 0 | 0 | 0 | 0 | 0 | 0 | 0 | 0 | 0 | 0 | 0 | 0 | 0 | 0
F2_Commercial_School_New_Interior Lighting_Electric_High-Bay Lighting_E1 | F2 | Commercial | School | New | Interior Lighting | Electric | High-Bay Lighting | E1 | TRC BC Ratio | 0 | 0 | 0 | 0 | 0 | 0 | 0 | 0 | 0 | 0 | 0 | 0 | 0 | 0 | 0 | 0 | 0 | 0 | 0 | 0 | 0 | 0 | 0 | 0 | 0 | 0 | 0 | 0 | 0 | 0
F2_Commercial_School_New_Interior Lighting_Electric_High-Bay Lighting_E2 | F2 | Commercial | School | New | Interior Lighting | Electric | High-Bay Lighting | E2 | TRC BC Ratio | 0 | 0 | 0 | 0 | 0 | 0 | 0 | 0 | 0 | 0 | 0 | 0 | 0 | 0 | 0 | 0 | 0 | 0 | 0 | 0 | 0 | 0 | 0 | 0 | 0 | 0 | 0 | 0 | 0 | 0
F2_Commercial_School_New_Interior Lighting_Electric_High-Bay Lighting_E3 | F2 | Commercial | School | New | Interior Lighting | Electric | High-Bay Lighting | E3 | TRC BC Ratio | 0 | 0 | 0 | 0 | 0 | 0 | 0 | 0 | 0 | 0 | 0 | 0 | 0 | 0 | 0 | 0 | 0 | 0 | 0 | 0 | 0 | 0 | 0 | 0 | 0 | 0 | 0 | 0 | 0 | 0
F2_Commercial_School_New_Interior Lighting_Electric_High-Bay Lighting_E4 | F2 | Commercial | School | New | Interior Lighting | Electric | High-Bay Lighting | E4 | TRC BC Ratio | 0 | 0 | 0 | 0 | 0 | 0 | 0 | 0 | 0 | 0 | 0 | 0 | 0 | 0 | 0 | 0 | 0 | 0 | 0 | 0 | 0 | 0 | 0 | 0 | 0 | 0 | 0 | 0 | 0 | 0
F2_Commercial_School_New_Interior Lighting_Electric_High-Bay Lighting_E5 | F2 | Commercial | School | New | Interior Lighting | Electric | High-Bay Lighting | E5 | TRC BC Ratio | 0 | 0 | 0 | 0 | 0 | 0 | 0 | 0 | 0 | 0 | 0 | 0 | 0 | 0 | 0 | 0 | 0 | 0 | 0 | 0 | 0 | 0 | 0 | 0 | 0 | 0 | 0 | 0 | 0 | 0
F2_Commercial_School_New_Interior Lighting_Electric_High-Bay Lighting_E6 | F2 | Commercial | School | New | Interior Lighting | Electric | High-Bay Lighting | E6 | TRC BC Ratio | 0 | 0 | 0 | 0 | 0 | 0 | 0 | 0 | 0 | 0 | 0 | 0 | 0 | 0 | 0 | 0 | 0 | 0 | 0 | 0 | 0 | 0 | 0 | 0 | 0 | 0 | 0 | 0 | 0 | 0
F2_Commercial_School_New_Interior Lighting_Electric_High-Bay Lighting_E7 | F2 | Commercial | School | New | Interior Lighting | Electric | High-Bay Lighting | E7 | TRC BC Ratio | 0 | 0 | 0 | 0 | 0 | 0 | 0 | 0 | 0 | 0 | 0 | 0 | 0 | 0 | 0 | 0 | 0 | 0 | 0 | 0 | 0 | 0 | 0 | 0 | 0 | 0 | 0 | 0 | 0 | 0
F2_Commercial_School_New_Interior Lighting_Electric_High-Bay Lighting_E8 | F2 | Commercial | School | New | Interior Lighting | Electric | High-Bay Lighting | E8 | TRC BC Ratio | 0 | 0 | 0 | 0 | 0 | 0 | 0 | 0 | 0 | 0 | 0 | 0 | 0 | 0 | 0 | 0 | 0 | 0 | 0 | 0 | 0 | 0 | 0 | 0 | 0 | 0 | 0 | 0 | 0 | 0
F2_Commercial_School_New_Interior Lighting_Electric_High-Bay Lighting_E9 | F2 | Commercial | School | New | Interior Lighting | Electric | High-Bay Lighting | E9 | TRC BC Ratio | 0 | 0 | 0 | 0 | 0 | 0 | 0 | 0 | 0 | 0 | 0 | 0 | 0 | 0 | 0 | 0 | 0 | 0 | 0 | 0 | 0 | 0 | 0 | 0 | 0 | 0 | 0 | 0 | 0 | 0
F2_Commercial_School_New_Interior Lighting_Electric_High-Bay Lighting_E10 | F2 | Commercial | School | New | Interior Lighting | Electric | High-Bay Lighting | E10 | TRC BC Ratio | 0 | 0 | 0 | 0 | 0 | 0 | 0 | 0 | 0 | 0 | 0 | 0 | 0 | 0 | 0 | 0 | 0 | 0 | 0 | 0 | 0 | 0 | 0 | 0 | 0 | 0 | 0 | 0 | 0 | 0
F3_Commercial_School_New_Interior Lighting_Electric_High-Bay Lighting_E1 | F3 | Commercial | School | New | Interior Lighting | Electric | High-Bay Lighting | E1 | PACT BC Ratio | 0 | 0 | 0 | 0 | 0 | 0 | 0 | 0 | 0 | 0 | 0 | 0 | 0 | 0 | 0 | 0 | 0 | 0 | 0 | 0 | 0 | 0 | 0 | 0 | 0 | 0 | 0 | 0 | 0 | 0
F3_Commercial_School_New_Interior Lighting_Electric_High-Bay Lighting_E2 | F3 | Commercial | School | New | Interior Lighting | Electric | High-Bay Lighting | E2 | PACT BC Ratio | 0 | 0 | 0 | 0 | 0 | 0 | 0 | 0 | 0 | 0 | 0 | 0 | 0 | 0 | 0 | 0 | 0 | 0 | 0 | 0 | 0 | 0 | 0 | 0 | 0 | 0 | 0 | 0 | 0 | 0
F3_Commercial_School_New_Interior Lighting_Electric_High-Bay Lighting_E3 | F3 | Commercial | School | New | Interior Lighting | Electric | High-Bay Lighting | E3 | PACT BC Ratio | 0 | 0 | 0 | 0 | 0 | 0 | 0 | 0 | 0 | 0 | 0 | 0 | 0 | 0 | 0 | 0 | 0 | 0 | 0 | 0 | 0 | 0 | 0 | 0 | 0 | 0 | 0 | 0 | 0 | 0
F3_Commercial_School_New_Interior Lighting_Electric_High-Bay Lighting_E4 | F3 | Commercial | School | New | Interior Lighting | Electric | High-Bay Lighting | E4 | PACT BC Ratio | 0 | 0 | 0 | 0 | 0 | 0 | 0 | 0 | 0 | 0 | 0 | 0 | 0 | 0 | 0 | 0 | 0 | 0 | 0 | 0 | 0 | 0 | 0 | 0 | 0 | 0 | 0 | 0 | 0 | 0
F3_Commercial_School_New_Interior Lighting_Electric_High-Bay Lighting_E5 | F3 | Commercial | School | New | Interior Lighting | Electric | High-Bay Lighting | E5 | PACT BC Ratio | 0 | 0 | 0 | 0 | 0 | 0 | 0 | 0 | 0 | 0 | 0 | 0 | 0 | 0 | 0 | 0 | 0 | 0 | 0 | 0 | 0 | 0 | 0 | 0 | 0 | 0 | 0 | 0 | 0 | 0
F3_Commercial_School_New_Interior Lighting_Electric_High-Bay Lighting_E6 | F3 | Commercial | School | New | Interior Lighting | Electric | High-Bay Lighting | E6 | PACT BC Ratio | 0 | 0 | 0 | 0 | 0 | 0 | 0 | 0 | 0 | 0 | 0 | 0 | 0 | 0 | 0 | 0 | 0 | 0 | 0 | 0 | 0 | 0 | 0 | 0 | 0 | 0 | 0 | 0 | 0 | 0
F3_Commercial_School_New_Interior Lighting_Electric_High-Bay Lighting_E7 | F3 | Commercial | School | New | Interior Lighting | Electric | High-Bay Lighting | E7 | PACT BC Ratio | 0 | 0 | 0 | 0 | 0 | 0 | 0 | 0 | 0 | 0 | 0 | 0 | 0 | 0 | 0 | 0 | 0 | 0 | 0 | 0 | 0 | 0 | 0 | 0 | 0 | 0 | 0 | 0 | 0 | 0
F3_Commercial_School_New_Interior Lighting_Electric_High-Bay Lighting_E8 | F3 | Commercial | School | New | Interior Lighting | Electric | High-Bay Lighting | E8 | PACT BC Ratio | 0 | 0 | 0 | 0 | 0 | 0 | 0 | 0 | 0 | 0 | 0 | 0 | 0 | 0 | 0 | 0 | 0 | 0 | 0 | 0 | 0 | 0 | 0 | 0 | 0 | 0 | 0 | 0 | 0 | 0
F3_Commercial_School_New_Interior Lighting_Electric_High-Bay Lighting_E9 | F3 | Commercial | School | New | Interior Lighting | Electric | High-Bay Lighting | E9 | PACT BC Ratio | 0 | 0 | 0 | 0 | 0 | 0 | 0 | 0 | 0 | 0 | 0 | 0 | 0 | 0 | 0 | 0 | 0 | 0 | 0 | 0 | 0 | 0 | 0 | 0 | 0 | 0 | 0 | 0 | 0 | 0
F3_Commercial_School_New_Interior Lighting_Electric_High-Bay Lighting_E10 | F3 | Commercial | School | New | Interior Lighting | Electric | High-Bay Lighting | E10 | PACT BC Ratio | 0 | 0 | 0 | 0 | 0 | 0 | 0 | 0 | 0 | 0 | 0 | 0 | 0 | 0 | 0 | 0 | 0 | 0 | 0 | 0 | 0 | 0 | 0 | 0 | 0 | 0 | 0 | 0 | 0 | 0
F4_Commercial_School_New_Interior Lighting_Electric_High-Bay Lighting_E1 | F4 | Commercial | School | New | Interior Lighting | Electric | High-Bay Lighting | E1 | RVT BC Ratio | 0 | 0 | 0 | 0 | 0 | 0 | 0 | 0 | 0 | 0 | 0 | 0 | 0 | 0 | 0 | 0 | 0 | 0 | 0 | 0 | 0 | 0 | 0 | 0 | 0 | 0 | 0 | 0 | 0 | 0
F4_Commercial_School_New_Interior Lighting_Electric_High-Bay Lighting_E2 | F4 | Commercial | School | New | Interior Lighting | Electric | High-Bay Lighting | E2 | RVT BC Ratio | 0 | 0 | 0 | 0 | 0 | 0 | 0 | 0 | 0 | 0 | 0 | 0 | 0 | 0 | 0 | 0 | 0 | 0 | 0 | 0 | 0 | 0 | 0 | 0 | 0 | 0 | 0 | 0 | 0 | 0
F4_Commercial_School_New_Interior Lighting_Electric_High-Bay Lighting_E3 | F4 | Commercial | School | New | Interior Lighting | Electric | High-Bay Lighting | E3 | RVT BC Ratio | 0 | 0 | 0 | 0 | 0 | 0 | 0 | 0 | 0 | 0 | 0 | 0 | 0 | 0 | 0 | 0 | 0 | 0 | 0 | 0 | 0 | 0 | 0 | 0 | 0 | 0 | 0 | 0 | 0 | 0
F4_Commercial_School_New_Interior Lighting_Electric_High-Bay Lighting_E4 | F4 | Commercial | School | New | Interior Lighting | Electric | High-Bay Lighting | E4 | RVT BC Ratio | 0 | 0 | 0 | 0 | 0 | 0 | 0 | 0 | 0 | 0 | 0 | 0 | 0 | 0 | 0 | 0 | 0 | 0 | 0 | 0 | 0 | 0 | 0 | 0 | 0 | 0 | 0 | 0 | 0 | 0
F4_Commercial_School_New_Interior Lighting_Electric_High-Bay Lighting_E5 | F4 | Commercial | School | New | Interior Lighting | Electric | High-Bay Lighting | E5 | RVT BC Ratio | 0 | 0 | 0 | 0 | 0 | 0 | 0 | 0 | 0 | 0 | 0 | 0 | 0 | 0 | 0 | 0 | 0 | 0 | 0 | 0 | 0 | 0 | 0 | 0 | 0 | 0 | 0 | 0 | 0 | 0
F4_Commercial_School_New_Interior Lighting_Electric_High-Bay Lighting_E6 | F4 | Commercial | School | New | Interior Lighting | Electric | High-Bay Lighting | E6 | RVT BC Ratio | 0 | 0 | 0 | 0 | 0 | 0 | 0 | 0 | 0 | 0 | 0 | 0 | 0 | 0 | 0 | 0 | 0 | 0 | 0 | 0 | 0 | 0 | 0 | 0 | 0 | 0 | 0 | 0 | 0 | 0
F4_Commercial_School_New_Interior Lighting_Electric_High-Bay Lighting_E7 | F4 | Commercial | School | New | Interior Lighting | Electric | High-Bay Lighting | E7 | RVT BC Ratio | 0 | 0 | 0 | 0 | 0 | 0 | 0 | 0 | 0 | 0 | 0 | 0 | 0 | 0 | 0 | 0 | 0 | 0 | 0 | 0 | 0 | 0 | 0 | 0 | 0 | 0 | 0 | 0 | 0 | 0
F4_Commercial_School_New_Interior Lighting_Electric_High-Bay Lighting_E8 | F4 | Commercial | School | New | Interior Lighting | Electric | High-Bay Lighting | E8 | RVT BC Ratio | 0 | 0 | 0 | 0 | 0 | 0 | 0 | 0 | 0 | 0 | 0 | 0 | 0 | 0 | 0 | 0 | 0 | 0 | 0 | 0 | 0 | 0 | 0 | 0 | 0 | 0 | 0 | 0 | 0 | 0
F4_Commercial_School_New_Interior Lighting_Electric_High-Bay Lighting_E9 | F4 | Commercial | School | New | Interior Lighting | Electric | High-Bay Lighting | E9 | RVT BC Ratio | 0 | 0 | 0 | 0 | 0 | 0 | 0 | 0 | 0 | 0 | 0 | 0 | 0 | 0 | 0 | 0 | 0 | 0 | 0 | 0 | 0 | 0 | 0 | 0 | 0 | 0 | 0 | 0 | 0 | 0
F4_Commercial_School_New_Interior Lighting_Electric_High-Bay Lighting_E10 | F4 | Commercial | School | New | Interior Lighting | Electric | High-Bay Lighting | E10 | RVT BC Ratio | 0 | 0 | 0 | 0 | 0 | 0 | 0 | 0 | 0 | 0 | 0 | 0 | 0 | 0 | 0 | 0 | 0 | 0 | 0 | 0 | 0 | 0 | 0 | 0 | 0 | 0 | 0 | 0 | 0 | 0
F5_Commercial_School_New_Interior Lighting_Electric_High-Bay Lighting_E1 | F5 | Commercial | School | New | Interior Lighting | Electric | High-Bay Lighting | E1 | RIM BC Ratio | 0 | 0 | 0 | 0 | 0 | 0 | 0 | 0 | 0 | 0 | 0 | 0 | 0 | 0 | 0 | 0 | 0 | 0 | 0 | 0 | 0 | 0 | 0 | 0 | 0 | 0 | 0 | 0 | 0 | 0
F5_Commercial_School_New_Interior Lighting_Electric_High-Bay Lighting_E2 | F5 | Commercial | School | New | Interior Lighting | Electric | High-Bay Lighting | E2 | RIM BC Ratio | 0 | 0 | 0 | 0 | 0 | 0 | 0 | 0 | 0 | 0 | 0 | 0 | 0 | 0 | 0 | 0 | 0 | 0 | 0 | 0 | 0 | 0 | 0 | 0 | 0 | 0 | 0 | 0 | 0 | 0
F5_Commercial_School_New_Interior Lighting_Electric_High-Bay Lighting_E3 | F5 | Commercial | School | New | Interior Lighting | Electric | High-Bay Lighting | E3 | RIM BC Ratio | 0 | 0 | 0 | 0 | 0 | 0 | 0 | 0 | 0 | 0 | 0 | 0 | 0 | 0 | 0 | 0 | 0 | 0 | 0 | 0 | 0 | 0 | 0 | 0 | 0 | 0 | 0 | 0 | 0 | 0
F5_Commercial_School_New_Interior Lighting_Electric_High-Bay Lighting_E4 | F5 | Commercial | School | New | Interior Lighting | Electric | High-Bay Lighting | E4 | RIM BC Ratio | 0 | 0 | 0 | 0 | 0 | 0 | 0 | 0 | 0 | 0 | 0 | 0 | 0 | 0 | 0 | 0 | 0 | 0 | 0 | 0 | 0 | 0 | 0 | 0 | 0 | 0 | 0 | 0 | 0 | 0
F5_Commercial_School_New_Interior Lighting_Electric_High-Bay Lighting_E5 | F5 | Commercial | School | New | Interior Lighting | Electric | High-Bay Lighting | E5 | RIM BC Ratio | 0 | 0 | 0 | 0 | 0 | 0 | 0 | 0 | 0 | 0 | 0 | 0 | 0 | 0 | 0 | 0 | 0 | 0 | 0 | 0 | 0 | 0 | 0 | 0 | 0 | 0 | 0 | 0 | 0 | 0
F5_Commercial_School_New_Interior Lighting_Electric_High-Bay Lighting_E6 | F5 | Commercial | School | New | Interior Lighting | Electric | High-Bay Lighting | E6 | RIM BC Ratio | 0 | 0 | 0 | 0 | 0 | 0 | 0 | 0 | 0 | 0 | 0 | 0 | 0 | 0 | 0 | 0 | 0 | 0 | 0 | 0 | 0 | 0 | 0 | 0 | 0 | 0 | 0 | 0 | 0 | 0
F5_Commercial_School_New_Interior Lighting_Electric_High-Bay Lighting_E7 | F5 | Commercial | School | New | Interior Lighting | Electric | High-Bay Lighting | E7 | RIM BC Ratio | 0 | 0 | 0 | 0 | 0 | 0 | 0 | 0 | 0 | 0 | 0 | 0 | 0 | 0 | 0 | 0 | 0 | 0 | 0 | 0 | 0 | 0 | 0 | 0 | 0 | 0 | 0 | 0 | 0 | 0
F5_Commercial_School_New_Interior Lighting_Electric_High-Bay Lighting_E8 | F5 | Commercial | School | New | Interior Lighting | Electric | High-Bay Lighting | E8 | RIM BC Ratio | 0 | 0 | 0 | 0 | 0 | 0 | 0 | 0 | 0 | 0 | 0 | 0 | 0 | 0 | 0 | 0 | 0 | 0 | 0 | 0 | 0 | 0 | 0 | 0 | 0 | 0 | 0 | 0 | 0 | 0
F5_Commercial_School_New_Interior Lighting_Electric_High-Bay Lighting_E9 | F5 | Commercial | School | New | Interior Lighting | Electric | High-Bay Lighting | E9 | RIM BC Ratio | 0 | 0 | 0 | 0 | 0 | 0 | 0 | 0 | 0 | 0 | 0 | 0 | 0 | 0 | 0 | 0 | 0 | 0 | 0 | 0 | 0 | 0 | 0 | 0 | 0 | 0 | 0 | 0 | 0 | 0
F5_Commercial_School_New_Interior Lighting_Electric_High-Bay Lighting_E10 | F5 | Commercial | School | New | Interior Lighting | Electric | High-Bay Lighting | E10 | RIM BC Ratio | 0 | 0 | 0 | 0 | 0 | 0 | 0 | 0 | 0 | 0 | 0 | 0 | 0 | 0 | 0 | 0 | 0 | 0 | 0 | 0 | 0 | 0 | 0 | 0 | 0 | 0 | 0 | 0 | 0 | 0
F0_Commercial_School_New_Interior Lighting_Electric_Linear Lighting_E0 | F0 | Commercial | School | New | Interior Lighting | Electric | Linear Lighting | E0 | Economic Unit | 0 | 0 | 0 | 0 | 0 | 0 | 0 | 0 | 0 | 0 | 0 | 0 | 0 | 0 | 0 | 0 | 0 | 0 | 0 | 0 | 0 | 0 | 0 | 0 | 0 | 0 | 0 | 0 | 0 | 0
F1_Commercial_School_New_Interior Lighting_Electric_Linear Lighting_E1 | F1 | Commercial | School | New | Interior Lighting | Electric | Linear Lighting | E1 | CCE | 0 | 0 | 0 | 0 | 0 | 0 | 0 | 0 | 0 | 0 | 0 | 0 | 0 | 0 | 0 | 0 | 0 | 0 | 0 | 0 | 0 | 0 | 0 | 0 | 0 | 0 | 0 | 0 | 0 | 0
F1_Commercial_School_New_Interior Lighting_Electric_Linear Lighting_E2 | F1 | Commercial | School | New | Interior Lighting | Electric | Linear Lighting | E2 | CCE | 0 | 0 | 0 | 0 | 0 | 0 | 0 | 0 | 0 | 0 | 0 | 0 | 0 | 0 | 0 | 0 | 0 | 0 | 0 | 0 | 0 | 0 | 0 | 0 | 0 | 0 | 0 | 0 | 0 | 0
F1_Commercial_School_New_Interior Lighting_Electric_Linear Lighting_E3 | F1 | Commercial | School | New | Interior Lighting | Electric | Linear Lighting | E3 | CCE | 0 | 0 | 0 | 0 | 0 | 0 | 0 | 0 | 0 | 0 | 0 | 0 | 0 | 0 | 0 | 0 | 0 | 0 | 0 | 0 | 0 | 0 | 0 | 0 | 0 | 0 | 0 | 0 | 0 | 0
F1_Commercial_School_New_Interior Lighting_Electric_Linear Lighting_E4 | F1 | Commercial | School | New | Interior Lighting | Electric | Linear Lighting | E4 | CCE | 0 | 0 | 0 | 0 | 0 | 0 | 0 | 0 | 0 | 0 | 0 | 0 | 0 | 0 | 0 | 0 | 0 | 0 | 0 | 0 | 0 | 0 | 0 | 0 | 0 | 0 | 0 | 0 | 0 | 0
F1_Commercial_School_New_Interior Lighting_Electric_Linear Lighting_E5 | F1 | Commercial | School | New | Interior Lighting | Electric | Linear Lighting | E5 | CCE | 0 | 0 | 0 | 0 | 0 | 0 | 0 | 0 | 0 | 0 | 0 | 0 | 0 | 0 | 0 | 0 | 0 | 0 | 0 | 0 | 0 | 0 | 0 | 0 | 0 | 0 | 0 | 0 | 0 | 0
F1_Commercial_School_New_Interior Lighting_Electric_Linear Lighting_E6 | F1 | Commercial | School | New | Interior Lighting | Electric | Linear Lighting | E6 | CCE | 0 | 0 | 0 | 0 | 0 | 0 | 0 | 0 | 0 | 0 | 0 | 0 | 0 | 0 | 0 | 0 | 0 | 0 | 0 | 0 | 0 | 0 | 0 | 0 | 0 | 0 | 0 | 0 | 0 | 0
F1_Commercial_School_New_Interior Lighting_Electric_Linear Lighting_E7 | F1 | Commercial | School | New | Interior Lighting | Electric | Linear Lighting | E7 | CCE | 0 | 0 | 0 | 0 | 0 | 0 | 0 | 0 | 0 | 0 | 0 | 0 | 0 | 0 | 0 | 0 | 0 | 0 | 0 | 0 | 0 | 0 | 0 | 0 | 0 | 0 | 0 | 0 | 0 | 0
F1_Commercial_School_New_Interior Lighting_Electric_Linear Lighting_E8 | F1 | Commercial | School | New | Interior Lighting | Electric | Linear Lighting | E8 | CCE | 0 | 0 | 0 | 0 | 0 | 0 | 0 | 0 | 0 | 0 | 0 | 0 | 0 | 0 | 0 | 0 | 0 | 0 | 0 | 0 | 0 | 0 | 0 | 0 | 0 | 0 | 0 | 0 | 0 | 0
F1_Commercial_School_New_Interior Lighting_Electric_Linear Lighting_E9 | F1 | Commercial | School | New | Interior Lighting | Electric | Linear Lighting | E9 | CCE | 0 | 0 | 0 | 0 | 0 | 0 | 0 | 0 | 0 | 0 | 0 | 0 | 0 | 0 | 0 | 0 | 0 | 0 | 0 | 0 | 0 | 0 | 0 | 0 | 0 | 0 | 0 | 0 | 0 | 0
F1_Commercial_School_New_Interior Lighting_Electric_Linear Lighting_E10 | F1 | Commercial | School | New | Interior Lighting | Electric | Linear Lighting | E10 | CCE | 0 | 0 | 0 | 0 | 0 | 0 | 0 | 0 | 0 | 0 | 0 | 0 | 0 | 0 | 0 | 0 | 0 | 0 | 0 | 0 | 0 | 0 | 0 | 0 | 0 | 0 | 0 | 0 | 0 | 0
F2_Commercial_School_New_Interior Lighting_Electric_Linear Lighting_E1 | F2 | Commercial | School | New | Interior Lighting | Electric | Linear Lighting | E1 | TRC BC Ratio | 0 | 0 | 0 | 0 | 0 | 0 | 0 | 0 | 0 | 0 | 0 | 0 | 0 | 0 | 0 | 0 | 0 | 0 | 0 | 0 | 0 | 0 | 0 | 0 | 0 | 0 | 0 | 0 | 0 | 0
F2_Commercial_School_New_Interior Lighting_Electric_Linear Lighting_E2 | F2 | Commercial | School | New | Interior Lighting | Electric | Linear Lighting | E2 | TRC BC Ratio | 0 | 0 | 0 | 0 | 0 | 0 | 0 | 0 | 0 | 0 | 0 | 0 | 0 | 0 | 0 | 0 | 0 | 0 | 0 | 0 | 0 | 0 | 0 | 0 | 0 | 0 | 0 | 0 | 0 | 0
F2_Commercial_School_New_Interior Lighting_Electric_Linear Lighting_E3 | F2 | Commercial | School | New | Interior Lighting | Electric | Linear Lighting | E3 | TRC BC Ratio | 0 | 0 | 0 | 0 | 0 | 0 | 0 | 0 | 0 | 0 | 0 | 0 | 0 | 0 | 0 | 0 | 0 | 0 | 0 | 0 | 0 | 0 | 0 | 0 | 0 | 0 | 0 | 0 | 0 | 0
F2_Commercial_School_New_Interior Lighting_Electric_Linear Lighting_E4 | F2 | Commercial | School | New | Interior Lighting | Electric | Linear Lighting | E4 | TRC BC Ratio | 0 | 0 | 0 | 0 | 0 | 0 | 0 | 0 | 0 | 0 | 0 | 0 | 0 | 0 | 0 | 0 | 0 | 0 | 0 | 0 | 0 | 0 | 0 | 0 | 0 | 0 | 0 | 0 | 0 | 0
F2_Commercial_School_New_Interior Lighting_Electric_Linear Lighting_E5 | F2 | Commercial | School | New | Interior Lighting | Electric | Linear Lighting | E5 | TRC BC Ratio | 0 | 0 | 0 | 0 | 0 | 0 | 0 | 0 | 0 | 0 | 0 | 0 | 0 | 0 | 0 | 0 | 0 | 0 | 0 | 0 | 0 | 0 | 0 | 0 | 0 | 0 | 0 | 0 | 0 | 0
F2_Commercial_School_New_Interior Lighting_Electric_Linear Lighting_E6 | F2 | Commercial | School | New | Interior Lighting | Electric | Linear Lighting | E6 | TRC BC Ratio | 0 | 0 | 0 | 0 | 0 | 0 | 0 | 0 | 0 | 0 | 0 | 0 | 0 | 0 | 0 | 0 | 0 | 0 | 0 | 0 | 0 | 0 | 0 | 0 | 0 | 0 | 0 | 0 | 0 | 0
F2_Commercial_School_New_Interior Lighting_Electric_Linear Lighting_E7 | F2 | Commercial | School | New | Interior Lighting | Electric | Linear Lighting | E7 | TRC BC Ratio | 0 | 0 | 0 | 0 | 0 | 0 | 0 | 0 | 0 | 0 | 0 | 0 | 0 | 0 | 0 | 0 | 0 | 0 | 0 | 0 | 0 | 0 | 0 | 0 | 0 | 0 | 0 | 0 | 0 | 0
F2_Commercial_School_New_Interior Lighting_Electric_Linear Lighting_E8 | F2 | Commercial | School | New | Interior Lighting | Electric | Linear Lighting | E8 | TRC BC Ratio | 0 | 0 | 0 | 0 | 0 | 0 | 0 | 0 | 0 | 0 | 0 | 0 | 0 | 0 | 0 | 0 | 0 | 0 | 0 | 0 | 0 | 0 | 0 | 0 | 0 | 0 | 0 | 0 | 0 | 0
F2_Commercial_School_New_Interior Lighting_Electric_Linear Lighting_E9 | F2 | Commercial | School | New | Interior Lighting | Electric | Linear Lighting | E9 | TRC BC Ratio | 0 | 0 | 0 | 0 | 0 | 0 | 0 | 0 | 0 | 0 | 0 | 0 | 0 | 0 | 0 | 0 | 0 | 0 | 0 | 0 | 0 | 0 | 0 | 0 | 0 | 0 | 0 | 0 | 0 | 0
F2_Commercial_School_New_Interior Lighting_Electric_Linear Lighting_E10 | F2 | Commercial | School | New | Interior Lighting | Electric | Linear Lighting | E10 | TRC BC Ratio | 0 | 0 | 0 | 0 | 0 | 0 | 0 | 0 | 0 | 0 | 0 | 0 | 0 | 0 | 0 | 0 | 0 | 0 | 0 | 0 | 0 | 0 | 0 | 0 | 0 | 0 | 0 | 0 | 0 | 0
F3_Commercial_School_New_Interior Lighting_Electric_Linear Lighting_E1 | F3 | Commercial | School | New | Interior Lighting | Electric | Linear Lighting | E1 | PACT BC Ratio | 0 | 0 | 0 | 0 | 0 | 0 | 0 | 0 | 0 | 0 | 0 | 0 | 0 | 0 | 0 | 0 | 0 | 0 | 0 | 0 | 0 | 0 | 0 | 0 | 0 | 0 | 0 | 0 | 0 | 0
F3_Commercial_School_New_Interior Lighting_Electric_Linear Lighting_E2 | F3 | Commercial | School | New | Interior Lighting | Electric | Linear Lighting | E2 | PACT BC Ratio | 0 | 0 | 0 | 0 | 0 | 0 | 0 | 0 | 0 | 0 | 0 | 0 | 0 | 0 | 0 | 0 | 0 | 0 | 0 | 0 | 0 | 0 | 0 | 0 | 0 | 0 | 0 | 0 | 0 | 0
F3_Commercial_School_New_Interior Lighting_Electric_Linear Lighting_E3 | F3 | Commercial | School | New | Interior Lighting | Electric | Linear Lighting | E3 | PACT BC Ratio | 0 | 0 | 0 | 0 | 0 | 0 | 0 | 0 | 0 | 0 | 0 | 0 | 0 | 0 | 0 | 0 | 0 | 0 | 0 | 0 | 0 | 0 | 0 | 0 | 0 | 0 | 0 | 0 | 0 | 0
F3_Commercial_School_New_Interior Lighting_Electric_Linear Lighting_E4 | F3 | Commercial | School | New | Interior Lighting | Electric | Linear Lighting | E4 | PACT BC Ratio | 0 | 0 | 0 | 0 | 0 | 0 | 0 | 0 | 0 | 0 | 0 | 0 | 0 | 0 | 0 | 0 | 0 | 0 | 0 | 0 | 0 | 0 | 0 | 0 | 0 | 0 | 0 | 0 | 0 | 0
F3_Commercial_School_New_Interior Lighting_Electric_Linear Lighting_E5 | F3 | Commercial | School | New | Interior Lighting | Electric | Linear Lighting | E5 | PACT BC Ratio | 0 | 0 | 0 | 0 | 0 | 0 | 0 | 0 | 0 | 0 | 0 | 0 | 0 | 0 | 0 | 0 | 0 | 0 | 0 | 0 | 0 | 0 | 0 | 0 | 0 | 0 | 0 | 0 | 0 | 0
F3_Commercial_School_New_Interior Lighting_Electric_Linear Lighting_E6 | F3 | Commercial | School | New | Interior Lighting | Electric | Linear Lighting | E6 | PACT BC Ratio | 0 | 0 | 0 | 0 | 0 | 0 | 0 | 0 | 0 | 0 | 0 | 0 | 0 | 0 | 0 | 0 | 0 | 0 | 0 | 0 | 0 | 0 | 0 | 0 | 0 | 0 | 0 | 0 | 0 | 0
F3_Commercial_School_New_Interior Lighting_Electric_Linear Lighting_E7 | F3 | Commercial | School | New | Interior Lighting | Electric | Linear Lighting | E7 | PACT BC Ratio | 0 | 0 | 0 | 0 | 0 | 0 | 0 | 0 | 0 | 0 | 0 | 0 | 0 | 0 | 0 | 0 | 0 | 0 | 0 | 0 | 0 | 0 | 0 | 0 | 0 | 0 | 0 | 0 | 0 | 0
F3_Commercial_School_New_Interior Lighting_Electric_Linear Lighting_E8 | F3 | Commercial | School | New | Interior Lighting | Electric | Linear Lighting | E8 | PACT BC Ratio | 0 | 0 | 0 | 0 | 0 | 0 | 0 | 0 | 0 | 0 | 0 | 0 | 0 | 0 | 0 | 0 | 0 | 0 | 0 | 0 | 0 | 0 | 0 | 0 | 0 | 0 | 0 | 0 | 0 | 0
F3_Commercial_School_New_Interior Lighting_Electric_Linear Lighting_E9 | F3 | Commercial | School | New | Interior Lighting | Electric | Linear Lighting | E9 | PACT BC Ratio | 0 | 0 | 0 | 0 | 0 | 0 | 0 | 0 | 0 | 0 | 0 | 0 | 0 | 0 | 0 | 0 | 0 | 0 | 0 | 0 | 0 | 0 | 0 | 0 | 0 | 0 | 0 | 0 | 0 | 0
F3_Commercial_School_New_Interior Lighting_Electric_Linear Lighting_E10 | F3 | Commercial | School | New | Interior Lighting | Electric | Linear Lighting | E10 | PACT BC Ratio | 0 | 0 | 0 | 0 | 0 | 0 | 0 | 0 | 0 | 0 | 0 | 0 | 0 | 0 | 0 | 0 | 0 | 0 | 0 | 0 | 0 | 0 | 0 | 0 | 0 | 0 | 0 | 0 | 0 | 0
F4_Commercial_School_New_Interior Lighting_Electric_Linear Lighting_E1 | F4 | Commercial | School | New | Interior Lighting | Electric | Linear Lighting | E1 | RVT BC Ratio | 0 | 0 | 0 | 0 | 0 | 0 | 0 | 0 | 0 | 0 | 0 | 0 | 0 | 0 | 0 | 0 | 0 | 0 | 0 | 0 | 0 | 0 | 0 | 0 | 0 | 0 | 0 | 0 | 0 | 0
F4_Commercial_School_New_Interior Lighting_Electric_Linear Lighting_E2 | F4 | Commercial | School | New | Interior Lighting | Electric | Linear Lighting | E2 | RVT BC Ratio | 0 | 0 | 0 | 0 | 0 | 0 | 0 | 0 | 0 | 0 | 0 | 0 | 0 | 0 | 0 | 0 | 0 | 0 | 0 | 0 | 0 | 0 | 0 | 0 | 0 | 0 | 0 | 0 | 0 | 0
F4_Commercial_School_New_Interior Lighting_Electric_Linear Lighting_E3 | F4 | Commercial | School | New | Interior Lighting | Electric | Linear Lighting | E3 | RVT BC Ratio | 0 | 0 | 0 | 0 | 0 | 0 | 0 | 0 | 0 | 0 | 0 | 0 | 0 | 0 | 0 | 0 | 0 | 0 | 0 | 0 | 0 | 0 | 0 | 0 | 0 | 0 | 0 | 0 | 0 | 0
F4_Commercial_School_New_Interior Lighting_Electric_Linear Lighting_E4 | F4 | Commercial | School | New | Interior Lighting | Electric | Linear Lighting | E4 | RVT BC Ratio | 0 | 0 | 0 | 0 | 0 | 0 | 0 | 0 | 0 | 0 | 0 | 0 | 0 | 0 | 0 | 0 | 0 | 0 | 0 | 0 | 0 | 0 | 0 | 0 | 0 | 0 | 0 | 0 | 0 | 0
F4_Commercial_School_New_Interior Lighting_Electric_Linear Lighting_E5 | F4 | Commercial | School | New | Interior Lighting | Electric | Linear Lighting | E5 | RVT BC Ratio | 0 | 0 | 0 | 0 | 0 | 0 | 0 | 0 | 0 | 0 | 0 | 0 | 0 | 0 | 0 | 0 | 0 | 0 | 0 | 0 | 0 | 0 | 0 | 0 | 0 | 0 | 0 | 0 | 0 | 0
F4_Commercial_School_New_Interior Lighting_Electric_Linear Lighting_E6 | F4 | Commercial | School | New | Interior Lighting | Electric | Linear Lighting | E6 | RVT BC Ratio | 0 | 0 | 0 | 0 | 0 | 0 | 0 | 0 | 0 | 0 | 0 | 0 | 0 | 0 | 0 | 0 | 0 | 0 | 0 | 0 | 0 | 0 | 0 | 0 | 0 | 0 | 0 | 0 | 0 | 0
F4_Commercial_School_New_Interior Lighting_Electric_Linear Lighting_E7 | F4 | Commercial | School | New | Interior Lighting | Electric | Linear Lighting | E7 | RVT BC Ratio | 0 | 0 | 0 | 0 | 0 | 0 | 0 | 0 | 0 | 0 | 0 | 0 | 0 | 0 | 0 | 0 | 0 | 0 | 0 | 0 | 0 | 0 | 0 | 0 | 0 | 0 | 0 | 0 | 0 | 0
F4_Commercial_School_New_Interior Lighting_Electric_Linear Lighting_E8 | F4 | Commercial | School | New | Interior Lighting | Electric | Linear Lighting | E8 | RVT BC Ratio | 0 | 0 | 0 | 0 | 0 | 0 | 0 | 0 | 0 | 0 | 0 | 0 | 0 | 0 | 0 | 0 | 0 | 0 | 0 | 0 | 0 | 0 | 0 | 0 | 0 | 0 | 0 | 0 | 0 | 0
F4_Commercial_School_New_Interior Lighting_Electric_Linear Lighting_E9 | F4 | Commercial | School | New | Interior Lighting | Electric | Linear Lighting | E9 | RVT BC Ratio | 0 | 0 | 0 | 0 | 0 | 0 | 0 | 0 | 0 | 0 | 0 | 0 | 0 | 0 | 0 | 0 | 0 | 0 | 0 | 0 | 0 | 0 | 0 | 0 | 0 | 0 | 0 | 0 | 0 | 0
F4_Commercial_School_New_Interior Lighting_Electric_Linear Lighting_E10 | F4 | Commercial | School | New | Interior Lighting | Electric | Linear Lighting | E10 | RVT BC Ratio | 0 | 0 | 0 | 0 | 0 | 0 | 0 | 0 | 0 | 0 | 0 | 0 | 0 | 0 | 0 | 0 | 0 | 0 | 0 | 0 | 0 | 0 | 0 | 0 | 0 | 0 | 0 | 0 | 0 | 0
F5_Commercial_School_New_Interior Lighting_Electric_Linear Lighting_E1 | F5 | Commercial | School | New | Interior Lighting | Electric | Linear Lighting | E1 | RIM BC Ratio | 0 | 0 | 0 | 0 | 0 | 0 | 0 | 0 | 0 | 0 | 0 | 0 | 0 | 0 | 0 | 0 | 0 | 0 | 0 | 0 | 0 | 0 | 0 | 0 | 0 | 0 | 0 | 0 | 0 | 0
F5_Commercial_School_New_Interior Lighting_Electric_Linear Lighting_E2 | F5 | Commercial | School | New | Interior Lighting | Electric | Linear Lighting | E2 | RIM BC Ratio | 0 | 0 | 0 | 0 | 0 | 0 | 0 | 0 | 0 | 0 | 0 | 0 | 0 | 0 | 0 | 0 | 0 | 0 | 0 | 0 | 0 | 0 | 0 | 0 | 0 | 0 | 0 | 0 | 0 | 0
F5_Commercial_School_New_Interior Lighting_Electric_Linear Lighting_E3 | F5 | Commercial | School | New | Interior Lighting | Electric | Linear Lighting | E3 | RIM BC Ratio | 0 | 0 | 0 | 0 | 0 | 0 | 0 | 0 | 0 | 0 | 0 | 0 | 0 | 0 | 0 | 0 | 0 | 0 | 0 | 0 | 0 | 0 | 0 | 0 | 0 | 0 | 0 | 0 | 0 | 0
F5_Commercial_School_New_Interior Lighting_Electric_Linear Lighting_E4 | F5 | Commercial | School | New | Interior Lighting | Electric | Linear Lighting | E4 | RIM BC Ratio | 0 | 0 | 0 | 0 | 0 | 0 | 0 | 0 | 0 | 0 | 0 | 0 | 0 | 0 | 0 | 0 | 0 | 0 | 0 | 0 | 0 | 0 | 0 | 0 | 0 | 0 | 0 | 0 | 0 | 0
F5_Commercial_School_New_Interior Lighting_Electric_Linear Lighting_E5 | F5 | Commercial | School | New | Interior Lighting | Electric | Linear Lighting | E5 | RIM BC Ratio | 0 | 0 | 0 | 0 | 0 | 0 | 0 | 0 | 0 | 0 | 0 | 0 | 0 | 0 | 0 | 0 | 0 | 0 | 0 | 0 | 0 | 0 | 0 | 0 | 0 | 0 | 0 | 0 | 0 | 0
F5_Commercial_School_New_Interior Lighting_Electric_Linear Lighting_E6 | F5 | Commercial | School | New | Interior Lighting | Electric | Linear Lighting | E6 | RIM BC Ratio | 0 | 0 | 0 | 0 | 0 | 0 | 0 | 0 | 0 | 0 | 0 | 0 | 0 | 0 | 0 | 0 | 0 | 0 | 0 | 0 | 0 | 0 | 0 | 0 | 0 | 0 | 0 | 0 | 0 | 0
F5_Commercial_School_New_Interior Lighting_Electric_Linear Lighting_E7 | F5 | Commercial | School | New | Interior Lighting | Electric | Linear Lighting | E7 | RIM BC Ratio | 0 | 0 | 0 | 0 | 0 | 0 | 0 | 0 | 0 | 0 | 0 | 0 | 0 | 0 | 0 | 0 | 0 | 0 | 0 | 0 | 0 | 0 | 0 | 0 | 0 | 0 | 0 | 0 | 0 | 0
F5_Commercial_School_New_Interior Lighting_Electric_Linear Lighting_E8 | F5 | Commercial | School | New | Interior Lighting | Electric | Linear Lighting | E8 | RIM BC Ratio | 0 | 0 | 0 | 0 | 0 | 0 | 0 | 0 | 0 | 0 | 0 | 0 | 0 | 0 | 0 | 0 | 0 | 0 | 0 | 0 | 0 | 0 | 0 | 0 | 0 | 0 | 0 | 0 | 0 | 0
F5_Commercial_School_New_Interior Lighting_Electric_Linear Lighting_E9 | F5 | Commercial | School | New | Interior Lighting | Electric | Linear Lighting | E9 | RIM BC Ratio | 0 | 0 | 0 | 0 | 0 | 0 | 0 | 0 | 0 | 0 | 0 | 0 | 0 | 0 | 0 | 0 | 0 | 0 | 0 | 0 | 0 | 0 | 0 | 0 | 0 | 0 | 0 | 0 | 0 | 0
F5_Commercial_School_New_Interior Lighting_Electric_Linear Lighting_E10 | F5 | Commercial | School | New | Interior Lighting | Electric | Linear Lighting | E10 | RIM BC Ratio | 0 | 0 | 0 | 0 | 0 | 0 | 0 | 0 | 0 | 0 | 0 | 0 | 0 | 0 | 0 | 0 | 0 | 0 | 0 | 0 | 0 | 0 | 0 | 0 | 0 | 0 | 0 | 0 | 0 | 0
F0_Commercial_School_New_Exterior Lighting_Electric_General Service Lighting_E0 | F0 | Commercial | School | New | Exterior Lighting | Electric | General Service Lighting | E0 | Economic Unit | 0 | 0 | 0 | 0 | 0 | 0 | 0 | 0 | 0 | 0 | 0 | 0 | 0 | 0 | 0 | 0 | 0 | 0 | 0 | 0 | 0 | 0 | 0 | 0 | 0 | 0 | 0 | 0 | 0 | 0
F1_Commercial_School_New_Exterior Lighting_Electric_General Service Lighting_E1 | F1 | Commercial | School | New | Exterior Lighting | Electric | General Service Lighting | E1 | CCE | 0 | 0 | 0 | 0 | 0 | 0 | 0 | 0 | 0 | 0 | 0 | 0 | 0 | 0 | 0 | 0 | 0 | 0 | 0 | 0 | 0 | 0 | 0 | 0 | 0 | 0 | 0 | 0 | 0 | 0
F1_Commercial_School_New_Exterior Lighting_Electric_General Service Lighting_E2 | F1 | Commercial | School | New | Exterior Lighting | Electric | General Service Lighting | E2 | CCE | 0 | 0 | 0 | 0 | 0 | 0 | 0 | 0 | 0 | 0 | 0 | 0 | 0 | 0 | 0 | 0 | 0 | 0 | 0 | 0 | 0 | 0 | 0 | 0 | 0 | 0 | 0 | 0 | 0 | 0
F1_Commercial_School_New_Exterior Lighting_Electric_General Service Lighting_E3 | F1 | Commercial | School | New | Exterior Lighting | Electric | General Service Lighting | E3 | CCE | 0 | 0 | 0 | 0 | 0 | 0 | 0 | 0 | 0 | 0 | 0 | 0 | 0 | 0 | 0 | 0 | 0 | 0 | 0 | 0 | 0 | 0 | 0 | 0 | 0 | 0 | 0 | 0 | 0 | 0
F1_Commercial_School_New_Exterior Lighting_Electric_General Service Lighting_E4 | F1 | Commercial | School | New | Exterior Lighting | Electric | General Service Lighting | E4 | CCE | 0 | 0 | 0 | 0 | 0 | 0 | 0 | 0 | 0 | 0 | 0 | 0 | 0 | 0 | 0 | 0 | 0 | 0 | 0 | 0 | 0 | 0 | 0 | 0 | 0 | 0 | 0 | 0 | 0 | 0
F1_Commercial_School_New_Exterior Lighting_Electric_General Service Lighting_E5 | F1 | Commercial | School | New | Exterior Lighting | Electric | General Service Lighting | E5 | CCE | 0 | 0 | 0 | 0 | 0 | 0 | 0 | 0 | 0 | 0 | 0 | 0 | 0 | 0 | 0 | 0 | 0 | 0 | 0 | 0 | 0 | 0 | 0 | 0 | 0 | 0 | 0 | 0 | 0 | 0
F1_Commercial_School_New_Exterior Lighting_Electric_General Service Lighting_E6 | F1 | Commercial | School | New | Exterior Lighting | Electric | General Service Lighting | E6 | CCE | 0 | 0 | 0 | 0 | 0 | 0 | 0 | 0 | 0 | 0 | 0 | 0 | 0 | 0 | 0 | 0 | 0 | 0 | 0 | 0 | 0 | 0 | 0 | 0 | 0 | 0 | 0 | 0 | 0 | 0
F1_Commercial_School_New_Exterior Lighting_Electric_General Service Lighting_E7 | F1 | Commercial | School | New | Exterior Lighting | Electric | General Service Lighting | E7 | CCE | 0 | 0 | 0 | 0 | 0 | 0 | 0 | 0 | 0 | 0 | 0 | 0 | 0 | 0 | 0 | 0 | 0 | 0 | 0 | 0 | 0 | 0 | 0 | 0 | 0 | 0 | 0 | 0 | 0 | 0
F1_Commercial_School_New_Exterior Lighting_Electric_General Service Lighting_E8 | F1 | Commercial | School | New | Exterior Lighting | Electric | General Service Lighting | E8 | CCE | 0 | 0 | 0 | 0 | 0 | 0 | 0 | 0 | 0 | 0 | 0 | 0 | 0 | 0 | 0 | 0 | 0 | 0 | 0 | 0 | 0 | 0 | 0 | 0 | 0 | 0 | 0 | 0 | 0 | 0
F1_Commercial_School_New_Exterior Lighting_Electric_General Service Lighting_E9 | F1 | Commercial | School | New | Exterior Lighting | Electric | General Service Lighting | E9 | CCE | 0 | 0 | 0 | 0 | 0 | 0 | 0 | 0 | 0 | 0 | 0 | 0 | 0 | 0 | 0 | 0 | 0 | 0 | 0 | 0 | 0 | 0 | 0 | 0 | 0 | 0 | 0 | 0 | 0 | 0
F1_Commercial_School_New_Exterior Lighting_Electric_General Service Lighting_E10 | F1 | Commercial | School | New | Exterior Lighting | Electric | General Service Lighting | E10 | CCE | 0 | 0 | 0 | 0 | 0 | 0 | 0 | 0 | 0 | 0 | 0 | 0 | 0 | 0 | 0 | 0 | 0 | 0 | 0 | 0 | 0 | 0 | 0 | 0 | 0 | 0 | 0 | 0 | 0 | 0
F2_Commercial_School_New_Exterior Lighting_Electric_General Service Lighting_E1 | F2 | Commercial | School | New | Exterior Lighting | Electric | General Service Lighting | E1 | TRC BC Ratio | 0 | 0 | 0 | 0 | 0 | 0 | 0 | 0 | 0 | 0 | 0 | 0 | 0 | 0 | 0 | 0 | 0 | 0 | 0 | 0 | 0 | 0 | 0 | 0 | 0 | 0 | 0 | 0 | 0 | 0
F2_Commercial_School_New_Exterior Lighting_Electric_General Service Lighting_E2 | F2 | Commercial | School | New | Exterior Lighting | Electric | General Service Lighting | E2 | TRC BC Ratio | 0 | 0 | 0 | 0 | 0 | 0 | 0 | 0 | 0 | 0 | 0 | 0 | 0 | 0 | 0 | 0 | 0 | 0 | 0 | 0 | 0 | 0 | 0 | 0 | 0 | 0 | 0 | 0 | 0 | 0
F2_Commercial_School_New_Exterior Lighting_Electric_General Service Lighting_E3 | F2 | Commercial | School | New | Exterior Lighting | Electric | General Service Lighting | E3 | TRC BC Ratio | 0 | 0 | 0 | 0 | 0 | 0 | 0 | 0 | 0 | 0 | 0 | 0 | 0 | 0 | 0 | 0 | 0 | 0 | 0 | 0 | 0 | 0 | 0 | 0 | 0 | 0 | 0 | 0 | 0 | 0
F2_Commercial_School_New_Exterior Lighting_Electric_General Service Lighting_E4 | F2 | Commercial | School | New | Exterior Lighting | Electric | General Service Lighting | E4 | TRC BC Ratio | 0 | 0 | 0 | 0 | 0 | 0 | 0 | 0 | 0 | 0 | 0 | 0 | 0 | 0 | 0 | 0 | 0 | 0 | 0 | 0 | 0 | 0 | 0 | 0 | 0 | 0 | 0 | 0 | 0 | 0
F2_Commercial_School_New_Exterior Lighting_Electric_General Service Lighting_E5 | F2 | Commercial | School | New | Exterior Lighting | Electric | General Service Lighting | E5 | TRC BC Ratio | 0 | 0 | 0 | 0 | 0 | 0 | 0 | 0 | 0 | 0 | 0 | 0 | 0 | 0 | 0 | 0 | 0 | 0 | 0 | 0 | 0 | 0 | 0 | 0 | 0 | 0 | 0 | 0 | 0 | 0
F2_Commercial_School_New_Exterior Lighting_Electric_General Service Lighting_E6 | F2 | Commercial | School | New | Exterior Lighting | Electric | General Service Lighting | E6 | TRC BC Ratio | 0 | 0 | 0 | 0 | 0 | 0 | 0 | 0 | 0 | 0 | 0 | 0 | 0 | 0 | 0 | 0 | 0 | 0 | 0 | 0 | 0 | 0 | 0 | 0 | 0 | 0 | 0 | 0 | 0 | 0
F2_Commercial_School_New_Exterior Lighting_Electric_General Service Lighting_E7 | F2 | Commercial | School | New | Exterior Lighting | Electric | General Service Lighting | E7 | TRC BC Ratio | 0 | 0 | 0 | 0 | 0 | 0 | 0 | 0 | 0 | 0 | 0 | 0 | 0 | 0 | 0 | 0 | 0 | 0 | 0 | 0 | 0 | 0 | 0 | 0 | 0 | 0 | 0 | 0 | 0 | 0
F2_Commercial_School_New_Exterior Lighting_Electric_General Service Lighting_E8 | F2 | Commercial | School | New | Exterior Lighting | Electric | General Service Lighting | E8 | TRC BC Ratio | 0 | 0 | 0 | 0 | 0 | 0 | 0 | 0 | 0 | 0 | 0 | 0 | 0 | 0 | 0 | 0 | 0 | 0 | 0 | 0 | 0 | 0 | 0 | 0 | 0 | 0 | 0 | 0 | 0 | 0
F2_Commercial_School_New_Exterior Lighting_Electric_General Service Lighting_E9 | F2 | Commercial | School | New | Exterior Lighting | Electric | General Service Lighting | E9 | TRC BC Ratio | 0 | 0 | 0 | 0 | 0 | 0 | 0 | 0 | 0 | 0 | 0 | 0 | 0 | 0 | 0 | 0 | 0 | 0 | 0 | 0 | 0 | 0 | 0 | 0 | 0 | 0 | 0 | 0 | 0 | 0
F2_Commercial_School_New_Exterior Lighting_Electric_General Service Lighting_E10 | F2 | Commercial | School | New | Exterior Lighting | Electric | General Service Lighting | E10 | TRC BC Ratio | 0 | 0 | 0 | 0 | 0 | 0 | 0 | 0 | 0 | 0 | 0 | 0 | 0 | 0 | 0 | 0 | 0 | 0 | 0 | 0 | 0 | 0 | 0 | 0 | 0 | 0 | 0 | 0 | 0 | 0
F3_Commercial_School_New_Exterior Lighting_Electric_General Service Lighting_E1 | F3 | Commercial | School | New | Exterior Lighting | Electric | General Service Lighting | E1 | PACT BC Ratio | 0 | 0 | 0 | 0 | 0 | 0 | 0 | 0 | 0 | 0 | 0 | 0 | 0 | 0 | 0 | 0 | 0 | 0 | 0 | 0 | 0 | 0 | 0 | 0 | 0 | 0 | 0 | 0 | 0 | 0
F3_Commercial_School_New_Exterior Lighting_Electric_General Service Lighting_E2 | F3 | Commercial | School | New | Exterior Lighting | Electric | General Service Lighting | E2 | PACT BC Ratio | 0 | 0 | 0 | 0 | 0 | 0 | 0 | 0 | 0 | 0 | 0 | 0 | 0 | 0 | 0 | 0 | 0 | 0 | 0 | 0 | 0 | 0 | 0 | 0 | 0 | 0 | 0 | 0 | 0 | 0
F3_Commercial_School_New_Exterior Lighting_Electric_General Service Lighting_E3 | F3 | Commercial | School | New | Exterior Lighting | Electric | General Service Lighting | E3 | PACT BC Ratio | 0 | 0 | 0 | 0 | 0 | 0 | 0 | 0 | 0 | 0 | 0 | 0 | 0 | 0 | 0 | 0 | 0 | 0 | 0 | 0 | 0 | 0 | 0 | 0 | 0 | 0 | 0 | 0 | 0 | 0
F3_Commercial_School_New_Exterior Lighting_Electric_General Service Lighting_E4 | F3 | Commercial | School | New | Exterior Lighting | Electric | General Service Lighting | E4 | PACT BC Ratio | 0 | 0 | 0 | 0 | 0 | 0 | 0 | 0 | 0 | 0 | 0 | 0 | 0 | 0 | 0 | 0 | 0 | 0 | 0 | 0 | 0 | 0 | 0 | 0 | 0 | 0 | 0 | 0 | 0 | 0
F3_Commercial_School_New_Exterior Lighting_Electric_General Service Lighting_E5 | F3 | Commercial | School | New | Exterior Lighting | Electric | General Service Lighting | E5 | PACT BC Ratio | 0 | 0 | 0 | 0 | 0 | 0 | 0 | 0 | 0 | 0 | 0 | 0 | 0 | 0 | 0 | 0 | 0 | 0 | 0 | 0 | 0 | 0 | 0 | 0 | 0 | 0 | 0 | 0 | 0 | 0
F3_Commercial_School_New_Exterior Lighting_Electric_General Service Lighting_E6 | F3 | Commercial | School | New | Exterior Lighting | Electric | General Service Lighting | E6 | PACT BC Ratio | 0 | 0 | 0 | 0 | 0 | 0 | 0 | 0 | 0 | 0 | 0 | 0 | 0 | 0 | 0 | 0 | 0 | 0 | 0 | 0 | 0 | 0 | 0 | 0 | 0 | 0 | 0 | 0 | 0 | 0
F3_Commercial_School_New_Exterior Lighting_Electric_General Service Lighting_E7 | F3 | Commercial | School | New | Exterior Lighting | Electric | General Service Lighting | E7 | PACT BC Ratio | 0 | 0 | 0 | 0 | 0 | 0 | 0 | 0 | 0 | 0 | 0 | 0 | 0 | 0 | 0 | 0 | 0 | 0 | 0 | 0 | 0 | 0 | 0 | 0 | 0 | 0 | 0 | 0 | 0 | 0
F3_Commercial_School_New_Exterior Lighting_Electric_General Service Lighting_E8 | F3 | Commercial | School | New | Exterior Lighting | Electric | General Service Lighting | E8 | PACT BC Ratio | 0 | 0 | 0 | 0 | 0 | 0 | 0 | 0 | 0 | 0 | 0 | 0 | 0 | 0 | 0 | 0 | 0 | 0 | 0 | 0 | 0 | 0 | 0 | 0 | 0 | 0 | 0 | 0 | 0 | 0
F3_Commercial_School_New_Exterior Lighting_Electric_General Service Lighting_E9 | F3 | Commercial | School | New | Exterior Lighting | Electric | General Service Lighting | E9 | PACT BC Ratio | 0 | 0 | 0 | 0 | 0 | 0 | 0 | 0 | 0 | 0 | 0 | 0 | 0 | 0 | 0 | 0 | 0 | 0 | 0 | 0 | 0 | 0 | 0 | 0 | 0 | 0 | 0 | 0 | 0 | 0
F3_Commercial_School_New_Exterior Lighting_Electric_General Service Lighting_E10 | F3 | Commercial | School | New | Exterior Lighting | Electric | General Service Lighting | E10 | PACT BC Ratio | 0 | 0 | 0 | 0 | 0 | 0 | 0 | 0 | 0 | 0 | 0 | 0 | 0 | 0 | 0 | 0 | 0 | 0 | 0 | 0 | 0 | 0 | 0 | 0 | 0 | 0 | 0 | 0 | 0 | 0
F4_Commercial_School_New_Exterior Lighting_Electric_General Service Lighting_E1 | F4 | Commercial | School | New | Exterior Lighting | Electric | General Service Lighting | E1 | RVT BC Ratio | 0 | 0 | 0 | 0 | 0 | 0 | 0 | 0 | 0 | 0 | 0 | 0 | 0 | 0 | 0 | 0 | 0 | 0 | 0 | 0 | 0 | 0 | 0 | 0 | 0 | 0 | 0 | 0 | 0 | 0
F4_Commercial_School_New_Exterior Lighting_Electric_General Service Lighting_E2 | F4 | Commercial | School | New | Exterior Lighting | Electric | General Service Lighting | E2 | RVT BC Ratio | 0 | 0 | 0 | 0 | 0 | 0 | 0 | 0 | 0 | 0 | 0 | 0 | 0 | 0 | 0 | 0 | 0 | 0 | 0 | 0 | 0 | 0 | 0 | 0 | 0 | 0 | 0 | 0 | 0 | 0
F4_Commercial_School_New_Exterior Lighting_Electric_General Service Lighting_E3 | F4 | Commercial | School | New | Exterior Lighting | Electric | General Service Lighting | E3 | RVT BC Ratio | 0 | 0 | 0 | 0 | 0 | 0 | 0 | 0 | 0 | 0 | 0 | 0 | 0 | 0 | 0 | 0 | 0 | 0 | 0 | 0 | 0 | 0 | 0 | 0 | 0 | 0 | 0 | 0 | 0 | 0
F4_Commercial_School_New_Exterior Lighting_Electric_General Service Lighting_E4 | F4 | Commercial | School | New | Exterior Lighting | Electric | General Service Lighting | E4 | RVT BC Ratio | 0 | 0 | 0 | 0 | 0 | 0 | 0 | 0 | 0 | 0 | 0 | 0 | 0 | 0 | 0 | 0 | 0 | 0 | 0 | 0 | 0 | 0 | 0 | 0 | 0 | 0 | 0 | 0 | 0 | 0
F4_Commercial_School_New_Exterior Lighting_Electric_General Service Lighting_E5 | F4 | Commercial | School | New | Exterior Lighting | Electric | General Service Lighting | E5 | RVT BC Ratio | 0 | 0 | 0 | 0 | 0 | 0 | 0 | 0 | 0 | 0 | 0 | 0 | 0 | 0 | 0 | 0 | 0 | 0 | 0 | 0 | 0 | 0 | 0 | 0 | 0 | 0 | 0 | 0 | 0 | 0
F4_Commercial_School_New_Exterior Lighting_Electric_General Service Lighting_E6 | F4 | Commercial | School | New | Exterior Lighting | Electric | General Service Lighting | E6 | RVT BC Ratio | 0 | 0 | 0 | 0 | 0 | 0 | 0 | 0 | 0 | 0 | 0 | 0 | 0 | 0 | 0 | 0 | 0 | 0 | 0 | 0 | 0 | 0 | 0 | 0 | 0 | 0 | 0 | 0 | 0 | 0
F4_Commercial_School_New_Exterior Lighting_Electric_General Service Lighting_E7 | F4 | Commercial | School | New | Exterior Lighting | Electric | General Service Lighting | E7 | RVT BC Ratio | 0 | 0 | 0 | 0 | 0 | 0 | 0 | 0 | 0 | 0 | 0 | 0 | 0 | 0 | 0 | 0 | 0 | 0 | 0 | 0 | 0 | 0 | 0 | 0 | 0 | 0 | 0 | 0 | 0 | 0
F4_Commercial_School_New_Exterior Lighting_Electric_General Service Lighting_E8 | F4 | Commercial | School | New | Exterior Lighting | Electric | General Service Lighting | E8 | RVT BC Ratio | 0 | 0 | 0 | 0 | 0 | 0 | 0 | 0 | 0 | 0 | 0 | 0 | 0 | 0 | 0 | 0 | 0 | 0 | 0 | 0 | 0 | 0 | 0 | 0 | 0 | 0 | 0 | 0 | 0 | 0
F4_Commercial_School_New_Exterior Lighting_Electric_General Service Lighting_E9 | F4 | Commercial | School | New | Exterior Lighting | Electric | General Service Lighting | E9 | RVT BC Ratio | 0 | 0 | 0 | 0 | 0 | 0 | 0 | 0 | 0 | 0 | 0 | 0 | 0 | 0 | 0 | 0 | 0 | 0 | 0 | 0 | 0 | 0 | 0 | 0 | 0 | 0 | 0 | 0 | 0 | 0
F4_Commercial_School_New_Exterior Lighting_Electric_General Service Lighting_E10 | F4 | Commercial | School | New | Exterior Lighting | Electric | General Service Lighting | E10 | RVT BC Ratio | 0 | 0 | 0 | 0 | 0 | 0 | 0 | 0 | 0 | 0 | 0 | 0 | 0 | 0 | 0 | 0 | 0 | 0 | 0 | 0 | 0 | 0 | 0 | 0 | 0 | 0 | 0 | 0 | 0 | 0
F5_Commercial_School_New_Exterior Lighting_Electric_General Service Lighting_E1 | F5 | Commercial | School | New | Exterior Lighting | Electric | General Service Lighting | E1 | RIM BC Ratio | 0 | 0 | 0 | 0 | 0 | 0 | 0 | 0 | 0 | 0 | 0 | 0 | 0 | 0 | 0 | 0 | 0 | 0 | 0 | 0 | 0 | 0 | 0 | 0 | 0 | 0 | 0 | 0 | 0 | 0
F5_Commercial_School_New_Exterior Lighting_Electric_General Service Lighting_E2 | F5 | Commercial | School | New | Exterior Lighting | Electric | General Service Lighting | E2 | RIM BC Ratio | 0 | 0 | 0 | 0 | 0 | 0 | 0 | 0 | 0 | 0 | 0 | 0 | 0 | 0 | 0 | 0 | 0 | 0 | 0 | 0 | 0 | 0 | 0 | 0 | 0 | 0 | 0 | 0 | 0 | 0
F5_Commercial_School_New_Exterior Lighting_Electric_General Service Lighting_E3 | F5 | Commercial | School | New | Exterior Lighting | Electric | General Service Lighting | E3 | RIM BC Ratio | 0 | 0 | 0 | 0 | 0 | 0 | 0 | 0 | 0 | 0 | 0 | 0 | 0 | 0 | 0 | 0 | 0 | 0 | 0 | 0 | 0 | 0 | 0 | 0 | 0 | 0 | 0 | 0 | 0 | 0
F5_Commercial_School_New_Exterior Lighting_Electric_General Service Lighting_E4 | F5 | Commercial | School | New | Exterior Lighting | Electric | General Service Lighting | E4 | RIM BC Ratio | 0 | 0 | 0 | 0 | 0 | 0 | 0 | 0 | 0 | 0 | 0 | 0 | 0 | 0 | 0 | 0 | 0 | 0 | 0 | 0 | 0 | 0 | 0 | 0 | 0 | 0 | 0 | 0 | 0 | 0
F5_Commercial_School_New_Exterior Lighting_Electric_General Service Lighting_E5 | F5 | Commercial | School | New | Exterior Lighting | Electric | General Service Lighting | E5 | RIM BC Ratio | 0 | 0 | 0 | 0 | 0 | 0 | 0 | 0 | 0 | 0 | 0 | 0 | 0 | 0 | 0 | 0 | 0 | 0 | 0 | 0 | 0 | 0 | 0 | 0 | 0 | 0 | 0 | 0 | 0 | 0
F5_Commercial_School_New_Exterior Lighting_Electric_General Service Lighting_E6 | F5 | Commercial | School | New | Exterior Lighting | Electric | General Service Lighting | E6 | RIM BC Ratio | 0 | 0 | 0 | 0 | 0 | 0 | 0 | 0 | 0 | 0 | 0 | 0 | 0 | 0 | 0 | 0 | 0 | 0 | 0 | 0 | 0 | 0 | 0 | 0 | 0 | 0 | 0 | 0 | 0 | 0
F5_Commercial_School_New_Exterior Lighting_Electric_General Service Lighting_E7 | F5 | Commercial | School | New | Exterior Lighting | Electric | General Service Lighting | E7 | RIM BC Ratio | 0 | 0 | 0 | 0 | 0 | 0 | 0 | 0 | 0 | 0 | 0 | 0 | 0 | 0 | 0 | 0 | 0 | 0 | 0 | 0 | 0 | 0 | 0 | 0 | 0 | 0 | 0 | 0 | 0 | 0
F5_Commercial_School_New_Exterior Lighting_Electric_General Service Lighting_E8 | F5 | Commercial | School | New | Exterior Lighting | Electric | General Service Lighting | E8 | RIM BC Ratio | 0 | 0 | 0 | 0 | 0 | 0 | 0 | 0 | 0 | 0 | 0 | 0 | 0 | 0 | 0 | 0 | 0 | 0 | 0 | 0 | 0 | 0 | 0 | 0 | 0 | 0 | 0 | 0 | 0 | 0
F5_Commercial_School_New_Exterior Lighting_Electric_General Service Lighting_E9 | F5 | Commercial | School | New | Exterior Lighting | Electric | General Service Lighting | E9 | RIM BC Ratio | 0 | 0 | 0 | 0 | 0 | 0 | 0 | 0 | 0 | 0 | 0 | 0 | 0 | 0 | 0 | 0 | 0 | 0 | 0 | 0 | 0 | 0 | 0 | 0 | 0 | 0 | 0 | 0 | 0 | 0
F5_Commercial_School_New_Exterior Lighting_Electric_General Service Lighting_E10 | F5 | Commercial | School | New | Exterior Lighting | Electric | General Service Lighting | E10 | RIM BC Ratio | 0 | 0 | 0 | 0 | 0 | 0 | 0 | 0 | 0 | 0 | 0 | 0 | 0 | 0 | 0 | 0 | 0 | 0 | 0 | 0 | 0 | 0 | 0 | 0 | 0 | 0 | 0 | 0 | 0 | 0
F0_Commercial_School_New_Exterior Lighting_Electric_Area Lighting_E0 | F0 | Commercial | School | New | Exterior Lighting | Electric | Area Lighting | E0 | Economic Unit | 0 | 0 | 0 | 0 | 0 | 0 | 0 | 0 | 0 | 0 | 0 | 0 | 0 | 0 | 0 | 0 | 0 | 0 | 0 | 0 | 0 | 0 | 0 | 0 | 0 | 0 | 0 | 0 | 0 | 0
F1_Commercial_School_New_Exterior Lighting_Electric_Area Lighting_E1 | F1 | Commercial | School | New | Exterior Lighting | Electric | Area Lighting | E1 | CCE | 0 | 0 | 0 | 0 | 0 | 0 | 0 | 0 | 0 | 0 | 0 | 0 | 0 | 0 | 0 | 0 | 0 | 0 | 0 | 0 | 0 | 0 | 0 | 0 | 0 | 0 | 0 | 0 | 0 | 0
F1_Commercial_School_New_Exterior Lighting_Electric_Area Lighting_E2 | F1 | Commercial | School | New | Exterior Lighting | Electric | Area Lighting | E2 | CCE | 0 | 0 | 0 | 0 | 0 | 0 | 0 | 0 | 0 | 0 | 0 | 0 | 0 | 0 | 0 | 0 | 0 | 0 | 0 | 0 | 0 | 0 | 0 | 0 | 0 | 0 | 0 | 0 | 0 | 0
F1_Commercial_School_New_Exterior Lighting_Electric_Area Lighting_E3 | F1 | Commercial | School | New | Exterior Lighting | Electric | Area Lighting | E3 | CCE | 0 | 0 | 0 | 0 | 0 | 0 | 0 | 0 | 0 | 0 | 0 | 0 | 0 | 0 | 0 | 0 | 0 | 0 | 0 | 0 | 0 | 0 | 0 | 0 | 0 | 0 | 0 | 0 | 0 | 0
F1_Commercial_School_New_Exterior Lighting_Electric_Area Lighting_E4 | F1 | Commercial | School | New | Exterior Lighting | Electric | Area Lighting | E4 | CCE | 0 | 0 | 0 | 0 | 0 | 0 | 0 | 0 | 0 | 0 | 0 | 0 | 0 | 0 | 0 | 0 | 0 | 0 | 0 | 0 | 0 | 0 | 0 | 0 | 0 | 0 | 0 | 0 | 0 | 0
F1_Commercial_School_New_Exterior Lighting_Electric_Area Lighting_E5 | F1 | Commercial | School | New | Exterior Lighting | Electric | Area Lighting | E5 | CCE | 0 | 0 | 0 | 0 | 0 | 0 | 0 | 0 | 0 | 0 | 0 | 0 | 0 | 0 | 0 | 0 | 0 | 0 | 0 | 0 | 0 | 0 | 0 | 0 | 0 | 0 | 0 | 0 | 0 | 0
F1_Commercial_School_New_Exterior Lighting_Electric_Area Lighting_E6 | F1 | Commercial | School | New | Exterior Lighting | Electric | Area Lighting | E6 | CCE | 0 | 0 | 0 | 0 | 0 | 0 | 0 | 0 | 0 | 0 | 0 | 0 | 0 | 0 | 0 | 0 | 0 | 0 | 0 | 0 | 0 | 0 | 0 | 0 | 0 | 0 | 0 | 0 | 0 | 0
F1_Commercial_School_New_Exterior Lighting_Electric_Area Lighting_E7 | F1 | Commercial | School | New | Exterior Lighting | Electric | Area Lighting | E7 | CCE | 0 | 0 | 0 | 0 | 0 | 0 | 0 | 0 | 0 | 0 | 0 | 0 | 0 | 0 | 0 | 0 | 0 | 0 | 0 | 0 | 0 | 0 | 0 | 0 | 0 | 0 | 0 | 0 | 0 | 0
F1_Commercial_School_New_Exterior Lighting_Electric_Area Lighting_E8 | F1 | Commercial | School | New | Exterior Lighting | Electric | Area Lighting | E8 | CCE | 0 | 0 | 0 | 0 | 0 | 0 | 0 | 0 | 0 | 0 | 0 | 0 | 0 | 0 | 0 | 0 | 0 | 0 | 0 | 0 | 0 | 0 | 0 | 0 | 0 | 0 | 0 | 0 | 0 | 0
F1_Commercial_School_New_Exterior Lighting_Electric_Area Lighting_E9 | F1 | Commercial | School | New | Exterior Lighting | Electric | Area Lighting | E9 | CCE | 0 | 0 | 0 | 0 | 0 | 0 | 0 | 0 | 0 | 0 | 0 | 0 | 0 | 0 | 0 | 0 | 0 | 0 | 0 | 0 | 0 | 0 | 0 | 0 | 0 | 0 | 0 | 0 | 0 | 0
F1_Commercial_School_New_Exterior Lighting_Electric_Area Lighting_E10 | F1 | Commercial | School | New | Exterior Lighting | Electric | Area Lighting | E10 | CCE | 0 | 0 | 0 | 0 | 0 | 0 | 0 | 0 | 0 | 0 | 0 | 0 | 0 | 0 | 0 | 0 | 0 | 0 | 0 | 0 | 0 | 0 | 0 | 0 | 0 | 0 | 0 | 0 | 0 | 0
F2_Commercial_School_New_Exterior Lighting_Electric_Area Lighting_E1 | F2 | Commercial | School | New | Exterior Lighting | Electric | Area Lighting | E1 | TRC BC Ratio | 0 | 0 | 0 | 0 | 0 | 0 | 0 | 0 | 0 | 0 | 0 | 0 | 0 | 0 | 0 | 0 | 0 | 0 | 0 | 0 | 0 | 0 | 0 | 0 | 0 | 0 | 0 | 0 | 0 | 0
F2_Commercial_School_New_Exterior Lighting_Electric_Area Lighting_E2 | F2 | Commercial | School | New | Exterior Lighting | Electric | Area Lighting | E2 | TRC BC Ratio | 0 | 0 | 0 | 0 | 0 | 0 | 0 | 0 | 0 | 0 | 0 | 0 | 0 | 0 | 0 | 0 | 0 | 0 | 0 | 0 | 0 | 0 | 0 | 0 | 0 | 0 | 0 | 0 | 0 | 0
F2_Commercial_School_New_Exterior Lighting_Electric_Area Lighting_E3 | F2 | Commercial | School | New | Exterior Lighting | Electric | Area Lighting | E3 | TRC BC Ratio | 0 | 0 | 0 | 0 | 0 | 0 | 0 | 0 | 0 | 0 | 0 | 0 | 0 | 0 | 0 | 0 | 0 | 0 | 0 | 0 | 0 | 0 | 0 | 0 | 0 | 0 | 0 | 0 | 0 | 0
F2_Commercial_School_New_Exterior Lighting_Electric_Area Lighting_E4 | F2 | Commercial | School | New | Exterior Lighting | Electric | Area Lighting | E4 | TRC BC Ratio | 0 | 0 | 0 | 0 | 0 | 0 | 0 | 0 | 0 | 0 | 0 | 0 | 0 | 0 | 0 | 0 | 0 | 0 | 0 | 0 | 0 | 0 | 0 | 0 | 0 | 0 | 0 | 0 | 0 | 0
F2_Commercial_School_New_Exterior Lighting_Electric_Area Lighting_E5 | F2 | Commercial | School | New | Exterior Lighting | Electric | Area Lighting | E5 | TRC BC Ratio | 0 | 0 | 0 | 0 | 0 | 0 | 0 | 0 | 0 | 0 | 0 | 0 | 0 | 0 | 0 | 0 | 0 | 0 | 0 | 0 | 0 | 0 | 0 | 0 | 0 | 0 | 0 | 0 | 0 | 0
F2_Commercial_School_New_Exterior Lighting_Electric_Area Lighting_E6 | F2 | Commercial | School | New | Exterior Lighting | Electric | Area Lighting | E6 | TRC BC Ratio | 0 | 0 | 0 | 0 | 0 | 0 | 0 | 0 | 0 | 0 | 0 | 0 | 0 | 0 | 0 | 0 | 0 | 0 | 0 | 0 | 0 | 0 | 0 | 0 | 0 | 0 | 0 | 0 | 0 | 0
F2_Commercial_School_New_Exterior Lighting_Electric_Area Lighting_E7 | F2 | Commercial | School | New | Exterior Lighting | Electric | Area Lighting | E7 | TRC BC Ratio | 0 | 0 | 0 | 0 | 0 | 0 | 0 | 0 | 0 | 0 | 0 | 0 | 0 | 0 | 0 | 0 | 0 | 0 | 0 | 0 | 0 | 0 | 0 | 0 | 0 | 0 | 0 | 0 | 0 | 0
F2_Commercial_School_New_Exterior Lighting_Electric_Area Lighting_E8 | F2 | Commercial | School | New | Exterior Lighting | Electric | Area Lighting | E8 | TRC BC Ratio | 0 | 0 | 0 | 0 | 0 | 0 | 0 | 0 | 0 | 0 | 0 | 0 | 0 | 0 | 0 | 0 | 0 | 0 | 0 | 0 | 0 | 0 | 0 | 0 | 0 | 0 | 0 | 0 | 0 | 0
F2_Commercial_School_New_Exterior Lighting_Electric_Area Lighting_E9 | F2 | Commercial | School | New | Exterior Lighting | Electric | Area Lighting | E9 | TRC BC Ratio | 0 | 0 | 0 | 0 | 0 | 0 | 0 | 0 | 0 | 0 | 0 | 0 | 0 | 0 | 0 | 0 | 0 | 0 | 0 | 0 | 0 | 0 | 0 | 0 | 0 | 0 | 0 | 0 | 0 | 0
F2_Commercial_School_New_Exterior Lighting_Electric_Area Lighting_E10 | F2 | Commercial | School | New | Exterior Lighting | Electric | Area Lighting | E10 | TRC BC Ratio | 0 | 0 | 0 | 0 | 0 | 0 | 0 | 0 | 0 | 0 | 0 | 0 | 0 | 0 | 0 | 0 | 0 | 0 | 0 | 0 | 0 | 0 | 0 | 0 | 0 | 0 | 0 | 0 | 0 | 0
F3_Commercial_School_New_Exterior Lighting_Electric_Area Lighting_E1 | F3 | Commercial | School | New | Exterior Lighting | Electric | Area Lighting | E1 | PACT BC Ratio | 0 | 0 | 0 | 0 | 0 | 0 | 0 | 0 | 0 | 0 | 0 | 0 | 0 | 0 | 0 | 0 | 0 | 0 | 0 | 0 | 0 | 0 | 0 | 0 | 0 | 0 | 0 | 0 | 0 | 0
F3_Commercial_School_New_Exterior Lighting_Electric_Area Lighting_E2 | F3 | Commercial | School | New | Exterior Lighting | Electric | Area Lighting | E2 | PACT BC Ratio | 0 | 0 | 0 | 0 | 0 | 0 | 0 | 0 | 0 | 0 | 0 | 0 | 0 | 0 | 0 | 0 | 0 | 0 | 0 | 0 | 0 | 0 | 0 | 0 | 0 | 0 | 0 | 0 | 0 | 0
F3_Commercial_School_New_Exterior Lighting_Electric_Area Lighting_E3 | F3 | Commercial | School | New | Exterior Lighting | Electric | Area Lighting | E3 | PACT BC Ratio | 0 | 0 | 0 | 0 | 0 | 0 | 0 | 0 | 0 | 0 | 0 | 0 | 0 | 0 | 0 | 0 | 0 | 0 | 0 | 0 | 0 | 0 | 0 | 0 | 0 | 0 | 0 | 0 | 0 | 0
F3_Commercial_School_New_Exterior Lighting_Electric_Area Lighting_E4 | F3 | Commercial | School | New | Exterior Lighting | Electric | Area Lighting | E4 | PACT BC Ratio | 0 | 0 | 0 | 0 | 0 | 0 | 0 | 0 | 0 | 0 | 0 | 0 | 0 | 0 | 0 | 0 | 0 | 0 | 0 | 0 | 0 | 0 | 0 | 0 | 0 | 0 | 0 | 0 | 0 | 0
F3_Commercial_School_New_Exterior Lighting_Electric_Area Lighting_E5 | F3 | Commercial | School | New | Exterior Lighting | Electric | Area Lighting | E5 | PACT BC Ratio | 0 | 0 | 0 | 0 | 0 | 0 | 0 | 0 | 0 | 0 | 0 | 0 | 0 | 0 | 0 | 0 | 0 | 0 | 0 | 0 | 0 | 0 | 0 | 0 | 0 | 0 | 0 | 0 | 0 | 0
F3_Commercial_School_New_Exterior Lighting_Electric_Area Lighting_E6 | F3 | Commercial | School | New | Exterior Lighting | Electric | Area Lighting | E6 | PACT BC Ratio | 0 | 0 | 0 | 0 | 0 | 0 | 0 | 0 | 0 | 0 | 0 | 0 | 0 | 0 | 0 | 0 | 0 | 0 | 0 | 0 | 0 | 0 | 0 | 0 | 0 | 0 | 0 | 0 | 0 | 0
F3_Commercial_School_New_Exterior Lighting_Electric_Area Lighting_E7 | F3 | Commercial | School | New | Exterior Lighting | Electric | Area Lighting | E7 | PACT BC Ratio | 0 | 0 | 0 | 0 | 0 | 0 | 0 | 0 | 0 | 0 | 0 | 0 | 0 | 0 | 0 | 0 | 0 | 0 | 0 | 0 | 0 | 0 | 0 | 0 | 0 | 0 | 0 | 0 | 0 | 0
F3_Commercial_School_New_Exterior Lighting_Electric_Area Lighting_E8 | F3 | Commercial | School | New | Exterior Lighting | Electric | Area Lighting | E8 | PACT BC Ratio | 0 | 0 | 0 | 0 | 0 | 0 | 0 | 0 | 0 | 0 | 0 | 0 | 0 | 0 | 0 | 0 | 0 | 0 | 0 | 0 | 0 | 0 | 0 | 0 | 0 | 0 | 0 | 0 | 0 | 0
F3_Commercial_School_New_Exterior Lighting_Electric_Area Lighting_E9 | F3 | Commercial | School | New | Exterior Lighting | Electric | Area Lighting | E9 | PACT BC Ratio | 0 | 0 | 0 | 0 | 0 | 0 | 0 | 0 | 0 | 0 | 0 | 0 | 0 | 0 | 0 | 0 | 0 | 0 | 0 | 0 | 0 | 0 | 0 | 0 | 0 | 0 | 0 | 0 | 0 | 0
F3_Commercial_School_New_Exterior Lighting_Electric_Area Lighting_E10 | F3 | Commercial | School | New | Exterior Lighting | Electric | Area Lighting | E10 | PACT BC Ratio | 0 | 0 | 0 | 0 | 0 | 0 | 0 | 0 | 0 | 0 | 0 | 0 | 0 | 0 | 0 | 0 | 0 | 0 | 0 | 0 | 0 | 0 | 0 | 0 | 0 | 0 | 0 | 0 | 0 | 0
F4_Commercial_School_New_Exterior Lighting_Electric_Area Lighting_E1 | F4 | Commercial | School | New | Exterior Lighting | Electric | Area Lighting | E1 | RVT BC Ratio | 0 | 0 | 0 | 0 | 0 | 0 | 0 | 0 | 0 | 0 | 0 | 0 | 0 | 0 | 0 | 0 | 0 | 0 | 0 | 0 | 0 | 0 | 0 | 0 | 0 | 0 | 0 | 0 | 0 | 0
F4_Commercial_School_New_Exterior Lighting_Electric_Area Lighting_E2 | F4 | Commercial | School | New | Exterior Lighting | Electric | Area Lighting | E2 | RVT BC Ratio | 0 | 0 | 0 | 0 | 0 | 0 | 0 | 0 | 0 | 0 | 0 | 0 | 0 | 0 | 0 | 0 | 0 | 0 | 0 | 0 | 0 | 0 | 0 | 0 | 0 | 0 | 0 | 0 | 0 | 0
F4_Commercial_School_New_Exterior Lighting_Electric_Area Lighting_E3 | F4 | Commercial | School | New | Exterior Lighting | Electric | Area Lighting | E3 | RVT BC Ratio | 0 | 0 | 0 | 0 | 0 | 0 | 0 | 0 | 0 | 0 | 0 | 0 | 0 | 0 | 0 | 0 | 0 | 0 | 0 | 0 | 0 | 0 | 0 | 0 | 0 | 0 | 0 | 0 | 0 | 0
F4_Commercial_School_New_Exterior Lighting_Electric_Area Lighting_E4 | F4 | Commercial | School | New | Exterior Lighting | Electric | Area Lighting | E4 | RVT BC Ratio | 0 | 0 | 0 | 0 | 0 | 0 | 0 | 0 | 0 | 0 | 0 | 0 | 0 | 0 | 0 | 0 | 0 | 0 | 0 | 0 | 0 | 0 | 0 | 0 | 0 | 0 | 0 | 0 | 0 | 0
F4_Commercial_School_New_Exterior Lighting_Electric_Area Lighting_E5 | F4 | Commercial | School | New | Exterior Lighting | Electric | Area Lighting | E5 | RVT BC Ratio | 0 | 0 | 0 | 0 | 0 | 0 | 0 | 0 | 0 | 0 | 0 | 0 | 0 | 0 | 0 | 0 | 0 | 0 | 0 | 0 | 0 | 0 | 0 | 0 | 0 | 0 | 0 | 0 | 0 | 0
F4_Commercial_School_New_Exterior Lighting_Electric_Area Lighting_E6 | F4 | Commercial | School | New | Exterior Lighting | Electric | Area Lighting | E6 | RVT BC Ratio | 0 | 0 | 0 | 0 | 0 | 0 | 0 | 0 | 0 | 0 | 0 | 0 | 0 | 0 | 0 | 0 | 0 | 0 | 0 | 0 | 0 | 0 | 0 | 0 | 0 | 0 | 0 | 0 | 0 | 0
F4_Commercial_School_New_Exterior Lighting_Electric_Area Lighting_E7 | F4 | Commercial | School | New | Exterior Lighting | Electric | Area Lighting | E7 | RVT BC Ratio | 0 | 0 | 0 | 0 | 0 | 0 | 0 | 0 | 0 | 0 | 0 | 0 | 0 | 0 | 0 | 0 | 0 | 0 | 0 | 0 | 0 | 0 | 0 | 0 | 0 | 0 | 0 | 0 | 0 | 0
F4_Commercial_School_New_Exterior Lighting_Electric_Area Lighting_E8 | F4 | Commercial | School | New | Exterior Lighting | Electric | Area Lighting | E8 | RVT BC Ratio | 0 | 0 | 0 | 0 | 0 | 0 | 0 | 0 | 0 | 0 | 0 | 0 | 0 | 0 | 0 | 0 | 0 | 0 | 0 | 0 | 0 | 0 | 0 | 0 | 0 | 0 | 0 | 0 | 0 | 0
F4_Commercial_School_New_Exterior Lighting_Electric_Area Lighting_E9 | F4 | Commercial | School | New | Exterior Lighting | Electric | Area Lighting | E9 | RVT BC Ratio | 0 | 0 | 0 | 0 | 0 | 0 | 0 | 0 | 0 | 0 | 0 | 0 | 0 | 0 | 0 | 0 | 0 | 0 | 0 | 0 | 0 | 0 | 0 | 0 | 0 | 0 | 0 | 0 | 0 | 0
F4_Commercial_School_New_Exterior Lighting_Electric_Area Lighting_E10 | F4 | Commercial | School | New | Exterior Lighting | Electric | Area Lighting | E10 | RVT BC Ratio | 0 | 0 | 0 | 0 | 0 | 0 | 0 | 0 | 0 | 0 | 0 | 0 | 0 | 0 | 0 | 0 | 0 | 0 | 0 | 0 | 0 | 0 | 0 | 0 | 0 | 0 | 0 | 0 | 0 | 0
F5_Commercial_School_New_Exterior Lighting_Electric_Area Lighting_E1 | F5 | Commercial | School | New | Exterior Lighting | Electric | Area Lighting | E1 | RIM BC Ratio | 0 | 0 | 0 | 0 | 0 | 0 | 0 | 0 | 0 | 0 | 0 | 0 | 0 | 0 | 0 | 0 | 0 | 0 | 0 | 0 | 0 | 0 | 0 | 0 | 0 | 0 | 0 | 0 | 0 | 0
F5_Commercial_School_New_Exterior Lighting_Electric_Area Lighting_E2 | F5 | Commercial | School | New | Exterior Lighting | Electric | Area Lighting | E2 | RIM BC Ratio | 0 | 0 | 0 | 0 | 0 | 0 | 0 | 0 | 0 | 0 | 0 | 0 | 0 | 0 | 0 | 0 | 0 | 0 | 0 | 0 | 0 | 0 | 0 | 0 | 0 | 0 | 0 | 0 | 0 | 0
F5_Commercial_School_New_Exterior Lighting_Electric_Area Lighting_E3 | F5 | Commercial | School | New | Exterior Lighting | Electric | Area Lighting | E3 | RIM BC Ratio | 0 | 0 | 0 | 0 | 0 | 0 | 0 | 0 | 0 | 0 | 0 | 0 | 0 | 0 | 0 | 0 | 0 | 0 | 0 | 0 | 0 | 0 | 0 | 0 | 0 | 0 | 0 | 0 | 0 | 0
F5_Commercial_School_New_Exterior Lighting_Electric_Area Lighting_E4 | F5 | Commercial | School | New | Exterior Lighting | Electric | Area Lighting | E4 | RIM BC Ratio | 0 | 0 | 0 | 0 | 0 | 0 | 0 | 0 | 0 | 0 | 0 | 0 | 0 | 0 | 0 | 0 | 0 | 0 | 0 | 0 | 0 | 0 | 0 | 0 | 0 | 0 | 0 | 0 | 0 | 0
F5_Commercial_School_New_Exterior Lighting_Electric_Area Lighting_E5 | F5 | Commercial | School | New | Exterior Lighting | Electric | Area Lighting | E5 | RIM BC Ratio | 0 | 0 | 0 | 0 | 0 | 0 | 0 | 0 | 0 | 0 | 0 | 0 | 0 | 0 | 0 | 0 | 0 | 0 | 0 | 0 | 0 | 0 | 0 | 0 | 0 | 0 | 0 | 0 | 0 | 0
F5_Commercial_School_New_Exterior Lighting_Electric_Area Lighting_E6 | F5 | Commercial | School | New | Exterior Lighting | Electric | Area Lighting | E6 | RIM BC Ratio | 0 | 0 | 0 | 0 | 0 | 0 | 0 | 0 | 0 | 0 | 0 | 0 | 0 | 0 | 0 | 0 | 0 | 0 | 0 | 0 | 0 | 0 | 0 | 0 | 0 | 0 | 0 | 0 | 0 | 0
F5_Commercial_School_New_Exterior Lighting_Electric_Area Lighting_E7 | F5 | Commercial | School | New | Exterior Lighting | Electric | Area Lighting | E7 | RIM BC Ratio | 0 | 0 | 0 | 0 | 0 | 0 | 0 | 0 | 0 | 0 | 0 | 0 | 0 | 0 | 0 | 0 | 0 | 0 | 0 | 0 | 0 | 0 | 0 | 0 | 0 | 0 | 0 | 0 | 0 | 0
F5_Commercial_School_New_Exterior Lighting_Electric_Area Lighting_E8 | F5 | Commercial | School | New | Exterior Lighting | Electric | Area Lighting | E8 | RIM BC Ratio | 0 | 0 | 0 | 0 | 0 | 0 | 0 | 0 | 0 | 0 | 0 | 0 | 0 | 0 | 0 | 0 | 0 | 0 | 0 | 0 | 0 | 0 | 0 | 0 | 0 | 0 | 0 | 0 | 0 | 0
F5_Commercial_School_New_Exterior Lighting_Electric_Area Lighting_E9 | F5 | Commercial | School | New | Exterior Lighting | Electric | Area Lighting | E9 | RIM BC Ratio | 0 | 0 | 0 | 0 | 0 | 0 | 0 | 0 | 0 | 0 | 0 | 0 | 0 | 0 | 0 | 0 | 0 | 0 | 0 | 0 | 0 | 0 | 0 | 0 | 0 | 0 | 0 | 0 | 0 | 0
F5_Commercial_School_New_Exterior Lighting_Electric_Area Lighting_E10 | F5 | Commercial | School | New | Exterior Lighting | Electric | Area Lighting | E10 | RIM BC Ratio | 0 | 0 | 0 | 0 | 0 | 0 | 0 | 0 | 0 | 0 | 0 | 0 | 0 | 0 | 0 | 0 | 0 | 0 | 0 | 0 | 0 | 0 | 0 | 0 | 0 | 0 | 0 | 0 | 0 | 0
F0_Commercial_School_New_Exterior Lighting_Electric_Linear Lighting_E0 | F0 | Commercial | School | New | Exterior Lighting | Electric | Linear Lighting | E0 | Economic Unit | 0 | 0 | 0 | 0 | 0 | 0 | 0 | 0 | 0 | 0 | 0 | 0 | 0 | 0 | 0 | 0 | 0 | 0 | 0 | 0 | 0 | 0 | 0 | 0 | 0 | 0 | 0 | 0 | 0 | 0
F1_Commercial_School_New_Exterior Lighting_Electric_Linear Lighting_E1 | F1 | Commercial | School | New | Exterior Lighting | Electric | Linear Lighting | E1 | CCE | 0 | 0 | 0 | 0 | 0 | 0 | 0 | 0 | 0 | 0 | 0 | 0 | 0 | 0 | 0 | 0 | 0 | 0 | 0 | 0 | 0 | 0 | 0 | 0 | 0 | 0 | 0 | 0 | 0 | 0
F1_Commercial_School_New_Exterior Lighting_Electric_Linear Lighting_E2 | F1 | Commercial | School | New | Exterior Lighting | Electric | Linear Lighting | E2 | CCE | 0 | 0 | 0 | 0 | 0 | 0 | 0 | 0 | 0 | 0 | 0 | 0 | 0 | 0 | 0 | 0 | 0 | 0 | 0 | 0 | 0 | 0 | 0 | 0 | 0 | 0 | 0 | 0 | 0 | 0
F1_Commercial_School_New_Exterior Lighting_Electric_Linear Lighting_E3 | F1 | Commercial | School | New | Exterior Lighting | Electric | Linear Lighting | E3 | CCE | 0 | 0 | 0 | 0 | 0 | 0 | 0 | 0 | 0 | 0 | 0 | 0 | 0 | 0 | 0 | 0 | 0 | 0 | 0 | 0 | 0 | 0 | 0 | 0 | 0 | 0 | 0 | 0 | 0 | 0
F1_Commercial_School_New_Exterior Lighting_Electric_Linear Lighting_E4 | F1 | Commercial | School | New | Exterior Lighting | Electric | Linear Lighting | E4 | CCE | 0 | 0 | 0 | 0 | 0 | 0 | 0 | 0 | 0 | 0 | 0 | 0 | 0 | 0 | 0 | 0 | 0 | 0 | 0 | 0 | 0 | 0 | 0 | 0 | 0 | 0 | 0 | 0 | 0 | 0
F1_Commercial_School_New_Exterior Lighting_Electric_Linear Lighting_E5 | F1 | Commercial | School | New | Exterior Lighting | Electric | Linear Lighting | E5 | CCE | 0 | 0 | 0 | 0 | 0 | 0 | 0 | 0 | 0 | 0 | 0 | 0 | 0 | 0 | 0 | 0 | 0 | 0 | 0 | 0 | 0 | 0 | 0 | 0 | 0 | 0 | 0 | 0 | 0 | 0
F1_Commercial_School_New_Exterior Lighting_Electric_Linear Lighting_E6 | F1 | Commercial | School | New | Exterior Lighting | Electric | Linear Lighting | E6 | CCE | 0 | 0 | 0 | 0 | 0 | 0 | 0 | 0 | 0 | 0 | 0 | 0 | 0 | 0 | 0 | 0 | 0 | 0 | 0 | 0 | 0 | 0 | 0 | 0 | 0 | 0 | 0 | 0 | 0 | 0
F1_Commercial_School_New_Exterior Lighting_Electric_Linear Lighting_E7 | F1 | Commercial | School | New | Exterior Lighting | Electric | Linear Lighting | E7 | CCE | 0 | 0 | 0 | 0 | 0 | 0 | 0 | 0 | 0 | 0 | 0 | 0 | 0 | 0 | 0 | 0 | 0 | 0 | 0 | 0 | 0 | 0 | 0 | 0 | 0 | 0 | 0 | 0 | 0 | 0
F1_Commercial_School_New_Exterior Lighting_Electric_Linear Lighting_E8 | F1 | Commercial | School | New | Exterior Lighting | Electric | Linear Lighting | E8 | CCE | 0 | 0 | 0 | 0 | 0 | 0 | 0 | 0 | 0 | 0 | 0 | 0 | 0 | 0 | 0 | 0 | 0 | 0 | 0 | 0 | 0 | 0 | 0 | 0 | 0 | 0 | 0 | 0 | 0 | 0
F1_Commercial_School_New_Exterior Lighting_Electric_Linear Lighting_E9 | F1 | Commercial | School | New | Exterior Lighting | Electric | Linear Lighting | E9 | CCE | 0 | 0 | 0 | 0 | 0 | 0 | 0 | 0 | 0 | 0 | 0 | 0 | 0 | 0 | 0 | 0 | 0 | 0 | 0 | 0 | 0 | 0 | 0 | 0 | 0 | 0 | 0 | 0 | 0 | 0
F1_Commercial_School_New_Exterior Lighting_Electric_Linear Lighting_E10 | F1 | Commercial | School | New | Exterior Lighting | Electric | Linear Lighting | E10 | CCE | 0 | 0 | 0 | 0 | 0 | 0 | 0 | 0 | 0 | 0 | 0 | 0 | 0 | 0 | 0 | 0 | 0 | 0 | 0 | 0 | 0 | 0 | 0 | 0 | 0 | 0 | 0 | 0 | 0 | 0
F2_Commercial_School_New_Exterior Lighting_Electric_Linear Lighting_E1 | F2 | Commercial | School | New | Exterior Lighting | Electric | Linear Lighting | E1 | TRC BC Ratio | 0 | 0 | 0 | 0 | 0 | 0 | 0 | 0 | 0 | 0 | 0 | 0 | 0 | 0 | 0 | 0 | 0 | 0 | 0 | 0 | 0 | 0 | 0 | 0 | 0 | 0 | 0 | 0 | 0 | 0
F2_Commercial_School_New_Exterior Lighting_Electric_Linear Lighting_E2 | F2 | Commercial | School | New | Exterior Lighting | Electric | Linear Lighting | E2 | TRC BC Ratio | 0 | 0 | 0 | 0 | 0 | 0 | 0 | 0 | 0 | 0 | 0 | 0 | 0 | 0 | 0 | 0 | 0 | 0 | 0 | 0 | 0 | 0 | 0 | 0 | 0 | 0 | 0 | 0 | 0 | 0
F2_Commercial_School_New_Exterior Lighting_Electric_Linear Lighting_E3 | F2 | Commercial | School | New | Exterior Lighting | Electric | Linear Lighting | E3 | TRC BC Ratio | 0 | 0 | 0 | 0 | 0 | 0 | 0 | 0 | 0 | 0 | 0 | 0 | 0 | 0 | 0 | 0 | 0 | 0 | 0 | 0 | 0 | 0 | 0 | 0 | 0 | 0 | 0 | 0 | 0 | 0
F2_Commercial_School_New_Exterior Lighting_Electric_Linear Lighting_E4 | F2 | Commercial | School | New | Exterior Lighting | Electric | Linear Lighting | E4 | TRC BC Ratio | 0 | 0 | 0 | 0 | 0 | 0 | 0 | 0 | 0 | 0 | 0 | 0 | 0 | 0 | 0 | 0 | 0 | 0 | 0 | 0 | 0 | 0 | 0 | 0 | 0 | 0 | 0 | 0 | 0 | 0
F2_Commercial_School_New_Exterior Lighting_Electric_Linear Lighting_E5 | F2 | Commercial | School | New | Exterior Lighting | Electric | Linear Lighting | E5 | TRC BC Ratio | 0 | 0 | 0 | 0 | 0 | 0 | 0 | 0 | 0 | 0 | 0 | 0 | 0 | 0 | 0 | 0 | 0 | 0 | 0 | 0 | 0 | 0 | 0 | 0 | 0 | 0 | 0 | 0 | 0 | 0
F2_Commercial_School_New_Exterior Lighting_Electric_Linear Lighting_E6 | F2 | Commercial | School | New | Exterior Lighting | Electric | Linear Lighting | E6 | TRC BC Ratio | 0 | 0 | 0 | 0 | 0 | 0 | 0 | 0 | 0 | 0 | 0 | 0 | 0 | 0 | 0 | 0 | 0 | 0 | 0 | 0 | 0 | 0 | 0 | 0 | 0 | 0 | 0 | 0 | 0 | 0
F2_Commercial_School_New_Exterior Lighting_Electric_Linear Lighting_E7 | F2 | Commercial | School | New | Exterior Lighting | Electric | Linear Lighting | E7 | TRC BC Ratio | 0 | 0 | 0 | 0 | 0 | 0 | 0 | 0 | 0 | 0 | 0 | 0 | 0 | 0 | 0 | 0 | 0 | 0 | 0 | 0 | 0 | 0 | 0 | 0 | 0 | 0 | 0 | 0 | 0 | 0
F2_Commercial_School_New_Exterior Lighting_Electric_Linear Lighting_E8 | F2 | Commercial | School | New | Exterior Lighting | Electric | Linear Lighting | E8 | TRC BC Ratio | 0 | 0 | 0 | 0 | 0 | 0 | 0 | 0 | 0 | 0 | 0 | 0 | 0 | 0 | 0 | 0 | 0 | 0 | 0 | 0 | 0 | 0 | 0 | 0 | 0 | 0 | 0 | 0 | 0 | 0
F2_Commercial_School_New_Exterior Lighting_Electric_Linear Lighting_E9 | F2 | Commercial | School | New | Exterior Lighting | Electric | Linear Lighting | E9 | TRC BC Ratio | 0 | 0 | 0 | 0 | 0 | 0 | 0 | 0 | 0 | 0 | 0 | 0 | 0 | 0 | 0 | 0 | 0 | 0 | 0 | 0 | 0 | 0 | 0 | 0 | 0 | 0 | 0 | 0 | 0 | 0
F2_Commercial_School_New_Exterior Lighting_Electric_Linear Lighting_E10 | F2 | Commercial | School | New | Exterior Lighting | Electric | Linear Lighting | E10 | TRC BC Ratio | 0 | 0 | 0 | 0 | 0 | 0 | 0 | 0 | 0 | 0 | 0 | 0 | 0 | 0 | 0 | 0 | 0 | 0 | 0 | 0 | 0 | 0 | 0 | 0 | 0 | 0 | 0 | 0 | 0 | 0
F3_Commercial_School_New_Exterior Lighting_Electric_Linear Lighting_E1 | F3 | Commercial | School | New | Exterior Lighting | Electric | Linear Lighting | E1 | PACT BC Ratio | 0 | 0 | 0 | 0 | 0 | 0 | 0 | 0 | 0 | 0 | 0 | 0 | 0 | 0 | 0 | 0 | 0 | 0 | 0 | 0 | 0 | 0 | 0 | 0 | 0 | 0 | 0 | 0 | 0 | 0
F3_Commercial_School_New_Exterior Lighting_Electric_Linear Lighting_E2 | F3 | Commercial | School | New | Exterior Lighting | Electric | Linear Lighting | E2 | PACT BC Ratio | 0 | 0 | 0 | 0 | 0 | 0 | 0 | 0 | 0 | 0 | 0 | 0 | 0 | 0 | 0 | 0 | 0 | 0 | 0 | 0 | 0 | 0 | 0 | 0 | 0 | 0 | 0 | 0 | 0 | 0
F3_Commercial_School_New_Exterior Lighting_Electric_Linear Lighting_E3 | F3 | Commercial | School | New | Exterior Lighting | Electric | Linear Lighting | E3 | PACT BC Ratio | 0 | 0 | 0 | 0 | 0 | 0 | 0 | 0 | 0 | 0 | 0 | 0 | 0 | 0 | 0 | 0 | 0 | 0 | 0 | 0 | 0 | 0 | 0 | 0 | 0 | 0 | 0 | 0 | 0 | 0
F3_Commercial_School_New_Exterior Lighting_Electric_Linear Lighting_E4 | F3 | Commercial | School | New | Exterior Lighting | Electric | Linear Lighting | E4 | PACT BC Ratio | 0 | 0 | 0 | 0 | 0 | 0 | 0 | 0 | 0 | 0 | 0 | 0 | 0 | 0 | 0 | 0 | 0 | 0 | 0 | 0 | 0 | 0 | 0 | 0 | 0 | 0 | 0 | 0 | 0 | 0
F3_Commercial_School_New_Exterior Lighting_Electric_Linear Lighting_E5 | F3 | Commercial | School | New | Exterior Lighting | Electric | Linear Lighting | E5 | PACT BC Ratio | 0 | 0 | 0 | 0 | 0 | 0 | 0 | 0 | 0 | 0 | 0 | 0 | 0 | 0 | 0 | 0 | 0 | 0 | 0 | 0 | 0 | 0 | 0 | 0 | 0 | 0 | 0 | 0 | 0 | 0
F3_Commercial_School_New_Exterior Lighting_Electric_Linear Lighting_E6 | F3 | Commercial | School | New | Exterior Lighting | Electric | Linear Lighting | E6 | PACT BC Ratio | 0 | 0 | 0 | 0 | 0 | 0 | 0 | 0 | 0 | 0 | 0 | 0 | 0 | 0 | 0 | 0 | 0 | 0 | 0 | 0 | 0 | 0 | 0 | 0 | 0 | 0 | 0 | 0 | 0 | 0
F3_Commercial_School_New_Exterior Lighting_Electric_Linear Lighting_E7 | F3 | Commercial | School | New | Exterior Lighting | Electric | Linear Lighting | E7 | PACT BC Ratio | 0 | 0 | 0 | 0 | 0 | 0 | 0 | 0 | 0 | 0 | 0 | 0 | 0 | 0 | 0 | 0 | 0 | 0 | 0 | 0 | 0 | 0 | 0 | 0 | 0 | 0 | 0 | 0 | 0 | 0
F3_Commercial_School_New_Exterior Lighting_Electric_Linear Lighting_E8 | F3 | Commercial | School | New | Exterior Lighting | Electric | Linear Lighting | E8 | PACT BC Ratio | 0 | 0 | 0 | 0 | 0 | 0 | 0 | 0 | 0 | 0 | 0 | 0 | 0 | 0 | 0 | 0 | 0 | 0 | 0 | 0 | 0 | 0 | 0 | 0 | 0 | 0 | 0 | 0 | 0 | 0
F3_Commercial_School_New_Exterior Lighting_Electric_Linear Lighting_E9 | F3 | Commercial | School | New | Exterior Lighting | Electric | Linear Lighting | E9 | PACT BC Ratio | 0 | 0 | 0 | 0 | 0 | 0 | 0 | 0 | 0 | 0 | 0 | 0 | 0 | 0 | 0 | 0 | 0 | 0 | 0 | 0 | 0 | 0 | 0 | 0 | 0 | 0 | 0 | 0 | 0 | 0
F3_Commercial_School_New_Exterior Lighting_Electric_Linear Lighting_E10 | F3 | Commercial | School | New | Exterior Lighting | Electric | Linear Lighting | E10 | PACT BC Ratio | 0 | 0 | 0 | 0 | 0 | 0 | 0 | 0 | 0 | 0 | 0 | 0 | 0 | 0 | 0 | 0 | 0 | 0 | 0 | 0 | 0 | 0 | 0 | 0 | 0 | 0 | 0 | 0 | 0 | 0
F4_Commercial_School_New_Exterior Lighting_Electric_Linear Lighting_E1 | F4 | Commercial | School | New | Exterior Lighting | Electric | Linear Lighting | E1 | RVT BC Ratio | 0 | 0 | 0 | 0 | 0 | 0 | 0 | 0 | 0 | 0 | 0 | 0 | 0 | 0 | 0 | 0 | 0 | 0 | 0 | 0 | 0 | 0 | 0 | 0 | 0 | 0 | 0 | 0 | 0 | 0
F4_Commercial_School_New_Exterior Lighting_Electric_Linear Lighting_E2 | F4 | Commercial | School | New | Exterior Lighting | Electric | Linear Lighting | E2 | RVT BC Ratio | 0 | 0 | 0 | 0 | 0 | 0 | 0 | 0 | 0 | 0 | 0 | 0 | 0 | 0 | 0 | 0 | 0 | 0 | 0 | 0 | 0 | 0 | 0 | 0 | 0 | 0 | 0 | 0 | 0 | 0
F4_Commercial_School_New_Exterior Lighting_Electric_Linear Lighting_E3 | F4 | Commercial | School | New | Exterior Lighting | Electric | Linear Lighting | E3 | RVT BC Ratio | 0 | 0 | 0 | 0 | 0 | 0 | 0 | 0 | 0 | 0 | 0 | 0 | 0 | 0 | 0 | 0 | 0 | 0 | 0 | 0 | 0 | 0 | 0 | 0 | 0 | 0 | 0 | 0 | 0 | 0
F4_Commercial_School_New_Exterior Lighting_Electric_Linear Lighting_E4 | F4 | Commercial | School | New | Exterior Lighting | Electric | Linear Lighting | E4 | RVT BC Ratio | 0 | 0 | 0 | 0 | 0 | 0 | 0 | 0 | 0 | 0 | 0 | 0 | 0 | 0 | 0 | 0 | 0 | 0 | 0 | 0 | 0 | 0 | 0 | 0 | 0 | 0 | 0 | 0 | 0 | 0
F4_Commercial_School_New_Exterior Lighting_Electric_Linear Lighting_E5 | F4 | Commercial | School | New | Exterior Lighting | Electric | Linear Lighting | E5 | RVT BC Ratio | 0 | 0 | 0 | 0 | 0 | 0 | 0 | 0 | 0 | 0 | 0 | 0 | 0 | 0 | 0 | 0 | 0 | 0 | 0 | 0 | 0 | 0 | 0 | 0 | 0 | 0 | 0 | 0 | 0 | 0
F4_Commercial_School_New_Exterior Lighting_Electric_Linear Lighting_E6 | F4 | Commercial | School | New | Exterior Lighting | Electric | Linear Lighting | E6 | RVT BC Ratio | 0 | 0 | 0 | 0 | 0 | 0 | 0 | 0 | 0 | 0 | 0 | 0 | 0 | 0 | 0 | 0 | 0 | 0 | 0 | 0 | 0 | 0 | 0 | 0 | 0 | 0 | 0 | 0 | 0 | 0
F4_Commercial_School_New_Exterior Lighting_Electric_Linear Lighting_E7 | F4 | Commercial | School | New | Exterior Lighting | Electric | Linear Lighting | E7 | RVT BC Ratio | 0 | 0 | 0 | 0 | 0 | 0 | 0 | 0 | 0 | 0 | 0 | 0 | 0 | 0 | 0 | 0 | 0 | 0 | 0 | 0 | 0 | 0 | 0 | 0 | 0 | 0 | 0 | 0 | 0 | 0
F4_Commercial_School_New_Exterior Lighting_Electric_Linear Lighting_E8 | F4 | Commercial | School | New | Exterior Lighting | Electric | Linear Lighting | E8 | RVT BC Ratio | 0 | 0 | 0 | 0 | 0 | 0 | 0 | 0 | 0 | 0 | 0 | 0 | 0 | 0 | 0 | 0 | 0 | 0 | 0 | 0 | 0 | 0 | 0 | 0 | 0 | 0 | 0 | 0 | 0 | 0
F4_Commercial_School_New_Exterior Lighting_Electric_Linear Lighting_E9 | F4 | Commercial | School | New | Exterior Lighting | Electric | Linear Lighting | E9 | RVT BC Ratio | 0 | 0 | 0 | 0 | 0 | 0 | 0 | 0 | 0 | 0 | 0 | 0 | 0 | 0 | 0 | 0 | 0 | 0 | 0 | 0 | 0 | 0 | 0 | 0 | 0 | 0 | 0 | 0 | 0 | 0
F4_Commercial_School_New_Exterior Lighting_Electric_Linear Lighting_E10 | F4 | Commercial | School | New | Exterior Lighting | Electric | Linear Lighting | E10 | RVT BC Ratio | 0 | 0 | 0 | 0 | 0 | 0 | 0 | 0 | 0 | 0 | 0 | 0 | 0 | 0 | 0 | 0 | 0 | 0 | 0 | 0 | 0 | 0 | 0 | 0 | 0 | 0 | 0 | 0 | 0 | 0
F5_Commercial_School_New_Exterior Lighting_Electric_Linear Lighting_E1 | F5 | Commercial | School | New | Exterior Lighting | Electric | Linear Lighting | E1 | RIM BC Ratio | 0 | 0 | 0 | 0 | 0 | 0 | 0 | 0 | 0 | 0 | 0 | 0 | 0 | 0 | 0 | 0 | 0 | 0 | 0 | 0 | 0 | 0 | 0 | 0 | 0 | 0 | 0 | 0 | 0 | 0
F5_Commercial_School_New_Exterior Lighting_Electric_Linear Lighting_E2 | F5 | Commercial | School | New | Exterior Lighting | Electric | Linear Lighting | E2 | RIM BC Ratio | 0 | 0 | 0 | 0 | 0 | 0 | 0 | 0 | 0 | 0 | 0 | 0 | 0 | 0 | 0 | 0 | 0 | 0 | 0 | 0 | 0 | 0 | 0 | 0 | 0 | 0 | 0 | 0 | 0 | 0
F5_Commercial_School_New_Exterior Lighting_Electric_Linear Lighting_E3 | F5 | Commercial | School | New | Exterior Lighting | Electric | Linear Lighting | E3 | RIM BC Ratio | 0 | 0 | 0 | 0 | 0 | 0 | 0 | 0 | 0 | 0 | 0 | 0 | 0 | 0 | 0 | 0 | 0 | 0 | 0 | 0 | 0 | 0 | 0 | 0 | 0 | 0 | 0 | 0 | 0 | 0
F5_Commercial_School_New_Exterior Lighting_Electric_Linear Lighting_E4 | F5 | Commercial | School | New | Exterior Lighting | Electric | Linear Lighting | E4 | RIM BC Ratio | 0 | 0 | 0 | 0 | 0 | 0 | 0 | 0 | 0 | 0 | 0 | 0 | 0 | 0 | 0 | 0 | 0 | 0 | 0 | 0 | 0 | 0 | 0 | 0 | 0 | 0 | 0 | 0 | 0 | 0
F5_Commercial_School_New_Exterior Lighting_Electric_Linear Lighting_E5 | F5 | Commercial | School | New | Exterior Lighting | Electric | Linear Lighting | E5 | RIM BC Ratio | 0 | 0 | 0 | 0 | 0 | 0 | 0 | 0 | 0 | 0 | 0 | 0 | 0 | 0 | 0 | 0 | 0 | 0 | 0 | 0 | 0 | 0 | 0 | 0 | 0 | 0 | 0 | 0 | 0 | 0
F5_Commercial_School_New_Exterior Lighting_Electric_Linear Lighting_E6 | F5 | Commercial | School | New | Exterior Lighting | Electric | Linear Lighting | E6 | RIM BC Ratio | 0 | 0 | 0 | 0 | 0 | 0 | 0 | 0 | 0 | 0 | 0 | 0 | 0 | 0 | 0 | 0 | 0 | 0 | 0 | 0 | 0 | 0 | 0 | 0 | 0 | 0 | 0 | 0 | 0 | 0
F5_Commercial_School_New_Exterior Lighting_Electric_Linear Lighting_E7 | F5 | Commercial | School | New | Exterior Lighting | Electric | Linear Lighting | E7 | RIM BC Ratio | 0 | 0 | 0 | 0 | 0 | 0 | 0 | 0 | 0 | 0 | 0 | 0 | 0 | 0 | 0 | 0 | 0 | 0 | 0 | 0 | 0 | 0 | 0 | 0 | 0 | 0 | 0 | 0 | 0 | 0
F5_Commercial_School_New_Exterior Lighting_Electric_Linear Lighting_E8 | F5 | Commercial | School | New | Exterior Lighting | Electric | Linear Lighting | E8 | RIM BC Ratio | 0 | 0 | 0 | 0 | 0 | 0 | 0 | 0 | 0 | 0 | 0 | 0 | 0 | 0 | 0 | 0 | 0 | 0 | 0 | 0 | 0 | 0 | 0 | 0 | 0 | 0 | 0 | 0 | 0 | 0
F5_Commercial_School_New_Exterior Lighting_Electric_Linear Lighting_E9 | F5 | Commercial | School | New | Exterior Lighting | Electric | Linear Lighting | E9 | RIM BC Ratio | 0 | 0 | 0 | 0 | 0 | 0 | 0 | 0 | 0 | 0 | 0 | 0 | 0 | 0 | 0 | 0 | 0 | 0 | 0 | 0 | 0 | 0 | 0 | 0 | 0 | 0 | 0 | 0 | 0 | 0
F5_Commercial_School_New_Exterior Lighting_Electric_Linear Lighting_E10 | F5 | Commercial | School | New | Exterior Lighting | Electric | Linear Lighting | E10 | RIM BC Ratio | 0 | 0 | 0 | 0 | 0 | 0 | 0 | 0 | 0 | 0 | 0 | 0 | 0 | 0 | 0 | 0 | 0 | 0 | 0 | 0 | 0 | 0 | 0 | 0 | 0 | 0 | 0 | 0 | 0 | 0
F0_Commercial_School_New_Refrigeration_Electric_Walk-in Refrigerator/Freezer_E0 | F0 | Commercial | School | New | Refrigeration | Electric | Walk-in Refrigerator/Freezer | E0 | Economic Unit | 0 | 0 | 0 | 0 | 0 | 0 | 0 | 0 | 0 | 0 | 0 | 0 | 0 | 0 | 0 | 0 | 0 | 0 | 0 | 0 | 0 | 0 | 0 | 0 | 0 | 0 | 0 | 0 | 0 | 0
F1_Commercial_School_New_Refrigeration_Electric_Walk-in Refrigerator/Freezer_E1 | F1 | Commercial | School | New | Refrigeration | Electric | Walk-in Refrigerator/Freezer | E1 | CCE | 0 | 0 | 0 | 0 | 0 | 0 | 0 | 0 | 0 | 0 | 0 | 0 | 0 | 0 | 0 | 0 | 0 | 0 | 0 | 0 | 0 | 0 | 0 | 0 | 0 | 0 | 0 | 0 | 0 | 0
F1_Commercial_School_New_Refrigeration_Electric_Walk-in Refrigerator/Freezer_E2 | F1 | Commercial | School | New | Refrigeration | Electric | Walk-in Refrigerator/Freezer | E2 | CCE | 0 | 0 | 0 | 0 | 0 | 0 | 0 | 0 | 0 | 0 | 0 | 0 | 0 | 0 | 0 | 0 | 0 | 0 | 0 | 0 | 0 | 0 | 0 | 0 | 0 | 0 | 0 | 0 | 0 | 0
F1_Commercial_School_New_Refrigeration_Electric_Walk-in Refrigerator/Freezer_E3 | F1 | Commercial | School | New | Refrigeration | Electric | Walk-in Refrigerator/Freezer | E3 | CCE | 0 | 0 | 0 | 0 | 0 | 0 | 0 | 0 | 0 | 0 | 0 | 0 | 0 | 0 | 0 | 0 | 0 | 0 | 0 | 0 | 0 | 0 | 0 | 0 | 0 | 0 | 0 | 0 | 0 | 0
F1_Commercial_School_New_Refrigeration_Electric_Walk-in Refrigerator/Freezer_E4 | F1 | Commercial | School | New | Refrigeration | Electric | Walk-in Refrigerator/Freezer | E4 | CCE | 0 | 0 | 0 | 0 | 0 | 0 | 0 | 0 | 0 | 0 | 0 | 0 | 0 | 0 | 0 | 0 | 0 | 0 | 0 | 0 | 0 | 0 | 0 | 0 | 0 | 0 | 0 | 0 | 0 | 0
F1_Commercial_School_New_Refrigeration_Electric_Walk-in Refrigerator/Freezer_E5 | F1 | Commercial | School | New | Refrigeration | Electric | Walk-in Refrigerator/Freezer | E5 | CCE | 0 | 0 | 0 | 0 | 0 | 0 | 0 | 0 | 0 | 0 | 0 | 0 | 0 | 0 | 0 | 0 | 0 | 0 | 0 | 0 | 0 | 0 | 0 | 0 | 0 | 0 | 0 | 0 | 0 | 0
F1_Commercial_School_New_Refrigeration_Electric_Walk-in Refrigerator/Freezer_E6 | F1 | Commercial | School | New | Refrigeration | Electric | Walk-in Refrigerator/Freezer | E6 | CCE | 0 | 0 | 0 | 0 | 0 | 0 | 0 | 0 | 0 | 0 | 0 | 0 | 0 | 0 | 0 | 0 | 0 | 0 | 0 | 0 | 0 | 0 | 0 | 0 | 0 | 0 | 0 | 0 | 0 | 0
F1_Commercial_School_New_Refrigeration_Electric_Walk-in Refrigerator/Freezer_E7 | F1 | Commercial | School | New | Refrigeration | Electric | Walk-in Refrigerator/Freezer | E7 | CCE | 0 | 0 | 0 | 0 | 0 | 0 | 0 | 0 | 0 | 0 | 0 | 0 | 0 | 0 | 0 | 0 | 0 | 0 | 0 | 0 | 0 | 0 | 0 | 0 | 0 | 0 | 0 | 0 | 0 | 0
F1_Commercial_School_New_Refrigeration_Electric_Walk-in Refrigerator/Freezer_E8 | F1 | Commercial | School | New | Refrigeration | Electric | Walk-in Refrigerator/Freezer | E8 | CCE | 0 | 0 | 0 | 0 | 0 | 0 | 0 | 0 | 0 | 0 | 0 | 0 | 0 | 0 | 0 | 0 | 0 | 0 | 0 | 0 | 0 | 0 | 0 | 0 | 0 | 0 | 0 | 0 | 0 | 0
F1_Commercial_School_New_Refrigeration_Electric_Walk-in Refrigerator/Freezer_E9 | F1 | Commercial | School | New | Refrigeration | Electric | Walk-in Refrigerator/Freezer | E9 | CCE | 0 | 0 | 0 | 0 | 0 | 0 | 0 | 0 | 0 | 0 | 0 | 0 | 0 | 0 | 0 | 0 | 0 | 0 | 0 | 0 | 0 | 0 | 0 | 0 | 0 | 0 | 0 | 0 | 0 | 0
F1_Commercial_School_New_Refrigeration_Electric_Walk-in Refrigerator/Freezer_E10 | F1 | Commercial | School | New | Refrigeration | Electric | Walk-in Refrigerator/Freezer | E10 | CCE | 0 | 0 | 0 | 0 | 0 | 0 | 0 | 0 | 0 | 0 | 0 | 0 | 0 | 0 | 0 | 0 | 0 | 0 | 0 | 0 | 0 | 0 | 0 | 0 | 0 | 0 | 0 | 0 | 0 | 0
F2_Commercial_School_New_Refrigeration_Electric_Walk-in Refrigerator/Freezer_E1 | F2 | Commercial | School | New | Refrigeration | Electric | Walk-in Refrigerator/Freezer | E1 | TRC BC Ratio | 0 | 0 | 0 | 0 | 0 | 0 | 0 | 0 | 0 | 0 | 0 | 0 | 0 | 0 | 0 | 0 | 0 | 0 | 0 | 0 | 0 | 0 | 0 | 0 | 0 | 0 | 0 | 0 | 0 | 0
F2_Commercial_School_New_Refrigeration_Electric_Walk-in Refrigerator/Freezer_E2 | F2 | Commercial | School | New | Refrigeration | Electric | Walk-in Refrigerator/Freezer | E2 | TRC BC Ratio | 0 | 0 | 0 | 0 | 0 | 0 | 0 | 0 | 0 | 0 | 0 | 0 | 0 | 0 | 0 | 0 | 0 | 0 | 0 | 0 | 0 | 0 | 0 | 0 | 0 | 0 | 0 | 0 | 0 | 0
F2_Commercial_School_New_Refrigeration_Electric_Walk-in Refrigerator/Freezer_E3 | F2 | Commercial | School | New | Refrigeration | Electric | Walk-in Refrigerator/Freezer | E3 | TRC BC Ratio | 0 | 0 | 0 | 0 | 0 | 0 | 0 | 0 | 0 | 0 | 0 | 0 | 0 | 0 | 0 | 0 | 0 | 0 | 0 | 0 | 0 | 0 | 0 | 0 | 0 | 0 | 0 | 0 | 0 | 0
F2_Commercial_School_New_Refrigeration_Electric_Walk-in Refrigerator/Freezer_E4 | F2 | Commercial | School | New | Refrigeration | Electric | Walk-in Refrigerator/Freezer | E4 | TRC BC Ratio | 0 | 0 | 0 | 0 | 0 | 0 | 0 | 0 | 0 | 0 | 0 | 0 | 0 | 0 | 0 | 0 | 0 | 0 | 0 | 0 | 0 | 0 | 0 | 0 | 0 | 0 | 0 | 0 | 0 | 0
F2_Commercial_School_New_Refrigeration_Electric_Walk-in Refrigerator/Freezer_E5 | F2 | Commercial | School | New | Refrigeration | Electric | Walk-in Refrigerator/Freezer | E5 | TRC BC Ratio | 0 | 0 | 0 | 0 | 0 | 0 | 0 | 0 | 0 | 0 | 0 | 0 | 0 | 0 | 0 | 0 | 0 | 0 | 0 | 0 | 0 | 0 | 0 | 0 | 0 | 0 | 0 | 0 | 0 | 0
F2_Commercial_School_New_Refrigeration_Electric_Walk-in Refrigerator/Freezer_E6 | F2 | Commercial | School | New | Refrigeration | Electric | Walk-in Refrigerator/Freezer | E6 | TRC BC Ratio | 0 | 0 | 0 | 0 | 0 | 0 | 0 | 0 | 0 | 0 | 0 | 0 | 0 | 0 | 0 | 0 | 0 | 0 | 0 | 0 | 0 | 0 | 0 | 0 | 0 | 0 | 0 | 0 | 0 | 0
F2_Commercial_School_New_Refrigeration_Electric_Walk-in Refrigerator/Freezer_E7 | F2 | Commercial | School | New | Refrigeration | Electric | Walk-in Refrigerator/Freezer | E7 | TRC BC Ratio | 0 | 0 | 0 | 0 | 0 | 0 | 0 | 0 | 0 | 0 | 0 | 0 | 0 | 0 | 0 | 0 | 0 | 0 | 0 | 0 | 0 | 0 | 0 | 0 | 0 | 0 | 0 | 0 | 0 | 0
F2_Commercial_School_New_Refrigeration_Electric_Walk-in Refrigerator/Freezer_E8 | F2 | Commercial | School | New | Refrigeration | Electric | Walk-in Refrigerator/Freezer | E8 | TRC BC Ratio | 0 | 0 | 0 | 0 | 0 | 0 | 0 | 0 | 0 | 0 | 0 | 0 | 0 | 0 | 0 | 0 | 0 | 0 | 0 | 0 | 0 | 0 | 0 | 0 | 0 | 0 | 0 | 0 | 0 | 0
F2_Commercial_School_New_Refrigeration_Electric_Walk-in Refrigerator/Freezer_E9 | F2 | Commercial | School | New | Refrigeration | Electric | Walk-in Refrigerator/Freezer | E9 | TRC BC Ratio | 0 | 0 | 0 | 0 | 0 | 0 | 0 | 0 | 0 | 0 | 0 | 0 | 0 | 0 | 0 | 0 | 0 | 0 | 0 | 0 | 0 | 0 | 0 | 0 | 0 | 0 | 0 | 0 | 0 | 0
F2_Commercial_School_New_Refrigeration_Electric_Walk-in Refrigerator/Freezer_E10 | F2 | Commercial | School | New | Refrigeration | Electric | Walk-in Refrigerator/Freezer | E10 | TRC BC Ratio | 0 | 0 | 0 | 0 | 0 | 0 | 0 | 0 | 0 | 0 | 0 | 0 | 0 | 0 | 0 | 0 | 0 | 0 | 0 | 0 | 0 | 0 | 0 | 0 | 0 | 0 | 0 | 0 | 0 | 0
F3_Commercial_School_New_Refrigeration_Electric_Walk-in Refrigerator/Freezer_E1 | F3 | Commercial | School | New | Refrigeration | Electric | Walk-in Refrigerator/Freezer | E1 | PACT BC Ratio | 0 | 0 | 0 | 0 | 0 | 0 | 0 | 0 | 0 | 0 | 0 | 0 | 0 | 0 | 0 | 0 | 0 | 0 | 0 | 0 | 0 | 0 | 0 | 0 | 0 | 0 | 0 | 0 | 0 | 0
F3_Commercial_School_New_Refrigeration_Electric_Walk-in Refrigerator/Freezer_E2 | F3 | Commercial | School | New | Refrigeration | Electric | Walk-in Refrigerator/Freezer | E2 | PACT BC Ratio | 0 | 0 | 0 | 0 | 0 | 0 | 0 | 0 | 0 | 0 | 0 | 0 | 0 | 0 | 0 | 0 | 0 | 0 | 0 | 0 | 0 | 0 | 0 | 0 | 0 | 0 | 0 | 0 | 0 | 0
F3_Commercial_School_New_Refrigeration_Electric_Walk-in Refrigerator/Freezer_E3 | F3 | Commercial | School | New | Refrigeration | Electric | Walk-in Refrigerator/Freezer | E3 | PACT BC Ratio | 0 | 0 | 0 | 0 | 0 | 0 | 0 | 0 | 0 | 0 | 0 | 0 | 0 | 0 | 0 | 0 | 0 | 0 | 0 | 0 | 0 | 0 | 0 | 0 | 0 | 0 | 0 | 0 | 0 | 0
F3_Commercial_School_New_Refrigeration_Electric_Walk-in Refrigerator/Freezer_E4 | F3 | Commercial | School | New | Refrigeration | Electric | Walk-in Refrigerator/Freezer | E4 | PACT BC Ratio | 0 | 0 | 0 | 0 | 0 | 0 | 0 | 0 | 0 | 0 | 0 | 0 | 0 | 0 | 0 | 0 | 0 | 0 | 0 | 0 | 0 | 0 | 0 | 0 | 0 | 0 | 0 | 0 | 0 | 0
F3_Commercial_School_New_Refrigeration_Electric_Walk-in Refrigerator/Freezer_E5 | F3 | Commercial | School | New | Refrigeration | Electric | Walk-in Refrigerator/Freezer | E5 | PACT BC Ratio | 0 | 0 | 0 | 0 | 0 | 0 | 0 | 0 | 0 | 0 | 0 | 0 | 0 | 0 | 0 | 0 | 0 | 0 | 0 | 0 | 0 | 0 | 0 | 0 | 0 | 0 | 0 | 0 | 0 | 0
F3_Commercial_School_New_Refrigeration_Electric_Walk-in Refrigerator/Freezer_E6 | F3 | Commercial | School | New | Refrigeration | Electric | Walk-in Refrigerator/Freezer | E6 | PACT BC Ratio | 0 | 0 | 0 | 0 | 0 | 0 | 0 | 0 | 0 | 0 | 0 | 0 | 0 | 0 | 0 | 0 | 0 | 0 | 0 | 0 | 0 | 0 | 0 | 0 | 0 | 0 | 0 | 0 | 0 | 0
F3_Commercial_School_New_Refrigeration_Electric_Walk-in Refrigerator/Freezer_E7 | F3 | Commercial | School | New | Refrigeration | Electric | Walk-in Refrigerator/Freezer | E7 | PACT BC Ratio | 0 | 0 | 0 | 0 | 0 | 0 | 0 | 0 | 0 | 0 | 0 | 0 | 0 | 0 | 0 | 0 | 0 | 0 | 0 | 0 | 0 | 0 | 0 | 0 | 0 | 0 | 0 | 0 | 0 | 0
F3_Commercial_School_New_Refrigeration_Electric_Walk-in Refrigerator/Freezer_E8 | F3 | Commercial | School | New | Refrigeration | Electric | Walk-in Refrigerator/Freezer | E8 | PACT BC Ratio | 0 | 0 | 0 | 0 | 0 | 0 | 0 | 0 | 0 | 0 | 0 | 0 | 0 | 0 | 0 | 0 | 0 | 0 | 0 | 0 | 0 | 0 | 0 | 0 | 0 | 0 | 0 | 0 | 0 | 0
F3_Commercial_School_New_Refrigeration_Electric_Walk-in Refrigerator/Freezer_E9 | F3 | Commercial | School | New | Refrigeration | Electric | Walk-in Refrigerator/Freezer | E9 | PACT BC Ratio | 0 | 0 | 0 | 0 | 0 | 0 | 0 | 0 | 0 | 0 | 0 | 0 | 0 | 0 | 0 | 0 | 0 | 0 | 0 | 0 | 0 | 0 | 0 | 0 | 0 | 0 | 0 | 0 | 0 | 0
F3_Commercial_School_New_Refrigeration_Electric_Walk-in Refrigerator/Freezer_E10 | F3 | Commercial | School | New | Refrigeration | Electric | Walk-in Refrigerator/Freezer | E10 | PACT BC Ratio | 0 | 0 | 0 | 0 | 0 | 0 | 0 | 0 | 0 | 0 | 0 | 0 | 0 | 0 | 0 | 0 | 0 | 0 | 0 | 0 | 0 | 0 | 0 | 0 | 0 | 0 | 0 | 0 | 0 | 0
F4_Commercial_School_New_Refrigeration_Electric_Walk-in Refrigerator/Freezer_E1 | F4 | Commercial | School | New | Refrigeration | Electric | Walk-in Refrigerator/Freezer | E1 | RVT BC Ratio | 0 | 0 | 0 | 0 | 0 | 0 | 0 | 0 | 0 | 0 | 0 | 0 | 0 | 0 | 0 | 0 | 0 | 0 | 0 | 0 | 0 | 0 | 0 | 0 | 0 | 0 | 0 | 0 | 0 | 0
F4_Commercial_School_New_Refrigeration_Electric_Walk-in Refrigerator/Freezer_E2 | F4 | Commercial | School | New | Refrigeration | Electric | Walk-in Refrigerator/Freezer | E2 | RVT BC Ratio | 0 | 0 | 0 | 0 | 0 | 0 | 0 | 0 | 0 | 0 | 0 | 0 | 0 | 0 | 0 | 0 | 0 | 0 | 0 | 0 | 0 | 0 | 0 | 0 | 0 | 0 | 0 | 0 | 0 | 0
F4_Commercial_School_New_Refrigeration_Electric_Walk-in Refrigerator/Freezer_E3 | F4 | Commercial | School | New | Refrigeration | Electric | Walk-in Refrigerator/Freezer | E3 | RVT BC Ratio | 0 | 0 | 0 | 0 | 0 | 0 | 0 | 0 | 0 | 0 | 0 | 0 | 0 | 0 | 0 | 0 | 0 | 0 | 0 | 0 | 0 | 0 | 0 | 0 | 0 | 0 | 0 | 0 | 0 | 0
F4_Commercial_School_New_Refrigeration_Electric_Walk-in Refrigerator/Freezer_E4 | F4 | Commercial | School | New | Refrigeration | Electric | Walk-in Refrigerator/Freezer | E4 | RVT BC Ratio | 0 | 0 | 0 | 0 | 0 | 0 | 0 | 0 | 0 | 0 | 0 | 0 | 0 | 0 | 0 | 0 | 0 | 0 | 0 | 0 | 0 | 0 | 0 | 0 | 0 | 0 | 0 | 0 | 0 | 0
F4_Commercial_School_New_Refrigeration_Electric_Walk-in Refrigerator/Freezer_E5 | F4 | Commercial | School | New | Refrigeration | Electric | Walk-in Refrigerator/Freezer | E5 | RVT BC Ratio | 0 | 0 | 0 | 0 | 0 | 0 | 0 | 0 | 0 | 0 | 0 | 0 | 0 | 0 | 0 | 0 | 0 | 0 | 0 | 0 | 0 | 0 | 0 | 0 | 0 | 0 | 0 | 0 | 0 | 0
F4_Commercial_School_New_Refrigeration_Electric_Walk-in Refrigerator/Freezer_E6 | F4 | Commercial | School | New | Refrigeration | Electric | Walk-in Refrigerator/Freezer | E6 | RVT BC Ratio | 0 | 0 | 0 | 0 | 0 | 0 | 0 | 0 | 0 | 0 | 0 | 0 | 0 | 0 | 0 | 0 | 0 | 0 | 0 | 0 | 0 | 0 | 0 | 0 | 0 | 0 | 0 | 0 | 0 | 0
F4_Commercial_School_New_Refrigeration_Electric_Walk-in Refrigerator/Freezer_E7 | F4 | Commercial | School | New | Refrigeration | Electric | Walk-in Refrigerator/Freezer | E7 | RVT BC Ratio | 0 | 0 | 0 | 0 | 0 | 0 | 0 | 0 | 0 | 0 | 0 | 0 | 0 | 0 | 0 | 0 | 0 | 0 | 0 | 0 | 0 | 0 | 0 | 0 | 0 | 0 | 0 | 0 | 0 | 0
F4_Commercial_School_New_Refrigeration_Electric_Walk-in Refrigerator/Freezer_E8 | F4 | Commercial | School | New | Refrigeration | Electric | Walk-in Refrigerator/Freezer | E8 | RVT BC Ratio | 0 | 0 | 0 | 0 | 0 | 0 | 0 | 0 | 0 | 0 | 0 | 0 | 0 | 0 | 0 | 0 | 0 | 0 | 0 | 0 | 0 | 0 | 0 | 0 | 0 | 0 | 0 | 0 | 0 | 0
F4_Commercial_School_New_Refrigeration_Electric_Walk-in Refrigerator/Freezer_E9 | F4 | Commercial | School | New | Refrigeration | Electric | Walk-in Refrigerator/Freezer | E9 | RVT BC Ratio | 0 | 0 | 0 | 0 | 0 | 0 | 0 | 0 | 0 | 0 | 0 | 0 | 0 | 0 | 0 | 0 | 0 | 0 | 0 | 0 | 0 | 0 | 0 | 0 | 0 | 0 | 0 | 0 | 0 | 0
F4_Commercial_School_New_Refrigeration_Electric_Walk-in Refrigerator/Freezer_E10 | F4 | Commercial | School | New | Refrigeration | Electric | Walk-in Refrigerator/Freezer | E10 | RVT BC Ratio | 0 | 0 | 0 | 0 | 0 | 0 | 0 | 0 | 0 | 0 | 0 | 0 | 0 | 0 | 0 | 0 | 0 | 0 | 0 | 0 | 0 | 0 | 0 | 0 | 0 | 0 | 0 | 0 | 0 | 0
F5_Commercial_School_New_Refrigeration_Electric_Walk-in Refrigerator/Freezer_E1 | F5 | Commercial | School | New | Refrigeration | Electric | Walk-in Refrigerator/Freezer | E1 | RIM BC Ratio | 0 | 0 | 0 | 0 | 0 | 0 | 0 | 0 | 0 | 0 | 0 | 0 | 0 | 0 | 0 | 0 | 0 | 0 | 0 | 0 | 0 | 0 | 0 | 0 | 0 | 0 | 0 | 0 | 0 | 0
F5_Commercial_School_New_Refrigeration_Electric_Walk-in Refrigerator/Freezer_E2 | F5 | Commercial | School | New | Refrigeration | Electric | Walk-in Refrigerator/Freezer | E2 | RIM BC Ratio | 0 | 0 | 0 | 0 | 0 | 0 | 0 | 0 | 0 | 0 | 0 | 0 | 0 | 0 | 0 | 0 | 0 | 0 | 0 | 0 | 0 | 0 | 0 | 0 | 0 | 0 | 0 | 0 | 0 | 0
F5_Commercial_School_New_Refrigeration_Electric_Walk-in Refrigerator/Freezer_E3 | F5 | Commercial | School | New | Refrigeration | Electric | Walk-in Refrigerator/Freezer | E3 | RIM BC Ratio | 0 | 0 | 0 | 0 | 0 | 0 | 0 | 0 | 0 | 0 | 0 | 0 | 0 | 0 | 0 | 0 | 0 | 0 | 0 | 0 | 0 | 0 | 0 | 0 | 0 | 0 | 0 | 0 | 0 | 0
F5_Commercial_School_New_Refrigeration_Electric_Walk-in Refrigerator/Freezer_E4 | F5 | Commercial | School | New | Refrigeration | Electric | Walk-in Refrigerator/Freezer | E4 | RIM BC Ratio | 0 | 0 | 0 | 0 | 0 | 0 | 0 | 0 | 0 | 0 | 0 | 0 | 0 | 0 | 0 | 0 | 0 | 0 | 0 | 0 | 0 | 0 | 0 | 0 | 0 | 0 | 0 | 0 | 0 | 0
F5_Commercial_School_New_Refrigeration_Electric_Walk-in Refrigerator/Freezer_E5 | F5 | Commercial | School | New | Refrigeration | Electric | Walk-in Refrigerator/Freezer | E5 | RIM BC Ratio | 0 | 0 | 0 | 0 | 0 | 0 | 0 | 0 | 0 | 0 | 0 | 0 | 0 | 0 | 0 | 0 | 0 | 0 | 0 | 0 | 0 | 0 | 0 | 0 | 0 | 0 | 0 | 0 | 0 | 0
F5_Commercial_School_New_Refrigeration_Electric_Walk-in Refrigerator/Freezer_E6 | F5 | Commercial | School | New | Refrigeration | Electric | Walk-in Refrigerator/Freezer | E6 | RIM BC Ratio | 0 | 0 | 0 | 0 | 0 | 0 | 0 | 0 | 0 | 0 | 0 | 0 | 0 | 0 | 0 | 0 | 0 | 0 | 0 | 0 | 0 | 0 | 0 | 0 | 0 | 0 | 0 | 0 | 0 | 0
F5_Commercial_School_New_Refrigeration_Electric_Walk-in Refrigerator/Freezer_E7 | F5 | Commercial | School | New | Refrigeration | Electric | Walk-in Refrigerator/Freezer | E7 | RIM BC Ratio | 0 | 0 | 0 | 0 | 0 | 0 | 0 | 0 | 0 | 0 | 0 | 0 | 0 | 0 | 0 | 0 | 0 | 0 | 0 | 0 | 0 | 0 | 0 | 0 | 0 | 0 | 0 | 0 | 0 | 0
F5_Commercial_School_New_Refrigeration_Electric_Walk-in Refrigerator/Freezer_E8 | F5 | Commercial | School | New | Refrigeration | Electric | Walk-in Refrigerator/Freezer | E8 | RIM BC Ratio | 0 | 0 | 0 | 0 | 0 | 0 | 0 | 0 | 0 | 0 | 0 | 0 | 0 | 0 | 0 | 0 | 0 | 0 | 0 | 0 | 0 | 0 | 0 | 0 | 0 | 0 | 0 | 0 | 0 | 0
F5_Commercial_School_New_Refrigeration_Electric_Walk-in Refrigerator/Freezer_E9 | F5 | Commercial | School | New | Refrigeration | Electric | Walk-in Refrigerator/Freezer | E9 | RIM BC Ratio | 0 | 0 | 0 | 0 | 0 | 0 | 0 | 0 | 0 | 0 | 0 | 0 | 0 | 0 | 0 | 0 | 0 | 0 | 0 | 0 | 0 | 0 | 0 | 0 | 0 | 0 | 0 | 0 | 0 | 0
F5_Commercial_School_New_Refrigeration_Electric_Walk-in Refrigerator/Freezer_E10 | F5 | Commercial | School | New | Refrigeration | Electric | Walk-in Refrigerator/Freezer | E10 | RIM BC Ratio | 0 | 0 | 0 | 0 | 0 | 0 | 0 | 0 | 0 | 0 | 0 | 0 | 0 | 0 | 0 | 0 | 0 | 0 | 0 | 0 | 0 | 0 | 0 | 0 | 0 | 0 | 0 | 0 | 0 | 0
F0_Commercial_School_New_Refrigeration_Electric_Reach-in Refrigerator/Freezer_E0 | F0 | Commercial | School | New | Refrigeration | Electric | Reach-in Refrigerator/Freezer | E0 | Economic Unit | 0 | 0 | 0 | 0 | 0 | 0 | 0 | 0 | 0 | 0 | 0 | 0 | 0 | 0 | 0 | 0 | 0 | 0 | 0 | 0 | 0 | 0 | 0 | 0 | 0 | 0 | 0 | 0 | 0 | 0
F1_Commercial_School_New_Refrigeration_Electric_Reach-in Refrigerator/Freezer_E1 | F1 | Commercial | School | New | Refrigeration | Electric | Reach-in Refrigerator/Freezer | E1 | CCE | 0 | 0 | 0 | 0 | 0 | 0 | 0 | 0 | 0 | 0 | 0 | 0 | 0 | 0 | 0 | 0 | 0 | 0 | 0 | 0 | 0 | 0 | 0 | 0 | 0 | 0 | 0 | 0 | 0 | 0
F1_Commercial_School_New_Refrigeration_Electric_Reach-in Refrigerator/Freezer_E2 | F1 | Commercial | School | New | Refrigeration | Electric | Reach-in Refrigerator/Freezer | E2 | CCE | 0 | 0 | 0 | 0 | 0 | 0 | 0 | 0 | 0 | 0 | 0 | 0 | 0 | 0 | 0 | 0 | 0 | 0 | 0 | 0 | 0 | 0 | 0 | 0 | 0 | 0 | 0 | 0 | 0 | 0
F1_Commercial_School_New_Refrigeration_Electric_Reach-in Refrigerator/Freezer_E3 | F1 | Commercial | School | New | Refrigeration | Electric | Reach-in Refrigerator/Freezer | E3 | CCE | 0 | 0 | 0 | 0 | 0 | 0 | 0 | 0 | 0 | 0 | 0 | 0 | 0 | 0 | 0 | 0 | 0 | 0 | 0 | 0 | 0 | 0 | 0 | 0 | 0 | 0 | 0 | 0 | 0 | 0
F1_Commercial_School_New_Refrigeration_Electric_Reach-in Refrigerator/Freezer_E4 | F1 | Commercial | School | New | Refrigeration | Electric | Reach-in Refrigerator/Freezer | E4 | CCE | 0 | 0 | 0 | 0 | 0 | 0 | 0 | 0 | 0 | 0 | 0 | 0 | 0 | 0 | 0 | 0 | 0 | 0 | 0 | 0 | 0 | 0 | 0 | 0 | 0 | 0 | 0 | 0 | 0 | 0
F1_Commercial_School_New_Refrigeration_Electric_Reach-in Refrigerator/Freezer_E5 | F1 | Commercial | School | New | Refrigeration | Electric | Reach-in Refrigerator/Freezer | E5 | CCE | 0 | 0 | 0 | 0 | 0 | 0 | 0 | 0 | 0 | 0 | 0 | 0 | 0 | 0 | 0 | 0 | 0 | 0 | 0 | 0 | 0 | 0 | 0 | 0 | 0 | 0 | 0 | 0 | 0 | 0
F1_Commercial_School_New_Refrigeration_Electric_Reach-in Refrigerator/Freezer_E6 | F1 | Commercial | School | New | Refrigeration | Electric | Reach-in Refrigerator/Freezer | E6 | CCE | 0 | 0 | 0 | 0 | 0 | 0 | 0 | 0 | 0 | 0 | 0 | 0 | 0 | 0 | 0 | 0 | 0 | 0 | 0 | 0 | 0 | 0 | 0 | 0 | 0 | 0 | 0 | 0 | 0 | 0
F1_Commercial_School_New_Refrigeration_Electric_Reach-in Refrigerator/Freezer_E7 | F1 | Commercial | School | New | Refrigeration | Electric | Reach-in Refrigerator/Freezer | E7 | CCE | 0 | 0 | 0 | 0 | 0 | 0 | 0 | 0 | 0 | 0 | 0 | 0 | 0 | 0 | 0 | 0 | 0 | 0 | 0 | 0 | 0 | 0 | 0 | 0 | 0 | 0 | 0 | 0 | 0 | 0
F1_Commercial_School_New_Refrigeration_Electric_Reach-in Refrigerator/Freezer_E8 | F1 | Commercial | School | New | Refrigeration | Electric | Reach-in Refrigerator/Freezer | E8 | CCE | 0 | 0 | 0 | 0 | 0 | 0 | 0 | 0 | 0 | 0 | 0 | 0 | 0 | 0 | 0 | 0 | 0 | 0 | 0 | 0 | 0 | 0 | 0 | 0 | 0 | 0 | 0 | 0 | 0 | 0
F1_Commercial_School_New_Refrigeration_Electric_Reach-in Refrigerator/Freezer_E9 | F1 | Commercial | School | New | Refrigeration | Electric | Reach-in Refrigerator/Freezer | E9 | CCE | 0 | 0 | 0 | 0 | 0 | 0 | 0 | 0 | 0 | 0 | 0 | 0 | 0 | 0 | 0 | 0 | 0 | 0 | 0 | 0 | 0 | 0 | 0 | 0 | 0 | 0 | 0 | 0 | 0 | 0
F1_Commercial_School_New_Refrigeration_Electric_Reach-in Refrigerator/Freezer_E10 | F1 | Commercial | School | New | Refrigeration | Electric | Reach-in Refrigerator/Freezer | E10 | CCE | 0 | 0 | 0 | 0 | 0 | 0 | 0 | 0 | 0 | 0 | 0 | 0 | 0 | 0 | 0 | 0 | 0 | 0 | 0 | 0 | 0 | 0 | 0 | 0 | 0 | 0 | 0 | 0 | 0 | 0
F2_Commercial_School_New_Refrigeration_Electric_Reach-in Refrigerator/Freezer_E1 | F2 | Commercial | School | New | Refrigeration | Electric | Reach-in Refrigerator/Freezer | E1 | TRC BC Ratio | 0 | 0 | 0 | 0 | 0 | 0 | 0 | 0 | 0 | 0 | 0 | 0 | 0 | 0 | 0 | 0 | 0 | 0 | 0 | 0 | 0 | 0 | 0 | 0 | 0 | 0 | 0 | 0 | 0 | 0
F2_Commercial_School_New_Refrigeration_Electric_Reach-in Refrigerator/Freezer_E2 | F2 | Commercial | School | New | Refrigeration | Electric | Reach-in Refrigerator/Freezer | E2 | TRC BC Ratio | 0 | 0 | 0 | 0 | 0 | 0 | 0 | 0 | 0 | 0 | 0 | 0 | 0 | 0 | 0 | 0 | 0 | 0 | 0 | 0 | 0 | 0 | 0 | 0 | 0 | 0 | 0 | 0 | 0 | 0
F2_Commercial_School_New_Refrigeration_Electric_Reach-in Refrigerator/Freezer_E3 | F2 | Commercial | School | New | Refrigeration | Electric | Reach-in Refrigerator/Freezer | E3 | TRC BC Ratio | 0 | 0 | 0 | 0 | 0 | 0 | 0 | 0 | 0 | 0 | 0 | 0 | 0 | 0 | 0 | 0 | 0 | 0 | 0 | 0 | 0 | 0 | 0 | 0 | 0 | 0 | 0 | 0 | 0 | 0
F2_Commercial_School_New_Refrigeration_Electric_Reach-in Refrigerator/Freezer_E4 | F2 | Commercial | School | New | Refrigeration | Electric | Reach-in Refrigerator/Freezer | E4 | TRC BC Ratio | 0 | 0 | 0 | 0 | 0 | 0 | 0 | 0 | 0 | 0 | 0 | 0 | 0 | 0 | 0 | 0 | 0 | 0 | 0 | 0 | 0 | 0 | 0 | 0 | 0 | 0 | 0 | 0 | 0 | 0
F2_Commercial_School_New_Refrigeration_Electric_Reach-in Refrigerator/Freezer_E5 | F2 | Commercial | School | New | Refrigeration | Electric | Reach-in Refrigerator/Freezer | E5 | TRC BC Ratio | 0 | 0 | 0 | 0 | 0 | 0 | 0 | 0 | 0 | 0 | 0 | 0 | 0 | 0 | 0 | 0 | 0 | 0 | 0 | 0 | 0 | 0 | 0 | 0 | 0 | 0 | 0 | 0 | 0 | 0
F2_Commercial_School_New_Refrigeration_Electric_Reach-in Refrigerator/Freezer_E6 | F2 | Commercial | School | New | Refrigeration | Electric | Reach-in Refrigerator/Freezer | E6 | TRC BC Ratio | 0 | 0 | 0 | 0 | 0 | 0 | 0 | 0 | 0 | 0 | 0 | 0 | 0 | 0 | 0 | 0 | 0 | 0 | 0 | 0 | 0 | 0 | 0 | 0 | 0 | 0 | 0 | 0 | 0 | 0
F2_Commercial_School_New_Refrigeration_Electric_Reach-in Refrigerator/Freezer_E7 | F2 | Commercial | School | New | Refrigeration | Electric | Reach-in Refrigerator/Freezer | E7 | TRC BC Ratio | 0 | 0 | 0 | 0 | 0 | 0 | 0 | 0 | 0 | 0 | 0 | 0 | 0 | 0 | 0 | 0 | 0 | 0 | 0 | 0 | 0 | 0 | 0 | 0 | 0 | 0 | 0 | 0 | 0 | 0
F2_Commercial_School_New_Refrigeration_Electric_Reach-in Refrigerator/Freezer_E8 | F2 | Commercial | School | New | Refrigeration | Electric | Reach-in Refrigerator/Freezer | E8 | TRC BC Ratio | 0 | 0 | 0 | 0 | 0 | 0 | 0 | 0 | 0 | 0 | 0 | 0 | 0 | 0 | 0 | 0 | 0 | 0 | 0 | 0 | 0 | 0 | 0 | 0 | 0 | 0 | 0 | 0 | 0 | 0
F2_Commercial_School_New_Refrigeration_Electric_Reach-in Refrigerator/Freezer_E9 | F2 | Commercial | School | New | Refrigeration | Electric | Reach-in Refrigerator/Freezer | E9 | TRC BC Ratio | 0 | 0 | 0 | 0 | 0 | 0 | 0 | 0 | 0 | 0 | 0 | 0 | 0 | 0 | 0 | 0 | 0 | 0 | 0 | 0 | 0 | 0 | 0 | 0 | 0 | 0 | 0 | 0 | 0 | 0
F2_Commercial_School_New_Refrigeration_Electric_Reach-in Refrigerator/Freezer_E10 | F2 | Commercial | School | New | Refrigeration | Electric | Reach-in Refrigerator/Freezer | E10 | TRC BC Ratio | 0 | 0 | 0 | 0 | 0 | 0 | 0 | 0 | 0 | 0 | 0 | 0 | 0 | 0 | 0 | 0 | 0 | 0 | 0 | 0 | 0 | 0 | 0 | 0 | 0 | 0 | 0 | 0 | 0 | 0
F3_Commercial_School_New_Refrigeration_Electric_Reach-in Refrigerator/Freezer_E1 | F3 | Commercial | School | New | Refrigeration | Electric | Reach-in Refrigerator/Freezer | E1 | PACT BC Ratio | 0 | 0 | 0 | 0 | 0 | 0 | 0 | 0 | 0 | 0 | 0 | 0 | 0 | 0 | 0 | 0 | 0 | 0 | 0 | 0 | 0 | 0 | 0 | 0 | 0 | 0 | 0 | 0 | 0 | 0
F3_Commercial_School_New_Refrigeration_Electric_Reach-in Refrigerator/Freezer_E2 | F3 | Commercial | School | New | Refrigeration | Electric | Reach-in Refrigerator/Freezer | E2 | PACT BC Ratio | 0 | 0 | 0 | 0 | 0 | 0 | 0 | 0 | 0 | 0 | 0 | 0 | 0 | 0 | 0 | 0 | 0 | 0 | 0 | 0 | 0 | 0 | 0 | 0 | 0 | 0 | 0 | 0 | 0 | 0
F3_Commercial_School_New_Refrigeration_Electric_Reach-in Refrigerator/Freezer_E3 | F3 | Commercial | School | New | Refrigeration | Electric | Reach-in Refrigerator/Freezer | E3 | PACT BC Ratio | 0 | 0 | 0 | 0 | 0 | 0 | 0 | 0 | 0 | 0 | 0 | 0 | 0 | 0 | 0 | 0 | 0 | 0 | 0 | 0 | 0 | 0 | 0 | 0 | 0 | 0 | 0 | 0 | 0 | 0
F3_Commercial_School_New_Refrigeration_Electric_Reach-in Refrigerator/Freezer_E4 | F3 | Commercial | School | New | Refrigeration | Electric | Reach-in Refrigerator/Freezer | E4 | PACT BC Ratio | 0 | 0 | 0 | 0 | 0 | 0 | 0 | 0 | 0 | 0 | 0 | 0 | 0 | 0 | 0 | 0 | 0 | 0 | 0 | 0 | 0 | 0 | 0 | 0 | 0 | 0 | 0 | 0 | 0 | 0
F3_Commercial_School_New_Refrigeration_Electric_Reach-in Refrigerator/Freezer_E5 | F3 | Commercial | School | New | Refrigeration | Electric | Reach-in Refrigerator/Freezer | E5 | PACT BC Ratio | 0 | 0 | 0 | 0 | 0 | 0 | 0 | 0 | 0 | 0 | 0 | 0 | 0 | 0 | 0 | 0 | 0 | 0 | 0 | 0 | 0 | 0 | 0 | 0 | 0 | 0 | 0 | 0 | 0 | 0
F3_Commercial_School_New_Refrigeration_Electric_Reach-in Refrigerator/Freezer_E6 | F3 | Commercial | School | New | Refrigeration | Electric | Reach-in Refrigerator/Freezer | E6 | PACT BC Ratio | 0 | 0 | 0 | 0 | 0 | 0 | 0 | 0 | 0 | 0 | 0 | 0 | 0 | 0 | 0 | 0 | 0 | 0 | 0 | 0 | 0 | 0 | 0 | 0 | 0 | 0 | 0 | 0 | 0 | 0
F3_Commercial_School_New_Refrigeration_Electric_Reach-in Refrigerator/Freezer_E7 | F3 | Commercial | School | New | Refrigeration | Electric | Reach-in Refrigerator/Freezer | E7 | PACT BC Ratio | 0 | 0 | 0 | 0 | 0 | 0 | 0 | 0 | 0 | 0 | 0 | 0 | 0 | 0 | 0 | 0 | 0 | 0 | 0 | 0 | 0 | 0 | 0 | 0 | 0 | 0 | 0 | 0 | 0 | 0
F3_Commercial_School_New_Refrigeration_Electric_Reach-in Refrigerator/Freezer_E8 | F3 | Commercial | School | New | Refrigeration | Electric | Reach-in Refrigerator/Freezer | E8 | PACT BC Ratio | 0 | 0 | 0 | 0 | 0 | 0 | 0 | 0 | 0 | 0 | 0 | 0 | 0 | 0 | 0 | 0 | 0 | 0 | 0 | 0 | 0 | 0 | 0 | 0 | 0 | 0 | 0 | 0 | 0 | 0
F3_Commercial_School_New_Refrigeration_Electric_Reach-in Refrigerator/Freezer_E9 | F3 | Commercial | School | New | Refrigeration | Electric | Reach-in Refrigerator/Freezer | E9 | PACT BC Ratio | 0 | 0 | 0 | 0 | 0 | 0 | 0 | 0 | 0 | 0 | 0 | 0 | 0 | 0 | 0 | 0 | 0 | 0 | 0 | 0 | 0 | 0 | 0 | 0 | 0 | 0 | 0 | 0 | 0 | 0
F3_Commercial_School_New_Refrigeration_Electric_Reach-in Refrigerator/Freezer_E10 | F3 | Commercial | School | New | Refrigeration | Electric | Reach-in Refrigerator/Freezer | E10 | PACT BC Ratio | 0 | 0 | 0 | 0 | 0 | 0 | 0 | 0 | 0 | 0 | 0 | 0 | 0 | 0 | 0 | 0 | 0 | 0 | 0 | 0 | 0 | 0 | 0 | 0 | 0 | 0 | 0 | 0 | 0 | 0
F4_Commercial_School_New_Refrigeration_Electric_Reach-in Refrigerator/Freezer_E1 | F4 | Commercial | School | New | Refrigeration | Electric | Reach-in Refrigerator/Freezer | E1 | RVT BC Ratio | 0 | 0 | 0 | 0 | 0 | 0 | 0 | 0 | 0 | 0 | 0 | 0 | 0 | 0 | 0 | 0 | 0 | 0 | 0 | 0 | 0 | 0 | 0 | 0 | 0 | 0 | 0 | 0 | 0 | 0
F4_Commercial_School_New_Refrigeration_Electric_Reach-in Refrigerator/Freezer_E2 | F4 | Commercial | School | New | Refrigeration | Electric | Reach-in Refrigerator/Freezer | E2 | RVT BC Ratio | 0 | 0 | 0 | 0 | 0 | 0 | 0 | 0 | 0 | 0 | 0 | 0 | 0 | 0 | 0 | 0 | 0 | 0 | 0 | 0 | 0 | 0 | 0 | 0 | 0 | 0 | 0 | 0 | 0 | 0
F4_Commercial_School_New_Refrigeration_Electric_Reach-in Refrigerator/Freezer_E3 | F4 | Commercial | School | New | Refrigeration | Electric | Reach-in Refrigerator/Freezer | E3 | RVT BC Ratio | 0 | 0 | 0 | 0 | 0 | 0 | 0 | 0 | 0 | 0 | 0 | 0 | 0 | 0 | 0 | 0 | 0 | 0 | 0 | 0 | 0 | 0 | 0 | 0 | 0 | 0 | 0 | 0 | 0 | 0
F4_Commercial_School_New_Refrigeration_Electric_Reach-in Refrigerator/Freezer_E4 | F4 | Commercial | School | New | Refrigeration | Electric | Reach-in Refrigerator/Freezer | E4 | RVT BC Ratio | 0 | 0 | 0 | 0 | 0 | 0 | 0 | 0 | 0 | 0 | 0 | 0 | 0 | 0 | 0 | 0 | 0 | 0 | 0 | 0 | 0 | 0 | 0 | 0 | 0 | 0 | 0 | 0 | 0 | 0
F4_Commercial_School_New_Refrigeration_Electric_Reach-in Refrigerator/Freezer_E5 | F4 | Commercial | School | New | Refrigeration | Electric | Reach-in Refrigerator/Freezer | E5 | RVT BC Ratio | 0 | 0 | 0 | 0 | 0 | 0 | 0 | 0 | 0 | 0 | 0 | 0 | 0 | 0 | 0 | 0 | 0 | 0 | 0 | 0 | 0 | 0 | 0 | 0 | 0 | 0 | 0 | 0 | 0 | 0
F4_Commercial_School_New_Refrigeration_Electric_Reach-in Refrigerator/Freezer_E6 | F4 | Commercial | School | New | Refrigeration | Electric | Reach-in Refrigerator/Freezer | E6 | RVT BC Ratio | 0 | 0 | 0 | 0 | 0 | 0 | 0 | 0 | 0 | 0 | 0 | 0 | 0 | 0 | 0 | 0 | 0 | 0 | 0 | 0 | 0 | 0 | 0 | 0 | 0 | 0 | 0 | 0 | 0 | 0
F4_Commercial_School_New_Refrigeration_Electric_Reach-in Refrigerator/Freezer_E7 | F4 | Commercial | School | New | Refrigeration | Electric | Reach-in Refrigerator/Freezer | E7 | RVT BC Ratio | 0 | 0 | 0 | 0 | 0 | 0 | 0 | 0 | 0 | 0 | 0 | 0 | 0 | 0 | 0 | 0 | 0 | 0 | 0 | 0 | 0 | 0 | 0 | 0 | 0 | 0 | 0 | 0 | 0 | 0
F4_Commercial_School_New_Refrigeration_Electric_Reach-in Refrigerator/Freezer_E8 | F4 | Commercial | School | New | Refrigeration | Electric | Reach-in Refrigerator/Freezer | E8 | RVT BC Ratio | 0 | 0 | 0 | 0 | 0 | 0 | 0 | 0 | 0 | 0 | 0 | 0 | 0 | 0 | 0 | 0 | 0 | 0 | 0 | 0 | 0 | 0 | 0 | 0 | 0 | 0 | 0 | 0 | 0 | 0
F4_Commercial_School_New_Refrigeration_Electric_Reach-in Refrigerator/Freezer_E9 | F4 | Commercial | School | New | Refrigeration | Electric | Reach-in Refrigerator/Freezer | E9 | RVT BC Ratio | 0 | 0 | 0 | 0 | 0 | 0 | 0 | 0 | 0 | 0 | 0 | 0 | 0 | 0 | 0 | 0 | 0 | 0 | 0 | 0 | 0 | 0 | 0 | 0 | 0 | 0 | 0 | 0 | 0 | 0
F4_Commercial_School_New_Refrigeration_Electric_Reach-in Refrigerator/Freezer_E10 | F4 | Commercial | School | New | Refrigeration | Electric | Reach-in Refrigerator/Freezer | E10 | RVT BC Ratio | 0 | 0 | 0 | 0 | 0 | 0 | 0 | 0 | 0 | 0 | 0 | 0 | 0 | 0 | 0 | 0 | 0 | 0 | 0 | 0 | 0 | 0 | 0 | 0 | 0 | 0 | 0 | 0 | 0 | 0
F5_Commercial_School_New_Refrigeration_Electric_Reach-in Refrigerator/Freezer_E1 | F5 | Commercial | School | New | Refrigeration | Electric | Reach-in Refrigerator/Freezer | E1 | RIM BC Ratio | 0 | 0 | 0 | 0 | 0 | 0 | 0 | 0 | 0 | 0 | 0 | 0 | 0 | 0 | 0 | 0 | 0 | 0 | 0 | 0 | 0 | 0 | 0 | 0 | 0 | 0 | 0 | 0 | 0 | 0
F5_Commercial_School_New_Refrigeration_Electric_Reach-in Refrigerator/Freezer_E2 | F5 | Commercial | School | New | Refrigeration | Electric | Reach-in Refrigerator/Freezer | E2 | RIM BC Ratio | 0 | 0 | 0 | 0 | 0 | 0 | 0 | 0 | 0 | 0 | 0 | 0 | 0 | 0 | 0 | 0 | 0 | 0 | 0 | 0 | 0 | 0 | 0 | 0 | 0 | 0 | 0 | 0 | 0 | 0
F5_Commercial_School_New_Refrigeration_Electric_Reach-in Refrigerator/Freezer_E3 | F5 | Commercial | School | New | Refrigeration | Electric | Reach-in Refrigerator/Freezer | E3 | RIM BC Ratio | 0 | 0 | 0 | 0 | 0 | 0 | 0 | 0 | 0 | 0 | 0 | 0 | 0 | 0 | 0 | 0 | 0 | 0 | 0 | 0 | 0 | 0 | 0 | 0 | 0 | 0 | 0 | 0 | 0 | 0
F5_Commercial_School_New_Refrigeration_Electric_Reach-in Refrigerator/Freezer_E4 | F5 | Commercial | School | New | Refrigeration | Electric | Reach-in Refrigerator/Freezer | E4 | RIM BC Ratio | 0 | 0 | 0 | 0 | 0 | 0 | 0 | 0 | 0 | 0 | 0 | 0 | 0 | 0 | 0 | 0 | 0 | 0 | 0 | 0 | 0 | 0 | 0 | 0 | 0 | 0 | 0 | 0 | 0 | 0
F5_Commercial_School_New_Refrigeration_Electric_Reach-in Refrigerator/Freezer_E5 | F5 | Commercial | School | New | Refrigeration | Electric | Reach-in Refrigerator/Freezer | E5 | RIM BC Ratio | 0 | 0 | 0 | 0 | 0 | 0 | 0 | 0 | 0 | 0 | 0 | 0 | 0 | 0 | 0 | 0 | 0 | 0 | 0 | 0 | 0 | 0 | 0 | 0 | 0 | 0 | 0 | 0 | 0 | 0
F5_Commercial_School_New_Refrigeration_Electric_Reach-in Refrigerator/Freezer_E6 | F5 | Commercial | School | New | Refrigeration | Electric | Reach-in Refrigerator/Freezer | E6 | RIM BC Ratio | 0 | 0 | 0 | 0 | 0 | 0 | 0 | 0 | 0 | 0 | 0 | 0 | 0 | 0 | 0 | 0 | 0 | 0 | 0 | 0 | 0 | 0 | 0 | 0 | 0 | 0 | 0 | 0 | 0 | 0
F5_Commercial_School_New_Refrigeration_Electric_Reach-in Refrigerator/Freezer_E7 | F5 | Commercial | School | New | Refrigeration | Electric | Reach-in Refrigerator/Freezer | E7 | RIM BC Ratio | 0 | 0 | 0 | 0 | 0 | 0 | 0 | 0 | 0 | 0 | 0 | 0 | 0 | 0 | 0 | 0 | 0 | 0 | 0 | 0 | 0 | 0 | 0 | 0 | 0 | 0 | 0 | 0 | 0 | 0
F5_Commercial_School_New_Refrigeration_Electric_Reach-in Refrigerator/Freezer_E8 | F5 | Commercial | School | New | Refrigeration | Electric | Reach-in Refrigerator/Freezer | E8 | RIM BC Ratio | 0 | 0 | 0 | 0 | 0 | 0 | 0 | 0 | 0 | 0 | 0 | 0 | 0 | 0 | 0 | 0 | 0 | 0 | 0 | 0 | 0 | 0 | 0 | 0 | 0 | 0 | 0 | 0 | 0 | 0
F5_Commercial_School_New_Refrigeration_Electric_Reach-in Refrigerator/Freezer_E9 | F5 | Commercial | School | New | Refrigeration | Electric | Reach-in Refrigerator/Freezer | E9 | RIM BC Ratio | 0 | 0 | 0 | 0 | 0 | 0 | 0 | 0 | 0 | 0 | 0 | 0 | 0 | 0 | 0 | 0 | 0 | 0 | 0 | 0 | 0 | 0 | 0 | 0 | 0 | 0 | 0 | 0 | 0 | 0
F5_Commercial_School_New_Refrigeration_Electric_Reach-in Refrigerator/Freezer_E10 | F5 | Commercial | School | New | Refrigeration | Electric | Reach-in Refrigerator/Freezer | E10 | RIM BC Ratio | 0 | 0 | 0 | 0 | 0 | 0 | 0 | 0 | 0 | 0 | 0 | 0 | 0 | 0 | 0 | 0 | 0 | 0 | 0 | 0 | 0 | 0 | 0 | 0 | 0 | 0 | 0 | 0 | 0 | 0
F0_Commercial_School_New_Refrigeration_Electric_Glass Door Display_E0 | F0 | Commercial | School | New | Refrigeration | Electric | Glass Door Display | E0 | Economic Unit | 0 | 0 | 0 | 0 | 0 | 0 | 0 | 0 | 0 | 0 | 0 | 0 | 0 | 0 | 0 | 0 | 0 | 0 | 0 | 0 | 0 | 0 | 0 | 0 | 0 | 0 | 0 | 0 | 0 | 0
F1_Commercial_School_New_Refrigeration_Electric_Glass Door Display_E1 | F1 | Commercial | School | New | Refrigeration | Electric | Glass Door Display | E1 | CCE | 0 | 0 | 0 | 0 | 0 | 0 | 0 | 0 | 0 | 0 | 0 | 0 | 0 | 0 | 0 | 0 | 0 | 0 | 0 | 0 | 0 | 0 | 0 | 0 | 0 | 0 | 0 | 0 | 0 | 0
F1_Commercial_School_New_Refrigeration_Electric_Glass Door Display_E2 | F1 | Commercial | School | New | Refrigeration | Electric | Glass Door Display | E2 | CCE | 0 | 0 | 0 | 0 | 0 | 0 | 0 | 0 | 0 | 0 | 0 | 0 | 0 | 0 | 0 | 0 | 0 | 0 | 0 | 0 | 0 | 0 | 0 | 0 | 0 | 0 | 0 | 0 | 0 | 0
F1_Commercial_School_New_Refrigeration_Electric_Glass Door Display_E3 | F1 | Commercial | School | New | Refrigeration | Electric | Glass Door Display | E3 | CCE | 0 | 0 | 0 | 0 | 0 | 0 | 0 | 0 | 0 | 0 | 0 | 0 | 0 | 0 | 0 | 0 | 0 | 0 | 0 | 0 | 0 | 0 | 0 | 0 | 0 | 0 | 0 | 0 | 0 | 0
F1_Commercial_School_New_Refrigeration_Electric_Glass Door Display_E4 | F1 | Commercial | School | New | Refrigeration | Electric | Glass Door Display | E4 | CCE | 0 | 0 | 0 | 0 | 0 | 0 | 0 | 0 | 0 | 0 | 0 | 0 | 0 | 0 | 0 | 0 | 0 | 0 | 0 | 0 | 0 | 0 | 0 | 0 | 0 | 0 | 0 | 0 | 0 | 0
F1_Commercial_School_New_Refrigeration_Electric_Glass Door Display_E5 | F1 | Commercial | School | New | Refrigeration | Electric | Glass Door Display | E5 | CCE | 0 | 0 | 0 | 0 | 0 | 0 | 0 | 0 | 0 | 0 | 0 | 0 | 0 | 0 | 0 | 0 | 0 | 0 | 0 | 0 | 0 | 0 | 0 | 0 | 0 | 0 | 0 | 0 | 0 | 0
F1_Commercial_School_New_Refrigeration_Electric_Glass Door Display_E6 | F1 | Commercial | School | New | Refrigeration | Electric | Glass Door Display | E6 | CCE | 0 | 0 | 0 | 0 | 0 | 0 | 0 | 0 | 0 | 0 | 0 | 0 | 0 | 0 | 0 | 0 | 0 | 0 | 0 | 0 | 0 | 0 | 0 | 0 | 0 | 0 | 0 | 0 | 0 | 0
F1_Commercial_School_New_Refrigeration_Electric_Glass Door Display_E7 | F1 | Commercial | School | New | Refrigeration | Electric | Glass Door Display | E7 | CCE | 0 | 0 | 0 | 0 | 0 | 0 | 0 | 0 | 0 | 0 | 0 | 0 | 0 | 0 | 0 | 0 | 0 | 0 | 0 | 0 | 0 | 0 | 0 | 0 | 0 | 0 | 0 | 0 | 0 | 0
F1_Commercial_School_New_Refrigeration_Electric_Glass Door Display_E8 | F1 | Commercial | School | New | Refrigeration | Electric | Glass Door Display | E8 | CCE | 0 | 0 | 0 | 0 | 0 | 0 | 0 | 0 | 0 | 0 | 0 | 0 | 0 | 0 | 0 | 0 | 0 | 0 | 0 | 0 | 0 | 0 | 0 | 0 | 0 | 0 | 0 | 0 | 0 | 0
F1_Commercial_School_New_Refrigeration_Electric_Glass Door Display_E9 | F1 | Commercial | School | New | Refrigeration | Electric | Glass Door Display | E9 | CCE | 0 | 0 | 0 | 0 | 0 | 0 | 0 | 0 | 0 | 0 | 0 | 0 | 0 | 0 | 0 | 0 | 0 | 0 | 0 | 0 | 0 | 0 | 0 | 0 | 0 | 0 | 0 | 0 | 0 | 0
F1_Commercial_School_New_Refrigeration_Electric_Glass Door Display_E10 | F1 | Commercial | School | New | Refrigeration | Electric | Glass Door Display | E10 | CCE | 0 | 0 | 0 | 0 | 0 | 0 | 0 | 0 | 0 | 0 | 0 | 0 | 0 | 0 | 0 | 0 | 0 | 0 | 0 | 0 | 0 | 0 | 0 | 0 | 0 | 0 | 0 | 0 | 0 | 0
F2_Commercial_School_New_Refrigeration_Electric_Glass Door Display_E1 | F2 | Commercial | School | New | Refrigeration | Electric | Glass Door Display | E1 | TRC BC Ratio | 0 | 0 | 0 | 0 | 0 | 0 | 0 | 0 | 0 | 0 | 0 | 0 | 0 | 0 | 0 | 0 | 0 | 0 | 0 | 0 | 0 | 0 | 0 | 0 | 0 | 0 | 0 | 0 | 0 | 0
F2_Commercial_School_New_Refrigeration_Electric_Glass Door Display_E2 | F2 | Commercial | School | New | Refrigeration | Electric | Glass Door Display | E2 | TRC BC Ratio | 0 | 0 | 0 | 0 | 0 | 0 | 0 | 0 | 0 | 0 | 0 | 0 | 0 | 0 | 0 | 0 | 0 | 0 | 0 | 0 | 0 | 0 | 0 | 0 | 0 | 0 | 0 | 0 | 0 | 0
F2_Commercial_School_New_Refrigeration_Electric_Glass Door Display_E3 | F2 | Commercial | School | New | Refrigeration | Electric | Glass Door Display | E3 | TRC BC Ratio | 0 | 0 | 0 | 0 | 0 | 0 | 0 | 0 | 0 | 0 | 0 | 0 | 0 | 0 | 0 | 0 | 0 | 0 | 0 | 0 | 0 | 0 | 0 | 0 | 0 | 0 | 0 | 0 | 0 | 0
F2_Commercial_School_New_Refrigeration_Electric_Glass Door Display_E4 | F2 | Commercial | School | New | Refrigeration | Electric | Glass Door Display | E4 | TRC BC Ratio | 0 | 0 | 0 | 0 | 0 | 0 | 0 | 0 | 0 | 0 | 0 | 0 | 0 | 0 | 0 | 0 | 0 | 0 | 0 | 0 | 0 | 0 | 0 | 0 | 0 | 0 | 0 | 0 | 0 | 0
F2_Commercial_School_New_Refrigeration_Electric_Glass Door Display_E5 | F2 | Commercial | School | New | Refrigeration | Electric | Glass Door Display | E5 | TRC BC Ratio | 0 | 0 | 0 | 0 | 0 | 0 | 0 | 0 | 0 | 0 | 0 | 0 | 0 | 0 | 0 | 0 | 0 | 0 | 0 | 0 | 0 | 0 | 0 | 0 | 0 | 0 | 0 | 0 | 0 | 0
F2_Commercial_School_New_Refrigeration_Electric_Glass Door Display_E6 | F2 | Commercial | School | New | Refrigeration | Electric | Glass Door Display | E6 | TRC BC Ratio | 0 | 0 | 0 | 0 | 0 | 0 | 0 | 0 | 0 | 0 | 0 | 0 | 0 | 0 | 0 | 0 | 0 | 0 | 0 | 0 | 0 | 0 | 0 | 0 | 0 | 0 | 0 | 0 | 0 | 0
F2_Commercial_School_New_Refrigeration_Electric_Glass Door Display_E7 | F2 | Commercial | School | New | Refrigeration | Electric | Glass Door Display | E7 | TRC BC Ratio | 0 | 0 | 0 | 0 | 0 | 0 | 0 | 0 | 0 | 0 | 0 | 0 | 0 | 0 | 0 | 0 | 0 | 0 | 0 | 0 | 0 | 0 | 0 | 0 | 0 | 0 | 0 | 0 | 0 | 0
F2_Commercial_School_New_Refrigeration_Electric_Glass Door Display_E8 | F2 | Commercial | School | New | Refrigeration | Electric | Glass Door Display | E8 | TRC BC Ratio | 0 | 0 | 0 | 0 | 0 | 0 | 0 | 0 | 0 | 0 | 0 | 0 | 0 | 0 | 0 | 0 | 0 | 0 | 0 | 0 | 0 | 0 | 0 | 0 | 0 | 0 | 0 | 0 | 0 | 0
F2_Commercial_School_New_Refrigeration_Electric_Glass Door Display_E9 | F2 | Commercial | School | New | Refrigeration | Electric | Glass Door Display | E9 | TRC BC Ratio | 0 | 0 | 0 | 0 | 0 | 0 | 0 | 0 | 0 | 0 | 0 | 0 | 0 | 0 | 0 | 0 | 0 | 0 | 0 | 0 | 0 | 0 | 0 | 0 | 0 | 0 | 0 | 0 | 0 | 0
F2_Commercial_School_New_Refrigeration_Electric_Glass Door Display_E10 | F2 | Commercial | School | New | Refrigeration | Electric | Glass Door Display | E10 | TRC BC Ratio | 0 | 0 | 0 | 0 | 0 | 0 | 0 | 0 | 0 | 0 | 0 | 0 | 0 | 0 | 0 | 0 | 0 | 0 | 0 | 0 | 0 | 0 | 0 | 0 | 0 | 0 | 0 | 0 | 0 | 0
F3_Commercial_School_New_Refrigeration_Electric_Glass Door Display_E1 | F3 | Commercial | School | New | Refrigeration | Electric | Glass Door Display | E1 | PACT BC Ratio | 0 | 0 | 0 | 0 | 0 | 0 | 0 | 0 | 0 | 0 | 0 | 0 | 0 | 0 | 0 | 0 | 0 | 0 | 0 | 0 | 0 | 0 | 0 | 0 | 0 | 0 | 0 | 0 | 0 | 0
F3_Commercial_School_New_Refrigeration_Electric_Glass Door Display_E2 | F3 | Commercial | School | New | Refrigeration | Electric | Glass Door Display | E2 | PACT BC Ratio | 0 | 0 | 0 | 0 | 0 | 0 | 0 | 0 | 0 | 0 | 0 | 0 | 0 | 0 | 0 | 0 | 0 | 0 | 0 | 0 | 0 | 0 | 0 | 0 | 0 | 0 | 0 | 0 | 0 | 0
F3_Commercial_School_New_Refrigeration_Electric_Glass Door Display_E3 | F3 | Commercial | School | New | Refrigeration | Electric | Glass Door Display | E3 | PACT BC Ratio | 0 | 0 | 0 | 0 | 0 | 0 | 0 | 0 | 0 | 0 | 0 | 0 | 0 | 0 | 0 | 0 | 0 | 0 | 0 | 0 | 0 | 0 | 0 | 0 | 0 | 0 | 0 | 0 | 0 | 0
F3_Commercial_School_New_Refrigeration_Electric_Glass Door Display_E4 | F3 | Commercial | School | New | Refrigeration | Electric | Glass Door Display | E4 | PACT BC Ratio | 0 | 0 | 0 | 0 | 0 | 0 | 0 | 0 | 0 | 0 | 0 | 0 | 0 | 0 | 0 | 0 | 0 | 0 | 0 | 0 | 0 | 0 | 0 | 0 | 0 | 0 | 0 | 0 | 0 | 0
F3_Commercial_School_New_Refrigeration_Electric_Glass Door Display_E5 | F3 | Commercial | School | New | Refrigeration | Electric | Glass Door Display | E5 | PACT BC Ratio | 0 | 0 | 0 | 0 | 0 | 0 | 0 | 0 | 0 | 0 | 0 | 0 | 0 | 0 | 0 | 0 | 0 | 0 | 0 | 0 | 0 | 0 | 0 | 0 | 0 | 0 | 0 | 0 | 0 | 0
F3_Commercial_School_New_Refrigeration_Electric_Glass Door Display_E6 | F3 | Commercial | School | New | Refrigeration | Electric | Glass Door Display | E6 | PACT BC Ratio | 0 | 0 | 0 | 0 | 0 | 0 | 0 | 0 | 0 | 0 | 0 | 0 | 0 | 0 | 0 | 0 | 0 | 0 | 0 | 0 | 0 | 0 | 0 | 0 | 0 | 0 | 0 | 0 | 0 | 0
F3_Commercial_School_New_Refrigeration_Electric_Glass Door Display_E7 | F3 | Commercial | School | New | Refrigeration | Electric | Glass Door Display | E7 | PACT BC Ratio | 0 | 0 | 0 | 0 | 0 | 0 | 0 | 0 | 0 | 0 | 0 | 0 | 0 | 0 | 0 | 0 | 0 | 0 | 0 | 0 | 0 | 0 | 0 | 0 | 0 | 0 | 0 | 0 | 0 | 0
F3_Commercial_School_New_Refrigeration_Electric_Glass Door Display_E8 | F3 | Commercial | School | New | Refrigeration | Electric | Glass Door Display | E8 | PACT BC Ratio | 0 | 0 | 0 | 0 | 0 | 0 | 0 | 0 | 0 | 0 | 0 | 0 | 0 | 0 | 0 | 0 | 0 | 0 | 0 | 0 | 0 | 0 | 0 | 0 | 0 | 0 | 0 | 0 | 0 | 0
F3_Commercial_School_New_Refrigeration_Electric_Glass Door Display_E9 | F3 | Commercial | School | New | Refrigeration | Electric | Glass Door Display | E9 | PACT BC Ratio | 0 | 0 | 0 | 0 | 0 | 0 | 0 | 0 | 0 | 0 | 0 | 0 | 0 | 0 | 0 | 0 | 0 | 0 | 0 | 0 | 0 | 0 | 0 | 0 | 0 | 0 | 0 | 0 | 0 | 0
F3_Commercial_School_New_Refrigeration_Electric_Glass Door Display_E10 | F3 | Commercial | School | New | Refrigeration | Electric | Glass Door Display | E10 | PACT BC Ratio | 0 | 0 | 0 | 0 | 0 | 0 | 0 | 0 | 0 | 0 | 0 | 0 | 0 | 0 | 0 | 0 | 0 | 0 | 0 | 0 | 0 | 0 | 0 | 0 | 0 | 0 | 0 | 0 | 0 | 0
F4_Commercial_School_New_Refrigeration_Electric_Glass Door Display_E1 | F4 | Commercial | School | New | Refrigeration | Electric | Glass Door Display | E1 | RVT BC Ratio | 0 | 0 | 0 | 0 | 0 | 0 | 0 | 0 | 0 | 0 | 0 | 0 | 0 | 0 | 0 | 0 | 0 | 0 | 0 | 0 | 0 | 0 | 0 | 0 | 0 | 0 | 0 | 0 | 0 | 0
F4_Commercial_School_New_Refrigeration_Electric_Glass Door Display_E2 | F4 | Commercial | School | New | Refrigeration | Electric | Glass Door Display | E2 | RVT BC Ratio | 0 | 0 | 0 | 0 | 0 | 0 | 0 | 0 | 0 | 0 | 0 | 0 | 0 | 0 | 0 | 0 | 0 | 0 | 0 | 0 | 0 | 0 | 0 | 0 | 0 | 0 | 0 | 0 | 0 | 0
F4_Commercial_School_New_Refrigeration_Electric_Glass Door Display_E3 | F4 | Commercial | School | New | Refrigeration | Electric | Glass Door Display | E3 | RVT BC Ratio | 0 | 0 | 0 | 0 | 0 | 0 | 0 | 0 | 0 | 0 | 0 | 0 | 0 | 0 | 0 | 0 | 0 | 0 | 0 | 0 | 0 | 0 | 0 | 0 | 0 | 0 | 0 | 0 | 0 | 0
F4_Commercial_School_New_Refrigeration_Electric_Glass Door Display_E4 | F4 | Commercial | School | New | Refrigeration | Electric | Glass Door Display | E4 | RVT BC Ratio | 0 | 0 | 0 | 0 | 0 | 0 | 0 | 0 | 0 | 0 | 0 | 0 | 0 | 0 | 0 | 0 | 0 | 0 | 0 | 0 | 0 | 0 | 0 | 0 | 0 | 0 | 0 | 0 | 0 | 0
F4_Commercial_School_New_Refrigeration_Electric_Glass Door Display_E5 | F4 | Commercial | School | New | Refrigeration | Electric | Glass Door Display | E5 | RVT BC Ratio | 0 | 0 | 0 | 0 | 0 | 0 | 0 | 0 | 0 | 0 | 0 | 0 | 0 | 0 | 0 | 0 | 0 | 0 | 0 | 0 | 0 | 0 | 0 | 0 | 0 | 0 | 0 | 0 | 0 | 0
F4_Commercial_School_New_Refrigeration_Electric_Glass Door Display_E6 | F4 | Commercial | School | New | Refrigeration | Electric | Glass Door Display | E6 | RVT BC Ratio | 0 | 0 | 0 | 0 | 0 | 0 | 0 | 0 | 0 | 0 | 0 | 0 | 0 | 0 | 0 | 0 | 0 | 0 | 0 | 0 | 0 | 0 | 0 | 0 | 0 | 0 | 0 | 0 | 0 | 0
F4_Commercial_School_New_Refrigeration_Electric_Glass Door Display_E7 | F4 | Commercial | School | New | Refrigeration | Electric | Glass Door Display | E7 | RVT BC Ratio | 0 | 0 | 0 | 0 | 0 | 0 | 0 | 0 | 0 | 0 | 0 | 0 | 0 | 0 | 0 | 0 | 0 | 0 | 0 | 0 | 0 | 0 | 0 | 0 | 0 | 0 | 0 | 0 | 0 | 0
F4_Commercial_School_New_Refrigeration_Electric_Glass Door Display_E8 | F4 | Commercial | School | New | Refrigeration | Electric | Glass Door Display | E8 | RVT BC Ratio | 0 | 0 | 0 | 0 | 0 | 0 | 0 | 0 | 0 | 0 | 0 | 0 | 0 | 0 | 0 | 0 | 0 | 0 | 0 | 0 | 0 | 0 | 0 | 0 | 0 | 0 | 0 | 0 | 0 | 0
F4_Commercial_School_New_Refrigeration_Electric_Glass Door Display_E9 | F4 | Commercial | School | New | Refrigeration | Electric | Glass Door Display | E9 | RVT BC Ratio | 0 | 0 | 0 | 0 | 0 | 0 | 0 | 0 | 0 | 0 | 0 | 0 | 0 | 0 | 0 | 0 | 0 | 0 | 0 | 0 | 0 | 0 | 0 | 0 | 0 | 0 | 0 | 0 | 0 | 0
F4_Commercial_School_New_Refrigeration_Electric_Glass Door Display_E10 | F4 | Commercial | School | New | Refrigeration | Electric | Glass Door Display | E10 | RVT BC Ratio | 0 | 0 | 0 | 0 | 0 | 0 | 0 | 0 | 0 | 0 | 0 | 0 | 0 | 0 | 0 | 0 | 0 | 0 | 0 | 0 | 0 | 0 | 0 | 0 | 0 | 0 | 0 | 0 | 0 | 0
F5_Commercial_School_New_Refrigeration_Electric_Glass Door Display_E1 | F5 | Commercial | School | New | Refrigeration | Electric | Glass Door Display | E1 | RIM BC Ratio | 0 | 0 | 0 | 0 | 0 | 0 | 0 | 0 | 0 | 0 | 0 | 0 | 0 | 0 | 0 | 0 | 0 | 0 | 0 | 0 | 0 | 0 | 0 | 0 | 0 | 0 | 0 | 0 | 0 | 0
F5_Commercial_School_New_Refrigeration_Electric_Glass Door Display_E2 | F5 | Commercial | School | New | Refrigeration | Electric | Glass Door Display | E2 | RIM BC Ratio | 0 | 0 | 0 | 0 | 0 | 0 | 0 | 0 | 0 | 0 | 0 | 0 | 0 | 0 | 0 | 0 | 0 | 0 | 0 | 0 | 0 | 0 | 0 | 0 | 0 | 0 | 0 | 0 | 0 | 0
F5_Commercial_School_New_Refrigeration_Electric_Glass Door Display_E3 | F5 | Commercial | School | New | Refrigeration | Electric | Glass Door Display | E3 | RIM BC Ratio | 0 | 0 | 0 | 0 | 0 | 0 | 0 | 0 | 0 | 0 | 0 | 0 | 0 | 0 | 0 | 0 | 0 | 0 | 0 | 0 | 0 | 0 | 0 | 0 | 0 | 0 | 0 | 0 | 0 | 0
F5_Commercial_School_New_Refrigeration_Electric_Glass Door Display_E4 | F5 | Commercial | School | New | Refrigeration | Electric | Glass Door Display | E4 | RIM BC Ratio | 0 | 0 | 0 | 0 | 0 | 0 | 0 | 0 | 0 | 0 | 0 | 0 | 0 | 0 | 0 | 0 | 0 | 0 | 0 | 0 | 0 | 0 | 0 | 0 | 0 | 0 | 0 | 0 | 0 | 0
F5_Commercial_School_New_Refrigeration_Electric_Glass Door Display_E5 | F5 | Commercial | School | New | Refrigeration | Electric | Glass Door Display | E5 | RIM BC Ratio | 0 | 0 | 0 | 0 | 0 | 0 | 0 | 0 | 0 | 0 | 0 | 0 | 0 | 0 | 0 | 0 | 0 | 0 | 0 | 0 | 0 | 0 | 0 | 0 | 0 | 0 | 0 | 0 | 0 | 0
F5_Commercial_School_New_Refrigeration_Electric_Glass Door Display_E6 | F5 | Commercial | School | New | Refrigeration | Electric | Glass Door Display | E6 | RIM BC Ratio | 0 | 0 | 0 | 0 | 0 | 0 | 0 | 0 | 0 | 0 | 0 | 0 | 0 | 0 | 0 | 0 | 0 | 0 | 0 | 0 | 0 | 0 | 0 | 0 | 0 | 0 | 0 | 0 | 0 | 0
F5_Commercial_School_New_Refrigeration_Electric_Glass Door Display_E7 | F5 | Commercial | School | New | Refrigeration | Electric | Glass Door Display | E7 | RIM BC Ratio | 0 | 0 | 0 | 0 | 0 | 0 | 0 | 0 | 0 | 0 | 0 | 0 | 0 | 0 | 0 | 0 | 0 | 0 | 0 | 0 | 0 | 0 | 0 | 0 | 0 | 0 | 0 | 0 | 0 | 0
F5_Commercial_School_New_Refrigeration_Electric_Glass Door Display_E8 | F5 | Commercial | School | New | Refrigeration | Electric | Glass Door Display | E8 | RIM BC Ratio | 0 | 0 | 0 | 0 | 0 | 0 | 0 | 0 | 0 | 0 | 0 | 0 | 0 | 0 | 0 | 0 | 0 | 0 | 0 | 0 | 0 | 0 | 0 | 0 | 0 | 0 | 0 | 0 | 0 | 0
F5_Commercial_School_New_Refrigeration_Electric_Glass Door Display_E9 | F5 | Commercial | School | New | Refrigeration | Electric | Glass Door Display | E9 | RIM BC Ratio | 0 | 0 | 0 | 0 | 0 | 0 | 0 | 0 | 0 | 0 | 0 | 0 | 0 | 0 | 0 | 0 | 0 | 0 | 0 | 0 | 0 | 0 | 0 | 0 | 0 | 0 | 0 | 0 | 0 | 0
F5_Commercial_School_New_Refrigeration_Electric_Glass Door Display_E10 | F5 | Commercial | School | New | Refrigeration | Electric | Glass Door Display | E10 | RIM BC Ratio | 0 | 0 | 0 | 0 | 0 | 0 | 0 | 0 | 0 | 0 | 0 | 0 | 0 | 0 | 0 | 0 | 0 | 0 | 0 | 0 | 0 | 0 | 0 | 0 | 0 | 0 | 0 | 0 | 0 | 0
F0_Commercial_School_New_Refrigeration_Electric_Open Display Case_E0 | F0 | Commercial | School | New | Refrigeration | Electric | Open Display Case | E0 | Economic Unit | 0 | 0 | 0 | 0 | 0 | 0 | 0 | 0 | 0 | 0 | 0 | 0 | 0 | 0 | 0 | 0 | 0 | 0 | 0 | 0 | 0 | 0 | 0 | 0 | 0 | 0 | 0 | 0 | 0 | 0
F1_Commercial_School_New_Refrigeration_Electric_Open Display Case_E1 | F1 | Commercial | School | New | Refrigeration | Electric | Open Display Case | E1 | CCE | 0 | 0 | 0 | 0 | 0 | 0 | 0 | 0 | 0 | 0 | 0 | 0 | 0 | 0 | 0 | 0 | 0 | 0 | 0 | 0 | 0 | 0 | 0 | 0 | 0 | 0 | 0 | 0 | 0 | 0
F1_Commercial_School_New_Refrigeration_Electric_Open Display Case_E2 | F1 | Commercial | School | New | Refrigeration | Electric | Open Display Case | E2 | CCE | 0 | 0 | 0 | 0 | 0 | 0 | 0 | 0 | 0 | 0 | 0 | 0 | 0 | 0 | 0 | 0 | 0 | 0 | 0 | 0 | 0 | 0 | 0 | 0 | 0 | 0 | 0 | 0 | 0 | 0
F1_Commercial_School_New_Refrigeration_Electric_Open Display Case_E3 | F1 | Commercial | School | New | Refrigeration | Electric | Open Display Case | E3 | CCE | 0 | 0 | 0 | 0 | 0 | 0 | 0 | 0 | 0 | 0 | 0 | 0 | 0 | 0 | 0 | 0 | 0 | 0 | 0 | 0 | 0 | 0 | 0 | 0 | 0 | 0 | 0 | 0 | 0 | 0
F1_Commercial_School_New_Refrigeration_Electric_Open Display Case_E4 | F1 | Commercial | School | New | Refrigeration | Electric | Open Display Case | E4 | CCE | 0 | 0 | 0 | 0 | 0 | 0 | 0 | 0 | 0 | 0 | 0 | 0 | 0 | 0 | 0 | 0 | 0 | 0 | 0 | 0 | 0 | 0 | 0 | 0 | 0 | 0 | 0 | 0 | 0 | 0
F1_Commercial_School_New_Refrigeration_Electric_Open Display Case_E5 | F1 | Commercial | School | New | Refrigeration | Electric | Open Display Case | E5 | CCE | 0 | 0 | 0 | 0 | 0 | 0 | 0 | 0 | 0 | 0 | 0 | 0 | 0 | 0 | 0 | 0 | 0 | 0 | 0 | 0 | 0 | 0 | 0 | 0 | 0 | 0 | 0 | 0 | 0 | 0
F1_Commercial_School_New_Refrigeration_Electric_Open Display Case_E6 | F1 | Commercial | School | New | Refrigeration | Electric | Open Display Case | E6 | CCE | 0 | 0 | 0 | 0 | 0 | 0 | 0 | 0 | 0 | 0 | 0 | 0 | 0 | 0 | 0 | 0 | 0 | 0 | 0 | 0 | 0 | 0 | 0 | 0 | 0 | 0 | 0 | 0 | 0 | 0
F1_Commercial_School_New_Refrigeration_Electric_Open Display Case_E7 | F1 | Commercial | School | New | Refrigeration | Electric | Open Display Case | E7 | CCE | 0 | 0 | 0 | 0 | 0 | 0 | 0 | 0 | 0 | 0 | 0 | 0 | 0 | 0 | 0 | 0 | 0 | 0 | 0 | 0 | 0 | 0 | 0 | 0 | 0 | 0 | 0 | 0 | 0 | 0
F1_Commercial_School_New_Refrigeration_Electric_Open Display Case_E8 | F1 | Commercial | School | New | Refrigeration | Electric | Open Display Case | E8 | CCE | 0 | 0 | 0 | 0 | 0 | 0 | 0 | 0 | 0 | 0 | 0 | 0 | 0 | 0 | 0 | 0 | 0 | 0 | 0 | 0 | 0 | 0 | 0 | 0 | 0 | 0 | 0 | 0 | 0 | 0
F1_Commercial_School_New_Refrigeration_Electric_Open Display Case_E9 | F1 | Commercial | School | New | Refrigeration | Electric | Open Display Case | E9 | CCE | 0 | 0 | 0 | 0 | 0 | 0 | 0 | 0 | 0 | 0 | 0 | 0 | 0 | 0 | 0 | 0 | 0 | 0 | 0 | 0 | 0 | 0 | 0 | 0 | 0 | 0 | 0 | 0 | 0 | 0
F1_Commercial_School_New_Refrigeration_Electric_Open Display Case_E10 | F1 | Commercial | School | New | Refrigeration | Electric | Open Display Case | E10 | CCE | 0 | 0 | 0 | 0 | 0 | 0 | 0 | 0 | 0 | 0 | 0 | 0 | 0 | 0 | 0 | 0 | 0 | 0 | 0 | 0 | 0 | 0 | 0 | 0 | 0 | 0 | 0 | 0 | 0 | 0
F2_Commercial_School_New_Refrigeration_Electric_Open Display Case_E1 | F2 | Commercial | School | New | Refrigeration | Electric | Open Display Case | E1 | TRC BC Ratio | 0 | 0 | 0 | 0 | 0 | 0 | 0 | 0 | 0 | 0 | 0 | 0 | 0 | 0 | 0 | 0 | 0 | 0 | 0 | 0 | 0 | 0 | 0 | 0 | 0 | 0 | 0 | 0 | 0 | 0
F2_Commercial_School_New_Refrigeration_Electric_Open Display Case_E2 | F2 | Commercial | School | New | Refrigeration | Electric | Open Display Case | E2 | TRC BC Ratio | 0 | 0 | 0 | 0 | 0 | 0 | 0 | 0 | 0 | 0 | 0 | 0 | 0 | 0 | 0 | 0 | 0 | 0 | 0 | 0 | 0 | 0 | 0 | 0 | 0 | 0 | 0 | 0 | 0 | 0
F2_Commercial_School_New_Refrigeration_Electric_Open Display Case_E3 | F2 | Commercial | School | New | Refrigeration | Electric | Open Display Case | E3 | TRC BC Ratio | 0 | 0 | 0 | 0 | 0 | 0 | 0 | 0 | 0 | 0 | 0 | 0 | 0 | 0 | 0 | 0 | 0 | 0 | 0 | 0 | 0 | 0 | 0 | 0 | 0 | 0 | 0 | 0 | 0 | 0
F2_Commercial_School_New_Refrigeration_Electric_Open Display Case_E4 | F2 | Commercial | School | New | Refrigeration | Electric | Open Display Case | E4 | TRC BC Ratio | 0 | 0 | 0 | 0 | 0 | 0 | 0 | 0 | 0 | 0 | 0 | 0 | 0 | 0 | 0 | 0 | 0 | 0 | 0 | 0 | 0 | 0 | 0 | 0 | 0 | 0 | 0 | 0 | 0 | 0
F2_Commercial_School_New_Refrigeration_Electric_Open Display Case_E5 | F2 | Commercial | School | New | Refrigeration | Electric | Open Display Case | E5 | TRC BC Ratio | 0 | 0 | 0 | 0 | 0 | 0 | 0 | 0 | 0 | 0 | 0 | 0 | 0 | 0 | 0 | 0 | 0 | 0 | 0 | 0 | 0 | 0 | 0 | 0 | 0 | 0 | 0 | 0 | 0 | 0
F2_Commercial_School_New_Refrigeration_Electric_Open Display Case_E6 | F2 | Commercial | School | New | Refrigeration | Electric | Open Display Case | E6 | TRC BC Ratio | 0 | 0 | 0 | 0 | 0 | 0 | 0 | 0 | 0 | 0 | 0 | 0 | 0 | 0 | 0 | 0 | 0 | 0 | 0 | 0 | 0 | 0 | 0 | 0 | 0 | 0 | 0 | 0 | 0 | 0
F2_Commercial_School_New_Refrigeration_Electric_Open Display Case_E7 | F2 | Commercial | School | New | Refrigeration | Electric | Open Display Case | E7 | TRC BC Ratio | 0 | 0 | 0 | 0 | 0 | 0 | 0 | 0 | 0 | 0 | 0 | 0 | 0 | 0 | 0 | 0 | 0 | 0 | 0 | 0 | 0 | 0 | 0 | 0 | 0 | 0 | 0 | 0 | 0 | 0
F2_Commercial_School_New_Refrigeration_Electric_Open Display Case_E8 | F2 | Commercial | School | New | Refrigeration | Electric | Open Display Case | E8 | TRC BC Ratio | 0 | 0 | 0 | 0 | 0 | 0 | 0 | 0 | 0 | 0 | 0 | 0 | 0 | 0 | 0 | 0 | 0 | 0 | 0 | 0 | 0 | 0 | 0 | 0 | 0 | 0 | 0 | 0 | 0 | 0
F2_Commercial_School_New_Refrigeration_Electric_Open Display Case_E9 | F2 | Commercial | School | New | Refrigeration | Electric | Open Display Case | E9 | TRC BC Ratio | 0 | 0 | 0 | 0 | 0 | 0 | 0 | 0 | 0 | 0 | 0 | 0 | 0 | 0 | 0 | 0 | 0 | 0 | 0 | 0 | 0 | 0 | 0 | 0 | 0 | 0 | 0 | 0 | 0 | 0
F2_Commercial_School_New_Refrigeration_Electric_Open Display Case_E10 | F2 | Commercial | School | New | Refrigeration | Electric | Open Display Case | E10 | TRC BC Ratio | 0 | 0 | 0 | 0 | 0 | 0 | 0 | 0 | 0 | 0 | 0 | 0 | 0 | 0 | 0 | 0 | 0 | 0 | 0 | 0 | 0 | 0 | 0 | 0 | 0 | 0 | 0 | 0 | 0 | 0
F3_Commercial_School_New_Refrigeration_Electric_Open Display Case_E1 | F3 | Commercial | School | New | Refrigeration | Electric | Open Display Case | E1 | PACT BC Ratio | 0 | 0 | 0 | 0 | 0 | 0 | 0 | 0 | 0 | 0 | 0 | 0 | 0 | 0 | 0 | 0 | 0 | 0 | 0 | 0 | 0 | 0 | 0 | 0 | 0 | 0 | 0 | 0 | 0 | 0
F3_Commercial_School_New_Refrigeration_Electric_Open Display Case_E2 | F3 | Commercial | School | New | Refrigeration | Electric | Open Display Case | E2 | PACT BC Ratio | 0 | 0 | 0 | 0 | 0 | 0 | 0 | 0 | 0 | 0 | 0 | 0 | 0 | 0 | 0 | 0 | 0 | 0 | 0 | 0 | 0 | 0 | 0 | 0 | 0 | 0 | 0 | 0 | 0 | 0
F3_Commercial_School_New_Refrigeration_Electric_Open Display Case_E3 | F3 | Commercial | School | New | Refrigeration | Electric | Open Display Case | E3 | PACT BC Ratio | 0 | 0 | 0 | 0 | 0 | 0 | 0 | 0 | 0 | 0 | 0 | 0 | 0 | 0 | 0 | 0 | 0 | 0 | 0 | 0 | 0 | 0 | 0 | 0 | 0 | 0 | 0 | 0 | 0 | 0
F3_Commercial_School_New_Refrigeration_Electric_Open Display Case_E4 | F3 | Commercial | School | New | Refrigeration | Electric | Open Display Case | E4 | PACT BC Ratio | 0 | 0 | 0 | 0 | 0 | 0 | 0 | 0 | 0 | 0 | 0 | 0 | 0 | 0 | 0 | 0 | 0 | 0 | 0 | 0 | 0 | 0 | 0 | 0 | 0 | 0 | 0 | 0 | 0 | 0
F3_Commercial_School_New_Refrigeration_Electric_Open Display Case_E5 | F3 | Commercial | School | New | Refrigeration | Electric | Open Display Case | E5 | PACT BC Ratio | 0 | 0 | 0 | 0 | 0 | 0 | 0 | 0 | 0 | 0 | 0 | 0 | 0 | 0 | 0 | 0 | 0 | 0 | 0 | 0 | 0 | 0 | 0 | 0 | 0 | 0 | 0 | 0 | 0 | 0
F3_Commercial_School_New_Refrigeration_Electric_Open Display Case_E6 | F3 | Commercial | School | New | Refrigeration | Electric | Open Display Case | E6 | PACT BC Ratio | 0 | 0 | 0 | 0 | 0 | 0 | 0 | 0 | 0 | 0 | 0 | 0 | 0 | 0 | 0 | 0 | 0 | 0 | 0 | 0 | 0 | 0 | 0 | 0 | 0 | 0 | 0 | 0 | 0 | 0
F3_Commercial_School_New_Refrigeration_Electric_Open Display Case_E7 | F3 | Commercial | School | New | Refrigeration | Electric | Open Display Case | E7 | PACT BC Ratio | 0 | 0 | 0 | 0 | 0 | 0 | 0 | 0 | 0 | 0 | 0 | 0 | 0 | 0 | 0 | 0 | 0 | 0 | 0 | 0 | 0 | 0 | 0 | 0 | 0 | 0 | 0 | 0 | 0 | 0
F3_Commercial_School_New_Refrigeration_Electric_Open Display Case_E8 | F3 | Commercial | School | New | Refrigeration | Electric | Open Display Case | E8 | PACT BC Ratio | 0 | 0 | 0 | 0 | 0 | 0 | 0 | 0 | 0 | 0 | 0 | 0 | 0 | 0 | 0 | 0 | 0 | 0 | 0 | 0 | 0 | 0 | 0 | 0 | 0 | 0 | 0 | 0 | 0 | 0
F3_Commercial_School_New_Refrigeration_Electric_Open Display Case_E9 | F3 | Commercial | School | New | Refrigeration | Electric | Open Display Case | E9 | PACT BC Ratio | 0 | 0 | 0 | 0 | 0 | 0 | 0 | 0 | 0 | 0 | 0 | 0 | 0 | 0 | 0 | 0 | 0 | 0 | 0 | 0 | 0 | 0 | 0 | 0 | 0 | 0 | 0 | 0 | 0 | 0
F3_Commercial_School_New_Refrigeration_Electric_Open Display Case_E10 | F3 | Commercial | School | New | Refrigeration | Electric | Open Display Case | E10 | PACT BC Ratio | 0 | 0 | 0 | 0 | 0 | 0 | 0 | 0 | 0 | 0 | 0 | 0 | 0 | 0 | 0 | 0 | 0 | 0 | 0 | 0 | 0 | 0 | 0 | 0 | 0 | 0 | 0 | 0 | 0 | 0
F4_Commercial_School_New_Refrigeration_Electric_Open Display Case_E1 | F4 | Commercial | School | New | Refrigeration | Electric | Open Display Case | E1 | RVT BC Ratio | 0 | 0 | 0 | 0 | 0 | 0 | 0 | 0 | 0 | 0 | 0 | 0 | 0 | 0 | 0 | 0 | 0 | 0 | 0 | 0 | 0 | 0 | 0 | 0 | 0 | 0 | 0 | 0 | 0 | 0
F4_Commercial_School_New_Refrigeration_Electric_Open Display Case_E2 | F4 | Commercial | School | New | Refrigeration | Electric | Open Display Case | E2 | RVT BC Ratio | 0 | 0 | 0 | 0 | 0 | 0 | 0 | 0 | 0 | 0 | 0 | 0 | 0 | 0 | 0 | 0 | 0 | 0 | 0 | 0 | 0 | 0 | 0 | 0 | 0 | 0 | 0 | 0 | 0 | 0
F4_Commercial_School_New_Refrigeration_Electric_Open Display Case_E3 | F4 | Commercial | School | New | Refrigeration | Electric | Open Display Case | E3 | RVT BC Ratio | 0 | 0 | 0 | 0 | 0 | 0 | 0 | 0 | 0 | 0 | 0 | 0 | 0 | 0 | 0 | 0 | 0 | 0 | 0 | 0 | 0 | 0 | 0 | 0 | 0 | 0 | 0 | 0 | 0 | 0
F4_Commercial_School_New_Refrigeration_Electric_Open Display Case_E4 | F4 | Commercial | School | New | Refrigeration | Electric | Open Display Case | E4 | RVT BC Ratio | 0 | 0 | 0 | 0 | 0 | 0 | 0 | 0 | 0 | 0 | 0 | 0 | 0 | 0 | 0 | 0 | 0 | 0 | 0 | 0 | 0 | 0 | 0 | 0 | 0 | 0 | 0 | 0 | 0 | 0
F4_Commercial_School_New_Refrigeration_Electric_Open Display Case_E5 | F4 | Commercial | School | New | Refrigeration | Electric | Open Display Case | E5 | RVT BC Ratio | 0 | 0 | 0 | 0 | 0 | 0 | 0 | 0 | 0 | 0 | 0 | 0 | 0 | 0 | 0 | 0 | 0 | 0 | 0 | 0 | 0 | 0 | 0 | 0 | 0 | 0 | 0 | 0 | 0 | 0
F4_Commercial_School_New_Refrigeration_Electric_Open Display Case_E6 | F4 | Commercial | School | New | Refrigeration | Electric | Open Display Case | E6 | RVT BC Ratio | 0 | 0 | 0 | 0 | 0 | 0 | 0 | 0 | 0 | 0 | 0 | 0 | 0 | 0 | 0 | 0 | 0 | 0 | 0 | 0 | 0 | 0 | 0 | 0 | 0 | 0 | 0 | 0 | 0 | 0
F4_Commercial_School_New_Refrigeration_Electric_Open Display Case_E7 | F4 | Commercial | School | New | Refrigeration | Electric | Open Display Case | E7 | RVT BC Ratio | 0 | 0 | 0 | 0 | 0 | 0 | 0 | 0 | 0 | 0 | 0 | 0 | 0 | 0 | 0 | 0 | 0 | 0 | 0 | 0 | 0 | 0 | 0 | 0 | 0 | 0 | 0 | 0 | 0 | 0
F4_Commercial_School_New_Refrigeration_Electric_Open Display Case_E8 | F4 | Commercial | School | New | Refrigeration | Electric | Open Display Case | E8 | RVT BC Ratio | 0 | 0 | 0 | 0 | 0 | 0 | 0 | 0 | 0 | 0 | 0 | 0 | 0 | 0 | 0 | 0 | 0 | 0 | 0 | 0 | 0 | 0 | 0 | 0 | 0 | 0 | 0 | 0 | 0 | 0
F4_Commercial_School_New_Refrigeration_Electric_Open Display Case_E9 | F4 | Commercial | School | New | Refrigeration | Electric | Open Display Case | E9 | RVT BC Ratio | 0 | 0 | 0 | 0 | 0 | 0 | 0 | 0 | 0 | 0 | 0 | 0 | 0 | 0 | 0 | 0 | 0 | 0 | 0 | 0 | 0 | 0 | 0 | 0 | 0 | 0 | 0 | 0 | 0 | 0
F4_Commercial_School_New_Refrigeration_Electric_Open Display Case_E10 | F4 | Commercial | School | New | Refrigeration | Electric | Open Display Case | E10 | RVT BC Ratio | 0 | 0 | 0 | 0 | 0 | 0 | 0 | 0 | 0 | 0 | 0 | 0 | 0 | 0 | 0 | 0 | 0 | 0 | 0 | 0 | 0 | 0 | 0 | 0 | 0 | 0 | 0 | 0 | 0 | 0
F5_Commercial_School_New_Refrigeration_Electric_Open Display Case_E1 | F5 | Commercial | School | New | Refrigeration | Electric | Open Display Case | E1 | RIM BC Ratio | 0 | 0 | 0 | 0 | 0 | 0 | 0 | 0 | 0 | 0 | 0 | 0 | 0 | 0 | 0 | 0 | 0 | 0 | 0 | 0 | 0 | 0 | 0 | 0 | 0 | 0 | 0 | 0 | 0 | 0
F5_Commercial_School_New_Refrigeration_Electric_Open Display Case_E2 | F5 | Commercial | School | New | Refrigeration | Electric | Open Display Case | E2 | RIM BC Ratio | 0 | 0 | 0 | 0 | 0 | 0 | 0 | 0 | 0 | 0 | 0 | 0 | 0 | 0 | 0 | 0 | 0 | 0 | 0 | 0 | 0 | 0 | 0 | 0 | 0 | 0 | 0 | 0 | 0 | 0
F5_Commercial_School_New_Refrigeration_Electric_Open Display Case_E3 | F5 | Commercial | School | New | Refrigeration | Electric | Open Display Case | E3 | RIM BC Ratio | 0 | 0 | 0 | 0 | 0 | 0 | 0 | 0 | 0 | 0 | 0 | 0 | 0 | 0 | 0 | 0 | 0 | 0 | 0 | 0 | 0 | 0 | 0 | 0 | 0 | 0 | 0 | 0 | 0 | 0
F5_Commercial_School_New_Refrigeration_Electric_Open Display Case_E4 | F5 | Commercial | School | New | Refrigeration | Electric | Open Display Case | E4 | RIM BC Ratio | 0 | 0 | 0 | 0 | 0 | 0 | 0 | 0 | 0 | 0 | 0 | 0 | 0 | 0 | 0 | 0 | 0 | 0 | 0 | 0 | 0 | 0 | 0 | 0 | 0 | 0 | 0 | 0 | 0 | 0
F5_Commercial_School_New_Refrigeration_Electric_Open Display Case_E5 | F5 | Commercial | School | New | Refrigeration | Electric | Open Display Case | E5 | RIM BC Ratio | 0 | 0 | 0 | 0 | 0 | 0 | 0 | 0 | 0 | 0 | 0 | 0 | 0 | 0 | 0 | 0 | 0 | 0 | 0 | 0 | 0 | 0 | 0 | 0 | 0 | 0 | 0 | 0 | 0 | 0
F5_Commercial_School_New_Refrigeration_Electric_Open Display Case_E6 | F5 | Commercial | School | New | Refrigeration | Electric | Open Display Case | E6 | RIM BC Ratio | 0 | 0 | 0 | 0 | 0 | 0 | 0 | 0 | 0 | 0 | 0 | 0 | 0 | 0 | 0 | 0 | 0 | 0 | 0 | 0 | 0 | 0 | 0 | 0 | 0 | 0 | 0 | 0 | 0 | 0
F5_Commercial_School_New_Refrigeration_Electric_Open Display Case_E7 | F5 | Commercial | School | New | Refrigeration | Electric | Open Display Case | E7 | RIM BC Ratio | 0 | 0 | 0 | 0 | 0 | 0 | 0 | 0 | 0 | 0 | 0 | 0 | 0 | 0 | 0 | 0 | 0 | 0 | 0 | 0 | 0 | 0 | 0 | 0 | 0 | 0 | 0 | 0 | 0 | 0
F5_Commercial_School_New_Refrigeration_Electric_Open Display Case_E8 | F5 | Commercial | School | New | Refrigeration | Electric | Open Display Case | E8 | RIM BC Ratio | 0 | 0 | 0 | 0 | 0 | 0 | 0 | 0 | 0 | 0 | 0 | 0 | 0 | 0 | 0 | 0 | 0 | 0 | 0 | 0 | 0 | 0 | 0 | 0 | 0 | 0 | 0 | 0 | 0 | 0
F5_Commercial_School_New_Refrigeration_Electric_Open Display Case_E9 | F5 | Commercial | School | New | Refrigeration | Electric | Open Display Case | E9 | RIM BC Ratio | 0 | 0 | 0 | 0 | 0 | 0 | 0 | 0 | 0 | 0 | 0 | 0 | 0 | 0 | 0 | 0 | 0 | 0 | 0 | 0 | 0 | 0 | 0 | 0 | 0 | 0 | 0 | 0 | 0 | 0
F5_Commercial_School_New_Refrigeration_Electric_Open Display Case_E10 | F5 | Commercial | School | New | Refrigeration | Electric | Open Display Case | E10 | RIM BC Ratio | 0 | 0 | 0 | 0 | 0 | 0 | 0 | 0 | 0 | 0 | 0 | 0 | 0 | 0 | 0 | 0 | 0 | 0 | 0 | 0 | 0 | 0 | 0 | 0 | 0 | 0 | 0 | 0 | 0 | 0
F0_Commercial_School_New_Refrigeration_Electric_Icemaker_E0 | F0 | Commercial | School | New | Refrigeration | Electric | Icemaker | E0 | Economic Unit | 0 | 0 | 0 | 0 | 0 | 0 | 0 | 0 | 0 | 0 | 0 | 0 | 0 | 0 | 0 | 0 | 0 | 0 | 0 | 0 | 0 | 0 | 0 | 0 | 0 | 0 | 0 | 0 | 0 | 0
F1_Commercial_School_New_Refrigeration_Electric_Icemaker_E1 | F1 | Commercial | School | New | Refrigeration | Electric | Icemaker | E1 | CCE | 0 | 0 | 0 | 0 | 0 | 0 | 0 | 0 | 0 | 0 | 0 | 0 | 0 | 0 | 0 | 0 | 0 | 0 | 0 | 0 | 0 | 0 | 0 | 0 | 0 | 0 | 0 | 0 | 0 | 0
F1_Commercial_School_New_Refrigeration_Electric_Icemaker_E2 | F1 | Commercial | School | New | Refrigeration | Electric | Icemaker | E2 | CCE | 0 | 0 | 0 | 0 | 0 | 0 | 0 | 0 | 0 | 0 | 0 | 0 | 0 | 0 | 0 | 0 | 0 | 0 | 0 | 0 | 0 | 0 | 0 | 0 | 0 | 0 | 0 | 0 | 0 | 0
F1_Commercial_School_New_Refrigeration_Electric_Icemaker_E3 | F1 | Commercial | School | New | Refrigeration | Electric | Icemaker | E3 | CCE | 0 | 0 | 0 | 0 | 0 | 0 | 0 | 0 | 0 | 0 | 0 | 0 | 0 | 0 | 0 | 0 | 0 | 0 | 0 | 0 | 0 | 0 | 0 | 0 | 0 | 0 | 0 | 0 | 0 | 0
F1_Commercial_School_New_Refrigeration_Electric_Icemaker_E4 | F1 | Commercial | School | New | Refrigeration | Electric | Icemaker | E4 | CCE | 0 | 0 | 0 | 0 | 0 | 0 | 0 | 0 | 0 | 0 | 0 | 0 | 0 | 0 | 0 | 0 | 0 | 0 | 0 | 0 | 0 | 0 | 0 | 0 | 0 | 0 | 0 | 0 | 0 | 0
F1_Commercial_School_New_Refrigeration_Electric_Icemaker_E5 | F1 | Commercial | School | New | Refrigeration | Electric | Icemaker | E5 | CCE | 0 | 0 | 0 | 0 | 0 | 0 | 0 | 0 | 0 | 0 | 0 | 0 | 0 | 0 | 0 | 0 | 0 | 0 | 0 | 0 | 0 | 0 | 0 | 0 | 0 | 0 | 0 | 0 | 0 | 0
F1_Commercial_School_New_Refrigeration_Electric_Icemaker_E6 | F1 | Commercial | School | New | Refrigeration | Electric | Icemaker | E6 | CCE | 0 | 0 | 0 | 0 | 0 | 0 | 0 | 0 | 0 | 0 | 0 | 0 | 0 | 0 | 0 | 0 | 0 | 0 | 0 | 0 | 0 | 0 | 0 | 0 | 0 | 0 | 0 | 0 | 0 | 0
F1_Commercial_School_New_Refrigeration_Electric_Icemaker_E7 | F1 | Commercial | School | New | Refrigeration | Electric | Icemaker | E7 | CCE | 0 | 0 | 0 | 0 | 0 | 0 | 0 | 0 | 0 | 0 | 0 | 0 | 0 | 0 | 0 | 0 | 0 | 0 | 0 | 0 | 0 | 0 | 0 | 0 | 0 | 0 | 0 | 0 | 0 | 0
F1_Commercial_School_New_Refrigeration_Electric_Icemaker_E8 | F1 | Commercial | School | New | Refrigeration | Electric | Icemaker | E8 | CCE | 0 | 0 | 0 | 0 | 0 | 0 | 0 | 0 | 0 | 0 | 0 | 0 | 0 | 0 | 0 | 0 | 0 | 0 | 0 | 0 | 0 | 0 | 0 | 0 | 0 | 0 | 0 | 0 | 0 | 0
F1_Commercial_School_New_Refrigeration_Electric_Icemaker_E9 | F1 | Commercial | School | New | Refrigeration | Electric | Icemaker | E9 | CCE | 0 | 0 | 0 | 0 | 0 | 0 | 0 | 0 | 0 | 0 | 0 | 0 | 0 | 0 | 0 | 0 | 0 | 0 | 0 | 0 | 0 | 0 | 0 | 0 | 0 | 0 | 0 | 0 | 0 | 0
F1_Commercial_School_New_Refrigeration_Electric_Icemaker_E10 | F1 | Commercial | School | New | Refrigeration | Electric | Icemaker | E10 | CCE | 0 | 0 | 0 | 0 | 0 | 0 | 0 | 0 | 0 | 0 | 0 | 0 | 0 | 0 | 0 | 0 | 0 | 0 | 0 | 0 | 0 | 0 | 0 | 0 | 0 | 0 | 0 | 0 | 0 | 0
F2_Commercial_School_New_Refrigeration_Electric_Icemaker_E1 | F2 | Commercial | School | New | Refrigeration | Electric | Icemaker | E1 | TRC BC Ratio | 0 | 0 | 0 | 0 | 0 | 0 | 0 | 0 | 0 | 0 | 0 | 0 | 0 | 0 | 0 | 0 | 0 | 0 | 0 | 0 | 0 | 0 | 0 | 0 | 0 | 0 | 0 | 0 | 0 | 0
F2_Commercial_School_New_Refrigeration_Electric_Icemaker_E2 | F2 | Commercial | School | New | Refrigeration | Electric | Icemaker | E2 | TRC BC Ratio | 0 | 0 | 0 | 0 | 0 | 0 | 0 | 0 | 0 | 0 | 0 | 0 | 0 | 0 | 0 | 0 | 0 | 0 | 0 | 0 | 0 | 0 | 0 | 0 | 0 | 0 | 0 | 0 | 0 | 0
F2_Commercial_School_New_Refrigeration_Electric_Icemaker_E3 | F2 | Commercial | School | New | Refrigeration | Electric | Icemaker | E3 | TRC BC Ratio | 0 | 0 | 0 | 0 | 0 | 0 | 0 | 0 | 0 | 0 | 0 | 0 | 0 | 0 | 0 | 0 | 0 | 0 | 0 | 0 | 0 | 0 | 0 | 0 | 0 | 0 | 0 | 0 | 0 | 0
F2_Commercial_School_New_Refrigeration_Electric_Icemaker_E4 | F2 | Commercial | School | New | Refrigeration | Electric | Icemaker | E4 | TRC BC Ratio | 0 | 0 | 0 | 0 | 0 | 0 | 0 | 0 | 0 | 0 | 0 | 0 | 0 | 0 | 0 | 0 | 0 | 0 | 0 | 0 | 0 | 0 | 0 | 0 | 0 | 0 | 0 | 0 | 0 | 0
F2_Commercial_School_New_Refrigeration_Electric_Icemaker_E5 | F2 | Commercial | School | New | Refrigeration | Electric | Icemaker | E5 | TRC BC Ratio | 0 | 0 | 0 | 0 | 0 | 0 | 0 | 0 | 0 | 0 | 0 | 0 | 0 | 0 | 0 | 0 | 0 | 0 | 0 | 0 | 0 | 0 | 0 | 0 | 0 | 0 | 0 | 0 | 0 | 0
F2_Commercial_School_New_Refrigeration_Electric_Icemaker_E6 | F2 | Commercial | School | New | Refrigeration | Electric | Icemaker | E6 | TRC BC Ratio | 0 | 0 | 0 | 0 | 0 | 0 | 0 | 0 | 0 | 0 | 0 | 0 | 0 | 0 | 0 | 0 | 0 | 0 | 0 | 0 | 0 | 0 | 0 | 0 | 0 | 0 | 0 | 0 | 0 | 0
F2_Commercial_School_New_Refrigeration_Electric_Icemaker_E7 | F2 | Commercial | School | New | Refrigeration | Electric | Icemaker | E7 | TRC BC Ratio | 0 | 0 | 0 | 0 | 0 | 0 | 0 | 0 | 0 | 0 | 0 | 0 | 0 | 0 | 0 | 0 | 0 | 0 | 0 | 0 | 0 | 0 | 0 | 0 | 0 | 0 | 0 | 0 | 0 | 0
F2_Commercial_School_New_Refrigeration_Electric_Icemaker_E8 | F2 | Commercial | School | New | Refrigeration | Electric | Icemaker | E8 | TRC BC Ratio | 0 | 0 | 0 | 0 | 0 | 0 | 0 | 0 | 0 | 0 | 0 | 0 | 0 | 0 | 0 | 0 | 0 | 0 | 0 | 0 | 0 | 0 | 0 | 0 | 0 | 0 | 0 | 0 | 0 | 0
F2_Commercial_School_New_Refrigeration_Electric_Icemaker_E9 | F2 | Commercial | School | New | Refrigeration | Electric | Icemaker | E9 | TRC BC Ratio | 0 | 0 | 0 | 0 | 0 | 0 | 0 | 0 | 0 | 0 | 0 | 0 | 0 | 0 | 0 | 0 | 0 | 0 | 0 | 0 | 0 | 0 | 0 | 0 | 0 | 0 | 0 | 0 | 0 | 0
F2_Commercial_School_New_Refrigeration_Electric_Icemaker_E10 | F2 | Commercial | School | New | Refrigeration | Electric | Icemaker | E10 | TRC BC Ratio | 0 | 0 | 0 | 0 | 0 | 0 | 0 | 0 | 0 | 0 | 0 | 0 | 0 | 0 | 0 | 0 | 0 | 0 | 0 | 0 | 0 | 0 | 0 | 0 | 0 | 0 | 0 | 0 | 0 | 0
F3_Commercial_School_New_Refrigeration_Electric_Icemaker_E1 | F3 | Commercial | School | New | Refrigeration | Electric | Icemaker | E1 | PACT BC Ratio | 0 | 0 | 0 | 0 | 0 | 0 | 0 | 0 | 0 | 0 | 0 | 0 | 0 | 0 | 0 | 0 | 0 | 0 | 0 | 0 | 0 | 0 | 0 | 0 | 0 | 0 | 0 | 0 | 0 | 0
F3_Commercial_School_New_Refrigeration_Electric_Icemaker_E2 | F3 | Commercial | School | New | Refrigeration | Electric | Icemaker | E2 | PACT BC Ratio | 0 | 0 | 0 | 0 | 0 | 0 | 0 | 0 | 0 | 0 | 0 | 0 | 0 | 0 | 0 | 0 | 0 | 0 | 0 | 0 | 0 | 0 | 0 | 0 | 0 | 0 | 0 | 0 | 0 | 0
F3_Commercial_School_New_Refrigeration_Electric_Icemaker_E3 | F3 | Commercial | School | New | Refrigeration | Electric | Icemaker | E3 | PACT BC Ratio | 0 | 0 | 0 | 0 | 0 | 0 | 0 | 0 | 0 | 0 | 0 | 0 | 0 | 0 | 0 | 0 | 0 | 0 | 0 | 0 | 0 | 0 | 0 | 0 | 0 | 0 | 0 | 0 | 0 | 0
F3_Commercial_School_New_Refrigeration_Electric_Icemaker_E4 | F3 | Commercial | School | New | Refrigeration | Electric | Icemaker | E4 | PACT BC Ratio | 0 | 0 | 0 | 0 | 0 | 0 | 0 | 0 | 0 | 0 | 0 | 0 | 0 | 0 | 0 | 0 | 0 | 0 | 0 | 0 | 0 | 0 | 0 | 0 | 0 | 0 | 0 | 0 | 0 | 0
F3_Commercial_School_New_Refrigeration_Electric_Icemaker_E5 | F3 | Commercial | School | New | Refrigeration | Electric | Icemaker | E5 | PACT BC Ratio | 0 | 0 | 0 | 0 | 0 | 0 | 0 | 0 | 0 | 0 | 0 | 0 | 0 | 0 | 0 | 0 | 0 | 0 | 0 | 0 | 0 | 0 | 0 | 0 | 0 | 0 | 0 | 0 | 0 | 0
F3_Commercial_School_New_Refrigeration_Electric_Icemaker_E6 | F3 | Commercial | School | New | Refrigeration | Electric | Icemaker | E6 | PACT BC Ratio | 0 | 0 | 0 | 0 | 0 | 0 | 0 | 0 | 0 | 0 | 0 | 0 | 0 | 0 | 0 | 0 | 0 | 0 | 0 | 0 | 0 | 0 | 0 | 0 | 0 | 0 | 0 | 0 | 0 | 0
F3_Commercial_School_New_Refrigeration_Electric_Icemaker_E7 | F3 | Commercial | School | New | Refrigeration | Electric | Icemaker | E7 | PACT BC Ratio | 0 | 0 | 0 | 0 | 0 | 0 | 0 | 0 | 0 | 0 | 0 | 0 | 0 | 0 | 0 | 0 | 0 | 0 | 0 | 0 | 0 | 0 | 0 | 0 | 0 | 0 | 0 | 0 | 0 | 0
F3_Commercial_School_New_Refrigeration_Electric_Icemaker_E8 | F3 | Commercial | School | New | Refrigeration | Electric | Icemaker | E8 | PACT BC Ratio | 0 | 0 | 0 | 0 | 0 | 0 | 0 | 0 | 0 | 0 | 0 | 0 | 0 | 0 | 0 | 0 | 0 | 0 | 0 | 0 | 0 | 0 | 0 | 0 | 0 | 0 | 0 | 0 | 0 | 0
F3_Commercial_School_New_Refrigeration_Electric_Icemaker_E9 | F3 | Commercial | School | New | Refrigeration | Electric | Icemaker | E9 | PACT BC Ratio | 0 | 0 | 0 | 0 | 0 | 0 | 0 | 0 | 0 | 0 | 0 | 0 | 0 | 0 | 0 | 0 | 0 | 0 | 0 | 0 | 0 | 0 | 0 | 0 | 0 | 0 | 0 | 0 | 0 | 0
F3_Commercial_School_New_Refrigeration_Electric_Icemaker_E10 | F3 | Commercial | School | New | Refrigeration | Electric | Icemaker | E10 | PACT BC Ratio | 0 | 0 | 0 | 0 | 0 | 0 | 0 | 0 | 0 | 0 | 0 | 0 | 0 | 0 | 0 | 0 | 0 | 0 | 0 | 0 | 0 | 0 | 0 | 0 | 0 | 0 | 0 | 0 | 0 | 0
F4_Commercial_School_New_Refrigeration_Electric_Icemaker_E1 | F4 | Commercial | School | New | Refrigeration | Electric | Icemaker | E1 | RVT BC Ratio | 0 | 0 | 0 | 0 | 0 | 0 | 0 | 0 | 0 | 0 | 0 | 0 | 0 | 0 | 0 | 0 | 0 | 0 | 0 | 0 | 0 | 0 | 0 | 0 | 0 | 0 | 0 | 0 | 0 | 0
F4_Commercial_School_New_Refrigeration_Electric_Icemaker_E2 | F4 | Commercial | School | New | Refrigeration | Electric | Icemaker | E2 | RVT BC Ratio | 0 | 0 | 0 | 0 | 0 | 0 | 0 | 0 | 0 | 0 | 0 | 0 | 0 | 0 | 0 | 0 | 0 | 0 | 0 | 0 | 0 | 0 | 0 | 0 | 0 | 0 | 0 | 0 | 0 | 0
F4_Commercial_School_New_Refrigeration_Electric_Icemaker_E3 | F4 | Commercial | School | New | Refrigeration | Electric | Icemaker | E3 | RVT BC Ratio | 0 | 0 | 0 | 0 | 0 | 0 | 0 | 0 | 0 | 0 | 0 | 0 | 0 | 0 | 0 | 0 | 0 | 0 | 0 | 0 | 0 | 0 | 0 | 0 | 0 | 0 | 0 | 0 | 0 | 0
F4_Commercial_School_New_Refrigeration_Electric_Icemaker_E4 | F4 | Commercial | School | New | Refrigeration | Electric | Icemaker | E4 | RVT BC Ratio | 0 | 0 | 0 | 0 | 0 | 0 | 0 | 0 | 0 | 0 | 0 | 0 | 0 | 0 | 0 | 0 | 0 | 0 | 0 | 0 | 0 | 0 | 0 | 0 | 0 | 0 | 0 | 0 | 0 | 0
F4_Commercial_School_New_Refrigeration_Electric_Icemaker_E5 | F4 | Commercial | School | New | Refrigeration | Electric | Icemaker | E5 | RVT BC Ratio | 0 | 0 | 0 | 0 | 0 | 0 | 0 | 0 | 0 | 0 | 0 | 0 | 0 | 0 | 0 | 0 | 0 | 0 | 0 | 0 | 0 | 0 | 0 | 0 | 0 | 0 | 0 | 0 | 0 | 0
F4_Commercial_School_New_Refrigeration_Electric_Icemaker_E6 | F4 | Commercial | School | New | Refrigeration | Electric | Icemaker | E6 | RVT BC Ratio | 0 | 0 | 0 | 0 | 0 | 0 | 0 | 0 | 0 | 0 | 0 | 0 | 0 | 0 | 0 | 0 | 0 | 0 | 0 | 0 | 0 | 0 | 0 | 0 | 0 | 0 | 0 | 0 | 0 | 0
F4_Commercial_School_New_Refrigeration_Electric_Icemaker_E7 | F4 | Commercial | School | New | Refrigeration | Electric | Icemaker | E7 | RVT BC Ratio | 0 | 0 | 0 | 0 | 0 | 0 | 0 | 0 | 0 | 0 | 0 | 0 | 0 | 0 | 0 | 0 | 0 | 0 | 0 | 0 | 0 | 0 | 0 | 0 | 0 | 0 | 0 | 0 | 0 | 0
F4_Commercial_School_New_Refrigeration_Electric_Icemaker_E8 | F4 | Commercial | School | New | Refrigeration | Electric | Icemaker | E8 | RVT BC Ratio | 0 | 0 | 0 | 0 | 0 | 0 | 0 | 0 | 0 | 0 | 0 | 0 | 0 | 0 | 0 | 0 | 0 | 0 | 0 | 0 | 0 | 0 | 0 | 0 | 0 | 0 | 0 | 0 | 0 | 0
F4_Commercial_School_New_Refrigeration_Electric_Icemaker_E9 | F4 | Commercial | School | New | Refrigeration | Electric | Icemaker | E9 | RVT BC Ratio | 0 | 0 | 0 | 0 | 0 | 0 | 0 | 0 | 0 | 0 | 0 | 0 | 0 | 0 | 0 | 0 | 0 | 0 | 0 | 0 | 0 | 0 | 0 | 0 | 0 | 0 | 0 | 0 | 0 | 0
F4_Commercial_School_New_Refrigeration_Electric_Icemaker_E10 | F4 | Commercial | School | New | Refrigeration | Electric | Icemaker | E10 | RVT BC Ratio | 0 | 0 | 0 | 0 | 0 | 0 | 0 | 0 | 0 | 0 | 0 | 0 | 0 | 0 | 0 | 0 | 0 | 0 | 0 | 0 | 0 | 0 | 0 | 0 | 0 | 0 | 0 | 0 | 0 | 0
F5_Commercial_School_New_Refrigeration_Electric_Icemaker_E1 | F5 | Commercial | School | New | Refrigeration | Electric | Icemaker | E1 | RIM BC Ratio | 0 | 0 | 0 | 0 | 0 | 0 | 0 | 0 | 0 | 0 | 0 | 0 | 0 | 0 | 0 | 0 | 0 | 0 | 0 | 0 | 0 | 0 | 0 | 0 | 0 | 0 | 0 | 0 | 0 | 0
F5_Commercial_School_New_Refrigeration_Electric_Icemaker_E2 | F5 | Commercial | School | New | Refrigeration | Electric | Icemaker | E2 | RIM BC Ratio | 0 | 0 | 0 | 0 | 0 | 0 | 0 | 0 | 0 | 0 | 0 | 0 | 0 | 0 | 0 | 0 | 0 | 0 | 0 | 0 | 0 | 0 | 0 | 0 | 0 | 0 | 0 | 0 | 0 | 0
F5_Commercial_School_New_Refrigeration_Electric_Icemaker_E3 | F5 | Commercial | School | New | Refrigeration | Electric | Icemaker | E3 | RIM BC Ratio | 0 | 0 | 0 | 0 | 0 | 0 | 0 | 0 | 0 | 0 | 0 | 0 | 0 | 0 | 0 | 0 | 0 | 0 | 0 | 0 | 0 | 0 | 0 | 0 | 0 | 0 | 0 | 0 | 0 | 0
F5_Commercial_School_New_Refrigeration_Electric_Icemaker_E4 | F5 | Commercial | School | New | Refrigeration | Electric | Icemaker | E4 | RIM BC Ratio | 0 | 0 | 0 | 0 | 0 | 0 | 0 | 0 | 0 | 0 | 0 | 0 | 0 | 0 | 0 | 0 | 0 | 0 | 0 | 0 | 0 | 0 | 0 | 0 | 0 | 0 | 0 | 0 | 0 | 0
F5_Commercial_School_New_Refrigeration_Electric_Icemaker_E5 | F5 | Commercial | School | New | Refrigeration | Electric | Icemaker | E5 | RIM BC Ratio | 0 | 0 | 0 | 0 | 0 | 0 | 0 | 0 | 0 | 0 | 0 | 0 | 0 | 0 | 0 | 0 | 0 | 0 | 0 | 0 | 0 | 0 | 0 | 0 | 0 | 0 | 0 | 0 | 0 | 0
F5_Commercial_School_New_Refrigeration_Electric_Icemaker_E6 | F5 | Commercial | School | New | Refrigeration | Electric | Icemaker | E6 | RIM BC Ratio | 0 | 0 | 0 | 0 | 0 | 0 | 0 | 0 | 0 | 0 | 0 | 0 | 0 | 0 | 0 | 0 | 0 | 0 | 0 | 0 | 0 | 0 | 0 | 0 | 0 | 0 | 0 | 0 | 0 | 0
F5_Commercial_School_New_Refrigeration_Electric_Icemaker_E7 | F5 | Commercial | School | New | Refrigeration | Electric | Icemaker | E7 | RIM BC Ratio | 0 | 0 | 0 | 0 | 0 | 0 | 0 | 0 | 0 | 0 | 0 | 0 | 0 | 0 | 0 | 0 | 0 | 0 | 0 | 0 | 0 | 0 | 0 | 0 | 0 | 0 | 0 | 0 | 0 | 0
F5_Commercial_School_New_Refrigeration_Electric_Icemaker_E8 | F5 | Commercial | School | New | Refrigeration | Electric | Icemaker | E8 | RIM BC Ratio | 0 | 0 | 0 | 0 | 0 | 0 | 0 | 0 | 0 | 0 | 0 | 0 | 0 | 0 | 0 | 0 | 0 | 0 | 0 | 0 | 0 | 0 | 0 | 0 | 0 | 0 | 0 | 0 | 0 | 0
F5_Commercial_School_New_Refrigeration_Electric_Icemaker_E9 | F5 | Commercial | School | New | Refrigeration | Electric | Icemaker | E9 | RIM BC Ratio | 0 | 0 | 0 | 0 | 0 | 0 | 0 | 0 | 0 | 0 | 0 | 0 | 0 | 0 | 0 | 0 | 0 | 0 | 0 | 0 | 0 | 0 | 0 | 0 | 0 | 0 | 0 | 0 | 0 | 0
F5_Commercial_School_New_Refrigeration_Electric_Icemaker_E10 | F5 | Commercial | School | New | Refrigeration | Electric | Icemaker | E10 | RIM BC Ratio | 0 | 0 | 0 | 0 | 0 | 0 | 0 | 0 | 0 | 0 | 0 | 0 | 0 | 0 | 0 | 0 | 0 | 0 | 0 | 0 | 0 | 0 | 0 | 0 | 0 | 0 | 0 | 0 | 0 | 0
F0_Commercial_School_New_Refrigeration_Electric_Vending Machine_E0 | F0 | Commercial | School | New | Refrigeration | Electric | Vending Machine | E0 | Economic Unit | 0 | 0 | 0 | 0 | 0 | 0 | 0 | 0 | 0 | 0 | 0 | 0 | 0 | 0 | 0 | 0 | 0 | 0 | 0 | 0 | 0 | 0 | 0 | 0 | 0 | 0 | 0 | 0 | 0 | 0
F1_Commercial_School_New_Refrigeration_Electric_Vending Machine_E1 | F1 | Commercial | School | New | Refrigeration | Electric | Vending Machine | E1 | CCE | 0 | 0 | 0 | 0 | 0 | 0 | 0 | 0 | 0 | 0 | 0 | 0 | 0 | 0 | 0 | 0 | 0 | 0 | 0 | 0 | 0 | 0 | 0 | 0 | 0 | 0 | 0 | 0 | 0 | 0
F1_Commercial_School_New_Refrigeration_Electric_Vending Machine_E2 | F1 | Commercial | School | New | Refrigeration | Electric | Vending Machine | E2 | CCE | 0 | 0 | 0 | 0 | 0 | 0 | 0 | 0 | 0 | 0 | 0 | 0 | 0 | 0 | 0 | 0 | 0 | 0 | 0 | 0 | 0 | 0 | 0 | 0 | 0 | 0 | 0 | 0 | 0 | 0
F1_Commercial_School_New_Refrigeration_Electric_Vending Machine_E3 | F1 | Commercial | School | New | Refrigeration | Electric | Vending Machine | E3 | CCE | 0 | 0 | 0 | 0 | 0 | 0 | 0 | 0 | 0 | 0 | 0 | 0 | 0 | 0 | 0 | 0 | 0 | 0 | 0 | 0 | 0 | 0 | 0 | 0 | 0 | 0 | 0 | 0 | 0 | 0
F1_Commercial_School_New_Refrigeration_Electric_Vending Machine_E4 | F1 | Commercial | School | New | Refrigeration | Electric | Vending Machine | E4 | CCE | 0 | 0 | 0 | 0 | 0 | 0 | 0 | 0 | 0 | 0 | 0 | 0 | 0 | 0 | 0 | 0 | 0 | 0 | 0 | 0 | 0 | 0 | 0 | 0 | 0 | 0 | 0 | 0 | 0 | 0
F1_Commercial_School_New_Refrigeration_Electric_Vending Machine_E5 | F1 | Commercial | School | New | Refrigeration | Electric | Vending Machine | E5 | CCE | 0 | 0 | 0 | 0 | 0 | 0 | 0 | 0 | 0 | 0 | 0 | 0 | 0 | 0 | 0 | 0 | 0 | 0 | 0 | 0 | 0 | 0 | 0 | 0 | 0 | 0 | 0 | 0 | 0 | 0
F1_Commercial_School_New_Refrigeration_Electric_Vending Machine_E6 | F1 | Commercial | School | New | Refrigeration | Electric | Vending Machine | E6 | CCE | 0 | 0 | 0 | 0 | 0 | 0 | 0 | 0 | 0 | 0 | 0 | 0 | 0 | 0 | 0 | 0 | 0 | 0 | 0 | 0 | 0 | 0 | 0 | 0 | 0 | 0 | 0 | 0 | 0 | 0
F1_Commercial_School_New_Refrigeration_Electric_Vending Machine_E7 | F1 | Commercial | School | New | Refrigeration | Electric | Vending Machine | E7 | CCE | 0 | 0 | 0 | 0 | 0 | 0 | 0 | 0 | 0 | 0 | 0 | 0 | 0 | 0 | 0 | 0 | 0 | 0 | 0 | 0 | 0 | 0 | 0 | 0 | 0 | 0 | 0 | 0 | 0 | 0
F1_Commercial_School_New_Refrigeration_Electric_Vending Machine_E8 | F1 | Commercial | School | New | Refrigeration | Electric | Vending Machine | E8 | CCE | 0 | 0 | 0 | 0 | 0 | 0 | 0 | 0 | 0 | 0 | 0 | 0 | 0 | 0 | 0 | 0 | 0 | 0 | 0 | 0 | 0 | 0 | 0 | 0 | 0 | 0 | 0 | 0 | 0 | 0
F1_Commercial_School_New_Refrigeration_Electric_Vending Machine_E9 | F1 | Commercial | School | New | Refrigeration | Electric | Vending Machine | E9 | CCE | 0 | 0 | 0 | 0 | 0 | 0 | 0 | 0 | 0 | 0 | 0 | 0 | 0 | 0 | 0 | 0 | 0 | 0 | 0 | 0 | 0 | 0 | 0 | 0 | 0 | 0 | 0 | 0 | 0 | 0
F1_Commercial_School_New_Refrigeration_Electric_Vending Machine_E10 | F1 | Commercial | School | New | Refrigeration | Electric | Vending Machine | E10 | CCE | 0 | 0 | 0 | 0 | 0 | 0 | 0 | 0 | 0 | 0 | 0 | 0 | 0 | 0 | 0 | 0 | 0 | 0 | 0 | 0 | 0 | 0 | 0 | 0 | 0 | 0 | 0 | 0 | 0 | 0
F2_Commercial_School_New_Refrigeration_Electric_Vending Machine_E1 | F2 | Commercial | School | New | Refrigeration | Electric | Vending Machine | E1 | TRC BC Ratio | 0 | 0 | 0 | 0 | 0 | 0 | 0 | 0 | 0 | 0 | 0 | 0 | 0 | 0 | 0 | 0 | 0 | 0 | 0 | 0 | 0 | 0 | 0 | 0 | 0 | 0 | 0 | 0 | 0 | 0
F2_Commercial_School_New_Refrigeration_Electric_Vending Machine_E2 | F2 | Commercial | School | New | Refrigeration | Electric | Vending Machine | E2 | TRC BC Ratio | 0 | 0 | 0 | 0 | 0 | 0 | 0 | 0 | 0 | 0 | 0 | 0 | 0 | 0 | 0 | 0 | 0 | 0 | 0 | 0 | 0 | 0 | 0 | 0 | 0 | 0 | 0 | 0 | 0 | 0
F2_Commercial_School_New_Refrigeration_Electric_Vending Machine_E3 | F2 | Commercial | School | New | Refrigeration | Electric | Vending Machine | E3 | TRC BC Ratio | 0 | 0 | 0 | 0 | 0 | 0 | 0 | 0 | 0 | 0 | 0 | 0 | 0 | 0 | 0 | 0 | 0 | 0 | 0 | 0 | 0 | 0 | 0 | 0 | 0 | 0 | 0 | 0 | 0 | 0
F2_Commercial_School_New_Refrigeration_Electric_Vending Machine_E4 | F2 | Commercial | School | New | Refrigeration | Electric | Vending Machine | E4 | TRC BC Ratio | 0 | 0 | 0 | 0 | 0 | 0 | 0 | 0 | 0 | 0 | 0 | 0 | 0 | 0 | 0 | 0 | 0 | 0 | 0 | 0 | 0 | 0 | 0 | 0 | 0 | 0 | 0 | 0 | 0 | 0
F2_Commercial_School_New_Refrigeration_Electric_Vending Machine_E5 | F2 | Commercial | School | New | Refrigeration | Electric | Vending Machine | E5 | TRC BC Ratio | 0 | 0 | 0 | 0 | 0 | 0 | 0 | 0 | 0 | 0 | 0 | 0 | 0 | 0 | 0 | 0 | 0 | 0 | 0 | 0 | 0 | 0 | 0 | 0 | 0 | 0 | 0 | 0 | 0 | 0
F2_Commercial_School_New_Refrigeration_Electric_Vending Machine_E6 | F2 | Commercial | School | New | Refrigeration | Electric | Vending Machine | E6 | TRC BC Ratio | 0 | 0 | 0 | 0 | 0 | 0 | 0 | 0 | 0 | 0 | 0 | 0 | 0 | 0 | 0 | 0 | 0 | 0 | 0 | 0 | 0 | 0 | 0 | 0 | 0 | 0 | 0 | 0 | 0 | 0
F2_Commercial_School_New_Refrigeration_Electric_Vending Machine_E7 | F2 | Commercial | School | New | Refrigeration | Electric | Vending Machine | E7 | TRC BC Ratio | 0 | 0 | 0 | 0 | 0 | 0 | 0 | 0 | 0 | 0 | 0 | 0 | 0 | 0 | 0 | 0 | 0 | 0 | 0 | 0 | 0 | 0 | 0 | 0 | 0 | 0 | 0 | 0 | 0 | 0
F2_Commercial_School_New_Refrigeration_Electric_Vending Machine_E8 | F2 | Commercial | School | New | Refrigeration | Electric | Vending Machine | E8 | TRC BC Ratio | 0 | 0 | 0 | 0 | 0 | 0 | 0 | 0 | 0 | 0 | 0 | 0 | 0 | 0 | 0 | 0 | 0 | 0 | 0 | 0 | 0 | 0 | 0 | 0 | 0 | 0 | 0 | 0 | 0 | 0
F2_Commercial_School_New_Refrigeration_Electric_Vending Machine_E9 | F2 | Commercial | School | New | Refrigeration | Electric | Vending Machine | E9 | TRC BC Ratio | 0 | 0 | 0 | 0 | 0 | 0 | 0 | 0 | 0 | 0 | 0 | 0 | 0 | 0 | 0 | 0 | 0 | 0 | 0 | 0 | 0 | 0 | 0 | 0 | 0 | 0 | 0 | 0 | 0 | 0
F2_Commercial_School_New_Refrigeration_Electric_Vending Machine_E10 | F2 | Commercial | School | New | Refrigeration | Electric | Vending Machine | E10 | TRC BC Ratio | 0 | 0 | 0 | 0 | 0 | 0 | 0 | 0 | 0 | 0 | 0 | 0 | 0 | 0 | 0 | 0 | 0 | 0 | 0 | 0 | 0 | 0 | 0 | 0 | 0 | 0 | 0 | 0 | 0 | 0
F3_Commercial_School_New_Refrigeration_Electric_Vending Machine_E1 | F3 | Commercial | School | New | Refrigeration | Electric | Vending Machine | E1 | PACT BC Ratio | 0 | 0 | 0 | 0 | 0 | 0 | 0 | 0 | 0 | 0 | 0 | 0 | 0 | 0 | 0 | 0 | 0 | 0 | 0 | 0 | 0 | 0 | 0 | 0 | 0 | 0 | 0 | 0 | 0 | 0
F3_Commercial_School_New_Refrigeration_Electric_Vending Machine_E2 | F3 | Commercial | School | New | Refrigeration | Electric | Vending Machine | E2 | PACT BC Ratio | 0 | 0 | 0 | 0 | 0 | 0 | 0 | 0 | 0 | 0 | 0 | 0 | 0 | 0 | 0 | 0 | 0 | 0 | 0 | 0 | 0 | 0 | 0 | 0 | 0 | 0 | 0 | 0 | 0 | 0
F3_Commercial_School_New_Refrigeration_Electric_Vending Machine_E3 | F3 | Commercial | School | New | Refrigeration | Electric | Vending Machine | E3 | PACT BC Ratio | 0 | 0 | 0 | 0 | 0 | 0 | 0 | 0 | 0 | 0 | 0 | 0 | 0 | 0 | 0 | 0 | 0 | 0 | 0 | 0 | 0 | 0 | 0 | 0 | 0 | 0 | 0 | 0 | 0 | 0
F3_Commercial_School_New_Refrigeration_Electric_Vending Machine_E4 | F3 | Commercial | School | New | Refrigeration | Electric | Vending Machine | E4 | PACT BC Ratio | 0 | 0 | 0 | 0 | 0 | 0 | 0 | 0 | 0 | 0 | 0 | 0 | 0 | 0 | 0 | 0 | 0 | 0 | 0 | 0 | 0 | 0 | 0 | 0 | 0 | 0 | 0 | 0 | 0 | 0
F3_Commercial_School_New_Refrigeration_Electric_Vending Machine_E5 | F3 | Commercial | School | New | Refrigeration | Electric | Vending Machine | E5 | PACT BC Ratio | 0 | 0 | 0 | 0 | 0 | 0 | 0 | 0 | 0 | 0 | 0 | 0 | 0 | 0 | 0 | 0 | 0 | 0 | 0 | 0 | 0 | 0 | 0 | 0 | 0 | 0 | 0 | 0 | 0 | 0
F3_Commercial_School_New_Refrigeration_Electric_Vending Machine_E6 | F3 | Commercial | School | New | Refrigeration | Electric | Vending Machine | E6 | PACT BC Ratio | 0 | 0 | 0 | 0 | 0 | 0 | 0 | 0 | 0 | 0 | 0 | 0 | 0 | 0 | 0 | 0 | 0 | 0 | 0 | 0 | 0 | 0 | 0 | 0 | 0 | 0 | 0 | 0 | 0 | 0
F3_Commercial_School_New_Refrigeration_Electric_Vending Machine_E7 | F3 | Commercial | School | New | Refrigeration | Electric | Vending Machine | E7 | PACT BC Ratio | 0 | 0 | 0 | 0 | 0 | 0 | 0 | 0 | 0 | 0 | 0 | 0 | 0 | 0 | 0 | 0 | 0 | 0 | 0 | 0 | 0 | 0 | 0 | 0 | 0 | 0 | 0 | 0 | 0 | 0
F3_Commercial_School_New_Refrigeration_Electric_Vending Machine_E8 | F3 | Commercial | School | New | Refrigeration | Electric | Vending Machine | E8 | PACT BC Ratio | 0 | 0 | 0 | 0 | 0 | 0 | 0 | 0 | 0 | 0 | 0 | 0 | 0 | 0 | 0 | 0 | 0 | 0 | 0 | 0 | 0 | 0 | 0 | 0 | 0 | 0 | 0 | 0 | 0 | 0
F3_Commercial_School_New_Refrigeration_Electric_Vending Machine_E9 | F3 | Commercial | School | New | Refrigeration | Electric | Vending Machine | E9 | PACT BC Ratio | 0 | 0 | 0 | 0 | 0 | 0 | 0 | 0 | 0 | 0 | 0 | 0 | 0 | 0 | 0 | 0 | 0 | 0 | 0 | 0 | 0 | 0 | 0 | 0 | 0 | 0 | 0 | 0 | 0 | 0
F3_Commercial_School_New_Refrigeration_Electric_Vending Machine_E10 | F3 | Commercial | School | New | Refrigeration | Electric | Vending Machine | E10 | PACT BC Ratio | 0 | 0 | 0 | 0 | 0 | 0 | 0 | 0 | 0 | 0 | 0 | 0 | 0 | 0 | 0 | 0 | 0 | 0 | 0 | 0 | 0 | 0 | 0 | 0 | 0 | 0 | 0 | 0 | 0 | 0
F4_Commercial_School_New_Refrigeration_Electric_Vending Machine_E1 | F4 | Commercial | School | New | Refrigeration | Electric | Vending Machine | E1 | RVT BC Ratio | 0 | 0 | 0 | 0 | 0 | 0 | 0 | 0 | 0 | 0 | 0 | 0 | 0 | 0 | 0 | 0 | 0 | 0 | 0 | 0 | 0 | 0 | 0 | 0 | 0 | 0 | 0 | 0 | 0 | 0
F4_Commercial_School_New_Refrigeration_Electric_Vending Machine_E2 | F4 | Commercial | School | New | Refrigeration | Electric | Vending Machine | E2 | RVT BC Ratio | 0 | 0 | 0 | 0 | 0 | 0 | 0 | 0 | 0 | 0 | 0 | 0 | 0 | 0 | 0 | 0 | 0 | 0 | 0 | 0 | 0 | 0 | 0 | 0 | 0 | 0 | 0 | 0 | 0 | 0
F4_Commercial_School_New_Refrigeration_Electric_Vending Machine_E3 | F4 | Commercial | School | New | Refrigeration | Electric | Vending Machine | E3 | RVT BC Ratio | 0 | 0 | 0 | 0 | 0 | 0 | 0 | 0 | 0 | 0 | 0 | 0 | 0 | 0 | 0 | 0 | 0 | 0 | 0 | 0 | 0 | 0 | 0 | 0 | 0 | 0 | 0 | 0 | 0 | 0
F4_Commercial_School_New_Refrigeration_Electric_Vending Machine_E4 | F4 | Commercial | School | New | Refrigeration | Electric | Vending Machine | E4 | RVT BC Ratio | 0 | 0 | 0 | 0 | 0 | 0 | 0 | 0 | 0 | 0 | 0 | 0 | 0 | 0 | 0 | 0 | 0 | 0 | 0 | 0 | 0 | 0 | 0 | 0 | 0 | 0 | 0 | 0 | 0 | 0
F4_Commercial_School_New_Refrigeration_Electric_Vending Machine_E5 | F4 | Commercial | School | New | Refrigeration | Electric | Vending Machine | E5 | RVT BC Ratio | 0 | 0 | 0 | 0 | 0 | 0 | 0 | 0 | 0 | 0 | 0 | 0 | 0 | 0 | 0 | 0 | 0 | 0 | 0 | 0 | 0 | 0 | 0 | 0 | 0 | 0 | 0 | 0 | 0 | 0
F4_Commercial_School_New_Refrigeration_Electric_Vending Machine_E6 | F4 | Commercial | School | New | Refrigeration | Electric | Vending Machine | E6 | RVT BC Ratio | 0 | 0 | 0 | 0 | 0 | 0 | 0 | 0 | 0 | 0 | 0 | 0 | 0 | 0 | 0 | 0 | 0 | 0 | 0 | 0 | 0 | 0 | 0 | 0 | 0 | 0 | 0 | 0 | 0 | 0
F4_Commercial_School_New_Refrigeration_Electric_Vending Machine_E7 | F4 | Commercial | School | New | Refrigeration | Electric | Vending Machine | E7 | RVT BC Ratio | 0 | 0 | 0 | 0 | 0 | 0 | 0 | 0 | 0 | 0 | 0 | 0 | 0 | 0 | 0 | 0 | 0 | 0 | 0 | 0 | 0 | 0 | 0 | 0 | 0 | 0 | 0 | 0 | 0 | 0
F4_Commercial_School_New_Refrigeration_Electric_Vending Machine_E8 | F4 | Commercial | School | New | Refrigeration | Electric | Vending Machine | E8 | RVT BC Ratio | 0 | 0 | 0 | 0 | 0 | 0 | 0 | 0 | 0 | 0 | 0 | 0 | 0 | 0 | 0 | 0 | 0 | 0 | 0 | 0 | 0 | 0 | 0 | 0 | 0 | 0 | 0 | 0 | 0 | 0
F4_Commercial_School_New_Refrigeration_Electric_Vending Machine_E9 | F4 | Commercial | School | New | Refrigeration | Electric | Vending Machine | E9 | RVT BC Ratio | 0 | 0 | 0 | 0 | 0 | 0 | 0 | 0 | 0 | 0 | 0 | 0 | 0 | 0 | 0 | 0 | 0 | 0 | 0 | 0 | 0 | 0 | 0 | 0 | 0 | 0 | 0 | 0 | 0 | 0
F4_Commercial_School_New_Refrigeration_Electric_Vending Machine_E10 | F4 | Commercial | School | New | Refrigeration | Electric | Vending Machine | E10 | RVT BC Ratio | 0 | 0 | 0 | 0 | 0 | 0 | 0 | 0 | 0 | 0 | 0 | 0 | 0 | 0 | 0 | 0 | 0 | 0 | 0 | 0 | 0 | 0 | 0 | 0 | 0 | 0 | 0 | 0 | 0 | 0
F5_Commercial_School_New_Refrigeration_Electric_Vending Machine_E1 | F5 | Commercial | School | New | Refrigeration | Electric | Vending Machine | E1 | RIM BC Ratio | 0 | 0 | 0 | 0 | 0 | 0 | 0 | 0 | 0 | 0 | 0 | 0 | 0 | 0 | 0 | 0 | 0 | 0 | 0 | 0 | 0 | 0 | 0 | 0 | 0 | 0 | 0 | 0 | 0 | 0
F5_Commercial_School_New_Refrigeration_Electric_Vending Machine_E2 | F5 | Commercial | School | New | Refrigeration | Electric | Vending Machine | E2 | RIM BC Ratio | 0 | 0 | 0 | 0 | 0 | 0 | 0 | 0 | 0 | 0 | 0 | 0 | 0 | 0 | 0 | 0 | 0 | 0 | 0 | 0 | 0 | 0 | 0 | 0 | 0 | 0 | 0 | 0 | 0 | 0
F5_Commercial_School_New_Refrigeration_Electric_Vending Machine_E3 | F5 | Commercial | School | New | Refrigeration | Electric | Vending Machine | E3 | RIM BC Ratio | 0 | 0 | 0 | 0 | 0 | 0 | 0 | 0 | 0 | 0 | 0 | 0 | 0 | 0 | 0 | 0 | 0 | 0 | 0 | 0 | 0 | 0 | 0 | 0 | 0 | 0 | 0 | 0 | 0 | 0
F5_Commercial_School_New_Refrigeration_Electric_Vending Machine_E4 | F5 | Commercial | School | New | Refrigeration | Electric | Vending Machine | E4 | RIM BC Ratio | 0 | 0 | 0 | 0 | 0 | 0 | 0 | 0 | 0 | 0 | 0 | 0 | 0 | 0 | 0 | 0 | 0 | 0 | 0 | 0 | 0 | 0 | 0 | 0 | 0 | 0 | 0 | 0 | 0 | 0
F5_Commercial_School_New_Refrigeration_Electric_Vending Machine_E5 | F5 | Commercial | School | New | Refrigeration | Electric | Vending Machine | E5 | RIM BC Ratio | 0 | 0 | 0 | 0 | 0 | 0 | 0 | 0 | 0 | 0 | 0 | 0 | 0 | 0 | 0 | 0 | 0 | 0 | 0 | 0 | 0 | 0 | 0 | 0 | 0 | 0 | 0 | 0 | 0 | 0
F5_Commercial_School_New_Refrigeration_Electric_Vending Machine_E6 | F5 | Commercial | School | New | Refrigeration | Electric | Vending Machine | E6 | RIM BC Ratio | 0 | 0 | 0 | 0 | 0 | 0 | 0 | 0 | 0 | 0 | 0 | 0 | 0 | 0 | 0 | 0 | 0 | 0 | 0 | 0 | 0 | 0 | 0 | 0 | 0 | 0 | 0 | 0 | 0 | 0
F5_Commercial_School_New_Refrigeration_Electric_Vending Machine_E7 | F5 | Commercial | School | New | Refrigeration | Electric | Vending Machine | E7 | RIM BC Ratio | 0 | 0 | 0 | 0 | 0 | 0 | 0 | 0 | 0 | 0 | 0 | 0 | 0 | 0 | 0 | 0 | 0 | 0 | 0 | 0 | 0 | 0 | 0 | 0 | 0 | 0 | 0 | 0 | 0 | 0
F5_Commercial_School_New_Refrigeration_Electric_Vending Machine_E8 | F5 | Commercial | School | New | Refrigeration | Electric | Vending Machine | E8 | RIM BC Ratio | 0 | 0 | 0 | 0 | 0 | 0 | 0 | 0 | 0 | 0 | 0 | 0 | 0 | 0 | 0 | 0 | 0 | 0 | 0 | 0 | 0 | 0 | 0 | 0 | 0 | 0 | 0 | 0 | 0 | 0
F5_Commercial_School_New_Refrigeration_Electric_Vending Machine_E9 | F5 | Commercial | School | New | Refrigeration | Electric | Vending Machine | E9 | RIM BC Ratio | 0 | 0 | 0 | 0 | 0 | 0 | 0 | 0 | 0 | 0 | 0 | 0 | 0 | 0 | 0 | 0 | 0 | 0 | 0 | 0 | 0 | 0 | 0 | 0 | 0 | 0 | 0 | 0 | 0 | 0
F5_Commercial_School_New_Refrigeration_Electric_Vending Machine_E10 | F5 | Commercial | School | New | Refrigeration | Electric | Vending Machine | E10 | RIM BC Ratio | 0 | 0 | 0 | 0 | 0 | 0 | 0 | 0 | 0 | 0 | 0 | 0 | 0 | 0 | 0 | 0 | 0 | 0 | 0 | 0 | 0 | 0 | 0 | 0 | 0 | 0 | 0 | 0 | 0 | 0
F0_Commercial_School_New_Food Preparation_Electric_Oven_E0 | F0 | Commercial | School | New | Food Preparation | Electric | Oven | E0 | Economic Unit | 0 | 0 | 0 | 0 | 0 | 0 | 0 | 0 | 0 | 0 | 0 | 0 | 0 | 0 | 0 | 0 | 0 | 0 | 0 | 0 | 0 | 0 | 0 | 0 | 0 | 0 | 0 | 0 | 0 | 0
F1_Commercial_School_New_Food Preparation_Electric_Oven_E1 | F1 | Commercial | School | New | Food Preparation | Electric | Oven | E1 | CCE | 0 | 0 | 0 | 0 | 0 | 0 | 0 | 0 | 0 | 0 | 0 | 0 | 0 | 0 | 0 | 0 | 0 | 0 | 0 | 0 | 0 | 0 | 0 | 0 | 0 | 0 | 0 | 0 | 0 | 0
F1_Commercial_School_New_Food Preparation_Electric_Oven_E2 | F1 | Commercial | School | New | Food Preparation | Electric | Oven | E2 | CCE | 0 | 0 | 0 | 0 | 0 | 0 | 0 | 0 | 0 | 0 | 0 | 0 | 0 | 0 | 0 | 0 | 0 | 0 | 0 | 0 | 0 | 0 | 0 | 0 | 0 | 0 | 0 | 0 | 0 | 0
F1_Commercial_School_New_Food Preparation_Electric_Oven_E3 | F1 | Commercial | School | New | Food Preparation | Electric | Oven | E3 | CCE | 0 | 0 | 0 | 0 | 0 | 0 | 0 | 0 | 0 | 0 | 0 | 0 | 0 | 0 | 0 | 0 | 0 | 0 | 0 | 0 | 0 | 0 | 0 | 0 | 0 | 0 | 0 | 0 | 0 | 0
F1_Commercial_School_New_Food Preparation_Electric_Oven_E4 | F1 | Commercial | School | New | Food Preparation | Electric | Oven | E4 | CCE | 0 | 0 | 0 | 0 | 0 | 0 | 0 | 0 | 0 | 0 | 0 | 0 | 0 | 0 | 0 | 0 | 0 | 0 | 0 | 0 | 0 | 0 | 0 | 0 | 0 | 0 | 0 | 0 | 0 | 0
F1_Commercial_School_New_Food Preparation_Electric_Oven_E5 | F1 | Commercial | School | New | Food Preparation | Electric | Oven | E5 | CCE | 0 | 0 | 0 | 0 | 0 | 0 | 0 | 0 | 0 | 0 | 0 | 0 | 0 | 0 | 0 | 0 | 0 | 0 | 0 | 0 | 0 | 0 | 0 | 0 | 0 | 0 | 0 | 0 | 0 | 0
F1_Commercial_School_New_Food Preparation_Electric_Oven_E6 | F1 | Commercial | School | New | Food Preparation | Electric | Oven | E6 | CCE | 0 | 0 | 0 | 0 | 0 | 0 | 0 | 0 | 0 | 0 | 0 | 0 | 0 | 0 | 0 | 0 | 0 | 0 | 0 | 0 | 0 | 0 | 0 | 0 | 0 | 0 | 0 | 0 | 0 | 0
F1_Commercial_School_New_Food Preparation_Electric_Oven_E7 | F1 | Commercial | School | New | Food Preparation | Electric | Oven | E7 | CCE | 0 | 0 | 0 | 0 | 0 | 0 | 0 | 0 | 0 | 0 | 0 | 0 | 0 | 0 | 0 | 0 | 0 | 0 | 0 | 0 | 0 | 0 | 0 | 0 | 0 | 0 | 0 | 0 | 0 | 0
F1_Commercial_School_New_Food Preparation_Electric_Oven_E8 | F1 | Commercial | School | New | Food Preparation | Electric | Oven | E8 | CCE | 0 | 0 | 0 | 0 | 0 | 0 | 0 | 0 | 0 | 0 | 0 | 0 | 0 | 0 | 0 | 0 | 0 | 0 | 0 | 0 | 0 | 0 | 0 | 0 | 0 | 0 | 0 | 0 | 0 | 0
F1_Commercial_School_New_Food Preparation_Electric_Oven_E9 | F1 | Commercial | School | New | Food Preparation | Electric | Oven | E9 | CCE | 0 | 0 | 0 | 0 | 0 | 0 | 0 | 0 | 0 | 0 | 0 | 0 | 0 | 0 | 0 | 0 | 0 | 0 | 0 | 0 | 0 | 0 | 0 | 0 | 0 | 0 | 0 | 0 | 0 | 0
F1_Commercial_School_New_Food Preparation_Electric_Oven_E10 | F1 | Commercial | School | New | Food Preparation | Electric | Oven | E10 | CCE | 0 | 0 | 0 | 0 | 0 | 0 | 0 | 0 | 0 | 0 | 0 | 0 | 0 | 0 | 0 | 0 | 0 | 0 | 0 | 0 | 0 | 0 | 0 | 0 | 0 | 0 | 0 | 0 | 0 | 0
F2_Commercial_School_New_Food Preparation_Electric_Oven_E1 | F2 | Commercial | School | New | Food Preparation | Electric | Oven | E1 | TRC BC Ratio | 0 | 0 | 0 | 0 | 0 | 0 | 0 | 0 | 0 | 0 | 0 | 0 | 0 | 0 | 0 | 0 | 0 | 0 | 0 | 0 | 0 | 0 | 0 | 0 | 0 | 0 | 0 | 0 | 0 | 0
F2_Commercial_School_New_Food Preparation_Electric_Oven_E2 | F2 | Commercial | School | New | Food Preparation | Electric | Oven | E2 | TRC BC Ratio | 0 | 0 | 0 | 0 | 0 | 0 | 0 | 0 | 0 | 0 | 0 | 0 | 0 | 0 | 0 | 0 | 0 | 0 | 0 | 0 | 0 | 0 | 0 | 0 | 0 | 0 | 0 | 0 | 0 | 0
F2_Commercial_School_New_Food Preparation_Electric_Oven_E3 | F2 | Commercial | School | New | Food Preparation | Electric | Oven | E3 | TRC BC Ratio | 0 | 0 | 0 | 0 | 0 | 0 | 0 | 0 | 0 | 0 | 0 | 0 | 0 | 0 | 0 | 0 | 0 | 0 | 0 | 0 | 0 | 0 | 0 | 0 | 0 | 0 | 0 | 0 | 0 | 0
F2_Commercial_School_New_Food Preparation_Electric_Oven_E4 | F2 | Commercial | School | New | Food Preparation | Electric | Oven | E4 | TRC BC Ratio | 0 | 0 | 0 | 0 | 0 | 0 | 0 | 0 | 0 | 0 | 0 | 0 | 0 | 0 | 0 | 0 | 0 | 0 | 0 | 0 | 0 | 0 | 0 | 0 | 0 | 0 | 0 | 0 | 0 | 0
F2_Commercial_School_New_Food Preparation_Electric_Oven_E5 | F2 | Commercial | School | New | Food Preparation | Electric | Oven | E5 | TRC BC Ratio | 0 | 0 | 0 | 0 | 0 | 0 | 0 | 0 | 0 | 0 | 0 | 0 | 0 | 0 | 0 | 0 | 0 | 0 | 0 | 0 | 0 | 0 | 0 | 0 | 0 | 0 | 0 | 0 | 0 | 0
F2_Commercial_School_New_Food Preparation_Electric_Oven_E6 | F2 | Commercial | School | New | Food Preparation | Electric | Oven | E6 | TRC BC Ratio | 0 | 0 | 0 | 0 | 0 | 0 | 0 | 0 | 0 | 0 | 0 | 0 | 0 | 0 | 0 | 0 | 0 | 0 | 0 | 0 | 0 | 0 | 0 | 0 | 0 | 0 | 0 | 0 | 0 | 0
F2_Commercial_School_New_Food Preparation_Electric_Oven_E7 | F2 | Commercial | School | New | Food Preparation | Electric | Oven | E7 | TRC BC Ratio | 0 | 0 | 0 | 0 | 0 | 0 | 0 | 0 | 0 | 0 | 0 | 0 | 0 | 0 | 0 | 0 | 0 | 0 | 0 | 0 | 0 | 0 | 0 | 0 | 0 | 0 | 0 | 0 | 0 | 0
F2_Commercial_School_New_Food Preparation_Electric_Oven_E8 | F2 | Commercial | School | New | Food Preparation | Electric | Oven | E8 | TRC BC Ratio | 0 | 0 | 0 | 0 | 0 | 0 | 0 | 0 | 0 | 0 | 0 | 0 | 0 | 0 | 0 | 0 | 0 | 0 | 0 | 0 | 0 | 0 | 0 | 0 | 0 | 0 | 0 | 0 | 0 | 0
F2_Commercial_School_New_Food Preparation_Electric_Oven_E9 | F2 | Commercial | School | New | Food Preparation | Electric | Oven | E9 | TRC BC Ratio | 0 | 0 | 0 | 0 | 0 | 0 | 0 | 0 | 0 | 0 | 0 | 0 | 0 | 0 | 0 | 0 | 0 | 0 | 0 | 0 | 0 | 0 | 0 | 0 | 0 | 0 | 0 | 0 | 0 | 0
F2_Commercial_School_New_Food Preparation_Electric_Oven_E10 | F2 | Commercial | School | New | Food Preparation | Electric | Oven | E10 | TRC BC Ratio | 0 | 0 | 0 | 0 | 0 | 0 | 0 | 0 | 0 | 0 | 0 | 0 | 0 | 0 | 0 | 0 | 0 | 0 | 0 | 0 | 0 | 0 | 0 | 0 | 0 | 0 | 0 | 0 | 0 | 0
F3_Commercial_School_New_Food Preparation_Electric_Oven_E1 | F3 | Commercial | School | New | Food Preparation | Electric | Oven | E1 | PACT BC Ratio | 0 | 0 | 0 | 0 | 0 | 0 | 0 | 0 | 0 | 0 | 0 | 0 | 0 | 0 | 0 | 0 | 0 | 0 | 0 | 0 | 0 | 0 | 0 | 0 | 0 | 0 | 0 | 0 | 0 | 0
F3_Commercial_School_New_Food Preparation_Electric_Oven_E2 | F3 | Commercial | School | New | Food Preparation | Electric | Oven | E2 | PACT BC Ratio | 0 | 0 | 0 | 0 | 0 | 0 | 0 | 0 | 0 | 0 | 0 | 0 | 0 | 0 | 0 | 0 | 0 | 0 | 0 | 0 | 0 | 0 | 0 | 0 | 0 | 0 | 0 | 0 | 0 | 0
F3_Commercial_School_New_Food Preparation_Electric_Oven_E3 | F3 | Commercial | School | New | Food Preparation | Electric | Oven | E3 | PACT BC Ratio | 0 | 0 | 0 | 0 | 0 | 0 | 0 | 0 | 0 | 0 | 0 | 0 | 0 | 0 | 0 | 0 | 0 | 0 | 0 | 0 | 0 | 0 | 0 | 0 | 0 | 0 | 0 | 0 | 0 | 0
F3_Commercial_School_New_Food Preparation_Electric_Oven_E4 | F3 | Commercial | School | New | Food Preparation | Electric | Oven | E4 | PACT BC Ratio | 0 | 0 | 0 | 0 | 0 | 0 | 0 | 0 | 0 | 0 | 0 | 0 | 0 | 0 | 0 | 0 | 0 | 0 | 0 | 0 | 0 | 0 | 0 | 0 | 0 | 0 | 0 | 0 | 0 | 0
F3_Commercial_School_New_Food Preparation_Electric_Oven_E5 | F3 | Commercial | School | New | Food Preparation | Electric | Oven | E5 | PACT BC Ratio | 0 | 0 | 0 | 0 | 0 | 0 | 0 | 0 | 0 | 0 | 0 | 0 | 0 | 0 | 0 | 0 | 0 | 0 | 0 | 0 | 0 | 0 | 0 | 0 | 0 | 0 | 0 | 0 | 0 | 0
F3_Commercial_School_New_Food Preparation_Electric_Oven_E6 | F3 | Commercial | School | New | Food Preparation | Electric | Oven | E6 | PACT BC Ratio | 0 | 0 | 0 | 0 | 0 | 0 | 0 | 0 | 0 | 0 | 0 | 0 | 0 | 0 | 0 | 0 | 0 | 0 | 0 | 0 | 0 | 0 | 0 | 0 | 0 | 0 | 0 | 0 | 0 | 0
F3_Commercial_School_New_Food Preparation_Electric_Oven_E7 | F3 | Commercial | School | New | Food Preparation | Electric | Oven | E7 | PACT BC Ratio | 0 | 0 | 0 | 0 | 0 | 0 | 0 | 0 | 0 | 0 | 0 | 0 | 0 | 0 | 0 | 0 | 0 | 0 | 0 | 0 | 0 | 0 | 0 | 0 | 0 | 0 | 0 | 0 | 0 | 0
F3_Commercial_School_New_Food Preparation_Electric_Oven_E8 | F3 | Commercial | School | New | Food Preparation | Electric | Oven | E8 | PACT BC Ratio | 0 | 0 | 0 | 0 | 0 | 0 | 0 | 0 | 0 | 0 | 0 | 0 | 0 | 0 | 0 | 0 | 0 | 0 | 0 | 0 | 0 | 0 | 0 | 0 | 0 | 0 | 0 | 0 | 0 | 0
F3_Commercial_School_New_Food Preparation_Electric_Oven_E9 | F3 | Commercial | School | New | Food Preparation | Electric | Oven | E9 | PACT BC Ratio | 0 | 0 | 0 | 0 | 0 | 0 | 0 | 0 | 0 | 0 | 0 | 0 | 0 | 0 | 0 | 0 | 0 | 0 | 0 | 0 | 0 | 0 | 0 | 0 | 0 | 0 | 0 | 0 | 0 | 0
F3_Commercial_School_New_Food Preparation_Electric_Oven_E10 | F3 | Commercial | School | New | Food Preparation | Electric | Oven | E10 | PACT BC Ratio | 0 | 0 | 0 | 0 | 0 | 0 | 0 | 0 | 0 | 0 | 0 | 0 | 0 | 0 | 0 | 0 | 0 | 0 | 0 | 0 | 0 | 0 | 0 | 0 | 0 | 0 | 0 | 0 | 0 | 0
F4_Commercial_School_New_Food Preparation_Electric_Oven_E1 | F4 | Commercial | School | New | Food Preparation | Electric | Oven | E1 | RVT BC Ratio | 0 | 0 | 0 | 0 | 0 | 0 | 0 | 0 | 0 | 0 | 0 | 0 | 0 | 0 | 0 | 0 | 0 | 0 | 0 | 0 | 0 | 0 | 0 | 0 | 0 | 0 | 0 | 0 | 0 | 0
F4_Commercial_School_New_Food Preparation_Electric_Oven_E2 | F4 | Commercial | School | New | Food Preparation | Electric | Oven | E2 | RVT BC Ratio | 0 | 0 | 0 | 0 | 0 | 0 | 0 | 0 | 0 | 0 | 0 | 0 | 0 | 0 | 0 | 0 | 0 | 0 | 0 | 0 | 0 | 0 | 0 | 0 | 0 | 0 | 0 | 0 | 0 | 0
F4_Commercial_School_New_Food Preparation_Electric_Oven_E3 | F4 | Commercial | School | New | Food Preparation | Electric | Oven | E3 | RVT BC Ratio | 0 | 0 | 0 | 0 | 0 | 0 | 0 | 0 | 0 | 0 | 0 | 0 | 0 | 0 | 0 | 0 | 0 | 0 | 0 | 0 | 0 | 0 | 0 | 0 | 0 | 0 | 0 | 0 | 0 | 0
F4_Commercial_School_New_Food Preparation_Electric_Oven_E4 | F4 | Commercial | School | New | Food Preparation | Electric | Oven | E4 | RVT BC Ratio | 0 | 0 | 0 | 0 | 0 | 0 | 0 | 0 | 0 | 0 | 0 | 0 | 0 | 0 | 0 | 0 | 0 | 0 | 0 | 0 | 0 | 0 | 0 | 0 | 0 | 0 | 0 | 0 | 0 | 0
F4_Commercial_School_New_Food Preparation_Electric_Oven_E5 | F4 | Commercial | School | New | Food Preparation | Electric | Oven | E5 | RVT BC Ratio | 0 | 0 | 0 | 0 | 0 | 0 | 0 | 0 | 0 | 0 | 0 | 0 | 0 | 0 | 0 | 0 | 0 | 0 | 0 | 0 | 0 | 0 | 0 | 0 | 0 | 0 | 0 | 0 | 0 | 0
F4_Commercial_School_New_Food Preparation_Electric_Oven_E6 | F4 | Commercial | School | New | Food Preparation | Electric | Oven | E6 | RVT BC Ratio | 0 | 0 | 0 | 0 | 0 | 0 | 0 | 0 | 0 | 0 | 0 | 0 | 0 | 0 | 0 | 0 | 0 | 0 | 0 | 0 | 0 | 0 | 0 | 0 | 0 | 0 | 0 | 0 | 0 | 0
F4_Commercial_School_New_Food Preparation_Electric_Oven_E7 | F4 | Commercial | School | New | Food Preparation | Electric | Oven | E7 | RVT BC Ratio | 0 | 0 | 0 | 0 | 0 | 0 | 0 | 0 | 0 | 0 | 0 | 0 | 0 | 0 | 0 | 0 | 0 | 0 | 0 | 0 | 0 | 0 | 0 | 0 | 0 | 0 | 0 | 0 | 0 | 0
F4_Commercial_School_New_Food Preparation_Electric_Oven_E8 | F4 | Commercial | School | New | Food Preparation | Electric | Oven | E8 | RVT BC Ratio | 0 | 0 | 0 | 0 | 0 | 0 | 0 | 0 | 0 | 0 | 0 | 0 | 0 | 0 | 0 | 0 | 0 | 0 | 0 | 0 | 0 | 0 | 0 | 0 | 0 | 0 | 0 | 0 | 0 | 0
F4_Commercial_School_New_Food Preparation_Electric_Oven_E9 | F4 | Commercial | School | New | Food Preparation | Electric | Oven | E9 | RVT BC Ratio | 0 | 0 | 0 | 0 | 0 | 0 | 0 | 0 | 0 | 0 | 0 | 0 | 0 | 0 | 0 | 0 | 0 | 0 | 0 | 0 | 0 | 0 | 0 | 0 | 0 | 0 | 0 | 0 | 0 | 0
F4_Commercial_School_New_Food Preparation_Electric_Oven_E10 | F4 | Commercial | School | New | Food Preparation | Electric | Oven | E10 | RVT BC Ratio | 0 | 0 | 0 | 0 | 0 | 0 | 0 | 0 | 0 | 0 | 0 | 0 | 0 | 0 | 0 | 0 | 0 | 0 | 0 | 0 | 0 | 0 | 0 | 0 | 0 | 0 | 0 | 0 | 0 | 0
F5_Commercial_School_New_Food Preparation_Electric_Oven_E1 | F5 | Commercial | School | New | Food Preparation | Electric | Oven | E1 | RIM BC Ratio | 0 | 0 | 0 | 0 | 0 | 0 | 0 | 0 | 0 | 0 | 0 | 0 | 0 | 0 | 0 | 0 | 0 | 0 | 0 | 0 | 0 | 0 | 0 | 0 | 0 | 0 | 0 | 0 | 0 | 0
F5_Commercial_School_New_Food Preparation_Electric_Oven_E2 | F5 | Commercial | School | New | Food Preparation | Electric | Oven | E2 | RIM BC Ratio | 0 | 0 | 0 | 0 | 0 | 0 | 0 | 0 | 0 | 0 | 0 | 0 | 0 | 0 | 0 | 0 | 0 | 0 | 0 | 0 | 0 | 0 | 0 | 0 | 0 | 0 | 0 | 0 | 0 | 0
F5_Commercial_School_New_Food Preparation_Electric_Oven_E3 | F5 | Commercial | School | New | Food Preparation | Electric | Oven | E3 | RIM BC Ratio | 0 | 0 | 0 | 0 | 0 | 0 | 0 | 0 | 0 | 0 | 0 | 0 | 0 | 0 | 0 | 0 | 0 | 0 | 0 | 0 | 0 | 0 | 0 | 0 | 0 | 0 | 0 | 0 | 0 | 0
F5_Commercial_School_New_Food Preparation_Electric_Oven_E4 | F5 | Commercial | School | New | Food Preparation | Electric | Oven | E4 | RIM BC Ratio | 0 | 0 | 0 | 0 | 0 | 0 | 0 | 0 | 0 | 0 | 0 | 0 | 0 | 0 | 0 | 0 | 0 | 0 | 0 | 0 | 0 | 0 | 0 | 0 | 0 | 0 | 0 | 0 | 0 | 0
F5_Commercial_School_New_Food Preparation_Electric_Oven_E5 | F5 | Commercial | School | New | Food Preparation | Electric | Oven | E5 | RIM BC Ratio | 0 | 0 | 0 | 0 | 0 | 0 | 0 | 0 | 0 | 0 | 0 | 0 | 0 | 0 | 0 | 0 | 0 | 0 | 0 | 0 | 0 | 0 | 0 | 0 | 0 | 0 | 0 | 0 | 0 | 0
F5_Commercial_School_New_Food Preparation_Electric_Oven_E6 | F5 | Commercial | School | New | Food Preparation | Electric | Oven | E6 | RIM BC Ratio | 0 | 0 | 0 | 0 | 0 | 0 | 0 | 0 | 0 | 0 | 0 | 0 | 0 | 0 | 0 | 0 | 0 | 0 | 0 | 0 | 0 | 0 | 0 | 0 | 0 | 0 | 0 | 0 | 0 | 0
F5_Commercial_School_New_Food Preparation_Electric_Oven_E7 | F5 | Commercial | School | New | Food Preparation | Electric | Oven | E7 | RIM BC Ratio | 0 | 0 | 0 | 0 | 0 | 0 | 0 | 0 | 0 | 0 | 0 | 0 | 0 | 0 | 0 | 0 | 0 | 0 | 0 | 0 | 0 | 0 | 0 | 0 | 0 | 0 | 0 | 0 | 0 | 0
F5_Commercial_School_New_Food Preparation_Electric_Oven_E8 | F5 | Commercial | School | New | Food Preparation | Electric | Oven | E8 | RIM BC Ratio | 0 | 0 | 0 | 0 | 0 | 0 | 0 | 0 | 0 | 0 | 0 | 0 | 0 | 0 | 0 | 0 | 0 | 0 | 0 | 0 | 0 | 0 | 0 | 0 | 0 | 0 | 0 | 0 | 0 | 0
F5_Commercial_School_New_Food Preparation_Electric_Oven_E9 | F5 | Commercial | School | New | Food Preparation | Electric | Oven | E9 | RIM BC Ratio | 0 | 0 | 0 | 0 | 0 | 0 | 0 | 0 | 0 | 0 | 0 | 0 | 0 | 0 | 0 | 0 | 0 | 0 | 0 | 0 | 0 | 0 | 0 | 0 | 0 | 0 | 0 | 0 | 0 | 0
F5_Commercial_School_New_Food Preparation_Electric_Oven_E10 | F5 | Commercial | School | New | Food Preparation | Electric | Oven | E10 | RIM BC Ratio | 0 | 0 | 0 | 0 | 0 | 0 | 0 | 0 | 0 | 0 | 0 | 0 | 0 | 0 | 0 | 0 | 0 | 0 | 0 | 0 | 0 | 0 | 0 | 0 | 0 | 0 | 0 | 0 | 0 | 0
F0_Commercial_School_New_Food Preparation_Electric_Fryer_E0 | F0 | Commercial | School | New | Food Preparation | Electric | Fryer | E0 | Economic Unit | 0 | 0 | 0 | 0 | 0 | 0 | 0 | 0 | 0 | 0 | 0 | 0 | 0 | 0 | 0 | 0 | 0 | 0 | 0 | 0 | 0 | 0 | 0 | 0 | 0 | 0 | 0 | 0 | 0 | 0
F1_Commercial_School_New_Food Preparation_Electric_Fryer_E1 | F1 | Commercial | School | New | Food Preparation | Electric | Fryer | E1 | CCE | 0 | 0 | 0 | 0 | 0 | 0 | 0 | 0 | 0 | 0 | 0 | 0 | 0 | 0 | 0 | 0 | 0 | 0 | 0 | 0 | 0 | 0 | 0 | 0 | 0 | 0 | 0 | 0 | 0 | 0
F1_Commercial_School_New_Food Preparation_Electric_Fryer_E2 | F1 | Commercial | School | New | Food Preparation | Electric | Fryer | E2 | CCE | 0 | 0 | 0 | 0 | 0 | 0 | 0 | 0 | 0 | 0 | 0 | 0 | 0 | 0 | 0 | 0 | 0 | 0 | 0 | 0 | 0 | 0 | 0 | 0 | 0 | 0 | 0 | 0 | 0 | 0
F1_Commercial_School_New_Food Preparation_Electric_Fryer_E3 | F1 | Commercial | School | New | Food Preparation | Electric | Fryer | E3 | CCE | 0 | 0 | 0 | 0 | 0 | 0 | 0 | 0 | 0 | 0 | 0 | 0 | 0 | 0 | 0 | 0 | 0 | 0 | 0 | 0 | 0 | 0 | 0 | 0 | 0 | 0 | 0 | 0 | 0 | 0
F1_Commercial_School_New_Food Preparation_Electric_Fryer_E4 | F1 | Commercial | School | New | Food Preparation | Electric | Fryer | E4 | CCE | 0 | 0 | 0 | 0 | 0 | 0 | 0 | 0 | 0 | 0 | 0 | 0 | 0 | 0 | 0 | 0 | 0 | 0 | 0 | 0 | 0 | 0 | 0 | 0 | 0 | 0 | 0 | 0 | 0 | 0
F1_Commercial_School_New_Food Preparation_Electric_Fryer_E5 | F1 | Commercial | School | New | Food Preparation | Electric | Fryer | E5 | CCE | 0 | 0 | 0 | 0 | 0 | 0 | 0 | 0 | 0 | 0 | 0 | 0 | 0 | 0 | 0 | 0 | 0 | 0 | 0 | 0 | 0 | 0 | 0 | 0 | 0 | 0 | 0 | 0 | 0 | 0
F1_Commercial_School_New_Food Preparation_Electric_Fryer_E6 | F1 | Commercial | School | New | Food Preparation | Electric | Fryer | E6 | CCE | 0 | 0 | 0 | 0 | 0 | 0 | 0 | 0 | 0 | 0 | 0 | 0 | 0 | 0 | 0 | 0 | 0 | 0 | 0 | 0 | 0 | 0 | 0 | 0 | 0 | 0 | 0 | 0 | 0 | 0
F1_Commercial_School_New_Food Preparation_Electric_Fryer_E7 | F1 | Commercial | School | New | Food Preparation | Electric | Fryer | E7 | CCE | 0 | 0 | 0 | 0 | 0 | 0 | 0 | 0 | 0 | 0 | 0 | 0 | 0 | 0 | 0 | 0 | 0 | 0 | 0 | 0 | 0 | 0 | 0 | 0 | 0 | 0 | 0 | 0 | 0 | 0
F1_Commercial_School_New_Food Preparation_Electric_Fryer_E8 | F1 | Commercial | School | New | Food Preparation | Electric | Fryer | E8 | CCE | 0 | 0 | 0 | 0 | 0 | 0 | 0 | 0 | 0 | 0 | 0 | 0 | 0 | 0 | 0 | 0 | 0 | 0 | 0 | 0 | 0 | 0 | 0 | 0 | 0 | 0 | 0 | 0 | 0 | 0
F1_Commercial_School_New_Food Preparation_Electric_Fryer_E9 | F1 | Commercial | School | New | Food Preparation | Electric | Fryer | E9 | CCE | 0 | 0 | 0 | 0 | 0 | 0 | 0 | 0 | 0 | 0 | 0 | 0 | 0 | 0 | 0 | 0 | 0 | 0 | 0 | 0 | 0 | 0 | 0 | 0 | 0 | 0 | 0 | 0 | 0 | 0
F1_Commercial_School_New_Food Preparation_Electric_Fryer_E10 | F1 | Commercial | School | New | Food Preparation | Electric | Fryer | E10 | CCE | 0 | 0 | 0 | 0 | 0 | 0 | 0 | 0 | 0 | 0 | 0 | 0 | 0 | 0 | 0 | 0 | 0 | 0 | 0 | 0 | 0 | 0 | 0 | 0 | 0 | 0 | 0 | 0 | 0 | 0
F2_Commercial_School_New_Food Preparation_Electric_Fryer_E1 | F2 | Commercial | School | New | Food Preparation | Electric | Fryer | E1 | TRC BC Ratio | 0 | 0 | 0 | 0 | 0 | 0 | 0 | 0 | 0 | 0 | 0 | 0 | 0 | 0 | 0 | 0 | 0 | 0 | 0 | 0 | 0 | 0 | 0 | 0 | 0 | 0 | 0 | 0 | 0 | 0
F2_Commercial_School_New_Food Preparation_Electric_Fryer_E2 | F2 | Commercial | School | New | Food Preparation | Electric | Fryer | E2 | TRC BC Ratio | 0 | 0 | 0 | 0 | 0 | 0 | 0 | 0 | 0 | 0 | 0 | 0 | 0 | 0 | 0 | 0 | 0 | 0 | 0 | 0 | 0 | 0 | 0 | 0 | 0 | 0 | 0 | 0 | 0 | 0
F2_Commercial_School_New_Food Preparation_Electric_Fryer_E3 | F2 | Commercial | School | New | Food Preparation | Electric | Fryer | E3 | TRC BC Ratio | 0 | 0 | 0 | 0 | 0 | 0 | 0 | 0 | 0 | 0 | 0 | 0 | 0 | 0 | 0 | 0 | 0 | 0 | 0 | 0 | 0 | 0 | 0 | 0 | 0 | 0 | 0 | 0 | 0 | 0
F2_Commercial_School_New_Food Preparation_Electric_Fryer_E4 | F2 | Commercial | School | New | Food Preparation | Electric | Fryer | E4 | TRC BC Ratio | 0 | 0 | 0 | 0 | 0 | 0 | 0 | 0 | 0 | 0 | 0 | 0 | 0 | 0 | 0 | 0 | 0 | 0 | 0 | 0 | 0 | 0 | 0 | 0 | 0 | 0 | 0 | 0 | 0 | 0
F2_Commercial_School_New_Food Preparation_Electric_Fryer_E5 | F2 | Commercial | School | New | Food Preparation | Electric | Fryer | E5 | TRC BC Ratio | 0 | 0 | 0 | 0 | 0 | 0 | 0 | 0 | 0 | 0 | 0 | 0 | 0 | 0 | 0 | 0 | 0 | 0 | 0 | 0 | 0 | 0 | 0 | 0 | 0 | 0 | 0 | 0 | 0 | 0
F2_Commercial_School_New_Food Preparation_Electric_Fryer_E6 | F2 | Commercial | School | New | Food Preparation | Electric | Fryer | E6 | TRC BC Ratio | 0 | 0 | 0 | 0 | 0 | 0 | 0 | 0 | 0 | 0 | 0 | 0 | 0 | 0 | 0 | 0 | 0 | 0 | 0 | 0 | 0 | 0 | 0 | 0 | 0 | 0 | 0 | 0 | 0 | 0
F2_Commercial_School_New_Food Preparation_Electric_Fryer_E7 | F2 | Commercial | School | New | Food Preparation | Electric | Fryer | E7 | TRC BC Ratio | 0 | 0 | 0 | 0 | 0 | 0 | 0 | 0 | 0 | 0 | 0 | 0 | 0 | 0 | 0 | 0 | 0 | 0 | 0 | 0 | 0 | 0 | 0 | 0 | 0 | 0 | 0 | 0 | 0 | 0
F2_Commercial_School_New_Food Preparation_Electric_Fryer_E8 | F2 | Commercial | School | New | Food Preparation | Electric | Fryer | E8 | TRC BC Ratio | 0 | 0 | 0 | 0 | 0 | 0 | 0 | 0 | 0 | 0 | 0 | 0 | 0 | 0 | 0 | 0 | 0 | 0 | 0 | 0 | 0 | 0 | 0 | 0 | 0 | 0 | 0 | 0 | 0 | 0
F2_Commercial_School_New_Food Preparation_Electric_Fryer_E9 | F2 | Commercial | School | New | Food Preparation | Electric | Fryer | E9 | TRC BC Ratio | 0 | 0 | 0 | 0 | 0 | 0 | 0 | 0 | 0 | 0 | 0 | 0 | 0 | 0 | 0 | 0 | 0 | 0 | 0 | 0 | 0 | 0 | 0 | 0 | 0 | 0 | 0 | 0 | 0 | 0
F2_Commercial_School_New_Food Preparation_Electric_Fryer_E10 | F2 | Commercial | School | New | Food Preparation | Electric | Fryer | E10 | TRC BC Ratio | 0 | 0 | 0 | 0 | 0 | 0 | 0 | 0 | 0 | 0 | 0 | 0 | 0 | 0 | 0 | 0 | 0 | 0 | 0 | 0 | 0 | 0 | 0 | 0 | 0 | 0 | 0 | 0 | 0 | 0
F3_Commercial_School_New_Food Preparation_Electric_Fryer_E1 | F3 | Commercial | School | New | Food Preparation | Electric | Fryer | E1 | PACT BC Ratio | 0 | 0 | 0 | 0 | 0 | 0 | 0 | 0 | 0 | 0 | 0 | 0 | 0 | 0 | 0 | 0 | 0 | 0 | 0 | 0 | 0 | 0 | 0 | 0 | 0 | 0 | 0 | 0 | 0 | 0
F3_Commercial_School_New_Food Preparation_Electric_Fryer_E2 | F3 | Commercial | School | New | Food Preparation | Electric | Fryer | E2 | PACT BC Ratio | 0 | 0 | 0 | 0 | 0 | 0 | 0 | 0 | 0 | 0 | 0 | 0 | 0 | 0 | 0 | 0 | 0 | 0 | 0 | 0 | 0 | 0 | 0 | 0 | 0 | 0 | 0 | 0 | 0 | 0
F3_Commercial_School_New_Food Preparation_Electric_Fryer_E3 | F3 | Commercial | School | New | Food Preparation | Electric | Fryer | E3 | PACT BC Ratio | 0 | 0 | 0 | 0 | 0 | 0 | 0 | 0 | 0 | 0 | 0 | 0 | 0 | 0 | 0 | 0 | 0 | 0 | 0 | 0 | 0 | 0 | 0 | 0 | 0 | 0 | 0 | 0 | 0 | 0
F3_Commercial_School_New_Food Preparation_Electric_Fryer_E4 | F3 | Commercial | School | New | Food Preparation | Electric | Fryer | E4 | PACT BC Ratio | 0 | 0 | 0 | 0 | 0 | 0 | 0 | 0 | 0 | 0 | 0 | 0 | 0 | 0 | 0 | 0 | 0 | 0 | 0 | 0 | 0 | 0 | 0 | 0 | 0 | 0 | 0 | 0 | 0 | 0
F3_Commercial_School_New_Food Preparation_Electric_Fryer_E5 | F3 | Commercial | School | New | Food Preparation | Electric | Fryer | E5 | PACT BC Ratio | 0 | 0 | 0 | 0 | 0 | 0 | 0 | 0 | 0 | 0 | 0 | 0 | 0 | 0 | 0 | 0 | 0 | 0 | 0 | 0 | 0 | 0 | 0 | 0 | 0 | 0 | 0 | 0 | 0 | 0
F3_Commercial_School_New_Food Preparation_Electric_Fryer_E6 | F3 | Commercial | School | New | Food Preparation | Electric | Fryer | E6 | PACT BC Ratio | 0 | 0 | 0 | 0 | 0 | 0 | 0 | 0 | 0 | 0 | 0 | 0 | 0 | 0 | 0 | 0 | 0 | 0 | 0 | 0 | 0 | 0 | 0 | 0 | 0 | 0 | 0 | 0 | 0 | 0
F3_Commercial_School_New_Food Preparation_Electric_Fryer_E7 | F3 | Commercial | School | New | Food Preparation | Electric | Fryer | E7 | PACT BC Ratio | 0 | 0 | 0 | 0 | 0 | 0 | 0 | 0 | 0 | 0 | 0 | 0 | 0 | 0 | 0 | 0 | 0 | 0 | 0 | 0 | 0 | 0 | 0 | 0 | 0 | 0 | 0 | 0 | 0 | 0
F3_Commercial_School_New_Food Preparation_Electric_Fryer_E8 | F3 | Commercial | School | New | Food Preparation | Electric | Fryer | E8 | PACT BC Ratio | 0 | 0 | 0 | 0 | 0 | 0 | 0 | 0 | 0 | 0 | 0 | 0 | 0 | 0 | 0 | 0 | 0 | 0 | 0 | 0 | 0 | 0 | 0 | 0 | 0 | 0 | 0 | 0 | 0 | 0
F3_Commercial_School_New_Food Preparation_Electric_Fryer_E9 | F3 | Commercial | School | New | Food Preparation | Electric | Fryer | E9 | PACT BC Ratio | 0 | 0 | 0 | 0 | 0 | 0 | 0 | 0 | 0 | 0 | 0 | 0 | 0 | 0 | 0 | 0 | 0 | 0 | 0 | 0 | 0 | 0 | 0 | 0 | 0 | 0 | 0 | 0 | 0 | 0
F3_Commercial_School_New_Food Preparation_Electric_Fryer_E10 | F3 | Commercial | School | New | Food Preparation | Electric | Fryer | E10 | PACT BC Ratio | 0 | 0 | 0 | 0 | 0 | 0 | 0 | 0 | 0 | 0 | 0 | 0 | 0 | 0 | 0 | 0 | 0 | 0 | 0 | 0 | 0 | 0 | 0 | 0 | 0 | 0 | 0 | 0 | 0 | 0
F4_Commercial_School_New_Food Preparation_Electric_Fryer_E1 | F4 | Commercial | School | New | Food Preparation | Electric | Fryer | E1 | RVT BC Ratio | 0 | 0 | 0 | 0 | 0 | 0 | 0 | 0 | 0 | 0 | 0 | 0 | 0 | 0 | 0 | 0 | 0 | 0 | 0 | 0 | 0 | 0 | 0 | 0 | 0 | 0 | 0 | 0 | 0 | 0
F4_Commercial_School_New_Food Preparation_Electric_Fryer_E2 | F4 | Commercial | School | New | Food Preparation | Electric | Fryer | E2 | RVT BC Ratio | 0 | 0 | 0 | 0 | 0 | 0 | 0 | 0 | 0 | 0 | 0 | 0 | 0 | 0 | 0 | 0 | 0 | 0 | 0 | 0 | 0 | 0 | 0 | 0 | 0 | 0 | 0 | 0 | 0 | 0
F4_Commercial_School_New_Food Preparation_Electric_Fryer_E3 | F4 | Commercial | School | New | Food Preparation | Electric | Fryer | E3 | RVT BC Ratio | 0 | 0 | 0 | 0 | 0 | 0 | 0 | 0 | 0 | 0 | 0 | 0 | 0 | 0 | 0 | 0 | 0 | 0 | 0 | 0 | 0 | 0 | 0 | 0 | 0 | 0 | 0 | 0 | 0 | 0
F4_Commercial_School_New_Food Preparation_Electric_Fryer_E4 | F4 | Commercial | School | New | Food Preparation | Electric | Fryer | E4 | RVT BC Ratio | 0 | 0 | 0 | 0 | 0 | 0 | 0 | 0 | 0 | 0 | 0 | 0 | 0 | 0 | 0 | 0 | 0 | 0 | 0 | 0 | 0 | 0 | 0 | 0 | 0 | 0 | 0 | 0 | 0 | 0
F4_Commercial_School_New_Food Preparation_Electric_Fryer_E5 | F4 | Commercial | School | New | Food Preparation | Electric | Fryer | E5 | RVT BC Ratio | 0 | 0 | 0 | 0 | 0 | 0 | 0 | 0 | 0 | 0 | 0 | 0 | 0 | 0 | 0 | 0 | 0 | 0 | 0 | 0 | 0 | 0 | 0 | 0 | 0 | 0 | 0 | 0 | 0 | 0
F4_Commercial_School_New_Food Preparation_Electric_Fryer_E6 | F4 | Commercial | School | New | Food Preparation | Electric | Fryer | E6 | RVT BC Ratio | 0 | 0 | 0 | 0 | 0 | 0 | 0 | 0 | 0 | 0 | 0 | 0 | 0 | 0 | 0 | 0 | 0 | 0 | 0 | 0 | 0 | 0 | 0 | 0 | 0 | 0 | 0 | 0 | 0 | 0
F4_Commercial_School_New_Food Preparation_Electric_Fryer_E7 | F4 | Commercial | School | New | Food Preparation | Electric | Fryer | E7 | RVT BC Ratio | 0 | 0 | 0 | 0 | 0 | 0 | 0 | 0 | 0 | 0 | 0 | 0 | 0 | 0 | 0 | 0 | 0 | 0 | 0 | 0 | 0 | 0 | 0 | 0 | 0 | 0 | 0 | 0 | 0 | 0
F4_Commercial_School_New_Food Preparation_Electric_Fryer_E8 | F4 | Commercial | School | New | Food Preparation | Electric | Fryer | E8 | RVT BC Ratio | 0 | 0 | 0 | 0 | 0 | 0 | 0 | 0 | 0 | 0 | 0 | 0 | 0 | 0 | 0 | 0 | 0 | 0 | 0 | 0 | 0 | 0 | 0 | 0 | 0 | 0 | 0 | 0 | 0 | 0
F4_Commercial_School_New_Food Preparation_Electric_Fryer_E9 | F4 | Commercial | School | New | Food Preparation | Electric | Fryer | E9 | RVT BC Ratio | 0 | 0 | 0 | 0 | 0 | 0 | 0 | 0 | 0 | 0 | 0 | 0 | 0 | 0 | 0 | 0 | 0 | 0 | 0 | 0 | 0 | 0 | 0 | 0 | 0 | 0 | 0 | 0 | 0 | 0
F4_Commercial_School_New_Food Preparation_Electric_Fryer_E10 | F4 | Commercial | School | New | Food Preparation | Electric | Fryer | E10 | RVT BC Ratio | 0 | 0 | 0 | 0 | 0 | 0 | 0 | 0 | 0 | 0 | 0 | 0 | 0 | 0 | 0 | 0 | 0 | 0 | 0 | 0 | 0 | 0 | 0 | 0 | 0 | 0 | 0 | 0 | 0 | 0
F5_Commercial_School_New_Food Preparation_Electric_Fryer_E1 | F5 | Commercial | School | New | Food Preparation | Electric | Fryer | E1 | RIM BC Ratio | 0 | 0 | 0 | 0 | 0 | 0 | 0 | 0 | 0 | 0 | 0 | 0 | 0 | 0 | 0 | 0 | 0 | 0 | 0 | 0 | 0 | 0 | 0 | 0 | 0 | 0 | 0 | 0 | 0 | 0
F5_Commercial_School_New_Food Preparation_Electric_Fryer_E2 | F5 | Commercial | School | New | Food Preparation | Electric | Fryer | E2 | RIM BC Ratio | 0 | 0 | 0 | 0 | 0 | 0 | 0 | 0 | 0 | 0 | 0 | 0 | 0 | 0 | 0 | 0 | 0 | 0 | 0 | 0 | 0 | 0 | 0 | 0 | 0 | 0 | 0 | 0 | 0 | 0
F5_Commercial_School_New_Food Preparation_Electric_Fryer_E3 | F5 | Commercial | School | New | Food Preparation | Electric | Fryer | E3 | RIM BC Ratio | 0 | 0 | 0 | 0 | 0 | 0 | 0 | 0 | 0 | 0 | 0 | 0 | 0 | 0 | 0 | 0 | 0 | 0 | 0 | 0 | 0 | 0 | 0 | 0 | 0 | 0 | 0 | 0 | 0 | 0
F5_Commercial_School_New_Food Preparation_Electric_Fryer_E4 | F5 | Commercial | School | New | Food Preparation | Electric | Fryer | E4 | RIM BC Ratio | 0 | 0 | 0 | 0 | 0 | 0 | 0 | 0 | 0 | 0 | 0 | 0 | 0 | 0 | 0 | 0 | 0 | 0 | 0 | 0 | 0 | 0 | 0 | 0 | 0 | 0 | 0 | 0 | 0 | 0
F5_Commercial_School_New_Food Preparation_Electric_Fryer_E5 | F5 | Commercial | School | New | Food Preparation | Electric | Fryer | E5 | RIM BC Ratio | 0 | 0 | 0 | 0 | 0 | 0 | 0 | 0 | 0 | 0 | 0 | 0 | 0 | 0 | 0 | 0 | 0 | 0 | 0 | 0 | 0 | 0 | 0 | 0 | 0 | 0 | 0 | 0 | 0 | 0
F5_Commercial_School_New_Food Preparation_Electric_Fryer_E6 | F5 | Commercial | School | New | Food Preparation | Electric | Fryer | E6 | RIM BC Ratio | 0 | 0 | 0 | 0 | 0 | 0 | 0 | 0 | 0 | 0 | 0 | 0 | 0 | 0 | 0 | 0 | 0 | 0 | 0 | 0 | 0 | 0 | 0 | 0 | 0 | 0 | 0 | 0 | 0 | 0
F5_Commercial_School_New_Food Preparation_Electric_Fryer_E7 | F5 | Commercial | School | New | Food Preparation | Electric | Fryer | E7 | RIM BC Ratio | 0 | 0 | 0 | 0 | 0 | 0 | 0 | 0 | 0 | 0 | 0 | 0 | 0 | 0 | 0 | 0 | 0 | 0 | 0 | 0 | 0 | 0 | 0 | 0 | 0 | 0 | 0 | 0 | 0 | 0
F5_Commercial_School_New_Food Preparation_Electric_Fryer_E8 | F5 | Commercial | School | New | Food Preparation | Electric | Fryer | E8 | RIM BC Ratio | 0 | 0 | 0 | 0 | 0 | 0 | 0 | 0 | 0 | 0 | 0 | 0 | 0 | 0 | 0 | 0 | 0 | 0 | 0 | 0 | 0 | 0 | 0 | 0 | 0 | 0 | 0 | 0 | 0 | 0
F5_Commercial_School_New_Food Preparation_Electric_Fryer_E9 | F5 | Commercial | School | New | Food Preparation | Electric | Fryer | E9 | RIM BC Ratio | 0 | 0 | 0 | 0 | 0 | 0 | 0 | 0 | 0 | 0 | 0 | 0 | 0 | 0 | 0 | 0 | 0 | 0 | 0 | 0 | 0 | 0 | 0 | 0 | 0 | 0 | 0 | 0 | 0 | 0
F5_Commercial_School_New_Food Preparation_Electric_Fryer_E10 | F5 | Commercial | School | New | Food Preparation | Electric | Fryer | E10 | RIM BC Ratio | 0 | 0 | 0 | 0 | 0 | 0 | 0 | 0 | 0 | 0 | 0 | 0 | 0 | 0 | 0 | 0 | 0 | 0 | 0 | 0 | 0 | 0 | 0 | 0 | 0 | 0 | 0 | 0 | 0 | 0
F0_Commercial_School_New_Food Preparation_Electric_Dishwasher_E0 | F0 | Commercial | School | New | Food Preparation | Electric | Dishwasher | E0 | Economic Unit | 0 | 0 | 0 | 0 | 0 | 0 | 0 | 0 | 0 | 0 | 0 | 0 | 0 | 0 | 0 | 0 | 0 | 0 | 0 | 0 | 0 | 0 | 0 | 0 | 0 | 0 | 0 | 0 | 0 | 0
F1_Commercial_School_New_Food Preparation_Electric_Dishwasher_E1 | F1 | Commercial | School | New | Food Preparation | Electric | Dishwasher | E1 | CCE | 0 | 0 | 0 | 0 | 0 | 0 | 0 | 0 | 0 | 0 | 0 | 0 | 0 | 0 | 0 | 0 | 0 | 0 | 0 | 0 | 0 | 0 | 0 | 0 | 0 | 0 | 0 | 0 | 0 | 0
F1_Commercial_School_New_Food Preparation_Electric_Dishwasher_E2 | F1 | Commercial | School | New | Food Preparation | Electric | Dishwasher | E2 | CCE | 0 | 0 | 0 | 0 | 0 | 0 | 0 | 0 | 0 | 0 | 0 | 0 | 0 | 0 | 0 | 0 | 0 | 0 | 0 | 0 | 0 | 0 | 0 | 0 | 0 | 0 | 0 | 0 | 0 | 0
F1_Commercial_School_New_Food Preparation_Electric_Dishwasher_E3 | F1 | Commercial | School | New | Food Preparation | Electric | Dishwasher | E3 | CCE | 0 | 0 | 0 | 0 | 0 | 0 | 0 | 0 | 0 | 0 | 0 | 0 | 0 | 0 | 0 | 0 | 0 | 0 | 0 | 0 | 0 | 0 | 0 | 0 | 0 | 0 | 0 | 0 | 0 | 0
F1_Commercial_School_New_Food Preparation_Electric_Dishwasher_E4 | F1 | Commercial | School | New | Food Preparation | Electric | Dishwasher | E4 | CCE | 0 | 0 | 0 | 0 | 0 | 0 | 0 | 0 | 0 | 0 | 0 | 0 | 0 | 0 | 0 | 0 | 0 | 0 | 0 | 0 | 0 | 0 | 0 | 0 | 0 | 0 | 0 | 0 | 0 | 0
F1_Commercial_School_New_Food Preparation_Electric_Dishwasher_E5 | F1 | Commercial | School | New | Food Preparation | Electric | Dishwasher | E5 | CCE | 0 | 0 | 0 | 0 | 0 | 0 | 0 | 0 | 0 | 0 | 0 | 0 | 0 | 0 | 0 | 0 | 0 | 0 | 0 | 0 | 0 | 0 | 0 | 0 | 0 | 0 | 0 | 0 | 0 | 0
F1_Commercial_School_New_Food Preparation_Electric_Dishwasher_E6 | F1 | Commercial | School | New | Food Preparation | Electric | Dishwasher | E6 | CCE | 0 | 0 | 0 | 0 | 0 | 0 | 0 | 0 | 0 | 0 | 0 | 0 | 0 | 0 | 0 | 0 | 0 | 0 | 0 | 0 | 0 | 0 | 0 | 0 | 0 | 0 | 0 | 0 | 0 | 0
F1_Commercial_School_New_Food Preparation_Electric_Dishwasher_E7 | F1 | Commercial | School | New | Food Preparation | Electric | Dishwasher | E7 | CCE | 0 | 0 | 0 | 0 | 0 | 0 | 0 | 0 | 0 | 0 | 0 | 0 | 0 | 0 | 0 | 0 | 0 | 0 | 0 | 0 | 0 | 0 | 0 | 0 | 0 | 0 | 0 | 0 | 0 | 0
F1_Commercial_School_New_Food Preparation_Electric_Dishwasher_E8 | F1 | Commercial | School | New | Food Preparation | Electric | Dishwasher | E8 | CCE | 0 | 0 | 0 | 0 | 0 | 0 | 0 | 0 | 0 | 0 | 0 | 0 | 0 | 0 | 0 | 0 | 0 | 0 | 0 | 0 | 0 | 0 | 0 | 0 | 0 | 0 | 0 | 0 | 0 | 0
F1_Commercial_School_New_Food Preparation_Electric_Dishwasher_E9 | F1 | Commercial | School | New | Food Preparation | Electric | Dishwasher | E9 | CCE | 0 | 0 | 0 | 0 | 0 | 0 | 0 | 0 | 0 | 0 | 0 | 0 | 0 | 0 | 0 | 0 | 0 | 0 | 0 | 0 | 0 | 0 | 0 | 0 | 0 | 0 | 0 | 0 | 0 | 0
F1_Commercial_School_New_Food Preparation_Electric_Dishwasher_E10 | F1 | Commercial | School | New | Food Preparation | Electric | Dishwasher | E10 | CCE | 0 | 0 | 0 | 0 | 0 | 0 | 0 | 0 | 0 | 0 | 0 | 0 | 0 | 0 | 0 | 0 | 0 | 0 | 0 | 0 | 0 | 0 | 0 | 0 | 0 | 0 | 0 | 0 | 0 | 0
F2_Commercial_School_New_Food Preparation_Electric_Dishwasher_E1 | F2 | Commercial | School | New | Food Preparation | Electric | Dishwasher | E1 | TRC BC Ratio | 0 | 0 | 0 | 0 | 0 | 0 | 0 | 0 | 0 | 0 | 0 | 0 | 0 | 0 | 0 | 0 | 0 | 0 | 0 | 0 | 0 | 0 | 0 | 0 | 0 | 0 | 0 | 0 | 0 | 0
F2_Commercial_School_New_Food Preparation_Electric_Dishwasher_E2 | F2 | Commercial | School | New | Food Preparation | Electric | Dishwasher | E2 | TRC BC Ratio | 0 | 0 | 0 | 0 | 0 | 0 | 0 | 0 | 0 | 0 | 0 | 0 | 0 | 0 | 0 | 0 | 0 | 0 | 0 | 0 | 0 | 0 | 0 | 0 | 0 | 0 | 0 | 0 | 0 | 0
F2_Commercial_School_New_Food Preparation_Electric_Dishwasher_E3 | F2 | Commercial | School | New | Food Preparation | Electric | Dishwasher | E3 | TRC BC Ratio | 0 | 0 | 0 | 0 | 0 | 0 | 0 | 0 | 0 | 0 | 0 | 0 | 0 | 0 | 0 | 0 | 0 | 0 | 0 | 0 | 0 | 0 | 0 | 0 | 0 | 0 | 0 | 0 | 0 | 0
F2_Commercial_School_New_Food Preparation_Electric_Dishwasher_E4 | F2 | Commercial | School | New | Food Preparation | Electric | Dishwasher | E4 | TRC BC Ratio | 0 | 0 | 0 | 0 | 0 | 0 | 0 | 0 | 0 | 0 | 0 | 0 | 0 | 0 | 0 | 0 | 0 | 0 | 0 | 0 | 0 | 0 | 0 | 0 | 0 | 0 | 0 | 0 | 0 | 0
F2_Commercial_School_New_Food Preparation_Electric_Dishwasher_E5 | F2 | Commercial | School | New | Food Preparation | Electric | Dishwasher | E5 | TRC BC Ratio | 0 | 0 | 0 | 0 | 0 | 0 | 0 | 0 | 0 | 0 | 0 | 0 | 0 | 0 | 0 | 0 | 0 | 0 | 0 | 0 | 0 | 0 | 0 | 0 | 0 | 0 | 0 | 0 | 0 | 0
F2_Commercial_School_New_Food Preparation_Electric_Dishwasher_E6 | F2 | Commercial | School | New | Food Preparation | Electric | Dishwasher | E6 | TRC BC Ratio | 0 | 0 | 0 | 0 | 0 | 0 | 0 | 0 | 0 | 0 | 0 | 0 | 0 | 0 | 0 | 0 | 0 | 0 | 0 | 0 | 0 | 0 | 0 | 0 | 0 | 0 | 0 | 0 | 0 | 0
F2_Commercial_School_New_Food Preparation_Electric_Dishwasher_E7 | F2 | Commercial | School | New | Food Preparation | Electric | Dishwasher | E7 | TRC BC Ratio | 0 | 0 | 0 | 0 | 0 | 0 | 0 | 0 | 0 | 0 | 0 | 0 | 0 | 0 | 0 | 0 | 0 | 0 | 0 | 0 | 0 | 0 | 0 | 0 | 0 | 0 | 0 | 0 | 0 | 0
F2_Commercial_School_New_Food Preparation_Electric_Dishwasher_E8 | F2 | Commercial | School | New | Food Preparation | Electric | Dishwasher | E8 | TRC BC Ratio | 0 | 0 | 0 | 0 | 0 | 0 | 0 | 0 | 0 | 0 | 0 | 0 | 0 | 0 | 0 | 0 | 0 | 0 | 0 | 0 | 0 | 0 | 0 | 0 | 0 | 0 | 0 | 0 | 0 | 0
F2_Commercial_School_New_Food Preparation_Electric_Dishwasher_E9 | F2 | Commercial | School | New | Food Preparation | Electric | Dishwasher | E9 | TRC BC Ratio | 0 | 0 | 0 | 0 | 0 | 0 | 0 | 0 | 0 | 0 | 0 | 0 | 0 | 0 | 0 | 0 | 0 | 0 | 0 | 0 | 0 | 0 | 0 | 0 | 0 | 0 | 0 | 0 | 0 | 0
F2_Commercial_School_New_Food Preparation_Electric_Dishwasher_E10 | F2 | Commercial | School | New | Food Preparation | Electric | Dishwasher | E10 | TRC BC Ratio | 0 | 0 | 0 | 0 | 0 | 0 | 0 | 0 | 0 | 0 | 0 | 0 | 0 | 0 | 0 | 0 | 0 | 0 | 0 | 0 | 0 | 0 | 0 | 0 | 0 | 0 | 0 | 0 | 0 | 0
F3_Commercial_School_New_Food Preparation_Electric_Dishwasher_E1 | F3 | Commercial | School | New | Food Preparation | Electric | Dishwasher | E1 | PACT BC Ratio | 0 | 0 | 0 | 0 | 0 | 0 | 0 | 0 | 0 | 0 | 0 | 0 | 0 | 0 | 0 | 0 | 0 | 0 | 0 | 0 | 0 | 0 | 0 | 0 | 0 | 0 | 0 | 0 | 0 | 0
F3_Commercial_School_New_Food Preparation_Electric_Dishwasher_E2 | F3 | Commercial | School | New | Food Preparation | Electric | Dishwasher | E2 | PACT BC Ratio | 0 | 0 | 0 | 0 | 0 | 0 | 0 | 0 | 0 | 0 | 0 | 0 | 0 | 0 | 0 | 0 | 0 | 0 | 0 | 0 | 0 | 0 | 0 | 0 | 0 | 0 | 0 | 0 | 0 | 0
F3_Commercial_School_New_Food Preparation_Electric_Dishwasher_E3 | F3 | Commercial | School | New | Food Preparation | Electric | Dishwasher | E3 | PACT BC Ratio | 0 | 0 | 0 | 0 | 0 | 0 | 0 | 0 | 0 | 0 | 0 | 0 | 0 | 0 | 0 | 0 | 0 | 0 | 0 | 0 | 0 | 0 | 0 | 0 | 0 | 0 | 0 | 0 | 0 | 0
F3_Commercial_School_New_Food Preparation_Electric_Dishwasher_E4 | F3 | Commercial | School | New | Food Preparation | Electric | Dishwasher | E4 | PACT BC Ratio | 0 | 0 | 0 | 0 | 0 | 0 | 0 | 0 | 0 | 0 | 0 | 0 | 0 | 0 | 0 | 0 | 0 | 0 | 0 | 0 | 0 | 0 | 0 | 0 | 0 | 0 | 0 | 0 | 0 | 0
F3_Commercial_School_New_Food Preparation_Electric_Dishwasher_E5 | F3 | Commercial | School | New | Food Preparation | Electric | Dishwasher | E5 | PACT BC Ratio | 0 | 0 | 0 | 0 | 0 | 0 | 0 | 0 | 0 | 0 | 0 | 0 | 0 | 0 | 0 | 0 | 0 | 0 | 0 | 0 | 0 | 0 | 0 | 0 | 0 | 0 | 0 | 0 | 0 | 0
F3_Commercial_School_New_Food Preparation_Electric_Dishwasher_E6 | F3 | Commercial | School | New | Food Preparation | Electric | Dishwasher | E6 | PACT BC Ratio | 0 | 0 | 0 | 0 | 0 | 0 | 0 | 0 | 0 | 0 | 0 | 0 | 0 | 0 | 0 | 0 | 0 | 0 | 0 | 0 | 0 | 0 | 0 | 0 | 0 | 0 | 0 | 0 | 0 | 0
F3_Commercial_School_New_Food Preparation_Electric_Dishwasher_E7 | F3 | Commercial | School | New | Food Preparation | Electric | Dishwasher | E7 | PACT BC Ratio | 0 | 0 | 0 | 0 | 0 | 0 | 0 | 0 | 0 | 0 | 0 | 0 | 0 | 0 | 0 | 0 | 0 | 0 | 0 | 0 | 0 | 0 | 0 | 0 | 0 | 0 | 0 | 0 | 0 | 0
F3_Commercial_School_New_Food Preparation_Electric_Dishwasher_E8 | F3 | Commercial | School | New | Food Preparation | Electric | Dishwasher | E8 | PACT BC Ratio | 0 | 0 | 0 | 0 | 0 | 0 | 0 | 0 | 0 | 0 | 0 | 0 | 0 | 0 | 0 | 0 | 0 | 0 | 0 | 0 | 0 | 0 | 0 | 0 | 0 | 0 | 0 | 0 | 0 | 0
F3_Commercial_School_New_Food Preparation_Electric_Dishwasher_E9 | F3 | Commercial | School | New | Food Preparation | Electric | Dishwasher | E9 | PACT BC Ratio | 0 | 0 | 0 | 0 | 0 | 0 | 0 | 0 | 0 | 0 | 0 | 0 | 0 | 0 | 0 | 0 | 0 | 0 | 0 | 0 | 0 | 0 | 0 | 0 | 0 | 0 | 0 | 0 | 0 | 0
F3_Commercial_School_New_Food Preparation_Electric_Dishwasher_E10 | F3 | Commercial | School | New | Food Preparation | Electric | Dishwasher | E10 | PACT BC Ratio | 0 | 0 | 0 | 0 | 0 | 0 | 0 | 0 | 0 | 0 | 0 | 0 | 0 | 0 | 0 | 0 | 0 | 0 | 0 | 0 | 0 | 0 | 0 | 0 | 0 | 0 | 0 | 0 | 0 | 0
F4_Commercial_School_New_Food Preparation_Electric_Dishwasher_E1 | F4 | Commercial | School | New | Food Preparation | Electric | Dishwasher | E1 | RVT BC Ratio | 0 | 0 | 0 | 0 | 0 | 0 | 0 | 0 | 0 | 0 | 0 | 0 | 0 | 0 | 0 | 0 | 0 | 0 | 0 | 0 | 0 | 0 | 0 | 0 | 0 | 0 | 0 | 0 | 0 | 0
F4_Commercial_School_New_Food Preparation_Electric_Dishwasher_E2 | F4 | Commercial | School | New | Food Preparation | Electric | Dishwasher | E2 | RVT BC Ratio | 0 | 0 | 0 | 0 | 0 | 0 | 0 | 0 | 0 | 0 | 0 | 0 | 0 | 0 | 0 | 0 | 0 | 0 | 0 | 0 | 0 | 0 | 0 | 0 | 0 | 0 | 0 | 0 | 0 | 0
F4_Commercial_School_New_Food Preparation_Electric_Dishwasher_E3 | F4 | Commercial | School | New | Food Preparation | Electric | Dishwasher | E3 | RVT BC Ratio | 0 | 0 | 0 | 0 | 0 | 0 | 0 | 0 | 0 | 0 | 0 | 0 | 0 | 0 | 0 | 0 | 0 | 0 | 0 | 0 | 0 | 0 | 0 | 0 | 0 | 0 | 0 | 0 | 0 | 0
F4_Commercial_School_New_Food Preparation_Electric_Dishwasher_E4 | F4 | Commercial | School | New | Food Preparation | Electric | Dishwasher | E4 | RVT BC Ratio | 0 | 0 | 0 | 0 | 0 | 0 | 0 | 0 | 0 | 0 | 0 | 0 | 0 | 0 | 0 | 0 | 0 | 0 | 0 | 0 | 0 | 0 | 0 | 0 | 0 | 0 | 0 | 0 | 0 | 0
F4_Commercial_School_New_Food Preparation_Electric_Dishwasher_E5 | F4 | Commercial | School | New | Food Preparation | Electric | Dishwasher | E5 | RVT BC Ratio | 0 | 0 | 0 | 0 | 0 | 0 | 0 | 0 | 0 | 0 | 0 | 0 | 0 | 0 | 0 | 0 | 0 | 0 | 0 | 0 | 0 | 0 | 0 | 0 | 0 | 0 | 0 | 0 | 0 | 0
F4_Commercial_School_New_Food Preparation_Electric_Dishwasher_E6 | F4 | Commercial | School | New | Food Preparation | Electric | Dishwasher | E6 | RVT BC Ratio | 0 | 0 | 0 | 0 | 0 | 0 | 0 | 0 | 0 | 0 | 0 | 0 | 0 | 0 | 0 | 0 | 0 | 0 | 0 | 0 | 0 | 0 | 0 | 0 | 0 | 0 | 0 | 0 | 0 | 0
F4_Commercial_School_New_Food Preparation_Electric_Dishwasher_E7 | F4 | Commercial | School | New | Food Preparation | Electric | Dishwasher | E7 | RVT BC Ratio | 0 | 0 | 0 | 0 | 0 | 0 | 0 | 0 | 0 | 0 | 0 | 0 | 0 | 0 | 0 | 0 | 0 | 0 | 0 | 0 | 0 | 0 | 0 | 0 | 0 | 0 | 0 | 0 | 0 | 0
F4_Commercial_School_New_Food Preparation_Electric_Dishwasher_E8 | F4 | Commercial | School | New | Food Preparation | Electric | Dishwasher | E8 | RVT BC Ratio | 0 | 0 | 0 | 0 | 0 | 0 | 0 | 0 | 0 | 0 | 0 | 0 | 0 | 0 | 0 | 0 | 0 | 0 | 0 | 0 | 0 | 0 | 0 | 0 | 0 | 0 | 0 | 0 | 0 | 0
F4_Commercial_School_New_Food Preparation_Electric_Dishwasher_E9 | F4 | Commercial | School | New | Food Preparation | Electric | Dishwasher | E9 | RVT BC Ratio | 0 | 0 | 0 | 0 | 0 | 0 | 0 | 0 | 0 | 0 | 0 | 0 | 0 | 0 | 0 | 0 | 0 | 0 | 0 | 0 | 0 | 0 | 0 | 0 | 0 | 0 | 0 | 0 | 0 | 0
F4_Commercial_School_New_Food Preparation_Electric_Dishwasher_E10 | F4 | Commercial | School | New | Food Preparation | Electric | Dishwasher | E10 | RVT BC Ratio | 0 | 0 | 0 | 0 | 0 | 0 | 0 | 0 | 0 | 0 | 0 | 0 | 0 | 0 | 0 | 0 | 0 | 0 | 0 | 0 | 0 | 0 | 0 | 0 | 0 | 0 | 0 | 0 | 0 | 0
F5_Commercial_School_New_Food Preparation_Electric_Dishwasher_E1 | F5 | Commercial | School | New | Food Preparation | Electric | Dishwasher | E1 | RIM BC Ratio | 0 | 0 | 0 | 0 | 0 | 0 | 0 | 0 | 0 | 0 | 0 | 0 | 0 | 0 | 0 | 0 | 0 | 0 | 0 | 0 | 0 | 0 | 0 | 0 | 0 | 0 | 0 | 0 | 0 | 0
F5_Commercial_School_New_Food Preparation_Electric_Dishwasher_E2 | F5 | Commercial | School | New | Food Preparation | Electric | Dishwasher | E2 | RIM BC Ratio | 0 | 0 | 0 | 0 | 0 | 0 | 0 | 0 | 0 | 0 | 0 | 0 | 0 | 0 | 0 | 0 | 0 | 0 | 0 | 0 | 0 | 0 | 0 | 0 | 0 | 0 | 0 | 0 | 0 | 0
F5_Commercial_School_New_Food Preparation_Electric_Dishwasher_E3 | F5 | Commercial | School | New | Food Preparation | Electric | Dishwasher | E3 | RIM BC Ratio | 0 | 0 | 0 | 0 | 0 | 0 | 0 | 0 | 0 | 0 | 0 | 0 | 0 | 0 | 0 | 0 | 0 | 0 | 0 | 0 | 0 | 0 | 0 | 0 | 0 | 0 | 0 | 0 | 0 | 0
F5_Commercial_School_New_Food Preparation_Electric_Dishwasher_E4 | F5 | Commercial | School | New | Food Preparation | Electric | Dishwasher | E4 | RIM BC Ratio | 0 | 0 | 0 | 0 | 0 | 0 | 0 | 0 | 0 | 0 | 0 | 0 | 0 | 0 | 0 | 0 | 0 | 0 | 0 | 0 | 0 | 0 | 0 | 0 | 0 | 0 | 0 | 0 | 0 | 0
F5_Commercial_School_New_Food Preparation_Electric_Dishwasher_E5 | F5 | Commercial | School | New | Food Preparation | Electric | Dishwasher | E5 | RIM BC Ratio | 0 | 0 | 0 | 0 | 0 | 0 | 0 | 0 | 0 | 0 | 0 | 0 | 0 | 0 | 0 | 0 | 0 | 0 | 0 | 0 | 0 | 0 | 0 | 0 | 0 | 0 | 0 | 0 | 0 | 0
F5_Commercial_School_New_Food Preparation_Electric_Dishwasher_E6 | F5 | Commercial | School | New | Food Preparation | Electric | Dishwasher | E6 | RIM BC Ratio | 0 | 0 | 0 | 0 | 0 | 0 | 0 | 0 | 0 | 0 | 0 | 0 | 0 | 0 | 0 | 0 | 0 | 0 | 0 | 0 | 0 | 0 | 0 | 0 | 0 | 0 | 0 | 0 | 0 | 0
F5_Commercial_School_New_Food Preparation_Electric_Dishwasher_E7 | F5 | Commercial | School | New | Food Preparation | Electric | Dishwasher | E7 | RIM BC Ratio | 0 | 0 | 0 | 0 | 0 | 0 | 0 | 0 | 0 | 0 | 0 | 0 | 0 | 0 | 0 | 0 | 0 | 0 | 0 | 0 | 0 | 0 | 0 | 0 | 0 | 0 | 0 | 0 | 0 | 0
F5_Commercial_School_New_Food Preparation_Electric_Dishwasher_E8 | F5 | Commercial | School | New | Food Preparation | Electric | Dishwasher | E8 | RIM BC Ratio | 0 | 0 | 0 | 0 | 0 | 0 | 0 | 0 | 0 | 0 | 0 | 0 | 0 | 0 | 0 | 0 | 0 | 0 | 0 | 0 | 0 | 0 | 0 | 0 | 0 | 0 | 0 | 0 | 0 | 0
F5_Commercial_School_New_Food Preparation_Electric_Dishwasher_E9 | F5 | Commercial | School | New | Food Preparation | Electric | Dishwasher | E9 | RIM BC Ratio | 0 | 0 | 0 | 0 | 0 | 0 | 0 | 0 | 0 | 0 | 0 | 0 | 0 | 0 | 0 | 0 | 0 | 0 | 0 | 0 | 0 | 0 | 0 | 0 | 0 | 0 | 0 | 0 | 0 | 0
F5_Commercial_School_New_Food Preparation_Electric_Dishwasher_E10 | F5 | Commercial | School | New | Food Preparation | Electric | Dishwasher | E10 | RIM BC Ratio | 0 | 0 | 0 | 0 | 0 | 0 | 0 | 0 | 0 | 0 | 0 | 0 | 0 | 0 | 0 | 0 | 0 | 0 | 0 | 0 | 0 | 0 | 0 | 0 | 0 | 0 | 0 | 0 | 0 | 0
F0_Commercial_School_New_Food Preparation_Electric_Hot Food Container_E0 | F0 | Commercial | School | New | Food Preparation | Electric | Hot Food Container | E0 | Economic Unit | 0 | 0 | 0 | 0 | 0 | 0 | 0 | 0 | 0 | 0 | 0 | 0 | 0 | 0 | 0 | 0 | 0 | 0 | 0 | 0 | 0 | 0 | 0 | 0 | 0 | 0 | 0 | 0 | 0 | 0
F1_Commercial_School_New_Food Preparation_Electric_Hot Food Container_E1 | F1 | Commercial | School | New | Food Preparation | Electric | Hot Food Container | E1 | CCE | 0 | 0 | 0 | 0 | 0 | 0 | 0 | 0 | 0 | 0 | 0 | 0 | 0 | 0 | 0 | 0 | 0 | 0 | 0 | 0 | 0 | 0 | 0 | 0 | 0 | 0 | 0 | 0 | 0 | 0
F1_Commercial_School_New_Food Preparation_Electric_Hot Food Container_E2 | F1 | Commercial | School | New | Food Preparation | Electric | Hot Food Container | E2 | CCE | 0 | 0 | 0 | 0 | 0 | 0 | 0 | 0 | 0 | 0 | 0 | 0 | 0 | 0 | 0 | 0 | 0 | 0 | 0 | 0 | 0 | 0 | 0 | 0 | 0 | 0 | 0 | 0 | 0 | 0
F1_Commercial_School_New_Food Preparation_Electric_Hot Food Container_E3 | F1 | Commercial | School | New | Food Preparation | Electric | Hot Food Container | E3 | CCE | 0 | 0 | 0 | 0 | 0 | 0 | 0 | 0 | 0 | 0 | 0 | 0 | 0 | 0 | 0 | 0 | 0 | 0 | 0 | 0 | 0 | 0 | 0 | 0 | 0 | 0 | 0 | 0 | 0 | 0
F1_Commercial_School_New_Food Preparation_Electric_Hot Food Container_E4 | F1 | Commercial | School | New | Food Preparation | Electric | Hot Food Container | E4 | CCE | 0 | 0 | 0 | 0 | 0 | 0 | 0 | 0 | 0 | 0 | 0 | 0 | 0 | 0 | 0 | 0 | 0 | 0 | 0 | 0 | 0 | 0 | 0 | 0 | 0 | 0 | 0 | 0 | 0 | 0
F1_Commercial_School_New_Food Preparation_Electric_Hot Food Container_E5 | F1 | Commercial | School | New | Food Preparation | Electric | Hot Food Container | E5 | CCE | 0 | 0 | 0 | 0 | 0 | 0 | 0 | 0 | 0 | 0 | 0 | 0 | 0 | 0 | 0 | 0 | 0 | 0 | 0 | 0 | 0 | 0 | 0 | 0 | 0 | 0 | 0 | 0 | 0 | 0
F1_Commercial_School_New_Food Preparation_Electric_Hot Food Container_E6 | F1 | Commercial | School | New | Food Preparation | Electric | Hot Food Container | E6 | CCE | 0 | 0 | 0 | 0 | 0 | 0 | 0 | 0 | 0 | 0 | 0 | 0 | 0 | 0 | 0 | 0 | 0 | 0 | 0 | 0 | 0 | 0 | 0 | 0 | 0 | 0 | 0 | 0 | 0 | 0
F1_Commercial_School_New_Food Preparation_Electric_Hot Food Container_E7 | F1 | Commercial | School | New | Food Preparation | Electric | Hot Food Container | E7 | CCE | 0 | 0 | 0 | 0 | 0 | 0 | 0 | 0 | 0 | 0 | 0 | 0 | 0 | 0 | 0 | 0 | 0 | 0 | 0 | 0 | 0 | 0 | 0 | 0 | 0 | 0 | 0 | 0 | 0 | 0
F1_Commercial_School_New_Food Preparation_Electric_Hot Food Container_E8 | F1 | Commercial | School | New | Food Preparation | Electric | Hot Food Container | E8 | CCE | 0 | 0 | 0 | 0 | 0 | 0 | 0 | 0 | 0 | 0 | 0 | 0 | 0 | 0 | 0 | 0 | 0 | 0 | 0 | 0 | 0 | 0 | 0 | 0 | 0 | 0 | 0 | 0 | 0 | 0
F1_Commercial_School_New_Food Preparation_Electric_Hot Food Container_E9 | F1 | Commercial | School | New | Food Preparation | Electric | Hot Food Container | E9 | CCE | 0 | 0 | 0 | 0 | 0 | 0 | 0 | 0 | 0 | 0 | 0 | 0 | 0 | 0 | 0 | 0 | 0 | 0 | 0 | 0 | 0 | 0 | 0 | 0 | 0 | 0 | 0 | 0 | 0 | 0
F1_Commercial_School_New_Food Preparation_Electric_Hot Food Container_E10 | F1 | Commercial | School | New | Food Preparation | Electric | Hot Food Container | E10 | CCE | 0 | 0 | 0 | 0 | 0 | 0 | 0 | 0 | 0 | 0 | 0 | 0 | 0 | 0 | 0 | 0 | 0 | 0 | 0 | 0 | 0 | 0 | 0 | 0 | 0 | 0 | 0 | 0 | 0 | 0
F2_Commercial_School_New_Food Preparation_Electric_Hot Food Container_E1 | F2 | Commercial | School | New | Food Preparation | Electric | Hot Food Container | E1 | TRC BC Ratio | 0 | 0 | 0 | 0 | 0 | 0 | 0 | 0 | 0 | 0 | 0 | 0 | 0 | 0 | 0 | 0 | 0 | 0 | 0 | 0 | 0 | 0 | 0 | 0 | 0 | 0 | 0 | 0 | 0 | 0
F2_Commercial_School_New_Food Preparation_Electric_Hot Food Container_E2 | F2 | Commercial | School | New | Food Preparation | Electric | Hot Food Container | E2 | TRC BC Ratio | 0 | 0 | 0 | 0 | 0 | 0 | 0 | 0 | 0 | 0 | 0 | 0 | 0 | 0 | 0 | 0 | 0 | 0 | 0 | 0 | 0 | 0 | 0 | 0 | 0 | 0 | 0 | 0 | 0 | 0
F2_Commercial_School_New_Food Preparation_Electric_Hot Food Container_E3 | F2 | Commercial | School | New | Food Preparation | Electric | Hot Food Container | E3 | TRC BC Ratio | 0 | 0 | 0 | 0 | 0 | 0 | 0 | 0 | 0 | 0 | 0 | 0 | 0 | 0 | 0 | 0 | 0 | 0 | 0 | 0 | 0 | 0 | 0 | 0 | 0 | 0 | 0 | 0 | 0 | 0
F2_Commercial_School_New_Food Preparation_Electric_Hot Food Container_E4 | F2 | Commercial | School | New | Food Preparation | Electric | Hot Food Container | E4 | TRC BC Ratio | 0 | 0 | 0 | 0 | 0 | 0 | 0 | 0 | 0 | 0 | 0 | 0 | 0 | 0 | 0 | 0 | 0 | 0 | 0 | 0 | 0 | 0 | 0 | 0 | 0 | 0 | 0 | 0 | 0 | 0
F2_Commercial_School_New_Food Preparation_Electric_Hot Food Container_E5 | F2 | Commercial | School | New | Food Preparation | Electric | Hot Food Container | E5 | TRC BC Ratio | 0 | 0 | 0 | 0 | 0 | 0 | 0 | 0 | 0 | 0 | 0 | 0 | 0 | 0 | 0 | 0 | 0 | 0 | 0 | 0 | 0 | 0 | 0 | 0 | 0 | 0 | 0 | 0 | 0 | 0
F2_Commercial_School_New_Food Preparation_Electric_Hot Food Container_E6 | F2 | Commercial | School | New | Food Preparation | Electric | Hot Food Container | E6 | TRC BC Ratio | 0 | 0 | 0 | 0 | 0 | 0 | 0 | 0 | 0 | 0 | 0 | 0 | 0 | 0 | 0 | 0 | 0 | 0 | 0 | 0 | 0 | 0 | 0 | 0 | 0 | 0 | 0 | 0 | 0 | 0
F2_Commercial_School_New_Food Preparation_Electric_Hot Food Container_E7 | F2 | Commercial | School | New | Food Preparation | Electric | Hot Food Container | E7 | TRC BC Ratio | 0 | 0 | 0 | 0 | 0 | 0 | 0 | 0 | 0 | 0 | 0 | 0 | 0 | 0 | 0 | 0 | 0 | 0 | 0 | 0 | 0 | 0 | 0 | 0 | 0 | 0 | 0 | 0 | 0 | 0
F2_Commercial_School_New_Food Preparation_Electric_Hot Food Container_E8 | F2 | Commercial | School | New | Food Preparation | Electric | Hot Food Container | E8 | TRC BC Ratio | 0 | 0 | 0 | 0 | 0 | 0 | 0 | 0 | 0 | 0 | 0 | 0 | 0 | 0 | 0 | 0 | 0 | 0 | 0 | 0 | 0 | 0 | 0 | 0 | 0 | 0 | 0 | 0 | 0 | 0
F2_Commercial_School_New_Food Preparation_Electric_Hot Food Container_E9 | F2 | Commercial | School | New | Food Preparation | Electric | Hot Food Container | E9 | TRC BC Ratio | 0 | 0 | 0 | 0 | 0 | 0 | 0 | 0 | 0 | 0 | 0 | 0 | 0 | 0 | 0 | 0 | 0 | 0 | 0 | 0 | 0 | 0 | 0 | 0 | 0 | 0 | 0 | 0 | 0 | 0
F2_Commercial_School_New_Food Preparation_Electric_Hot Food Container_E10 | F2 | Commercial | School | New | Food Preparation | Electric | Hot Food Container | E10 | TRC BC Ratio | 0 | 0 | 0 | 0 | 0 | 0 | 0 | 0 | 0 | 0 | 0 | 0 | 0 | 0 | 0 | 0 | 0 | 0 | 0 | 0 | 0 | 0 | 0 | 0 | 0 | 0 | 0 | 0 | 0 | 0
F3_Commercial_School_New_Food Preparation_Electric_Hot Food Container_E1 | F3 | Commercial | School | New | Food Preparation | Electric | Hot Food Container | E1 | PACT BC Ratio | 0 | 0 | 0 | 0 | 0 | 0 | 0 | 0 | 0 | 0 | 0 | 0 | 0 | 0 | 0 | 0 | 0 | 0 | 0 | 0 | 0 | 0 | 0 | 0 | 0 | 0 | 0 | 0 | 0 | 0
F3_Commercial_School_New_Food Preparation_Electric_Hot Food Container_E2 | F3 | Commercial | School | New | Food Preparation | Electric | Hot Food Container | E2 | PACT BC Ratio | 0 | 0 | 0 | 0 | 0 | 0 | 0 | 0 | 0 | 0 | 0 | 0 | 0 | 0 | 0 | 0 | 0 | 0 | 0 | 0 | 0 | 0 | 0 | 0 | 0 | 0 | 0 | 0 | 0 | 0
F3_Commercial_School_New_Food Preparation_Electric_Hot Food Container_E3 | F3 | Commercial | School | New | Food Preparation | Electric | Hot Food Container | E3 | PACT BC Ratio | 0 | 0 | 0 | 0 | 0 | 0 | 0 | 0 | 0 | 0 | 0 | 0 | 0 | 0 | 0 | 0 | 0 | 0 | 0 | 0 | 0 | 0 | 0 | 0 | 0 | 0 | 0 | 0 | 0 | 0
F3_Commercial_School_New_Food Preparation_Electric_Hot Food Container_E4 | F3 | Commercial | School | New | Food Preparation | Electric | Hot Food Container | E4 | PACT BC Ratio | 0 | 0 | 0 | 0 | 0 | 0 | 0 | 0 | 0 | 0 | 0 | 0 | 0 | 0 | 0 | 0 | 0 | 0 | 0 | 0 | 0 | 0 | 0 | 0 | 0 | 0 | 0 | 0 | 0 | 0
F3_Commercial_School_New_Food Preparation_Electric_Hot Food Container_E5 | F3 | Commercial | School | New | Food Preparation | Electric | Hot Food Container | E5 | PACT BC Ratio | 0 | 0 | 0 | 0 | 0 | 0 | 0 | 0 | 0 | 0 | 0 | 0 | 0 | 0 | 0 | 0 | 0 | 0 | 0 | 0 | 0 | 0 | 0 | 0 | 0 | 0 | 0 | 0 | 0 | 0
F3_Commercial_School_New_Food Preparation_Electric_Hot Food Container_E6 | F3 | Commercial | School | New | Food Preparation | Electric | Hot Food Container | E6 | PACT BC Ratio | 0 | 0 | 0 | 0 | 0 | 0 | 0 | 0 | 0 | 0 | 0 | 0 | 0 | 0 | 0 | 0 | 0 | 0 | 0 | 0 | 0 | 0 | 0 | 0 | 0 | 0 | 0 | 0 | 0 | 0
F3_Commercial_School_New_Food Preparation_Electric_Hot Food Container_E7 | F3 | Commercial | School | New | Food Preparation | Electric | Hot Food Container | E7 | PACT BC Ratio | 0 | 0 | 0 | 0 | 0 | 0 | 0 | 0 | 0 | 0 | 0 | 0 | 0 | 0 | 0 | 0 | 0 | 0 | 0 | 0 | 0 | 0 | 0 | 0 | 0 | 0 | 0 | 0 | 0 | 0
F3_Commercial_School_New_Food Preparation_Electric_Hot Food Container_E8 | F3 | Commercial | School | New | Food Preparation | Electric | Hot Food Container | E8 | PACT BC Ratio | 0 | 0 | 0 | 0 | 0 | 0 | 0 | 0 | 0 | 0 | 0 | 0 | 0 | 0 | 0 | 0 | 0 | 0 | 0 | 0 | 0 | 0 | 0 | 0 | 0 | 0 | 0 | 0 | 0 | 0
F3_Commercial_School_New_Food Preparation_Electric_Hot Food Container_E9 | F3 | Commercial | School | New | Food Preparation | Electric | Hot Food Container | E9 | PACT BC Ratio | 0 | 0 | 0 | 0 | 0 | 0 | 0 | 0 | 0 | 0 | 0 | 0 | 0 | 0 | 0 | 0 | 0 | 0 | 0 | 0 | 0 | 0 | 0 | 0 | 0 | 0 | 0 | 0 | 0 | 0
F3_Commercial_School_New_Food Preparation_Electric_Hot Food Container_E10 | F3 | Commercial | School | New | Food Preparation | Electric | Hot Food Container | E10 | PACT BC Ratio | 0 | 0 | 0 | 0 | 0 | 0 | 0 | 0 | 0 | 0 | 0 | 0 | 0 | 0 | 0 | 0 | 0 | 0 | 0 | 0 | 0 | 0 | 0 | 0 | 0 | 0 | 0 | 0 | 0 | 0
F4_Commercial_School_New_Food Preparation_Electric_Hot Food Container_E1 | F4 | Commercial | School | New | Food Preparation | Electric | Hot Food Container | E1 | RVT BC Ratio | 0 | 0 | 0 | 0 | 0 | 0 | 0 | 0 | 0 | 0 | 0 | 0 | 0 | 0 | 0 | 0 | 0 | 0 | 0 | 0 | 0 | 0 | 0 | 0 | 0 | 0 | 0 | 0 | 0 | 0
F4_Commercial_School_New_Food Preparation_Electric_Hot Food Container_E2 | F4 | Commercial | School | New | Food Preparation | Electric | Hot Food Container | E2 | RVT BC Ratio | 0 | 0 | 0 | 0 | 0 | 0 | 0 | 0 | 0 | 0 | 0 | 0 | 0 | 0 | 0 | 0 | 0 | 0 | 0 | 0 | 0 | 0 | 0 | 0 | 0 | 0 | 0 | 0 | 0 | 0
F4_Commercial_School_New_Food Preparation_Electric_Hot Food Container_E3 | F4 | Commercial | School | New | Food Preparation | Electric | Hot Food Container | E3 | RVT BC Ratio | 0 | 0 | 0 | 0 | 0 | 0 | 0 | 0 | 0 | 0 | 0 | 0 | 0 | 0 | 0 | 0 | 0 | 0 | 0 | 0 | 0 | 0 | 0 | 0 | 0 | 0 | 0 | 0 | 0 | 0
F4_Commercial_School_New_Food Preparation_Electric_Hot Food Container_E4 | F4 | Commercial | School | New | Food Preparation | Electric | Hot Food Container | E4 | RVT BC Ratio | 0 | 0 | 0 | 0 | 0 | 0 | 0 | 0 | 0 | 0 | 0 | 0 | 0 | 0 | 0 | 0 | 0 | 0 | 0 | 0 | 0 | 0 | 0 | 0 | 0 | 0 | 0 | 0 | 0 | 0
F4_Commercial_School_New_Food Preparation_Electric_Hot Food Container_E5 | F4 | Commercial | School | New | Food Preparation | Electric | Hot Food Container | E5 | RVT BC Ratio | 0 | 0 | 0 | 0 | 0 | 0 | 0 | 0 | 0 | 0 | 0 | 0 | 0 | 0 | 0 | 0 | 0 | 0 | 0 | 0 | 0 | 0 | 0 | 0 | 0 | 0 | 0 | 0 | 0 | 0
F4_Commercial_School_New_Food Preparation_Electric_Hot Food Container_E6 | F4 | Commercial | School | New | Food Preparation | Electric | Hot Food Container | E6 | RVT BC Ratio | 0 | 0 | 0 | 0 | 0 | 0 | 0 | 0 | 0 | 0 | 0 | 0 | 0 | 0 | 0 | 0 | 0 | 0 | 0 | 0 | 0 | 0 | 0 | 0 | 0 | 0 | 0 | 0 | 0 | 0
F4_Commercial_School_New_Food Preparation_Electric_Hot Food Container_E7 | F4 | Commercial | School | New | Food Preparation | Electric | Hot Food Container | E7 | RVT BC Ratio | 0 | 0 | 0 | 0 | 0 | 0 | 0 | 0 | 0 | 0 | 0 | 0 | 0 | 0 | 0 | 0 | 0 | 0 | 0 | 0 | 0 | 0 | 0 | 0 | 0 | 0 | 0 | 0 | 0 | 0
F4_Commercial_School_New_Food Preparation_Electric_Hot Food Container_E8 | F4 | Commercial | School | New | Food Preparation | Electric | Hot Food Container | E8 | RVT BC Ratio | 0 | 0 | 0 | 0 | 0 | 0 | 0 | 0 | 0 | 0 | 0 | 0 | 0 | 0 | 0 | 0 | 0 | 0 | 0 | 0 | 0 | 0 | 0 | 0 | 0 | 0 | 0 | 0 | 0 | 0
F4_Commercial_School_New_Food Preparation_Electric_Hot Food Container_E9 | F4 | Commercial | School | New | Food Preparation | Electric | Hot Food Container | E9 | RVT BC Ratio | 0 | 0 | 0 | 0 | 0 | 0 | 0 | 0 | 0 | 0 | 0 | 0 | 0 | 0 | 0 | 0 | 0 | 0 | 0 | 0 | 0 | 0 | 0 | 0 | 0 | 0 | 0 | 0 | 0 | 0
F4_Commercial_School_New_Food Preparation_Electric_Hot Food Container_E10 | F4 | Commercial | School | New | Food Preparation | Electric | Hot Food Container | E10 | RVT BC Ratio | 0 | 0 | 0 | 0 | 0 | 0 | 0 | 0 | 0 | 0 | 0 | 0 | 0 | 0 | 0 | 0 | 0 | 0 | 0 | 0 | 0 | 0 | 0 | 0 | 0 | 0 | 0 | 0 | 0 | 0
F5_Commercial_School_New_Food Preparation_Electric_Hot Food Container_E1 | F5 | Commercial | School | New | Food Preparation | Electric | Hot Food Container | E1 | RIM BC Ratio | 0 | 0 | 0 | 0 | 0 | 0 | 0 | 0 | 0 | 0 | 0 | 0 | 0 | 0 | 0 | 0 | 0 | 0 | 0 | 0 | 0 | 0 | 0 | 0 | 0 | 0 | 0 | 0 | 0 | 0
F5_Commercial_School_New_Food Preparation_Electric_Hot Food Container_E2 | F5 | Commercial | School | New | Food Preparation | Electric | Hot Food Container | E2 | RIM BC Ratio | 0 | 0 | 0 | 0 | 0 | 0 | 0 | 0 | 0 | 0 | 0 | 0 | 0 | 0 | 0 | 0 | 0 | 0 | 0 | 0 | 0 | 0 | 0 | 0 | 0 | 0 | 0 | 0 | 0 | 0
F5_Commercial_School_New_Food Preparation_Electric_Hot Food Container_E3 | F5 | Commercial | School | New | Food Preparation | Electric | Hot Food Container | E3 | RIM BC Ratio | 0 | 0 | 0 | 0 | 0 | 0 | 0 | 0 | 0 | 0 | 0 | 0 | 0 | 0 | 0 | 0 | 0 | 0 | 0 | 0 | 0 | 0 | 0 | 0 | 0 | 0 | 0 | 0 | 0 | 0
F5_Commercial_School_New_Food Preparation_Electric_Hot Food Container_E4 | F5 | Commercial | School | New | Food Preparation | Electric | Hot Food Container | E4 | RIM BC Ratio | 0 | 0 | 0 | 0 | 0 | 0 | 0 | 0 | 0 | 0 | 0 | 0 | 0 | 0 | 0 | 0 | 0 | 0 | 0 | 0 | 0 | 0 | 0 | 0 | 0 | 0 | 0 | 0 | 0 | 0
F5_Commercial_School_New_Food Preparation_Electric_Hot Food Container_E5 | F5 | Commercial | School | New | Food Preparation | Electric | Hot Food Container | E5 | RIM BC Ratio | 0 | 0 | 0 | 0 | 0 | 0 | 0 | 0 | 0 | 0 | 0 | 0 | 0 | 0 | 0 | 0 | 0 | 0 | 0 | 0 | 0 | 0 | 0 | 0 | 0 | 0 | 0 | 0 | 0 | 0
F5_Commercial_School_New_Food Preparation_Electric_Hot Food Container_E6 | F5 | Commercial | School | New | Food Preparation | Electric | Hot Food Container | E6 | RIM BC Ratio | 0 | 0 | 0 | 0 | 0 | 0 | 0 | 0 | 0 | 0 | 0 | 0 | 0 | 0 | 0 | 0 | 0 | 0 | 0 | 0 | 0 | 0 | 0 | 0 | 0 | 0 | 0 | 0 | 0 | 0
F5_Commercial_School_New_Food Preparation_Electric_Hot Food Container_E7 | F5 | Commercial | School | New | Food Preparation | Electric | Hot Food Container | E7 | RIM BC Ratio | 0 | 0 | 0 | 0 | 0 | 0 | 0 | 0 | 0 | 0 | 0 | 0 | 0 | 0 | 0 | 0 | 0 | 0 | 0 | 0 | 0 | 0 | 0 | 0 | 0 | 0 | 0 | 0 | 0 | 0
F5_Commercial_School_New_Food Preparation_Electric_Hot Food Container_E8 | F5 | Commercial | School | New | Food Preparation | Electric | Hot Food Container | E8 | RIM BC Ratio | 0 | 0 | 0 | 0 | 0 | 0 | 0 | 0 | 0 | 0 | 0 | 0 | 0 | 0 | 0 | 0 | 0 | 0 | 0 | 0 | 0 | 0 | 0 | 0 | 0 | 0 | 0 | 0 | 0 | 0
F5_Commercial_School_New_Food Preparation_Electric_Hot Food Container_E9 | F5 | Commercial | School | New | Food Preparation | Electric | Hot Food Container | E9 | RIM BC Ratio | 0 | 0 | 0 | 0 | 0 | 0 | 0 | 0 | 0 | 0 | 0 | 0 | 0 | 0 | 0 | 0 | 0 | 0 | 0 | 0 | 0 | 0 | 0 | 0 | 0 | 0 | 0 | 0 | 0 | 0
F5_Commercial_School_New_Food Preparation_Electric_Hot Food Container_E10 | F5 | Commercial | School | New | Food Preparation | Electric | Hot Food Container | E10 | RIM BC Ratio | 0 | 0 | 0 | 0 | 0 | 0 | 0 | 0 | 0 | 0 | 0 | 0 | 0 | 0 | 0 | 0 | 0 | 0 | 0 | 0 | 0 | 0 | 0 | 0 | 0 | 0 | 0 | 0 | 0 | 0
F0_Commercial_School_New_Food Preparation_Electric_Steamer_E0 | F0 | Commercial | School | New | Food Preparation | Electric | Steamer | E0 | Economic Unit | 0 | 0 | 0 | 0 | 0 | 0 | 0 | 0 | 0 | 0 | 0 | 0 | 0 | 0 | 0 | 0 | 0 | 0 | 0 | 0 | 0 | 0 | 0 | 0 | 0 | 0 | 0 | 0 | 0 | 0
F1_Commercial_School_New_Food Preparation_Electric_Steamer_E1 | F1 | Commercial | School | New | Food Preparation | Electric | Steamer | E1 | CCE | 0 | 0 | 0 | 0 | 0 | 0 | 0 | 0 | 0 | 0 | 0 | 0 | 0 | 0 | 0 | 0 | 0 | 0 | 0 | 0 | 0 | 0 | 0 | 0 | 0 | 0 | 0 | 0 | 0 | 0
F1_Commercial_School_New_Food Preparation_Electric_Steamer_E2 | F1 | Commercial | School | New | Food Preparation | Electric | Steamer | E2 | CCE | 0 | 0 | 0 | 0 | 0 | 0 | 0 | 0 | 0 | 0 | 0 | 0 | 0 | 0 | 0 | 0 | 0 | 0 | 0 | 0 | 0 | 0 | 0 | 0 | 0 | 0 | 0 | 0 | 0 | 0
F1_Commercial_School_New_Food Preparation_Electric_Steamer_E3 | F1 | Commercial | School | New | Food Preparation | Electric | Steamer | E3 | CCE | 0 | 0 | 0 | 0 | 0 | 0 | 0 | 0 | 0 | 0 | 0 | 0 | 0 | 0 | 0 | 0 | 0 | 0 | 0 | 0 | 0 | 0 | 0 | 0 | 0 | 0 | 0 | 0 | 0 | 0
F1_Commercial_School_New_Food Preparation_Electric_Steamer_E4 | F1 | Commercial | School | New | Food Preparation | Electric | Steamer | E4 | CCE | 0 | 0 | 0 | 0 | 0 | 0 | 0 | 0 | 0 | 0 | 0 | 0 | 0 | 0 | 0 | 0 | 0 | 0 | 0 | 0 | 0 | 0 | 0 | 0 | 0 | 0 | 0 | 0 | 0 | 0
F1_Commercial_School_New_Food Preparation_Electric_Steamer_E5 | F1 | Commercial | School | New | Food Preparation | Electric | Steamer | E5 | CCE | 0 | 0 | 0 | 0 | 0 | 0 | 0 | 0 | 0 | 0 | 0 | 0 | 0 | 0 | 0 | 0 | 0 | 0 | 0 | 0 | 0 | 0 | 0 | 0 | 0 | 0 | 0 | 0 | 0 | 0
F1_Commercial_School_New_Food Preparation_Electric_Steamer_E6 | F1 | Commercial | School | New | Food Preparation | Electric | Steamer | E6 | CCE | 0 | 0 | 0 | 0 | 0 | 0 | 0 | 0 | 0 | 0 | 0 | 0 | 0 | 0 | 0 | 0 | 0 | 0 | 0 | 0 | 0 | 0 | 0 | 0 | 0 | 0 | 0 | 0 | 0 | 0
F1_Commercial_School_New_Food Preparation_Electric_Steamer_E7 | F1 | Commercial | School | New | Food Preparation | Electric | Steamer | E7 | CCE | 0 | 0 | 0 | 0 | 0 | 0 | 0 | 0 | 0 | 0 | 0 | 0 | 0 | 0 | 0 | 0 | 0 | 0 | 0 | 0 | 0 | 0 | 0 | 0 | 0 | 0 | 0 | 0 | 0 | 0
F1_Commercial_School_New_Food Preparation_Electric_Steamer_E8 | F1 | Commercial | School | New | Food Preparation | Electric | Steamer | E8 | CCE | 0 | 0 | 0 | 0 | 0 | 0 | 0 | 0 | 0 | 0 | 0 | 0 | 0 | 0 | 0 | 0 | 0 | 0 | 0 | 0 | 0 | 0 | 0 | 0 | 0 | 0 | 0 | 0 | 0 | 0
F1_Commercial_School_New_Food Preparation_Electric_Steamer_E9 | F1 | Commercial | School | New | Food Preparation | Electric | Steamer | E9 | CCE | 0 | 0 | 0 | 0 | 0 | 0 | 0 | 0 | 0 | 0 | 0 | 0 | 0 | 0 | 0 | 0 | 0 | 0 | 0 | 0 | 0 | 0 | 0 | 0 | 0 | 0 | 0 | 0 | 0 | 0
F1_Commercial_School_New_Food Preparation_Electric_Steamer_E10 | F1 | Commercial | School | New | Food Preparation | Electric | Steamer | E10 | CCE | 0 | 0 | 0 | 0 | 0 | 0 | 0 | 0 | 0 | 0 | 0 | 0 | 0 | 0 | 0 | 0 | 0 | 0 | 0 | 0 | 0 | 0 | 0 | 0 | 0 | 0 | 0 | 0 | 0 | 0
F2_Commercial_School_New_Food Preparation_Electric_Steamer_E1 | F2 | Commercial | School | New | Food Preparation | Electric | Steamer | E1 | TRC BC Ratio | 0 | 0 | 0 | 0 | 0 | 0 | 0 | 0 | 0 | 0 | 0 | 0 | 0 | 0 | 0 | 0 | 0 | 0 | 0 | 0 | 0 | 0 | 0 | 0 | 0 | 0 | 0 | 0 | 0 | 0
F2_Commercial_School_New_Food Preparation_Electric_Steamer_E2 | F2 | Commercial | School | New | Food Preparation | Electric | Steamer | E2 | TRC BC Ratio | 0 | 0 | 0 | 0 | 0 | 0 | 0 | 0 | 0 | 0 | 0 | 0 | 0 | 0 | 0 | 0 | 0 | 0 | 0 | 0 | 0 | 0 | 0 | 0 | 0 | 0 | 0 | 0 | 0 | 0
F2_Commercial_School_New_Food Preparation_Electric_Steamer_E3 | F2 | Commercial | School | New | Food Preparation | Electric | Steamer | E3 | TRC BC Ratio | 0 | 0 | 0 | 0 | 0 | 0 | 0 | 0 | 0 | 0 | 0 | 0 | 0 | 0 | 0 | 0 | 0 | 0 | 0 | 0 | 0 | 0 | 0 | 0 | 0 | 0 | 0 | 0 | 0 | 0
F2_Commercial_School_New_Food Preparation_Electric_Steamer_E4 | F2 | Commercial | School | New | Food Preparation | Electric | Steamer | E4 | TRC BC Ratio | 0 | 0 | 0 | 0 | 0 | 0 | 0 | 0 | 0 | 0 | 0 | 0 | 0 | 0 | 0 | 0 | 0 | 0 | 0 | 0 | 0 | 0 | 0 | 0 | 0 | 0 | 0 | 0 | 0 | 0
F2_Commercial_School_New_Food Preparation_Electric_Steamer_E5 | F2 | Commercial | School | New | Food Preparation | Electric | Steamer | E5 | TRC BC Ratio | 0 | 0 | 0 | 0 | 0 | 0 | 0 | 0 | 0 | 0 | 0 | 0 | 0 | 0 | 0 | 0 | 0 | 0 | 0 | 0 | 0 | 0 | 0 | 0 | 0 | 0 | 0 | 0 | 0 | 0
F2_Commercial_School_New_Food Preparation_Electric_Steamer_E6 | F2 | Commercial | School | New | Food Preparation | Electric | Steamer | E6 | TRC BC Ratio | 0 | 0 | 0 | 0 | 0 | 0 | 0 | 0 | 0 | 0 | 0 | 0 | 0 | 0 | 0 | 0 | 0 | 0 | 0 | 0 | 0 | 0 | 0 | 0 | 0 | 0 | 0 | 0 | 0 | 0
F2_Commercial_School_New_Food Preparation_Electric_Steamer_E7 | F2 | Commercial | School | New | Food Preparation | Electric | Steamer | E7 | TRC BC Ratio | 0 | 0 | 0 | 0 | 0 | 0 | 0 | 0 | 0 | 0 | 0 | 0 | 0 | 0 | 0 | 0 | 0 | 0 | 0 | 0 | 0 | 0 | 0 | 0 | 0 | 0 | 0 | 0 | 0 | 0
F2_Commercial_School_New_Food Preparation_Electric_Steamer_E8 | F2 | Commercial | School | New | Food Preparation | Electric | Steamer | E8 | TRC BC Ratio | 0 | 0 | 0 | 0 | 0 | 0 | 0 | 0 | 0 | 0 | 0 | 0 | 0 | 0 | 0 | 0 | 0 | 0 | 0 | 0 | 0 | 0 | 0 | 0 | 0 | 0 | 0 | 0 | 0 | 0
F2_Commercial_School_New_Food Preparation_Electric_Steamer_E9 | F2 | Commercial | School | New | Food Preparation | Electric | Steamer | E9 | TRC BC Ratio | 0 | 0 | 0 | 0 | 0 | 0 | 0 | 0 | 0 | 0 | 0 | 0 | 0 | 0 | 0 | 0 | 0 | 0 | 0 | 0 | 0 | 0 | 0 | 0 | 0 | 0 | 0 | 0 | 0 | 0
F2_Commercial_School_New_Food Preparation_Electric_Steamer_E10 | F2 | Commercial | School | New | Food Preparation | Electric | Steamer | E10 | TRC BC Ratio | 0 | 0 | 0 | 0 | 0 | 0 | 0 | 0 | 0 | 0 | 0 | 0 | 0 | 0 | 0 | 0 | 0 | 0 | 0 | 0 | 0 | 0 | 0 | 0 | 0 | 0 | 0 | 0 | 0 | 0
F3_Commercial_School_New_Food Preparation_Electric_Steamer_E1 | F3 | Commercial | School | New | Food Preparation | Electric | Steamer | E1 | PACT BC Ratio | 0 | 0 | 0 | 0 | 0 | 0 | 0 | 0 | 0 | 0 | 0 | 0 | 0 | 0 | 0 | 0 | 0 | 0 | 0 | 0 | 0 | 0 | 0 | 0 | 0 | 0 | 0 | 0 | 0 | 0
F3_Commercial_School_New_Food Preparation_Electric_Steamer_E2 | F3 | Commercial | School | New | Food Preparation | Electric | Steamer | E2 | PACT BC Ratio | 0 | 0 | 0 | 0 | 0 | 0 | 0 | 0 | 0 | 0 | 0 | 0 | 0 | 0 | 0 | 0 | 0 | 0 | 0 | 0 | 0 | 0 | 0 | 0 | 0 | 0 | 0 | 0 | 0 | 0
F3_Commercial_School_New_Food Preparation_Electric_Steamer_E3 | F3 | Commercial | School | New | Food Preparation | Electric | Steamer | E3 | PACT BC Ratio | 0 | 0 | 0 | 0 | 0 | 0 | 0 | 0 | 0 | 0 | 0 | 0 | 0 | 0 | 0 | 0 | 0 | 0 | 0 | 0 | 0 | 0 | 0 | 0 | 0 | 0 | 0 | 0 | 0 | 0
F3_Commercial_School_New_Food Preparation_Electric_Steamer_E4 | F3 | Commercial | School | New | Food Preparation | Electric | Steamer | E4 | PACT BC Ratio | 0 | 0 | 0 | 0 | 0 | 0 | 0 | 0 | 0 | 0 | 0 | 0 | 0 | 0 | 0 | 0 | 0 | 0 | 0 | 0 | 0 | 0 | 0 | 0 | 0 | 0 | 0 | 0 | 0 | 0
F3_Commercial_School_New_Food Preparation_Electric_Steamer_E5 | F3 | Commercial | School | New | Food Preparation | Electric | Steamer | E5 | PACT BC Ratio | 0 | 0 | 0 | 0 | 0 | 0 | 0 | 0 | 0 | 0 | 0 | 0 | 0 | 0 | 0 | 0 | 0 | 0 | 0 | 0 | 0 | 0 | 0 | 0 | 0 | 0 | 0 | 0 | 0 | 0
F3_Commercial_School_New_Food Preparation_Electric_Steamer_E6 | F3 | Commercial | School | New | Food Preparation | Electric | Steamer | E6 | PACT BC Ratio | 0 | 0 | 0 | 0 | 0 | 0 | 0 | 0 | 0 | 0 | 0 | 0 | 0 | 0 | 0 | 0 | 0 | 0 | 0 | 0 | 0 | 0 | 0 | 0 | 0 | 0 | 0 | 0 | 0 | 0
F3_Commercial_School_New_Food Preparation_Electric_Steamer_E7 | F3 | Commercial | School | New | Food Preparation | Electric | Steamer | E7 | PACT BC Ratio | 0 | 0 | 0 | 0 | 0 | 0 | 0 | 0 | 0 | 0 | 0 | 0 | 0 | 0 | 0 | 0 | 0 | 0 | 0 | 0 | 0 | 0 | 0 | 0 | 0 | 0 | 0 | 0 | 0 | 0
F3_Commercial_School_New_Food Preparation_Electric_Steamer_E8 | F3 | Commercial | School | New | Food Preparation | Electric | Steamer | E8 | PACT BC Ratio | 0 | 0 | 0 | 0 | 0 | 0 | 0 | 0 | 0 | 0 | 0 | 0 | 0 | 0 | 0 | 0 | 0 | 0 | 0 | 0 | 0 | 0 | 0 | 0 | 0 | 0 | 0 | 0 | 0 | 0
F3_Commercial_School_New_Food Preparation_Electric_Steamer_E9 | F3 | Commercial | School | New | Food Preparation | Electric | Steamer | E9 | PACT BC Ratio | 0 | 0 | 0 | 0 | 0 | 0 | 0 | 0 | 0 | 0 | 0 | 0 | 0 | 0 | 0 | 0 | 0 | 0 | 0 | 0 | 0 | 0 | 0 | 0 | 0 | 0 | 0 | 0 | 0 | 0
F3_Commercial_School_New_Food Preparation_Electric_Steamer_E10 | F3 | Commercial | School | New | Food Preparation | Electric | Steamer | E10 | PACT BC Ratio | 0 | 0 | 0 | 0 | 0 | 0 | 0 | 0 | 0 | 0 | 0 | 0 | 0 | 0 | 0 | 0 | 0 | 0 | 0 | 0 | 0 | 0 | 0 | 0 | 0 | 0 | 0 | 0 | 0 | 0
F4_Commercial_School_New_Food Preparation_Electric_Steamer_E1 | F4 | Commercial | School | New | Food Preparation | Electric | Steamer | E1 | RVT BC Ratio | 0 | 0 | 0 | 0 | 0 | 0 | 0 | 0 | 0 | 0 | 0 | 0 | 0 | 0 | 0 | 0 | 0 | 0 | 0 | 0 | 0 | 0 | 0 | 0 | 0 | 0 | 0 | 0 | 0 | 0
F4_Commercial_School_New_Food Preparation_Electric_Steamer_E2 | F4 | Commercial | School | New | Food Preparation | Electric | Steamer | E2 | RVT BC Ratio | 0 | 0 | 0 | 0 | 0 | 0 | 0 | 0 | 0 | 0 | 0 | 0 | 0 | 0 | 0 | 0 | 0 | 0 | 0 | 0 | 0 | 0 | 0 | 0 | 0 | 0 | 0 | 0 | 0 | 0
F4_Commercial_School_New_Food Preparation_Electric_Steamer_E3 | F4 | Commercial | School | New | Food Preparation | Electric | Steamer | E3 | RVT BC Ratio | 0 | 0 | 0 | 0 | 0 | 0 | 0 | 0 | 0 | 0 | 0 | 0 | 0 | 0 | 0 | 0 | 0 | 0 | 0 | 0 | 0 | 0 | 0 | 0 | 0 | 0 | 0 | 0 | 0 | 0
F4_Commercial_School_New_Food Preparation_Electric_Steamer_E4 | F4 | Commercial | School | New | Food Preparation | Electric | Steamer | E4 | RVT BC Ratio | 0 | 0 | 0 | 0 | 0 | 0 | 0 | 0 | 0 | 0 | 0 | 0 | 0 | 0 | 0 | 0 | 0 | 0 | 0 | 0 | 0 | 0 | 0 | 0 | 0 | 0 | 0 | 0 | 0 | 0
F4_Commercial_School_New_Food Preparation_Electric_Steamer_E5 | F4 | Commercial | School | New | Food Preparation | Electric | Steamer | E5 | RVT BC Ratio | 0 | 0 | 0 | 0 | 0 | 0 | 0 | 0 | 0 | 0 | 0 | 0 | 0 | 0 | 0 | 0 | 0 | 0 | 0 | 0 | 0 | 0 | 0 | 0 | 0 | 0 | 0 | 0 | 0 | 0
F4_Commercial_School_New_Food Preparation_Electric_Steamer_E6 | F4 | Commercial | School | New | Food Preparation | Electric | Steamer | E6 | RVT BC Ratio | 0 | 0 | 0 | 0 | 0 | 0 | 0 | 0 | 0 | 0 | 0 | 0 | 0 | 0 | 0 | 0 | 0 | 0 | 0 | 0 | 0 | 0 | 0 | 0 | 0 | 0 | 0 | 0 | 0 | 0
F4_Commercial_School_New_Food Preparation_Electric_Steamer_E7 | F4 | Commercial | School | New | Food Preparation | Electric | Steamer | E7 | RVT BC Ratio | 0 | 0 | 0 | 0 | 0 | 0 | 0 | 0 | 0 | 0 | 0 | 0 | 0 | 0 | 0 | 0 | 0 | 0 | 0 | 0 | 0 | 0 | 0 | 0 | 0 | 0 | 0 | 0 | 0 | 0
F4_Commercial_School_New_Food Preparation_Electric_Steamer_E8 | F4 | Commercial | School | New | Food Preparation | Electric | Steamer | E8 | RVT BC Ratio | 0 | 0 | 0 | 0 | 0 | 0 | 0 | 0 | 0 | 0 | 0 | 0 | 0 | 0 | 0 | 0 | 0 | 0 | 0 | 0 | 0 | 0 | 0 | 0 | 0 | 0 | 0 | 0 | 0 | 0
F4_Commercial_School_New_Food Preparation_Electric_Steamer_E9 | F4 | Commercial | School | New | Food Preparation | Electric | Steamer | E9 | RVT BC Ratio | 0 | 0 | 0 | 0 | 0 | 0 | 0 | 0 | 0 | 0 | 0 | 0 | 0 | 0 | 0 | 0 | 0 | 0 | 0 | 0 | 0 | 0 | 0 | 0 | 0 | 0 | 0 | 0 | 0 | 0
F4_Commercial_School_New_Food Preparation_Electric_Steamer_E10 | F4 | Commercial | School | New | Food Preparation | Electric | Steamer | E10 | RVT BC Ratio | 0 | 0 | 0 | 0 | 0 | 0 | 0 | 0 | 0 | 0 | 0 | 0 | 0 | 0 | 0 | 0 | 0 | 0 | 0 | 0 | 0 | 0 | 0 | 0 | 0 | 0 | 0 | 0 | 0 | 0
F5_Commercial_School_New_Food Preparation_Electric_Steamer_E1 | F5 | Commercial | School | New | Food Preparation | Electric | Steamer | E1 | RIM BC Ratio | 0 | 0 | 0 | 0 | 0 | 0 | 0 | 0 | 0 | 0 | 0 | 0 | 0 | 0 | 0 | 0 | 0 | 0 | 0 | 0 | 0 | 0 | 0 | 0 | 0 | 0 | 0 | 0 | 0 | 0
F5_Commercial_School_New_Food Preparation_Electric_Steamer_E2 | F5 | Commercial | School | New | Food Preparation | Electric | Steamer | E2 | RIM BC Ratio | 0 | 0 | 0 | 0 | 0 | 0 | 0 | 0 | 0 | 0 | 0 | 0 | 0 | 0 | 0 | 0 | 0 | 0 | 0 | 0 | 0 | 0 | 0 | 0 | 0 | 0 | 0 | 0 | 0 | 0
F5_Commercial_School_New_Food Preparation_Electric_Steamer_E3 | F5 | Commercial | School | New | Food Preparation | Electric | Steamer | E3 | RIM BC Ratio | 0 | 0 | 0 | 0 | 0 | 0 | 0 | 0 | 0 | 0 | 0 | 0 | 0 | 0 | 0 | 0 | 0 | 0 | 0 | 0 | 0 | 0 | 0 | 0 | 0 | 0 | 0 | 0 | 0 | 0
F5_Commercial_School_New_Food Preparation_Electric_Steamer_E4 | F5 | Commercial | School | New | Food Preparation | Electric | Steamer | E4 | RIM BC Ratio | 0 | 0 | 0 | 0 | 0 | 0 | 0 | 0 | 0 | 0 | 0 | 0 | 0 | 0 | 0 | 0 | 0 | 0 | 0 | 0 | 0 | 0 | 0 | 0 | 0 | 0 | 0 | 0 | 0 | 0
F5_Commercial_School_New_Food Preparation_Electric_Steamer_E5 | F5 | Commercial | School | New | Food Preparation | Electric | Steamer | E5 | RIM BC Ratio | 0 | 0 | 0 | 0 | 0 | 0 | 0 | 0 | 0 | 0 | 0 | 0 | 0 | 0 | 0 | 0 | 0 | 0 | 0 | 0 | 0 | 0 | 0 | 0 | 0 | 0 | 0 | 0 | 0 | 0
F5_Commercial_School_New_Food Preparation_Electric_Steamer_E6 | F5 | Commercial | School | New | Food Preparation | Electric | Steamer | E6 | RIM BC Ratio | 0 | 0 | 0 | 0 | 0 | 0 | 0 | 0 | 0 | 0 | 0 | 0 | 0 | 0 | 0 | 0 | 0 | 0 | 0 | 0 | 0 | 0 | 0 | 0 | 0 | 0 | 0 | 0 | 0 | 0
F5_Commercial_School_New_Food Preparation_Electric_Steamer_E7 | F5 | Commercial | School | New | Food Preparation | Electric | Steamer | E7 | RIM BC Ratio | 0 | 0 | 0 | 0 | 0 | 0 | 0 | 0 | 0 | 0 | 0 | 0 | 0 | 0 | 0 | 0 | 0 | 0 | 0 | 0 | 0 | 0 | 0 | 0 | 0 | 0 | 0 | 0 | 0 | 0
F5_Commercial_School_New_Food Preparation_Electric_Steamer_E8 | F5 | Commercial | School | New | Food Preparation | Electric | Steamer | E8 | RIM BC Ratio | 0 | 0 | 0 | 0 | 0 | 0 | 0 | 0 | 0 | 0 | 0 | 0 | 0 | 0 | 0 | 0 | 0 | 0 | 0 | 0 | 0 | 0 | 0 | 0 | 0 | 0 | 0 | 0 | 0 | 0
F5_Commercial_School_New_Food Preparation_Electric_Steamer_E9 | F5 | Commercial | School | New | Food Preparation | Electric | Steamer | E9 | RIM BC Ratio | 0 | 0 | 0 | 0 | 0 | 0 | 0 | 0 | 0 | 0 | 0 | 0 | 0 | 0 | 0 | 0 | 0 | 0 | 0 | 0 | 0 | 0 | 0 | 0 | 0 | 0 | 0 | 0 | 0 | 0
F5_Commercial_School_New_Food Preparation_Electric_Steamer_E10 | F5 | Commercial | School | New | Food Preparation | Electric | Steamer | E10 | RIM BC Ratio | 0 | 0 | 0 | 0 | 0 | 0 | 0 | 0 | 0 | 0 | 0 | 0 | 0 | 0 | 0 | 0 | 0 | 0 | 0 | 0 | 0 | 0 | 0 | 0 | 0 | 0 | 0 | 0 | 0 | 0
F0_Commercial_School_New_Food Preparation_Electric_Griddle_E0 | F0 | Commercial | School | New | Food Preparation | Electric | Griddle | E0 | Economic Unit | 0 | 0 | 0 | 0 | 0 | 0 | 0 | 0 | 0 | 0 | 0 | 0 | 0 | 0 | 0 | 0 | 0 | 0 | 0 | 0 | 0 | 0 | 0 | 0 | 0 | 0 | 0 | 0 | 0 | 0
F1_Commercial_School_New_Food Preparation_Electric_Griddle_E1 | F1 | Commercial | School | New | Food Preparation | Electric | Griddle | E1 | CCE | 0 | 0 | 0 | 0 | 0 | 0 | 0 | 0 | 0 | 0 | 0 | 0 | 0 | 0 | 0 | 0 | 0 | 0 | 0 | 0 | 0 | 0 | 0 | 0 | 0 | 0 | 0 | 0 | 0 | 0
F1_Commercial_School_New_Food Preparation_Electric_Griddle_E2 | F1 | Commercial | School | New | Food Preparation | Electric | Griddle | E2 | CCE | 0 | 0 | 0 | 0 | 0 | 0 | 0 | 0 | 0 | 0 | 0 | 0 | 0 | 0 | 0 | 0 | 0 | 0 | 0 | 0 | 0 | 0 | 0 | 0 | 0 | 0 | 0 | 0 | 0 | 0
F1_Commercial_School_New_Food Preparation_Electric_Griddle_E3 | F1 | Commercial | School | New | Food Preparation | Electric | Griddle | E3 | CCE | 0 | 0 | 0 | 0 | 0 | 0 | 0 | 0 | 0 | 0 | 0 | 0 | 0 | 0 | 0 | 0 | 0 | 0 | 0 | 0 | 0 | 0 | 0 | 0 | 0 | 0 | 0 | 0 | 0 | 0
F1_Commercial_School_New_Food Preparation_Electric_Griddle_E4 | F1 | Commercial | School | New | Food Preparation | Electric | Griddle | E4 | CCE | 0 | 0 | 0 | 0 | 0 | 0 | 0 | 0 | 0 | 0 | 0 | 0 | 0 | 0 | 0 | 0 | 0 | 0 | 0 | 0 | 0 | 0 | 0 | 0 | 0 | 0 | 0 | 0 | 0 | 0
F1_Commercial_School_New_Food Preparation_Electric_Griddle_E5 | F1 | Commercial | School | New | Food Preparation | Electric | Griddle | E5 | CCE | 0 | 0 | 0 | 0 | 0 | 0 | 0 | 0 | 0 | 0 | 0 | 0 | 0 | 0 | 0 | 0 | 0 | 0 | 0 | 0 | 0 | 0 | 0 | 0 | 0 | 0 | 0 | 0 | 0 | 0
F1_Commercial_School_New_Food Preparation_Electric_Griddle_E6 | F1 | Commercial | School | New | Food Preparation | Electric | Griddle | E6 | CCE | 0 | 0 | 0 | 0 | 0 | 0 | 0 | 0 | 0 | 0 | 0 | 0 | 0 | 0 | 0 | 0 | 0 | 0 | 0 | 0 | 0 | 0 | 0 | 0 | 0 | 0 | 0 | 0 | 0 | 0
F1_Commercial_School_New_Food Preparation_Electric_Griddle_E7 | F1 | Commercial | School | New | Food Preparation | Electric | Griddle | E7 | CCE | 0 | 0 | 0 | 0 | 0 | 0 | 0 | 0 | 0 | 0 | 0 | 0 | 0 | 0 | 0 | 0 | 0 | 0 | 0 | 0 | 0 | 0 | 0 | 0 | 0 | 0 | 0 | 0 | 0 | 0
F1_Commercial_School_New_Food Preparation_Electric_Griddle_E8 | F1 | Commercial | School | New | Food Preparation | Electric | Griddle | E8 | CCE | 0 | 0 | 0 | 0 | 0 | 0 | 0 | 0 | 0 | 0 | 0 | 0 | 0 | 0 | 0 | 0 | 0 | 0 | 0 | 0 | 0 | 0 | 0 | 0 | 0 | 0 | 0 | 0 | 0 | 0
F1_Commercial_School_New_Food Preparation_Electric_Griddle_E9 | F1 | Commercial | School | New | Food Preparation | Electric | Griddle | E9 | CCE | 0 | 0 | 0 | 0 | 0 | 0 | 0 | 0 | 0 | 0 | 0 | 0 | 0 | 0 | 0 | 0 | 0 | 0 | 0 | 0 | 0 | 0 | 0 | 0 | 0 | 0 | 0 | 0 | 0 | 0
F1_Commercial_School_New_Food Preparation_Electric_Griddle_E10 | F1 | Commercial | School | New | Food Preparation | Electric | Griddle | E10 | CCE | 0 | 0 | 0 | 0 | 0 | 0 | 0 | 0 | 0 | 0 | 0 | 0 | 0 | 0 | 0 | 0 | 0 | 0 | 0 | 0 | 0 | 0 | 0 | 0 | 0 | 0 | 0 | 0 | 0 | 0
F2_Commercial_School_New_Food Preparation_Electric_Griddle_E1 | F2 | Commercial | School | New | Food Preparation | Electric | Griddle | E1 | TRC BC Ratio | 0 | 0 | 0 | 0 | 0 | 0 | 0 | 0 | 0 | 0 | 0 | 0 | 0 | 0 | 0 | 0 | 0 | 0 | 0 | 0 | 0 | 0 | 0 | 0 | 0 | 0 | 0 | 0 | 0 | 0
F2_Commercial_School_New_Food Preparation_Electric_Griddle_E2 | F2 | Commercial | School | New | Food Preparation | Electric | Griddle | E2 | TRC BC Ratio | 0 | 0 | 0 | 0 | 0 | 0 | 0 | 0 | 0 | 0 | 0 | 0 | 0 | 0 | 0 | 0 | 0 | 0 | 0 | 0 | 0 | 0 | 0 | 0 | 0 | 0 | 0 | 0 | 0 | 0
F2_Commercial_School_New_Food Preparation_Electric_Griddle_E3 | F2 | Commercial | School | New | Food Preparation | Electric | Griddle | E3 | TRC BC Ratio | 0 | 0 | 0 | 0 | 0 | 0 | 0 | 0 | 0 | 0 | 0 | 0 | 0 | 0 | 0 | 0 | 0 | 0 | 0 | 0 | 0 | 0 | 0 | 0 | 0 | 0 | 0 | 0 | 0 | 0
F2_Commercial_School_New_Food Preparation_Electric_Griddle_E4 | F2 | Commercial | School | New | Food Preparation | Electric | Griddle | E4 | TRC BC Ratio | 0 | 0 | 0 | 0 | 0 | 0 | 0 | 0 | 0 | 0 | 0 | 0 | 0 | 0 | 0 | 0 | 0 | 0 | 0 | 0 | 0 | 0 | 0 | 0 | 0 | 0 | 0 | 0 | 0 | 0
F2_Commercial_School_New_Food Preparation_Electric_Griddle_E5 | F2 | Commercial | School | New | Food Preparation | Electric | Griddle | E5 | TRC BC Ratio | 0 | 0 | 0 | 0 | 0 | 0 | 0 | 0 | 0 | 0 | 0 | 0 | 0 | 0 | 0 | 0 | 0 | 0 | 0 | 0 | 0 | 0 | 0 | 0 | 0 | 0 | 0 | 0 | 0 | 0
F2_Commercial_School_New_Food Preparation_Electric_Griddle_E6 | F2 | Commercial | School | New | Food Preparation | Electric | Griddle | E6 | TRC BC Ratio | 0 | 0 | 0 | 0 | 0 | 0 | 0 | 0 | 0 | 0 | 0 | 0 | 0 | 0 | 0 | 0 | 0 | 0 | 0 | 0 | 0 | 0 | 0 | 0 | 0 | 0 | 0 | 0 | 0 | 0
F2_Commercial_School_New_Food Preparation_Electric_Griddle_E7 | F2 | Commercial | School | New | Food Preparation | Electric | Griddle | E7 | TRC BC Ratio | 0 | 0 | 0 | 0 | 0 | 0 | 0 | 0 | 0 | 0 | 0 | 0 | 0 | 0 | 0 | 0 | 0 | 0 | 0 | 0 | 0 | 0 | 0 | 0 | 0 | 0 | 0 | 0 | 0 | 0
F2_Commercial_School_New_Food Preparation_Electric_Griddle_E8 | F2 | Commercial | School | New | Food Preparation | Electric | Griddle | E8 | TRC BC Ratio | 0 | 0 | 0 | 0 | 0 | 0 | 0 | 0 | 0 | 0 | 0 | 0 | 0 | 0 | 0 | 0 | 0 | 0 | 0 | 0 | 0 | 0 | 0 | 0 | 0 | 0 | 0 | 0 | 0 | 0
F2_Commercial_School_New_Food Preparation_Electric_Griddle_E9 | F2 | Commercial | School | New | Food Preparation | Electric | Griddle | E9 | TRC BC Ratio | 0 | 0 | 0 | 0 | 0 | 0 | 0 | 0 | 0 | 0 | 0 | 0 | 0 | 0 | 0 | 0 | 0 | 0 | 0 | 0 | 0 | 0 | 0 | 0 | 0 | 0 | 0 | 0 | 0 | 0
F2_Commercial_School_New_Food Preparation_Electric_Griddle_E10 | F2 | Commercial | School | New | Food Preparation | Electric | Griddle | E10 | TRC BC Ratio | 0 | 0 | 0 | 0 | 0 | 0 | 0 | 0 | 0 | 0 | 0 | 0 | 0 | 0 | 0 | 0 | 0 | 0 | 0 | 0 | 0 | 0 | 0 | 0 | 0 | 0 | 0 | 0 | 0 | 0
F3_Commercial_School_New_Food Preparation_Electric_Griddle_E1 | F3 | Commercial | School | New | Food Preparation | Electric | Griddle | E1 | PACT BC Ratio | 0 | 0 | 0 | 0 | 0 | 0 | 0 | 0 | 0 | 0 | 0 | 0 | 0 | 0 | 0 | 0 | 0 | 0 | 0 | 0 | 0 | 0 | 0 | 0 | 0 | 0 | 0 | 0 | 0 | 0
F3_Commercial_School_New_Food Preparation_Electric_Griddle_E2 | F3 | Commercial | School | New | Food Preparation | Electric | Griddle | E2 | PACT BC Ratio | 0 | 0 | 0 | 0 | 0 | 0 | 0 | 0 | 0 | 0 | 0 | 0 | 0 | 0 | 0 | 0 | 0 | 0 | 0 | 0 | 0 | 0 | 0 | 0 | 0 | 0 | 0 | 0 | 0 | 0
F3_Commercial_School_New_Food Preparation_Electric_Griddle_E3 | F3 | Commercial | School | New | Food Preparation | Electric | Griddle | E3 | PACT BC Ratio | 0 | 0 | 0 | 0 | 0 | 0 | 0 | 0 | 0 | 0 | 0 | 0 | 0 | 0 | 0 | 0 | 0 | 0 | 0 | 0 | 0 | 0 | 0 | 0 | 0 | 0 | 0 | 0 | 0 | 0
F3_Commercial_School_New_Food Preparation_Electric_Griddle_E4 | F3 | Commercial | School | New | Food Preparation | Electric | Griddle | E4 | PACT BC Ratio | 0 | 0 | 0 | 0 | 0 | 0 | 0 | 0 | 0 | 0 | 0 | 0 | 0 | 0 | 0 | 0 | 0 | 0 | 0 | 0 | 0 | 0 | 0 | 0 | 0 | 0 | 0 | 0 | 0 | 0
F3_Commercial_School_New_Food Preparation_Electric_Griddle_E5 | F3 | Commercial | School | New | Food Preparation | Electric | Griddle | E5 | PACT BC Ratio | 0 | 0 | 0 | 0 | 0 | 0 | 0 | 0 | 0 | 0 | 0 | 0 | 0 | 0 | 0 | 0 | 0 | 0 | 0 | 0 | 0 | 0 | 0 | 0 | 0 | 0 | 0 | 0 | 0 | 0
F3_Commercial_School_New_Food Preparation_Electric_Griddle_E6 | F3 | Commercial | School | New | Food Preparation | Electric | Griddle | E6 | PACT BC Ratio | 0 | 0 | 0 | 0 | 0 | 0 | 0 | 0 | 0 | 0 | 0 | 0 | 0 | 0 | 0 | 0 | 0 | 0 | 0 | 0 | 0 | 0 | 0 | 0 | 0 | 0 | 0 | 0 | 0 | 0
F3_Commercial_School_New_Food Preparation_Electric_Griddle_E7 | F3 | Commercial | School | New | Food Preparation | Electric | Griddle | E7 | PACT BC Ratio | 0 | 0 | 0 | 0 | 0 | 0 | 0 | 0 | 0 | 0 | 0 | 0 | 0 | 0 | 0 | 0 | 0 | 0 | 0 | 0 | 0 | 0 | 0 | 0 | 0 | 0 | 0 | 0 | 0 | 0
F3_Commercial_School_New_Food Preparation_Electric_Griddle_E8 | F3 | Commercial | School | New | Food Preparation | Electric | Griddle | E8 | PACT BC Ratio | 0 | 0 | 0 | 0 | 0 | 0 | 0 | 0 | 0 | 0 | 0 | 0 | 0 | 0 | 0 | 0 | 0 | 0 | 0 | 0 | 0 | 0 | 0 | 0 | 0 | 0 | 0 | 0 | 0 | 0
F3_Commercial_School_New_Food Preparation_Electric_Griddle_E9 | F3 | Commercial | School | New | Food Preparation | Electric | Griddle | E9 | PACT BC Ratio | 0 | 0 | 0 | 0 | 0 | 0 | 0 | 0 | 0 | 0 | 0 | 0 | 0 | 0 | 0 | 0 | 0 | 0 | 0 | 0 | 0 | 0 | 0 | 0 | 0 | 0 | 0 | 0 | 0 | 0
F3_Commercial_School_New_Food Preparation_Electric_Griddle_E10 | F3 | Commercial | School | New | Food Preparation | Electric | Griddle | E10 | PACT BC Ratio | 0 | 0 | 0 | 0 | 0 | 0 | 0 | 0 | 0 | 0 | 0 | 0 | 0 | 0 | 0 | 0 | 0 | 0 | 0 | 0 | 0 | 0 | 0 | 0 | 0 | 0 | 0 | 0 | 0 | 0
F4_Commercial_School_New_Food Preparation_Electric_Griddle_E1 | F4 | Commercial | School | New | Food Preparation | Electric | Griddle | E1 | RVT BC Ratio | 0 | 0 | 0 | 0 | 0 | 0 | 0 | 0 | 0 | 0 | 0 | 0 | 0 | 0 | 0 | 0 | 0 | 0 | 0 | 0 | 0 | 0 | 0 | 0 | 0 | 0 | 0 | 0 | 0 | 0
F4_Commercial_School_New_Food Preparation_Electric_Griddle_E2 | F4 | Commercial | School | New | Food Preparation | Electric | Griddle | E2 | RVT BC Ratio | 0 | 0 | 0 | 0 | 0 | 0 | 0 | 0 | 0 | 0 | 0 | 0 | 0 | 0 | 0 | 0 | 0 | 0 | 0 | 0 | 0 | 0 | 0 | 0 | 0 | 0 | 0 | 0 | 0 | 0
F4_Commercial_School_New_Food Preparation_Electric_Griddle_E3 | F4 | Commercial | School | New | Food Preparation | Electric | Griddle | E3 | RVT BC Ratio | 0 | 0 | 0 | 0 | 0 | 0 | 0 | 0 | 0 | 0 | 0 | 0 | 0 | 0 | 0 | 0 | 0 | 0 | 0 | 0 | 0 | 0 | 0 | 0 | 0 | 0 | 0 | 0 | 0 | 0
F4_Commercial_School_New_Food Preparation_Electric_Griddle_E4 | F4 | Commercial | School | New | Food Preparation | Electric | Griddle | E4 | RVT BC Ratio | 0 | 0 | 0 | 0 | 0 | 0 | 0 | 0 | 0 | 0 | 0 | 0 | 0 | 0 | 0 | 0 | 0 | 0 | 0 | 0 | 0 | 0 | 0 | 0 | 0 | 0 | 0 | 0 | 0 | 0
F4_Commercial_School_New_Food Preparation_Electric_Griddle_E5 | F4 | Commercial | School | New | Food Preparation | Electric | Griddle | E5 | RVT BC Ratio | 0 | 0 | 0 | 0 | 0 | 0 | 0 | 0 | 0 | 0 | 0 | 0 | 0 | 0 | 0 | 0 | 0 | 0 | 0 | 0 | 0 | 0 | 0 | 0 | 0 | 0 | 0 | 0 | 0 | 0
F4_Commercial_School_New_Food Preparation_Electric_Griddle_E6 | F4 | Commercial | School | New | Food Preparation | Electric | Griddle | E6 | RVT BC Ratio | 0 | 0 | 0 | 0 | 0 | 0 | 0 | 0 | 0 | 0 | 0 | 0 | 0 | 0 | 0 | 0 | 0 | 0 | 0 | 0 | 0 | 0 | 0 | 0 | 0 | 0 | 0 | 0 | 0 | 0
F4_Commercial_School_New_Food Preparation_Electric_Griddle_E7 | F4 | Commercial | School | New | Food Preparation | Electric | Griddle | E7 | RVT BC Ratio | 0 | 0 | 0 | 0 | 0 | 0 | 0 | 0 | 0 | 0 | 0 | 0 | 0 | 0 | 0 | 0 | 0 | 0 | 0 | 0 | 0 | 0 | 0 | 0 | 0 | 0 | 0 | 0 | 0 | 0
F4_Commercial_School_New_Food Preparation_Electric_Griddle_E8 | F4 | Commercial | School | New | Food Preparation | Electric | Griddle | E8 | RVT BC Ratio | 0 | 0 | 0 | 0 | 0 | 0 | 0 | 0 | 0 | 0 | 0 | 0 | 0 | 0 | 0 | 0 | 0 | 0 | 0 | 0 | 0 | 0 | 0 | 0 | 0 | 0 | 0 | 0 | 0 | 0
F4_Commercial_School_New_Food Preparation_Electric_Griddle_E9 | F4 | Commercial | School | New | Food Preparation | Electric | Griddle | E9 | RVT BC Ratio | 0 | 0 | 0 | 0 | 0 | 0 | 0 | 0 | 0 | 0 | 0 | 0 | 0 | 0 | 0 | 0 | 0 | 0 | 0 | 0 | 0 | 0 | 0 | 0 | 0 | 0 | 0 | 0 | 0 | 0
F4_Commercial_School_New_Food Preparation_Electric_Griddle_E10 | F4 | Commercial | School | New | Food Preparation | Electric | Griddle | E10 | RVT BC Ratio | 0 | 0 | 0 | 0 | 0 | 0 | 0 | 0 | 0 | 0 | 0 | 0 | 0 | 0 | 0 | 0 | 0 | 0 | 0 | 0 | 0 | 0 | 0 | 0 | 0 | 0 | 0 | 0 | 0 | 0
F5_Commercial_School_New_Food Preparation_Electric_Griddle_E1 | F5 | Commercial | School | New | Food Preparation | Electric | Griddle | E1 | RIM BC Ratio | 0 | 0 | 0 | 0 | 0 | 0 | 0 | 0 | 0 | 0 | 0 | 0 | 0 | 0 | 0 | 0 | 0 | 0 | 0 | 0 | 0 | 0 | 0 | 0 | 0 | 0 | 0 | 0 | 0 | 0
F5_Commercial_School_New_Food Preparation_Electric_Griddle_E2 | F5 | Commercial | School | New | Food Preparation | Electric | Griddle | E2 | RIM BC Ratio | 0 | 0 | 0 | 0 | 0 | 0 | 0 | 0 | 0 | 0 | 0 | 0 | 0 | 0 | 0 | 0 | 0 | 0 | 0 | 0 | 0 | 0 | 0 | 0 | 0 | 0 | 0 | 0 | 0 | 0
F5_Commercial_School_New_Food Preparation_Electric_Griddle_E3 | F5 | Commercial | School | New | Food Preparation | Electric | Griddle | E3 | RIM BC Ratio | 0 | 0 | 0 | 0 | 0 | 0 | 0 | 0 | 0 | 0 | 0 | 0 | 0 | 0 | 0 | 0 | 0 | 0 | 0 | 0 | 0 | 0 | 0 | 0 | 0 | 0 | 0 | 0 | 0 | 0
F5_Commercial_School_New_Food Preparation_Electric_Griddle_E4 | F5 | Commercial | School | New | Food Preparation | Electric | Griddle | E4 | RIM BC Ratio | 0 | 0 | 0 | 0 | 0 | 0 | 0 | 0 | 0 | 0 | 0 | 0 | 0 | 0 | 0 | 0 | 0 | 0 | 0 | 0 | 0 | 0 | 0 | 0 | 0 | 0 | 0 | 0 | 0 | 0
F5_Commercial_School_New_Food Preparation_Electric_Griddle_E5 | F5 | Commercial | School | New | Food Preparation | Electric | Griddle | E5 | RIM BC Ratio | 0 | 0 | 0 | 0 | 0 | 0 | 0 | 0 | 0 | 0 | 0 | 0 | 0 | 0 | 0 | 0 | 0 | 0 | 0 | 0 | 0 | 0 | 0 | 0 | 0 | 0 | 0 | 0 | 0 | 0
F5_Commercial_School_New_Food Preparation_Electric_Griddle_E6 | F5 | Commercial | School | New | Food Preparation | Electric | Griddle | E6 | RIM BC Ratio | 0 | 0 | 0 | 0 | 0 | 0 | 0 | 0 | 0 | 0 | 0 | 0 | 0 | 0 | 0 | 0 | 0 | 0 | 0 | 0 | 0 | 0 | 0 | 0 | 0 | 0 | 0 | 0 | 0 | 0
F5_Commercial_School_New_Food Preparation_Electric_Griddle_E7 | F5 | Commercial | School | New | Food Preparation | Electric | Griddle | E7 | RIM BC Ratio | 0 | 0 | 0 | 0 | 0 | 0 | 0 | 0 | 0 | 0 | 0 | 0 | 0 | 0 | 0 | 0 | 0 | 0 | 0 | 0 | 0 | 0 | 0 | 0 | 0 | 0 | 0 | 0 | 0 | 0
F5_Commercial_School_New_Food Preparation_Electric_Griddle_E8 | F5 | Commercial | School | New | Food Preparation | Electric | Griddle | E8 | RIM BC Ratio | 0 | 0 | 0 | 0 | 0 | 0 | 0 | 0 | 0 | 0 | 0 | 0 | 0 | 0 | 0 | 0 | 0 | 0 | 0 | 0 | 0 | 0 | 0 | 0 | 0 | 0 | 0 | 0 | 0 | 0
F5_Commercial_School_New_Food Preparation_Electric_Griddle_E9 | F5 | Commercial | School | New | Food Preparation | Electric | Griddle | E9 | RIM BC Ratio | 0 | 0 | 0 | 0 | 0 | 0 | 0 | 0 | 0 | 0 | 0 | 0 | 0 | 0 | 0 | 0 | 0 | 0 | 0 | 0 | 0 | 0 | 0 | 0 | 0 | 0 | 0 | 0 | 0 | 0
F5_Commercial_School_New_Food Preparation_Electric_Griddle_E10 | F5 | Commercial | School | New | Food Preparation | Electric | Griddle | E10 | RIM BC Ratio | 0 | 0 | 0 | 0 | 0 | 0 | 0 | 0 | 0 | 0 | 0 | 0 | 0 | 0 | 0 | 0 | 0 | 0 | 0 | 0 | 0 | 0 | 0 | 0 | 0 | 0 | 0 | 0 | 0 | 0
F0_Commercial_School_New_Office Equipment_Electric_Desktop Computer_E0 | F0 | Commercial | School | New | Office Equipment | Electric | Desktop Computer | E0 | Economic Unit | 0 | 0 | 0 | 0 | 0 | 0 | 0 | 0 | 0 | 0 | 0 | 0 | 0 | 0 | 0 | 0 | 0 | 0 | 0 | 0 | 0 | 0 | 0 | 0 | 0 | 0 | 0 | 0 | 0 | 0
F1_Commercial_School_New_Office Equipment_Electric_Desktop Computer_E1 | F1 | Commercial | School | New | Office Equipment | Electric | Desktop Computer | E1 | CCE | 0 | 0 | 0 | 0 | 0 | 0 | 0 | 0 | 0 | 0 | 0 | 0 | 0 | 0 | 0 | 0 | 0 | 0 | 0 | 0 | 0 | 0 | 0 | 0 | 0 | 0 | 0 | 0 | 0 | 0
F1_Commercial_School_New_Office Equipment_Electric_Desktop Computer_E2 | F1 | Commercial | School | New | Office Equipment | Electric | Desktop Computer | E2 | CCE | 0 | 0 | 0 | 0 | 0 | 0 | 0 | 0 | 0 | 0 | 0 | 0 | 0 | 0 | 0 | 0 | 0 | 0 | 0 | 0 | 0 | 0 | 0 | 0 | 0 | 0 | 0 | 0 | 0 | 0
F1_Commercial_School_New_Office Equipment_Electric_Desktop Computer_E3 | F1 | Commercial | School | New | Office Equipment | Electric | Desktop Computer | E3 | CCE | 0 | 0 | 0 | 0 | 0 | 0 | 0 | 0 | 0 | 0 | 0 | 0 | 0 | 0 | 0 | 0 | 0 | 0 | 0 | 0 | 0 | 0 | 0 | 0 | 0 | 0 | 0 | 0 | 0 | 0
F1_Commercial_School_New_Office Equipment_Electric_Desktop Computer_E4 | F1 | Commercial | School | New | Office Equipment | Electric | Desktop Computer | E4 | CCE | 0 | 0 | 0 | 0 | 0 | 0 | 0 | 0 | 0 | 0 | 0 | 0 | 0 | 0 | 0 | 0 | 0 | 0 | 0 | 0 | 0 | 0 | 0 | 0 | 0 | 0 | 0 | 0 | 0 | 0
F1_Commercial_School_New_Office Equipment_Electric_Desktop Computer_E5 | F1 | Commercial | School | New | Office Equipment | Electric | Desktop Computer | E5 | CCE | 0 | 0 | 0 | 0 | 0 | 0 | 0 | 0 | 0 | 0 | 0 | 0 | 0 | 0 | 0 | 0 | 0 | 0 | 0 | 0 | 0 | 0 | 0 | 0 | 0 | 0 | 0 | 0 | 0 | 0
F1_Commercial_School_New_Office Equipment_Electric_Desktop Computer_E6 | F1 | Commercial | School | New | Office Equipment | Electric | Desktop Computer | E6 | CCE | 0 | 0 | 0 | 0 | 0 | 0 | 0 | 0 | 0 | 0 | 0 | 0 | 0 | 0 | 0 | 0 | 0 | 0 | 0 | 0 | 0 | 0 | 0 | 0 | 0 | 0 | 0 | 0 | 0 | 0
F1_Commercial_School_New_Office Equipment_Electric_Desktop Computer_E7 | F1 | Commercial | School | New | Office Equipment | Electric | Desktop Computer | E7 | CCE | 0 | 0 | 0 | 0 | 0 | 0 | 0 | 0 | 0 | 0 | 0 | 0 | 0 | 0 | 0 | 0 | 0 | 0 | 0 | 0 | 0 | 0 | 0 | 0 | 0 | 0 | 0 | 0 | 0 | 0
F1_Commercial_School_New_Office Equipment_Electric_Desktop Computer_E8 | F1 | Commercial | School | New | Office Equipment | Electric | Desktop Computer | E8 | CCE | 0 | 0 | 0 | 0 | 0 | 0 | 0 | 0 | 0 | 0 | 0 | 0 | 0 | 0 | 0 | 0 | 0 | 0 | 0 | 0 | 0 | 0 | 0 | 0 | 0 | 0 | 0 | 0 | 0 | 0
F1_Commercial_School_New_Office Equipment_Electric_Desktop Computer_E9 | F1 | Commercial | School | New | Office Equipment | Electric | Desktop Computer | E9 | CCE | 0 | 0 | 0 | 0 | 0 | 0 | 0 | 0 | 0 | 0 | 0 | 0 | 0 | 0 | 0 | 0 | 0 | 0 | 0 | 0 | 0 | 0 | 0 | 0 | 0 | 0 | 0 | 0 | 0 | 0
F1_Commercial_School_New_Office Equipment_Electric_Desktop Computer_E10 | F1 | Commercial | School | New | Office Equipment | Electric | Desktop Computer | E10 | CCE | 0 | 0 | 0 | 0 | 0 | 0 | 0 | 0 | 0 | 0 | 0 | 0 | 0 | 0 | 0 | 0 | 0 | 0 | 0 | 0 | 0 | 0 | 0 | 0 | 0 | 0 | 0 | 0 | 0 | 0
F2_Commercial_School_New_Office Equipment_Electric_Desktop Computer_E1 | F2 | Commercial | School | New | Office Equipment | Electric | Desktop Computer | E1 | TRC BC Ratio | 0 | 0 | 0 | 0 | 0 | 0 | 0 | 0 | 0 | 0 | 0 | 0 | 0 | 0 | 0 | 0 | 0 | 0 | 0 | 0 | 0 | 0 | 0 | 0 | 0 | 0 | 0 | 0 | 0 | 0
F2_Commercial_School_New_Office Equipment_Electric_Desktop Computer_E2 | F2 | Commercial | School | New | Office Equipment | Electric | Desktop Computer | E2 | TRC BC Ratio | 0 | 0 | 0 | 0 | 0 | 0 | 0 | 0 | 0 | 0 | 0 | 0 | 0 | 0 | 0 | 0 | 0 | 0 | 0 | 0 | 0 | 0 | 0 | 0 | 0 | 0 | 0 | 0 | 0 | 0
F2_Commercial_School_New_Office Equipment_Electric_Desktop Computer_E3 | F2 | Commercial | School | New | Office Equipment | Electric | Desktop Computer | E3 | TRC BC Ratio | 0 | 0 | 0 | 0 | 0 | 0 | 0 | 0 | 0 | 0 | 0 | 0 | 0 | 0 | 0 | 0 | 0 | 0 | 0 | 0 | 0 | 0 | 0 | 0 | 0 | 0 | 0 | 0 | 0 | 0
F2_Commercial_School_New_Office Equipment_Electric_Desktop Computer_E4 | F2 | Commercial | School | New | Office Equipment | Electric | Desktop Computer | E4 | TRC BC Ratio | 0 | 0 | 0 | 0 | 0 | 0 | 0 | 0 | 0 | 0 | 0 | 0 | 0 | 0 | 0 | 0 | 0 | 0 | 0 | 0 | 0 | 0 | 0 | 0 | 0 | 0 | 0 | 0 | 0 | 0
F2_Commercial_School_New_Office Equipment_Electric_Desktop Computer_E5 | F2 | Commercial | School | New | Office Equipment | Electric | Desktop Computer | E5 | TRC BC Ratio | 0 | 0 | 0 | 0 | 0 | 0 | 0 | 0 | 0 | 0 | 0 | 0 | 0 | 0 | 0 | 0 | 0 | 0 | 0 | 0 | 0 | 0 | 0 | 0 | 0 | 0 | 0 | 0 | 0 | 0
F2_Commercial_School_New_Office Equipment_Electric_Desktop Computer_E6 | F2 | Commercial | School | New | Office Equipment | Electric | Desktop Computer | E6 | TRC BC Ratio | 0 | 0 | 0 | 0 | 0 | 0 | 0 | 0 | 0 | 0 | 0 | 0 | 0 | 0 | 0 | 0 | 0 | 0 | 0 | 0 | 0 | 0 | 0 | 0 | 0 | 0 | 0 | 0 | 0 | 0
F2_Commercial_School_New_Office Equipment_Electric_Desktop Computer_E7 | F2 | Commercial | School | New | Office Equipment | Electric | Desktop Computer | E7 | TRC BC Ratio | 0 | 0 | 0 | 0 | 0 | 0 | 0 | 0 | 0 | 0 | 0 | 0 | 0 | 0 | 0 | 0 | 0 | 0 | 0 | 0 | 0 | 0 | 0 | 0 | 0 | 0 | 0 | 0 | 0 | 0
F2_Commercial_School_New_Office Equipment_Electric_Desktop Computer_E8 | F2 | Commercial | School | New | Office Equipment | Electric | Desktop Computer | E8 | TRC BC Ratio | 0 | 0 | 0 | 0 | 0 | 0 | 0 | 0 | 0 | 0 | 0 | 0 | 0 | 0 | 0 | 0 | 0 | 0 | 0 | 0 | 0 | 0 | 0 | 0 | 0 | 0 | 0 | 0 | 0 | 0
F2_Commercial_School_New_Office Equipment_Electric_Desktop Computer_E9 | F2 | Commercial | School | New | Office Equipment | Electric | Desktop Computer | E9 | TRC BC Ratio | 0 | 0 | 0 | 0 | 0 | 0 | 0 | 0 | 0 | 0 | 0 | 0 | 0 | 0 | 0 | 0 | 0 | 0 | 0 | 0 | 0 | 0 | 0 | 0 | 0 | 0 | 0 | 0 | 0 | 0
F2_Commercial_School_New_Office Equipment_Electric_Desktop Computer_E10 | F2 | Commercial | School | New | Office Equipment | Electric | Desktop Computer | E10 | TRC BC Ratio | 0 | 0 | 0 | 0 | 0 | 0 | 0 | 0 | 0 | 0 | 0 | 0 | 0 | 0 | 0 | 0 | 0 | 0 | 0 | 0 | 0 | 0 | 0 | 0 | 0 | 0 | 0 | 0 | 0 | 0
F3_Commercial_School_New_Office Equipment_Electric_Desktop Computer_E1 | F3 | Commercial | School | New | Office Equipment | Electric | Desktop Computer | E1 | PACT BC Ratio | 0 | 0 | 0 | 0 | 0 | 0 | 0 | 0 | 0 | 0 | 0 | 0 | 0 | 0 | 0 | 0 | 0 | 0 | 0 | 0 | 0 | 0 | 0 | 0 | 0 | 0 | 0 | 0 | 0 | 0
F3_Commercial_School_New_Office Equipment_Electric_Desktop Computer_E2 | F3 | Commercial | School | New | Office Equipment | Electric | Desktop Computer | E2 | PACT BC Ratio | 0 | 0 | 0 | 0 | 0 | 0 | 0 | 0 | 0 | 0 | 0 | 0 | 0 | 0 | 0 | 0 | 0 | 0 | 0 | 0 | 0 | 0 | 0 | 0 | 0 | 0 | 0 | 0 | 0 | 0
F3_Commercial_School_New_Office Equipment_Electric_Desktop Computer_E3 | F3 | Commercial | School | New | Office Equipment | Electric | Desktop Computer | E3 | PACT BC Ratio | 0 | 0 | 0 | 0 | 0 | 0 | 0 | 0 | 0 | 0 | 0 | 0 | 0 | 0 | 0 | 0 | 0 | 0 | 0 | 0 | 0 | 0 | 0 | 0 | 0 | 0 | 0 | 0 | 0 | 0
F3_Commercial_School_New_Office Equipment_Electric_Desktop Computer_E4 | F3 | Commercial | School | New | Office Equipment | Electric | Desktop Computer | E4 | PACT BC Ratio | 0 | 0 | 0 | 0 | 0 | 0 | 0 | 0 | 0 | 0 | 0 | 0 | 0 | 0 | 0 | 0 | 0 | 0 | 0 | 0 | 0 | 0 | 0 | 0 | 0 | 0 | 0 | 0 | 0 | 0
F3_Commercial_School_New_Office Equipment_Electric_Desktop Computer_E5 | F3 | Commercial | School | New | Office Equipment | Electric | Desktop Computer | E5 | PACT BC Ratio | 0 | 0 | 0 | 0 | 0 | 0 | 0 | 0 | 0 | 0 | 0 | 0 | 0 | 0 | 0 | 0 | 0 | 0 | 0 | 0 | 0 | 0 | 0 | 0 | 0 | 0 | 0 | 0 | 0 | 0
F3_Commercial_School_New_Office Equipment_Electric_Desktop Computer_E6 | F3 | Commercial | School | New | Office Equipment | Electric | Desktop Computer | E6 | PACT BC Ratio | 0 | 0 | 0 | 0 | 0 | 0 | 0 | 0 | 0 | 0 | 0 | 0 | 0 | 0 | 0 | 0 | 0 | 0 | 0 | 0 | 0 | 0 | 0 | 0 | 0 | 0 | 0 | 0 | 0 | 0
F3_Commercial_School_New_Office Equipment_Electric_Desktop Computer_E7 | F3 | Commercial | School | New | Office Equipment | Electric | Desktop Computer | E7 | PACT BC Ratio | 0 | 0 | 0 | 0 | 0 | 0 | 0 | 0 | 0 | 0 | 0 | 0 | 0 | 0 | 0 | 0 | 0 | 0 | 0 | 0 | 0 | 0 | 0 | 0 | 0 | 0 | 0 | 0 | 0 | 0
F3_Commercial_School_New_Office Equipment_Electric_Desktop Computer_E8 | F3 | Commercial | School | New | Office Equipment | Electric | Desktop Computer | E8 | PACT BC Ratio | 0 | 0 | 0 | 0 | 0 | 0 | 0 | 0 | 0 | 0 | 0 | 0 | 0 | 0 | 0 | 0 | 0 | 0 | 0 | 0 | 0 | 0 | 0 | 0 | 0 | 0 | 0 | 0 | 0 | 0
F3_Commercial_School_New_Office Equipment_Electric_Desktop Computer_E9 | F3 | Commercial | School | New | Office Equipment | Electric | Desktop Computer | E9 | PACT BC Ratio | 0 | 0 | 0 | 0 | 0 | 0 | 0 | 0 | 0 | 0 | 0 | 0 | 0 | 0 | 0 | 0 | 0 | 0 | 0 | 0 | 0 | 0 | 0 | 0 | 0 | 0 | 0 | 0 | 0 | 0
F3_Commercial_School_New_Office Equipment_Electric_Desktop Computer_E10 | F3 | Commercial | School | New | Office Equipment | Electric | Desktop Computer | E10 | PACT BC Ratio | 0 | 0 | 0 | 0 | 0 | 0 | 0 | 0 | 0 | 0 | 0 | 0 | 0 | 0 | 0 | 0 | 0 | 0 | 0 | 0 | 0 | 0 | 0 | 0 | 0 | 0 | 0 | 0 | 0 | 0
F4_Commercial_School_New_Office Equipment_Electric_Desktop Computer_E1 | F4 | Commercial | School | New | Office Equipment | Electric | Desktop Computer | E1 | RVT BC Ratio | 0 | 0 | 0 | 0 | 0 | 0 | 0 | 0 | 0 | 0 | 0 | 0 | 0 | 0 | 0 | 0 | 0 | 0 | 0 | 0 | 0 | 0 | 0 | 0 | 0 | 0 | 0 | 0 | 0 | 0
F4_Commercial_School_New_Office Equipment_Electric_Desktop Computer_E2 | F4 | Commercial | School | New | Office Equipment | Electric | Desktop Computer | E2 | RVT BC Ratio | 0 | 0 | 0 | 0 | 0 | 0 | 0 | 0 | 0 | 0 | 0 | 0 | 0 | 0 | 0 | 0 | 0 | 0 | 0 | 0 | 0 | 0 | 0 | 0 | 0 | 0 | 0 | 0 | 0 | 0
F4_Commercial_School_New_Office Equipment_Electric_Desktop Computer_E3 | F4 | Commercial | School | New | Office Equipment | Electric | Desktop Computer | E3 | RVT BC Ratio | 0 | 0 | 0 | 0 | 0 | 0 | 0 | 0 | 0 | 0 | 0 | 0 | 0 | 0 | 0 | 0 | 0 | 0 | 0 | 0 | 0 | 0 | 0 | 0 | 0 | 0 | 0 | 0 | 0 | 0
F4_Commercial_School_New_Office Equipment_Electric_Desktop Computer_E4 | F4 | Commercial | School | New | Office Equipment | Electric | Desktop Computer | E4 | RVT BC Ratio | 0 | 0 | 0 | 0 | 0 | 0 | 0 | 0 | 0 | 0 | 0 | 0 | 0 | 0 | 0 | 0 | 0 | 0 | 0 | 0 | 0 | 0 | 0 | 0 | 0 | 0 | 0 | 0 | 0 | 0
F4_Commercial_School_New_Office Equipment_Electric_Desktop Computer_E5 | F4 | Commercial | School | New | Office Equipment | Electric | Desktop Computer | E5 | RVT BC Ratio | 0 | 0 | 0 | 0 | 0 | 0 | 0 | 0 | 0 | 0 | 0 | 0 | 0 | 0 | 0 | 0 | 0 | 0 | 0 | 0 | 0 | 0 | 0 | 0 | 0 | 0 | 0 | 0 | 0 | 0
F4_Commercial_School_New_Office Equipment_Electric_Desktop Computer_E6 | F4 | Commercial | School | New | Office Equipment | Electric | Desktop Computer | E6 | RVT BC Ratio | 0 | 0 | 0 | 0 | 0 | 0 | 0 | 0 | 0 | 0 | 0 | 0 | 0 | 0 | 0 | 0 | 0 | 0 | 0 | 0 | 0 | 0 | 0 | 0 | 0 | 0 | 0 | 0 | 0 | 0
F4_Commercial_School_New_Office Equipment_Electric_Desktop Computer_E7 | F4 | Commercial | School | New | Office Equipment | Electric | Desktop Computer | E7 | RVT BC Ratio | 0 | 0 | 0 | 0 | 0 | 0 | 0 | 0 | 0 | 0 | 0 | 0 | 0 | 0 | 0 | 0 | 0 | 0 | 0 | 0 | 0 | 0 | 0 | 0 | 0 | 0 | 0 | 0 | 0 | 0
F4_Commercial_School_New_Office Equipment_Electric_Desktop Computer_E8 | F4 | Commercial | School | New | Office Equipment | Electric | Desktop Computer | E8 | RVT BC Ratio | 0 | 0 | 0 | 0 | 0 | 0 | 0 | 0 | 0 | 0 | 0 | 0 | 0 | 0 | 0 | 0 | 0 | 0 | 0 | 0 | 0 | 0 | 0 | 0 | 0 | 0 | 0 | 0 | 0 | 0
F4_Commercial_School_New_Office Equipment_Electric_Desktop Computer_E9 | F4 | Commercial | School | New | Office Equipment | Electric | Desktop Computer | E9 | RVT BC Ratio | 0 | 0 | 0 | 0 | 0 | 0 | 0 | 0 | 0 | 0 | 0 | 0 | 0 | 0 | 0 | 0 | 0 | 0 | 0 | 0 | 0 | 0 | 0 | 0 | 0 | 0 | 0 | 0 | 0 | 0
F4_Commercial_School_New_Office Equipment_Electric_Desktop Computer_E10 | F4 | Commercial | School | New | Office Equipment | Electric | Desktop Computer | E10 | RVT BC Ratio | 0 | 0 | 0 | 0 | 0 | 0 | 0 | 0 | 0 | 0 | 0 | 0 | 0 | 0 | 0 | 0 | 0 | 0 | 0 | 0 | 0 | 0 | 0 | 0 | 0 | 0 | 0 | 0 | 0 | 0
F5_Commercial_School_New_Office Equipment_Electric_Desktop Computer_E1 | F5 | Commercial | School | New | Office Equipment | Electric | Desktop Computer | E1 | RIM BC Ratio | 0 | 0 | 0 | 0 | 0 | 0 | 0 | 0 | 0 | 0 | 0 | 0 | 0 | 0 | 0 | 0 | 0 | 0 | 0 | 0 | 0 | 0 | 0 | 0 | 0 | 0 | 0 | 0 | 0 | 0
F5_Commercial_School_New_Office Equipment_Electric_Desktop Computer_E2 | F5 | Commercial | School | New | Office Equipment | Electric | Desktop Computer | E2 | RIM BC Ratio | 0 | 0 | 0 | 0 | 0 | 0 | 0 | 0 | 0 | 0 | 0 | 0 | 0 | 0 | 0 | 0 | 0 | 0 | 0 | 0 | 0 | 0 | 0 | 0 | 0 | 0 | 0 | 0 | 0 | 0
F5_Commercial_School_New_Office Equipment_Electric_Desktop Computer_E3 | F5 | Commercial | School | New | Office Equipment | Electric | Desktop Computer | E3 | RIM BC Ratio | 0 | 0 | 0 | 0 | 0 | 0 | 0 | 0 | 0 | 0 | 0 | 0 | 0 | 0 | 0 | 0 | 0 | 0 | 0 | 0 | 0 | 0 | 0 | 0 | 0 | 0 | 0 | 0 | 0 | 0
F5_Commercial_School_New_Office Equipment_Electric_Desktop Computer_E4 | F5 | Commercial | School | New | Office Equipment | Electric | Desktop Computer | E4 | RIM BC Ratio | 0 | 0 | 0 | 0 | 0 | 0 | 0 | 0 | 0 | 0 | 0 | 0 | 0 | 0 | 0 | 0 | 0 | 0 | 0 | 0 | 0 | 0 | 0 | 0 | 0 | 0 | 0 | 0 | 0 | 0
F5_Commercial_School_New_Office Equipment_Electric_Desktop Computer_E5 | F5 | Commercial | School | New | Office Equipment | Electric | Desktop Computer | E5 | RIM BC Ratio | 0 | 0 | 0 | 0 | 0 | 0 | 0 | 0 | 0 | 0 | 0 | 0 | 0 | 0 | 0 | 0 | 0 | 0 | 0 | 0 | 0 | 0 | 0 | 0 | 0 | 0 | 0 | 0 | 0 | 0
F5_Commercial_School_New_Office Equipment_Electric_Desktop Computer_E6 | F5 | Commercial | School | New | Office Equipment | Electric | Desktop Computer | E6 | RIM BC Ratio | 0 | 0 | 0 | 0 | 0 | 0 | 0 | 0 | 0 | 0 | 0 | 0 | 0 | 0 | 0 | 0 | 0 | 0 | 0 | 0 | 0 | 0 | 0 | 0 | 0 | 0 | 0 | 0 | 0 | 0
F5_Commercial_School_New_Office Equipment_Electric_Desktop Computer_E7 | F5 | Commercial | School | New | Office Equipment | Electric | Desktop Computer | E7 | RIM BC Ratio | 0 | 0 | 0 | 0 | 0 | 0 | 0 | 0 | 0 | 0 | 0 | 0 | 0 | 0 | 0 | 0 | 0 | 0 | 0 | 0 | 0 | 0 | 0 | 0 | 0 | 0 | 0 | 0 | 0 | 0
F5_Commercial_School_New_Office Equipment_Electric_Desktop Computer_E8 | F5 | Commercial | School | New | Office Equipment | Electric | Desktop Computer | E8 | RIM BC Ratio | 0 | 0 | 0 | 0 | 0 | 0 | 0 | 0 | 0 | 0 | 0 | 0 | 0 | 0 | 0 | 0 | 0 | 0 | 0 | 0 | 0 | 0 | 0 | 0 | 0 | 0 | 0 | 0 | 0 | 0
F5_Commercial_School_New_Office Equipment_Electric_Desktop Computer_E9 | F5 | Commercial | School | New | Office Equipment | Electric | Desktop Computer | E9 | RIM BC Ratio | 0 | 0 | 0 | 0 | 0 | 0 | 0 | 0 | 0 | 0 | 0 | 0 | 0 | 0 | 0 | 0 | 0 | 0 | 0 | 0 | 0 | 0 | 0 | 0 | 0 | 0 | 0 | 0 | 0 | 0
F5_Commercial_School_New_Office Equipment_Electric_Desktop Computer_E10 | F5 | Commercial | School | New | Office Equipment | Electric | Desktop Computer | E10 | RIM BC Ratio | 0 | 0 | 0 | 0 | 0 | 0 | 0 | 0 | 0 | 0 | 0 | 0 | 0 | 0 | 0 | 0 | 0 | 0 | 0 | 0 | 0 | 0 | 0 | 0 | 0 | 0 | 0 | 0 | 0 | 0
F0_Commercial_School_New_Office Equipment_Electric_Laptop_E0 | F0 | Commercial | School | New | Office Equipment | Electric | Laptop | E0 | Economic Unit | 0 | 0 | 0 | 0 | 0 | 0 | 0 | 0 | 0 | 0 | 0 | 0 | 0 | 0 | 0 | 0 | 0 | 0 | 0 | 0 | 0 | 0 | 0 | 0 | 0 | 0 | 0 | 0 | 0 | 0
F1_Commercial_School_New_Office Equipment_Electric_Laptop_E1 | F1 | Commercial | School | New | Office Equipment | Electric | Laptop | E1 | CCE | 0 | 0 | 0 | 0 | 0 | 0 | 0 | 0 | 0 | 0 | 0 | 0 | 0 | 0 | 0 | 0 | 0 | 0 | 0 | 0 | 0 | 0 | 0 | 0 | 0 | 0 | 0 | 0 | 0 | 0
F1_Commercial_School_New_Office Equipment_Electric_Laptop_E2 | F1 | Commercial | School | New | Office Equipment | Electric | Laptop | E2 | CCE | 0 | 0 | 0 | 0 | 0 | 0 | 0 | 0 | 0 | 0 | 0 | 0 | 0 | 0 | 0 | 0 | 0 | 0 | 0 | 0 | 0 | 0 | 0 | 0 | 0 | 0 | 0 | 0 | 0 | 0
F1_Commercial_School_New_Office Equipment_Electric_Laptop_E3 | F1 | Commercial | School | New | Office Equipment | Electric | Laptop | E3 | CCE | 0 | 0 | 0 | 0 | 0 | 0 | 0 | 0 | 0 | 0 | 0 | 0 | 0 | 0 | 0 | 0 | 0 | 0 | 0 | 0 | 0 | 0 | 0 | 0 | 0 | 0 | 0 | 0 | 0 | 0
F1_Commercial_School_New_Office Equipment_Electric_Laptop_E4 | F1 | Commercial | School | New | Office Equipment | Electric | Laptop | E4 | CCE | 0 | 0 | 0 | 0 | 0 | 0 | 0 | 0 | 0 | 0 | 0 | 0 | 0 | 0 | 0 | 0 | 0 | 0 | 0 | 0 | 0 | 0 | 0 | 0 | 0 | 0 | 0 | 0 | 0 | 0
F1_Commercial_School_New_Office Equipment_Electric_Laptop_E5 | F1 | Commercial | School | New | Office Equipment | Electric | Laptop | E5 | CCE | 0 | 0 | 0 | 0 | 0 | 0 | 0 | 0 | 0 | 0 | 0 | 0 | 0 | 0 | 0 | 0 | 0 | 0 | 0 | 0 | 0 | 0 | 0 | 0 | 0 | 0 | 0 | 0 | 0 | 0
F1_Commercial_School_New_Office Equipment_Electric_Laptop_E6 | F1 | Commercial | School | New | Office Equipment | Electric | Laptop | E6 | CCE | 0 | 0 | 0 | 0 | 0 | 0 | 0 | 0 | 0 | 0 | 0 | 0 | 0 | 0 | 0 | 0 | 0 | 0 | 0 | 0 | 0 | 0 | 0 | 0 | 0 | 0 | 0 | 0 | 0 | 0
F1_Commercial_School_New_Office Equipment_Electric_Laptop_E7 | F1 | Commercial | School | New | Office Equipment | Electric | Laptop | E7 | CCE | 0 | 0 | 0 | 0 | 0 | 0 | 0 | 0 | 0 | 0 | 0 | 0 | 0 | 0 | 0 | 0 | 0 | 0 | 0 | 0 | 0 | 0 | 0 | 0 | 0 | 0 | 0 | 0 | 0 | 0
F1_Commercial_School_New_Office Equipment_Electric_Laptop_E8 | F1 | Commercial | School | New | Office Equipment | Electric | Laptop | E8 | CCE | 0 | 0 | 0 | 0 | 0 | 0 | 0 | 0 | 0 | 0 | 0 | 0 | 0 | 0 | 0 | 0 | 0 | 0 | 0 | 0 | 0 | 0 | 0 | 0 | 0 | 0 | 0 | 0 | 0 | 0
F1_Commercial_School_New_Office Equipment_Electric_Laptop_E9 | F1 | Commercial | School | New | Office Equipment | Electric | Laptop | E9 | CCE | 0 | 0 | 0 | 0 | 0 | 0 | 0 | 0 | 0 | 0 | 0 | 0 | 0 | 0 | 0 | 0 | 0 | 0 | 0 | 0 | 0 | 0 | 0 | 0 | 0 | 0 | 0 | 0 | 0 | 0
F1_Commercial_School_New_Office Equipment_Electric_Laptop_E10 | F1 | Commercial | School | New | Office Equipment | Electric | Laptop | E10 | CCE | 0 | 0 | 0 | 0 | 0 | 0 | 0 | 0 | 0 | 0 | 0 | 0 | 0 | 0 | 0 | 0 | 0 | 0 | 0 | 0 | 0 | 0 | 0 | 0 | 0 | 0 | 0 | 0 | 0 | 0
F2_Commercial_School_New_Office Equipment_Electric_Laptop_E1 | F2 | Commercial | School | New | Office Equipment | Electric | Laptop | E1 | TRC BC Ratio | 0 | 0 | 0 | 0 | 0 | 0 | 0 | 0 | 0 | 0 | 0 | 0 | 0 | 0 | 0 | 0 | 0 | 0 | 0 | 0 | 0 | 0 | 0 | 0 | 0 | 0 | 0 | 0 | 0 | 0
F2_Commercial_School_New_Office Equipment_Electric_Laptop_E2 | F2 | Commercial | School | New | Office Equipment | Electric | Laptop | E2 | TRC BC Ratio | 0 | 0 | 0 | 0 | 0 | 0 | 0 | 0 | 0 | 0 | 0 | 0 | 0 | 0 | 0 | 0 | 0 | 0 | 0 | 0 | 0 | 0 | 0 | 0 | 0 | 0 | 0 | 0 | 0 | 0
F2_Commercial_School_New_Office Equipment_Electric_Laptop_E3 | F2 | Commercial | School | New | Office Equipment | Electric | Laptop | E3 | TRC BC Ratio | 0 | 0 | 0 | 0 | 0 | 0 | 0 | 0 | 0 | 0 | 0 | 0 | 0 | 0 | 0 | 0 | 0 | 0 | 0 | 0 | 0 | 0 | 0 | 0 | 0 | 0 | 0 | 0 | 0 | 0
F2_Commercial_School_New_Office Equipment_Electric_Laptop_E4 | F2 | Commercial | School | New | Office Equipment | Electric | Laptop | E4 | TRC BC Ratio | 0 | 0 | 0 | 0 | 0 | 0 | 0 | 0 | 0 | 0 | 0 | 0 | 0 | 0 | 0 | 0 | 0 | 0 | 0 | 0 | 0 | 0 | 0 | 0 | 0 | 0 | 0 | 0 | 0 | 0
F2_Commercial_School_New_Office Equipment_Electric_Laptop_E5 | F2 | Commercial | School | New | Office Equipment | Electric | Laptop | E5 | TRC BC Ratio | 0 | 0 | 0 | 0 | 0 | 0 | 0 | 0 | 0 | 0 | 0 | 0 | 0 | 0 | 0 | 0 | 0 | 0 | 0 | 0 | 0 | 0 | 0 | 0 | 0 | 0 | 0 | 0 | 0 | 0
F2_Commercial_School_New_Office Equipment_Electric_Laptop_E6 | F2 | Commercial | School | New | Office Equipment | Electric | Laptop | E6 | TRC BC Ratio | 0 | 0 | 0 | 0 | 0 | 0 | 0 | 0 | 0 | 0 | 0 | 0 | 0 | 0 | 0 | 0 | 0 | 0 | 0 | 0 | 0 | 0 | 0 | 0 | 0 | 0 | 0 | 0 | 0 | 0
F2_Commercial_School_New_Office Equipment_Electric_Laptop_E7 | F2 | Commercial | School | New | Office Equipment | Electric | Laptop | E7 | TRC BC Ratio | 0 | 0 | 0 | 0 | 0 | 0 | 0 | 0 | 0 | 0 | 0 | 0 | 0 | 0 | 0 | 0 | 0 | 0 | 0 | 0 | 0 | 0 | 0 | 0 | 0 | 0 | 0 | 0 | 0 | 0
F2_Commercial_School_New_Office Equipment_Electric_Laptop_E8 | F2 | Commercial | School | New | Office Equipment | Electric | Laptop | E8 | TRC BC Ratio | 0 | 0 | 0 | 0 | 0 | 0 | 0 | 0 | 0 | 0 | 0 | 0 | 0 | 0 | 0 | 0 | 0 | 0 | 0 | 0 | 0 | 0 | 0 | 0 | 0 | 0 | 0 | 0 | 0 | 0
F2_Commercial_School_New_Office Equipment_Electric_Laptop_E9 | F2 | Commercial | School | New | Office Equipment | Electric | Laptop | E9 | TRC BC Ratio | 0 | 0 | 0 | 0 | 0 | 0 | 0 | 0 | 0 | 0 | 0 | 0 | 0 | 0 | 0 | 0 | 0 | 0 | 0 | 0 | 0 | 0 | 0 | 0 | 0 | 0 | 0 | 0 | 0 | 0
F2_Commercial_School_New_Office Equipment_Electric_Laptop_E10 | F2 | Commercial | School | New | Office Equipment | Electric | Laptop | E10 | TRC BC Ratio | 0 | 0 | 0 | 0 | 0 | 0 | 0 | 0 | 0 | 0 | 0 | 0 | 0 | 0 | 0 | 0 | 0 | 0 | 0 | 0 | 0 | 0 | 0 | 0 | 0 | 0 | 0 | 0 | 0 | 0
F3_Commercial_School_New_Office Equipment_Electric_Laptop_E1 | F3 | Commercial | School | New | Office Equipment | Electric | Laptop | E1 | PACT BC Ratio | 0 | 0 | 0 | 0 | 0 | 0 | 0 | 0 | 0 | 0 | 0 | 0 | 0 | 0 | 0 | 0 | 0 | 0 | 0 | 0 | 0 | 0 | 0 | 0 | 0 | 0 | 0 | 0 | 0 | 0
F3_Commercial_School_New_Office Equipment_Electric_Laptop_E2 | F3 | Commercial | School | New | Office Equipment | Electric | Laptop | E2 | PACT BC Ratio | 0 | 0 | 0 | 0 | 0 | 0 | 0 | 0 | 0 | 0 | 0 | 0 | 0 | 0 | 0 | 0 | 0 | 0 | 0 | 0 | 0 | 0 | 0 | 0 | 0 | 0 | 0 | 0 | 0 | 0
F3_Commercial_School_New_Office Equipment_Electric_Laptop_E3 | F3 | Commercial | School | New | Office Equipment | Electric | Laptop | E3 | PACT BC Ratio | 0 | 0 | 0 | 0 | 0 | 0 | 0 | 0 | 0 | 0 | 0 | 0 | 0 | 0 | 0 | 0 | 0 | 0 | 0 | 0 | 0 | 0 | 0 | 0 | 0 | 0 | 0 | 0 | 0 | 0
F3_Commercial_School_New_Office Equipment_Electric_Laptop_E4 | F3 | Commercial | School | New | Office Equipment | Electric | Laptop | E4 | PACT BC Ratio | 0 | 0 | 0 | 0 | 0 | 0 | 0 | 0 | 0 | 0 | 0 | 0 | 0 | 0 | 0 | 0 | 0 | 0 | 0 | 0 | 0 | 0 | 0 | 0 | 0 | 0 | 0 | 0 | 0 | 0
F3_Commercial_School_New_Office Equipment_Electric_Laptop_E5 | F3 | Commercial | School | New | Office Equipment | Electric | Laptop | E5 | PACT BC Ratio | 0 | 0 | 0 | 0 | 0 | 0 | 0 | 0 | 0 | 0 | 0 | 0 | 0 | 0 | 0 | 0 | 0 | 0 | 0 | 0 | 0 | 0 | 0 | 0 | 0 | 0 | 0 | 0 | 0 | 0
F3_Commercial_School_New_Office Equipment_Electric_Laptop_E6 | F3 | Commercial | School | New | Office Equipment | Electric | Laptop | E6 | PACT BC Ratio | 0 | 0 | 0 | 0 | 0 | 0 | 0 | 0 | 0 | 0 | 0 | 0 | 0 | 0 | 0 | 0 | 0 | 0 | 0 | 0 | 0 | 0 | 0 | 0 | 0 | 0 | 0 | 0 | 0 | 0
F3_Commercial_School_New_Office Equipment_Electric_Laptop_E7 | F3 | Commercial | School | New | Office Equipment | Electric | Laptop | E7 | PACT BC Ratio | 0 | 0 | 0 | 0 | 0 | 0 | 0 | 0 | 0 | 0 | 0 | 0 | 0 | 0 | 0 | 0 | 0 | 0 | 0 | 0 | 0 | 0 | 0 | 0 | 0 | 0 | 0 | 0 | 0 | 0
F3_Commercial_School_New_Office Equipment_Electric_Laptop_E8 | F3 | Commercial | School | New | Office Equipment | Electric | Laptop | E8 | PACT BC Ratio | 0 | 0 | 0 | 0 | 0 | 0 | 0 | 0 | 0 | 0 | 0 | 0 | 0 | 0 | 0 | 0 | 0 | 0 | 0 | 0 | 0 | 0 | 0 | 0 | 0 | 0 | 0 | 0 | 0 | 0
F3_Commercial_School_New_Office Equipment_Electric_Laptop_E9 | F3 | Commercial | School | New | Office Equipment | Electric | Laptop | E9 | PACT BC Ratio | 0 | 0 | 0 | 0 | 0 | 0 | 0 | 0 | 0 | 0 | 0 | 0 | 0 | 0 | 0 | 0 | 0 | 0 | 0 | 0 | 0 | 0 | 0 | 0 | 0 | 0 | 0 | 0 | 0 | 0
F3_Commercial_School_New_Office Equipment_Electric_Laptop_E10 | F3 | Commercial | School | New | Office Equipment | Electric | Laptop | E10 | PACT BC Ratio | 0 | 0 | 0 | 0 | 0 | 0 | 0 | 0 | 0 | 0 | 0 | 0 | 0 | 0 | 0 | 0 | 0 | 0 | 0 | 0 | 0 | 0 | 0 | 0 | 0 | 0 | 0 | 0 | 0 | 0
F4_Commercial_School_New_Office Equipment_Electric_Laptop_E1 | F4 | Commercial | School | New | Office Equipment | Electric | Laptop | E1 | RVT BC Ratio | 0 | 0 | 0 | 0 | 0 | 0 | 0 | 0 | 0 | 0 | 0 | 0 | 0 | 0 | 0 | 0 | 0 | 0 | 0 | 0 | 0 | 0 | 0 | 0 | 0 | 0 | 0 | 0 | 0 | 0
F4_Commercial_School_New_Office Equipment_Electric_Laptop_E2 | F4 | Commercial | School | New | Office Equipment | Electric | Laptop | E2 | RVT BC Ratio | 0 | 0 | 0 | 0 | 0 | 0 | 0 | 0 | 0 | 0 | 0 | 0 | 0 | 0 | 0 | 0 | 0 | 0 | 0 | 0 | 0 | 0 | 0 | 0 | 0 | 0 | 0 | 0 | 0 | 0
F4_Commercial_School_New_Office Equipment_Electric_Laptop_E3 | F4 | Commercial | School | New | Office Equipment | Electric | Laptop | E3 | RVT BC Ratio | 0 | 0 | 0 | 0 | 0 | 0 | 0 | 0 | 0 | 0 | 0 | 0 | 0 | 0 | 0 | 0 | 0 | 0 | 0 | 0 | 0 | 0 | 0 | 0 | 0 | 0 | 0 | 0 | 0 | 0
F4_Commercial_School_New_Office Equipment_Electric_Laptop_E4 | F4 | Commercial | School | New | Office Equipment | Electric | Laptop | E4 | RVT BC Ratio | 0 | 0 | 0 | 0 | 0 | 0 | 0 | 0 | 0 | 0 | 0 | 0 | 0 | 0 | 0 | 0 | 0 | 0 | 0 | 0 | 0 | 0 | 0 | 0 | 0 | 0 | 0 | 0 | 0 | 0
F4_Commercial_School_New_Office Equipment_Electric_Laptop_E5 | F4 | Commercial | School | New | Office Equipment | Electric | Laptop | E5 | RVT BC Ratio | 0 | 0 | 0 | 0 | 0 | 0 | 0 | 0 | 0 | 0 | 0 | 0 | 0 | 0 | 0 | 0 | 0 | 0 | 0 | 0 | 0 | 0 | 0 | 0 | 0 | 0 | 0 | 0 | 0 | 0
F4_Commercial_School_New_Office Equipment_Electric_Laptop_E6 | F4 | Commercial | School | New | Office Equipment | Electric | Laptop | E6 | RVT BC Ratio | 0 | 0 | 0 | 0 | 0 | 0 | 0 | 0 | 0 | 0 | 0 | 0 | 0 | 0 | 0 | 0 | 0 | 0 | 0 | 0 | 0 | 0 | 0 | 0 | 0 | 0 | 0 | 0 | 0 | 0
F4_Commercial_School_New_Office Equipment_Electric_Laptop_E7 | F4 | Commercial | School | New | Office Equipment | Electric | Laptop | E7 | RVT BC Ratio | 0 | 0 | 0 | 0 | 0 | 0 | 0 | 0 | 0 | 0 | 0 | 0 | 0 | 0 | 0 | 0 | 0 | 0 | 0 | 0 | 0 | 0 | 0 | 0 | 0 | 0 | 0 | 0 | 0 | 0
F4_Commercial_School_New_Office Equipment_Electric_Laptop_E8 | F4 | Commercial | School | New | Office Equipment | Electric | Laptop | E8 | RVT BC Ratio | 0 | 0 | 0 | 0 | 0 | 0 | 0 | 0 | 0 | 0 | 0 | 0 | 0 | 0 | 0 | 0 | 0 | 0 | 0 | 0 | 0 | 0 | 0 | 0 | 0 | 0 | 0 | 0 | 0 | 0
F4_Commercial_School_New_Office Equipment_Electric_Laptop_E9 | F4 | Commercial | School | New | Office Equipment | Electric | Laptop | E9 | RVT BC Ratio | 0 | 0 | 0 | 0 | 0 | 0 | 0 | 0 | 0 | 0 | 0 | 0 | 0 | 0 | 0 | 0 | 0 | 0 | 0 | 0 | 0 | 0 | 0 | 0 | 0 | 0 | 0 | 0 | 0 | 0
F4_Commercial_School_New_Office Equipment_Electric_Laptop_E10 | F4 | Commercial | School | New | Office Equipment | Electric | Laptop | E10 | RVT BC Ratio | 0 | 0 | 0 | 0 | 0 | 0 | 0 | 0 | 0 | 0 | 0 | 0 | 0 | 0 | 0 | 0 | 0 | 0 | 0 | 0 | 0 | 0 | 0 | 0 | 0 | 0 | 0 | 0 | 0 | 0
F5_Commercial_School_New_Office Equipment_Electric_Laptop_E1 | F5 | Commercial | School | New | Office Equipment | Electric | Laptop | E1 | RIM BC Ratio | 0 | 0 | 0 | 0 | 0 | 0 | 0 | 0 | 0 | 0 | 0 | 0 | 0 | 0 | 0 | 0 | 0 | 0 | 0 | 0 | 0 | 0 | 0 | 0 | 0 | 0 | 0 | 0 | 0 | 0
F5_Commercial_School_New_Office Equipment_Electric_Laptop_E2 | F5 | Commercial | School | New | Office Equipment | Electric | Laptop | E2 | RIM BC Ratio | 0 | 0 | 0 | 0 | 0 | 0 | 0 | 0 | 0 | 0 | 0 | 0 | 0 | 0 | 0 | 0 | 0 | 0 | 0 | 0 | 0 | 0 | 0 | 0 | 0 | 0 | 0 | 0 | 0 | 0
F5_Commercial_School_New_Office Equipment_Electric_Laptop_E3 | F5 | Commercial | School | New | Office Equipment | Electric | Laptop | E3 | RIM BC Ratio | 0 | 0 | 0 | 0 | 0 | 0 | 0 | 0 | 0 | 0 | 0 | 0 | 0 | 0 | 0 | 0 | 0 | 0 | 0 | 0 | 0 | 0 | 0 | 0 | 0 | 0 | 0 | 0 | 0 | 0
F5_Commercial_School_New_Office Equipment_Electric_Laptop_E4 | F5 | Commercial | School | New | Office Equipment | Electric | Laptop | E4 | RIM BC Ratio | 0 | 0 | 0 | 0 | 0 | 0 | 0 | 0 | 0 | 0 | 0 | 0 | 0 | 0 | 0 | 0 | 0 | 0 | 0 | 0 | 0 | 0 | 0 | 0 | 0 | 0 | 0 | 0 | 0 | 0
F5_Commercial_School_New_Office Equipment_Electric_Laptop_E5 | F5 | Commercial | School | New | Office Equipment | Electric | Laptop | E5 | RIM BC Ratio | 0 | 0 | 0 | 0 | 0 | 0 | 0 | 0 | 0 | 0 | 0 | 0 | 0 | 0 | 0 | 0 | 0 | 0 | 0 | 0 | 0 | 0 | 0 | 0 | 0 | 0 | 0 | 0 | 0 | 0
F5_Commercial_School_New_Office Equipment_Electric_Laptop_E6 | F5 | Commercial | School | New | Office Equipment | Electric | Laptop | E6 | RIM BC Ratio | 0 | 0 | 0 | 0 | 0 | 0 | 0 | 0 | 0 | 0 | 0 | 0 | 0 | 0 | 0 | 0 | 0 | 0 | 0 | 0 | 0 | 0 | 0 | 0 | 0 | 0 | 0 | 0 | 0 | 0
F5_Commercial_School_New_Office Equipment_Electric_Laptop_E7 | F5 | Commercial | School | New | Office Equipment | Electric | Laptop | E7 | RIM BC Ratio | 0 | 0 | 0 | 0 | 0 | 0 | 0 | 0 | 0 | 0 | 0 | 0 | 0 | 0 | 0 | 0 | 0 | 0 | 0 | 0 | 0 | 0 | 0 | 0 | 0 | 0 | 0 | 0 | 0 | 0
F5_Commercial_School_New_Office Equipment_Electric_Laptop_E8 | F5 | Commercial | School | New | Office Equipment | Electric | Laptop | E8 | RIM BC Ratio | 0 | 0 | 0 | 0 | 0 | 0 | 0 | 0 | 0 | 0 | 0 | 0 | 0 | 0 | 0 | 0 | 0 | 0 | 0 | 0 | 0 | 0 | 0 | 0 | 0 | 0 | 0 | 0 | 0 | 0
F5_Commercial_School_New_Office Equipment_Electric_Laptop_E9 | F5 | Commercial | School | New | Office Equipment | Electric | Laptop | E9 | RIM BC Ratio | 0 | 0 | 0 | 0 | 0 | 0 | 0 | 0 | 0 | 0 | 0 | 0 | 0 | 0 | 0 | 0 | 0 | 0 | 0 | 0 | 0 | 0 | 0 | 0 | 0 | 0 | 0 | 0 | 0 | 0
F5_Commercial_School_New_Office Equipment_Electric_Laptop_E10 | F5 | Commercial | School | New | Office Equipment | Electric | Laptop | E10 | RIM BC Ratio | 0 | 0 | 0 | 0 | 0 | 0 | 0 | 0 | 0 | 0 | 0 | 0 | 0 | 0 | 0 | 0 | 0 | 0 | 0 | 0 | 0 | 0 | 0 | 0 | 0 | 0 | 0 | 0 | 0 | 0
F0_Commercial_School_New_Office Equipment_Electric_Server_E0 | F0 | Commercial | School | New | Office Equipment | Electric | Server | E0 | Economic Unit | 0 | 0 | 0 | 0 | 0 | 0 | 0 | 0 | 0 | 0 | 0 | 0 | 0 | 0 | 0 | 0 | 0 | 0 | 0 | 0 | 0 | 0 | 0 | 0 | 0 | 0 | 0 | 0 | 0 | 0
F1_Commercial_School_New_Office Equipment_Electric_Server_E1 | F1 | Commercial | School | New | Office Equipment | Electric | Server | E1 | CCE | 0 | 0 | 0 | 0 | 0 | 0 | 0 | 0 | 0 | 0 | 0 | 0 | 0 | 0 | 0 | 0 | 0 | 0 | 0 | 0 | 0 | 0 | 0 | 0 | 0 | 0 | 0 | 0 | 0 | 0
F1_Commercial_School_New_Office Equipment_Electric_Server_E2 | F1 | Commercial | School | New | Office Equipment | Electric | Server | E2 | CCE | 0 | 0 | 0 | 0 | 0 | 0 | 0 | 0 | 0 | 0 | 0 | 0 | 0 | 0 | 0 | 0 | 0 | 0 | 0 | 0 | 0 | 0 | 0 | 0 | 0 | 0 | 0 | 0 | 0 | 0
F1_Commercial_School_New_Office Equipment_Electric_Server_E3 | F1 | Commercial | School | New | Office Equipment | Electric | Server | E3 | CCE | 0 | 0 | 0 | 0 | 0 | 0 | 0 | 0 | 0 | 0 | 0 | 0 | 0 | 0 | 0 | 0 | 0 | 0 | 0 | 0 | 0 | 0 | 0 | 0 | 0 | 0 | 0 | 0 | 0 | 0
F1_Commercial_School_New_Office Equipment_Electric_Server_E4 | F1 | Commercial | School | New | Office Equipment | Electric | Server | E4 | CCE | 0 | 0 | 0 | 0 | 0 | 0 | 0 | 0 | 0 | 0 | 0 | 0 | 0 | 0 | 0 | 0 | 0 | 0 | 0 | 0 | 0 | 0 | 0 | 0 | 0 | 0 | 0 | 0 | 0 | 0
F1_Commercial_School_New_Office Equipment_Electric_Server_E5 | F1 | Commercial | School | New | Office Equipment | Electric | Server | E5 | CCE | 0 | 0 | 0 | 0 | 0 | 0 | 0 | 0 | 0 | 0 | 0 | 0 | 0 | 0 | 0 | 0 | 0 | 0 | 0 | 0 | 0 | 0 | 0 | 0 | 0 | 0 | 0 | 0 | 0 | 0
F1_Commercial_School_New_Office Equipment_Electric_Server_E6 | F1 | Commercial | School | New | Office Equipment | Electric | Server | E6 | CCE | 0 | 0 | 0 | 0 | 0 | 0 | 0 | 0 | 0 | 0 | 0 | 0 | 0 | 0 | 0 | 0 | 0 | 0 | 0 | 0 | 0 | 0 | 0 | 0 | 0 | 0 | 0 | 0 | 0 | 0
F1_Commercial_School_New_Office Equipment_Electric_Server_E7 | F1 | Commercial | School | New | Office Equipment | Electric | Server | E7 | CCE | 0 | 0 | 0 | 0 | 0 | 0 | 0 | 0 | 0 | 0 | 0 | 0 | 0 | 0 | 0 | 0 | 0 | 0 | 0 | 0 | 0 | 0 | 0 | 0 | 0 | 0 | 0 | 0 | 0 | 0
F1_Commercial_School_New_Office Equipment_Electric_Server_E8 | F1 | Commercial | School | New | Office Equipment | Electric | Server | E8 | CCE | 0 | 0 | 0 | 0 | 0 | 0 | 0 | 0 | 0 | 0 | 0 | 0 | 0 | 0 | 0 | 0 | 0 | 0 | 0 | 0 | 0 | 0 | 0 | 0 | 0 | 0 | 0 | 0 | 0 | 0
F1_Commercial_School_New_Office Equipment_Electric_Server_E9 | F1 | Commercial | School | New | Office Equipment | Electric | Server | E9 | CCE | 0 | 0 | 0 | 0 | 0 | 0 | 0 | 0 | 0 | 0 | 0 | 0 | 0 | 0 | 0 | 0 | 0 | 0 | 0 | 0 | 0 | 0 | 0 | 0 | 0 | 0 | 0 | 0 | 0 | 0
F1_Commercial_School_New_Office Equipment_Electric_Server_E10 | F1 | Commercial | School | New | Office Equipment | Electric | Server | E10 | CCE | 0 | 0 | 0 | 0 | 0 | 0 | 0 | 0 | 0 | 0 | 0 | 0 | 0 | 0 | 0 | 0 | 0 | 0 | 0 | 0 | 0 | 0 | 0 | 0 | 0 | 0 | 0 | 0 | 0 | 0
F2_Commercial_School_New_Office Equipment_Electric_Server_E1 | F2 | Commercial | School | New | Office Equipment | Electric | Server | E1 | TRC BC Ratio | 0 | 0 | 0 | 0 | 0 | 0 | 0 | 0 | 0 | 0 | 0 | 0 | 0 | 0 | 0 | 0 | 0 | 0 | 0 | 0 | 0 | 0 | 0 | 0 | 0 | 0 | 0 | 0 | 0 | 0
F2_Commercial_School_New_Office Equipment_Electric_Server_E2 | F2 | Commercial | School | New | Office Equipment | Electric | Server | E2 | TRC BC Ratio | 0 | 0 | 0 | 0 | 0 | 0 | 0 | 0 | 0 | 0 | 0 | 0 | 0 | 0 | 0 | 0 | 0 | 0 | 0 | 0 | 0 | 0 | 0 | 0 | 0 | 0 | 0 | 0 | 0 | 0
F2_Commercial_School_New_Office Equipment_Electric_Server_E3 | F2 | Commercial | School | New | Office Equipment | Electric | Server | E3 | TRC BC Ratio | 0 | 0 | 0 | 0 | 0 | 0 | 0 | 0 | 0 | 0 | 0 | 0 | 0 | 0 | 0 | 0 | 0 | 0 | 0 | 0 | 0 | 0 | 0 | 0 | 0 | 0 | 0 | 0 | 0 | 0
F2_Commercial_School_New_Office Equipment_Electric_Server_E4 | F2 | Commercial | School | New | Office Equipment | Electric | Server | E4 | TRC BC Ratio | 0 | 0 | 0 | 0 | 0 | 0 | 0 | 0 | 0 | 0 | 0 | 0 | 0 | 0 | 0 | 0 | 0 | 0 | 0 | 0 | 0 | 0 | 0 | 0 | 0 | 0 | 0 | 0 | 0 | 0
F2_Commercial_School_New_Office Equipment_Electric_Server_E5 | F2 | Commercial | School | New | Office Equipment | Electric | Server | E5 | TRC BC Ratio | 0 | 0 | 0 | 0 | 0 | 0 | 0 | 0 | 0 | 0 | 0 | 0 | 0 | 0 | 0 | 0 | 0 | 0 | 0 | 0 | 0 | 0 | 0 | 0 | 0 | 0 | 0 | 0 | 0 | 0
F2_Commercial_School_New_Office Equipment_Electric_Server_E6 | F2 | Commercial | School | New | Office Equipment | Electric | Server | E6 | TRC BC Ratio | 0 | 0 | 0 | 0 | 0 | 0 | 0 | 0 | 0 | 0 | 0 | 0 | 0 | 0 | 0 | 0 | 0 | 0 | 0 | 0 | 0 | 0 | 0 | 0 | 0 | 0 | 0 | 0 | 0 | 0
F2_Commercial_School_New_Office Equipment_Electric_Server_E7 | F2 | Commercial | School | New | Office Equipment | Electric | Server | E7 | TRC BC Ratio | 0 | 0 | 0 | 0 | 0 | 0 | 0 | 0 | 0 | 0 | 0 | 0 | 0 | 0 | 0 | 0 | 0 | 0 | 0 | 0 | 0 | 0 | 0 | 0 | 0 | 0 | 0 | 0 | 0 | 0
F2_Commercial_School_New_Office Equipment_Electric_Server_E8 | F2 | Commercial | School | New | Office Equipment | Electric | Server | E8 | TRC BC Ratio | 0 | 0 | 0 | 0 | 0 | 0 | 0 | 0 | 0 | 0 | 0 | 0 | 0 | 0 | 0 | 0 | 0 | 0 | 0 | 0 | 0 | 0 | 0 | 0 | 0 | 0 | 0 | 0 | 0 | 0
F2_Commercial_School_New_Office Equipment_Electric_Server_E9 | F2 | Commercial | School | New | Office Equipment | Electric | Server | E9 | TRC BC Ratio | 0 | 0 | 0 | 0 | 0 | 0 | 0 | 0 | 0 | 0 | 0 | 0 | 0 | 0 | 0 | 0 | 0 | 0 | 0 | 0 | 0 | 0 | 0 | 0 | 0 | 0 | 0 | 0 | 0 | 0
F2_Commercial_School_New_Office Equipment_Electric_Server_E10 | F2 | Commercial | School | New | Office Equipment | Electric | Server | E10 | TRC BC Ratio | 0 | 0 | 0 | 0 | 0 | 0 | 0 | 0 | 0 | 0 | 0 | 0 | 0 | 0 | 0 | 0 | 0 | 0 | 0 | 0 | 0 | 0 | 0 | 0 | 0 | 0 | 0 | 0 | 0 | 0
F3_Commercial_School_New_Office Equipment_Electric_Server_E1 | F3 | Commercial | School | New | Office Equipment | Electric | Server | E1 | PACT BC Ratio | 0 | 0 | 0 | 0 | 0 | 0 | 0 | 0 | 0 | 0 | 0 | 0 | 0 | 0 | 0 | 0 | 0 | 0 | 0 | 0 | 0 | 0 | 0 | 0 | 0 | 0 | 0 | 0 | 0 | 0
F3_Commercial_School_New_Office Equipment_Electric_Server_E2 | F3 | Commercial | School | New | Office Equipment | Electric | Server | E2 | PACT BC Ratio | 0 | 0 | 0 | 0 | 0 | 0 | 0 | 0 | 0 | 0 | 0 | 0 | 0 | 0 | 0 | 0 | 0 | 0 | 0 | 0 | 0 | 0 | 0 | 0 | 0 | 0 | 0 | 0 | 0 | 0
F3_Commercial_School_New_Office Equipment_Electric_Server_E3 | F3 | Commercial | School | New | Office Equipment | Electric | Server | E3 | PACT BC Ratio | 0 | 0 | 0 | 0 | 0 | 0 | 0 | 0 | 0 | 0 | 0 | 0 | 0 | 0 | 0 | 0 | 0 | 0 | 0 | 0 | 0 | 0 | 0 | 0 | 0 | 0 | 0 | 0 | 0 | 0
F3_Commercial_School_New_Office Equipment_Electric_Server_E4 | F3 | Commercial | School | New | Office Equipment | Electric | Server | E4 | PACT BC Ratio | 0 | 0 | 0 | 0 | 0 | 0 | 0 | 0 | 0 | 0 | 0 | 0 | 0 | 0 | 0 | 0 | 0 | 0 | 0 | 0 | 0 | 0 | 0 | 0 | 0 | 0 | 0 | 0 | 0 | 0
F3_Commercial_School_New_Office Equipment_Electric_Server_E5 | F3 | Commercial | School | New | Office Equipment | Electric | Server | E5 | PACT BC Ratio | 0 | 0 | 0 | 0 | 0 | 0 | 0 | 0 | 0 | 0 | 0 | 0 | 0 | 0 | 0 | 0 | 0 | 0 | 0 | 0 | 0 | 0 | 0 | 0 | 0 | 0 | 0 | 0 | 0 | 0
F3_Commercial_School_New_Office Equipment_Electric_Server_E6 | F3 | Commercial | School | New | Office Equipment | Electric | Server | E6 | PACT BC Ratio | 0 | 0 | 0 | 0 | 0 | 0 | 0 | 0 | 0 | 0 | 0 | 0 | 0 | 0 | 0 | 0 | 0 | 0 | 0 | 0 | 0 | 0 | 0 | 0 | 0 | 0 | 0 | 0 | 0 | 0
F3_Commercial_School_New_Office Equipment_Electric_Server_E7 | F3 | Commercial | School | New | Office Equipment | Electric | Server | E7 | PACT BC Ratio | 0 | 0 | 0 | 0 | 0 | 0 | 0 | 0 | 0 | 0 | 0 | 0 | 0 | 0 | 0 | 0 | 0 | 0 | 0 | 0 | 0 | 0 | 0 | 0 | 0 | 0 | 0 | 0 | 0 | 0
F3_Commercial_School_New_Office Equipment_Electric_Server_E8 | F3 | Commercial | School | New | Office Equipment | Electric | Server | E8 | PACT BC Ratio | 0 | 0 | 0 | 0 | 0 | 0 | 0 | 0 | 0 | 0 | 0 | 0 | 0 | 0 | 0 | 0 | 0 | 0 | 0 | 0 | 0 | 0 | 0 | 0 | 0 | 0 | 0 | 0 | 0 | 0
F3_Commercial_School_New_Office Equipment_Electric_Server_E9 | F3 | Commercial | School | New | Office Equipment | Electric | Server | E9 | PACT BC Ratio | 0 | 0 | 0 | 0 | 0 | 0 | 0 | 0 | 0 | 0 | 0 | 0 | 0 | 0 | 0 | 0 | 0 | 0 | 0 | 0 | 0 | 0 | 0 | 0 | 0 | 0 | 0 | 0 | 0 | 0
F3_Commercial_School_New_Office Equipment_Electric_Server_E10 | F3 | Commercial | School | New | Office Equipment | Electric | Server | E10 | PACT BC Ratio | 0 | 0 | 0 | 0 | 0 | 0 | 0 | 0 | 0 | 0 | 0 | 0 | 0 | 0 | 0 | 0 | 0 | 0 | 0 | 0 | 0 | 0 | 0 | 0 | 0 | 0 | 0 | 0 | 0 | 0
F4_Commercial_School_New_Office Equipment_Electric_Server_E1 | F4 | Commercial | School | New | Office Equipment | Electric | Server | E1 | RVT BC Ratio | 0 | 0 | 0 | 0 | 0 | 0 | 0 | 0 | 0 | 0 | 0 | 0 | 0 | 0 | 0 | 0 | 0 | 0 | 0 | 0 | 0 | 0 | 0 | 0 | 0 | 0 | 0 | 0 | 0 | 0
F4_Commercial_School_New_Office Equipment_Electric_Server_E2 | F4 | Commercial | School | New | Office Equipment | Electric | Server | E2 | RVT BC Ratio | 0 | 0 | 0 | 0 | 0 | 0 | 0 | 0 | 0 | 0 | 0 | 0 | 0 | 0 | 0 | 0 | 0 | 0 | 0 | 0 | 0 | 0 | 0 | 0 | 0 | 0 | 0 | 0 | 0 | 0
F4_Commercial_School_New_Office Equipment_Electric_Server_E3 | F4 | Commercial | School | New | Office Equipment | Electric | Server | E3 | RVT BC Ratio | 0 | 0 | 0 | 0 | 0 | 0 | 0 | 0 | 0 | 0 | 0 | 0 | 0 | 0 | 0 | 0 | 0 | 0 | 0 | 0 | 0 | 0 | 0 | 0 | 0 | 0 | 0 | 0 | 0 | 0
F4_Commercial_School_New_Office Equipment_Electric_Server_E4 | F4 | Commercial | School | New | Office Equipment | Electric | Server | E4 | RVT BC Ratio | 0 | 0 | 0 | 0 | 0 | 0 | 0 | 0 | 0 | 0 | 0 | 0 | 0 | 0 | 0 | 0 | 0 | 0 | 0 | 0 | 0 | 0 | 0 | 0 | 0 | 0 | 0 | 0 | 0 | 0
F4_Commercial_School_New_Office Equipment_Electric_Server_E5 | F4 | Commercial | School | New | Office Equipment | Electric | Server | E5 | RVT BC Ratio | 0 | 0 | 0 | 0 | 0 | 0 | 0 | 0 | 0 | 0 | 0 | 0 | 0 | 0 | 0 | 0 | 0 | 0 | 0 | 0 | 0 | 0 | 0 | 0 | 0 | 0 | 0 | 0 | 0 | 0
F4_Commercial_School_New_Office Equipment_Electric_Server_E6 | F4 | Commercial | School | New | Office Equipment | Electric | Server | E6 | RVT BC Ratio | 0 | 0 | 0 | 0 | 0 | 0 | 0 | 0 | 0 | 0 | 0 | 0 | 0 | 0 | 0 | 0 | 0 | 0 | 0 | 0 | 0 | 0 | 0 | 0 | 0 | 0 | 0 | 0 | 0 | 0
F4_Commercial_School_New_Office Equipment_Electric_Server_E7 | F4 | Commercial | School | New | Office Equipment | Electric | Server | E7 | RVT BC Ratio | 0 | 0 | 0 | 0 | 0 | 0 | 0 | 0 | 0 | 0 | 0 | 0 | 0 | 0 | 0 | 0 | 0 | 0 | 0 | 0 | 0 | 0 | 0 | 0 | 0 | 0 | 0 | 0 | 0 | 0
F4_Commercial_School_New_Office Equipment_Electric_Server_E8 | F4 | Commercial | School | New | Office Equipment | Electric | Server | E8 | RVT BC Ratio | 0 | 0 | 0 | 0 | 0 | 0 | 0 | 0 | 0 | 0 | 0 | 0 | 0 | 0 | 0 | 0 | 0 | 0 | 0 | 0 | 0 | 0 | 0 | 0 | 0 | 0 | 0 | 0 | 0 | 0
F4_Commercial_School_New_Office Equipment_Electric_Server_E9 | F4 | Commercial | School | New | Office Equipment | Electric | Server | E9 | RVT BC Ratio | 0 | 0 | 0 | 0 | 0 | 0 | 0 | 0 | 0 | 0 | 0 | 0 | 0 | 0 | 0 | 0 | 0 | 0 | 0 | 0 | 0 | 0 | 0 | 0 | 0 | 0 | 0 | 0 | 0 | 0
F4_Commercial_School_New_Office Equipment_Electric_Server_E10 | F4 | Commercial | School | New | Office Equipment | Electric | Server | E10 | RVT BC Ratio | 0 | 0 | 0 | 0 | 0 | 0 | 0 | 0 | 0 | 0 | 0 | 0 | 0 | 0 | 0 | 0 | 0 | 0 | 0 | 0 | 0 | 0 | 0 | 0 | 0 | 0 | 0 | 0 | 0 | 0
F5_Commercial_School_New_Office Equipment_Electric_Server_E1 | F5 | Commercial | School | New | Office Equipment | Electric | Server | E1 | RIM BC Ratio | 0 | 0 | 0 | 0 | 0 | 0 | 0 | 0 | 0 | 0 | 0 | 0 | 0 | 0 | 0 | 0 | 0 | 0 | 0 | 0 | 0 | 0 | 0 | 0 | 0 | 0 | 0 | 0 | 0 | 0
F5_Commercial_School_New_Office Equipment_Electric_Server_E2 | F5 | Commercial | School | New | Office Equipment | Electric | Server | E2 | RIM BC Ratio | 0 | 0 | 0 | 0 | 0 | 0 | 0 | 0 | 0 | 0 | 0 | 0 | 0 | 0 | 0 | 0 | 0 | 0 | 0 | 0 | 0 | 0 | 0 | 0 | 0 | 0 | 0 | 0 | 0 | 0
F5_Commercial_School_New_Office Equipment_Electric_Server_E3 | F5 | Commercial | School | New | Office Equipment | Electric | Server | E3 | RIM BC Ratio | 0 | 0 | 0 | 0 | 0 | 0 | 0 | 0 | 0 | 0 | 0 | 0 | 0 | 0 | 0 | 0 | 0 | 0 | 0 | 0 | 0 | 0 | 0 | 0 | 0 | 0 | 0 | 0 | 0 | 0
F5_Commercial_School_New_Office Equipment_Electric_Server_E4 | F5 | Commercial | School | New | Office Equipment | Electric | Server | E4 | RIM BC Ratio | 0 | 0 | 0 | 0 | 0 | 0 | 0 | 0 | 0 | 0 | 0 | 0 | 0 | 0 | 0 | 0 | 0 | 0 | 0 | 0 | 0 | 0 | 0 | 0 | 0 | 0 | 0 | 0 | 0 | 0
F5_Commercial_School_New_Office Equipment_Electric_Server_E5 | F5 | Commercial | School | New | Office Equipment | Electric | Server | E5 | RIM BC Ratio | 0 | 0 | 0 | 0 | 0 | 0 | 0 | 0 | 0 | 0 | 0 | 0 | 0 | 0 | 0 | 0 | 0 | 0 | 0 | 0 | 0 | 0 | 0 | 0 | 0 | 0 | 0 | 0 | 0 | 0
F5_Commercial_School_New_Office Equipment_Electric_Server_E6 | F5 | Commercial | School | New | Office Equipment | Electric | Server | E6 | RIM BC Ratio | 0 | 0 | 0 | 0 | 0 | 0 | 0 | 0 | 0 | 0 | 0 | 0 | 0 | 0 | 0 | 0 | 0 | 0 | 0 | 0 | 0 | 0 | 0 | 0 | 0 | 0 | 0 | 0 | 0 | 0
F5_Commercial_School_New_Office Equipment_Electric_Server_E7 | F5 | Commercial | School | New | Office Equipment | Electric | Server | E7 | RIM BC Ratio | 0 | 0 | 0 | 0 | 0 | 0 | 0 | 0 | 0 | 0 | 0 | 0 | 0 | 0 | 0 | 0 | 0 | 0 | 0 | 0 | 0 | 0 | 0 | 0 | 0 | 0 | 0 | 0 | 0 | 0
F5_Commercial_School_New_Office Equipment_Electric_Server_E8 | F5 | Commercial | School | New | Office Equipment | Electric | Server | E8 | RIM BC Ratio | 0 | 0 | 0 | 0 | 0 | 0 | 0 | 0 | 0 | 0 | 0 | 0 | 0 | 0 | 0 | 0 | 0 | 0 | 0 | 0 | 0 | 0 | 0 | 0 | 0 | 0 | 0 | 0 | 0 | 0
F5_Commercial_School_New_Office Equipment_Electric_Server_E9 | F5 | Commercial | School | New | Office Equipment | Electric | Server | E9 | RIM BC Ratio | 0 | 0 | 0 | 0 | 0 | 0 | 0 | 0 | 0 | 0 | 0 | 0 | 0 | 0 | 0 | 0 | 0 | 0 | 0 | 0 | 0 | 0 | 0 | 0 | 0 | 0 | 0 | 0 | 0 | 0
F5_Commercial_School_New_Office Equipment_Electric_Server_E10 | F5 | Commercial | School | New | Office Equipment | Electric | Server | E10 | RIM BC Ratio | 0 | 0 | 0 | 0 | 0 | 0 | 0 | 0 | 0 | 0 | 0 | 0 | 0 | 0 | 0 | 0 | 0 | 0 | 0 | 0 | 0 | 0 | 0 | 0 | 0 | 0 | 0 | 0 | 0 | 0
F0_Commercial_School_New_Office Equipment_Electric_Monitor_E0 | F0 | Commercial | School | New | Office Equipment | Electric | Monitor | E0 | Economic Unit | 0 | 0 | 0 | 0 | 0 | 0 | 0 | 0 | 0 | 0 | 0 | 0 | 0 | 0 | 0 | 0 | 0 | 0 | 0 | 0 | 0 | 0 | 0 | 0 | 0 | 0 | 0 | 0 | 0 | 0
F1_Commercial_School_New_Office Equipment_Electric_Monitor_E1 | F1 | Commercial | School | New | Office Equipment | Electric | Monitor | E1 | CCE | 0 | 0 | 0 | 0 | 0 | 0 | 0 | 0 | 0 | 0 | 0 | 0 | 0 | 0 | 0 | 0 | 0 | 0 | 0 | 0 | 0 | 0 | 0 | 0 | 0 | 0 | 0 | 0 | 0 | 0
F1_Commercial_School_New_Office Equipment_Electric_Monitor_E2 | F1 | Commercial | School | New | Office Equipment | Electric | Monitor | E2 | CCE | 0 | 0 | 0 | 0 | 0 | 0 | 0 | 0 | 0 | 0 | 0 | 0 | 0 | 0 | 0 | 0 | 0 | 0 | 0 | 0 | 0 | 0 | 0 | 0 | 0 | 0 | 0 | 0 | 0 | 0
F1_Commercial_School_New_Office Equipment_Electric_Monitor_E3 | F1 | Commercial | School | New | Office Equipment | Electric | Monitor | E3 | CCE | 0 | 0 | 0 | 0 | 0 | 0 | 0 | 0 | 0 | 0 | 0 | 0 | 0 | 0 | 0 | 0 | 0 | 0 | 0 | 0 | 0 | 0 | 0 | 0 | 0 | 0 | 0 | 0 | 0 | 0
F1_Commercial_School_New_Office Equipment_Electric_Monitor_E4 | F1 | Commercial | School | New | Office Equipment | Electric | Monitor | E4 | CCE | 0 | 0 | 0 | 0 | 0 | 0 | 0 | 0 | 0 | 0 | 0 | 0 | 0 | 0 | 0 | 0 | 0 | 0 | 0 | 0 | 0 | 0 | 0 | 0 | 0 | 0 | 0 | 0 | 0 | 0
F1_Commercial_School_New_Office Equipment_Electric_Monitor_E5 | F1 | Commercial | School | New | Office Equipment | Electric | Monitor | E5 | CCE | 0 | 0 | 0 | 0 | 0 | 0 | 0 | 0 | 0 | 0 | 0 | 0 | 0 | 0 | 0 | 0 | 0 | 0 | 0 | 0 | 0 | 0 | 0 | 0 | 0 | 0 | 0 | 0 | 0 | 0
F1_Commercial_School_New_Office Equipment_Electric_Monitor_E6 | F1 | Commercial | School | New | Office Equipment | Electric | Monitor | E6 | CCE | 0 | 0 | 0 | 0 | 0 | 0 | 0 | 0 | 0 | 0 | 0 | 0 | 0 | 0 | 0 | 0 | 0 | 0 | 0 | 0 | 0 | 0 | 0 | 0 | 0 | 0 | 0 | 0 | 0 | 0
F1_Commercial_School_New_Office Equipment_Electric_Monitor_E7 | F1 | Commercial | School | New | Office Equipment | Electric | Monitor | E7 | CCE | 0 | 0 | 0 | 0 | 0 | 0 | 0 | 0 | 0 | 0 | 0 | 0 | 0 | 0 | 0 | 0 | 0 | 0 | 0 | 0 | 0 | 0 | 0 | 0 | 0 | 0 | 0 | 0 | 0 | 0
F1_Commercial_School_New_Office Equipment_Electric_Monitor_E8 | F1 | Commercial | School | New | Office Equipment | Electric | Monitor | E8 | CCE | 0 | 0 | 0 | 0 | 0 | 0 | 0 | 0 | 0 | 0 | 0 | 0 | 0 | 0 | 0 | 0 | 0 | 0 | 0 | 0 | 0 | 0 | 0 | 0 | 0 | 0 | 0 | 0 | 0 | 0
F1_Commercial_School_New_Office Equipment_Electric_Monitor_E9 | F1 | Commercial | School | New | Office Equipment | Electric | Monitor | E9 | CCE | 0 | 0 | 0 | 0 | 0 | 0 | 0 | 0 | 0 | 0 | 0 | 0 | 0 | 0 | 0 | 0 | 0 | 0 | 0 | 0 | 0 | 0 | 0 | 0 | 0 | 0 | 0 | 0 | 0 | 0
F1_Commercial_School_New_Office Equipment_Electric_Monitor_E10 | F1 | Commercial | School | New | Office Equipment | Electric | Monitor | E10 | CCE | 0 | 0 | 0 | 0 | 0 | 0 | 0 | 0 | 0 | 0 | 0 | 0 | 0 | 0 | 0 | 0 | 0 | 0 | 0 | 0 | 0 | 0 | 0 | 0 | 0 | 0 | 0 | 0 | 0 | 0
F2_Commercial_School_New_Office Equipment_Electric_Monitor_E1 | F2 | Commercial | School | New | Office Equipment | Electric | Monitor | E1 | TRC BC Ratio | 0 | 0 | 0 | 0 | 0 | 0 | 0 | 0 | 0 | 0 | 0 | 0 | 0 | 0 | 0 | 0 | 0 | 0 | 0 | 0 | 0 | 0 | 0 | 0 | 0 | 0 | 0 | 0 | 0 | 0
F2_Commercial_School_New_Office Equipment_Electric_Monitor_E2 | F2 | Commercial | School | New | Office Equipment | Electric | Monitor | E2 | TRC BC Ratio | 0 | 0 | 0 | 0 | 0 | 0 | 0 | 0 | 0 | 0 | 0 | 0 | 0 | 0 | 0 | 0 | 0 | 0 | 0 | 0 | 0 | 0 | 0 | 0 | 0 | 0 | 0 | 0 | 0 | 0
F2_Commercial_School_New_Office Equipment_Electric_Monitor_E3 | F2 | Commercial | School | New | Office Equipment | Electric | Monitor | E3 | TRC BC Ratio | 0 | 0 | 0 | 0 | 0 | 0 | 0 | 0 | 0 | 0 | 0 | 0 | 0 | 0 | 0 | 0 | 0 | 0 | 0 | 0 | 0 | 0 | 0 | 0 | 0 | 0 | 0 | 0 | 0 | 0
F2_Commercial_School_New_Office Equipment_Electric_Monitor_E4 | F2 | Commercial | School | New | Office Equipment | Electric | Monitor | E4 | TRC BC Ratio | 0 | 0 | 0 | 0 | 0 | 0 | 0 | 0 | 0 | 0 | 0 | 0 | 0 | 0 | 0 | 0 | 0 | 0 | 0 | 0 | 0 | 0 | 0 | 0 | 0 | 0 | 0 | 0 | 0 | 0
F2_Commercial_School_New_Office Equipment_Electric_Monitor_E5 | F2 | Commercial | School | New | Office Equipment | Electric | Monitor | E5 | TRC BC Ratio | 0 | 0 | 0 | 0 | 0 | 0 | 0 | 0 | 0 | 0 | 0 | 0 | 0 | 0 | 0 | 0 | 0 | 0 | 0 | 0 | 0 | 0 | 0 | 0 | 0 | 0 | 0 | 0 | 0 | 0
F2_Commercial_School_New_Office Equipment_Electric_Monitor_E6 | F2 | Commercial | School | New | Office Equipment | Electric | Monitor | E6 | TRC BC Ratio | 0 | 0 | 0 | 0 | 0 | 0 | 0 | 0 | 0 | 0 | 0 | 0 | 0 | 0 | 0 | 0 | 0 | 0 | 0 | 0 | 0 | 0 | 0 | 0 | 0 | 0 | 0 | 0 | 0 | 0
F2_Commercial_School_New_Office Equipment_Electric_Monitor_E7 | F2 | Commercial | School | New | Office Equipment | Electric | Monitor | E7 | TRC BC Ratio | 0 | 0 | 0 | 0 | 0 | 0 | 0 | 0 | 0 | 0 | 0 | 0 | 0 | 0 | 0 | 0 | 0 | 0 | 0 | 0 | 0 | 0 | 0 | 0 | 0 | 0 | 0 | 0 | 0 | 0
F2_Commercial_School_New_Office Equipment_Electric_Monitor_E8 | F2 | Commercial | School | New | Office Equipment | Electric | Monitor | E8 | TRC BC Ratio | 0 | 0 | 0 | 0 | 0 | 0 | 0 | 0 | 0 | 0 | 0 | 0 | 0 | 0 | 0 | 0 | 0 | 0 | 0 | 0 | 0 | 0 | 0 | 0 | 0 | 0 | 0 | 0 | 0 | 0
F2_Commercial_School_New_Office Equipment_Electric_Monitor_E9 | F2 | Commercial | School | New | Office Equipment | Electric | Monitor | E9 | TRC BC Ratio | 0 | 0 | 0 | 0 | 0 | 0 | 0 | 0 | 0 | 0 | 0 | 0 | 0 | 0 | 0 | 0 | 0 | 0 | 0 | 0 | 0 | 0 | 0 | 0 | 0 | 0 | 0 | 0 | 0 | 0
F2_Commercial_School_New_Office Equipment_Electric_Monitor_E10 | F2 | Commercial | School | New | Office Equipment | Electric | Monitor | E10 | TRC BC Ratio | 0 | 0 | 0 | 0 | 0 | 0 | 0 | 0 | 0 | 0 | 0 | 0 | 0 | 0 | 0 | 0 | 0 | 0 | 0 | 0 | 0 | 0 | 0 | 0 | 0 | 0 | 0 | 0 | 0 | 0
F3_Commercial_School_New_Office Equipment_Electric_Monitor_E1 | F3 | Commercial | School | New | Office Equipment | Electric | Monitor | E1 | PACT BC Ratio | 0 | 0 | 0 | 0 | 0 | 0 | 0 | 0 | 0 | 0 | 0 | 0 | 0 | 0 | 0 | 0 | 0 | 0 | 0 | 0 | 0 | 0 | 0 | 0 | 0 | 0 | 0 | 0 | 0 | 0
F3_Commercial_School_New_Office Equipment_Electric_Monitor_E2 | F3 | Commercial | School | New | Office Equipment | Electric | Monitor | E2 | PACT BC Ratio | 0 | 0 | 0 | 0 | 0 | 0 | 0 | 0 | 0 | 0 | 0 | 0 | 0 | 0 | 0 | 0 | 0 | 0 | 0 | 0 | 0 | 0 | 0 | 0 | 0 | 0 | 0 | 0 | 0 | 0
F3_Commercial_School_New_Office Equipment_Electric_Monitor_E3 | F3 | Commercial | School | New | Office Equipment | Electric | Monitor | E3 | PACT BC Ratio | 0 | 0 | 0 | 0 | 0 | 0 | 0 | 0 | 0 | 0 | 0 | 0 | 0 | 0 | 0 | 0 | 0 | 0 | 0 | 0 | 0 | 0 | 0 | 0 | 0 | 0 | 0 | 0 | 0 | 0
F3_Commercial_School_New_Office Equipment_Electric_Monitor_E4 | F3 | Commercial | School | New | Office Equipment | Electric | Monitor | E4 | PACT BC Ratio | 0 | 0 | 0 | 0 | 0 | 0 | 0 | 0 | 0 | 0 | 0 | 0 | 0 | 0 | 0 | 0 | 0 | 0 | 0 | 0 | 0 | 0 | 0 | 0 | 0 | 0 | 0 | 0 | 0 | 0
F3_Commercial_School_New_Office Equipment_Electric_Monitor_E5 | F3 | Commercial | School | New | Office Equipment | Electric | Monitor | E5 | PACT BC Ratio | 0 | 0 | 0 | 0 | 0 | 0 | 0 | 0 | 0 | 0 | 0 | 0 | 0 | 0 | 0 | 0 | 0 | 0 | 0 | 0 | 0 | 0 | 0 | 0 | 0 | 0 | 0 | 0 | 0 | 0
F3_Commercial_School_New_Office Equipment_Electric_Monitor_E6 | F3 | Commercial | School | New | Office Equipment | Electric | Monitor | E6 | PACT BC Ratio | 0 | 0 | 0 | 0 | 0 | 0 | 0 | 0 | 0 | 0 | 0 | 0 | 0 | 0 | 0 | 0 | 0 | 0 | 0 | 0 | 0 | 0 | 0 | 0 | 0 | 0 | 0 | 0 | 0 | 0
F3_Commercial_School_New_Office Equipment_Electric_Monitor_E7 | F3 | Commercial | School | New | Office Equipment | Electric | Monitor | E7 | PACT BC Ratio | 0 | 0 | 0 | 0 | 0 | 0 | 0 | 0 | 0 | 0 | 0 | 0 | 0 | 0 | 0 | 0 | 0 | 0 | 0 | 0 | 0 | 0 | 0 | 0 | 0 | 0 | 0 | 0 | 0 | 0
F3_Commercial_School_New_Office Equipment_Electric_Monitor_E8 | F3 | Commercial | School | New | Office Equipment | Electric | Monitor | E8 | PACT BC Ratio | 0 | 0 | 0 | 0 | 0 | 0 | 0 | 0 | 0 | 0 | 0 | 0 | 0 | 0 | 0 | 0 | 0 | 0 | 0 | 0 | 0 | 0 | 0 | 0 | 0 | 0 | 0 | 0 | 0 | 0
F3_Commercial_School_New_Office Equipment_Electric_Monitor_E9 | F3 | Commercial | School | New | Office Equipment | Electric | Monitor | E9 | PACT BC Ratio | 0 | 0 | 0 | 0 | 0 | 0 | 0 | 0 | 0 | 0 | 0 | 0 | 0 | 0 | 0 | 0 | 0 | 0 | 0 | 0 | 0 | 0 | 0 | 0 | 0 | 0 | 0 | 0 | 0 | 0
F3_Commercial_School_New_Office Equipment_Electric_Monitor_E10 | F3 | Commercial | School | New | Office Equipment | Electric | Monitor | E10 | PACT BC Ratio | 0 | 0 | 0 | 0 | 0 | 0 | 0 | 0 | 0 | 0 | 0 | 0 | 0 | 0 | 0 | 0 | 0 | 0 | 0 | 0 | 0 | 0 | 0 | 0 | 0 | 0 | 0 | 0 | 0 | 0
F4_Commercial_School_New_Office Equipment_Electric_Monitor_E1 | F4 | Commercial | School | New | Office Equipment | Electric | Monitor | E1 | RVT BC Ratio | 0 | 0 | 0 | 0 | 0 | 0 | 0 | 0 | 0 | 0 | 0 | 0 | 0 | 0 | 0 | 0 | 0 | 0 | 0 | 0 | 0 | 0 | 0 | 0 | 0 | 0 | 0 | 0 | 0 | 0
F4_Commercial_School_New_Office Equipment_Electric_Monitor_E2 | F4 | Commercial | School | New | Office Equipment | Electric | Monitor | E2 | RVT BC Ratio | 0 | 0 | 0 | 0 | 0 | 0 | 0 | 0 | 0 | 0 | 0 | 0 | 0 | 0 | 0 | 0 | 0 | 0 | 0 | 0 | 0 | 0 | 0 | 0 | 0 | 0 | 0 | 0 | 0 | 0
F4_Commercial_School_New_Office Equipment_Electric_Monitor_E3 | F4 | Commercial | School | New | Office Equipment | Electric | Monitor | E3 | RVT BC Ratio | 0 | 0 | 0 | 0 | 0 | 0 | 0 | 0 | 0 | 0 | 0 | 0 | 0 | 0 | 0 | 0 | 0 | 0 | 0 | 0 | 0 | 0 | 0 | 0 | 0 | 0 | 0 | 0 | 0 | 0
F4_Commercial_School_New_Office Equipment_Electric_Monitor_E4 | F4 | Commercial | School | New | Office Equipment | Electric | Monitor | E4 | RVT BC Ratio | 0 | 0 | 0 | 0 | 0 | 0 | 0 | 0 | 0 | 0 | 0 | 0 | 0 | 0 | 0 | 0 | 0 | 0 | 0 | 0 | 0 | 0 | 0 | 0 | 0 | 0 | 0 | 0 | 0 | 0
F4_Commercial_School_New_Office Equipment_Electric_Monitor_E5 | F4 | Commercial | School | New | Office Equipment | Electric | Monitor | E5 | RVT BC Ratio | 0 | 0 | 0 | 0 | 0 | 0 | 0 | 0 | 0 | 0 | 0 | 0 | 0 | 0 | 0 | 0 | 0 | 0 | 0 | 0 | 0 | 0 | 0 | 0 | 0 | 0 | 0 | 0 | 0 | 0
F4_Commercial_School_New_Office Equipment_Electric_Monitor_E6 | F4 | Commercial | School | New | Office Equipment | Electric | Monitor | E6 | RVT BC Ratio | 0 | 0 | 0 | 0 | 0 | 0 | 0 | 0 | 0 | 0 | 0 | 0 | 0 | 0 | 0 | 0 | 0 | 0 | 0 | 0 | 0 | 0 | 0 | 0 | 0 | 0 | 0 | 0 | 0 | 0
F4_Commercial_School_New_Office Equipment_Electric_Monitor_E7 | F4 | Commercial | School | New | Office Equipment | Electric | Monitor | E7 | RVT BC Ratio | 0 | 0 | 0 | 0 | 0 | 0 | 0 | 0 | 0 | 0 | 0 | 0 | 0 | 0 | 0 | 0 | 0 | 0 | 0 | 0 | 0 | 0 | 0 | 0 | 0 | 0 | 0 | 0 | 0 | 0
F4_Commercial_School_New_Office Equipment_Electric_Monitor_E8 | F4 | Commercial | School | New | Office Equipment | Electric | Monitor | E8 | RVT BC Ratio | 0 | 0 | 0 | 0 | 0 | 0 | 0 | 0 | 0 | 0 | 0 | 0 | 0 | 0 | 0 | 0 | 0 | 0 | 0 | 0 | 0 | 0 | 0 | 0 | 0 | 0 | 0 | 0 | 0 | 0
F4_Commercial_School_New_Office Equipment_Electric_Monitor_E9 | F4 | Commercial | School | New | Office Equipment | Electric | Monitor | E9 | RVT BC Ratio | 0 | 0 | 0 | 0 | 0 | 0 | 0 | 0 | 0 | 0 | 0 | 0 | 0 | 0 | 0 | 0 | 0 | 0 | 0 | 0 | 0 | 0 | 0 | 0 | 0 | 0 | 0 | 0 | 0 | 0
F4_Commercial_School_New_Office Equipment_Electric_Monitor_E10 | F4 | Commercial | School | New | Office Equipment | Electric | Monitor | E10 | RVT BC Ratio | 0 | 0 | 0 | 0 | 0 | 0 | 0 | 0 | 0 | 0 | 0 | 0 | 0 | 0 | 0 | 0 | 0 | 0 | 0 | 0 | 0 | 0 | 0 | 0 | 0 | 0 | 0 | 0 | 0 | 0
F5_Commercial_School_New_Office Equipment_Electric_Monitor_E1 | F5 | Commercial | School | New | Office Equipment | Electric | Monitor | E1 | RIM BC Ratio | 0 | 0 | 0 | 0 | 0 | 0 | 0 | 0 | 0 | 0 | 0 | 0 | 0 | 0 | 0 | 0 | 0 | 0 | 0 | 0 | 0 | 0 | 0 | 0 | 0 | 0 | 0 | 0 | 0 | 0
F5_Commercial_School_New_Office Equipment_Electric_Monitor_E2 | F5 | Commercial | School | New | Office Equipment | Electric | Monitor | E2 | RIM BC Ratio | 0 | 0 | 0 | 0 | 0 | 0 | 0 | 0 | 0 | 0 | 0 | 0 | 0 | 0 | 0 | 0 | 0 | 0 | 0 | 0 | 0 | 0 | 0 | 0 | 0 | 0 | 0 | 0 | 0 | 0
F5_Commercial_School_New_Office Equipment_Electric_Monitor_E3 | F5 | Commercial | School | New | Office Equipment | Electric | Monitor | E3 | RIM BC Ratio | 0 | 0 | 0 | 0 | 0 | 0 | 0 | 0 | 0 | 0 | 0 | 0 | 0 | 0 | 0 | 0 | 0 | 0 | 0 | 0 | 0 | 0 | 0 | 0 | 0 | 0 | 0 | 0 | 0 | 0
F5_Commercial_School_New_Office Equipment_Electric_Monitor_E4 | F5 | Commercial | School | New | Office Equipment | Electric | Monitor | E4 | RIM BC Ratio | 0 | 0 | 0 | 0 | 0 | 0 | 0 | 0 | 0 | 0 | 0 | 0 | 0 | 0 | 0 | 0 | 0 | 0 | 0 | 0 | 0 | 0 | 0 | 0 | 0 | 0 | 0 | 0 | 0 | 0
F5_Commercial_School_New_Office Equipment_Electric_Monitor_E5 | F5 | Commercial | School | New | Office Equipment | Electric | Monitor | E5 | RIM BC Ratio | 0 | 0 | 0 | 0 | 0 | 0 | 0 | 0 | 0 | 0 | 0 | 0 | 0 | 0 | 0 | 0 | 0 | 0 | 0 | 0 | 0 | 0 | 0 | 0 | 0 | 0 | 0 | 0 | 0 | 0
F5_Commercial_School_New_Office Equipment_Electric_Monitor_E6 | F5 | Commercial | School | New | Office Equipment | Electric | Monitor | E6 | RIM BC Ratio | 0 | 0 | 0 | 0 | 0 | 0 | 0 | 0 | 0 | 0 | 0 | 0 | 0 | 0 | 0 | 0 | 0 | 0 | 0 | 0 | 0 | 0 | 0 | 0 | 0 | 0 | 0 | 0 | 0 | 0
F5_Commercial_School_New_Office Equipment_Electric_Monitor_E7 | F5 | Commercial | School | New | Office Equipment | Electric | Monitor | E7 | RIM BC Ratio | 0 | 0 | 0 | 0 | 0 | 0 | 0 | 0 | 0 | 0 | 0 | 0 | 0 | 0 | 0 | 0 | 0 | 0 | 0 | 0 | 0 | 0 | 0 | 0 | 0 | 0 | 0 | 0 | 0 | 0
F5_Commercial_School_New_Office Equipment_Electric_Monitor_E8 | F5 | Commercial | School | New | Office Equipment | Electric | Monitor | E8 | RIM BC Ratio | 0 | 0 | 0 | 0 | 0 | 0 | 0 | 0 | 0 | 0 | 0 | 0 | 0 | 0 | 0 | 0 | 0 | 0 | 0 | 0 | 0 | 0 | 0 | 0 | 0 | 0 | 0 | 0 | 0 | 0
F5_Commercial_School_New_Office Equipment_Electric_Monitor_E9 | F5 | Commercial | School | New | Office Equipment | Electric | Monitor | E9 | RIM BC Ratio | 0 | 0 | 0 | 0 | 0 | 0 | 0 | 0 | 0 | 0 | 0 | 0 | 0 | 0 | 0 | 0 | 0 | 0 | 0 | 0 | 0 | 0 | 0 | 0 | 0 | 0 | 0 | 0 | 0 | 0
F5_Commercial_School_New_Office Equipment_Electric_Monitor_E10 | F5 | Commercial | School | New | Office Equipment | Electric | Monitor | E10 | RIM BC Ratio | 0 | 0 | 0 | 0 | 0 | 0 | 0 | 0 | 0 | 0 | 0 | 0 | 0 | 0 | 0 | 0 | 0 | 0 | 0 | 0 | 0 | 0 | 0 | 0 | 0 | 0 | 0 | 0 | 0 | 0
F0_Commercial_School_New_Office Equipment_Electric_Printer/Copier/Fax_E0 | F0 | Commercial | School | New | Office Equipment | Electric | Printer/Copier/Fax | E0 | Economic Unit | 0 | 0 | 0 | 0 | 0 | 0 | 0 | 0 | 0 | 0 | 0 | 0 | 0 | 0 | 0 | 0 | 0 | 0 | 0 | 0 | 0 | 0 | 0 | 0 | 0 | 0 | 0 | 0 | 0 | 0
F1_Commercial_School_New_Office Equipment_Electric_Printer/Copier/Fax_E1 | F1 | Commercial | School | New | Office Equipment | Electric | Printer/Copier/Fax | E1 | CCE | 0 | 0 | 0 | 0 | 0 | 0 | 0 | 0 | 0 | 0 | 0 | 0 | 0 | 0 | 0 | 0 | 0 | 0 | 0 | 0 | 0 | 0 | 0 | 0 | 0 | 0 | 0 | 0 | 0 | 0
F1_Commercial_School_New_Office Equipment_Electric_Printer/Copier/Fax_E2 | F1 | Commercial | School | New | Office Equipment | Electric | Printer/Copier/Fax | E2 | CCE | 0 | 0 | 0 | 0 | 0 | 0 | 0 | 0 | 0 | 0 | 0 | 0 | 0 | 0 | 0 | 0 | 0 | 0 | 0 | 0 | 0 | 0 | 0 | 0 | 0 | 0 | 0 | 0 | 0 | 0
F1_Commercial_School_New_Office Equipment_Electric_Printer/Copier/Fax_E3 | F1 | Commercial | School | New | Office Equipment | Electric | Printer/Copier/Fax | E3 | CCE | 0 | 0 | 0 | 0 | 0 | 0 | 0 | 0 | 0 | 0 | 0 | 0 | 0 | 0 | 0 | 0 | 0 | 0 | 0 | 0 | 0 | 0 | 0 | 0 | 0 | 0 | 0 | 0 | 0 | 0
F1_Commercial_School_New_Office Equipment_Electric_Printer/Copier/Fax_E4 | F1 | Commercial | School | New | Office Equipment | Electric | Printer/Copier/Fax | E4 | CCE | 0 | 0 | 0 | 0 | 0 | 0 | 0 | 0 | 0 | 0 | 0 | 0 | 0 | 0 | 0 | 0 | 0 | 0 | 0 | 0 | 0 | 0 | 0 | 0 | 0 | 0 | 0 | 0 | 0 | 0
F1_Commercial_School_New_Office Equipment_Electric_Printer/Copier/Fax_E5 | F1 | Commercial | School | New | Office Equipment | Electric | Printer/Copier/Fax | E5 | CCE | 0 | 0 | 0 | 0 | 0 | 0 | 0 | 0 | 0 | 0 | 0 | 0 | 0 | 0 | 0 | 0 | 0 | 0 | 0 | 0 | 0 | 0 | 0 | 0 | 0 | 0 | 0 | 0 | 0 | 0
F1_Commercial_School_New_Office Equipment_Electric_Printer/Copier/Fax_E6 | F1 | Commercial | School | New | Office Equipment | Electric | Printer/Copier/Fax | E6 | CCE | 0 | 0 | 0 | 0 | 0 | 0 | 0 | 0 | 0 | 0 | 0 | 0 | 0 | 0 | 0 | 0 | 0 | 0 | 0 | 0 | 0 | 0 | 0 | 0 | 0 | 0 | 0 | 0 | 0 | 0
F1_Commercial_School_New_Office Equipment_Electric_Printer/Copier/Fax_E7 | F1 | Commercial | School | New | Office Equipment | Electric | Printer/Copier/Fax | E7 | CCE | 0 | 0 | 0 | 0 | 0 | 0 | 0 | 0 | 0 | 0 | 0 | 0 | 0 | 0 | 0 | 0 | 0 | 0 | 0 | 0 | 0 | 0 | 0 | 0 | 0 | 0 | 0 | 0 | 0 | 0
F1_Commercial_School_New_Office Equipment_Electric_Printer/Copier/Fax_E8 | F1 | Commercial | School | New | Office Equipment | Electric | Printer/Copier/Fax | E8 | CCE | 0 | 0 | 0 | 0 | 0 | 0 | 0 | 0 | 0 | 0 | 0 | 0 | 0 | 0 | 0 | 0 | 0 | 0 | 0 | 0 | 0 | 0 | 0 | 0 | 0 | 0 | 0 | 0 | 0 | 0
F1_Commercial_School_New_Office Equipment_Electric_Printer/Copier/Fax_E9 | F1 | Commercial | School | New | Office Equipment | Electric | Printer/Copier/Fax | E9 | CCE | 0 | 0 | 0 | 0 | 0 | 0 | 0 | 0 | 0 | 0 | 0 | 0 | 0 | 0 | 0 | 0 | 0 | 0 | 0 | 0 | 0 | 0 | 0 | 0 | 0 | 0 | 0 | 0 | 0 | 0
F1_Commercial_School_New_Office Equipment_Electric_Printer/Copier/Fax_E10 | F1 | Commercial | School | New | Office Equipment | Electric | Printer/Copier/Fax | E10 | CCE | 0 | 0 | 0 | 0 | 0 | 0 | 0 | 0 | 0 | 0 | 0 | 0 | 0 | 0 | 0 | 0 | 0 | 0 | 0 | 0 | 0 | 0 | 0 | 0 | 0 | 0 | 0 | 0 | 0 | 0
F2_Commercial_School_New_Office Equipment_Electric_Printer/Copier/Fax_E1 | F2 | Commercial | School | New | Office Equipment | Electric | Printer/Copier/Fax | E1 | TRC BC Ratio | 0 | 0 | 0 | 0 | 0 | 0 | 0 | 0 | 0 | 0 | 0 | 0 | 0 | 0 | 0 | 0 | 0 | 0 | 0 | 0 | 0 | 0 | 0 | 0 | 0 | 0 | 0 | 0 | 0 | 0
F2_Commercial_School_New_Office Equipment_Electric_Printer/Copier/Fax_E2 | F2 | Commercial | School | New | Office Equipment | Electric | Printer/Copier/Fax | E2 | TRC BC Ratio | 0 | 0 | 0 | 0 | 0 | 0 | 0 | 0 | 0 | 0 | 0 | 0 | 0 | 0 | 0 | 0 | 0 | 0 | 0 | 0 | 0 | 0 | 0 | 0 | 0 | 0 | 0 | 0 | 0 | 0
F2_Commercial_School_New_Office Equipment_Electric_Printer/Copier/Fax_E3 | F2 | Commercial | School | New | Office Equipment | Electric | Printer/Copier/Fax | E3 | TRC BC Ratio | 0 | 0 | 0 | 0 | 0 | 0 | 0 | 0 | 0 | 0 | 0 | 0 | 0 | 0 | 0 | 0 | 0 | 0 | 0 | 0 | 0 | 0 | 0 | 0 | 0 | 0 | 0 | 0 | 0 | 0
F2_Commercial_School_New_Office Equipment_Electric_Printer/Copier/Fax_E4 | F2 | Commercial | School | New | Office Equipment | Electric | Printer/Copier/Fax | E4 | TRC BC Ratio | 0 | 0 | 0 | 0 | 0 | 0 | 0 | 0 | 0 | 0 | 0 | 0 | 0 | 0 | 0 | 0 | 0 | 0 | 0 | 0 | 0 | 0 | 0 | 0 | 0 | 0 | 0 | 0 | 0 | 0
F2_Commercial_School_New_Office Equipment_Electric_Printer/Copier/Fax_E5 | F2 | Commercial | School | New | Office Equipment | Electric | Printer/Copier/Fax | E5 | TRC BC Ratio | 0 | 0 | 0 | 0 | 0 | 0 | 0 | 0 | 0 | 0 | 0 | 0 | 0 | 0 | 0 | 0 | 0 | 0 | 0 | 0 | 0 | 0 | 0 | 0 | 0 | 0 | 0 | 0 | 0 | 0
F2_Commercial_School_New_Office Equipment_Electric_Printer/Copier/Fax_E6 | F2 | Commercial | School | New | Office Equipment | Electric | Printer/Copier/Fax | E6 | TRC BC Ratio | 0 | 0 | 0 | 0 | 0 | 0 | 0 | 0 | 0 | 0 | 0 | 0 | 0 | 0 | 0 | 0 | 0 | 0 | 0 | 0 | 0 | 0 | 0 | 0 | 0 | 0 | 0 | 0 | 0 | 0
F2_Commercial_School_New_Office Equipment_Electric_Printer/Copier/Fax_E7 | F2 | Commercial | School | New | Office Equipment | Electric | Printer/Copier/Fax | E7 | TRC BC Ratio | 0 | 0 | 0 | 0 | 0 | 0 | 0 | 0 | 0 | 0 | 0 | 0 | 0 | 0 | 0 | 0 | 0 | 0 | 0 | 0 | 0 | 0 | 0 | 0 | 0 | 0 | 0 | 0 | 0 | 0
F2_Commercial_School_New_Office Equipment_Electric_Printer/Copier/Fax_E8 | F2 | Commercial | School | New | Office Equipment | Electric | Printer/Copier/Fax | E8 | TRC BC Ratio | 0 | 0 | 0 | 0 | 0 | 0 | 0 | 0 | 0 | 0 | 0 | 0 | 0 | 0 | 0 | 0 | 0 | 0 | 0 | 0 | 0 | 0 | 0 | 0 | 0 | 0 | 0 | 0 | 0 | 0
F2_Commercial_School_New_Office Equipment_Electric_Printer/Copier/Fax_E9 | F2 | Commercial | School | New | Office Equipment | Electric | Printer/Copier/Fax | E9 | TRC BC Ratio | 0 | 0 | 0 | 0 | 0 | 0 | 0 | 0 | 0 | 0 | 0 | 0 | 0 | 0 | 0 | 0 | 0 | 0 | 0 | 0 | 0 | 0 | 0 | 0 | 0 | 0 | 0 | 0 | 0 | 0
F2_Commercial_School_New_Office Equipment_Electric_Printer/Copier/Fax_E10 | F2 | Commercial | School | New | Office Equipment | Electric | Printer/Copier/Fax | E10 | TRC BC Ratio | 0 | 0 | 0 | 0 | 0 | 0 | 0 | 0 | 0 | 0 | 0 | 0 | 0 | 0 | 0 | 0 | 0 | 0 | 0 | 0 | 0 | 0 | 0 | 0 | 0 | 0 | 0 | 0 | 0 | 0
F3_Commercial_School_New_Office Equipment_Electric_Printer/Copier/Fax_E1 | F3 | Commercial | School | New | Office Equipment | Electric | Printer/Copier/Fax | E1 | PACT BC Ratio | 0 | 0 | 0 | 0 | 0 | 0 | 0 | 0 | 0 | 0 | 0 | 0 | 0 | 0 | 0 | 0 | 0 | 0 | 0 | 0 | 0 | 0 | 0 | 0 | 0 | 0 | 0 | 0 | 0 | 0
F3_Commercial_School_New_Office Equipment_Electric_Printer/Copier/Fax_E2 | F3 | Commercial | School | New | Office Equipment | Electric | Printer/Copier/Fax | E2 | PACT BC Ratio | 0 | 0 | 0 | 0 | 0 | 0 | 0 | 0 | 0 | 0 | 0 | 0 | 0 | 0 | 0 | 0 | 0 | 0 | 0 | 0 | 0 | 0 | 0 | 0 | 0 | 0 | 0 | 0 | 0 | 0
F3_Commercial_School_New_Office Equipment_Electric_Printer/Copier/Fax_E3 | F3 | Commercial | School | New | Office Equipment | Electric | Printer/Copier/Fax | E3 | PACT BC Ratio | 0 | 0 | 0 | 0 | 0 | 0 | 0 | 0 | 0 | 0 | 0 | 0 | 0 | 0 | 0 | 0 | 0 | 0 | 0 | 0 | 0 | 0 | 0 | 0 | 0 | 0 | 0 | 0 | 0 | 0
F3_Commercial_School_New_Office Equipment_Electric_Printer/Copier/Fax_E4 | F3 | Commercial | School | New | Office Equipment | Electric | Printer/Copier/Fax | E4 | PACT BC Ratio | 0 | 0 | 0 | 0 | 0 | 0 | 0 | 0 | 0 | 0 | 0 | 0 | 0 | 0 | 0 | 0 | 0 | 0 | 0 | 0 | 0 | 0 | 0 | 0 | 0 | 0 | 0 | 0 | 0 | 0
F3_Commercial_School_New_Office Equipment_Electric_Printer/Copier/Fax_E5 | F3 | Commercial | School | New | Office Equipment | Electric | Printer/Copier/Fax | E5 | PACT BC Ratio | 0 | 0 | 0 | 0 | 0 | 0 | 0 | 0 | 0 | 0 | 0 | 0 | 0 | 0 | 0 | 0 | 0 | 0 | 0 | 0 | 0 | 0 | 0 | 0 | 0 | 0 | 0 | 0 | 0 | 0
F3_Commercial_School_New_Office Equipment_Electric_Printer/Copier/Fax_E6 | F3 | Commercial | School | New | Office Equipment | Electric | Printer/Copier/Fax | E6 | PACT BC Ratio | 0 | 0 | 0 | 0 | 0 | 0 | 0 | 0 | 0 | 0 | 0 | 0 | 0 | 0 | 0 | 0 | 0 | 0 | 0 | 0 | 0 | 0 | 0 | 0 | 0 | 0 | 0 | 0 | 0 | 0
F3_Commercial_School_New_Office Equipment_Electric_Printer/Copier/Fax_E7 | F3 | Commercial | School | New | Office Equipment | Electric | Printer/Copier/Fax | E7 | PACT BC Ratio | 0 | 0 | 0 | 0 | 0 | 0 | 0 | 0 | 0 | 0 | 0 | 0 | 0 | 0 | 0 | 0 | 0 | 0 | 0 | 0 | 0 | 0 | 0 | 0 | 0 | 0 | 0 | 0 | 0 | 0
F3_Commercial_School_New_Office Equipment_Electric_Printer/Copier/Fax_E8 | F3 | Commercial | School | New | Office Equipment | Electric | Printer/Copier/Fax | E8 | PACT BC Ratio | 0 | 0 | 0 | 0 | 0 | 0 | 0 | 0 | 0 | 0 | 0 | 0 | 0 | 0 | 0 | 0 | 0 | 0 | 0 | 0 | 0 | 0 | 0 | 0 | 0 | 0 | 0 | 0 | 0 | 0
F3_Commercial_School_New_Office Equipment_Electric_Printer/Copier/Fax_E9 | F3 | Commercial | School | New | Office Equipment | Electric | Printer/Copier/Fax | E9 | PACT BC Ratio | 0 | 0 | 0 | 0 | 0 | 0 | 0 | 0 | 0 | 0 | 0 | 0 | 0 | 0 | 0 | 0 | 0 | 0 | 0 | 0 | 0 | 0 | 0 | 0 | 0 | 0 | 0 | 0 | 0 | 0
F3_Commercial_School_New_Office Equipment_Electric_Printer/Copier/Fax_E10 | F3 | Commercial | School | New | Office Equipment | Electric | Printer/Copier/Fax | E10 | PACT BC Ratio | 0 | 0 | 0 | 0 | 0 | 0 | 0 | 0 | 0 | 0 | 0 | 0 | 0 | 0 | 0 | 0 | 0 | 0 | 0 | 0 | 0 | 0 | 0 | 0 | 0 | 0 | 0 | 0 | 0 | 0
F4_Commercial_School_New_Office Equipment_Electric_Printer/Copier/Fax_E1 | F4 | Commercial | School | New | Office Equipment | Electric | Printer/Copier/Fax | E1 | RVT BC Ratio | 0 | 0 | 0 | 0 | 0 | 0 | 0 | 0 | 0 | 0 | 0 | 0 | 0 | 0 | 0 | 0 | 0 | 0 | 0 | 0 | 0 | 0 | 0 | 0 | 0 | 0 | 0 | 0 | 0 | 0
F4_Commercial_School_New_Office Equipment_Electric_Printer/Copier/Fax_E2 | F4 | Commercial | School | New | Office Equipment | Electric | Printer/Copier/Fax | E2 | RVT BC Ratio | 0 | 0 | 0 | 0 | 0 | 0 | 0 | 0 | 0 | 0 | 0 | 0 | 0 | 0 | 0 | 0 | 0 | 0 | 0 | 0 | 0 | 0 | 0 | 0 | 0 | 0 | 0 | 0 | 0 | 0
F4_Commercial_School_New_Office Equipment_Electric_Printer/Copier/Fax_E3 | F4 | Commercial | School | New | Office Equipment | Electric | Printer/Copier/Fax | E3 | RVT BC Ratio | 0 | 0 | 0 | 0 | 0 | 0 | 0 | 0 | 0 | 0 | 0 | 0 | 0 | 0 | 0 | 0 | 0 | 0 | 0 | 0 | 0 | 0 | 0 | 0 | 0 | 0 | 0 | 0 | 0 | 0
F4_Commercial_School_New_Office Equipment_Electric_Printer/Copier/Fax_E4 | F4 | Commercial | School | New | Office Equipment | Electric | Printer/Copier/Fax | E4 | RVT BC Ratio | 0 | 0 | 0 | 0 | 0 | 0 | 0 | 0 | 0 | 0 | 0 | 0 | 0 | 0 | 0 | 0 | 0 | 0 | 0 | 0 | 0 | 0 | 0 | 0 | 0 | 0 | 0 | 0 | 0 | 0
F4_Commercial_School_New_Office Equipment_Electric_Printer/Copier/Fax_E5 | F4 | Commercial | School | New | Office Equipment | Electric | Printer/Copier/Fax | E5 | RVT BC Ratio | 0 | 0 | 0 | 0 | 0 | 0 | 0 | 0 | 0 | 0 | 0 | 0 | 0 | 0 | 0 | 0 | 0 | 0 | 0 | 0 | 0 | 0 | 0 | 0 | 0 | 0 | 0 | 0 | 0 | 0
F4_Commercial_School_New_Office Equipment_Electric_Printer/Copier/Fax_E6 | F4 | Commercial | School | New | Office Equipment | Electric | Printer/Copier/Fax | E6 | RVT BC Ratio | 0 | 0 | 0 | 0 | 0 | 0 | 0 | 0 | 0 | 0 | 0 | 0 | 0 | 0 | 0 | 0 | 0 | 0 | 0 | 0 | 0 | 0 | 0 | 0 | 0 | 0 | 0 | 0 | 0 | 0
F4_Commercial_School_New_Office Equipment_Electric_Printer/Copier/Fax_E7 | F4 | Commercial | School | New | Office Equipment | Electric | Printer/Copier/Fax | E7 | RVT BC Ratio | 0 | 0 | 0 | 0 | 0 | 0 | 0 | 0 | 0 | 0 | 0 | 0 | 0 | 0 | 0 | 0 | 0 | 0 | 0 | 0 | 0 | 0 | 0 | 0 | 0 | 0 | 0 | 0 | 0 | 0
F4_Commercial_School_New_Office Equipment_Electric_Printer/Copier/Fax_E8 | F4 | Commercial | School | New | Office Equipment | Electric | Printer/Copier/Fax | E8 | RVT BC Ratio | 0 | 0 | 0 | 0 | 0 | 0 | 0 | 0 | 0 | 0 | 0 | 0 | 0 | 0 | 0 | 0 | 0 | 0 | 0 | 0 | 0 | 0 | 0 | 0 | 0 | 0 | 0 | 0 | 0 | 0
F4_Commercial_School_New_Office Equipment_Electric_Printer/Copier/Fax_E9 | F4 | Commercial | School | New | Office Equipment | Electric | Printer/Copier/Fax | E9 | RVT BC Ratio | 0 | 0 | 0 | 0 | 0 | 0 | 0 | 0 | 0 | 0 | 0 | 0 | 0 | 0 | 0 | 0 | 0 | 0 | 0 | 0 | 0 | 0 | 0 | 0 | 0 | 0 | 0 | 0 | 0 | 0
F4_Commercial_School_New_Office Equipment_Electric_Printer/Copier/Fax_E10 | F4 | Commercial | School | New | Office Equipment | Electric | Printer/Copier/Fax | E10 | RVT BC Ratio | 0 | 0 | 0 | 0 | 0 | 0 | 0 | 0 | 0 | 0 | 0 | 0 | 0 | 0 | 0 | 0 | 0 | 0 | 0 | 0 | 0 | 0 | 0 | 0 | 0 | 0 | 0 | 0 | 0 | 0
F5_Commercial_School_New_Office Equipment_Electric_Printer/Copier/Fax_E1 | F5 | Commercial | School | New | Office Equipment | Electric | Printer/Copier/Fax | E1 | RIM BC Ratio | 0 | 0 | 0 | 0 | 0 | 0 | 0 | 0 | 0 | 0 | 0 | 0 | 0 | 0 | 0 | 0 | 0 | 0 | 0 | 0 | 0 | 0 | 0 | 0 | 0 | 0 | 0 | 0 | 0 | 0
F5_Commercial_School_New_Office Equipment_Electric_Printer/Copier/Fax_E2 | F5 | Commercial | School | New | Office Equipment | Electric | Printer/Copier/Fax | E2 | RIM BC Ratio | 0 | 0 | 0 | 0 | 0 | 0 | 0 | 0 | 0 | 0 | 0 | 0 | 0 | 0 | 0 | 0 | 0 | 0 | 0 | 0 | 0 | 0 | 0 | 0 | 0 | 0 | 0 | 0 | 0 | 0
F5_Commercial_School_New_Office Equipment_Electric_Printer/Copier/Fax_E3 | F5 | Commercial | School | New | Office Equipment | Electric | Printer/Copier/Fax | E3 | RIM BC Ratio | 0 | 0 | 0 | 0 | 0 | 0 | 0 | 0 | 0 | 0 | 0 | 0 | 0 | 0 | 0 | 0 | 0 | 0 | 0 | 0 | 0 | 0 | 0 | 0 | 0 | 0 | 0 | 0 | 0 | 0
F5_Commercial_School_New_Office Equipment_Electric_Printer/Copier/Fax_E4 | F5 | Commercial | School | New | Office Equipment | Electric | Printer/Copier/Fax | E4 | RIM BC Ratio | 0 | 0 | 0 | 0 | 0 | 0 | 0 | 0 | 0 | 0 | 0 | 0 | 0 | 0 | 0 | 0 | 0 | 0 | 0 | 0 | 0 | 0 | 0 | 0 | 0 | 0 | 0 | 0 | 0 | 0
F5_Commercial_School_New_Office Equipment_Electric_Printer/Copier/Fax_E5 | F5 | Commercial | School | New | Office Equipment | Electric | Printer/Copier/Fax | E5 | RIM BC Ratio | 0 | 0 | 0 | 0 | 0 | 0 | 0 | 0 | 0 | 0 | 0 | 0 | 0 | 0 | 0 | 0 | 0 | 0 | 0 | 0 | 0 | 0 | 0 | 0 | 0 | 0 | 0 | 0 | 0 | 0
F5_Commercial_School_New_Office Equipment_Electric_Printer/Copier/Fax_E6 | F5 | Commercial | School | New | Office Equipment | Electric | Printer/Copier/Fax | E6 | RIM BC Ratio | 0 | 0 | 0 | 0 | 0 | 0 | 0 | 0 | 0 | 0 | 0 | 0 | 0 | 0 | 0 | 0 | 0 | 0 | 0 | 0 | 0 | 0 | 0 | 0 | 0 | 0 | 0 | 0 | 0 | 0
F5_Commercial_School_New_Office Equipment_Electric_Printer/Copier/Fax_E7 | F5 | Commercial | School | New | Office Equipment | Electric | Printer/Copier/Fax | E7 | RIM BC Ratio | 0 | 0 | 0 | 0 | 0 | 0 | 0 | 0 | 0 | 0 | 0 | 0 | 0 | 0 | 0 | 0 | 0 | 0 | 0 | 0 | 0 | 0 | 0 | 0 | 0 | 0 | 0 | 0 | 0 | 0
F5_Commercial_School_New_Office Equipment_Electric_Printer/Copier/Fax_E8 | F5 | Commercial | School | New | Office Equipment | Electric | Printer/Copier/Fax | E8 | RIM BC Ratio | 0 | 0 | 0 | 0 | 0 | 0 | 0 | 0 | 0 | 0 | 0 | 0 | 0 | 0 | 0 | 0 | 0 | 0 | 0 | 0 | 0 | 0 | 0 | 0 | 0 | 0 | 0 | 0 | 0 | 0
F5_Commercial_School_New_Office Equipment_Electric_Printer/Copier/Fax_E9 | F5 | Commercial | School | New | Office Equipment | Electric | Printer/Copier/Fax | E9 | RIM BC Ratio | 0 | 0 | 0 | 0 | 0 | 0 | 0 | 0 | 0 | 0 | 0 | 0 | 0 | 0 | 0 | 0 | 0 | 0 | 0 | 0 | 0 | 0 | 0 | 0 | 0 | 0 | 0 | 0 | 0 | 0
F5_Commercial_School_New_Office Equipment_Electric_Printer/Copier/Fax_E10 | F5 | Commercial | School | New | Office Equipment | Electric | Printer/Copier/Fax | E10 | RIM BC Ratio | 0 | 0 | 0 | 0 | 0 | 0 | 0 | 0 | 0 | 0 | 0 | 0 | 0 | 0 | 0 | 0 | 0 | 0 | 0 | 0 | 0 | 0 | 0 | 0 | 0 | 0 | 0 | 0 | 0 | 0
F0_Commercial_School_New_Office Equipment_Electric_POS Terminal_E0 | F0 | Commercial | School | New | Office Equipment | Electric | POS Terminal | E0 | Economic Unit | 0 | 0 | 0 | 0 | 0 | 0 | 0 | 0 | 0 | 0 | 0 | 0 | 0 | 0 | 0 | 0 | 0 | 0 | 0 | 0 | 0 | 0 | 0 | 0 | 0 | 0 | 0 | 0 | 0 | 0
F1_Commercial_School_New_Office Equipment_Electric_POS Terminal_E1 | F1 | Commercial | School | New | Office Equipment | Electric | POS Terminal | E1 | CCE | 0 | 0 | 0 | 0 | 0 | 0 | 0 | 0 | 0 | 0 | 0 | 0 | 0 | 0 | 0 | 0 | 0 | 0 | 0 | 0 | 0 | 0 | 0 | 0 | 0 | 0 | 0 | 0 | 0 | 0
F1_Commercial_School_New_Office Equipment_Electric_POS Terminal_E2 | F1 | Commercial | School | New | Office Equipment | Electric | POS Terminal | E2 | CCE | 0 | 0 | 0 | 0 | 0 | 0 | 0 | 0 | 0 | 0 | 0 | 0 | 0 | 0 | 0 | 0 | 0 | 0 | 0 | 0 | 0 | 0 | 0 | 0 | 0 | 0 | 0 | 0 | 0 | 0
F1_Commercial_School_New_Office Equipment_Electric_POS Terminal_E3 | F1 | Commercial | School | New | Office Equipment | Electric | POS Terminal | E3 | CCE | 0 | 0 | 0 | 0 | 0 | 0 | 0 | 0 | 0 | 0 | 0 | 0 | 0 | 0 | 0 | 0 | 0 | 0 | 0 | 0 | 0 | 0 | 0 | 0 | 0 | 0 | 0 | 0 | 0 | 0
F1_Commercial_School_New_Office Equipment_Electric_POS Terminal_E4 | F1 | Commercial | School | New | Office Equipment | Electric | POS Terminal | E4 | CCE | 0 | 0 | 0 | 0 | 0 | 0 | 0 | 0 | 0 | 0 | 0 | 0 | 0 | 0 | 0 | 0 | 0 | 0 | 0 | 0 | 0 | 0 | 0 | 0 | 0 | 0 | 0 | 0 | 0 | 0
F1_Commercial_School_New_Office Equipment_Electric_POS Terminal_E5 | F1 | Commercial | School | New | Office Equipment | Electric | POS Terminal | E5 | CCE | 0 | 0 | 0 | 0 | 0 | 0 | 0 | 0 | 0 | 0 | 0 | 0 | 0 | 0 | 0 | 0 | 0 | 0 | 0 | 0 | 0 | 0 | 0 | 0 | 0 | 0 | 0 | 0 | 0 | 0
F1_Commercial_School_New_Office Equipment_Electric_POS Terminal_E6 | F1 | Commercial | School | New | Office Equipment | Electric | POS Terminal | E6 | CCE | 0 | 0 | 0 | 0 | 0 | 0 | 0 | 0 | 0 | 0 | 0 | 0 | 0 | 0 | 0 | 0 | 0 | 0 | 0 | 0 | 0 | 0 | 0 | 0 | 0 | 0 | 0 | 0 | 0 | 0
F1_Commercial_School_New_Office Equipment_Electric_POS Terminal_E7 | F1 | Commercial | School | New | Office Equipment | Electric | POS Terminal | E7 | CCE | 0 | 0 | 0 | 0 | 0 | 0 | 0 | 0 | 0 | 0 | 0 | 0 | 0 | 0 | 0 | 0 | 0 | 0 | 0 | 0 | 0 | 0 | 0 | 0 | 0 | 0 | 0 | 0 | 0 | 0
F1_Commercial_School_New_Office Equipment_Electric_POS Terminal_E8 | F1 | Commercial | School | New | Office Equipment | Electric | POS Terminal | E8 | CCE | 0 | 0 | 0 | 0 | 0 | 0 | 0 | 0 | 0 | 0 | 0 | 0 | 0 | 0 | 0 | 0 | 0 | 0 | 0 | 0 | 0 | 0 | 0 | 0 | 0 | 0 | 0 | 0 | 0 | 0
F1_Commercial_School_New_Office Equipment_Electric_POS Terminal_E9 | F1 | Commercial | School | New | Office Equipment | Electric | POS Terminal | E9 | CCE | 0 | 0 | 0 | 0 | 0 | 0 | 0 | 0 | 0 | 0 | 0 | 0 | 0 | 0 | 0 | 0 | 0 | 0 | 0 | 0 | 0 | 0 | 0 | 0 | 0 | 0 | 0 | 0 | 0 | 0
F1_Commercial_School_New_Office Equipment_Electric_POS Terminal_E10 | F1 | Commercial | School | New | Office Equipment | Electric | POS Terminal | E10 | CCE | 0 | 0 | 0 | 0 | 0 | 0 | 0 | 0 | 0 | 0 | 0 | 0 | 0 | 0 | 0 | 0 | 0 | 0 | 0 | 0 | 0 | 0 | 0 | 0 | 0 | 0 | 0 | 0 | 0 | 0
F2_Commercial_School_New_Office Equipment_Electric_POS Terminal_E1 | F2 | Commercial | School | New | Office Equipment | Electric | POS Terminal | E1 | TRC BC Ratio | 0 | 0 | 0 | 0 | 0 | 0 | 0 | 0 | 0 | 0 | 0 | 0 | 0 | 0 | 0 | 0 | 0 | 0 | 0 | 0 | 0 | 0 | 0 | 0 | 0 | 0 | 0 | 0 | 0 | 0
F2_Commercial_School_New_Office Equipment_Electric_POS Terminal_E2 | F2 | Commercial | School | New | Office Equipment | Electric | POS Terminal | E2 | TRC BC Ratio | 0 | 0 | 0 | 0 | 0 | 0 | 0 | 0 | 0 | 0 | 0 | 0 | 0 | 0 | 0 | 0 | 0 | 0 | 0 | 0 | 0 | 0 | 0 | 0 | 0 | 0 | 0 | 0 | 0 | 0
F2_Commercial_School_New_Office Equipment_Electric_POS Terminal_E3 | F2 | Commercial | School | New | Office Equipment | Electric | POS Terminal | E3 | TRC BC Ratio | 0 | 0 | 0 | 0 | 0 | 0 | 0 | 0 | 0 | 0 | 0 | 0 | 0 | 0 | 0 | 0 | 0 | 0 | 0 | 0 | 0 | 0 | 0 | 0 | 0 | 0 | 0 | 0 | 0 | 0
F2_Commercial_School_New_Office Equipment_Electric_POS Terminal_E4 | F2 | Commercial | School | New | Office Equipment | Electric | POS Terminal | E4 | TRC BC Ratio | 0 | 0 | 0 | 0 | 0 | 0 | 0 | 0 | 0 | 0 | 0 | 0 | 0 | 0 | 0 | 0 | 0 | 0 | 0 | 0 | 0 | 0 | 0 | 0 | 0 | 0 | 0 | 0 | 0 | 0
F2_Commercial_School_New_Office Equipment_Electric_POS Terminal_E5 | F2 | Commercial | School | New | Office Equipment | Electric | POS Terminal | E5 | TRC BC Ratio | 0 | 0 | 0 | 0 | 0 | 0 | 0 | 0 | 0 | 0 | 0 | 0 | 0 | 0 | 0 | 0 | 0 | 0 | 0 | 0 | 0 | 0 | 0 | 0 | 0 | 0 | 0 | 0 | 0 | 0
F2_Commercial_School_New_Office Equipment_Electric_POS Terminal_E6 | F2 | Commercial | School | New | Office Equipment | Electric | POS Terminal | E6 | TRC BC Ratio | 0 | 0 | 0 | 0 | 0 | 0 | 0 | 0 | 0 | 0 | 0 | 0 | 0 | 0 | 0 | 0 | 0 | 0 | 0 | 0 | 0 | 0 | 0 | 0 | 0 | 0 | 0 | 0 | 0 | 0
F2_Commercial_School_New_Office Equipment_Electric_POS Terminal_E7 | F2 | Commercial | School | New | Office Equipment | Electric | POS Terminal | E7 | TRC BC Ratio | 0 | 0 | 0 | 0 | 0 | 0 | 0 | 0 | 0 | 0 | 0 | 0 | 0 | 0 | 0 | 0 | 0 | 0 | 0 | 0 | 0 | 0 | 0 | 0 | 0 | 0 | 0 | 0 | 0 | 0
F2_Commercial_School_New_Office Equipment_Electric_POS Terminal_E8 | F2 | Commercial | School | New | Office Equipment | Electric | POS Terminal | E8 | TRC BC Ratio | 0 | 0 | 0 | 0 | 0 | 0 | 0 | 0 | 0 | 0 | 0 | 0 | 0 | 0 | 0 | 0 | 0 | 0 | 0 | 0 | 0 | 0 | 0 | 0 | 0 | 0 | 0 | 0 | 0 | 0
F2_Commercial_School_New_Office Equipment_Electric_POS Terminal_E9 | F2 | Commercial | School | New | Office Equipment | Electric | POS Terminal | E9 | TRC BC Ratio | 0 | 0 | 0 | 0 | 0 | 0 | 0 | 0 | 0 | 0 | 0 | 0 | 0 | 0 | 0 | 0 | 0 | 0 | 0 | 0 | 0 | 0 | 0 | 0 | 0 | 0 | 0 | 0 | 0 | 0
F2_Commercial_School_New_Office Equipment_Electric_POS Terminal_E10 | F2 | Commercial | School | New | Office Equipment | Electric | POS Terminal | E10 | TRC BC Ratio | 0 | 0 | 0 | 0 | 0 | 0 | 0 | 0 | 0 | 0 | 0 | 0 | 0 | 0 | 0 | 0 | 0 | 0 | 0 | 0 | 0 | 0 | 0 | 0 | 0 | 0 | 0 | 0 | 0 | 0
F3_Commercial_School_New_Office Equipment_Electric_POS Terminal_E1 | F3 | Commercial | School | New | Office Equipment | Electric | POS Terminal | E1 | PACT BC Ratio | 0 | 0 | 0 | 0 | 0 | 0 | 0 | 0 | 0 | 0 | 0 | 0 | 0 | 0 | 0 | 0 | 0 | 0 | 0 | 0 | 0 | 0 | 0 | 0 | 0 | 0 | 0 | 0 | 0 | 0
F3_Commercial_School_New_Office Equipment_Electric_POS Terminal_E2 | F3 | Commercial | School | New | Office Equipment | Electric | POS Terminal | E2 | PACT BC Ratio | 0 | 0 | 0 | 0 | 0 | 0 | 0 | 0 | 0 | 0 | 0 | 0 | 0 | 0 | 0 | 0 | 0 | 0 | 0 | 0 | 0 | 0 | 0 | 0 | 0 | 0 | 0 | 0 | 0 | 0
F3_Commercial_School_New_Office Equipment_Electric_POS Terminal_E3 | F3 | Commercial | School | New | Office Equipment | Electric | POS Terminal | E3 | PACT BC Ratio | 0 | 0 | 0 | 0 | 0 | 0 | 0 | 0 | 0 | 0 | 0 | 0 | 0 | 0 | 0 | 0 | 0 | 0 | 0 | 0 | 0 | 0 | 0 | 0 | 0 | 0 | 0 | 0 | 0 | 0
F3_Commercial_School_New_Office Equipment_Electric_POS Terminal_E4 | F3 | Commercial | School | New | Office Equipment | Electric | POS Terminal | E4 | PACT BC Ratio | 0 | 0 | 0 | 0 | 0 | 0 | 0 | 0 | 0 | 0 | 0 | 0 | 0 | 0 | 0 | 0 | 0 | 0 | 0 | 0 | 0 | 0 | 0 | 0 | 0 | 0 | 0 | 0 | 0 | 0
F3_Commercial_School_New_Office Equipment_Electric_POS Terminal_E5 | F3 | Commercial | School | New | Office Equipment | Electric | POS Terminal | E5 | PACT BC Ratio | 0 | 0 | 0 | 0 | 0 | 0 | 0 | 0 | 0 | 0 | 0 | 0 | 0 | 0 | 0 | 0 | 0 | 0 | 0 | 0 | 0 | 0 | 0 | 0 | 0 | 0 | 0 | 0 | 0 | 0
F3_Commercial_School_New_Office Equipment_Electric_POS Terminal_E6 | F3 | Commercial | School | New | Office Equipment | Electric | POS Terminal | E6 | PACT BC Ratio | 0 | 0 | 0 | 0 | 0 | 0 | 0 | 0 | 0 | 0 | 0 | 0 | 0 | 0 | 0 | 0 | 0 | 0 | 0 | 0 | 0 | 0 | 0 | 0 | 0 | 0 | 0 | 0 | 0 | 0
F3_Commercial_School_New_Office Equipment_Electric_POS Terminal_E7 | F3 | Commercial | School | New | Office Equipment | Electric | POS Terminal | E7 | PACT BC Ratio | 0 | 0 | 0 | 0 | 0 | 0 | 0 | 0 | 0 | 0 | 0 | 0 | 0 | 0 | 0 | 0 | 0 | 0 | 0 | 0 | 0 | 0 | 0 | 0 | 0 | 0 | 0 | 0 | 0 | 0
F3_Commercial_School_New_Office Equipment_Electric_POS Terminal_E8 | F3 | Commercial | School | New | Office Equipment | Electric | POS Terminal | E8 | PACT BC Ratio | 0 | 0 | 0 | 0 | 0 | 0 | 0 | 0 | 0 | 0 | 0 | 0 | 0 | 0 | 0 | 0 | 0 | 0 | 0 | 0 | 0 | 0 | 0 | 0 | 0 | 0 | 0 | 0 | 0 | 0
F3_Commercial_School_New_Office Equipment_Electric_POS Terminal_E9 | F3 | Commercial | School | New | Office Equipment | Electric | POS Terminal | E9 | PACT BC Ratio | 0 | 0 | 0 | 0 | 0 | 0 | 0 | 0 | 0 | 0 | 0 | 0 | 0 | 0 | 0 | 0 | 0 | 0 | 0 | 0 | 0 | 0 | 0 | 0 | 0 | 0 | 0 | 0 | 0 | 0
F3_Commercial_School_New_Office Equipment_Electric_POS Terminal_E10 | F3 | Commercial | School | New | Office Equipment | Electric | POS Terminal | E10 | PACT BC Ratio | 0 | 0 | 0 | 0 | 0 | 0 | 0 | 0 | 0 | 0 | 0 | 0 | 0 | 0 | 0 | 0 | 0 | 0 | 0 | 0 | 0 | 0 | 0 | 0 | 0 | 0 | 0 | 0 | 0 | 0
F4_Commercial_School_New_Office Equipment_Electric_POS Terminal_E1 | F4 | Commercial | School | New | Office Equipment | Electric | POS Terminal | E1 | RVT BC Ratio | 0 | 0 | 0 | 0 | 0 | 0 | 0 | 0 | 0 | 0 | 0 | 0 | 0 | 0 | 0 | 0 | 0 | 0 | 0 | 0 | 0 | 0 | 0 | 0 | 0 | 0 | 0 | 0 | 0 | 0
F4_Commercial_School_New_Office Equipment_Electric_POS Terminal_E2 | F4 | Commercial | School | New | Office Equipment | Electric | POS Terminal | E2 | RVT BC Ratio | 0 | 0 | 0 | 0 | 0 | 0 | 0 | 0 | 0 | 0 | 0 | 0 | 0 | 0 | 0 | 0 | 0 | 0 | 0 | 0 | 0 | 0 | 0 | 0 | 0 | 0 | 0 | 0 | 0 | 0
F4_Commercial_School_New_Office Equipment_Electric_POS Terminal_E3 | F4 | Commercial | School | New | Office Equipment | Electric | POS Terminal | E3 | RVT BC Ratio | 0 | 0 | 0 | 0 | 0 | 0 | 0 | 0 | 0 | 0 | 0 | 0 | 0 | 0 | 0 | 0 | 0 | 0 | 0 | 0 | 0 | 0 | 0 | 0 | 0 | 0 | 0 | 0 | 0 | 0
F4_Commercial_School_New_Office Equipment_Electric_POS Terminal_E4 | F4 | Commercial | School | New | Office Equipment | Electric | POS Terminal | E4 | RVT BC Ratio | 0 | 0 | 0 | 0 | 0 | 0 | 0 | 0 | 0 | 0 | 0 | 0 | 0 | 0 | 0 | 0 | 0 | 0 | 0 | 0 | 0 | 0 | 0 | 0 | 0 | 0 | 0 | 0 | 0 | 0
F4_Commercial_School_New_Office Equipment_Electric_POS Terminal_E5 | F4 | Commercial | School | New | Office Equipment | Electric | POS Terminal | E5 | RVT BC Ratio | 0 | 0 | 0 | 0 | 0 | 0 | 0 | 0 | 0 | 0 | 0 | 0 | 0 | 0 | 0 | 0 | 0 | 0 | 0 | 0 | 0 | 0 | 0 | 0 | 0 | 0 | 0 | 0 | 0 | 0
F4_Commercial_School_New_Office Equipment_Electric_POS Terminal_E6 | F4 | Commercial | School | New | Office Equipment | Electric | POS Terminal | E6 | RVT BC Ratio | 0 | 0 | 0 | 0 | 0 | 0 | 0 | 0 | 0 | 0 | 0 | 0 | 0 | 0 | 0 | 0 | 0 | 0 | 0 | 0 | 0 | 0 | 0 | 0 | 0 | 0 | 0 | 0 | 0 | 0
F4_Commercial_School_New_Office Equipment_Electric_POS Terminal_E7 | F4 | Commercial | School | New | Office Equipment | Electric | POS Terminal | E7 | RVT BC Ratio | 0 | 0 | 0 | 0 | 0 | 0 | 0 | 0 | 0 | 0 | 0 | 0 | 0 | 0 | 0 | 0 | 0 | 0 | 0 | 0 | 0 | 0 | 0 | 0 | 0 | 0 | 0 | 0 | 0 | 0
F4_Commercial_School_New_Office Equipment_Electric_POS Terminal_E8 | F4 | Commercial | School | New | Office Equipment | Electric | POS Terminal | E8 | RVT BC Ratio | 0 | 0 | 0 | 0 | 0 | 0 | 0 | 0 | 0 | 0 | 0 | 0 | 0 | 0 | 0 | 0 | 0 | 0 | 0 | 0 | 0 | 0 | 0 | 0 | 0 | 0 | 0 | 0 | 0 | 0
F4_Commercial_School_New_Office Equipment_Electric_POS Terminal_E9 | F4 | Commercial | School | New | Office Equipment | Electric | POS Terminal | E9 | RVT BC Ratio | 0 | 0 | 0 | 0 | 0 | 0 | 0 | 0 | 0 | 0 | 0 | 0 | 0 | 0 | 0 | 0 | 0 | 0 | 0 | 0 | 0 | 0 | 0 | 0 | 0 | 0 | 0 | 0 | 0 | 0
F4_Commercial_School_New_Office Equipment_Electric_POS Terminal_E10 | F4 | Commercial | School | New | Office Equipment | Electric | POS Terminal | E10 | RVT BC Ratio | 0 | 0 | 0 | 0 | 0 | 0 | 0 | 0 | 0 | 0 | 0 | 0 | 0 | 0 | 0 | 0 | 0 | 0 | 0 | 0 | 0 | 0 | 0 | 0 | 0 | 0 | 0 | 0 | 0 | 0
F5_Commercial_School_New_Office Equipment_Electric_POS Terminal_E1 | F5 | Commercial | School | New | Office Equipment | Electric | POS Terminal | E1 | RIM BC Ratio | 0 | 0 | 0 | 0 | 0 | 0 | 0 | 0 | 0 | 0 | 0 | 0 | 0 | 0 | 0 | 0 | 0 | 0 | 0 | 0 | 0 | 0 | 0 | 0 | 0 | 0 | 0 | 0 | 0 | 0
F5_Commercial_School_New_Office Equipment_Electric_POS Terminal_E2 | F5 | Commercial | School | New | Office Equipment | Electric | POS Terminal | E2 | RIM BC Ratio | 0 | 0 | 0 | 0 | 0 | 0 | 0 | 0 | 0 | 0 | 0 | 0 | 0 | 0 | 0 | 0 | 0 | 0 | 0 | 0 | 0 | 0 | 0 | 0 | 0 | 0 | 0 | 0 | 0 | 0
F5_Commercial_School_New_Office Equipment_Electric_POS Terminal_E3 | F5 | Commercial | School | New | Office Equipment | Electric | POS Terminal | E3 | RIM BC Ratio | 0 | 0 | 0 | 0 | 0 | 0 | 0 | 0 | 0 | 0 | 0 | 0 | 0 | 0 | 0 | 0 | 0 | 0 | 0 | 0 | 0 | 0 | 0 | 0 | 0 | 0 | 0 | 0 | 0 | 0
F5_Commercial_School_New_Office Equipment_Electric_POS Terminal_E4 | F5 | Commercial | School | New | Office Equipment | Electric | POS Terminal | E4 | RIM BC Ratio | 0 | 0 | 0 | 0 | 0 | 0 | 0 | 0 | 0 | 0 | 0 | 0 | 0 | 0 | 0 | 0 | 0 | 0 | 0 | 0 | 0 | 0 | 0 | 0 | 0 | 0 | 0 | 0 | 0 | 0
F5_Commercial_School_New_Office Equipment_Electric_POS Terminal_E5 | F5 | Commercial | School | New | Office Equipment | Electric | POS Terminal | E5 | RIM BC Ratio | 0 | 0 | 0 | 0 | 0 | 0 | 0 | 0 | 0 | 0 | 0 | 0 | 0 | 0 | 0 | 0 | 0 | 0 | 0 | 0 | 0 | 0 | 0 | 0 | 0 | 0 | 0 | 0 | 0 | 0
F5_Commercial_School_New_Office Equipment_Electric_POS Terminal_E6 | F5 | Commercial | School | New | Office Equipment | Electric | POS Terminal | E6 | RIM BC Ratio | 0 | 0 | 0 | 0 | 0 | 0 | 0 | 0 | 0 | 0 | 0 | 0 | 0 | 0 | 0 | 0 | 0 | 0 | 0 | 0 | 0 | 0 | 0 | 0 | 0 | 0 | 0 | 0 | 0 | 0
F5_Commercial_School_New_Office Equipment_Electric_POS Terminal_E7 | F5 | Commercial | School | New | Office Equipment | Electric | POS Terminal | E7 | RIM BC Ratio | 0 | 0 | 0 | 0 | 0 | 0 | 0 | 0 | 0 | 0 | 0 | 0 | 0 | 0 | 0 | 0 | 0 | 0 | 0 | 0 | 0 | 0 | 0 | 0 | 0 | 0 | 0 | 0 | 0 | 0
F5_Commercial_School_New_Office Equipment_Electric_POS Terminal_E8 | F5 | Commercial | School | New | Office Equipment | Electric | POS Terminal | E8 | RIM BC Ratio | 0 | 0 | 0 | 0 | 0 | 0 | 0 | 0 | 0 | 0 | 0 | 0 | 0 | 0 | 0 | 0 | 0 | 0 | 0 | 0 | 0 | 0 | 0 | 0 | 0 | 0 | 0 | 0 | 0 | 0
F5_Commercial_School_New_Office Equipment_Electric_POS Terminal_E9 | F5 | Commercial | School | New | Office Equipment | Electric | POS Terminal | E9 | RIM BC Ratio | 0 | 0 | 0 | 0 | 0 | 0 | 0 | 0 | 0 | 0 | 0 | 0 | 0 | 0 | 0 | 0 | 0 | 0 | 0 | 0 | 0 | 0 | 0 | 0 | 0 | 0 | 0 | 0 | 0 | 0
F5_Commercial_School_New_Office Equipment_Electric_POS Terminal_E10 | F5 | Commercial | School | New | Office Equipment | Electric | POS Terminal | E10 | RIM BC Ratio | 0 | 0 | 0 | 0 | 0 | 0 | 0 | 0 | 0 | 0 | 0 | 0 | 0 | 0 | 0 | 0 | 0 | 0 | 0 | 0 | 0 | 0 | 0 | 0 | 0 | 0 | 0 | 0 | 0 | 0
F0_Commercial_School_New_Miscellaneous_Electric_Non-HVAC Motors_E0 | F0 | Commercial | School | New | Miscellaneous | Electric | Non-HVAC Motors | E0 | Economic Unit | 0 | 0 | 0 | 0 | 0 | 0 | 0 | 0 | 0 | 0 | 0 | 0 | 0 | 0 | 0 | 0 | 0 | 0 | 0 | 0 | 0 | 0 | 0 | 0 | 0 | 0 | 0 | 0 | 0 | 0
F1_Commercial_School_New_Miscellaneous_Electric_Non-HVAC Motors_E1 | F1 | Commercial | School | New | Miscellaneous | Electric | Non-HVAC Motors | E1 | CCE | 0 | 0 | 0 | 0 | 0 | 0 | 0 | 0 | 0 | 0 | 0 | 0 | 0 | 0 | 0 | 0 | 0 | 0 | 0 | 0 | 0 | 0 | 0 | 0 | 0 | 0 | 0 | 0 | 0 | 0
F1_Commercial_School_New_Miscellaneous_Electric_Non-HVAC Motors_E2 | F1 | Commercial | School | New | Miscellaneous | Electric | Non-HVAC Motors | E2 | CCE | 0 | 0 | 0 | 0 | 0 | 0 | 0 | 0 | 0 | 0 | 0 | 0 | 0 | 0 | 0 | 0 | 0 | 0 | 0 | 0 | 0 | 0 | 0 | 0 | 0 | 0 | 0 | 0 | 0 | 0
F1_Commercial_School_New_Miscellaneous_Electric_Non-HVAC Motors_E3 | F1 | Commercial | School | New | Miscellaneous | Electric | Non-HVAC Motors | E3 | CCE | 0 | 0 | 0 | 0 | 0 | 0 | 0 | 0 | 0 | 0 | 0 | 0 | 0 | 0 | 0 | 0 | 0 | 0 | 0 | 0 | 0 | 0 | 0 | 0 | 0 | 0 | 0 | 0 | 0 | 0
F1_Commercial_School_New_Miscellaneous_Electric_Non-HVAC Motors_E4 | F1 | Commercial | School | New | Miscellaneous | Electric | Non-HVAC Motors | E4 | CCE | 0 | 0 | 0 | 0 | 0 | 0 | 0 | 0 | 0 | 0 | 0 | 0 | 0 | 0 | 0 | 0 | 0 | 0 | 0 | 0 | 0 | 0 | 0 | 0 | 0 | 0 | 0 | 0 | 0 | 0
F1_Commercial_School_New_Miscellaneous_Electric_Non-HVAC Motors_E5 | F1 | Commercial | School | New | Miscellaneous | Electric | Non-HVAC Motors | E5 | CCE | 0 | 0 | 0 | 0 | 0 | 0 | 0 | 0 | 0 | 0 | 0 | 0 | 0 | 0 | 0 | 0 | 0 | 0 | 0 | 0 | 0 | 0 | 0 | 0 | 0 | 0 | 0 | 0 | 0 | 0
F1_Commercial_School_New_Miscellaneous_Electric_Non-HVAC Motors_E6 | F1 | Commercial | School | New | Miscellaneous | Electric | Non-HVAC Motors | E6 | CCE | 0 | 0 | 0 | 0 | 0 | 0 | 0 | 0 | 0 | 0 | 0 | 0 | 0 | 0 | 0 | 0 | 0 | 0 | 0 | 0 | 0 | 0 | 0 | 0 | 0 | 0 | 0 | 0 | 0 | 0
F1_Commercial_School_New_Miscellaneous_Electric_Non-HVAC Motors_E7 | F1 | Commercial | School | New | Miscellaneous | Electric | Non-HVAC Motors | E7 | CCE | 0 | 0 | 0 | 0 | 0 | 0 | 0 | 0 | 0 | 0 | 0 | 0 | 0 | 0 | 0 | 0 | 0 | 0 | 0 | 0 | 0 | 0 | 0 | 0 | 0 | 0 | 0 | 0 | 0 | 0
F1_Commercial_School_New_Miscellaneous_Electric_Non-HVAC Motors_E8 | F1 | Commercial | School | New | Miscellaneous | Electric | Non-HVAC Motors | E8 | CCE | 0 | 0 | 0 | 0 | 0 | 0 | 0 | 0 | 0 | 0 | 0 | 0 | 0 | 0 | 0 | 0 | 0 | 0 | 0 | 0 | 0 | 0 | 0 | 0 | 0 | 0 | 0 | 0 | 0 | 0
F1_Commercial_School_New_Miscellaneous_Electric_Non-HVAC Motors_E9 | F1 | Commercial | School | New | Miscellaneous | Electric | Non-HVAC Motors | E9 | CCE | 0 | 0 | 0 | 0 | 0 | 0 | 0 | 0 | 0 | 0 | 0 | 0 | 0 | 0 | 0 | 0 | 0 | 0 | 0 | 0 | 0 | 0 | 0 | 0 | 0 | 0 | 0 | 0 | 0 | 0
F1_Commercial_School_New_Miscellaneous_Electric_Non-HVAC Motors_E10 | F1 | Commercial | School | New | Miscellaneous | Electric | Non-HVAC Motors | E10 | CCE | 0 | 0 | 0 | 0 | 0 | 0 | 0 | 0 | 0 | 0 | 0 | 0 | 0 | 0 | 0 | 0 | 0 | 0 | 0 | 0 | 0 | 0 | 0 | 0 | 0 | 0 | 0 | 0 | 0 | 0
F2_Commercial_School_New_Miscellaneous_Electric_Non-HVAC Motors_E1 | F2 | Commercial | School | New | Miscellaneous | Electric | Non-HVAC Motors | E1 | TRC BC Ratio | 0 | 0 | 0 | 0 | 0 | 0 | 0 | 0 | 0 | 0 | 0 | 0 | 0 | 0 | 0 | 0 | 0 | 0 | 0 | 0 | 0 | 0 | 0 | 0 | 0 | 0 | 0 | 0 | 0 | 0
F2_Commercial_School_New_Miscellaneous_Electric_Non-HVAC Motors_E2 | F2 | Commercial | School | New | Miscellaneous | Electric | Non-HVAC Motors | E2 | TRC BC Ratio | 0 | 0 | 0 | 0 | 0 | 0 | 0 | 0 | 0 | 0 | 0 | 0 | 0 | 0 | 0 | 0 | 0 | 0 | 0 | 0 | 0 | 0 | 0 | 0 | 0 | 0 | 0 | 0 | 0 | 0
F2_Commercial_School_New_Miscellaneous_Electric_Non-HVAC Motors_E3 | F2 | Commercial | School | New | Miscellaneous | Electric | Non-HVAC Motors | E3 | TRC BC Ratio | 0 | 0 | 0 | 0 | 0 | 0 | 0 | 0 | 0 | 0 | 0 | 0 | 0 | 0 | 0 | 0 | 0 | 0 | 0 | 0 | 0 | 0 | 0 | 0 | 0 | 0 | 0 | 0 | 0 | 0
F2_Commercial_School_New_Miscellaneous_Electric_Non-HVAC Motors_E4 | F2 | Commercial | School | New | Miscellaneous | Electric | Non-HVAC Motors | E4 | TRC BC Ratio | 0 | 0 | 0 | 0 | 0 | 0 | 0 | 0 | 0 | 0 | 0 | 0 | 0 | 0 | 0 | 0 | 0 | 0 | 0 | 0 | 0 | 0 | 0 | 0 | 0 | 0 | 0 | 0 | 0 | 0
F2_Commercial_School_New_Miscellaneous_Electric_Non-HVAC Motors_E5 | F2 | Commercial | School | New | Miscellaneous | Electric | Non-HVAC Motors | E5 | TRC BC Ratio | 0 | 0 | 0 | 0 | 0 | 0 | 0 | 0 | 0 | 0 | 0 | 0 | 0 | 0 | 0 | 0 | 0 | 0 | 0 | 0 | 0 | 0 | 0 | 0 | 0 | 0 | 0 | 0 | 0 | 0
F2_Commercial_School_New_Miscellaneous_Electric_Non-HVAC Motors_E6 | F2 | Commercial | School | New | Miscellaneous | Electric | Non-HVAC Motors | E6 | TRC BC Ratio | 0 | 0 | 0 | 0 | 0 | 0 | 0 | 0 | 0 | 0 | 0 | 0 | 0 | 0 | 0 | 0 | 0 | 0 | 0 | 0 | 0 | 0 | 0 | 0 | 0 | 0 | 0 | 0 | 0 | 0
F2_Commercial_School_New_Miscellaneous_Electric_Non-HVAC Motors_E7 | F2 | Commercial | School | New | Miscellaneous | Electric | Non-HVAC Motors | E7 | TRC BC Ratio | 0 | 0 | 0 | 0 | 0 | 0 | 0 | 0 | 0 | 0 | 0 | 0 | 0 | 0 | 0 | 0 | 0 | 0 | 0 | 0 | 0 | 0 | 0 | 0 | 0 | 0 | 0 | 0 | 0 | 0
F2_Commercial_School_New_Miscellaneous_Electric_Non-HVAC Motors_E8 | F2 | Commercial | School | New | Miscellaneous | Electric | Non-HVAC Motors | E8 | TRC BC Ratio | 0 | 0 | 0 | 0 | 0 | 0 | 0 | 0 | 0 | 0 | 0 | 0 | 0 | 0 | 0 | 0 | 0 | 0 | 0 | 0 | 0 | 0 | 0 | 0 | 0 | 0 | 0 | 0 | 0 | 0
F2_Commercial_School_New_Miscellaneous_Electric_Non-HVAC Motors_E9 | F2 | Commercial | School | New | Miscellaneous | Electric | Non-HVAC Motors | E9 | TRC BC Ratio | 0 | 0 | 0 | 0 | 0 | 0 | 0 | 0 | 0 | 0 | 0 | 0 | 0 | 0 | 0 | 0 | 0 | 0 | 0 | 0 | 0 | 0 | 0 | 0 | 0 | 0 | 0 | 0 | 0 | 0
F2_Commercial_School_New_Miscellaneous_Electric_Non-HVAC Motors_E10 | F2 | Commercial | School | New | Miscellaneous | Electric | Non-HVAC Motors | E10 | TRC BC Ratio | 0 | 0 | 0 | 0 | 0 | 0 | 0 | 0 | 0 | 0 | 0 | 0 | 0 | 0 | 0 | 0 | 0 | 0 | 0 | 0 | 0 | 0 | 0 | 0 | 0 | 0 | 0 | 0 | 0 | 0
F3_Commercial_School_New_Miscellaneous_Electric_Non-HVAC Motors_E1 | F3 | Commercial | School | New | Miscellaneous | Electric | Non-HVAC Motors | E1 | PACT BC Ratio | 0 | 0 | 0 | 0 | 0 | 0 | 0 | 0 | 0 | 0 | 0 | 0 | 0 | 0 | 0 | 0 | 0 | 0 | 0 | 0 | 0 | 0 | 0 | 0 | 0 | 0 | 0 | 0 | 0 | 0
F3_Commercial_School_New_Miscellaneous_Electric_Non-HVAC Motors_E2 | F3 | Commercial | School | New | Miscellaneous | Electric | Non-HVAC Motors | E2 | PACT BC Ratio | 0 | 0 | 0 | 0 | 0 | 0 | 0 | 0 | 0 | 0 | 0 | 0 | 0 | 0 | 0 | 0 | 0 | 0 | 0 | 0 | 0 | 0 | 0 | 0 | 0 | 0 | 0 | 0 | 0 | 0
F3_Commercial_School_New_Miscellaneous_Electric_Non-HVAC Motors_E3 | F3 | Commercial | School | New | Miscellaneous | Electric | Non-HVAC Motors | E3 | PACT BC Ratio | 0 | 0 | 0 | 0 | 0 | 0 | 0 | 0 | 0 | 0 | 0 | 0 | 0 | 0 | 0 | 0 | 0 | 0 | 0 | 0 | 0 | 0 | 0 | 0 | 0 | 0 | 0 | 0 | 0 | 0
F3_Commercial_School_New_Miscellaneous_Electric_Non-HVAC Motors_E4 | F3 | Commercial | School | New | Miscellaneous | Electric | Non-HVAC Motors | E4 | PACT BC Ratio | 0 | 0 | 0 | 0 | 0 | 0 | 0 | 0 | 0 | 0 | 0 | 0 | 0 | 0 | 0 | 0 | 0 | 0 | 0 | 0 | 0 | 0 | 0 | 0 | 0 | 0 | 0 | 0 | 0 | 0
F3_Commercial_School_New_Miscellaneous_Electric_Non-HVAC Motors_E5 | F3 | Commercial | School | New | Miscellaneous | Electric | Non-HVAC Motors | E5 | PACT BC Ratio | 0 | 0 | 0 | 0 | 0 | 0 | 0 | 0 | 0 | 0 | 0 | 0 | 0 | 0 | 0 | 0 | 0 | 0 | 0 | 0 | 0 | 0 | 0 | 0 | 0 | 0 | 0 | 0 | 0 | 0
F3_Commercial_School_New_Miscellaneous_Electric_Non-HVAC Motors_E6 | F3 | Commercial | School | New | Miscellaneous | Electric | Non-HVAC Motors | E6 | PACT BC Ratio | 0 | 0 | 0 | 0 | 0 | 0 | 0 | 0 | 0 | 0 | 0 | 0 | 0 | 0 | 0 | 0 | 0 | 0 | 0 | 0 | 0 | 0 | 0 | 0 | 0 | 0 | 0 | 0 | 0 | 0
F3_Commercial_School_New_Miscellaneous_Electric_Non-HVAC Motors_E7 | F3 | Commercial | School | New | Miscellaneous | Electric | Non-HVAC Motors | E7 | PACT BC Ratio | 0 | 0 | 0 | 0 | 0 | 0 | 0 | 0 | 0 | 0 | 0 | 0 | 0 | 0 | 0 | 0 | 0 | 0 | 0 | 0 | 0 | 0 | 0 | 0 | 0 | 0 | 0 | 0 | 0 | 0
F3_Commercial_School_New_Miscellaneous_Electric_Non-HVAC Motors_E8 | F3 | Commercial | School | New | Miscellaneous | Electric | Non-HVAC Motors | E8 | PACT BC Ratio | 0 | 0 | 0 | 0 | 0 | 0 | 0 | 0 | 0 | 0 | 0 | 0 | 0 | 0 | 0 | 0 | 0 | 0 | 0 | 0 | 0 | 0 | 0 | 0 | 0 | 0 | 0 | 0 | 0 | 0
F3_Commercial_School_New_Miscellaneous_Electric_Non-HVAC Motors_E9 | F3 | Commercial | School | New | Miscellaneous | Electric | Non-HVAC Motors | E9 | PACT BC Ratio | 0 | 0 | 0 | 0 | 0 | 0 | 0 | 0 | 0 | 0 | 0 | 0 | 0 | 0 | 0 | 0 | 0 | 0 | 0 | 0 | 0 | 0 | 0 | 0 | 0 | 0 | 0 | 0 | 0 | 0
F3_Commercial_School_New_Miscellaneous_Electric_Non-HVAC Motors_E10 | F3 | Commercial | School | New | Miscellaneous | Electric | Non-HVAC Motors | E10 | PACT BC Ratio | 0 | 0 | 0 | 0 | 0 | 0 | 0 | 0 | 0 | 0 | 0 | 0 | 0 | 0 | 0 | 0 | 0 | 0 | 0 | 0 | 0 | 0 | 0 | 0 | 0 | 0 | 0 | 0 | 0 | 0
F4_Commercial_School_New_Miscellaneous_Electric_Non-HVAC Motors_E1 | F4 | Commercial | School | New | Miscellaneous | Electric | Non-HVAC Motors | E1 | RVT BC Ratio | 0 | 0 | 0 | 0 | 0 | 0 | 0 | 0 | 0 | 0 | 0 | 0 | 0 | 0 | 0 | 0 | 0 | 0 | 0 | 0 | 0 | 0 | 0 | 0 | 0 | 0 | 0 | 0 | 0 | 0
F4_Commercial_School_New_Miscellaneous_Electric_Non-HVAC Motors_E2 | F4 | Commercial | School | New | Miscellaneous | Electric | Non-HVAC Motors | E2 | RVT BC Ratio | 0 | 0 | 0 | 0 | 0 | 0 | 0 | 0 | 0 | 0 | 0 | 0 | 0 | 0 | 0 | 0 | 0 | 0 | 0 | 0 | 0 | 0 | 0 | 0 | 0 | 0 | 0 | 0 | 0 | 0
F4_Commercial_School_New_Miscellaneous_Electric_Non-HVAC Motors_E3 | F4 | Commercial | School | New | Miscellaneous | Electric | Non-HVAC Motors | E3 | RVT BC Ratio | 0 | 0 | 0 | 0 | 0 | 0 | 0 | 0 | 0 | 0 | 0 | 0 | 0 | 0 | 0 | 0 | 0 | 0 | 0 | 0 | 0 | 0 | 0 | 0 | 0 | 0 | 0 | 0 | 0 | 0
F4_Commercial_School_New_Miscellaneous_Electric_Non-HVAC Motors_E4 | F4 | Commercial | School | New | Miscellaneous | Electric | Non-HVAC Motors | E4 | RVT BC Ratio | 0 | 0 | 0 | 0 | 0 | 0 | 0 | 0 | 0 | 0 | 0 | 0 | 0 | 0 | 0 | 0 | 0 | 0 | 0 | 0 | 0 | 0 | 0 | 0 | 0 | 0 | 0 | 0 | 0 | 0
F4_Commercial_School_New_Miscellaneous_Electric_Non-HVAC Motors_E5 | F4 | Commercial | School | New | Miscellaneous | Electric | Non-HVAC Motors | E5 | RVT BC Ratio | 0 | 0 | 0 | 0 | 0 | 0 | 0 | 0 | 0 | 0 | 0 | 0 | 0 | 0 | 0 | 0 | 0 | 0 | 0 | 0 | 0 | 0 | 0 | 0 | 0 | 0 | 0 | 0 | 0 | 0
F4_Commercial_School_New_Miscellaneous_Electric_Non-HVAC Motors_E6 | F4 | Commercial | School | New | Miscellaneous | Electric | Non-HVAC Motors | E6 | RVT BC Ratio | 0 | 0 | 0 | 0 | 0 | 0 | 0 | 0 | 0 | 0 | 0 | 0 | 0 | 0 | 0 | 0 | 0 | 0 | 0 | 0 | 0 | 0 | 0 | 0 | 0 | 0 | 0 | 0 | 0 | 0
F4_Commercial_School_New_Miscellaneous_Electric_Non-HVAC Motors_E7 | F4 | Commercial | School | New | Miscellaneous | Electric | Non-HVAC Motors | E7 | RVT BC Ratio | 0 | 0 | 0 | 0 | 0 | 0 | 0 | 0 | 0 | 0 | 0 | 0 | 0 | 0 | 0 | 0 | 0 | 0 | 0 | 0 | 0 | 0 | 0 | 0 | 0 | 0 | 0 | 0 | 0 | 0
F4_Commercial_School_New_Miscellaneous_Electric_Non-HVAC Motors_E8 | F4 | Commercial | School | New | Miscellaneous | Electric | Non-HVAC Motors | E8 | RVT BC Ratio | 0 | 0 | 0 | 0 | 0 | 0 | 0 | 0 | 0 | 0 | 0 | 0 | 0 | 0 | 0 | 0 | 0 | 0 | 0 | 0 | 0 | 0 | 0 | 0 | 0 | 0 | 0 | 0 | 0 | 0
F4_Commercial_School_New_Miscellaneous_Electric_Non-HVAC Motors_E9 | F4 | Commercial | School | New | Miscellaneous | Electric | Non-HVAC Motors | E9 | RVT BC Ratio | 0 | 0 | 0 | 0 | 0 | 0 | 0 | 0 | 0 | 0 | 0 | 0 | 0 | 0 | 0 | 0 | 0 | 0 | 0 | 0 | 0 | 0 | 0 | 0 | 0 | 0 | 0 | 0 | 0 | 0
F4_Commercial_School_New_Miscellaneous_Electric_Non-HVAC Motors_E10 | F4 | Commercial | School | New | Miscellaneous | Electric | Non-HVAC Motors | E10 | RVT BC Ratio | 0 | 0 | 0 | 0 | 0 | 0 | 0 | 0 | 0 | 0 | 0 | 0 | 0 | 0 | 0 | 0 | 0 | 0 | 0 | 0 | 0 | 0 | 0 | 0 | 0 | 0 | 0 | 0 | 0 | 0
F5_Commercial_School_New_Miscellaneous_Electric_Non-HVAC Motors_E1 | F5 | Commercial | School | New | Miscellaneous | Electric | Non-HVAC Motors | E1 | RIM BC Ratio | 0 | 0 | 0 | 0 | 0 | 0 | 0 | 0 | 0 | 0 | 0 | 0 | 0 | 0 | 0 | 0 | 0 | 0 | 0 | 0 | 0 | 0 | 0 | 0 | 0 | 0 | 0 | 0 | 0 | 0
F5_Commercial_School_New_Miscellaneous_Electric_Non-HVAC Motors_E2 | F5 | Commercial | School | New | Miscellaneous | Electric | Non-HVAC Motors | E2 | RIM BC Ratio | 0 | 0 | 0 | 0 | 0 | 0 | 0 | 0 | 0 | 0 | 0 | 0 | 0 | 0 | 0 | 0 | 0 | 0 | 0 | 0 | 0 | 0 | 0 | 0 | 0 | 0 | 0 | 0 | 0 | 0
F5_Commercial_School_New_Miscellaneous_Electric_Non-HVAC Motors_E3 | F5 | Commercial | School | New | Miscellaneous | Electric | Non-HVAC Motors | E3 | RIM BC Ratio | 0 | 0 | 0 | 0 | 0 | 0 | 0 | 0 | 0 | 0 | 0 | 0 | 0 | 0 | 0 | 0 | 0 | 0 | 0 | 0 | 0 | 0 | 0 | 0 | 0 | 0 | 0 | 0 | 0 | 0
F5_Commercial_School_New_Miscellaneous_Electric_Non-HVAC Motors_E4 | F5 | Commercial | School | New | Miscellaneous | Electric | Non-HVAC Motors | E4 | RIM BC Ratio | 0 | 0 | 0 | 0 | 0 | 0 | 0 | 0 | 0 | 0 | 0 | 0 | 0 | 0 | 0 | 0 | 0 | 0 | 0 | 0 | 0 | 0 | 0 | 0 | 0 | 0 | 0 | 0 | 0 | 0
F5_Commercial_School_New_Miscellaneous_Electric_Non-HVAC Motors_E5 | F5 | Commercial | School | New | Miscellaneous | Electric | Non-HVAC Motors | E5 | RIM BC Ratio | 0 | 0 | 0 | 0 | 0 | 0 | 0 | 0 | 0 | 0 | 0 | 0 | 0 | 0 | 0 | 0 | 0 | 0 | 0 | 0 | 0 | 0 | 0 | 0 | 0 | 0 | 0 | 0 | 0 | 0
F5_Commercial_School_New_Miscellaneous_Electric_Non-HVAC Motors_E6 | F5 | Commercial | School | New | Miscellaneous | Electric | Non-HVAC Motors | E6 | RIM BC Ratio | 0 | 0 | 0 | 0 | 0 | 0 | 0 | 0 | 0 | 0 | 0 | 0 | 0 | 0 | 0 | 0 | 0 | 0 | 0 | 0 | 0 | 0 | 0 | 0 | 0 | 0 | 0 | 0 | 0 | 0
F5_Commercial_School_New_Miscellaneous_Electric_Non-HVAC Motors_E7 | F5 | Commercial | School | New | Miscellaneous | Electric | Non-HVAC Motors | E7 | RIM BC Ratio | 0 | 0 | 0 | 0 | 0 | 0 | 0 | 0 | 0 | 0 | 0 | 0 | 0 | 0 | 0 | 0 | 0 | 0 | 0 | 0 | 0 | 0 | 0 | 0 | 0 | 0 | 0 | 0 | 0 | 0
F5_Commercial_School_New_Miscellaneous_Electric_Non-HVAC Motors_E8 | F5 | Commercial | School | New | Miscellaneous | Electric | Non-HVAC Motors | E8 | RIM BC Ratio | 0 | 0 | 0 | 0 | 0 | 0 | 0 | 0 | 0 | 0 | 0 | 0 | 0 | 0 | 0 | 0 | 0 | 0 | 0 | 0 | 0 | 0 | 0 | 0 | 0 | 0 | 0 | 0 | 0 | 0
F5_Commercial_School_New_Miscellaneous_Electric_Non-HVAC Motors_E9 | F5 | Commercial | School | New | Miscellaneous | Electric | Non-HVAC Motors | E9 | RIM BC Ratio | 0 | 0 | 0 | 0 | 0 | 0 | 0 | 0 | 0 | 0 | 0 | 0 | 0 | 0 | 0 | 0 | 0 | 0 | 0 | 0 | 0 | 0 | 0 | 0 | 0 | 0 | 0 | 0 | 0 | 0
F5_Commercial_School_New_Miscellaneous_Electric_Non-HVAC Motors_E10 | F5 | Commercial | School | New | Miscellaneous | Electric | Non-HVAC Motors | E10 | RIM BC Ratio | 0 | 0 | 0 | 0 | 0 | 0 | 0 | 0 | 0 | 0 | 0 | 0 | 0 | 0 | 0 | 0 | 0 | 0 | 0 | 0 | 0 | 0 | 0 | 0 | 0 | 0 | 0 | 0 | 0 | 0
F0_Commercial_School_New_Miscellaneous_Electric_Pool Pump_E0 | F0 | Commercial | School | New | Miscellaneous | Electric | Pool Pump | E0 | Economic Unit | 0 | 0 | 0 | 0 | 0 | 0 | 0 | 0 | 0 | 0 | 0 | 0 | 0 | 0 | 0 | 0 | 0 | 0 | 0 | 0 | 0 | 0 | 0 | 0 | 0 | 0 | 0 | 0 | 0 | 0
F1_Commercial_School_New_Miscellaneous_Electric_Pool Pump_E1 | F1 | Commercial | School | New | Miscellaneous | Electric | Pool Pump | E1 | CCE | 0 | 0 | 0 | 0 | 0 | 0 | 0 | 0 | 0 | 0 | 0 | 0 | 0 | 0 | 0 | 0 | 0 | 0 | 0 | 0 | 0 | 0 | 0 | 0 | 0 | 0 | 0 | 0 | 0 | 0
F1_Commercial_School_New_Miscellaneous_Electric_Pool Pump_E2 | F1 | Commercial | School | New | Miscellaneous | Electric | Pool Pump | E2 | CCE | 0 | 0 | 0 | 0 | 0 | 0 | 0 | 0 | 0 | 0 | 0 | 0 | 0 | 0 | 0 | 0 | 0 | 0 | 0 | 0 | 0 | 0 | 0 | 0 | 0 | 0 | 0 | 0 | 0 | 0
F1_Commercial_School_New_Miscellaneous_Electric_Pool Pump_E3 | F1 | Commercial | School | New | Miscellaneous | Electric | Pool Pump | E3 | CCE | 0 | 0 | 0 | 0 | 0 | 0 | 0 | 0 | 0 | 0 | 0 | 0 | 0 | 0 | 0 | 0 | 0 | 0 | 0 | 0 | 0 | 0 | 0 | 0 | 0 | 0 | 0 | 0 | 0 | 0
F1_Commercial_School_New_Miscellaneous_Electric_Pool Pump_E4 | F1 | Commercial | School | New | Miscellaneous | Electric | Pool Pump | E4 | CCE | 0 | 0 | 0 | 0 | 0 | 0 | 0 | 0 | 0 | 0 | 0 | 0 | 0 | 0 | 0 | 0 | 0 | 0 | 0 | 0 | 0 | 0 | 0 | 0 | 0 | 0 | 0 | 0 | 0 | 0
F1_Commercial_School_New_Miscellaneous_Electric_Pool Pump_E5 | F1 | Commercial | School | New | Miscellaneous | Electric | Pool Pump | E5 | CCE | 0 | 0 | 0 | 0 | 0 | 0 | 0 | 0 | 0 | 0 | 0 | 0 | 0 | 0 | 0 | 0 | 0 | 0 | 0 | 0 | 0 | 0 | 0 | 0 | 0 | 0 | 0 | 0 | 0 | 0
F1_Commercial_School_New_Miscellaneous_Electric_Pool Pump_E6 | F1 | Commercial | School | New | Miscellaneous | Electric | Pool Pump | E6 | CCE | 0 | 0 | 0 | 0 | 0 | 0 | 0 | 0 | 0 | 0 | 0 | 0 | 0 | 0 | 0 | 0 | 0 | 0 | 0 | 0 | 0 | 0 | 0 | 0 | 0 | 0 | 0 | 0 | 0 | 0
F1_Commercial_School_New_Miscellaneous_Electric_Pool Pump_E7 | F1 | Commercial | School | New | Miscellaneous | Electric | Pool Pump | E7 | CCE | 0 | 0 | 0 | 0 | 0 | 0 | 0 | 0 | 0 | 0 | 0 | 0 | 0 | 0 | 0 | 0 | 0 | 0 | 0 | 0 | 0 | 0 | 0 | 0 | 0 | 0 | 0 | 0 | 0 | 0
F1_Commercial_School_New_Miscellaneous_Electric_Pool Pump_E8 | F1 | Commercial | School | New | Miscellaneous | Electric | Pool Pump | E8 | CCE | 0 | 0 | 0 | 0 | 0 | 0 | 0 | 0 | 0 | 0 | 0 | 0 | 0 | 0 | 0 | 0 | 0 | 0 | 0 | 0 | 0 | 0 | 0 | 0 | 0 | 0 | 0 | 0 | 0 | 0
F1_Commercial_School_New_Miscellaneous_Electric_Pool Pump_E9 | F1 | Commercial | School | New | Miscellaneous | Electric | Pool Pump | E9 | CCE | 0 | 0 | 0 | 0 | 0 | 0 | 0 | 0 | 0 | 0 | 0 | 0 | 0 | 0 | 0 | 0 | 0 | 0 | 0 | 0 | 0 | 0 | 0 | 0 | 0 | 0 | 0 | 0 | 0 | 0
F1_Commercial_School_New_Miscellaneous_Electric_Pool Pump_E10 | F1 | Commercial | School | New | Miscellaneous | Electric | Pool Pump | E10 | CCE | 0 | 0 | 0 | 0 | 0 | 0 | 0 | 0 | 0 | 0 | 0 | 0 | 0 | 0 | 0 | 0 | 0 | 0 | 0 | 0 | 0 | 0 | 0 | 0 | 0 | 0 | 0 | 0 | 0 | 0
F2_Commercial_School_New_Miscellaneous_Electric_Pool Pump_E1 | F2 | Commercial | School | New | Miscellaneous | Electric | Pool Pump | E1 | TRC BC Ratio | 0 | 0 | 0 | 0 | 0 | 0 | 0 | 0 | 0 | 0 | 0 | 0 | 0 | 0 | 0 | 0 | 0 | 0 | 0 | 0 | 0 | 0 | 0 | 0 | 0 | 0 | 0 | 0 | 0 | 0
F2_Commercial_School_New_Miscellaneous_Electric_Pool Pump_E2 | F2 | Commercial | School | New | Miscellaneous | Electric | Pool Pump | E2 | TRC BC Ratio | 0 | 0 | 0 | 0 | 0 | 0 | 0 | 0 | 0 | 0 | 0 | 0 | 0 | 0 | 0 | 0 | 0 | 0 | 0 | 0 | 0 | 0 | 0 | 0 | 0 | 0 | 0 | 0 | 0 | 0
F2_Commercial_School_New_Miscellaneous_Electric_Pool Pump_E3 | F2 | Commercial | School | New | Miscellaneous | Electric | Pool Pump | E3 | TRC BC Ratio | 0 | 0 | 0 | 0 | 0 | 0 | 0 | 0 | 0 | 0 | 0 | 0 | 0 | 0 | 0 | 0 | 0 | 0 | 0 | 0 | 0 | 0 | 0 | 0 | 0 | 0 | 0 | 0 | 0 | 0
F2_Commercial_School_New_Miscellaneous_Electric_Pool Pump_E4 | F2 | Commercial | School | New | Miscellaneous | Electric | Pool Pump | E4 | TRC BC Ratio | 0 | 0 | 0 | 0 | 0 | 0 | 0 | 0 | 0 | 0 | 0 | 0 | 0 | 0 | 0 | 0 | 0 | 0 | 0 | 0 | 0 | 0 | 0 | 0 | 0 | 0 | 0 | 0 | 0 | 0
F2_Commercial_School_New_Miscellaneous_Electric_Pool Pump_E5 | F2 | Commercial | School | New | Miscellaneous | Electric | Pool Pump | E5 | TRC BC Ratio | 0 | 0 | 0 | 0 | 0 | 0 | 0 | 0 | 0 | 0 | 0 | 0 | 0 | 0 | 0 | 0 | 0 | 0 | 0 | 0 | 0 | 0 | 0 | 0 | 0 | 0 | 0 | 0 | 0 | 0
F2_Commercial_School_New_Miscellaneous_Electric_Pool Pump_E6 | F2 | Commercial | School | New | Miscellaneous | Electric | Pool Pump | E6 | TRC BC Ratio | 0 | 0 | 0 | 0 | 0 | 0 | 0 | 0 | 0 | 0 | 0 | 0 | 0 | 0 | 0 | 0 | 0 | 0 | 0 | 0 | 0 | 0 | 0 | 0 | 0 | 0 | 0 | 0 | 0 | 0
F2_Commercial_School_New_Miscellaneous_Electric_Pool Pump_E7 | F2 | Commercial | School | New | Miscellaneous | Electric | Pool Pump | E7 | TRC BC Ratio | 0 | 0 | 0 | 0 | 0 | 0 | 0 | 0 | 0 | 0 | 0 | 0 | 0 | 0 | 0 | 0 | 0 | 0 | 0 | 0 | 0 | 0 | 0 | 0 | 0 | 0 | 0 | 0 | 0 | 0
F2_Commercial_School_New_Miscellaneous_Electric_Pool Pump_E8 | F2 | Commercial | School | New | Miscellaneous | Electric | Pool Pump | E8 | TRC BC Ratio | 0 | 0 | 0 | 0 | 0 | 0 | 0 | 0 | 0 | 0 | 0 | 0 | 0 | 0 | 0 | 0 | 0 | 0 | 0 | 0 | 0 | 0 | 0 | 0 | 0 | 0 | 0 | 0 | 0 | 0
F2_Commercial_School_New_Miscellaneous_Electric_Pool Pump_E9 | F2 | Commercial | School | New | Miscellaneous | Electric | Pool Pump | E9 | TRC BC Ratio | 0 | 0 | 0 | 0 | 0 | 0 | 0 | 0 | 0 | 0 | 0 | 0 | 0 | 0 | 0 | 0 | 0 | 0 | 0 | 0 | 0 | 0 | 0 | 0 | 0 | 0 | 0 | 0 | 0 | 0
F2_Commercial_School_New_Miscellaneous_Electric_Pool Pump_E10 | F2 | Commercial | School | New | Miscellaneous | Electric | Pool Pump | E10 | TRC BC Ratio | 0 | 0 | 0 | 0 | 0 | 0 | 0 | 0 | 0 | 0 | 0 | 0 | 0 | 0 | 0 | 0 | 0 | 0 | 0 | 0 | 0 | 0 | 0 | 0 | 0 | 0 | 0 | 0 | 0 | 0
F3_Commercial_School_New_Miscellaneous_Electric_Pool Pump_E1 | F3 | Commercial | School | New | Miscellaneous | Electric | Pool Pump | E1 | PACT BC Ratio | 0 | 0 | 0 | 0 | 0 | 0 | 0 | 0 | 0 | 0 | 0 | 0 | 0 | 0 | 0 | 0 | 0 | 0 | 0 | 0 | 0 | 0 | 0 | 0 | 0 | 0 | 0 | 0 | 0 | 0
F3_Commercial_School_New_Miscellaneous_Electric_Pool Pump_E2 | F3 | Commercial | School | New | Miscellaneous | Electric | Pool Pump | E2 | PACT BC Ratio | 0 | 0 | 0 | 0 | 0 | 0 | 0 | 0 | 0 | 0 | 0 | 0 | 0 | 0 | 0 | 0 | 0 | 0 | 0 | 0 | 0 | 0 | 0 | 0 | 0 | 0 | 0 | 0 | 0 | 0
F3_Commercial_School_New_Miscellaneous_Electric_Pool Pump_E3 | F3 | Commercial | School | New | Miscellaneous | Electric | Pool Pump | E3 | PACT BC Ratio | 0 | 0 | 0 | 0 | 0 | 0 | 0 | 0 | 0 | 0 | 0 | 0 | 0 | 0 | 0 | 0 | 0 | 0 | 0 | 0 | 0 | 0 | 0 | 0 | 0 | 0 | 0 | 0 | 0 | 0
F3_Commercial_School_New_Miscellaneous_Electric_Pool Pump_E4 | F3 | Commercial | School | New | Miscellaneous | Electric | Pool Pump | E4 | PACT BC Ratio | 0 | 0 | 0 | 0 | 0 | 0 | 0 | 0 | 0 | 0 | 0 | 0 | 0 | 0 | 0 | 0 | 0 | 0 | 0 | 0 | 0 | 0 | 0 | 0 | 0 | 0 | 0 | 0 | 0 | 0
F3_Commercial_School_New_Miscellaneous_Electric_Pool Pump_E5 | F3 | Commercial | School | New | Miscellaneous | Electric | Pool Pump | E5 | PACT BC Ratio | 0 | 0 | 0 | 0 | 0 | 0 | 0 | 0 | 0 | 0 | 0 | 0 | 0 | 0 | 0 | 0 | 0 | 0 | 0 | 0 | 0 | 0 | 0 | 0 | 0 | 0 | 0 | 0 | 0 | 0
F3_Commercial_School_New_Miscellaneous_Electric_Pool Pump_E6 | F3 | Commercial | School | New | Miscellaneous | Electric | Pool Pump | E6 | PACT BC Ratio | 0 | 0 | 0 | 0 | 0 | 0 | 0 | 0 | 0 | 0 | 0 | 0 | 0 | 0 | 0 | 0 | 0 | 0 | 0 | 0 | 0 | 0 | 0 | 0 | 0 | 0 | 0 | 0 | 0 | 0
F3_Commercial_School_New_Miscellaneous_Electric_Pool Pump_E7 | F3 | Commercial | School | New | Miscellaneous | Electric | Pool Pump | E7 | PACT BC Ratio | 0 | 0 | 0 | 0 | 0 | 0 | 0 | 0 | 0 | 0 | 0 | 0 | 0 | 0 | 0 | 0 | 0 | 0 | 0 | 0 | 0 | 0 | 0 | 0 | 0 | 0 | 0 | 0 | 0 | 0
F3_Commercial_School_New_Miscellaneous_Electric_Pool Pump_E8 | F3 | Commercial | School | New | Miscellaneous | Electric | Pool Pump | E8 | PACT BC Ratio | 0 | 0 | 0 | 0 | 0 | 0 | 0 | 0 | 0 | 0 | 0 | 0 | 0 | 0 | 0 | 0 | 0 | 0 | 0 | 0 | 0 | 0 | 0 | 0 | 0 | 0 | 0 | 0 | 0 | 0
F3_Commercial_School_New_Miscellaneous_Electric_Pool Pump_E9 | F3 | Commercial | School | New | Miscellaneous | Electric | Pool Pump | E9 | PACT BC Ratio | 0 | 0 | 0 | 0 | 0 | 0 | 0 | 0 | 0 | 0 | 0 | 0 | 0 | 0 | 0 | 0 | 0 | 0 | 0 | 0 | 0 | 0 | 0 | 0 | 0 | 0 | 0 | 0 | 0 | 0
F3_Commercial_School_New_Miscellaneous_Electric_Pool Pump_E10 | F3 | Commercial | School | New | Miscellaneous | Electric | Pool Pump | E10 | PACT BC Ratio | 0 | 0 | 0 | 0 | 0 | 0 | 0 | 0 | 0 | 0 | 0 | 0 | 0 | 0 | 0 | 0 | 0 | 0 | 0 | 0 | 0 | 0 | 0 | 0 | 0 | 0 | 0 | 0 | 0 | 0
F4_Commercial_School_New_Miscellaneous_Electric_Pool Pump_E1 | F4 | Commercial | School | New | Miscellaneous | Electric | Pool Pump | E1 | RVT BC Ratio | 0 | 0 | 0 | 0 | 0 | 0 | 0 | 0 | 0 | 0 | 0 | 0 | 0 | 0 | 0 | 0 | 0 | 0 | 0 | 0 | 0 | 0 | 0 | 0 | 0 | 0 | 0 | 0 | 0 | 0
F4_Commercial_School_New_Miscellaneous_Electric_Pool Pump_E2 | F4 | Commercial | School | New | Miscellaneous | Electric | Pool Pump | E2 | RVT BC Ratio | 0 | 0 | 0 | 0 | 0 | 0 | 0 | 0 | 0 | 0 | 0 | 0 | 0 | 0 | 0 | 0 | 0 | 0 | 0 | 0 | 0 | 0 | 0 | 0 | 0 | 0 | 0 | 0 | 0 | 0
F4_Commercial_School_New_Miscellaneous_Electric_Pool Pump_E3 | F4 | Commercial | School | New | Miscellaneous | Electric | Pool Pump | E3 | RVT BC Ratio | 0 | 0 | 0 | 0 | 0 | 0 | 0 | 0 | 0 | 0 | 0 | 0 | 0 | 0 | 0 | 0 | 0 | 0 | 0 | 0 | 0 | 0 | 0 | 0 | 0 | 0 | 0 | 0 | 0 | 0
F4_Commercial_School_New_Miscellaneous_Electric_Pool Pump_E4 | F4 | Commercial | School | New | Miscellaneous | Electric | Pool Pump | E4 | RVT BC Ratio | 0 | 0 | 0 | 0 | 0 | 0 | 0 | 0 | 0 | 0 | 0 | 0 | 0 | 0 | 0 | 0 | 0 | 0 | 0 | 0 | 0 | 0 | 0 | 0 | 0 | 0 | 0 | 0 | 0 | 0
F4_Commercial_School_New_Miscellaneous_Electric_Pool Pump_E5 | F4 | Commercial | School | New | Miscellaneous | Electric | Pool Pump | E5 | RVT BC Ratio | 0 | 0 | 0 | 0 | 0 | 0 | 0 | 0 | 0 | 0 | 0 | 0 | 0 | 0 | 0 | 0 | 0 | 0 | 0 | 0 | 0 | 0 | 0 | 0 | 0 | 0 | 0 | 0 | 0 | 0
F4_Commercial_School_New_Miscellaneous_Electric_Pool Pump_E6 | F4 | Commercial | School | New | Miscellaneous | Electric | Pool Pump | E6 | RVT BC Ratio | 0 | 0 | 0 | 0 | 0 | 0 | 0 | 0 | 0 | 0 | 0 | 0 | 0 | 0 | 0 | 0 | 0 | 0 | 0 | 0 | 0 | 0 | 0 | 0 | 0 | 0 | 0 | 0 | 0 | 0
F4_Commercial_School_New_Miscellaneous_Electric_Pool Pump_E7 | F4 | Commercial | School | New | Miscellaneous | Electric | Pool Pump | E7 | RVT BC Ratio | 0 | 0 | 0 | 0 | 0 | 0 | 0 | 0 | 0 | 0 | 0 | 0 | 0 | 0 | 0 | 0 | 0 | 0 | 0 | 0 | 0 | 0 | 0 | 0 | 0 | 0 | 0 | 0 | 0 | 0
F4_Commercial_School_New_Miscellaneous_Electric_Pool Pump_E8 | F4 | Commercial | School | New | Miscellaneous | Electric | Pool Pump | E8 | RVT BC Ratio | 0 | 0 | 0 | 0 | 0 | 0 | 0 | 0 | 0 | 0 | 0 | 0 | 0 | 0 | 0 | 0 | 0 | 0 | 0 | 0 | 0 | 0 | 0 | 0 | 0 | 0 | 0 | 0 | 0 | 0
F4_Commercial_School_New_Miscellaneous_Electric_Pool Pump_E9 | F4 | Commercial | School | New | Miscellaneous | Electric | Pool Pump | E9 | RVT BC Ratio | 0 | 0 | 0 | 0 | 0 | 0 | 0 | 0 | 0 | 0 | 0 | 0 | 0 | 0 | 0 | 0 | 0 | 0 | 0 | 0 | 0 | 0 | 0 | 0 | 0 | 0 | 0 | 0 | 0 | 0
F4_Commercial_School_New_Miscellaneous_Electric_Pool Pump_E10 | F4 | Commercial | School | New | Miscellaneous | Electric | Pool Pump | E10 | RVT BC Ratio | 0 | 0 | 0 | 0 | 0 | 0 | 0 | 0 | 0 | 0 | 0 | 0 | 0 | 0 | 0 | 0 | 0 | 0 | 0 | 0 | 0 | 0 | 0 | 0 | 0 | 0 | 0 | 0 | 0 | 0
F5_Commercial_School_New_Miscellaneous_Electric_Pool Pump_E1 | F5 | Commercial | School | New | Miscellaneous | Electric | Pool Pump | E1 | RIM BC Ratio | 0 | 0 | 0 | 0 | 0 | 0 | 0 | 0 | 0 | 0 | 0 | 0 | 0 | 0 | 0 | 0 | 0 | 0 | 0 | 0 | 0 | 0 | 0 | 0 | 0 | 0 | 0 | 0 | 0 | 0
F5_Commercial_School_New_Miscellaneous_Electric_Pool Pump_E2 | F5 | Commercial | School | New | Miscellaneous | Electric | Pool Pump | E2 | RIM BC Ratio | 0 | 0 | 0 | 0 | 0 | 0 | 0 | 0 | 0 | 0 | 0 | 0 | 0 | 0 | 0 | 0 | 0 | 0 | 0 | 0 | 0 | 0 | 0 | 0 | 0 | 0 | 0 | 0 | 0 | 0
F5_Commercial_School_New_Miscellaneous_Electric_Pool Pump_E3 | F5 | Commercial | School | New | Miscellaneous | Electric | Pool Pump | E3 | RIM BC Ratio | 0 | 0 | 0 | 0 | 0 | 0 | 0 | 0 | 0 | 0 | 0 | 0 | 0 | 0 | 0 | 0 | 0 | 0 | 0 | 0 | 0 | 0 | 0 | 0 | 0 | 0 | 0 | 0 | 0 | 0
F5_Commercial_School_New_Miscellaneous_Electric_Pool Pump_E4 | F5 | Commercial | School | New | Miscellaneous | Electric | Pool Pump | E4 | RIM BC Ratio | 0 | 0 | 0 | 0 | 0 | 0 | 0 | 0 | 0 | 0 | 0 | 0 | 0 | 0 | 0 | 0 | 0 | 0 | 0 | 0 | 0 | 0 | 0 | 0 | 0 | 0 | 0 | 0 | 0 | 0
F5_Commercial_School_New_Miscellaneous_Electric_Pool Pump_E5 | F5 | Commercial | School | New | Miscellaneous | Electric | Pool Pump | E5 | RIM BC Ratio | 0 | 0 | 0 | 0 | 0 | 0 | 0 | 0 | 0 | 0 | 0 | 0 | 0 | 0 | 0 | 0 | 0 | 0 | 0 | 0 | 0 | 0 | 0 | 0 | 0 | 0 | 0 | 0 | 0 | 0
F5_Commercial_School_New_Miscellaneous_Electric_Pool Pump_E6 | F5 | Commercial | School | New | Miscellaneous | Electric | Pool Pump | E6 | RIM BC Ratio | 0 | 0 | 0 | 0 | 0 | 0 | 0 | 0 | 0 | 0 | 0 | 0 | 0 | 0 | 0 | 0 | 0 | 0 | 0 | 0 | 0 | 0 | 0 | 0 | 0 | 0 | 0 | 0 | 0 | 0
F5_Commercial_School_New_Miscellaneous_Electric_Pool Pump_E7 | F5 | Commercial | School | New | Miscellaneous | Electric | Pool Pump | E7 | RIM BC Ratio | 0 | 0 | 0 | 0 | 0 | 0 | 0 | 0 | 0 | 0 | 0 | 0 | 0 | 0 | 0 | 0 | 0 | 0 | 0 | 0 | 0 | 0 | 0 | 0 | 0 | 0 | 0 | 0 | 0 | 0
F5_Commercial_School_New_Miscellaneous_Electric_Pool Pump_E8 | F5 | Commercial | School | New | Miscellaneous | Electric | Pool Pump | E8 | RIM BC Ratio | 0 | 0 | 0 | 0 | 0 | 0 | 0 | 0 | 0 | 0 | 0 | 0 | 0 | 0 | 0 | 0 | 0 | 0 | 0 | 0 | 0 | 0 | 0 | 0 | 0 | 0 | 0 | 0 | 0 | 0
F5_Commercial_School_New_Miscellaneous_Electric_Pool Pump_E9 | F5 | Commercial | School | New | Miscellaneous | Electric | Pool Pump | E9 | RIM BC Ratio | 0 | 0 | 0 | 0 | 0 | 0 | 0 | 0 | 0 | 0 | 0 | 0 | 0 | 0 | 0 | 0 | 0 | 0 | 0 | 0 | 0 | 0 | 0 | 0 | 0 | 0 | 0 | 0 | 0 | 0
F5_Commercial_School_New_Miscellaneous_Electric_Pool Pump_E10 | F5 | Commercial | School | New | Miscellaneous | Electric | Pool Pump | E10 | RIM BC Ratio | 0 | 0 | 0 | 0 | 0 | 0 | 0 | 0 | 0 | 0 | 0 | 0 | 0 | 0 | 0 | 0 | 0 | 0 | 0 | 0 | 0 | 0 | 0 | 0 | 0 | 0 | 0 | 0 | 0 | 0
F0_Commercial_School_New_Miscellaneous_Electric_Pool Heater_E0 | F0 | Commercial | School | New | Miscellaneous | Electric | Pool Heater | E0 | Economic Unit | 0 | 0 | 0 | 0 | 0 | 0 | 0 | 0 | 0 | 0 | 0 | 0 | 0 | 0 | 0 | 0 | 0 | 0 | 0 | 0 | 0 | 0 | 0 | 0 | 0 | 0 | 0 | 0 | 0 | 0
F1_Commercial_School_New_Miscellaneous_Electric_Pool Heater_E1 | F1 | Commercial | School | New | Miscellaneous | Electric | Pool Heater | E1 | CCE | 0 | 0 | 0 | 0 | 0 | 0 | 0 | 0 | 0 | 0 | 0 | 0 | 0 | 0 | 0 | 0 | 0 | 0 | 0 | 0 | 0 | 0 | 0 | 0 | 0 | 0 | 0 | 0 | 0 | 0
F1_Commercial_School_New_Miscellaneous_Electric_Pool Heater_E2 | F1 | Commercial | School | New | Miscellaneous | Electric | Pool Heater | E2 | CCE | 0 | 0 | 0 | 0 | 0 | 0 | 0 | 0 | 0 | 0 | 0 | 0 | 0 | 0 | 0 | 0 | 0 | 0 | 0 | 0 | 0 | 0 | 0 | 0 | 0 | 0 | 0 | 0 | 0 | 0
F1_Commercial_School_New_Miscellaneous_Electric_Pool Heater_E3 | F1 | Commercial | School | New | Miscellaneous | Electric | Pool Heater | E3 | CCE | 0 | 0 | 0 | 0 | 0 | 0 | 0 | 0 | 0 | 0 | 0 | 0 | 0 | 0 | 0 | 0 | 0 | 0 | 0 | 0 | 0 | 0 | 0 | 0 | 0 | 0 | 0 | 0 | 0 | 0
F1_Commercial_School_New_Miscellaneous_Electric_Pool Heater_E4 | F1 | Commercial | School | New | Miscellaneous | Electric | Pool Heater | E4 | CCE | 0 | 0 | 0 | 0 | 0 | 0 | 0 | 0 | 0 | 0 | 0 | 0 | 0 | 0 | 0 | 0 | 0 | 0 | 0 | 0 | 0 | 0 | 0 | 0 | 0 | 0 | 0 | 0 | 0 | 0
F1_Commercial_School_New_Miscellaneous_Electric_Pool Heater_E5 | F1 | Commercial | School | New | Miscellaneous | Electric | Pool Heater | E5 | CCE | 0 | 0 | 0 | 0 | 0 | 0 | 0 | 0 | 0 | 0 | 0 | 0 | 0 | 0 | 0 | 0 | 0 | 0 | 0 | 0 | 0 | 0 | 0 | 0 | 0 | 0 | 0 | 0 | 0 | 0
F1_Commercial_School_New_Miscellaneous_Electric_Pool Heater_E6 | F1 | Commercial | School | New | Miscellaneous | Electric | Pool Heater | E6 | CCE | 0 | 0 | 0 | 0 | 0 | 0 | 0 | 0 | 0 | 0 | 0 | 0 | 0 | 0 | 0 | 0 | 0 | 0 | 0 | 0 | 0 | 0 | 0 | 0 | 0 | 0 | 0 | 0 | 0 | 0
F1_Commercial_School_New_Miscellaneous_Electric_Pool Heater_E7 | F1 | Commercial | School | New | Miscellaneous | Electric | Pool Heater | E7 | CCE | 0 | 0 | 0 | 0 | 0 | 0 | 0 | 0 | 0 | 0 | 0 | 0 | 0 | 0 | 0 | 0 | 0 | 0 | 0 | 0 | 0 | 0 | 0 | 0 | 0 | 0 | 0 | 0 | 0 | 0
F1_Commercial_School_New_Miscellaneous_Electric_Pool Heater_E8 | F1 | Commercial | School | New | Miscellaneous | Electric | Pool Heater | E8 | CCE | 0 | 0 | 0 | 0 | 0 | 0 | 0 | 0 | 0 | 0 | 0 | 0 | 0 | 0 | 0 | 0 | 0 | 0 | 0 | 0 | 0 | 0 | 0 | 0 | 0 | 0 | 0 | 0 | 0 | 0
F1_Commercial_School_New_Miscellaneous_Electric_Pool Heater_E9 | F1 | Commercial | School | New | Miscellaneous | Electric | Pool Heater | E9 | CCE | 0 | 0 | 0 | 0 | 0 | 0 | 0 | 0 | 0 | 0 | 0 | 0 | 0 | 0 | 0 | 0 | 0 | 0 | 0 | 0 | 0 | 0 | 0 | 0 | 0 | 0 | 0 | 0 | 0 | 0
F1_Commercial_School_New_Miscellaneous_Electric_Pool Heater_E10 | F1 | Commercial | School | New | Miscellaneous | Electric | Pool Heater | E10 | CCE | 0 | 0 | 0 | 0 | 0 | 0 | 0 | 0 | 0 | 0 | 0 | 0 | 0 | 0 | 0 | 0 | 0 | 0 | 0 | 0 | 0 | 0 | 0 | 0 | 0 | 0 | 0 | 0 | 0 | 0
F2_Commercial_School_New_Miscellaneous_Electric_Pool Heater_E1 | F2 | Commercial | School | New | Miscellaneous | Electric | Pool Heater | E1 | TRC BC Ratio | 0 | 0 | 0 | 0 | 0 | 0 | 0 | 0 | 0 | 0 | 0 | 0 | 0 | 0 | 0 | 0 | 0 | 0 | 0 | 0 | 0 | 0 | 0 | 0 | 0 | 0 | 0 | 0 | 0 | 0
F2_Commercial_School_New_Miscellaneous_Electric_Pool Heater_E2 | F2 | Commercial | School | New | Miscellaneous | Electric | Pool Heater | E2 | TRC BC Ratio | 0 | 0 | 0 | 0 | 0 | 0 | 0 | 0 | 0 | 0 | 0 | 0 | 0 | 0 | 0 | 0 | 0 | 0 | 0 | 0 | 0 | 0 | 0 | 0 | 0 | 0 | 0 | 0 | 0 | 0
F2_Commercial_School_New_Miscellaneous_Electric_Pool Heater_E3 | F2 | Commercial | School | New | Miscellaneous | Electric | Pool Heater | E3 | TRC BC Ratio | 0 | 0 | 0 | 0 | 0 | 0 | 0 | 0 | 0 | 0 | 0 | 0 | 0 | 0 | 0 | 0 | 0 | 0 | 0 | 0 | 0 | 0 | 0 | 0 | 0 | 0 | 0 | 0 | 0 | 0
F2_Commercial_School_New_Miscellaneous_Electric_Pool Heater_E4 | F2 | Commercial | School | New | Miscellaneous | Electric | Pool Heater | E4 | TRC BC Ratio | 0 | 0 | 0 | 0 | 0 | 0 | 0 | 0 | 0 | 0 | 0 | 0 | 0 | 0 | 0 | 0 | 0 | 0 | 0 | 0 | 0 | 0 | 0 | 0 | 0 | 0 | 0 | 0 | 0 | 0
F2_Commercial_School_New_Miscellaneous_Electric_Pool Heater_E5 | F2 | Commercial | School | New | Miscellaneous | Electric | Pool Heater | E5 | TRC BC Ratio | 0 | 0 | 0 | 0 | 0 | 0 | 0 | 0 | 0 | 0 | 0 | 0 | 0 | 0 | 0 | 0 | 0 | 0 | 0 | 0 | 0 | 0 | 0 | 0 | 0 | 0 | 0 | 0 | 0 | 0
F2_Commercial_School_New_Miscellaneous_Electric_Pool Heater_E6 | F2 | Commercial | School | New | Miscellaneous | Electric | Pool Heater | E6 | TRC BC Ratio | 0 | 0 | 0 | 0 | 0 | 0 | 0 | 0 | 0 | 0 | 0 | 0 | 0 | 0 | 0 | 0 | 0 | 0 | 0 | 0 | 0 | 0 | 0 | 0 | 0 | 0 | 0 | 0 | 0 | 0
F2_Commercial_School_New_Miscellaneous_Electric_Pool Heater_E7 | F2 | Commercial | School | New | Miscellaneous | Electric | Pool Heater | E7 | TRC BC Ratio | 0 | 0 | 0 | 0 | 0 | 0 | 0 | 0 | 0 | 0 | 0 | 0 | 0 | 0 | 0 | 0 | 0 | 0 | 0 | 0 | 0 | 0 | 0 | 0 | 0 | 0 | 0 | 0 | 0 | 0
F2_Commercial_School_New_Miscellaneous_Electric_Pool Heater_E8 | F2 | Commercial | School | New | Miscellaneous | Electric | Pool Heater | E8 | TRC BC Ratio | 0 | 0 | 0 | 0 | 0 | 0 | 0 | 0 | 0 | 0 | 0 | 0 | 0 | 0 | 0 | 0 | 0 | 0 | 0 | 0 | 0 | 0 | 0 | 0 | 0 | 0 | 0 | 0 | 0 | 0
F2_Commercial_School_New_Miscellaneous_Electric_Pool Heater_E9 | F2 | Commercial | School | New | Miscellaneous | Electric | Pool Heater | E9 | TRC BC Ratio | 0 | 0 | 0 | 0 | 0 | 0 | 0 | 0 | 0 | 0 | 0 | 0 | 0 | 0 | 0 | 0 | 0 | 0 | 0 | 0 | 0 | 0 | 0 | 0 | 0 | 0 | 0 | 0 | 0 | 0
F2_Commercial_School_New_Miscellaneous_Electric_Pool Heater_E10 | F2 | Commercial | School | New | Miscellaneous | Electric | Pool Heater | E10 | TRC BC Ratio | 0 | 0 | 0 | 0 | 0 | 0 | 0 | 0 | 0 | 0 | 0 | 0 | 0 | 0 | 0 | 0 | 0 | 0 | 0 | 0 | 0 | 0 | 0 | 0 | 0 | 0 | 0 | 0 | 0 | 0
F3_Commercial_School_New_Miscellaneous_Electric_Pool Heater_E1 | F3 | Commercial | School | New | Miscellaneous | Electric | Pool Heater | E1 | PACT BC Ratio | 0 | 0 | 0 | 0 | 0 | 0 | 0 | 0 | 0 | 0 | 0 | 0 | 0 | 0 | 0 | 0 | 0 | 0 | 0 | 0 | 0 | 0 | 0 | 0 | 0 | 0 | 0 | 0 | 0 | 0
F3_Commercial_School_New_Miscellaneous_Electric_Pool Heater_E2 | F3 | Commercial | School | New | Miscellaneous | Electric | Pool Heater | E2 | PACT BC Ratio | 0 | 0 | 0 | 0 | 0 | 0 | 0 | 0 | 0 | 0 | 0 | 0 | 0 | 0 | 0 | 0 | 0 | 0 | 0 | 0 | 0 | 0 | 0 | 0 | 0 | 0 | 0 | 0 | 0 | 0
F3_Commercial_School_New_Miscellaneous_Electric_Pool Heater_E3 | F3 | Commercial | School | New | Miscellaneous | Electric | Pool Heater | E3 | PACT BC Ratio | 0 | 0 | 0 | 0 | 0 | 0 | 0 | 0 | 0 | 0 | 0 | 0 | 0 | 0 | 0 | 0 | 0 | 0 | 0 | 0 | 0 | 0 | 0 | 0 | 0 | 0 | 0 | 0 | 0 | 0
F3_Commercial_School_New_Miscellaneous_Electric_Pool Heater_E4 | F3 | Commercial | School | New | Miscellaneous | Electric | Pool Heater | E4 | PACT BC Ratio | 0 | 0 | 0 | 0 | 0 | 0 | 0 | 0 | 0 | 0 | 0 | 0 | 0 | 0 | 0 | 0 | 0 | 0 | 0 | 0 | 0 | 0 | 0 | 0 | 0 | 0 | 0 | 0 | 0 | 0
F3_Commercial_School_New_Miscellaneous_Electric_Pool Heater_E5 | F3 | Commercial | School | New | Miscellaneous | Electric | Pool Heater | E5 | PACT BC Ratio | 0 | 0 | 0 | 0 | 0 | 0 | 0 | 0 | 0 | 0 | 0 | 0 | 0 | 0 | 0 | 0 | 0 | 0 | 0 | 0 | 0 | 0 | 0 | 0 | 0 | 0 | 0 | 0 | 0 | 0
F3_Commercial_School_New_Miscellaneous_Electric_Pool Heater_E6 | F3 | Commercial | School | New | Miscellaneous | Electric | Pool Heater | E6 | PACT BC Ratio | 0 | 0 | 0 | 0 | 0 | 0 | 0 | 0 | 0 | 0 | 0 | 0 | 0 | 0 | 0 | 0 | 0 | 0 | 0 | 0 | 0 | 0 | 0 | 0 | 0 | 0 | 0 | 0 | 0 | 0
F3_Commercial_School_New_Miscellaneous_Electric_Pool Heater_E7 | F3 | Commercial | School | New | Miscellaneous | Electric | Pool Heater | E7 | PACT BC Ratio | 0 | 0 | 0 | 0 | 0 | 0 | 0 | 0 | 0 | 0 | 0 | 0 | 0 | 0 | 0 | 0 | 0 | 0 | 0 | 0 | 0 | 0 | 0 | 0 | 0 | 0 | 0 | 0 | 0 | 0
F3_Commercial_School_New_Miscellaneous_Electric_Pool Heater_E8 | F3 | Commercial | School | New | Miscellaneous | Electric | Pool Heater | E8 | PACT BC Ratio | 0 | 0 | 0 | 0 | 0 | 0 | 0 | 0 | 0 | 0 | 0 | 0 | 0 | 0 | 0 | 0 | 0 | 0 | 0 | 0 | 0 | 0 | 0 | 0 | 0 | 0 | 0 | 0 | 0 | 0
F3_Commercial_School_New_Miscellaneous_Electric_Pool Heater_E9 | F3 | Commercial | School | New | Miscellaneous | Electric | Pool Heater | E9 | PACT BC Ratio | 0 | 0 | 0 | 0 | 0 | 0 | 0 | 0 | 0 | 0 | 0 | 0 | 0 | 0 | 0 | 0 | 0 | 0 | 0 | 0 | 0 | 0 | 0 | 0 | 0 | 0 | 0 | 0 | 0 | 0
F3_Commercial_School_New_Miscellaneous_Electric_Pool Heater_E10 | F3 | Commercial | School | New | Miscellaneous | Electric | Pool Heater | E10 | PACT BC Ratio | 0 | 0 | 0 | 0 | 0 | 0 | 0 | 0 | 0 | 0 | 0 | 0 | 0 | 0 | 0 | 0 | 0 | 0 | 0 | 0 | 0 | 0 | 0 | 0 | 0 | 0 | 0 | 0 | 0 | 0
F4_Commercial_School_New_Miscellaneous_Electric_Pool Heater_E1 | F4 | Commercial | School | New | Miscellaneous | Electric | Pool Heater | E1 | RVT BC Ratio | 0 | 0 | 0 | 0 | 0 | 0 | 0 | 0 | 0 | 0 | 0 | 0 | 0 | 0 | 0 | 0 | 0 | 0 | 0 | 0 | 0 | 0 | 0 | 0 | 0 | 0 | 0 | 0 | 0 | 0
F4_Commercial_School_New_Miscellaneous_Electric_Pool Heater_E2 | F4 | Commercial | School | New | Miscellaneous | Electric | Pool Heater | E2 | RVT BC Ratio | 0 | 0 | 0 | 0 | 0 | 0 | 0 | 0 | 0 | 0 | 0 | 0 | 0 | 0 | 0 | 0 | 0 | 0 | 0 | 0 | 0 | 0 | 0 | 0 | 0 | 0 | 0 | 0 | 0 | 0
F4_Commercial_School_New_Miscellaneous_Electric_Pool Heater_E3 | F4 | Commercial | School | New | Miscellaneous | Electric | Pool Heater | E3 | RVT BC Ratio | 0 | 0 | 0 | 0 | 0 | 0 | 0 | 0 | 0 | 0 | 0 | 0 | 0 | 0 | 0 | 0 | 0 | 0 | 0 | 0 | 0 | 0 | 0 | 0 | 0 | 0 | 0 | 0 | 0 | 0
F4_Commercial_School_New_Miscellaneous_Electric_Pool Heater_E4 | F4 | Commercial | School | New | Miscellaneous | Electric | Pool Heater | E4 | RVT BC Ratio | 0 | 0 | 0 | 0 | 0 | 0 | 0 | 0 | 0 | 0 | 0 | 0 | 0 | 0 | 0 | 0 | 0 | 0 | 0 | 0 | 0 | 0 | 0 | 0 | 0 | 0 | 0 | 0 | 0 | 0
F4_Commercial_School_New_Miscellaneous_Electric_Pool Heater_E5 | F4 | Commercial | School | New | Miscellaneous | Electric | Pool Heater | E5 | RVT BC Ratio | 0 | 0 | 0 | 0 | 0 | 0 | 0 | 0 | 0 | 0 | 0 | 0 | 0 | 0 | 0 | 0 | 0 | 0 | 0 | 0 | 0 | 0 | 0 | 0 | 0 | 0 | 0 | 0 | 0 | 0
F4_Commercial_School_New_Miscellaneous_Electric_Pool Heater_E6 | F4 | Commercial | School | New | Miscellaneous | Electric | Pool Heater | E6 | RVT BC Ratio | 0 | 0 | 0 | 0 | 0 | 0 | 0 | 0 | 0 | 0 | 0 | 0 | 0 | 0 | 0 | 0 | 0 | 0 | 0 | 0 | 0 | 0 | 0 | 0 | 0 | 0 | 0 | 0 | 0 | 0
F4_Commercial_School_New_Miscellaneous_Electric_Pool Heater_E7 | F4 | Commercial | School | New | Miscellaneous | Electric | Pool Heater | E7 | RVT BC Ratio | 0 | 0 | 0 | 0 | 0 | 0 | 0 | 0 | 0 | 0 | 0 | 0 | 0 | 0 | 0 | 0 | 0 | 0 | 0 | 0 | 0 | 0 | 0 | 0 | 0 | 0 | 0 | 0 | 0 | 0
F4_Commercial_School_New_Miscellaneous_Electric_Pool Heater_E8 | F4 | Commercial | School | New | Miscellaneous | Electric | Pool Heater | E8 | RVT BC Ratio | 0 | 0 | 0 | 0 | 0 | 0 | 0 | 0 | 0 | 0 | 0 | 0 | 0 | 0 | 0 | 0 | 0 | 0 | 0 | 0 | 0 | 0 | 0 | 0 | 0 | 0 | 0 | 0 | 0 | 0
F4_Commercial_School_New_Miscellaneous_Electric_Pool Heater_E9 | F4 | Commercial | School | New | Miscellaneous | Electric | Pool Heater | E9 | RVT BC Ratio | 0 | 0 | 0 | 0 | 0 | 0 | 0 | 0 | 0 | 0 | 0 | 0 | 0 | 0 | 0 | 0 | 0 | 0 | 0 | 0 | 0 | 0 | 0 | 0 | 0 | 0 | 0 | 0 | 0 | 0
F4_Commercial_School_New_Miscellaneous_Electric_Pool Heater_E10 | F4 | Commercial | School | New | Miscellaneous | Electric | Pool Heater | E10 | RVT BC Ratio | 0 | 0 | 0 | 0 | 0 | 0 | 0 | 0 | 0 | 0 | 0 | 0 | 0 | 0 | 0 | 0 | 0 | 0 | 0 | 0 | 0 | 0 | 0 | 0 | 0 | 0 | 0 | 0 | 0 | 0
F5_Commercial_School_New_Miscellaneous_Electric_Pool Heater_E1 | F5 | Commercial | School | New | Miscellaneous | Electric | Pool Heater | E1 | RIM BC Ratio | 0 | 0 | 0 | 0 | 0 | 0 | 0 | 0 | 0 | 0 | 0 | 0 | 0 | 0 | 0 | 0 | 0 | 0 | 0 | 0 | 0 | 0 | 0 | 0 | 0 | 0 | 0 | 0 | 0 | 0
F5_Commercial_School_New_Miscellaneous_Electric_Pool Heater_E2 | F5 | Commercial | School | New | Miscellaneous | Electric | Pool Heater | E2 | RIM BC Ratio | 0 | 0 | 0 | 0 | 0 | 0 | 0 | 0 | 0 | 0 | 0 | 0 | 0 | 0 | 0 | 0 | 0 | 0 | 0 | 0 | 0 | 0 | 0 | 0 | 0 | 0 | 0 | 0 | 0 | 0
F5_Commercial_School_New_Miscellaneous_Electric_Pool Heater_E3 | F5 | Commercial | School | New | Miscellaneous | Electric | Pool Heater | E3 | RIM BC Ratio | 0 | 0 | 0 | 0 | 0 | 0 | 0 | 0 | 0 | 0 | 0 | 0 | 0 | 0 | 0 | 0 | 0 | 0 | 0 | 0 | 0 | 0 | 0 | 0 | 0 | 0 | 0 | 0 | 0 | 0
F5_Commercial_School_New_Miscellaneous_Electric_Pool Heater_E4 | F5 | Commercial | School | New | Miscellaneous | Electric | Pool Heater | E4 | RIM BC Ratio | 0 | 0 | 0 | 0 | 0 | 0 | 0 | 0 | 0 | 0 | 0 | 0 | 0 | 0 | 0 | 0 | 0 | 0 | 0 | 0 | 0 | 0 | 0 | 0 | 0 | 0 | 0 | 0 | 0 | 0
F5_Commercial_School_New_Miscellaneous_Electric_Pool Heater_E5 | F5 | Commercial | School | New | Miscellaneous | Electric | Pool Heater | E5 | RIM BC Ratio | 0 | 0 | 0 | 0 | 0 | 0 | 0 | 0 | 0 | 0 | 0 | 0 | 0 | 0 | 0 | 0 | 0 | 0 | 0 | 0 | 0 | 0 | 0 | 0 | 0 | 0 | 0 | 0 | 0 | 0
F5_Commercial_School_New_Miscellaneous_Electric_Pool Heater_E6 | F5 | Commercial | School | New | Miscellaneous | Electric | Pool Heater | E6 | RIM BC Ratio | 0 | 0 | 0 | 0 | 0 | 0 | 0 | 0 | 0 | 0 | 0 | 0 | 0 | 0 | 0 | 0 | 0 | 0 | 0 | 0 | 0 | 0 | 0 | 0 | 0 | 0 | 0 | 0 | 0 | 0
F5_Commercial_School_New_Miscellaneous_Electric_Pool Heater_E7 | F5 | Commercial | School | New | Miscellaneous | Electric | Pool Heater | E7 | RIM BC Ratio | 0 | 0 | 0 | 0 | 0 | 0 | 0 | 0 | 0 | 0 | 0 | 0 | 0 | 0 | 0 | 0 | 0 | 0 | 0 | 0 | 0 | 0 | 0 | 0 | 0 | 0 | 0 | 0 | 0 | 0
F5_Commercial_School_New_Miscellaneous_Electric_Pool Heater_E8 | F5 | Commercial | School | New | Miscellaneous | Electric | Pool Heater | E8 | RIM BC Ratio | 0 | 0 | 0 | 0 | 0 | 0 | 0 | 0 | 0 | 0 | 0 | 0 | 0 | 0 | 0 | 0 | 0 | 0 | 0 | 0 | 0 | 0 | 0 | 0 | 0 | 0 | 0 | 0 | 0 | 0
F5_Commercial_School_New_Miscellaneous_Electric_Pool Heater_E9 | F5 | Commercial | School | New | Miscellaneous | Electric | Pool Heater | E9 | RIM BC Ratio | 0 | 0 | 0 | 0 | 0 | 0 | 0 | 0 | 0 | 0 | 0 | 0 | 0 | 0 | 0 | 0 | 0 | 0 | 0 | 0 | 0 | 0 | 0 | 0 | 0 | 0 | 0 | 0 | 0 | 0
F5_Commercial_School_New_Miscellaneous_Electric_Pool Heater_E10 | F5 | Commercial | School | New | Miscellaneous | Electric | Pool Heater | E10 | RIM BC Ratio | 0 | 0 | 0 | 0 | 0 | 0 | 0 | 0 | 0 | 0 | 0 | 0 | 0 | 0 | 0 | 0 | 0 | 0 | 0 | 0 | 0 | 0 | 0 | 0 | 0 | 0 | 0 | 0 | 0 | 0
F0_Commercial_School_New_Miscellaneous_Electric_Clothes Washer_E0 | F0 | Commercial | School | New | Miscellaneous | Electric | Clothes Washer | E0 | Economic Unit | 0 | 0 | 0 | 0 | 0 | 0 | 0 | 0 | 0 | 0 | 0 | 0 | 0 | 0 | 0 | 0 | 0 | 0 | 0 | 0 | 0 | 0 | 0 | 0 | 0 | 0 | 0 | 0 | 0 | 0
F1_Commercial_School_New_Miscellaneous_Electric_Clothes Washer_E1 | F1 | Commercial | School | New | Miscellaneous | Electric | Clothes Washer | E1 | CCE | 0 | 0 | 0 | 0 | 0 | 0 | 0 | 0 | 0 | 0 | 0 | 0 | 0 | 0 | 0 | 0 | 0 | 0 | 0 | 0 | 0 | 0 | 0 | 0 | 0 | 0 | 0 | 0 | 0 | 0
F1_Commercial_School_New_Miscellaneous_Electric_Clothes Washer_E2 | F1 | Commercial | School | New | Miscellaneous | Electric | Clothes Washer | E2 | CCE | 0 | 0 | 0 | 0 | 0 | 0 | 0 | 0 | 0 | 0 | 0 | 0 | 0 | 0 | 0 | 0 | 0 | 0 | 0 | 0 | 0 | 0 | 0 | 0 | 0 | 0 | 0 | 0 | 0 | 0
F1_Commercial_School_New_Miscellaneous_Electric_Clothes Washer_E3 | F1 | Commercial | School | New | Miscellaneous | Electric | Clothes Washer | E3 | CCE | 0 | 0 | 0 | 0 | 0 | 0 | 0 | 0 | 0 | 0 | 0 | 0 | 0 | 0 | 0 | 0 | 0 | 0 | 0 | 0 | 0 | 0 | 0 | 0 | 0 | 0 | 0 | 0 | 0 | 0
F1_Commercial_School_New_Miscellaneous_Electric_Clothes Washer_E4 | F1 | Commercial | School | New | Miscellaneous | Electric | Clothes Washer | E4 | CCE | 0 | 0 | 0 | 0 | 0 | 0 | 0 | 0 | 0 | 0 | 0 | 0 | 0 | 0 | 0 | 0 | 0 | 0 | 0 | 0 | 0 | 0 | 0 | 0 | 0 | 0 | 0 | 0 | 0 | 0
F1_Commercial_School_New_Miscellaneous_Electric_Clothes Washer_E5 | F1 | Commercial | School | New | Miscellaneous | Electric | Clothes Washer | E5 | CCE | 0 | 0 | 0 | 0 | 0 | 0 | 0 | 0 | 0 | 0 | 0 | 0 | 0 | 0 | 0 | 0 | 0 | 0 | 0 | 0 | 0 | 0 | 0 | 0 | 0 | 0 | 0 | 0 | 0 | 0
F1_Commercial_School_New_Miscellaneous_Electric_Clothes Washer_E6 | F1 | Commercial | School | New | Miscellaneous | Electric | Clothes Washer | E6 | CCE | 0 | 0 | 0 | 0 | 0 | 0 | 0 | 0 | 0 | 0 | 0 | 0 | 0 | 0 | 0 | 0 | 0 | 0 | 0 | 0 | 0 | 0 | 0 | 0 | 0 | 0 | 0 | 0 | 0 | 0
F1_Commercial_School_New_Miscellaneous_Electric_Clothes Washer_E7 | F1 | Commercial | School | New | Miscellaneous | Electric | Clothes Washer | E7 | CCE | 0 | 0 | 0 | 0 | 0 | 0 | 0 | 0 | 0 | 0 | 0 | 0 | 0 | 0 | 0 | 0 | 0 | 0 | 0 | 0 | 0 | 0 | 0 | 0 | 0 | 0 | 0 | 0 | 0 | 0
F1_Commercial_School_New_Miscellaneous_Electric_Clothes Washer_E8 | F1 | Commercial | School | New | Miscellaneous | Electric | Clothes Washer | E8 | CCE | 0 | 0 | 0 | 0 | 0 | 0 | 0 | 0 | 0 | 0 | 0 | 0 | 0 | 0 | 0 | 0 | 0 | 0 | 0 | 0 | 0 | 0 | 0 | 0 | 0 | 0 | 0 | 0 | 0 | 0
F1_Commercial_School_New_Miscellaneous_Electric_Clothes Washer_E9 | F1 | Commercial | School | New | Miscellaneous | Electric | Clothes Washer | E9 | CCE | 0 | 0 | 0 | 0 | 0 | 0 | 0 | 0 | 0 | 0 | 0 | 0 | 0 | 0 | 0 | 0 | 0 | 0 | 0 | 0 | 0 | 0 | 0 | 0 | 0 | 0 | 0 | 0 | 0 | 0
F1_Commercial_School_New_Miscellaneous_Electric_Clothes Washer_E10 | F1 | Commercial | School | New | Miscellaneous | Electric | Clothes Washer | E10 | CCE | 0 | 0 | 0 | 0 | 0 | 0 | 0 | 0 | 0 | 0 | 0 | 0 | 0 | 0 | 0 | 0 | 0 | 0 | 0 | 0 | 0 | 0 | 0 | 0 | 0 | 0 | 0 | 0 | 0 | 0
F2_Commercial_School_New_Miscellaneous_Electric_Clothes Washer_E1 | F2 | Commercial | School | New | Miscellaneous | Electric | Clothes Washer | E1 | TRC BC Ratio | 0 | 0 | 0 | 0 | 0 | 0 | 0 | 0 | 0 | 0 | 0 | 0 | 0 | 0 | 0 | 0 | 0 | 0 | 0 | 0 | 0 | 0 | 0 | 0 | 0 | 0 | 0 | 0 | 0 | 0
F2_Commercial_School_New_Miscellaneous_Electric_Clothes Washer_E2 | F2 | Commercial | School | New | Miscellaneous | Electric | Clothes Washer | E2 | TRC BC Ratio | 0 | 0 | 0 | 0 | 0 | 0 | 0 | 0 | 0 | 0 | 0 | 0 | 0 | 0 | 0 | 0 | 0 | 0 | 0 | 0 | 0 | 0 | 0 | 0 | 0 | 0 | 0 | 0 | 0 | 0
F2_Commercial_School_New_Miscellaneous_Electric_Clothes Washer_E3 | F2 | Commercial | School | New | Miscellaneous | Electric | Clothes Washer | E3 | TRC BC Ratio | 0 | 0 | 0 | 0 | 0 | 0 | 0 | 0 | 0 | 0 | 0 | 0 | 0 | 0 | 0 | 0 | 0 | 0 | 0 | 0 | 0 | 0 | 0 | 0 | 0 | 0 | 0 | 0 | 0 | 0
F2_Commercial_School_New_Miscellaneous_Electric_Clothes Washer_E4 | F2 | Commercial | School | New | Miscellaneous | Electric | Clothes Washer | E4 | TRC BC Ratio | 0 | 0 | 0 | 0 | 0 | 0 | 0 | 0 | 0 | 0 | 0 | 0 | 0 | 0 | 0 | 0 | 0 | 0 | 0 | 0 | 0 | 0 | 0 | 0 | 0 | 0 | 0 | 0 | 0 | 0
F2_Commercial_School_New_Miscellaneous_Electric_Clothes Washer_E5 | F2 | Commercial | School | New | Miscellaneous | Electric | Clothes Washer | E5 | TRC BC Ratio | 0 | 0 | 0 | 0 | 0 | 0 | 0 | 0 | 0 | 0 | 0 | 0 | 0 | 0 | 0 | 0 | 0 | 0 | 0 | 0 | 0 | 0 | 0 | 0 | 0 | 0 | 0 | 0 | 0 | 0
F2_Commercial_School_New_Miscellaneous_Electric_Clothes Washer_E6 | F2 | Commercial | School | New | Miscellaneous | Electric | Clothes Washer | E6 | TRC BC Ratio | 0 | 0 | 0 | 0 | 0 | 0 | 0 | 0 | 0 | 0 | 0 | 0 | 0 | 0 | 0 | 0 | 0 | 0 | 0 | 0 | 0 | 0 | 0 | 0 | 0 | 0 | 0 | 0 | 0 | 0
F2_Commercial_School_New_Miscellaneous_Electric_Clothes Washer_E7 | F2 | Commercial | School | New | Miscellaneous | Electric | Clothes Washer | E7 | TRC BC Ratio | 0 | 0 | 0 | 0 | 0 | 0 | 0 | 0 | 0 | 0 | 0 | 0 | 0 | 0 | 0 | 0 | 0 | 0 | 0 | 0 | 0 | 0 | 0 | 0 | 0 | 0 | 0 | 0 | 0 | 0
F2_Commercial_School_New_Miscellaneous_Electric_Clothes Washer_E8 | F2 | Commercial | School | New | Miscellaneous | Electric | Clothes Washer | E8 | TRC BC Ratio | 0 | 0 | 0 | 0 | 0 | 0 | 0 | 0 | 0 | 0 | 0 | 0 | 0 | 0 | 0 | 0 | 0 | 0 | 0 | 0 | 0 | 0 | 0 | 0 | 0 | 0 | 0 | 0 | 0 | 0
F2_Commercial_School_New_Miscellaneous_Electric_Clothes Washer_E9 | F2 | Commercial | School | New | Miscellaneous | Electric | Clothes Washer | E9 | TRC BC Ratio | 0 | 0 | 0 | 0 | 0 | 0 | 0 | 0 | 0 | 0 | 0 | 0 | 0 | 0 | 0 | 0 | 0 | 0 | 0 | 0 | 0 | 0 | 0 | 0 | 0 | 0 | 0 | 0 | 0 | 0
F2_Commercial_School_New_Miscellaneous_Electric_Clothes Washer_E10 | F2 | Commercial | School | New | Miscellaneous | Electric | Clothes Washer | E10 | TRC BC Ratio | 0 | 0 | 0 | 0 | 0 | 0 | 0 | 0 | 0 | 0 | 0 | 0 | 0 | 0 | 0 | 0 | 0 | 0 | 0 | 0 | 0 | 0 | 0 | 0 | 0 | 0 | 0 | 0 | 0 | 0
F3_Commercial_School_New_Miscellaneous_Electric_Clothes Washer_E1 | F3 | Commercial | School | New | Miscellaneous | Electric | Clothes Washer | E1 | PACT BC Ratio | 0 | 0 | 0 | 0 | 0 | 0 | 0 | 0 | 0 | 0 | 0 | 0 | 0 | 0 | 0 | 0 | 0 | 0 | 0 | 0 | 0 | 0 | 0 | 0 | 0 | 0 | 0 | 0 | 0 | 0
F3_Commercial_School_New_Miscellaneous_Electric_Clothes Washer_E2 | F3 | Commercial | School | New | Miscellaneous | Electric | Clothes Washer | E2 | PACT BC Ratio | 0 | 0 | 0 | 0 | 0 | 0 | 0 | 0 | 0 | 0 | 0 | 0 | 0 | 0 | 0 | 0 | 0 | 0 | 0 | 0 | 0 | 0 | 0 | 0 | 0 | 0 | 0 | 0 | 0 | 0
F3_Commercial_School_New_Miscellaneous_Electric_Clothes Washer_E3 | F3 | Commercial | School | New | Miscellaneous | Electric | Clothes Washer | E3 | PACT BC Ratio | 0 | 0 | 0 | 0 | 0 | 0 | 0 | 0 | 0 | 0 | 0 | 0 | 0 | 0 | 0 | 0 | 0 | 0 | 0 | 0 | 0 | 0 | 0 | 0 | 0 | 0 | 0 | 0 | 0 | 0
F3_Commercial_School_New_Miscellaneous_Electric_Clothes Washer_E4 | F3 | Commercial | School | New | Miscellaneous | Electric | Clothes Washer | E4 | PACT BC Ratio | 0 | 0 | 0 | 0 | 0 | 0 | 0 | 0 | 0 | 0 | 0 | 0 | 0 | 0 | 0 | 0 | 0 | 0 | 0 | 0 | 0 | 0 | 0 | 0 | 0 | 0 | 0 | 0 | 0 | 0
F3_Commercial_School_New_Miscellaneous_Electric_Clothes Washer_E5 | F3 | Commercial | School | New | Miscellaneous | Electric | Clothes Washer | E5 | PACT BC Ratio | 0 | 0 | 0 | 0 | 0 | 0 | 0 | 0 | 0 | 0 | 0 | 0 | 0 | 0 | 0 | 0 | 0 | 0 | 0 | 0 | 0 | 0 | 0 | 0 | 0 | 0 | 0 | 0 | 0 | 0
F3_Commercial_School_New_Miscellaneous_Electric_Clothes Washer_E6 | F3 | Commercial | School | New | Miscellaneous | Electric | Clothes Washer | E6 | PACT BC Ratio | 0 | 0 | 0 | 0 | 0 | 0 | 0 | 0 | 0 | 0 | 0 | 0 | 0 | 0 | 0 | 0 | 0 | 0 | 0 | 0 | 0 | 0 | 0 | 0 | 0 | 0 | 0 | 0 | 0 | 0
F3_Commercial_School_New_Miscellaneous_Electric_Clothes Washer_E7 | F3 | Commercial | School | New | Miscellaneous | Electric | Clothes Washer | E7 | PACT BC Ratio | 0 | 0 | 0 | 0 | 0 | 0 | 0 | 0 | 0 | 0 | 0 | 0 | 0 | 0 | 0 | 0 | 0 | 0 | 0 | 0 | 0 | 0 | 0 | 0 | 0 | 0 | 0 | 0 | 0 | 0
F3_Commercial_School_New_Miscellaneous_Electric_Clothes Washer_E8 | F3 | Commercial | School | New | Miscellaneous | Electric | Clothes Washer | E8 | PACT BC Ratio | 0 | 0 | 0 | 0 | 0 | 0 | 0 | 0 | 0 | 0 | 0 | 0 | 0 | 0 | 0 | 0 | 0 | 0 | 0 | 0 | 0 | 0 | 0 | 0 | 0 | 0 | 0 | 0 | 0 | 0
F3_Commercial_School_New_Miscellaneous_Electric_Clothes Washer_E9 | F3 | Commercial | School | New | Miscellaneous | Electric | Clothes Washer | E9 | PACT BC Ratio | 0 | 0 | 0 | 0 | 0 | 0 | 0 | 0 | 0 | 0 | 0 | 0 | 0 | 0 | 0 | 0 | 0 | 0 | 0 | 0 | 0 | 0 | 0 | 0 | 0 | 0 | 0 | 0 | 0 | 0
F3_Commercial_School_New_Miscellaneous_Electric_Clothes Washer_E10 | F3 | Commercial | School | New | Miscellaneous | Electric | Clothes Washer | E10 | PACT BC Ratio | 0 | 0 | 0 | 0 | 0 | 0 | 0 | 0 | 0 | 0 | 0 | 0 | 0 | 0 | 0 | 0 | 0 | 0 | 0 | 0 | 0 | 0 | 0 | 0 | 0 | 0 | 0 | 0 | 0 | 0
F4_Commercial_School_New_Miscellaneous_Electric_Clothes Washer_E1 | F4 | Commercial | School | New | Miscellaneous | Electric | Clothes Washer | E1 | RVT BC Ratio | 0 | 0 | 0 | 0 | 0 | 0 | 0 | 0 | 0 | 0 | 0 | 0 | 0 | 0 | 0 | 0 | 0 | 0 | 0 | 0 | 0 | 0 | 0 | 0 | 0 | 0 | 0 | 0 | 0 | 0
F4_Commercial_School_New_Miscellaneous_Electric_Clothes Washer_E2 | F4 | Commercial | School | New | Miscellaneous | Electric | Clothes Washer | E2 | RVT BC Ratio | 0 | 0 | 0 | 0 | 0 | 0 | 0 | 0 | 0 | 0 | 0 | 0 | 0 | 0 | 0 | 0 | 0 | 0 | 0 | 0 | 0 | 0 | 0 | 0 | 0 | 0 | 0 | 0 | 0 | 0
F4_Commercial_School_New_Miscellaneous_Electric_Clothes Washer_E3 | F4 | Commercial | School | New | Miscellaneous | Electric | Clothes Washer | E3 | RVT BC Ratio | 0 | 0 | 0 | 0 | 0 | 0 | 0 | 0 | 0 | 0 | 0 | 0 | 0 | 0 | 0 | 0 | 0 | 0 | 0 | 0 | 0 | 0 | 0 | 0 | 0 | 0 | 0 | 0 | 0 | 0
F4_Commercial_School_New_Miscellaneous_Electric_Clothes Washer_E4 | F4 | Commercial | School | New | Miscellaneous | Electric | Clothes Washer | E4 | RVT BC Ratio | 0 | 0 | 0 | 0 | 0 | 0 | 0 | 0 | 0 | 0 | 0 | 0 | 0 | 0 | 0 | 0 | 0 | 0 | 0 | 0 | 0 | 0 | 0 | 0 | 0 | 0 | 0 | 0 | 0 | 0
F4_Commercial_School_New_Miscellaneous_Electric_Clothes Washer_E5 | F4 | Commercial | School | New | Miscellaneous | Electric | Clothes Washer | E5 | RVT BC Ratio | 0 | 0 | 0 | 0 | 0 | 0 | 0 | 0 | 0 | 0 | 0 | 0 | 0 | 0 | 0 | 0 | 0 | 0 | 0 | 0 | 0 | 0 | 0 | 0 | 0 | 0 | 0 | 0 | 0 | 0
F4_Commercial_School_New_Miscellaneous_Electric_Clothes Washer_E6 | F4 | Commercial | School | New | Miscellaneous | Electric | Clothes Washer | E6 | RVT BC Ratio | 0 | 0 | 0 | 0 | 0 | 0 | 0 | 0 | 0 | 0 | 0 | 0 | 0 | 0 | 0 | 0 | 0 | 0 | 0 | 0 | 0 | 0 | 0 | 0 | 0 | 0 | 0 | 0 | 0 | 0
F4_Commercial_School_New_Miscellaneous_Electric_Clothes Washer_E7 | F4 | Commercial | School | New | Miscellaneous | Electric | Clothes Washer | E7 | RVT BC Ratio | 0 | 0 | 0 | 0 | 0 | 0 | 0 | 0 | 0 | 0 | 0 | 0 | 0 | 0 | 0 | 0 | 0 | 0 | 0 | 0 | 0 | 0 | 0 | 0 | 0 | 0 | 0 | 0 | 0 | 0
F4_Commercial_School_New_Miscellaneous_Electric_Clothes Washer_E8 | F4 | Commercial | School | New | Miscellaneous | Electric | Clothes Washer | E8 | RVT BC Ratio | 0 | 0 | 0 | 0 | 0 | 0 | 0 | 0 | 0 | 0 | 0 | 0 | 0 | 0 | 0 | 0 | 0 | 0 | 0 | 0 | 0 | 0 | 0 | 0 | 0 | 0 | 0 | 0 | 0 | 0
F4_Commercial_School_New_Miscellaneous_Electric_Clothes Washer_E9 | F4 | Commercial | School | New | Miscellaneous | Electric | Clothes Washer | E9 | RVT BC Ratio | 0 | 0 | 0 | 0 | 0 | 0 | 0 | 0 | 0 | 0 | 0 | 0 | 0 | 0 | 0 | 0 | 0 | 0 | 0 | 0 | 0 | 0 | 0 | 0 | 0 | 0 | 0 | 0 | 0 | 0
F4_Commercial_School_New_Miscellaneous_Electric_Clothes Washer_E10 | F4 | Commercial | School | New | Miscellaneous | Electric | Clothes Washer | E10 | RVT BC Ratio | 0 | 0 | 0 | 0 | 0 | 0 | 0 | 0 | 0 | 0 | 0 | 0 | 0 | 0 | 0 | 0 | 0 | 0 | 0 | 0 | 0 | 0 | 0 | 0 | 0 | 0 | 0 | 0 | 0 | 0
F5_Commercial_School_New_Miscellaneous_Electric_Clothes Washer_E1 | F5 | Commercial | School | New | Miscellaneous | Electric | Clothes Washer | E1 | RIM BC Ratio | 0 | 0 | 0 | 0 | 0 | 0 | 0 | 0 | 0 | 0 | 0 | 0 | 0 | 0 | 0 | 0 | 0 | 0 | 0 | 0 | 0 | 0 | 0 | 0 | 0 | 0 | 0 | 0 | 0 | 0
F5_Commercial_School_New_Miscellaneous_Electric_Clothes Washer_E2 | F5 | Commercial | School | New | Miscellaneous | Electric | Clothes Washer | E2 | RIM BC Ratio | 0 | 0 | 0 | 0 | 0 | 0 | 0 | 0 | 0 | 0 | 0 | 0 | 0 | 0 | 0 | 0 | 0 | 0 | 0 | 0 | 0 | 0 | 0 | 0 | 0 | 0 | 0 | 0 | 0 | 0
F5_Commercial_School_New_Miscellaneous_Electric_Clothes Washer_E3 | F5 | Commercial | School | New | Miscellaneous | Electric | Clothes Washer | E3 | RIM BC Ratio | 0 | 0 | 0 | 0 | 0 | 0 | 0 | 0 | 0 | 0 | 0 | 0 | 0 | 0 | 0 | 0 | 0 | 0 | 0 | 0 | 0 | 0 | 0 | 0 | 0 | 0 | 0 | 0 | 0 | 0
F5_Commercial_School_New_Miscellaneous_Electric_Clothes Washer_E4 | F5 | Commercial | School | New | Miscellaneous | Electric | Clothes Washer | E4 | RIM BC Ratio | 0 | 0 | 0 | 0 | 0 | 0 | 0 | 0 | 0 | 0 | 0 | 0 | 0 | 0 | 0 | 0 | 0 | 0 | 0 | 0 | 0 | 0 | 0 | 0 | 0 | 0 | 0 | 0 | 0 | 0
F5_Commercial_School_New_Miscellaneous_Electric_Clothes Washer_E5 | F5 | Commercial | School | New | Miscellaneous | Electric | Clothes Washer | E5 | RIM BC Ratio | 0 | 0 | 0 | 0 | 0 | 0 | 0 | 0 | 0 | 0 | 0 | 0 | 0 | 0 | 0 | 0 | 0 | 0 | 0 | 0 | 0 | 0 | 0 | 0 | 0 | 0 | 0 | 0 | 0 | 0
F5_Commercial_School_New_Miscellaneous_Electric_Clothes Washer_E6 | F5 | Commercial | School | New | Miscellaneous | Electric | Clothes Washer | E6 | RIM BC Ratio | 0 | 0 | 0 | 0 | 0 | 0 | 0 | 0 | 0 | 0 | 0 | 0 | 0 | 0 | 0 | 0 | 0 | 0 | 0 | 0 | 0 | 0 | 0 | 0 | 0 | 0 | 0 | 0 | 0 | 0
F5_Commercial_School_New_Miscellaneous_Electric_Clothes Washer_E7 | F5 | Commercial | School | New | Miscellaneous | Electric | Clothes Washer | E7 | RIM BC Ratio | 0 | 0 | 0 | 0 | 0 | 0 | 0 | 0 | 0 | 0 | 0 | 0 | 0 | 0 | 0 | 0 | 0 | 0 | 0 | 0 | 0 | 0 | 0 | 0 | 0 | 0 | 0 | 0 | 0 | 0
F5_Commercial_School_New_Miscellaneous_Electric_Clothes Washer_E8 | F5 | Commercial | School | New | Miscellaneous | Electric | Clothes Washer | E8 | RIM BC Ratio | 0 | 0 | 0 | 0 | 0 | 0 | 0 | 0 | 0 | 0 | 0 | 0 | 0 | 0 | 0 | 0 | 0 | 0 | 0 | 0 | 0 | 0 | 0 | 0 | 0 | 0 | 0 | 0 | 0 | 0
F5_Commercial_School_New_Miscellaneous_Electric_Clothes Washer_E9 | F5 | Commercial | School | New | Miscellaneous | Electric | Clothes Washer | E9 | RIM BC Ratio | 0 | 0 | 0 | 0 | 0 | 0 | 0 | 0 | 0 | 0 | 0 | 0 | 0 | 0 | 0 | 0 | 0 | 0 | 0 | 0 | 0 | 0 | 0 | 0 | 0 | 0 | 0 | 0 | 0 | 0
F5_Commercial_School_New_Miscellaneous_Electric_Clothes Washer_E10 | F5 | Commercial | School | New | Miscellaneous | Electric | Clothes Washer | E10 | RIM BC Ratio | 0 | 0 | 0 | 0 | 0 | 0 | 0 | 0 | 0 | 0 | 0 | 0 | 0 | 0 | 0 | 0 | 0 | 0 | 0 | 0 | 0 | 0 | 0 | 0 | 0 | 0 | 0 | 0 | 0 | 0
F0_Commercial_School_New_Miscellaneous_Electric_Clothes Dryer_E0 | F0 | Commercial | School | New | Miscellaneous | Electric | Clothes Dryer | E0 | Economic Unit | 0 | 0 | 0 | 0 | 0 | 0 | 0 | 0 | 0 | 0 | 0 | 0 | 0 | 0 | 0 | 0 | 0 | 0 | 0 | 0 | 0 | 0 | 0 | 0 | 0 | 0 | 0 | 0 | 0 | 0
F1_Commercial_School_New_Miscellaneous_Electric_Clothes Dryer_E1 | F1 | Commercial | School | New | Miscellaneous | Electric | Clothes Dryer | E1 | CCE | 0 | 0 | 0 | 0 | 0 | 0 | 0 | 0 | 0 | 0 | 0 | 0 | 0 | 0 | 0 | 0 | 0 | 0 | 0 | 0 | 0 | 0 | 0 | 0 | 0 | 0 | 0 | 0 | 0 | 0
F1_Commercial_School_New_Miscellaneous_Electric_Clothes Dryer_E2 | F1 | Commercial | School | New | Miscellaneous | Electric | Clothes Dryer | E2 | CCE | 0 | 0 | 0 | 0 | 0 | 0 | 0 | 0 | 0 | 0 | 0 | 0 | 0 | 0 | 0 | 0 | 0 | 0 | 0 | 0 | 0 | 0 | 0 | 0 | 0 | 0 | 0 | 0 | 0 | 0
F1_Commercial_School_New_Miscellaneous_Electric_Clothes Dryer_E3 | F1 | Commercial | School | New | Miscellaneous | Electric | Clothes Dryer | E3 | CCE | 0 | 0 | 0 | 0 | 0 | 0 | 0 | 0 | 0 | 0 | 0 | 0 | 0 | 0 | 0 | 0 | 0 | 0 | 0 | 0 | 0 | 0 | 0 | 0 | 0 | 0 | 0 | 0 | 0 | 0
F1_Commercial_School_New_Miscellaneous_Electric_Clothes Dryer_E4 | F1 | Commercial | School | New | Miscellaneous | Electric | Clothes Dryer | E4 | CCE | 0 | 0 | 0 | 0 | 0 | 0 | 0 | 0 | 0 | 0 | 0 | 0 | 0 | 0 | 0 | 0 | 0 | 0 | 0 | 0 | 0 | 0 | 0 | 0 | 0 | 0 | 0 | 0 | 0 | 0
F1_Commercial_School_New_Miscellaneous_Electric_Clothes Dryer_E5 | F1 | Commercial | School | New | Miscellaneous | Electric | Clothes Dryer | E5 | CCE | 0 | 0 | 0 | 0 | 0 | 0 | 0 | 0 | 0 | 0 | 0 | 0 | 0 | 0 | 0 | 0 | 0 | 0 | 0 | 0 | 0 | 0 | 0 | 0 | 0 | 0 | 0 | 0 | 0 | 0
F1_Commercial_School_New_Miscellaneous_Electric_Clothes Dryer_E6 | F1 | Commercial | School | New | Miscellaneous | Electric | Clothes Dryer | E6 | CCE | 0 | 0 | 0 | 0 | 0 | 0 | 0 | 0 | 0 | 0 | 0 | 0 | 0 | 0 | 0 | 0 | 0 | 0 | 0 | 0 | 0 | 0 | 0 | 0 | 0 | 0 | 0 | 0 | 0 | 0
F1_Commercial_School_New_Miscellaneous_Electric_Clothes Dryer_E7 | F1 | Commercial | School | New | Miscellaneous | Electric | Clothes Dryer | E7 | CCE | 0 | 0 | 0 | 0 | 0 | 0 | 0 | 0 | 0 | 0 | 0 | 0 | 0 | 0 | 0 | 0 | 0 | 0 | 0 | 0 | 0 | 0 | 0 | 0 | 0 | 0 | 0 | 0 | 0 | 0
F1_Commercial_School_New_Miscellaneous_Electric_Clothes Dryer_E8 | F1 | Commercial | School | New | Miscellaneous | Electric | Clothes Dryer | E8 | CCE | 0 | 0 | 0 | 0 | 0 | 0 | 0 | 0 | 0 | 0 | 0 | 0 | 0 | 0 | 0 | 0 | 0 | 0 | 0 | 0 | 0 | 0 | 0 | 0 | 0 | 0 | 0 | 0 | 0 | 0
F1_Commercial_School_New_Miscellaneous_Electric_Clothes Dryer_E9 | F1 | Commercial | School | New | Miscellaneous | Electric | Clothes Dryer | E9 | CCE | 0 | 0 | 0 | 0 | 0 | 0 | 0 | 0 | 0 | 0 | 0 | 0 | 0 | 0 | 0 | 0 | 0 | 0 | 0 | 0 | 0 | 0 | 0 | 0 | 0 | 0 | 0 | 0 | 0 | 0
F1_Commercial_School_New_Miscellaneous_Electric_Clothes Dryer_E10 | F1 | Commercial | School | New | Miscellaneous | Electric | Clothes Dryer | E10 | CCE | 0 | 0 | 0 | 0 | 0 | 0 | 0 | 0 | 0 | 0 | 0 | 0 | 0 | 0 | 0 | 0 | 0 | 0 | 0 | 0 | 0 | 0 | 0 | 0 | 0 | 0 | 0 | 0 | 0 | 0
F2_Commercial_School_New_Miscellaneous_Electric_Clothes Dryer_E1 | F2 | Commercial | School | New | Miscellaneous | Electric | Clothes Dryer | E1 | TRC BC Ratio | 0 | 0 | 0 | 0 | 0 | 0 | 0 | 0 | 0 | 0 | 0 | 0 | 0 | 0 | 0 | 0 | 0 | 0 | 0 | 0 | 0 | 0 | 0 | 0 | 0 | 0 | 0 | 0 | 0 | 0
F2_Commercial_School_New_Miscellaneous_Electric_Clothes Dryer_E2 | F2 | Commercial | School | New | Miscellaneous | Electric | Clothes Dryer | E2 | TRC BC Ratio | 0 | 0 | 0 | 0 | 0 | 0 | 0 | 0 | 0 | 0 | 0 | 0 | 0 | 0 | 0 | 0 | 0 | 0 | 0 | 0 | 0 | 0 | 0 | 0 | 0 | 0 | 0 | 0 | 0 | 0
F2_Commercial_School_New_Miscellaneous_Electric_Clothes Dryer_E3 | F2 | Commercial | School | New | Miscellaneous | Electric | Clothes Dryer | E3 | TRC BC Ratio | 0 | 0 | 0 | 0 | 0 | 0 | 0 | 0 | 0 | 0 | 0 | 0 | 0 | 0 | 0 | 0 | 0 | 0 | 0 | 0 | 0 | 0 | 0 | 0 | 0 | 0 | 0 | 0 | 0 | 0
F2_Commercial_School_New_Miscellaneous_Electric_Clothes Dryer_E4 | F2 | Commercial | School | New | Miscellaneous | Electric | Clothes Dryer | E4 | TRC BC Ratio | 0 | 0 | 0 | 0 | 0 | 0 | 0 | 0 | 0 | 0 | 0 | 0 | 0 | 0 | 0 | 0 | 0 | 0 | 0 | 0 | 0 | 0 | 0 | 0 | 0 | 0 | 0 | 0 | 0 | 0
F2_Commercial_School_New_Miscellaneous_Electric_Clothes Dryer_E5 | F2 | Commercial | School | New | Miscellaneous | Electric | Clothes Dryer | E5 | TRC BC Ratio | 0 | 0 | 0 | 0 | 0 | 0 | 0 | 0 | 0 | 0 | 0 | 0 | 0 | 0 | 0 | 0 | 0 | 0 | 0 | 0 | 0 | 0 | 0 | 0 | 0 | 0 | 0 | 0 | 0 | 0
F2_Commercial_School_New_Miscellaneous_Electric_Clothes Dryer_E6 | F2 | Commercial | School | New | Miscellaneous | Electric | Clothes Dryer | E6 | TRC BC Ratio | 0 | 0 | 0 | 0 | 0 | 0 | 0 | 0 | 0 | 0 | 0 | 0 | 0 | 0 | 0 | 0 | 0 | 0 | 0 | 0 | 0 | 0 | 0 | 0 | 0 | 0 | 0 | 0 | 0 | 0
F2_Commercial_School_New_Miscellaneous_Electric_Clothes Dryer_E7 | F2 | Commercial | School | New | Miscellaneous | Electric | Clothes Dryer | E7 | TRC BC Ratio | 0 | 0 | 0 | 0 | 0 | 0 | 0 | 0 | 0 | 0 | 0 | 0 | 0 | 0 | 0 | 0 | 0 | 0 | 0 | 0 | 0 | 0 | 0 | 0 | 0 | 0 | 0 | 0 | 0 | 0
F2_Commercial_School_New_Miscellaneous_Electric_Clothes Dryer_E8 | F2 | Commercial | School | New | Miscellaneous | Electric | Clothes Dryer | E8 | TRC BC Ratio | 0 | 0 | 0 | 0 | 0 | 0 | 0 | 0 | 0 | 0 | 0 | 0 | 0 | 0 | 0 | 0 | 0 | 0 | 0 | 0 | 0 | 0 | 0 | 0 | 0 | 0 | 0 | 0 | 0 | 0
F2_Commercial_School_New_Miscellaneous_Electric_Clothes Dryer_E9 | F2 | Commercial | School | New | Miscellaneous | Electric | Clothes Dryer | E9 | TRC BC Ratio | 0 | 0 | 0 | 0 | 0 | 0 | 0 | 0 | 0 | 0 | 0 | 0 | 0 | 0 | 0 | 0 | 0 | 0 | 0 | 0 | 0 | 0 | 0 | 0 | 0 | 0 | 0 | 0 | 0 | 0
F2_Commercial_School_New_Miscellaneous_Electric_Clothes Dryer_E10 | F2 | Commercial | School | New | Miscellaneous | Electric | Clothes Dryer | E10 | TRC BC Ratio | 0 | 0 | 0 | 0 | 0 | 0 | 0 | 0 | 0 | 0 | 0 | 0 | 0 | 0 | 0 | 0 | 0 | 0 | 0 | 0 | 0 | 0 | 0 | 0 | 0 | 0 | 0 | 0 | 0 | 0
F3_Commercial_School_New_Miscellaneous_Electric_Clothes Dryer_E1 | F3 | Commercial | School | New | Miscellaneous | Electric | Clothes Dryer | E1 | PACT BC Ratio | 0 | 0 | 0 | 0 | 0 | 0 | 0 | 0 | 0 | 0 | 0 | 0 | 0 | 0 | 0 | 0 | 0 | 0 | 0 | 0 | 0 | 0 | 0 | 0 | 0 | 0 | 0 | 0 | 0 | 0
F3_Commercial_School_New_Miscellaneous_Electric_Clothes Dryer_E2 | F3 | Commercial | School | New | Miscellaneous | Electric | Clothes Dryer | E2 | PACT BC Ratio | 0 | 0 | 0 | 0 | 0 | 0 | 0 | 0 | 0 | 0 | 0 | 0 | 0 | 0 | 0 | 0 | 0 | 0 | 0 | 0 | 0 | 0 | 0 | 0 | 0 | 0 | 0 | 0 | 0 | 0
F3_Commercial_School_New_Miscellaneous_Electric_Clothes Dryer_E3 | F3 | Commercial | School | New | Miscellaneous | Electric | Clothes Dryer | E3 | PACT BC Ratio | 0 | 0 | 0 | 0 | 0 | 0 | 0 | 0 | 0 | 0 | 0 | 0 | 0 | 0 | 0 | 0 | 0 | 0 | 0 | 0 | 0 | 0 | 0 | 0 | 0 | 0 | 0 | 0 | 0 | 0
F3_Commercial_School_New_Miscellaneous_Electric_Clothes Dryer_E4 | F3 | Commercial | School | New | Miscellaneous | Electric | Clothes Dryer | E4 | PACT BC Ratio | 0 | 0 | 0 | 0 | 0 | 0 | 0 | 0 | 0 | 0 | 0 | 0 | 0 | 0 | 0 | 0 | 0 | 0 | 0 | 0 | 0 | 0 | 0 | 0 | 0 | 0 | 0 | 0 | 0 | 0
F3_Commercial_School_New_Miscellaneous_Electric_Clothes Dryer_E5 | F3 | Commercial | School | New | Miscellaneous | Electric | Clothes Dryer | E5 | PACT BC Ratio | 0 | 0 | 0 | 0 | 0 | 0 | 0 | 0 | 0 | 0 | 0 | 0 | 0 | 0 | 0 | 0 | 0 | 0 | 0 | 0 | 0 | 0 | 0 | 0 | 0 | 0 | 0 | 0 | 0 | 0
F3_Commercial_School_New_Miscellaneous_Electric_Clothes Dryer_E6 | F3 | Commercial | School | New | Miscellaneous | Electric | Clothes Dryer | E6 | PACT BC Ratio | 0 | 0 | 0 | 0 | 0 | 0 | 0 | 0 | 0 | 0 | 0 | 0 | 0 | 0 | 0 | 0 | 0 | 0 | 0 | 0 | 0 | 0 | 0 | 0 | 0 | 0 | 0 | 0 | 0 | 0
F3_Commercial_School_New_Miscellaneous_Electric_Clothes Dryer_E7 | F3 | Commercial | School | New | Miscellaneous | Electric | Clothes Dryer | E7 | PACT BC Ratio | 0 | 0 | 0 | 0 | 0 | 0 | 0 | 0 | 0 | 0 | 0 | 0 | 0 | 0 | 0 | 0 | 0 | 0 | 0 | 0 | 0 | 0 | 0 | 0 | 0 | 0 | 0 | 0 | 0 | 0
F3_Commercial_School_New_Miscellaneous_Electric_Clothes Dryer_E8 | F3 | Commercial | School | New | Miscellaneous | Electric | Clothes Dryer | E8 | PACT BC Ratio | 0 | 0 | 0 | 0 | 0 | 0 | 0 | 0 | 0 | 0 | 0 | 0 | 0 | 0 | 0 | 0 | 0 | 0 | 0 | 0 | 0 | 0 | 0 | 0 | 0 | 0 | 0 | 0 | 0 | 0
F3_Commercial_School_New_Miscellaneous_Electric_Clothes Dryer_E9 | F3 | Commercial | School | New | Miscellaneous | Electric | Clothes Dryer | E9 | PACT BC Ratio | 0 | 0 | 0 | 0 | 0 | 0 | 0 | 0 | 0 | 0 | 0 | 0 | 0 | 0 | 0 | 0 | 0 | 0 | 0 | 0 | 0 | 0 | 0 | 0 | 0 | 0 | 0 | 0 | 0 | 0
F3_Commercial_School_New_Miscellaneous_Electric_Clothes Dryer_E10 | F3 | Commercial | School | New | Miscellaneous | Electric | Clothes Dryer | E10 | PACT BC Ratio | 0 | 0 | 0 | 0 | 0 | 0 | 0 | 0 | 0 | 0 | 0 | 0 | 0 | 0 | 0 | 0 | 0 | 0 | 0 | 0 | 0 | 0 | 0 | 0 | 0 | 0 | 0 | 0 | 0 | 0
F4_Commercial_School_New_Miscellaneous_Electric_Clothes Dryer_E1 | F4 | Commercial | School | New | Miscellaneous | Electric | Clothes Dryer | E1 | RVT BC Ratio | 0 | 0 | 0 | 0 | 0 | 0 | 0 | 0 | 0 | 0 | 0 | 0 | 0 | 0 | 0 | 0 | 0 | 0 | 0 | 0 | 0 | 0 | 0 | 0 | 0 | 0 | 0 | 0 | 0 | 0
F4_Commercial_School_New_Miscellaneous_Electric_Clothes Dryer_E2 | F4 | Commercial | School | New | Miscellaneous | Electric | Clothes Dryer | E2 | RVT BC Ratio | 0 | 0 | 0 | 0 | 0 | 0 | 0 | 0 | 0 | 0 | 0 | 0 | 0 | 0 | 0 | 0 | 0 | 0 | 0 | 0 | 0 | 0 | 0 | 0 | 0 | 0 | 0 | 0 | 0 | 0
F4_Commercial_School_New_Miscellaneous_Electric_Clothes Dryer_E3 | F4 | Commercial | School | New | Miscellaneous | Electric | Clothes Dryer | E3 | RVT BC Ratio | 0 | 0 | 0 | 0 | 0 | 0 | 0 | 0 | 0 | 0 | 0 | 0 | 0 | 0 | 0 | 0 | 0 | 0 | 0 | 0 | 0 | 0 | 0 | 0 | 0 | 0 | 0 | 0 | 0 | 0
F4_Commercial_School_New_Miscellaneous_Electric_Clothes Dryer_E4 | F4 | Commercial | School | New | Miscellaneous | Electric | Clothes Dryer | E4 | RVT BC Ratio | 0 | 0 | 0 | 0 | 0 | 0 | 0 | 0 | 0 | 0 | 0 | 0 | 0 | 0 | 0 | 0 | 0 | 0 | 0 | 0 | 0 | 0 | 0 | 0 | 0 | 0 | 0 | 0 | 0 | 0
F4_Commercial_School_New_Miscellaneous_Electric_Clothes Dryer_E5 | F4 | Commercial | School | New | Miscellaneous | Electric | Clothes Dryer | E5 | RVT BC Ratio | 0 | 0 | 0 | 0 | 0 | 0 | 0 | 0 | 0 | 0 | 0 | 0 | 0 | 0 | 0 | 0 | 0 | 0 | 0 | 0 | 0 | 0 | 0 | 0 | 0 | 0 | 0 | 0 | 0 | 0
F4_Commercial_School_New_Miscellaneous_Electric_Clothes Dryer_E6 | F4 | Commercial | School | New | Miscellaneous | Electric | Clothes Dryer | E6 | RVT BC Ratio | 0 | 0 | 0 | 0 | 0 | 0 | 0 | 0 | 0 | 0 | 0 | 0 | 0 | 0 | 0 | 0 | 0 | 0 | 0 | 0 | 0 | 0 | 0 | 0 | 0 | 0 | 0 | 0 | 0 | 0
F4_Commercial_School_New_Miscellaneous_Electric_Clothes Dryer_E7 | F4 | Commercial | School | New | Miscellaneous | Electric | Clothes Dryer | E7 | RVT BC Ratio | 0 | 0 | 0 | 0 | 0 | 0 | 0 | 0 | 0 | 0 | 0 | 0 | 0 | 0 | 0 | 0 | 0 | 0 | 0 | 0 | 0 | 0 | 0 | 0 | 0 | 0 | 0 | 0 | 0 | 0
F4_Commercial_School_New_Miscellaneous_Electric_Clothes Dryer_E8 | F4 | Commercial | School | New | Miscellaneous | Electric | Clothes Dryer | E8 | RVT BC Ratio | 0 | 0 | 0 | 0 | 0 | 0 | 0 | 0 | 0 | 0 | 0 | 0 | 0 | 0 | 0 | 0 | 0 | 0 | 0 | 0 | 0 | 0 | 0 | 0 | 0 | 0 | 0 | 0 | 0 | 0
F4_Commercial_School_New_Miscellaneous_Electric_Clothes Dryer_E9 | F4 | Commercial | School | New | Miscellaneous | Electric | Clothes Dryer | E9 | RVT BC Ratio | 0 | 0 | 0 | 0 | 0 | 0 | 0 | 0 | 0 | 0 | 0 | 0 | 0 | 0 | 0 | 0 | 0 | 0 | 0 | 0 | 0 | 0 | 0 | 0 | 0 | 0 | 0 | 0 | 0 | 0
F4_Commercial_School_New_Miscellaneous_Electric_Clothes Dryer_E10 | F4 | Commercial | School | New | Miscellaneous | Electric | Clothes Dryer | E10 | RVT BC Ratio | 0 | 0 | 0 | 0 | 0 | 0 | 0 | 0 | 0 | 0 | 0 | 0 | 0 | 0 | 0 | 0 | 0 | 0 | 0 | 0 | 0 | 0 | 0 | 0 | 0 | 0 | 0 | 0 | 0 | 0
F5_Commercial_School_New_Miscellaneous_Electric_Clothes Dryer_E1 | F5 | Commercial | School | New | Miscellaneous | Electric | Clothes Dryer | E1 | RIM BC Ratio | 0 | 0 | 0 | 0 | 0 | 0 | 0 | 0 | 0 | 0 | 0 | 0 | 0 | 0 | 0 | 0 | 0 | 0 | 0 | 0 | 0 | 0 | 0 | 0 | 0 | 0 | 0 | 0 | 0 | 0
F5_Commercial_School_New_Miscellaneous_Electric_Clothes Dryer_E2 | F5 | Commercial | School | New | Miscellaneous | Electric | Clothes Dryer | E2 | RIM BC Ratio | 0 | 0 | 0 | 0 | 0 | 0 | 0 | 0 | 0 | 0 | 0 | 0 | 0 | 0 | 0 | 0 | 0 | 0 | 0 | 0 | 0 | 0 | 0 | 0 | 0 | 0 | 0 | 0 | 0 | 0
F5_Commercial_School_New_Miscellaneous_Electric_Clothes Dryer_E3 | F5 | Commercial | School | New | Miscellaneous | Electric | Clothes Dryer | E3 | RIM BC Ratio | 0 | 0 | 0 | 0 | 0 | 0 | 0 | 0 | 0 | 0 | 0 | 0 | 0 | 0 | 0 | 0 | 0 | 0 | 0 | 0 | 0 | 0 | 0 | 0 | 0 | 0 | 0 | 0 | 0 | 0
F5_Commercial_School_New_Miscellaneous_Electric_Clothes Dryer_E4 | F5 | Commercial | School | New | Miscellaneous | Electric | Clothes Dryer | E4 | RIM BC Ratio | 0 | 0 | 0 | 0 | 0 | 0 | 0 | 0 | 0 | 0 | 0 | 0 | 0 | 0 | 0 | 0 | 0 | 0 | 0 | 0 | 0 | 0 | 0 | 0 | 0 | 0 | 0 | 0 | 0 | 0
F5_Commercial_School_New_Miscellaneous_Electric_Clothes Dryer_E5 | F5 | Commercial | School | New | Miscellaneous | Electric | Clothes Dryer | E5 | RIM BC Ratio | 0 | 0 | 0 | 0 | 0 | 0 | 0 | 0 | 0 | 0 | 0 | 0 | 0 | 0 | 0 | 0 | 0 | 0 | 0 | 0 | 0 | 0 | 0 | 0 | 0 | 0 | 0 | 0 | 0 | 0
F5_Commercial_School_New_Miscellaneous_Electric_Clothes Dryer_E6 | F5 | Commercial | School | New | Miscellaneous | Electric | Clothes Dryer | E6 | RIM BC Ratio | 0 | 0 | 0 | 0 | 0 | 0 | 0 | 0 | 0 | 0 | 0 | 0 | 0 | 0 | 0 | 0 | 0 | 0 | 0 | 0 | 0 | 0 | 0 | 0 | 0 | 0 | 0 | 0 | 0 | 0
F5_Commercial_School_New_Miscellaneous_Electric_Clothes Dryer_E7 | F5 | Commercial | School | New | Miscellaneous | Electric | Clothes Dryer | E7 | RIM BC Ratio | 0 | 0 | 0 | 0 | 0 | 0 | 0 | 0 | 0 | 0 | 0 | 0 | 0 | 0 | 0 | 0 | 0 | 0 | 0 | 0 | 0 | 0 | 0 | 0 | 0 | 0 | 0 | 0 | 0 | 0
F5_Commercial_School_New_Miscellaneous_Electric_Clothes Dryer_E8 | F5 | Commercial | School | New | Miscellaneous | Electric | Clothes Dryer | E8 | RIM BC Ratio | 0 | 0 | 0 | 0 | 0 | 0 | 0 | 0 | 0 | 0 | 0 | 0 | 0 | 0 | 0 | 0 | 0 | 0 | 0 | 0 | 0 | 0 | 0 | 0 | 0 | 0 | 0 | 0 | 0 | 0
F5_Commercial_School_New_Miscellaneous_Electric_Clothes Dryer_E9 | F5 | Commercial | School | New | Miscellaneous | Electric | Clothes Dryer | E9 | RIM BC Ratio | 0 | 0 | 0 | 0 | 0 | 0 | 0 | 0 | 0 | 0 | 0 | 0 | 0 | 0 | 0 | 0 | 0 | 0 | 0 | 0 | 0 | 0 | 0 | 0 | 0 | 0 | 0 | 0 | 0 | 0
F5_Commercial_School_New_Miscellaneous_Electric_Clothes Dryer_E10 | F5 | Commercial | School | New | Miscellaneous | Electric | Clothes Dryer | E10 | RIM BC Ratio | 0 | 0 | 0 | 0 | 0 | 0 | 0 | 0 | 0 | 0 | 0 | 0 | 0 | 0 | 0 | 0 | 0 | 0 | 0 | 0 | 0 | 0 | 0 | 0 | 0 | 0 | 0 | 0 | 0 | 0
F0_Commercial_School_New_Miscellaneous_Electric_Miscellaneous_E0 | F0 | Commercial | School | New | Miscellaneous | Electric | Miscellaneous | E0 | Economic Unit | 0 | 0 | 0 | 0 | 0 | 0 | 0 | 0 | 0 | 0 | 0 | 0 | 0 | 0 | 0 | 0 | 0 | 0 | 0 | 0 | 0 | 0 | 0 | 0 | 0 | 0 | 0 | 0 | 0 | 0
F1_Commercial_School_New_Miscellaneous_Electric_Miscellaneous_E1 | F1 | Commercial | School | New | Miscellaneous | Electric | Miscellaneous | E1 | CCE | 0 | 0 | 0 | 0 | 0 | 0 | 0 | 0 | 0 | 0 | 0 | 0 | 0 | 0 | 0 | 0 | 0 | 0 | 0 | 0 | 0 | 0 | 0 | 0 | 0 | 0 | 0 | 0 | 0 | 0
F1_Commercial_School_New_Miscellaneous_Electric_Miscellaneous_E2 | F1 | Commercial | School | New | Miscellaneous | Electric | Miscellaneous | E2 | CCE | 0 | 0 | 0 | 0 | 0 | 0 | 0 | 0 | 0 | 0 | 0 | 0 | 0 | 0 | 0 | 0 | 0 | 0 | 0 | 0 | 0 | 0 | 0 | 0 | 0 | 0 | 0 | 0 | 0 | 0
F1_Commercial_School_New_Miscellaneous_Electric_Miscellaneous_E3 | F1 | Commercial | School | New | Miscellaneous | Electric | Miscellaneous | E3 | CCE | 0 | 0 | 0 | 0 | 0 | 0 | 0 | 0 | 0 | 0 | 0 | 0 | 0 | 0 | 0 | 0 | 0 | 0 | 0 | 0 | 0 | 0 | 0 | 0 | 0 | 0 | 0 | 0 | 0 | 0
F1_Commercial_School_New_Miscellaneous_Electric_Miscellaneous_E4 | F1 | Commercial | School | New | Miscellaneous | Electric | Miscellaneous | E4 | CCE | 0 | 0 | 0 | 0 | 0 | 0 | 0 | 0 | 0 | 0 | 0 | 0 | 0 | 0 | 0 | 0 | 0 | 0 | 0 | 0 | 0 | 0 | 0 | 0 | 0 | 0 | 0 | 0 | 0 | 0
F1_Commercial_School_New_Miscellaneous_Electric_Miscellaneous_E5 | F1 | Commercial | School | New | Miscellaneous | Electric | Miscellaneous | E5 | CCE | 0 | 0 | 0 | 0 | 0 | 0 | 0 | 0 | 0 | 0 | 0 | 0 | 0 | 0 | 0 | 0 | 0 | 0 | 0 | 0 | 0 | 0 | 0 | 0 | 0 | 0 | 0 | 0 | 0 | 0
F1_Commercial_School_New_Miscellaneous_Electric_Miscellaneous_E6 | F1 | Commercial | School | New | Miscellaneous | Electric | Miscellaneous | E6 | CCE | 0 | 0 | 0 | 0 | 0 | 0 | 0 | 0 | 0 | 0 | 0 | 0 | 0 | 0 | 0 | 0 | 0 | 0 | 0 | 0 | 0 | 0 | 0 | 0 | 0 | 0 | 0 | 0 | 0 | 0
F1_Commercial_School_New_Miscellaneous_Electric_Miscellaneous_E7 | F1 | Commercial | School | New | Miscellaneous | Electric | Miscellaneous | E7 | CCE | 0 | 0 | 0 | 0 | 0 | 0 | 0 | 0 | 0 | 0 | 0 | 0 | 0 | 0 | 0 | 0 | 0 | 0 | 0 | 0 | 0 | 0 | 0 | 0 | 0 | 0 | 0 | 0 | 0 | 0
F1_Commercial_School_New_Miscellaneous_Electric_Miscellaneous_E8 | F1 | Commercial | School | New | Miscellaneous | Electric | Miscellaneous | E8 | CCE | 0 | 0 | 0 | 0 | 0 | 0 | 0 | 0 | 0 | 0 | 0 | 0 | 0 | 0 | 0 | 0 | 0 | 0 | 0 | 0 | 0 | 0 | 0 | 0 | 0 | 0 | 0 | 0 | 0 | 0
F1_Commercial_School_New_Miscellaneous_Electric_Miscellaneous_E9 | F1 | Commercial | School | New | Miscellaneous | Electric | Miscellaneous | E9 | CCE | 0 | 0 | 0 | 0 | 0 | 0 | 0 | 0 | 0 | 0 | 0 | 0 | 0 | 0 | 0 | 0 | 0 | 0 | 0 | 0 | 0 | 0 | 0 | 0 | 0 | 0 | 0 | 0 | 0 | 0
F1_Commercial_School_New_Miscellaneous_Electric_Miscellaneous_E10 | F1 | Commercial | School | New | Miscellaneous | Electric | Miscellaneous | E10 | CCE | 0 | 0 | 0 | 0 | 0 | 0 | 0 | 0 | 0 | 0 | 0 | 0 | 0 | 0 | 0 | 0 | 0 | 0 | 0 | 0 | 0 | 0 | 0 | 0 | 0 | 0 | 0 | 0 | 0 | 0
F2_Commercial_School_New_Miscellaneous_Electric_Miscellaneous_E1 | F2 | Commercial | School | New | Miscellaneous | Electric | Miscellaneous | E1 | TRC BC Ratio | 0 | 0 | 0 | 0 | 0 | 0 | 0 | 0 | 0 | 0 | 0 | 0 | 0 | 0 | 0 | 0 | 0 | 0 | 0 | 0 | 0 | 0 | 0 | 0 | 0 | 0 | 0 | 0 | 0 | 0
F2_Commercial_School_New_Miscellaneous_Electric_Miscellaneous_E2 | F2 | Commercial | School | New | Miscellaneous | Electric | Miscellaneous | E2 | TRC BC Ratio | 0 | 0 | 0 | 0 | 0 | 0 | 0 | 0 | 0 | 0 | 0 | 0 | 0 | 0 | 0 | 0 | 0 | 0 | 0 | 0 | 0 | 0 | 0 | 0 | 0 | 0 | 0 | 0 | 0 | 0
F2_Commercial_School_New_Miscellaneous_Electric_Miscellaneous_E3 | F2 | Commercial | School | New | Miscellaneous | Electric | Miscellaneous | E3 | TRC BC Ratio | 0 | 0 | 0 | 0 | 0 | 0 | 0 | 0 | 0 | 0 | 0 | 0 | 0 | 0 | 0 | 0 | 0 | 0 | 0 | 0 | 0 | 0 | 0 | 0 | 0 | 0 | 0 | 0 | 0 | 0
F2_Commercial_School_New_Miscellaneous_Electric_Miscellaneous_E4 | F2 | Commercial | School | New | Miscellaneous | Electric | Miscellaneous | E4 | TRC BC Ratio | 0 | 0 | 0 | 0 | 0 | 0 | 0 | 0 | 0 | 0 | 0 | 0 | 0 | 0 | 0 | 0 | 0 | 0 | 0 | 0 | 0 | 0 | 0 | 0 | 0 | 0 | 0 | 0 | 0 | 0
F2_Commercial_School_New_Miscellaneous_Electric_Miscellaneous_E5 | F2 | Commercial | School | New | Miscellaneous | Electric | Miscellaneous | E5 | TRC BC Ratio | 0 | 0 | 0 | 0 | 0 | 0 | 0 | 0 | 0 | 0 | 0 | 0 | 0 | 0 | 0 | 0 | 0 | 0 | 0 | 0 | 0 | 0 | 0 | 0 | 0 | 0 | 0 | 0 | 0 | 0
F2_Commercial_School_New_Miscellaneous_Electric_Miscellaneous_E6 | F2 | Commercial | School | New | Miscellaneous | Electric | Miscellaneous | E6 | TRC BC Ratio | 0 | 0 | 0 | 0 | 0 | 0 | 0 | 0 | 0 | 0 | 0 | 0 | 0 | 0 | 0 | 0 | 0 | 0 | 0 | 0 | 0 | 0 | 0 | 0 | 0 | 0 | 0 | 0 | 0 | 0
F2_Commercial_School_New_Miscellaneous_Electric_Miscellaneous_E7 | F2 | Commercial | School | New | Miscellaneous | Electric | Miscellaneous | E7 | TRC BC Ratio | 0 | 0 | 0 | 0 | 0 | 0 | 0 | 0 | 0 | 0 | 0 | 0 | 0 | 0 | 0 | 0 | 0 | 0 | 0 | 0 | 0 | 0 | 0 | 0 | 0 | 0 | 0 | 0 | 0 | 0
F2_Commercial_School_New_Miscellaneous_Electric_Miscellaneous_E8 | F2 | Commercial | School | New | Miscellaneous | Electric | Miscellaneous | E8 | TRC BC Ratio | 0 | 0 | 0 | 0 | 0 | 0 | 0 | 0 | 0 | 0 | 0 | 0 | 0 | 0 | 0 | 0 | 0 | 0 | 0 | 0 | 0 | 0 | 0 | 0 | 0 | 0 | 0 | 0 | 0 | 0
F2_Commercial_School_New_Miscellaneous_Electric_Miscellaneous_E9 | F2 | Commercial | School | New | Miscellaneous | Electric | Miscellaneous | E9 | TRC BC Ratio | 0 | 0 | 0 | 0 | 0 | 0 | 0 | 0 | 0 | 0 | 0 | 0 | 0 | 0 | 0 | 0 | 0 | 0 | 0 | 0 | 0 | 0 | 0 | 0 | 0 | 0 | 0 | 0 | 0 | 0
F2_Commercial_School_New_Miscellaneous_Electric_Miscellaneous_E10 | F2 | Commercial | School | New | Miscellaneous | Electric | Miscellaneous | E10 | TRC BC Ratio | 0 | 0 | 0 | 0 | 0 | 0 | 0 | 0 | 0 | 0 | 0 | 0 | 0 | 0 | 0 | 0 | 0 | 0 | 0 | 0 | 0 | 0 | 0 | 0 | 0 | 0 | 0 | 0 | 0 | 0
F3_Commercial_School_New_Miscellaneous_Electric_Miscellaneous_E1 | F3 | Commercial | School | New | Miscellaneous | Electric | Miscellaneous | E1 | PACT BC Ratio | 0 | 0 | 0 | 0 | 0 | 0 | 0 | 0 | 0 | 0 | 0 | 0 | 0 | 0 | 0 | 0 | 0 | 0 | 0 | 0 | 0 | 0 | 0 | 0 | 0 | 0 | 0 | 0 | 0 | 0
F3_Commercial_School_New_Miscellaneous_Electric_Miscellaneous_E2 | F3 | Commercial | School | New | Miscellaneous | Electric | Miscellaneous | E2 | PACT BC Ratio | 0 | 0 | 0 | 0 | 0 | 0 | 0 | 0 | 0 | 0 | 0 | 0 | 0 | 0 | 0 | 0 | 0 | 0 | 0 | 0 | 0 | 0 | 0 | 0 | 0 | 0 | 0 | 0 | 0 | 0
F3_Commercial_School_New_Miscellaneous_Electric_Miscellaneous_E3 | F3 | Commercial | School | New | Miscellaneous | Electric | Miscellaneous | E3 | PACT BC Ratio | 0 | 0 | 0 | 0 | 0 | 0 | 0 | 0 | 0 | 0 | 0 | 0 | 0 | 0 | 0 | 0 | 0 | 0 | 0 | 0 | 0 | 0 | 0 | 0 | 0 | 0 | 0 | 0 | 0 | 0
F3_Commercial_School_New_Miscellaneous_Electric_Miscellaneous_E4 | F3 | Commercial | School | New | Miscellaneous | Electric | Miscellaneous | E4 | PACT BC Ratio | 0 | 0 | 0 | 0 | 0 | 0 | 0 | 0 | 0 | 0 | 0 | 0 | 0 | 0 | 0 | 0 | 0 | 0 | 0 | 0 | 0 | 0 | 0 | 0 | 0 | 0 | 0 | 0 | 0 | 0
F3_Commercial_School_New_Miscellaneous_Electric_Miscellaneous_E5 | F3 | Commercial | School | New | Miscellaneous | Electric | Miscellaneous | E5 | PACT BC Ratio | 0 | 0 | 0 | 0 | 0 | 0 | 0 | 0 | 0 | 0 | 0 | 0 | 0 | 0 | 0 | 0 | 0 | 0 | 0 | 0 | 0 | 0 | 0 | 0 | 0 | 0 | 0 | 0 | 0 | 0
F3_Commercial_School_New_Miscellaneous_Electric_Miscellaneous_E6 | F3 | Commercial | School | New | Miscellaneous | Electric | Miscellaneous | E6 | PACT BC Ratio | 0 | 0 | 0 | 0 | 0 | 0 | 0 | 0 | 0 | 0 | 0 | 0 | 0 | 0 | 0 | 0 | 0 | 0 | 0 | 0 | 0 | 0 | 0 | 0 | 0 | 0 | 0 | 0 | 0 | 0
F3_Commercial_School_New_Miscellaneous_Electric_Miscellaneous_E7 | F3 | Commercial | School | New | Miscellaneous | Electric | Miscellaneous | E7 | PACT BC Ratio | 0 | 0 | 0 | 0 | 0 | 0 | 0 | 0 | 0 | 0 | 0 | 0 | 0 | 0 | 0 | 0 | 0 | 0 | 0 | 0 | 0 | 0 | 0 | 0 | 0 | 0 | 0 | 0 | 0 | 0
F3_Commercial_School_New_Miscellaneous_Electric_Miscellaneous_E8 | F3 | Commercial | School | New | Miscellaneous | Electric | Miscellaneous | E8 | PACT BC Ratio | 0 | 0 | 0 | 0 | 0 | 0 | 0 | 0 | 0 | 0 | 0 | 0 | 0 | 0 | 0 | 0 | 0 | 0 | 0 | 0 | 0 | 0 | 0 | 0 | 0 | 0 | 0 | 0 | 0 | 0
F3_Commercial_School_New_Miscellaneous_Electric_Miscellaneous_E9 | F3 | Commercial | School | New | Miscellaneous | Electric | Miscellaneous | E9 | PACT BC Ratio | 0 | 0 | 0 | 0 | 0 | 0 | 0 | 0 | 0 | 0 | 0 | 0 | 0 | 0 | 0 | 0 | 0 | 0 | 0 | 0 | 0 | 0 | 0 | 0 | 0 | 0 | 0 | 0 | 0 | 0
F3_Commercial_School_New_Miscellaneous_Electric_Miscellaneous_E10 | F3 | Commercial | School | New | Miscellaneous | Electric | Miscellaneous | E10 | PACT BC Ratio | 0 | 0 | 0 | 0 | 0 | 0 | 0 | 0 | 0 | 0 | 0 | 0 | 0 | 0 | 0 | 0 | 0 | 0 | 0 | 0 | 0 | 0 | 0 | 0 | 0 | 0 | 0 | 0 | 0 | 0
F4_Commercial_School_New_Miscellaneous_Electric_Miscellaneous_E1 | F4 | Commercial | School | New | Miscellaneous | Electric | Miscellaneous | E1 | RVT BC Ratio | 0 | 0 | 0 | 0 | 0 | 0 | 0 | 0 | 0 | 0 | 0 | 0 | 0 | 0 | 0 | 0 | 0 | 0 | 0 | 0 | 0 | 0 | 0 | 0 | 0 | 0 | 0 | 0 | 0 | 0
F4_Commercial_School_New_Miscellaneous_Electric_Miscellaneous_E2 | F4 | Commercial | School | New | Miscellaneous | Electric | Miscellaneous | E2 | RVT BC Ratio | 0 | 0 | 0 | 0 | 0 | 0 | 0 | 0 | 0 | 0 | 0 | 0 | 0 | 0 | 0 | 0 | 0 | 0 | 0 | 0 | 0 | 0 | 0 | 0 | 0 | 0 | 0 | 0 | 0 | 0
F4_Commercial_School_New_Miscellaneous_Electric_Miscellaneous_E3 | F4 | Commercial | School | New | Miscellaneous | Electric | Miscellaneous | E3 | RVT BC Ratio | 0 | 0 | 0 | 0 | 0 | 0 | 0 | 0 | 0 | 0 | 0 | 0 | 0 | 0 | 0 | 0 | 0 | 0 | 0 | 0 | 0 | 0 | 0 | 0 | 0 | 0 | 0 | 0 | 0 | 0
F4_Commercial_School_New_Miscellaneous_Electric_Miscellaneous_E4 | F4 | Commercial | School | New | Miscellaneous | Electric | Miscellaneous | E4 | RVT BC Ratio | 0 | 0 | 0 | 0 | 0 | 0 | 0 | 0 | 0 | 0 | 0 | 0 | 0 | 0 | 0 | 0 | 0 | 0 | 0 | 0 | 0 | 0 | 0 | 0 | 0 | 0 | 0 | 0 | 0 | 0
F4_Commercial_School_New_Miscellaneous_Electric_Miscellaneous_E5 | F4 | Commercial | School | New | Miscellaneous | Electric | Miscellaneous | E5 | RVT BC Ratio | 0 | 0 | 0 | 0 | 0 | 0 | 0 | 0 | 0 | 0 | 0 | 0 | 0 | 0 | 0 | 0 | 0 | 0 | 0 | 0 | 0 | 0 | 0 | 0 | 0 | 0 | 0 | 0 | 0 | 0
F4_Commercial_School_New_Miscellaneous_Electric_Miscellaneous_E6 | F4 | Commercial | School | New | Miscellaneous | Electric | Miscellaneous | E6 | RVT BC Ratio | 0 | 0 | 0 | 0 | 0 | 0 | 0 | 0 | 0 | 0 | 0 | 0 | 0 | 0 | 0 | 0 | 0 | 0 | 0 | 0 | 0 | 0 | 0 | 0 | 0 | 0 | 0 | 0 | 0 | 0
F4_Commercial_School_New_Miscellaneous_Electric_Miscellaneous_E7 | F4 | Commercial | School | New | Miscellaneous | Electric | Miscellaneous | E7 | RVT BC Ratio | 0 | 0 | 0 | 0 | 0 | 0 | 0 | 0 | 0 | 0 | 0 | 0 | 0 | 0 | 0 | 0 | 0 | 0 | 0 | 0 | 0 | 0 | 0 | 0 | 0 | 0 | 0 | 0 | 0 | 0
F4_Commercial_School_New_Miscellaneous_Electric_Miscellaneous_E8 | F4 | Commercial | School | New | Miscellaneous | Electric | Miscellaneous | E8 | RVT BC Ratio | 0 | 0 | 0 | 0 | 0 | 0 | 0 | 0 | 0 | 0 | 0 | 0 | 0 | 0 | 0 | 0 | 0 | 0 | 0 | 0 | 0 | 0 | 0 | 0 | 0 | 0 | 0 | 0 | 0 | 0
F4_Commercial_School_New_Miscellaneous_Electric_Miscellaneous_E9 | F4 | Commercial | School | New | Miscellaneous | Electric | Miscellaneous | E9 | RVT BC Ratio | 0 | 0 | 0 | 0 | 0 | 0 | 0 | 0 | 0 | 0 | 0 | 0 | 0 | 0 | 0 | 0 | 0 | 0 | 0 | 0 | 0 | 0 | 0 | 0 | 0 | 0 | 0 | 0 | 0 | 0
F4_Commercial_School_New_Miscellaneous_Electric_Miscellaneous_E10 | F4 | Commercial | School | New | Miscellaneous | Electric | Miscellaneous | E10 | RVT BC Ratio | 0 | 0 | 0 | 0 | 0 | 0 | 0 | 0 | 0 | 0 | 0 | 0 | 0 | 0 | 0 | 0 | 0 | 0 | 0 | 0 | 0 | 0 | 0 | 0 | 0 | 0 | 0 | 0 | 0 | 0
F5_Commercial_School_New_Miscellaneous_Electric_Miscellaneous_E1 | F5 | Commercial | School | New | Miscellaneous | Electric | Miscellaneous | E1 | RIM BC Ratio | 0 | 0 | 0 | 0 | 0 | 0 | 0 | 0 | 0 | 0 | 0 | 0 | 0 | 0 | 0 | 0 | 0 | 0 | 0 | 0 | 0 | 0 | 0 | 0 | 0 | 0 | 0 | 0 | 0 | 0
F5_Commercial_School_New_Miscellaneous_Electric_Miscellaneous_E2 | F5 | Commercial | School | New | Miscellaneous | Electric | Miscellaneous | E2 | RIM BC Ratio | 0 | 0 | 0 | 0 | 0 | 0 | 0 | 0 | 0 | 0 | 0 | 0 | 0 | 0 | 0 | 0 | 0 | 0 | 0 | 0 | 0 | 0 | 0 | 0 | 0 | 0 | 0 | 0 | 0 | 0
F5_Commercial_School_New_Miscellaneous_Electric_Miscellaneous_E3 | F5 | Commercial | School | New | Miscellaneous | Electric | Miscellaneous | E3 | RIM BC Ratio | 0 | 0 | 0 | 0 | 0 | 0 | 0 | 0 | 0 | 0 | 0 | 0 | 0 | 0 | 0 | 0 | 0 | 0 | 0 | 0 | 0 | 0 | 0 | 0 | 0 | 0 | 0 | 0 | 0 | 0
F5_Commercial_School_New_Miscellaneous_Electric_Miscellaneous_E4 | F5 | Commercial | School | New | Miscellaneous | Electric | Miscellaneous | E4 | RIM BC Ratio | 0 | 0 | 0 | 0 | 0 | 0 | 0 | 0 | 0 | 0 | 0 | 0 | 0 | 0 | 0 | 0 | 0 | 0 | 0 | 0 | 0 | 0 | 0 | 0 | 0 | 0 | 0 | 0 | 0 | 0
F5_Commercial_School_New_Miscellaneous_Electric_Miscellaneous_E5 | F5 | Commercial | School | New | Miscellaneous | Electric | Miscellaneous | E5 | RIM BC Ratio | 0 | 0 | 0 | 0 | 0 | 0 | 0 | 0 | 0 | 0 | 0 | 0 | 0 | 0 | 0 | 0 | 0 | 0 | 0 | 0 | 0 | 0 | 0 | 0 | 0 | 0 | 0 | 0 | 0 | 0
F5_Commercial_School_New_Miscellaneous_Electric_Miscellaneous_E6 | F5 | Commercial | School | New | Miscellaneous | Electric | Miscellaneous | E6 | RIM BC Ratio | 0 | 0 | 0 | 0 | 0 | 0 | 0 | 0 | 0 | 0 | 0 | 0 | 0 | 0 | 0 | 0 | 0 | 0 | 0 | 0 | 0 | 0 | 0 | 0 | 0 | 0 | 0 | 0 | 0 | 0
F5_Commercial_School_New_Miscellaneous_Electric_Miscellaneous_E7 | F5 | Commercial | School | New | Miscellaneous | Electric | Miscellaneous | E7 | RIM BC Ratio | 0 | 0 | 0 | 0 | 0 | 0 | 0 | 0 | 0 | 0 | 0 | 0 | 0 | 0 | 0 | 0 | 0 | 0 | 0 | 0 | 0 | 0 | 0 | 0 | 0 | 0 | 0 | 0 | 0 | 0
F5_Commercial_School_New_Miscellaneous_Electric_Miscellaneous_E8 | F5 | Commercial | School | New | Miscellaneous | Electric | Miscellaneous | E8 | RIM BC Ratio | 0 | 0 | 0 | 0 | 0 | 0 | 0 | 0 | 0 | 0 | 0 | 0 | 0 | 0 | 0 | 0 | 0 | 0 | 0 | 0 | 0 | 0 | 0 | 0 | 0 | 0 | 0 | 0 | 0 | 0
F5_Commercial_School_New_Miscellaneous_Electric_Miscellaneous_E9 | F5 | Commercial | School | New | Miscellaneous | Electric | Miscellaneous | E9 | RIM BC Ratio | 0 | 0 | 0 | 0 | 0 | 0 | 0 | 0 | 0 | 0 | 0 | 0 | 0 | 0 | 0 | 0 | 0 | 0 | 0 | 0 | 0 | 0 | 0 | 0 | 0 | 0 | 0 | 0 | 0 | 0
F5_Commercial_School_New_Miscellaneous_Electric_Miscellaneous_E10 | F5 | Commercial | School | New | Miscellaneous | Electric | Miscellaneous | E10 | RIM BC Ratio | 0 | 0 | 0 | 0 | 0 | 0 | 0 | 0 | 0 | 0 | 0 | 0 | 0 | 0 | 0 | 0 | 0 | 0 | 0 | 0 | 0 | 0 | 0 | 0 | 0 | 0 | 0 | 0 | 0 | 0
F0_Commercial_School_New_Generation_Electric_Solar PV_E0 | F0 | Commercial | School | New | Generation | Electric | Solar PV | E0 | Economic Unit | 0 | 0 | 0 | 0 | 0 | 0 | 0 | 0 | 0 | 0 | 0 | 0 | 0 | 0 | 0 | 0 | 0 | 0 | 0 | 0 | 0 | 0 | 0 | 0 | 0 | 0 | 0 | 0 | 0 | 0
F1_Commercial_School_New_Generation_Electric_Solar PV_E1 | F1 | Commercial | School | New | Generation | Electric | Solar PV | E1 | CCE | 0 | 0 | 0 | 0 | 0 | 0 | 0 | 0 | 0 | 0 | 0 | 0 | 0 | 0 | 0 | 0 | 0 | 0 | 0 | 0 | 0 | 0 | 0 | 0 | 0 | 0 | 0 | 0 | 0 | 0
F1_Commercial_School_New_Generation_Electric_Solar PV_E2 | F1 | Commercial | School | New | Generation | Electric | Solar PV | E2 | CCE | 0 | 0 | 0 | 0 | 0 | 0 | 0 | 0 | 0 | 0 | 0 | 0 | 0 | 0 | 0 | 0 | 0 | 0 | 0 | 0 | 0 | 0 | 0 | 0 | 0 | 0 | 0 | 0 | 0 | 0
F1_Commercial_School_New_Generation_Electric_Solar PV_E3 | F1 | Commercial | School | New | Generation | Electric | Solar PV | E3 | CCE | 0 | 0 | 0 | 0 | 0 | 0 | 0 | 0 | 0 | 0 | 0 | 0 | 0 | 0 | 0 | 0 | 0 | 0 | 0 | 0 | 0 | 0 | 0 | 0 | 0 | 0 | 0 | 0 | 0 | 0
F1_Commercial_School_New_Generation_Electric_Solar PV_E4 | F1 | Commercial | School | New | Generation | Electric | Solar PV | E4 | CCE | 0 | 0 | 0 | 0 | 0 | 0 | 0 | 0 | 0 | 0 | 0 | 0 | 0 | 0 | 0 | 0 | 0 | 0 | 0 | 0 | 0 | 0 | 0 | 0 | 0 | 0 | 0 | 0 | 0 | 0
F1_Commercial_School_New_Generation_Electric_Solar PV_E5 | F1 | Commercial | School | New | Generation | Electric | Solar PV | E5 | CCE | 0 | 0 | 0 | 0 | 0 | 0 | 0 | 0 | 0 | 0 | 0 | 0 | 0 | 0 | 0 | 0 | 0 | 0 | 0 | 0 | 0 | 0 | 0 | 0 | 0 | 0 | 0 | 0 | 0 | 0
F1_Commercial_School_New_Generation_Electric_Solar PV_E6 | F1 | Commercial | School | New | Generation | Electric | Solar PV | E6 | CCE | 0 | 0 | 0 | 0 | 0 | 0 | 0 | 0 | 0 | 0 | 0 | 0 | 0 | 0 | 0 | 0 | 0 | 0 | 0 | 0 | 0 | 0 | 0 | 0 | 0 | 0 | 0 | 0 | 0 | 0
F1_Commercial_School_New_Generation_Electric_Solar PV_E7 | F1 | Commercial | School | New | Generation | Electric | Solar PV | E7 | CCE | 0 | 0 | 0 | 0 | 0 | 0 | 0 | 0 | 0 | 0 | 0 | 0 | 0 | 0 | 0 | 0 | 0 | 0 | 0 | 0 | 0 | 0 | 0 | 0 | 0 | 0 | 0 | 0 | 0 | 0
F1_Commercial_School_New_Generation_Electric_Solar PV_E8 | F1 | Commercial | School | New | Generation | Electric | Solar PV | E8 | CCE | 0 | 0 | 0 | 0 | 0 | 0 | 0 | 0 | 0 | 0 | 0 | 0 | 0 | 0 | 0 | 0 | 0 | 0 | 0 | 0 | 0 | 0 | 0 | 0 | 0 | 0 | 0 | 0 | 0 | 0
F1_Commercial_School_New_Generation_Electric_Solar PV_E9 | F1 | Commercial | School | New | Generation | Electric | Solar PV | E9 | CCE | 0 | 0 | 0 | 0 | 0 | 0 | 0 | 0 | 0 | 0 | 0 | 0 | 0 | 0 | 0 | 0 | 0 | 0 | 0 | 0 | 0 | 0 | 0 | 0 | 0 | 0 | 0 | 0 | 0 | 0
F1_Commercial_School_New_Generation_Electric_Solar PV_E10 | F1 | Commercial | School | New | Generation | Electric | Solar PV | E10 | CCE | 0 | 0 | 0 | 0 | 0 | 0 | 0 | 0 | 0 | 0 | 0 | 0 | 0 | 0 | 0 | 0 | 0 | 0 | 0 | 0 | 0 | 0 | 0 | 0 | 0 | 0 | 0 | 0 | 0 | 0
F2_Commercial_School_New_Generation_Electric_Solar PV_E1 | F2 | Commercial | School | New | Generation | Electric | Solar PV | E1 | TRC BC Ratio | 0 | 0 | 0 | 0 | 0 | 0 | 0 | 0 | 0 | 0 | 0 | 0 | 0 | 0 | 0 | 0 | 0 | 0 | 0 | 0 | 0 | 0 | 0 | 0 | 0 | 0 | 0 | 0 | 0 | 0
F2_Commercial_School_New_Generation_Electric_Solar PV_E2 | F2 | Commercial | School | New | Generation | Electric | Solar PV | E2 | TRC BC Ratio | 0 | 0 | 0 | 0 | 0 | 0 | 0 | 0 | 0 | 0 | 0 | 0 | 0 | 0 | 0 | 0 | 0 | 0 | 0 | 0 | 0 | 0 | 0 | 0 | 0 | 0 | 0 | 0 | 0 | 0
F2_Commercial_School_New_Generation_Electric_Solar PV_E3 | F2 | Commercial | School | New | Generation | Electric | Solar PV | E3 | TRC BC Ratio | 0 | 0 | 0 | 0 | 0 | 0 | 0 | 0 | 0 | 0 | 0 | 0 | 0 | 0 | 0 | 0 | 0 | 0 | 0 | 0 | 0 | 0 | 0 | 0 | 0 | 0 | 0 | 0 | 0 | 0
F2_Commercial_School_New_Generation_Electric_Solar PV_E4 | F2 | Commercial | School | New | Generation | Electric | Solar PV | E4 | TRC BC Ratio | 0 | 0 | 0 | 0 | 0 | 0 | 0 | 0 | 0 | 0 | 0 | 0 | 0 | 0 | 0 | 0 | 0 | 0 | 0 | 0 | 0 | 0 | 0 | 0 | 0 | 0 | 0 | 0 | 0 | 0
F2_Commercial_School_New_Generation_Electric_Solar PV_E5 | F2 | Commercial | School | New | Generation | Electric | Solar PV | E5 | TRC BC Ratio | 0 | 0 | 0 | 0 | 0 | 0 | 0 | 0 | 0 | 0 | 0 | 0 | 0 | 0 | 0 | 0 | 0 | 0 | 0 | 0 | 0 | 0 | 0 | 0 | 0 | 0 | 0 | 0 | 0 | 0
F2_Commercial_School_New_Generation_Electric_Solar PV_E6 | F2 | Commercial | School | New | Generation | Electric | Solar PV | E6 | TRC BC Ratio | 0 | 0 | 0 | 0 | 0 | 0 | 0 | 0 | 0 | 0 | 0 | 0 | 0 | 0 | 0 | 0 | 0 | 0 | 0 | 0 | 0 | 0 | 0 | 0 | 0 | 0 | 0 | 0 | 0 | 0
F2_Commercial_School_New_Generation_Electric_Solar PV_E7 | F2 | Commercial | School | New | Generation | Electric | Solar PV | E7 | TRC BC Ratio | 0 | 0 | 0 | 0 | 0 | 0 | 0 | 0 | 0 | 0 | 0 | 0 | 0 | 0 | 0 | 0 | 0 | 0 | 0 | 0 | 0 | 0 | 0 | 0 | 0 | 0 | 0 | 0 | 0 | 0
F2_Commercial_School_New_Generation_Electric_Solar PV_E8 | F2 | Commercial | School | New | Generation | Electric | Solar PV | E8 | TRC BC Ratio | 0 | 0 | 0 | 0 | 0 | 0 | 0 | 0 | 0 | 0 | 0 | 0 | 0 | 0 | 0 | 0 | 0 | 0 | 0 | 0 | 0 | 0 | 0 | 0 | 0 | 0 | 0 | 0 | 0 | 0
F2_Commercial_School_New_Generation_Electric_Solar PV_E9 | F2 | Commercial | School | New | Generation | Electric | Solar PV | E9 | TRC BC Ratio | 0 | 0 | 0 | 0 | 0 | 0 | 0 | 0 | 0 | 0 | 0 | 0 | 0 | 0 | 0 | 0 | 0 | 0 | 0 | 0 | 0 | 0 | 0 | 0 | 0 | 0 | 0 | 0 | 0 | 0
F2_Commercial_School_New_Generation_Electric_Solar PV_E10 | F2 | Commercial | School | New | Generation | Electric | Solar PV | E10 | TRC BC Ratio | 0 | 0 | 0 | 0 | 0 | 0 | 0 | 0 | 0 | 0 | 0 | 0 | 0 | 0 | 0 | 0 | 0 | 0 | 0 | 0 | 0 | 0 | 0 | 0 | 0 | 0 | 0 | 0 | 0 | 0
F3_Commercial_School_New_Generation_Electric_Solar PV_E1 | F3 | Commercial | School | New | Generation | Electric | Solar PV | E1 | PACT BC Ratio | 0 | 0 | 0 | 0 | 0 | 0 | 0 | 0 | 0 | 0 | 0 | 0 | 0 | 0 | 0 | 0 | 0 | 0 | 0 | 0 | 0 | 0 | 0 | 0 | 0 | 0 | 0 | 0 | 0 | 0
F3_Commercial_School_New_Generation_Electric_Solar PV_E2 | F3 | Commercial | School | New | Generation | Electric | Solar PV | E2 | PACT BC Ratio | 0 | 0 | 0 | 0 | 0 | 0 | 0 | 0 | 0 | 0 | 0 | 0 | 0 | 0 | 0 | 0 | 0 | 0 | 0 | 0 | 0 | 0 | 0 | 0 | 0 | 0 | 0 | 0 | 0 | 0
F3_Commercial_School_New_Generation_Electric_Solar PV_E3 | F3 | Commercial | School | New | Generation | Electric | Solar PV | E3 | PACT BC Ratio | 0 | 0 | 0 | 0 | 0 | 0 | 0 | 0 | 0 | 0 | 0 | 0 | 0 | 0 | 0 | 0 | 0 | 0 | 0 | 0 | 0 | 0 | 0 | 0 | 0 | 0 | 0 | 0 | 0 | 0
F3_Commercial_School_New_Generation_Electric_Solar PV_E4 | F3 | Commercial | School | New | Generation | Electric | Solar PV | E4 | PACT BC Ratio | 0 | 0 | 0 | 0 | 0 | 0 | 0 | 0 | 0 | 0 | 0 | 0 | 0 | 0 | 0 | 0 | 0 | 0 | 0 | 0 | 0 | 0 | 0 | 0 | 0 | 0 | 0 | 0 | 0 | 0
F3_Commercial_School_New_Generation_Electric_Solar PV_E5 | F3 | Commercial | School | New | Generation | Electric | Solar PV | E5 | PACT BC Ratio | 0 | 0 | 0 | 0 | 0 | 0 | 0 | 0 | 0 | 0 | 0 | 0 | 0 | 0 | 0 | 0 | 0 | 0 | 0 | 0 | 0 | 0 | 0 | 0 | 0 | 0 | 0 | 0 | 0 | 0
F3_Commercial_School_New_Generation_Electric_Solar PV_E6 | F3 | Commercial | School | New | Generation | Electric | Solar PV | E6 | PACT BC Ratio | 0 | 0 | 0 | 0 | 0 | 0 | 0 | 0 | 0 | 0 | 0 | 0 | 0 | 0 | 0 | 0 | 0 | 0 | 0 | 0 | 0 | 0 | 0 | 0 | 0 | 0 | 0 | 0 | 0 | 0
F3_Commercial_School_New_Generation_Electric_Solar PV_E7 | F3 | Commercial | School | New | Generation | Electric | Solar PV | E7 | PACT BC Ratio | 0 | 0 | 0 | 0 | 0 | 0 | 0 | 0 | 0 | 0 | 0 | 0 | 0 | 0 | 0 | 0 | 0 | 0 | 0 | 0 | 0 | 0 | 0 | 0 | 0 | 0 | 0 | 0 | 0 | 0
F3_Commercial_School_New_Generation_Electric_Solar PV_E8 | F3 | Commercial | School | New | Generation | Electric | Solar PV | E8 | PACT BC Ratio | 0 | 0 | 0 | 0 | 0 | 0 | 0 | 0 | 0 | 0 | 0 | 0 | 0 | 0 | 0 | 0 | 0 | 0 | 0 | 0 | 0 | 0 | 0 | 0 | 0 | 0 | 0 | 0 | 0 | 0
F3_Commercial_School_New_Generation_Electric_Solar PV_E9 | F3 | Commercial | School | New | Generation | Electric | Solar PV | E9 | PACT BC Ratio | 0 | 0 | 0 | 0 | 0 | 0 | 0 | 0 | 0 | 0 | 0 | 0 | 0 | 0 | 0 | 0 | 0 | 0 | 0 | 0 | 0 | 0 | 0 | 0 | 0 | 0 | 0 | 0 | 0 | 0
F3_Commercial_School_New_Generation_Electric_Solar PV_E10 | F3 | Commercial | School | New | Generation | Electric | Solar PV | E10 | PACT BC Ratio | 0 | 0 | 0 | 0 | 0 | 0 | 0 | 0 | 0 | 0 | 0 | 0 | 0 | 0 | 0 | 0 | 0 | 0 | 0 | 0 | 0 | 0 | 0 | 0 | 0 | 0 | 0 | 0 | 0 | 0
F4_Commercial_School_New_Generation_Electric_Solar PV_E1 | F4 | Commercial | School | New | Generation | Electric | Solar PV | E1 | RVT BC Ratio | 0 | 0 | 0 | 0 | 0 | 0 | 0 | 0 | 0 | 0 | 0 | 0 | 0 | 0 | 0 | 0 | 0 | 0 | 0 | 0 | 0 | 0 | 0 | 0 | 0 | 0 | 0 | 0 | 0 | 0
F4_Commercial_School_New_Generation_Electric_Solar PV_E2 | F4 | Commercial | School | New | Generation | Electric | Solar PV | E2 | RVT BC Ratio | 0 | 0 | 0 | 0 | 0 | 0 | 0 | 0 | 0 | 0 | 0 | 0 | 0 | 0 | 0 | 0 | 0 | 0 | 0 | 0 | 0 | 0 | 0 | 0 | 0 | 0 | 0 | 0 | 0 | 0
F4_Commercial_School_New_Generation_Electric_Solar PV_E3 | F4 | Commercial | School | New | Generation | Electric | Solar PV | E3 | RVT BC Ratio | 0 | 0 | 0 | 0 | 0 | 0 | 0 | 0 | 0 | 0 | 0 | 0 | 0 | 0 | 0 | 0 | 0 | 0 | 0 | 0 | 0 | 0 | 0 | 0 | 0 | 0 | 0 | 0 | 0 | 0
F4_Commercial_School_New_Generation_Electric_Solar PV_E4 | F4 | Commercial | School | New | Generation | Electric | Solar PV | E4 | RVT BC Ratio | 0 | 0 | 0 | 0 | 0 | 0 | 0 | 0 | 0 | 0 | 0 | 0 | 0 | 0 | 0 | 0 | 0 | 0 | 0 | 0 | 0 | 0 | 0 | 0 | 0 | 0 | 0 | 0 | 0 | 0
F4_Commercial_School_New_Generation_Electric_Solar PV_E5 | F4 | Commercial | School | New | Generation | Electric | Solar PV | E5 | RVT BC Ratio | 0 | 0 | 0 | 0 | 0 | 0 | 0 | 0 | 0 | 0 | 0 | 0 | 0 | 0 | 0 | 0 | 0 | 0 | 0 | 0 | 0 | 0 | 0 | 0 | 0 | 0 | 0 | 0 | 0 | 0
F4_Commercial_School_New_Generation_Electric_Solar PV_E6 | F4 | Commercial | School | New | Generation | Electric | Solar PV | E6 | RVT BC Ratio | 0 | 0 | 0 | 0 | 0 | 0 | 0 | 0 | 0 | 0 | 0 | 0 | 0 | 0 | 0 | 0 | 0 | 0 | 0 | 0 | 0 | 0 | 0 | 0 | 0 | 0 | 0 | 0 | 0 | 0
F4_Commercial_School_New_Generation_Electric_Solar PV_E7 | F4 | Commercial | School | New | Generation | Electric | Solar PV | E7 | RVT BC Ratio | 0 | 0 | 0 | 0 | 0 | 0 | 0 | 0 | 0 | 0 | 0 | 0 | 0 | 0 | 0 | 0 | 0 | 0 | 0 | 0 | 0 | 0 | 0 | 0 | 0 | 0 | 0 | 0 | 0 | 0
F4_Commercial_School_New_Generation_Electric_Solar PV_E8 | F4 | Commercial | School | New | Generation | Electric | Solar PV | E8 | RVT BC Ratio | 0 | 0 | 0 | 0 | 0 | 0 | 0 | 0 | 0 | 0 | 0 | 0 | 0 | 0 | 0 | 0 | 0 | 0 | 0 | 0 | 0 | 0 | 0 | 0 | 0 | 0 | 0 | 0 | 0 | 0
F4_Commercial_School_New_Generation_Electric_Solar PV_E9 | F4 | Commercial | School | New | Generation | Electric | Solar PV | E9 | RVT BC Ratio | 0 | 0 | 0 | 0 | 0 | 0 | 0 | 0 | 0 | 0 | 0 | 0 | 0 | 0 | 0 | 0 | 0 | 0 | 0 | 0 | 0 | 0 | 0 | 0 | 0 | 0 | 0 | 0 | 0 | 0
F4_Commercial_School_New_Generation_Electric_Solar PV_E10 | F4 | Commercial | School | New | Generation | Electric | Solar PV | E10 | RVT BC Ratio | 0 | 0 | 0 | 0 | 0 | 0 | 0 | 0 | 0 | 0 | 0 | 0 | 0 | 0 | 0 | 0 | 0 | 0 | 0 | 0 | 0 | 0 | 0 | 0 | 0 | 0 | 0 | 0 | 0 | 0
F5_Commercial_School_New_Generation_Electric_Solar PV_E1 | F5 | Commercial | School | New | Generation | Electric | Solar PV | E1 | RIM BC Ratio | 0 | 0 | 0 | 0 | 0 | 0 | 0 | 0 | 0 | 0 | 0 | 0 | 0 | 0 | 0 | 0 | 0 | 0 | 0 | 0 | 0 | 0 | 0 | 0 | 0 | 0 | 0 | 0 | 0 | 0
F5_Commercial_School_New_Generation_Electric_Solar PV_E2 | F5 | Commercial | School | New | Generation | Electric | Solar PV | E2 | RIM BC Ratio | 0 | 0 | 0 | 0 | 0 | 0 | 0 | 0 | 0 | 0 | 0 | 0 | 0 | 0 | 0 | 0 | 0 | 0 | 0 | 0 | 0 | 0 | 0 | 0 | 0 | 0 | 0 | 0 | 0 | 0
F5_Commercial_School_New_Generation_Electric_Solar PV_E3 | F5 | Commercial | School | New | Generation | Electric | Solar PV | E3 | RIM BC Ratio | 0 | 0 | 0 | 0 | 0 | 0 | 0 | 0 | 0 | 0 | 0 | 0 | 0 | 0 | 0 | 0 | 0 | 0 | 0 | 0 | 0 | 0 | 0 | 0 | 0 | 0 | 0 | 0 | 0 | 0
F5_Commercial_School_New_Generation_Electric_Solar PV_E4 | F5 | Commercial | School | New | Generation | Electric | Solar PV | E4 | RIM BC Ratio | 0 | 0 | 0 | 0 | 0 | 0 | 0 | 0 | 0 | 0 | 0 | 0 | 0 | 0 | 0 | 0 | 0 | 0 | 0 | 0 | 0 | 0 | 0 | 0 | 0 | 0 | 0 | 0 | 0 | 0
F5_Commercial_School_New_Generation_Electric_Solar PV_E5 | F5 | Commercial | School | New | Generation | Electric | Solar PV | E5 | RIM BC Ratio | 0 | 0 | 0 | 0 | 0 | 0 | 0 | 0 | 0 | 0 | 0 | 0 | 0 | 0 | 0 | 0 | 0 | 0 | 0 | 0 | 0 | 0 | 0 | 0 | 0 | 0 | 0 | 0 | 0 | 0
F5_Commercial_School_New_Generation_Electric_Solar PV_E6 | F5 | Commercial | School | New | Generation | Electric | Solar PV | E6 | RIM BC Ratio | 0 | 0 | 0 | 0 | 0 | 0 | 0 | 0 | 0 | 0 | 0 | 0 | 0 | 0 | 0 | 0 | 0 | 0 | 0 | 0 | 0 | 0 | 0 | 0 | 0 | 0 | 0 | 0 | 0 | 0
F5_Commercial_School_New_Generation_Electric_Solar PV_E7 | F5 | Commercial | School | New | Generation | Electric | Solar PV | E7 | RIM BC Ratio | 0 | 0 | 0 | 0 | 0 | 0 | 0 | 0 | 0 | 0 | 0 | 0 | 0 | 0 | 0 | 0 | 0 | 0 | 0 | 0 | 0 | 0 | 0 | 0 | 0 | 0 | 0 | 0 | 0 | 0
F5_Commercial_School_New_Generation_Electric_Solar PV_E8 | F5 | Commercial | School | New | Generation | Electric | Solar PV | E8 | RIM BC Ratio | 0 | 0 | 0 | 0 | 0 | 0 | 0 | 0 | 0 | 0 | 0 | 0 | 0 | 0 | 0 | 0 | 0 | 0 | 0 | 0 | 0 | 0 | 0 | 0 | 0 | 0 | 0 | 0 | 0 | 0
F5_Commercial_School_New_Generation_Electric_Solar PV_E9 | F5 | Commercial | School | New | Generation | Electric | Solar PV | E9 | RIM BC Ratio | 0 | 0 | 0 | 0 | 0 | 0 | 0 | 0 | 0 | 0 | 0 | 0 | 0 | 0 | 0 | 0 | 0 | 0 | 0 | 0 | 0 | 0 | 0 | 0 | 0 | 0 | 0 | 0 | 0 | 0
F5_Commercial_School_New_Generation_Electric_Solar PV_E10 | F5 | Commercial | School | New | Generation | Electric | Solar PV | E10 | RIM BC Ratio | 0 | 0 | 0 | 0 | 0 | 0 | 0 | 0 | 0 | 0 | 0 | 0 | 0 | 0 | 0 | 0 | 0 | 0 | 0 | 0 | 0 | 0 | 0 | 0 | 0 | 0 | 0 | 0 | 0 | 0
F0_Commercial_Lodging_Existing_Cooling_Electric_Air-Cooled Chiller_E0 | F0 | Commercial | Lodging | Existing | Cooling | Electric | Air-Cooled Chiller | E0 | Economic Unit | 0 | 0 | 0 | 0 | 0 | 0 | 0 | 0 | 0 | 0 | 0 | 0 | 0 | 0 | 0 | 0 | 0 | 0 | 0 | 0 | 0 | 0 | 0 | 0 | 0 | 0 | 0 | 0 | 0 | 0
F1_Commercial_Lodging_Existing_Cooling_Electric_Air-Cooled Chiller_E1 | F1 | Commercial | Lodging | Existing | Cooling | Electric | Air-Cooled Chiller | E1 | CCE | 0 | 0 | 0 | 0 | 0 | 0 | 0 | 0 | 0 | 0 | 0 | 0 | 0 | 0 | 0 | 0 | 0 | 0 | 0 | 0 | 0 | 0 | 0 | 0 | 0 | 0 | 0 | 0 | 0 | 0
F1_Commercial_Lodging_Existing_Cooling_Electric_Air-Cooled Chiller_E2 | F1 | Commercial | Lodging | Existing | Cooling | Electric | Air-Cooled Chiller | E2 | CCE | 0 | 0 | 0 | 0 | 0 | 0 | 0 | 0 | 0 | 0 | 0 | 0 | 0 | 0 | 0 | 0 | 0 | 0 | 0 | 0 | 0 | 0 | 0 | 0 | 0 | 0 | 0 | 0 | 0 | 0
F1_Commercial_Lodging_Existing_Cooling_Electric_Air-Cooled Chiller_E3 | F1 | Commercial | Lodging | Existing | Cooling | Electric | Air-Cooled Chiller | E3 | CCE | 0 | 0 | 0 | 0 | 0 | 0 | 0 | 0 | 0 | 0 | 0 | 0 | 0 | 0 | 0 | 0 | 0 | 0 | 0 | 0 | 0 | 0 | 0 | 0 | 0 | 0 | 0 | 0 | 0 | 0
F1_Commercial_Lodging_Existing_Cooling_Electric_Air-Cooled Chiller_E4 | F1 | Commercial | Lodging | Existing | Cooling | Electric | Air-Cooled Chiller | E4 | CCE | 0 | 0 | 0 | 0 | 0 | 0 | 0 | 0 | 0 | 0 | 0 | 0 | 0 | 0 | 0 | 0 | 0 | 0 | 0 | 0 | 0 | 0 | 0 | 0 | 0 | 0 | 0 | 0 | 0 | 0
F1_Commercial_Lodging_Existing_Cooling_Electric_Air-Cooled Chiller_E5 | F1 | Commercial | Lodging | Existing | Cooling | Electric | Air-Cooled Chiller | E5 | CCE | 0 | 0 | 0 | 0 | 0 | 0 | 0 | 0 | 0 | 0 | 0 | 0 | 0 | 0 | 0 | 0 | 0 | 0 | 0 | 0 | 0 | 0 | 0 | 0 | 0 | 0 | 0 | 0 | 0 | 0
F1_Commercial_Lodging_Existing_Cooling_Electric_Air-Cooled Chiller_E6 | F1 | Commercial | Lodging | Existing | Cooling | Electric | Air-Cooled Chiller | E6 | CCE | 0 | 0 | 0 | 0 | 0 | 0 | 0 | 0 | 0 | 0 | 0 | 0 | 0 | 0 | 0 | 0 | 0 | 0 | 0 | 0 | 0 | 0 | 0 | 0 | 0 | 0 | 0 | 0 | 0 | 0
F1_Commercial_Lodging_Existing_Cooling_Electric_Air-Cooled Chiller_E7 | F1 | Commercial | Lodging | Existing | Cooling | Electric | Air-Cooled Chiller | E7 | CCE | 0 | 0 | 0 | 0 | 0 | 0 | 0 | 0 | 0 | 0 | 0 | 0 | 0 | 0 | 0 | 0 | 0 | 0 | 0 | 0 | 0 | 0 | 0 | 0 | 0 | 0 | 0 | 0 | 0 | 0
F1_Commercial_Lodging_Existing_Cooling_Electric_Air-Cooled Chiller_E8 | F1 | Commercial | Lodging | Existing | Cooling | Electric | Air-Cooled Chiller | E8 | CCE | 0 | 0 | 0 | 0 | 0 | 0 | 0 | 0 | 0 | 0 | 0 | 0 | 0 | 0 | 0 | 0 | 0 | 0 | 0 | 0 | 0 | 0 | 0 | 0 | 0 | 0 | 0 | 0 | 0 | 0
F1_Commercial_Lodging_Existing_Cooling_Electric_Air-Cooled Chiller_E9 | F1 | Commercial | Lodging | Existing | Cooling | Electric | Air-Cooled Chiller | E9 | CCE | 0 | 0 | 0 | 0 | 0 | 0 | 0 | 0 | 0 | 0 | 0 | 0 | 0 | 0 | 0 | 0 | 0 | 0 | 0 | 0 | 0 | 0 | 0 | 0 | 0 | 0 | 0 | 0 | 0 | 0
F1_Commercial_Lodging_Existing_Cooling_Electric_Air-Cooled Chiller_E10 | F1 | Commercial | Lodging | Existing | Cooling | Electric | Air-Cooled Chiller | E10 | CCE | 0 | 0 | 0 | 0 | 0 | 0 | 0 | 0 | 0 | 0 | 0 | 0 | 0 | 0 | 0 | 0 | 0 | 0 | 0 | 0 | 0 | 0 | 0 | 0 | 0 | 0 | 0 | 0 | 0 | 0
F2_Commercial_Lodging_Existing_Cooling_Electric_Air-Cooled Chiller_E1 | F2 | Commercial | Lodging | Existing | Cooling | Electric | Air-Cooled Chiller | E1 | TRC BC Ratio | 0 | 0 | 0 | 0 | 0 | 0 | 0 | 0 | 0 | 0 | 0 | 0 | 0 | 0 | 0 | 0 | 0 | 0 | 0 | 0 | 0 | 0 | 0 | 0 | 0 | 0 | 0 | 0 | 0 | 0
F2_Commercial_Lodging_Existing_Cooling_Electric_Air-Cooled Chiller_E2 | F2 | Commercial | Lodging | Existing | Cooling | Electric | Air-Cooled Chiller | E2 | TRC BC Ratio | 0 | 0 | 0 | 0 | 0 | 0 | 0 | 0 | 0 | 0 | 0 | 0 | 0 | 0 | 0 | 0 | 0 | 0 | 0 | 0 | 0 | 0 | 0 | 0 | 0 | 0 | 0 | 0 | 0 | 0
F2_Commercial_Lodging_Existing_Cooling_Electric_Air-Cooled Chiller_E3 | F2 | Commercial | Lodging | Existing | Cooling | Electric | Air-Cooled Chiller | E3 | TRC BC Ratio | 0 | 0 | 0 | 0 | 0 | 0 | 0 | 0 | 0 | 0 | 0 | 0 | 0 | 0 | 0 | 0 | 0 | 0 | 0 | 0 | 0 | 0 | 0 | 0 | 0 | 0 | 0 | 0 | 0 | 0
F2_Commercial_Lodging_Existing_Cooling_Electric_Air-Cooled Chiller_E4 | F2 | Commercial | Lodging | Existing | Cooling | Electric | Air-Cooled Chiller | E4 | TRC BC Ratio | 0 | 0 | 0 | 0 | 0 | 0 | 0 | 0 | 0 | 0 | 0 | 0 | 0 | 0 | 0 | 0 | 0 | 0 | 0 | 0 | 0 | 0 | 0 | 0 | 0 | 0 | 0 | 0 | 0 | 0
F2_Commercial_Lodging_Existing_Cooling_Electric_Air-Cooled Chiller_E5 | F2 | Commercial | Lodging | Existing | Cooling | Electric | Air-Cooled Chiller | E5 | TRC BC Ratio | 0 | 0 | 0 | 0 | 0 | 0 | 0 | 0 | 0 | 0 | 0 | 0 | 0 | 0 | 0 | 0 | 0 | 0 | 0 | 0 | 0 | 0 | 0 | 0 | 0 | 0 | 0 | 0 | 0 | 0
F2_Commercial_Lodging_Existing_Cooling_Electric_Air-Cooled Chiller_E6 | F2 | Commercial | Lodging | Existing | Cooling | Electric | Air-Cooled Chiller | E6 | TRC BC Ratio | 0 | 0 | 0 | 0 | 0 | 0 | 0 | 0 | 0 | 0 | 0 | 0 | 0 | 0 | 0 | 0 | 0 | 0 | 0 | 0 | 0 | 0 | 0 | 0 | 0 | 0 | 0 | 0 | 0 | 0
F2_Commercial_Lodging_Existing_Cooling_Electric_Air-Cooled Chiller_E7 | F2 | Commercial | Lodging | Existing | Cooling | Electric | Air-Cooled Chiller | E7 | TRC BC Ratio | 0 | 0 | 0 | 0 | 0 | 0 | 0 | 0 | 0 | 0 | 0 | 0 | 0 | 0 | 0 | 0 | 0 | 0 | 0 | 0 | 0 | 0 | 0 | 0 | 0 | 0 | 0 | 0 | 0 | 0
F2_Commercial_Lodging_Existing_Cooling_Electric_Air-Cooled Chiller_E8 | F2 | Commercial | Lodging | Existing | Cooling | Electric | Air-Cooled Chiller | E8 | TRC BC Ratio | 0 | 0 | 0 | 0 | 0 | 0 | 0 | 0 | 0 | 0 | 0 | 0 | 0 | 0 | 0 | 0 | 0 | 0 | 0 | 0 | 0 | 0 | 0 | 0 | 0 | 0 | 0 | 0 | 0 | 0
F2_Commercial_Lodging_Existing_Cooling_Electric_Air-Cooled Chiller_E9 | F2 | Commercial | Lodging | Existing | Cooling | Electric | Air-Cooled Chiller | E9 | TRC BC Ratio | 0 | 0 | 0 | 0 | 0 | 0 | 0 | 0 | 0 | 0 | 0 | 0 | 0 | 0 | 0 | 0 | 0 | 0 | 0 | 0 | 0 | 0 | 0 | 0 | 0 | 0 | 0 | 0 | 0 | 0
F2_Commercial_Lodging_Existing_Cooling_Electric_Air-Cooled Chiller_E10 | F2 | Commercial | Lodging | Existing | Cooling | Electric | Air-Cooled Chiller | E10 | TRC BC Ratio | 0 | 0 | 0 | 0 | 0 | 0 | 0 | 0 | 0 | 0 | 0 | 0 | 0 | 0 | 0 | 0 | 0 | 0 | 0 | 0 | 0 | 0 | 0 | 0 | 0 | 0 | 0 | 0 | 0 | 0
F3_Commercial_Lodging_Existing_Cooling_Electric_Air-Cooled Chiller_E1 | F3 | Commercial | Lodging | Existing | Cooling | Electric | Air-Cooled Chiller | E1 | PACT BC Ratio | 0 | 0 | 0 | 0 | 0 | 0 | 0 | 0 | 0 | 0 | 0 | 0 | 0 | 0 | 0 | 0 | 0 | 0 | 0 | 0 | 0 | 0 | 0 | 0 | 0 | 0 | 0 | 0 | 0 | 0
F3_Commercial_Lodging_Existing_Cooling_Electric_Air-Cooled Chiller_E2 | F3 | Commercial | Lodging | Existing | Cooling | Electric | Air-Cooled Chiller | E2 | PACT BC Ratio | 0 | 0 | 0 | 0 | 0 | 0 | 0 | 0 | 0 | 0 | 0 | 0 | 0 | 0 | 0 | 0 | 0 | 0 | 0 | 0 | 0 | 0 | 0 | 0 | 0 | 0 | 0 | 0 | 0 | 0
F3_Commercial_Lodging_Existing_Cooling_Electric_Air-Cooled Chiller_E3 | F3 | Commercial | Lodging | Existing | Cooling | Electric | Air-Cooled Chiller | E3 | PACT BC Ratio | 0 | 0 | 0 | 0 | 0 | 0 | 0 | 0 | 0 | 0 | 0 | 0 | 0 | 0 | 0 | 0 | 0 | 0 | 0 | 0 | 0 | 0 | 0 | 0 | 0 | 0 | 0 | 0 | 0 | 0
F3_Commercial_Lodging_Existing_Cooling_Electric_Air-Cooled Chiller_E4 | F3 | Commercial | Lodging | Existing | Cooling | Electric | Air-Cooled Chiller | E4 | PACT BC Ratio | 0 | 0 | 0 | 0 | 0 | 0 | 0 | 0 | 0 | 0 | 0 | 0 | 0 | 0 | 0 | 0 | 0 | 0 | 0 | 0 | 0 | 0 | 0 | 0 | 0 | 0 | 0 | 0 | 0 | 0
F3_Commercial_Lodging_Existing_Cooling_Electric_Air-Cooled Chiller_E5 | F3 | Commercial | Lodging | Existing | Cooling | Electric | Air-Cooled Chiller | E5 | PACT BC Ratio | 0 | 0 | 0 | 0 | 0 | 0 | 0 | 0 | 0 | 0 | 0 | 0 | 0 | 0 | 0 | 0 | 0 | 0 | 0 | 0 | 0 | 0 | 0 | 0 | 0 | 0 | 0 | 0 | 0 | 0
F3_Commercial_Lodging_Existing_Cooling_Electric_Air-Cooled Chiller_E6 | F3 | Commercial | Lodging | Existing | Cooling | Electric | Air-Cooled Chiller | E6 | PACT BC Ratio | 0 | 0 | 0 | 0 | 0 | 0 | 0 | 0 | 0 | 0 | 0 | 0 | 0 | 0 | 0 | 0 | 0 | 0 | 0 | 0 | 0 | 0 | 0 | 0 | 0 | 0 | 0 | 0 | 0 | 0
F3_Commercial_Lodging_Existing_Cooling_Electric_Air-Cooled Chiller_E7 | F3 | Commercial | Lodging | Existing | Cooling | Electric | Air-Cooled Chiller | E7 | PACT BC Ratio | 0 | 0 | 0 | 0 | 0 | 0 | 0 | 0 | 0 | 0 | 0 | 0 | 0 | 0 | 0 | 0 | 0 | 0 | 0 | 0 | 0 | 0 | 0 | 0 | 0 | 0 | 0 | 0 | 0 | 0
F3_Commercial_Lodging_Existing_Cooling_Electric_Air-Cooled Chiller_E8 | F3 | Commercial | Lodging | Existing | Cooling | Electric | Air-Cooled Chiller | E8 | PACT BC Ratio | 0 | 0 | 0 | 0 | 0 | 0 | 0 | 0 | 0 | 0 | 0 | 0 | 0 | 0 | 0 | 0 | 0 | 0 | 0 | 0 | 0 | 0 | 0 | 0 | 0 | 0 | 0 | 0 | 0 | 0
F3_Commercial_Lodging_Existing_Cooling_Electric_Air-Cooled Chiller_E9 | F3 | Commercial | Lodging | Existing | Cooling | Electric | Air-Cooled Chiller | E9 | PACT BC Ratio | 0 | 0 | 0 | 0 | 0 | 0 | 0 | 0 | 0 | 0 | 0 | 0 | 0 | 0 | 0 | 0 | 0 | 0 | 0 | 0 | 0 | 0 | 0 | 0 | 0 | 0 | 0 | 0 | 0 | 0
F3_Commercial_Lodging_Existing_Cooling_Electric_Air-Cooled Chiller_E10 | F3 | Commercial | Lodging | Existing | Cooling | Electric | Air-Cooled Chiller | E10 | PACT BC Ratio | 0 | 0 | 0 | 0 | 0 | 0 | 0 | 0 | 0 | 0 | 0 | 0 | 0 | 0 | 0 | 0 | 0 | 0 | 0 | 0 | 0 | 0 | 0 | 0 | 0 | 0 | 0 | 0 | 0 | 0
F4_Commercial_Lodging_Existing_Cooling_Electric_Air-Cooled Chiller_E1 | F4 | Commercial | Lodging | Existing | Cooling | Electric | Air-Cooled Chiller | E1 | RVT BC Ratio | 0 | 0 | 0 | 0 | 0 | 0 | 0 | 0 | 0 | 0 | 0 | 0 | 0 | 0 | 0 | 0 | 0 | 0 | 0 | 0 | 0 | 0 | 0 | 0 | 0 | 0 | 0 | 0 | 0 | 0
F4_Commercial_Lodging_Existing_Cooling_Electric_Air-Cooled Chiller_E2 | F4 | Commercial | Lodging | Existing | Cooling | Electric | Air-Cooled Chiller | E2 | RVT BC Ratio | 0 | 0 | 0 | 0 | 0 | 0 | 0 | 0 | 0 | 0 | 0 | 0 | 0 | 0 | 0 | 0 | 0 | 0 | 0 | 0 | 0 | 0 | 0 | 0 | 0 | 0 | 0 | 0 | 0 | 0
F4_Commercial_Lodging_Existing_Cooling_Electric_Air-Cooled Chiller_E3 | F4 | Commercial | Lodging | Existing | Cooling | Electric | Air-Cooled Chiller | E3 | RVT BC Ratio | 0 | 0 | 0 | 0 | 0 | 0 | 0 | 0 | 0 | 0 | 0 | 0 | 0 | 0 | 0 | 0 | 0 | 0 | 0 | 0 | 0 | 0 | 0 | 0 | 0 | 0 | 0 | 0 | 0 | 0
F4_Commercial_Lodging_Existing_Cooling_Electric_Air-Cooled Chiller_E4 | F4 | Commercial | Lodging | Existing | Cooling | Electric | Air-Cooled Chiller | E4 | RVT BC Ratio | 0 | 0 | 0 | 0 | 0 | 0 | 0 | 0 | 0 | 0 | 0 | 0 | 0 | 0 | 0 | 0 | 0 | 0 | 0 | 0 | 0 | 0 | 0 | 0 | 0 | 0 | 0 | 0 | 0 | 0
F4_Commercial_Lodging_Existing_Cooling_Electric_Air-Cooled Chiller_E5 | F4 | Commercial | Lodging | Existing | Cooling | Electric | Air-Cooled Chiller | E5 | RVT BC Ratio | 0 | 0 | 0 | 0 | 0 | 0 | 0 | 0 | 0 | 0 | 0 | 0 | 0 | 0 | 0 | 0 | 0 | 0 | 0 | 0 | 0 | 0 | 0 | 0 | 0 | 0 | 0 | 0 | 0 | 0
F4_Commercial_Lodging_Existing_Cooling_Electric_Air-Cooled Chiller_E6 | F4 | Commercial | Lodging | Existing | Cooling | Electric | Air-Cooled Chiller | E6 | RVT BC Ratio | 0 | 0 | 0 | 0 | 0 | 0 | 0 | 0 | 0 | 0 | 0 | 0 | 0 | 0 | 0 | 0 | 0 | 0 | 0 | 0 | 0 | 0 | 0 | 0 | 0 | 0 | 0 | 0 | 0 | 0
F4_Commercial_Lodging_Existing_Cooling_Electric_Air-Cooled Chiller_E7 | F4 | Commercial | Lodging | Existing | Cooling | Electric | Air-Cooled Chiller | E7 | RVT BC Ratio | 0 | 0 | 0 | 0 | 0 | 0 | 0 | 0 | 0 | 0 | 0 | 0 | 0 | 0 | 0 | 0 | 0 | 0 | 0 | 0 | 0 | 0 | 0 | 0 | 0 | 0 | 0 | 0 | 0 | 0
F4_Commercial_Lodging_Existing_Cooling_Electric_Air-Cooled Chiller_E8 | F4 | Commercial | Lodging | Existing | Cooling | Electric | Air-Cooled Chiller | E8 | RVT BC Ratio | 0 | 0 | 0 | 0 | 0 | 0 | 0 | 0 | 0 | 0 | 0 | 0 | 0 | 0 | 0 | 0 | 0 | 0 | 0 | 0 | 0 | 0 | 0 | 0 | 0 | 0 | 0 | 0 | 0 | 0
F4_Commercial_Lodging_Existing_Cooling_Electric_Air-Cooled Chiller_E9 | F4 | Commercial | Lodging | Existing | Cooling | Electric | Air-Cooled Chiller | E9 | RVT BC Ratio | 0 | 0 | 0 | 0 | 0 | 0 | 0 | 0 | 0 | 0 | 0 | 0 | 0 | 0 | 0 | 0 | 0 | 0 | 0 | 0 | 0 | 0 | 0 | 0 | 0 | 0 | 0 | 0 | 0 | 0
F4_Commercial_Lodging_Existing_Cooling_Electric_Air-Cooled Chiller_E10 | F4 | Commercial | Lodging | Existing | Cooling | Electric | Air-Cooled Chiller | E10 | RVT BC Ratio | 0 | 0 | 0 | 0 | 0 | 0 | 0 | 0 | 0 | 0 | 0 | 0 | 0 | 0 | 0 | 0 | 0 | 0 | 0 | 0 | 0 | 0 | 0 | 0 | 0 | 0 | 0 | 0 | 0 | 0
F5_Commercial_Lodging_Existing_Cooling_Electric_Air-Cooled Chiller_E1 | F5 | Commercial | Lodging | Existing | Cooling | Electric | Air-Cooled Chiller | E1 | RIM BC Ratio | 0 | 0 | 0 | 0 | 0 | 0 | 0 | 0 | 0 | 0 | 0 | 0 | 0 | 0 | 0 | 0 | 0 | 0 | 0 | 0 | 0 | 0 | 0 | 0 | 0 | 0 | 0 | 0 | 0 | 0
F5_Commercial_Lodging_Existing_Cooling_Electric_Air-Cooled Chiller_E2 | F5 | Commercial | Lodging | Existing | Cooling | Electric | Air-Cooled Chiller | E2 | RIM BC Ratio | 0 | 0 | 0 | 0 | 0 | 0 | 0 | 0 | 0 | 0 | 0 | 0 | 0 | 0 | 0 | 0 | 0 | 0 | 0 | 0 | 0 | 0 | 0 | 0 | 0 | 0 | 0 | 0 | 0 | 0
F5_Commercial_Lodging_Existing_Cooling_Electric_Air-Cooled Chiller_E3 | F5 | Commercial | Lodging | Existing | Cooling | Electric | Air-Cooled Chiller | E3 | RIM BC Ratio | 0 | 0 | 0 | 0 | 0 | 0 | 0 | 0 | 0 | 0 | 0 | 0 | 0 | 0 | 0 | 0 | 0 | 0 | 0 | 0 | 0 | 0 | 0 | 0 | 0 | 0 | 0 | 0 | 0 | 0
F5_Commercial_Lodging_Existing_Cooling_Electric_Air-Cooled Chiller_E4 | F5 | Commercial | Lodging | Existing | Cooling | Electric | Air-Cooled Chiller | E4 | RIM BC Ratio | 0 | 0 | 0 | 0 | 0 | 0 | 0 | 0 | 0 | 0 | 0 | 0 | 0 | 0 | 0 | 0 | 0 | 0 | 0 | 0 | 0 | 0 | 0 | 0 | 0 | 0 | 0 | 0 | 0 | 0
F5_Commercial_Lodging_Existing_Cooling_Electric_Air-Cooled Chiller_E5 | F5 | Commercial | Lodging | Existing | Cooling | Electric | Air-Cooled Chiller | E5 | RIM BC Ratio | 0 | 0 | 0 | 0 | 0 | 0 | 0 | 0 | 0 | 0 | 0 | 0 | 0 | 0 | 0 | 0 | 0 | 0 | 0 | 0 | 0 | 0 | 0 | 0 | 0 | 0 | 0 | 0 | 0 | 0
F5_Commercial_Lodging_Existing_Cooling_Electric_Air-Cooled Chiller_E6 | F5 | Commercial | Lodging | Existing | Cooling | Electric | Air-Cooled Chiller | E6 | RIM BC Ratio | 0 | 0 | 0 | 0 | 0 | 0 | 0 | 0 | 0 | 0 | 0 | 0 | 0 | 0 | 0 | 0 | 0 | 0 | 0 | 0 | 0 | 0 | 0 | 0 | 0 | 0 | 0 | 0 | 0 | 0
F5_Commercial_Lodging_Existing_Cooling_Electric_Air-Cooled Chiller_E7 | F5 | Commercial | Lodging | Existing | Cooling | Electric | Air-Cooled Chiller | E7 | RIM BC Ratio | 0 | 0 | 0 | 0 | 0 | 0 | 0 | 0 | 0 | 0 | 0 | 0 | 0 | 0 | 0 | 0 | 0 | 0 | 0 | 0 | 0 | 0 | 0 | 0 | 0 | 0 | 0 | 0 | 0 | 0
F5_Commercial_Lodging_Existing_Cooling_Electric_Air-Cooled Chiller_E8 | F5 | Commercial | Lodging | Existing | Cooling | Electric | Air-Cooled Chiller | E8 | RIM BC Ratio | 0 | 0 | 0 | 0 | 0 | 0 | 0 | 0 | 0 | 0 | 0 | 0 | 0 | 0 | 0 | 0 | 0 | 0 | 0 | 0 | 0 | 0 | 0 | 0 | 0 | 0 | 0 | 0 | 0 | 0
F5_Commercial_Lodging_Existing_Cooling_Electric_Air-Cooled Chiller_E9 | F5 | Commercial | Lodging | Existing | Cooling | Electric | Air-Cooled Chiller | E9 | RIM BC Ratio | 0 | 0 | 0 | 0 | 0 | 0 | 0 | 0 | 0 | 0 | 0 | 0 | 0 | 0 | 0 | 0 | 0 | 0 | 0 | 0 | 0 | 0 | 0 | 0 | 0 | 0 | 0 | 0 | 0 | 0
F5_Commercial_Lodging_Existing_Cooling_Electric_Air-Cooled Chiller_E10 | F5 | Commercial | Lodging | Existing | Cooling | Electric | Air-Cooled Chiller | E10 | RIM BC Ratio | 0 | 0 | 0 | 0 | 0 | 0 | 0 | 0 | 0 | 0 | 0 | 0 | 0 | 0 | 0 | 0 | 0 | 0 | 0 | 0 | 0 | 0 | 0 | 0 | 0 | 0 | 0 | 0 | 0 | 0
F0_Commercial_Lodging_Existing_Cooling_Electric_Water-Cooled Chiller_E0 | F0 | Commercial | Lodging | Existing | Cooling | Electric | Water-Cooled Chiller | E0 | Economic Unit | 0 | 0 | 0 | 0 | 0 | 0 | 0 | 0 | 0 | 0 | 0 | 0 | 0 | 0 | 0 | 0 | 0 | 0 | 0 | 0 | 0 | 0 | 0 | 0 | 0 | 0 | 0 | 0 | 0 | 0
F1_Commercial_Lodging_Existing_Cooling_Electric_Water-Cooled Chiller_E1 | F1 | Commercial | Lodging | Existing | Cooling | Electric | Water-Cooled Chiller | E1 | CCE | 0 | 0 | 0 | 0 | 0 | 0 | 0 | 0 | 0 | 0 | 0 | 0 | 0 | 0 | 0 | 0 | 0 | 0 | 0 | 0 | 0 | 0 | 0 | 0 | 0 | 0 | 0 | 0 | 0 | 0
F1_Commercial_Lodging_Existing_Cooling_Electric_Water-Cooled Chiller_E2 | F1 | Commercial | Lodging | Existing | Cooling | Electric | Water-Cooled Chiller | E2 | CCE | 0 | 0 | 0 | 0 | 0 | 0 | 0 | 0 | 0 | 0 | 0 | 0 | 0 | 0 | 0 | 0 | 0 | 0 | 0 | 0 | 0 | 0 | 0 | 0 | 0 | 0 | 0 | 0 | 0 | 0
F1_Commercial_Lodging_Existing_Cooling_Electric_Water-Cooled Chiller_E3 | F1 | Commercial | Lodging | Existing | Cooling | Electric | Water-Cooled Chiller | E3 | CCE | 0 | 0 | 0 | 0 | 0 | 0 | 0 | 0 | 0 | 0 | 0 | 0 | 0 | 0 | 0 | 0 | 0 | 0 | 0 | 0 | 0 | 0 | 0 | 0 | 0 | 0 | 0 | 0 | 0 | 0
F1_Commercial_Lodging_Existing_Cooling_Electric_Water-Cooled Chiller_E4 | F1 | Commercial | Lodging | Existing | Cooling | Electric | Water-Cooled Chiller | E4 | CCE | 0 | 0 | 0 | 0 | 0 | 0 | 0 | 0 | 0 | 0 | 0 | 0 | 0 | 0 | 0 | 0 | 0 | 0 | 0 | 0 | 0 | 0 | 0 | 0 | 0 | 0 | 0 | 0 | 0 | 0
F1_Commercial_Lodging_Existing_Cooling_Electric_Water-Cooled Chiller_E5 | F1 | Commercial | Lodging | Existing | Cooling | Electric | Water-Cooled Chiller | E5 | CCE | 0 | 0 | 0 | 0 | 0 | 0 | 0 | 0 | 0 | 0 | 0 | 0 | 0 | 0 | 0 | 0 | 0 | 0 | 0 | 0 | 0 | 0 | 0 | 0 | 0 | 0 | 0 | 0 | 0 | 0
F1_Commercial_Lodging_Existing_Cooling_Electric_Water-Cooled Chiller_E6 | F1 | Commercial | Lodging | Existing | Cooling | Electric | Water-Cooled Chiller | E6 | CCE | 0 | 0 | 0 | 0 | 0 | 0 | 0 | 0 | 0 | 0 | 0 | 0 | 0 | 0 | 0 | 0 | 0 | 0 | 0 | 0 | 0 | 0 | 0 | 0 | 0 | 0 | 0 | 0 | 0 | 0
F1_Commercial_Lodging_Existing_Cooling_Electric_Water-Cooled Chiller_E7 | F1 | Commercial | Lodging | Existing | Cooling | Electric | Water-Cooled Chiller | E7 | CCE | 0 | 0 | 0 | 0 | 0 | 0 | 0 | 0 | 0 | 0 | 0 | 0 | 0 | 0 | 0 | 0 | 0 | 0 | 0 | 0 | 0 | 0 | 0 | 0 | 0 | 0 | 0 | 0 | 0 | 0
F1_Commercial_Lodging_Existing_Cooling_Electric_Water-Cooled Chiller_E8 | F1 | Commercial | Lodging | Existing | Cooling | Electric | Water-Cooled Chiller | E8 | CCE | 0 | 0 | 0 | 0 | 0 | 0 | 0 | 0 | 0 | 0 | 0 | 0 | 0 | 0 | 0 | 0 | 0 | 0 | 0 | 0 | 0 | 0 | 0 | 0 | 0 | 0 | 0 | 0 | 0 | 0
F1_Commercial_Lodging_Existing_Cooling_Electric_Water-Cooled Chiller_E9 | F1 | Commercial | Lodging | Existing | Cooling | Electric | Water-Cooled Chiller | E9 | CCE | 0 | 0 | 0 | 0 | 0 | 0 | 0 | 0 | 0 | 0 | 0 | 0 | 0 | 0 | 0 | 0 | 0 | 0 | 0 | 0 | 0 | 0 | 0 | 0 | 0 | 0 | 0 | 0 | 0 | 0
F1_Commercial_Lodging_Existing_Cooling_Electric_Water-Cooled Chiller_E10 | F1 | Commercial | Lodging | Existing | Cooling | Electric | Water-Cooled Chiller | E10 | CCE | 0 | 0 | 0 | 0 | 0 | 0 | 0 | 0 | 0 | 0 | 0 | 0 | 0 | 0 | 0 | 0 | 0 | 0 | 0 | 0 | 0 | 0 | 0 | 0 | 0 | 0 | 0 | 0 | 0 | 0
F2_Commercial_Lodging_Existing_Cooling_Electric_Water-Cooled Chiller_E1 | F2 | Commercial | Lodging | Existing | Cooling | Electric | Water-Cooled Chiller | E1 | TRC BC Ratio | 0 | 0 | 0 | 0 | 0 | 0 | 0 | 0 | 0 | 0 | 0 | 0 | 0 | 0 | 0 | 0 | 0 | 0 | 0 | 0 | 0 | 0 | 0 | 0 | 0 | 0 | 0 | 0 | 0 | 0
F2_Commercial_Lodging_Existing_Cooling_Electric_Water-Cooled Chiller_E2 | F2 | Commercial | Lodging | Existing | Cooling | Electric | Water-Cooled Chiller | E2 | TRC BC Ratio | 0 | 0 | 0 | 0 | 0 | 0 | 0 | 0 | 0 | 0 | 0 | 0 | 0 | 0 | 0 | 0 | 0 | 0 | 0 | 0 | 0 | 0 | 0 | 0 | 0 | 0 | 0 | 0 | 0 | 0
F2_Commercial_Lodging_Existing_Cooling_Electric_Water-Cooled Chiller_E3 | F2 | Commercial | Lodging | Existing | Cooling | Electric | Water-Cooled Chiller | E3 | TRC BC Ratio | 0 | 0 | 0 | 0 | 0 | 0 | 0 | 0 | 0 | 0 | 0 | 0 | 0 | 0 | 0 | 0 | 0 | 0 | 0 | 0 | 0 | 0 | 0 | 0 | 0 | 0 | 0 | 0 | 0 | 0
F2_Commercial_Lodging_Existing_Cooling_Electric_Water-Cooled Chiller_E4 | F2 | Commercial | Lodging | Existing | Cooling | Electric | Water-Cooled Chiller | E4 | TRC BC Ratio | 0 | 0 | 0 | 0 | 0 | 0 | 0 | 0 | 0 | 0 | 0 | 0 | 0 | 0 | 0 | 0 | 0 | 0 | 0 | 0 | 0 | 0 | 0 | 0 | 0 | 0 | 0 | 0 | 0 | 0
F2_Commercial_Lodging_Existing_Cooling_Electric_Water-Cooled Chiller_E5 | F2 | Commercial | Lodging | Existing | Cooling | Electric | Water-Cooled Chiller | E5 | TRC BC Ratio | 0 | 0 | 0 | 0 | 0 | 0 | 0 | 0 | 0 | 0 | 0 | 0 | 0 | 0 | 0 | 0 | 0 | 0 | 0 | 0 | 0 | 0 | 0 | 0 | 0 | 0 | 0 | 0 | 0 | 0
F2_Commercial_Lodging_Existing_Cooling_Electric_Water-Cooled Chiller_E6 | F2 | Commercial | Lodging | Existing | Cooling | Electric | Water-Cooled Chiller | E6 | TRC BC Ratio | 0 | 0 | 0 | 0 | 0 | 0 | 0 | 0 | 0 | 0 | 0 | 0 | 0 | 0 | 0 | 0 | 0 | 0 | 0 | 0 | 0 | 0 | 0 | 0 | 0 | 0 | 0 | 0 | 0 | 0
F2_Commercial_Lodging_Existing_Cooling_Electric_Water-Cooled Chiller_E7 | F2 | Commercial | Lodging | Existing | Cooling | Electric | Water-Cooled Chiller | E7 | TRC BC Ratio | 0 | 0 | 0 | 0 | 0 | 0 | 0 | 0 | 0 | 0 | 0 | 0 | 0 | 0 | 0 | 0 | 0 | 0 | 0 | 0 | 0 | 0 | 0 | 0 | 0 | 0 | 0 | 0 | 0 | 0
F2_Commercial_Lodging_Existing_Cooling_Electric_Water-Cooled Chiller_E8 | F2 | Commercial | Lodging | Existing | Cooling | Electric | Water-Cooled Chiller | E8 | TRC BC Ratio | 0 | 0 | 0 | 0 | 0 | 0 | 0 | 0 | 0 | 0 | 0 | 0 | 0 | 0 | 0 | 0 | 0 | 0 | 0 | 0 | 0 | 0 | 0 | 0 | 0 | 0 | 0 | 0 | 0 | 0
F2_Commercial_Lodging_Existing_Cooling_Electric_Water-Cooled Chiller_E9 | F2 | Commercial | Lodging | Existing | Cooling | Electric | Water-Cooled Chiller | E9 | TRC BC Ratio | 0 | 0 | 0 | 0 | 0 | 0 | 0 | 0 | 0 | 0 | 0 | 0 | 0 | 0 | 0 | 0 | 0 | 0 | 0 | 0 | 0 | 0 | 0 | 0 | 0 | 0 | 0 | 0 | 0 | 0
F2_Commercial_Lodging_Existing_Cooling_Electric_Water-Cooled Chiller_E10 | F2 | Commercial | Lodging | Existing | Cooling | Electric | Water-Cooled Chiller | E10 | TRC BC Ratio | 0 | 0 | 0 | 0 | 0 | 0 | 0 | 0 | 0 | 0 | 0 | 0 | 0 | 0 | 0 | 0 | 0 | 0 | 0 | 0 | 0 | 0 | 0 | 0 | 0 | 0 | 0 | 0 | 0 | 0
F3_Commercial_Lodging_Existing_Cooling_Electric_Water-Cooled Chiller_E1 | F3 | Commercial | Lodging | Existing | Cooling | Electric | Water-Cooled Chiller | E1 | PACT BC Ratio | 0 | 0 | 0 | 0 | 0 | 0 | 0 | 0 | 0 | 0 | 0 | 0 | 0 | 0 | 0 | 0 | 0 | 0 | 0 | 0 | 0 | 0 | 0 | 0 | 0 | 0 | 0 | 0 | 0 | 0
F3_Commercial_Lodging_Existing_Cooling_Electric_Water-Cooled Chiller_E2 | F3 | Commercial | Lodging | Existing | Cooling | Electric | Water-Cooled Chiller | E2 | PACT BC Ratio | 0 | 0 | 0 | 0 | 0 | 0 | 0 | 0 | 0 | 0 | 0 | 0 | 0 | 0 | 0 | 0 | 0 | 0 | 0 | 0 | 0 | 0 | 0 | 0 | 0 | 0 | 0 | 0 | 0 | 0
F3_Commercial_Lodging_Existing_Cooling_Electric_Water-Cooled Chiller_E3 | F3 | Commercial | Lodging | Existing | Cooling | Electric | Water-Cooled Chiller | E3 | PACT BC Ratio | 0 | 0 | 0 | 0 | 0 | 0 | 0 | 0 | 0 | 0 | 0 | 0 | 0 | 0 | 0 | 0 | 0 | 0 | 0 | 0 | 0 | 0 | 0 | 0 | 0 | 0 | 0 | 0 | 0 | 0
F3_Commercial_Lodging_Existing_Cooling_Electric_Water-Cooled Chiller_E4 | F3 | Commercial | Lodging | Existing | Cooling | Electric | Water-Cooled Chiller | E4 | PACT BC Ratio | 0 | 0 | 0 | 0 | 0 | 0 | 0 | 0 | 0 | 0 | 0 | 0 | 0 | 0 | 0 | 0 | 0 | 0 | 0 | 0 | 0 | 0 | 0 | 0 | 0 | 0 | 0 | 0 | 0 | 0
F3_Commercial_Lodging_Existing_Cooling_Electric_Water-Cooled Chiller_E5 | F3 | Commercial | Lodging | Existing | Cooling | Electric | Water-Cooled Chiller | E5 | PACT BC Ratio | 0 | 0 | 0 | 0 | 0 | 0 | 0 | 0 | 0 | 0 | 0 | 0 | 0 | 0 | 0 | 0 | 0 | 0 | 0 | 0 | 0 | 0 | 0 | 0 | 0 | 0 | 0 | 0 | 0 | 0
F3_Commercial_Lodging_Existing_Cooling_Electric_Water-Cooled Chiller_E6 | F3 | Commercial | Lodging | Existing | Cooling | Electric | Water-Cooled Chiller | E6 | PACT BC Ratio | 0 | 0 | 0 | 0 | 0 | 0 | 0 | 0 | 0 | 0 | 0 | 0 | 0 | 0 | 0 | 0 | 0 | 0 | 0 | 0 | 0 | 0 | 0 | 0 | 0 | 0 | 0 | 0 | 0 | 0
F3_Commercial_Lodging_Existing_Cooling_Electric_Water-Cooled Chiller_E7 | F3 | Commercial | Lodging | Existing | Cooling | Electric | Water-Cooled Chiller | E7 | PACT BC Ratio | 0 | 0 | 0 | 0 | 0 | 0 | 0 | 0 | 0 | 0 | 0 | 0 | 0 | 0 | 0 | 0 | 0 | 0 | 0 | 0 | 0 | 0 | 0 | 0 | 0 | 0 | 0 | 0 | 0 | 0
F3_Commercial_Lodging_Existing_Cooling_Electric_Water-Cooled Chiller_E8 | F3 | Commercial | Lodging | Existing | Cooling | Electric | Water-Cooled Chiller | E8 | PACT BC Ratio | 0 | 0 | 0 | 0 | 0 | 0 | 0 | 0 | 0 | 0 | 0 | 0 | 0 | 0 | 0 | 0 | 0 | 0 | 0 | 0 | 0 | 0 | 0 | 0 | 0 | 0 | 0 | 0 | 0 | 0
F3_Commercial_Lodging_Existing_Cooling_Electric_Water-Cooled Chiller_E9 | F3 | Commercial | Lodging | Existing | Cooling | Electric | Water-Cooled Chiller | E9 | PACT BC Ratio | 0 | 0 | 0 | 0 | 0 | 0 | 0 | 0 | 0 | 0 | 0 | 0 | 0 | 0 | 0 | 0 | 0 | 0 | 0 | 0 | 0 | 0 | 0 | 0 | 0 | 0 | 0 | 0 | 0 | 0
F3_Commercial_Lodging_Existing_Cooling_Electric_Water-Cooled Chiller_E10 | F3 | Commercial | Lodging | Existing | Cooling | Electric | Water-Cooled Chiller | E10 | PACT BC Ratio | 0 | 0 | 0 | 0 | 0 | 0 | 0 | 0 | 0 | 0 | 0 | 0 | 0 | 0 | 0 | 0 | 0 | 0 | 0 | 0 | 0 | 0 | 0 | 0 | 0 | 0 | 0 | 0 | 0 | 0
F4_Commercial_Lodging_Existing_Cooling_Electric_Water-Cooled Chiller_E1 | F4 | Commercial | Lodging | Existing | Cooling | Electric | Water-Cooled Chiller | E1 | RVT BC Ratio | 0 | 0 | 0 | 0 | 0 | 0 | 0 | 0 | 0 | 0 | 0 | 0 | 0 | 0 | 0 | 0 | 0 | 0 | 0 | 0 | 0 | 0 | 0 | 0 | 0 | 0 | 0 | 0 | 0 | 0
F4_Commercial_Lodging_Existing_Cooling_Electric_Water-Cooled Chiller_E2 | F4 | Commercial | Lodging | Existing | Cooling | Electric | Water-Cooled Chiller | E2 | RVT BC Ratio | 0 | 0 | 0 | 0 | 0 | 0 | 0 | 0 | 0 | 0 | 0 | 0 | 0 | 0 | 0 | 0 | 0 | 0 | 0 | 0 | 0 | 0 | 0 | 0 | 0 | 0 | 0 | 0 | 0 | 0
F4_Commercial_Lodging_Existing_Cooling_Electric_Water-Cooled Chiller_E3 | F4 | Commercial | Lodging | Existing | Cooling | Electric | Water-Cooled Chiller | E3 | RVT BC Ratio | 0 | 0 | 0 | 0 | 0 | 0 | 0 | 0 | 0 | 0 | 0 | 0 | 0 | 0 | 0 | 0 | 0 | 0 | 0 | 0 | 0 | 0 | 0 | 0 | 0 | 0 | 0 | 0 | 0 | 0
F4_Commercial_Lodging_Existing_Cooling_Electric_Water-Cooled Chiller_E4 | F4 | Commercial | Lodging | Existing | Cooling | Electric | Water-Cooled Chiller | E4 | RVT BC Ratio | 0 | 0 | 0 | 0 | 0 | 0 | 0 | 0 | 0 | 0 | 0 | 0 | 0 | 0 | 0 | 0 | 0 | 0 | 0 | 0 | 0 | 0 | 0 | 0 | 0 | 0 | 0 | 0 | 0 | 0
F4_Commercial_Lodging_Existing_Cooling_Electric_Water-Cooled Chiller_E5 | F4 | Commercial | Lodging | Existing | Cooling | Electric | Water-Cooled Chiller | E5 | RVT BC Ratio | 0 | 0 | 0 | 0 | 0 | 0 | 0 | 0 | 0 | 0 | 0 | 0 | 0 | 0 | 0 | 0 | 0 | 0 | 0 | 0 | 0 | 0 | 0 | 0 | 0 | 0 | 0 | 0 | 0 | 0
F4_Commercial_Lodging_Existing_Cooling_Electric_Water-Cooled Chiller_E6 | F4 | Commercial | Lodging | Existing | Cooling | Electric | Water-Cooled Chiller | E6 | RVT BC Ratio | 0 | 0 | 0 | 0 | 0 | 0 | 0 | 0 | 0 | 0 | 0 | 0 | 0 | 0 | 0 | 0 | 0 | 0 | 0 | 0 | 0 | 0 | 0 | 0 | 0 | 0 | 0 | 0 | 0 | 0
F4_Commercial_Lodging_Existing_Cooling_Electric_Water-Cooled Chiller_E7 | F4 | Commercial | Lodging | Existing | Cooling | Electric | Water-Cooled Chiller | E7 | RVT BC Ratio | 0 | 0 | 0 | 0 | 0 | 0 | 0 | 0 | 0 | 0 | 0 | 0 | 0 | 0 | 0 | 0 | 0 | 0 | 0 | 0 | 0 | 0 | 0 | 0 | 0 | 0 | 0 | 0 | 0 | 0
F4_Commercial_Lodging_Existing_Cooling_Electric_Water-Cooled Chiller_E8 | F4 | Commercial | Lodging | Existing | Cooling | Electric | Water-Cooled Chiller | E8 | RVT BC Ratio | 0 | 0 | 0 | 0 | 0 | 0 | 0 | 0 | 0 | 0 | 0 | 0 | 0 | 0 | 0 | 0 | 0 | 0 | 0 | 0 | 0 | 0 | 0 | 0 | 0 | 0 | 0 | 0 | 0 | 0
F4_Commercial_Lodging_Existing_Cooling_Electric_Water-Cooled Chiller_E9 | F4 | Commercial | Lodging | Existing | Cooling | Electric | Water-Cooled Chiller | E9 | RVT BC Ratio | 0 | 0 | 0 | 0 | 0 | 0 | 0 | 0 | 0 | 0 | 0 | 0 | 0 | 0 | 0 | 0 | 0 | 0 | 0 | 0 | 0 | 0 | 0 | 0 | 0 | 0 | 0 | 0 | 0 | 0
F4_Commercial_Lodging_Existing_Cooling_Electric_Water-Cooled Chiller_E10 | F4 | Commercial | Lodging | Existing | Cooling | Electric | Water-Cooled Chiller | E10 | RVT BC Ratio | 0 | 0 | 0 | 0 | 0 | 0 | 0 | 0 | 0 | 0 | 0 | 0 | 0 | 0 | 0 | 0 | 0 | 0 | 0 | 0 | 0 | 0 | 0 | 0 | 0 | 0 | 0 | 0 | 0 | 0
F5_Commercial_Lodging_Existing_Cooling_Electric_Water-Cooled Chiller_E1 | F5 | Commercial | Lodging | Existing | Cooling | Electric | Water-Cooled Chiller | E1 | RIM BC Ratio | 0 | 0 | 0 | 0 | 0 | 0 | 0 | 0 | 0 | 0 | 0 | 0 | 0 | 0 | 0 | 0 | 0 | 0 | 0 | 0 | 0 | 0 | 0 | 0 | 0 | 0 | 0 | 0 | 0 | 0
F5_Commercial_Lodging_Existing_Cooling_Electric_Water-Cooled Chiller_E2 | F5 | Commercial | Lodging | Existing | Cooling | Electric | Water-Cooled Chiller | E2 | RIM BC Ratio | 0 | 0 | 0 | 0 | 0 | 0 | 0 | 0 | 0 | 0 | 0 | 0 | 0 | 0 | 0 | 0 | 0 | 0 | 0 | 0 | 0 | 0 | 0 | 0 | 0 | 0 | 0 | 0 | 0 | 0
F5_Commercial_Lodging_Existing_Cooling_Electric_Water-Cooled Chiller_E3 | F5 | Commercial | Lodging | Existing | Cooling | Electric | Water-Cooled Chiller | E3 | RIM BC Ratio | 0 | 0 | 0 | 0 | 0 | 0 | 0 | 0 | 0 | 0 | 0 | 0 | 0 | 0 | 0 | 0 | 0 | 0 | 0 | 0 | 0 | 0 | 0 | 0 | 0 | 0 | 0 | 0 | 0 | 0
F5_Commercial_Lodging_Existing_Cooling_Electric_Water-Cooled Chiller_E4 | F5 | Commercial | Lodging | Existing | Cooling | Electric | Water-Cooled Chiller | E4 | RIM BC Ratio | 0 | 0 | 0 | 0 | 0 | 0 | 0 | 0 | 0 | 0 | 0 | 0 | 0 | 0 | 0 | 0 | 0 | 0 | 0 | 0 | 0 | 0 | 0 | 0 | 0 | 0 | 0 | 0 | 0 | 0
F5_Commercial_Lodging_Existing_Cooling_Electric_Water-Cooled Chiller_E5 | F5 | Commercial | Lodging | Existing | Cooling | Electric | Water-Cooled Chiller | E5 | RIM BC Ratio | 0 | 0 | 0 | 0 | 0 | 0 | 0 | 0 | 0 | 0 | 0 | 0 | 0 | 0 | 0 | 0 | 0 | 0 | 0 | 0 | 0 | 0 | 0 | 0 | 0 | 0 | 0 | 0 | 0 | 0
F5_Commercial_Lodging_Existing_Cooling_Electric_Water-Cooled Chiller_E6 | F5 | Commercial | Lodging | Existing | Cooling | Electric | Water-Cooled Chiller | E6 | RIM BC Ratio | 0 | 0 | 0 | 0 | 0 | 0 | 0 | 0 | 0 | 0 | 0 | 0 | 0 | 0 | 0 | 0 | 0 | 0 | 0 | 0 | 0 | 0 | 0 | 0 | 0 | 0 | 0 | 0 | 0 | 0
F5_Commercial_Lodging_Existing_Cooling_Electric_Water-Cooled Chiller_E7 | F5 | Commercial | Lodging | Existing | Cooling | Electric | Water-Cooled Chiller | E7 | RIM BC Ratio | 0 | 0 | 0 | 0 | 0 | 0 | 0 | 0 | 0 | 0 | 0 | 0 | 0 | 0 | 0 | 0 | 0 | 0 | 0 | 0 | 0 | 0 | 0 | 0 | 0 | 0 | 0 | 0 | 0 | 0
F5_Commercial_Lodging_Existing_Cooling_Electric_Water-Cooled Chiller_E8 | F5 | Commercial | Lodging | Existing | Cooling | Electric | Water-Cooled Chiller | E8 | RIM BC Ratio | 0 | 0 | 0 | 0 | 0 | 0 | 0 | 0 | 0 | 0 | 0 | 0 | 0 | 0 | 0 | 0 | 0 | 0 | 0 | 0 | 0 | 0 | 0 | 0 | 0 | 0 | 0 | 0 | 0 | 0
F5_Commercial_Lodging_Existing_Cooling_Electric_Water-Cooled Chiller_E9 | F5 | Commercial | Lodging | Existing | Cooling | Electric | Water-Cooled Chiller | E9 | RIM BC Ratio | 0 | 0 | 0 | 0 | 0 | 0 | 0 | 0 | 0 | 0 | 0 | 0 | 0 | 0 | 0 | 0 | 0 | 0 | 0 | 0 | 0 | 0 | 0 | 0 | 0 | 0 | 0 | 0 | 0 | 0
F5_Commercial_Lodging_Existing_Cooling_Electric_Water-Cooled Chiller_E10 | F5 | Commercial | Lodging | Existing | Cooling | Electric | Water-Cooled Chiller | E10 | RIM BC Ratio | 0 | 0 | 0 | 0 | 0 | 0 | 0 | 0 | 0 | 0 | 0 | 0 | 0 | 0 | 0 | 0 | 0 | 0 | 0 | 0 | 0 | 0 | 0 | 0 | 0 | 0 | 0 | 0 | 0 | 0
F0_Commercial_Lodging_Existing_Cooling_Electric_RTU_E0 | F0 | Commercial | Lodging | Existing | Cooling | Electric | RTU | E0 | Economic Unit | 0 | 0 | 0 | 0 | 0 | 0 | 0 | 0 | 0 | 0 | 0 | 0 | 0 | 0 | 0 | 0 | 0 | 0 | 0 | 0 | 0 | 0 | 0 | 0 | 0 | 0 | 0 | 0 | 0 | 0
F1_Commercial_Lodging_Existing_Cooling_Electric_RTU_E1 | F1 | Commercial | Lodging | Existing | Cooling | Electric | RTU | E1 | CCE | 0 | 0 | 0 | 0 | 0 | 0 | 0 | 0 | 0 | 0 | 0 | 0 | 0 | 0 | 0 | 0 | 0 | 0 | 0 | 0 | 0 | 0 | 0 | 0 | 0 | 0 | 0 | 0 | 0 | 0
F1_Commercial_Lodging_Existing_Cooling_Electric_RTU_E2 | F1 | Commercial | Lodging | Existing | Cooling | Electric | RTU | E2 | CCE | 0 | 0 | 0 | 0 | 0 | 0 | 0 | 0 | 0 | 0 | 0 | 0 | 0 | 0 | 0 | 0 | 0 | 0 | 0 | 0 | 0 | 0 | 0 | 0 | 0 | 0 | 0 | 0 | 0 | 0
F1_Commercial_Lodging_Existing_Cooling_Electric_RTU_E3 | F1 | Commercial | Lodging | Existing | Cooling | Electric | RTU | E3 | CCE | 0 | 0 | 0 | 0 | 0 | 0 | 0 | 0 | 0 | 0 | 0 | 0 | 0 | 0 | 0 | 0 | 0 | 0 | 0 | 0 | 0 | 0 | 0 | 0 | 0 | 0 | 0 | 0 | 0 | 0
F1_Commercial_Lodging_Existing_Cooling_Electric_RTU_E4 | F1 | Commercial | Lodging | Existing | Cooling | Electric | RTU | E4 | CCE | 0 | 0 | 0 | 0 | 0 | 0 | 0 | 0 | 0 | 0 | 0 | 0 | 0 | 0 | 0 | 0 | 0 | 0 | 0 | 0 | 0 | 0 | 0 | 0 | 0 | 0 | 0 | 0 | 0 | 0
F1_Commercial_Lodging_Existing_Cooling_Electric_RTU_E5 | F1 | Commercial | Lodging | Existing | Cooling | Electric | RTU | E5 | CCE | 0 | 0 | 0 | 0 | 0 | 0 | 0 | 0 | 0 | 0 | 0 | 0 | 0 | 0 | 0 | 0 | 0 | 0 | 0 | 0 | 0 | 0 | 0 | 0 | 0 | 0 | 0 | 0 | 0 | 0
F1_Commercial_Lodging_Existing_Cooling_Electric_RTU_E6 | F1 | Commercial | Lodging | Existing | Cooling | Electric | RTU | E6 | CCE | 0 | 0 | 0 | 0 | 0 | 0 | 0 | 0 | 0 | 0 | 0 | 0 | 0 | 0 | 0 | 0 | 0 | 0 | 0 | 0 | 0 | 0 | 0 | 0 | 0 | 0 | 0 | 0 | 0 | 0
F1_Commercial_Lodging_Existing_Cooling_Electric_RTU_E7 | F1 | Commercial | Lodging | Existing | Cooling | Electric | RTU | E7 | CCE | 0 | 0 | 0 | 0 | 0 | 0 | 0 | 0 | 0 | 0 | 0 | 0 | 0 | 0 | 0 | 0 | 0 | 0 | 0 | 0 | 0 | 0 | 0 | 0 | 0 | 0 | 0 | 0 | 0 | 0
F1_Commercial_Lodging_Existing_Cooling_Electric_RTU_E8 | F1 | Commercial | Lodging | Existing | Cooling | Electric | RTU | E8 | CCE | 0 | 0 | 0 | 0 | 0 | 0 | 0 | 0 | 0 | 0 | 0 | 0 | 0 | 0 | 0 | 0 | 0 | 0 | 0 | 0 | 0 | 0 | 0 | 0 | 0 | 0 | 0 | 0 | 0 | 0
F1_Commercial_Lodging_Existing_Cooling_Electric_RTU_E9 | F1 | Commercial | Lodging | Existing | Cooling | Electric | RTU | E9 | CCE | 0 | 0 | 0 | 0 | 0 | 0 | 0 | 0 | 0 | 0 | 0 | 0 | 0 | 0 | 0 | 0 | 0 | 0 | 0 | 0 | 0 | 0 | 0 | 0 | 0 | 0 | 0 | 0 | 0 | 0
F1_Commercial_Lodging_Existing_Cooling_Electric_RTU_E10 | F1 | Commercial | Lodging | Existing | Cooling | Electric | RTU | E10 | CCE | 0 | 0 | 0 | 0 | 0 | 0 | 0 | 0 | 0 | 0 | 0 | 0 | 0 | 0 | 0 | 0 | 0 | 0 | 0 | 0 | 0 | 0 | 0 | 0 | 0 | 0 | 0 | 0 | 0 | 0
F2_Commercial_Lodging_Existing_Cooling_Electric_RTU_E1 | F2 | Commercial | Lodging | Existing | Cooling | Electric | RTU | E1 | TRC BC Ratio | 0 | 0 | 0 | 0 | 0 | 0 | 0 | 0 | 0 | 0 | 0 | 0 | 0 | 0 | 0 | 0 | 0 | 0 | 0 | 0 | 0 | 0 | 0 | 0 | 0 | 0 | 0 | 0 | 0 | 0
F2_Commercial_Lodging_Existing_Cooling_Electric_RTU_E2 | F2 | Commercial | Lodging | Existing | Cooling | Electric | RTU | E2 | TRC BC Ratio | 0 | 0 | 0 | 0 | 0 | 0 | 0 | 0 | 0 | 0 | 0 | 0 | 0 | 0 | 0 | 0 | 0 | 0 | 0 | 0 | 0 | 0 | 0 | 0 | 0 | 0 | 0 | 0 | 0 | 0
F2_Commercial_Lodging_Existing_Cooling_Electric_RTU_E3 | F2 | Commercial | Lodging | Existing | Cooling | Electric | RTU | E3 | TRC BC Ratio | 0 | 0 | 0 | 0 | 0 | 0 | 0 | 0 | 0 | 0 | 0 | 0 | 0 | 0 | 0 | 0 | 0 | 0 | 0 | 0 | 0 | 0 | 0 | 0 | 0 | 0 | 0 | 0 | 0 | 0
F2_Commercial_Lodging_Existing_Cooling_Electric_RTU_E4 | F2 | Commercial | Lodging | Existing | Cooling | Electric | RTU | E4 | TRC BC Ratio | 0 | 0 | 0 | 0 | 0 | 0 | 0 | 0 | 0 | 0 | 0 | 0 | 0 | 0 | 0 | 0 | 0 | 0 | 0 | 0 | 0 | 0 | 0 | 0 | 0 | 0 | 0 | 0 | 0 | 0
F2_Commercial_Lodging_Existing_Cooling_Electric_RTU_E5 | F2 | Commercial | Lodging | Existing | Cooling | Electric | RTU | E5 | TRC BC Ratio | 0 | 0 | 0 | 0 | 0 | 0 | 0 | 0 | 0 | 0 | 0 | 0 | 0 | 0 | 0 | 0 | 0 | 0 | 0 | 0 | 0 | 0 | 0 | 0 | 0 | 0 | 0 | 0 | 0 | 0
F2_Commercial_Lodging_Existing_Cooling_Electric_RTU_E6 | F2 | Commercial | Lodging | Existing | Cooling | Electric | RTU | E6 | TRC BC Ratio | 0 | 0 | 0 | 0 | 0 | 0 | 0 | 0 | 0 | 0 | 0 | 0 | 0 | 0 | 0 | 0 | 0 | 0 | 0 | 0 | 0 | 0 | 0 | 0 | 0 | 0 | 0 | 0 | 0 | 0
F2_Commercial_Lodging_Existing_Cooling_Electric_RTU_E7 | F2 | Commercial | Lodging | Existing | Cooling | Electric | RTU | E7 | TRC BC Ratio | 0 | 0 | 0 | 0 | 0 | 0 | 0 | 0 | 0 | 0 | 0 | 0 | 0 | 0 | 0 | 0 | 0 | 0 | 0 | 0 | 0 | 0 | 0 | 0 | 0 | 0 | 0 | 0 | 0 | 0
F2_Commercial_Lodging_Existing_Cooling_Electric_RTU_E8 | F2 | Commercial | Lodging | Existing | Cooling | Electric | RTU | E8 | TRC BC Ratio | 0 | 0 | 0 | 0 | 0 | 0 | 0 | 0 | 0 | 0 | 0 | 0 | 0 | 0 | 0 | 0 | 0 | 0 | 0 | 0 | 0 | 0 | 0 | 0 | 0 | 0 | 0 | 0 | 0 | 0
F2_Commercial_Lodging_Existing_Cooling_Electric_RTU_E9 | F2 | Commercial | Lodging | Existing | Cooling | Electric | RTU | E9 | TRC BC Ratio | 0 | 0 | 0 | 0 | 0 | 0 | 0 | 0 | 0 | 0 | 0 | 0 | 0 | 0 | 0 | 0 | 0 | 0 | 0 | 0 | 0 | 0 | 0 | 0 | 0 | 0 | 0 | 0 | 0 | 0
F2_Commercial_Lodging_Existing_Cooling_Electric_RTU_E10 | F2 | Commercial | Lodging | Existing | Cooling | Electric | RTU | E10 | TRC BC Ratio | 0 | 0 | 0 | 0 | 0 | 0 | 0 | 0 | 0 | 0 | 0 | 0 | 0 | 0 | 0 | 0 | 0 | 0 | 0 | 0 | 0 | 0 | 0 | 0 | 0 | 0 | 0 | 0 | 0 | 0
F3_Commercial_Lodging_Existing_Cooling_Electric_RTU_E1 | F3 | Commercial | Lodging | Existing | Cooling | Electric | RTU | E1 | PACT BC Ratio | 0 | 0 | 0 | 0 | 0 | 0 | 0 | 0 | 0 | 0 | 0 | 0 | 0 | 0 | 0 | 0 | 0 | 0 | 0 | 0 | 0 | 0 | 0 | 0 | 0 | 0 | 0 | 0 | 0 | 0
F3_Commercial_Lodging_Existing_Cooling_Electric_RTU_E2 | F3 | Commercial | Lodging | Existing | Cooling | Electric | RTU | E2 | PACT BC Ratio | 0 | 0 | 0 | 0 | 0 | 0 | 0 | 0 | 0 | 0 | 0 | 0 | 0 | 0 | 0 | 0 | 0 | 0 | 0 | 0 | 0 | 0 | 0 | 0 | 0 | 0 | 0 | 0 | 0 | 0
F3_Commercial_Lodging_Existing_Cooling_Electric_RTU_E3 | F3 | Commercial | Lodging | Existing | Cooling | Electric | RTU | E3 | PACT BC Ratio | 0 | 0 | 0 | 0 | 0 | 0 | 0 | 0 | 0 | 0 | 0 | 0 | 0 | 0 | 0 | 0 | 0 | 0 | 0 | 0 | 0 | 0 | 0 | 0 | 0 | 0 | 0 | 0 | 0 | 0
F3_Commercial_Lodging_Existing_Cooling_Electric_RTU_E4 | F3 | Commercial | Lodging | Existing | Cooling | Electric | RTU | E4 | PACT BC Ratio | 0 | 0 | 0 | 0 | 0 | 0 | 0 | 0 | 0 | 0 | 0 | 0 | 0 | 0 | 0 | 0 | 0 | 0 | 0 | 0 | 0 | 0 | 0 | 0 | 0 | 0 | 0 | 0 | 0 | 0
F3_Commercial_Lodging_Existing_Cooling_Electric_RTU_E5 | F3 | Commercial | Lodging | Existing | Cooling | Electric | RTU | E5 | PACT BC Ratio | 0 | 0 | 0 | 0 | 0 | 0 | 0 | 0 | 0 | 0 | 0 | 0 | 0 | 0 | 0 | 0 | 0 | 0 | 0 | 0 | 0 | 0 | 0 | 0 | 0 | 0 | 0 | 0 | 0 | 0
F3_Commercial_Lodging_Existing_Cooling_Electric_RTU_E6 | F3 | Commercial | Lodging | Existing | Cooling | Electric | RTU | E6 | PACT BC Ratio | 0 | 0 | 0 | 0 | 0 | 0 | 0 | 0 | 0 | 0 | 0 | 0 | 0 | 0 | 0 | 0 | 0 | 0 | 0 | 0 | 0 | 0 | 0 | 0 | 0 | 0 | 0 | 0 | 0 | 0
F3_Commercial_Lodging_Existing_Cooling_Electric_RTU_E7 | F3 | Commercial | Lodging | Existing | Cooling | Electric | RTU | E7 | PACT BC Ratio | 0 | 0 | 0 | 0 | 0 | 0 | 0 | 0 | 0 | 0 | 0 | 0 | 0 | 0 | 0 | 0 | 0 | 0 | 0 | 0 | 0 | 0 | 0 | 0 | 0 | 0 | 0 | 0 | 0 | 0
F3_Commercial_Lodging_Existing_Cooling_Electric_RTU_E8 | F3 | Commercial | Lodging | Existing | Cooling | Electric | RTU | E8 | PACT BC Ratio | 0 | 0 | 0 | 0 | 0 | 0 | 0 | 0 | 0 | 0 | 0 | 0 | 0 | 0 | 0 | 0 | 0 | 0 | 0 | 0 | 0 | 0 | 0 | 0 | 0 | 0 | 0 | 0 | 0 | 0
F3_Commercial_Lodging_Existing_Cooling_Electric_RTU_E9 | F3 | Commercial | Lodging | Existing | Cooling | Electric | RTU | E9 | PACT BC Ratio | 0 | 0 | 0 | 0 | 0 | 0 | 0 | 0 | 0 | 0 | 0 | 0 | 0 | 0 | 0 | 0 | 0 | 0 | 0 | 0 | 0 | 0 | 0 | 0 | 0 | 0 | 0 | 0 | 0 | 0
F3_Commercial_Lodging_Existing_Cooling_Electric_RTU_E10 | F3 | Commercial | Lodging | Existing | Cooling | Electric | RTU | E10 | PACT BC Ratio | 0 | 0 | 0 | 0 | 0 | 0 | 0 | 0 | 0 | 0 | 0 | 0 | 0 | 0 | 0 | 0 | 0 | 0 | 0 | 0 | 0 | 0 | 0 | 0 | 0 | 0 | 0 | 0 | 0 | 0
F4_Commercial_Lodging_Existing_Cooling_Electric_RTU_E1 | F4 | Commercial | Lodging | Existing | Cooling | Electric | RTU | E1 | RVT BC Ratio | 0 | 0 | 0 | 0 | 0 | 0 | 0 | 0 | 0 | 0 | 0 | 0 | 0 | 0 | 0 | 0 | 0 | 0 | 0 | 0 | 0 | 0 | 0 | 0 | 0 | 0 | 0 | 0 | 0 | 0
F4_Commercial_Lodging_Existing_Cooling_Electric_RTU_E2 | F4 | Commercial | Lodging | Existing | Cooling | Electric | RTU | E2 | RVT BC Ratio | 0 | 0 | 0 | 0 | 0 | 0 | 0 | 0 | 0 | 0 | 0 | 0 | 0 | 0 | 0 | 0 | 0 | 0 | 0 | 0 | 0 | 0 | 0 | 0 | 0 | 0 | 0 | 0 | 0 | 0
F4_Commercial_Lodging_Existing_Cooling_Electric_RTU_E3 | F4 | Commercial | Lodging | Existing | Cooling | Electric | RTU | E3 | RVT BC Ratio | 0 | 0 | 0 | 0 | 0 | 0 | 0 | 0 | 0 | 0 | 0 | 0 | 0 | 0 | 0 | 0 | 0 | 0 | 0 | 0 | 0 | 0 | 0 | 0 | 0 | 0 | 0 | 0 | 0 | 0
F4_Commercial_Lodging_Existing_Cooling_Electric_RTU_E4 | F4 | Commercial | Lodging | Existing | Cooling | Electric | RTU | E4 | RVT BC Ratio | 0 | 0 | 0 | 0 | 0 | 0 | 0 | 0 | 0 | 0 | 0 | 0 | 0 | 0 | 0 | 0 | 0 | 0 | 0 | 0 | 0 | 0 | 0 | 0 | 0 | 0 | 0 | 0 | 0 | 0
F4_Commercial_Lodging_Existing_Cooling_Electric_RTU_E5 | F4 | Commercial | Lodging | Existing | Cooling | Electric | RTU | E5 | RVT BC Ratio | 0 | 0 | 0 | 0 | 0 | 0 | 0 | 0 | 0 | 0 | 0 | 0 | 0 | 0 | 0 | 0 | 0 | 0 | 0 | 0 | 0 | 0 | 0 | 0 | 0 | 0 | 0 | 0 | 0 | 0
F4_Commercial_Lodging_Existing_Cooling_Electric_RTU_E6 | F4 | Commercial | Lodging | Existing | Cooling | Electric | RTU | E6 | RVT BC Ratio | 0 | 0 | 0 | 0 | 0 | 0 | 0 | 0 | 0 | 0 | 0 | 0 | 0 | 0 | 0 | 0 | 0 | 0 | 0 | 0 | 0 | 0 | 0 | 0 | 0 | 0 | 0 | 0 | 0 | 0
F4_Commercial_Lodging_Existing_Cooling_Electric_RTU_E7 | F4 | Commercial | Lodging | Existing | Cooling | Electric | RTU | E7 | RVT BC Ratio | 0 | 0 | 0 | 0 | 0 | 0 | 0 | 0 | 0 | 0 | 0 | 0 | 0 | 0 | 0 | 0 | 0 | 0 | 0 | 0 | 0 | 0 | 0 | 0 | 0 | 0 | 0 | 0 | 0 | 0
F4_Commercial_Lodging_Existing_Cooling_Electric_RTU_E8 | F4 | Commercial | Lodging | Existing | Cooling | Electric | RTU | E8 | RVT BC Ratio | 0 | 0 | 0 | 0 | 0 | 0 | 0 | 0 | 0 | 0 | 0 | 0 | 0 | 0 | 0 | 0 | 0 | 0 | 0 | 0 | 0 | 0 | 0 | 0 | 0 | 0 | 0 | 0 | 0 | 0
F4_Commercial_Lodging_Existing_Cooling_Electric_RTU_E9 | F4 | Commercial | Lodging | Existing | Cooling | Electric | RTU | E9 | RVT BC Ratio | 0 | 0 | 0 | 0 | 0 | 0 | 0 | 0 | 0 | 0 | 0 | 0 | 0 | 0 | 0 | 0 | 0 | 0 | 0 | 0 | 0 | 0 | 0 | 0 | 0 | 0 | 0 | 0 | 0 | 0
F4_Commercial_Lodging_Existing_Cooling_Electric_RTU_E10 | F4 | Commercial | Lodging | Existing | Cooling | Electric | RTU | E10 | RVT BC Ratio | 0 | 0 | 0 | 0 | 0 | 0 | 0 | 0 | 0 | 0 | 0 | 0 | 0 | 0 | 0 | 0 | 0 | 0 | 0 | 0 | 0 | 0 | 0 | 0 | 0 | 0 | 0 | 0 | 0 | 0
F5_Commercial_Lodging_Existing_Cooling_Electric_RTU_E1 | F5 | Commercial | Lodging | Existing | Cooling | Electric | RTU | E1 | RIM BC Ratio | 0 | 0 | 0 | 0 | 0 | 0 | 0 | 0 | 0 | 0 | 0 | 0 | 0 | 0 | 0 | 0 | 0 | 0 | 0 | 0 | 0 | 0 | 0 | 0 | 0 | 0 | 0 | 0 | 0 | 0
F5_Commercial_Lodging_Existing_Cooling_Electric_RTU_E2 | F5 | Commercial | Lodging | Existing | Cooling | Electric | RTU | E2 | RIM BC Ratio | 0 | 0 | 0 | 0 | 0 | 0 | 0 | 0 | 0 | 0 | 0 | 0 | 0 | 0 | 0 | 0 | 0 | 0 | 0 | 0 | 0 | 0 | 0 | 0 | 0 | 0 | 0 | 0 | 0 | 0
F5_Commercial_Lodging_Existing_Cooling_Electric_RTU_E3 | F5 | Commercial | Lodging | Existing | Cooling | Electric | RTU | E3 | RIM BC Ratio | 0 | 0 | 0 | 0 | 0 | 0 | 0 | 0 | 0 | 0 | 0 | 0 | 0 | 0 | 0 | 0 | 0 | 0 | 0 | 0 | 0 | 0 | 0 | 0 | 0 | 0 | 0 | 0 | 0 | 0
F5_Commercial_Lodging_Existing_Cooling_Electric_RTU_E4 | F5 | Commercial | Lodging | Existing | Cooling | Electric | RTU | E4 | RIM BC Ratio | 0 | 0 | 0 | 0 | 0 | 0 | 0 | 0 | 0 | 0 | 0 | 0 | 0 | 0 | 0 | 0 | 0 | 0 | 0 | 0 | 0 | 0 | 0 | 0 | 0 | 0 | 0 | 0 | 0 | 0
F5_Commercial_Lodging_Existing_Cooling_Electric_RTU_E5 | F5 | Commercial | Lodging | Existing | Cooling | Electric | RTU | E5 | RIM BC Ratio | 0 | 0 | 0 | 0 | 0 | 0 | 0 | 0 | 0 | 0 | 0 | 0 | 0 | 0 | 0 | 0 | 0 | 0 | 0 | 0 | 0 | 0 | 0 | 0 | 0 | 0 | 0 | 0 | 0 | 0
F5_Commercial_Lodging_Existing_Cooling_Electric_RTU_E6 | F5 | Commercial | Lodging | Existing | Cooling | Electric | RTU | E6 | RIM BC Ratio | 0 | 0 | 0 | 0 | 0 | 0 | 0 | 0 | 0 | 0 | 0 | 0 | 0 | 0 | 0 | 0 | 0 | 0 | 0 | 0 | 0 | 0 | 0 | 0 | 0 | 0 | 0 | 0 | 0 | 0
F5_Commercial_Lodging_Existing_Cooling_Electric_RTU_E7 | F5 | Commercial | Lodging | Existing | Cooling | Electric | RTU | E7 | RIM BC Ratio | 0 | 0 | 0 | 0 | 0 | 0 | 0 | 0 | 0 | 0 | 0 | 0 | 0 | 0 | 0 | 0 | 0 | 0 | 0 | 0 | 0 | 0 | 0 | 0 | 0 | 0 | 0 | 0 | 0 | 0
F5_Commercial_Lodging_Existing_Cooling_Electric_RTU_E8 | F5 | Commercial | Lodging | Existing | Cooling | Electric | RTU | E8 | RIM BC Ratio | 0 | 0 | 0 | 0 | 0 | 0 | 0 | 0 | 0 | 0 | 0 | 0 | 0 | 0 | 0 | 0 | 0 | 0 | 0 | 0 | 0 | 0 | 0 | 0 | 0 | 0 | 0 | 0 | 0 | 0
F5_Commercial_Lodging_Existing_Cooling_Electric_RTU_E9 | F5 | Commercial | Lodging | Existing | Cooling | Electric | RTU | E9 | RIM BC Ratio | 0 | 0 | 0 | 0 | 0 | 0 | 0 | 0 | 0 | 0 | 0 | 0 | 0 | 0 | 0 | 0 | 0 | 0 | 0 | 0 | 0 | 0 | 0 | 0 | 0 | 0 | 0 | 0 | 0 | 0
F5_Commercial_Lodging_Existing_Cooling_Electric_RTU_E10 | F5 | Commercial | Lodging | Existing | Cooling | Electric | RTU | E10 | RIM BC Ratio | 0 | 0 | 0 | 0 | 0 | 0 | 0 | 0 | 0 | 0 | 0 | 0 | 0 | 0 | 0 | 0 | 0 | 0 | 0 | 0 | 0 | 0 | 0 | 0 | 0 | 0 | 0 | 0 | 0 | 0
F0_Commercial_Lodging_Existing_Cooling_Electric_Packaged Terminal AC_E0 | F0 | Commercial | Lodging | Existing | Cooling | Electric | Packaged Terminal AC | E0 | Economic Unit | 0 | 0 | 0 | 0 | 0 | 0 | 0 | 0 | 0 | 0 | 0 | 0 | 0 | 0 | 0 | 0 | 0 | 0 | 0 | 0 | 0 | 0 | 0 | 0 | 0 | 0 | 0 | 0 | 0 | 0
F1_Commercial_Lodging_Existing_Cooling_Electric_Packaged Terminal AC_E1 | F1 | Commercial | Lodging | Existing | Cooling | Electric | Packaged Terminal AC | E1 | CCE | 0 | 0 | 0 | 0 | 0 | 0 | 0 | 0 | 0 | 0 | 0 | 0 | 0 | 0 | 0 | 0 | 0 | 0 | 0 | 0 | 0 | 0 | 0 | 0 | 0 | 0 | 0 | 0 | 0 | 0
F1_Commercial_Lodging_Existing_Cooling_Electric_Packaged Terminal AC_E2 | F1 | Commercial | Lodging | Existing | Cooling | Electric | Packaged Terminal AC | E2 | CCE | 0 | 0 | 0 | 0 | 0 | 0 | 0 | 0 | 0 | 0 | 0 | 0 | 0 | 0 | 0 | 0 | 0 | 0 | 0 | 0 | 0 | 0 | 0 | 0 | 0 | 0 | 0 | 0 | 0 | 0
F1_Commercial_Lodging_Existing_Cooling_Electric_Packaged Terminal AC_E3 | F1 | Commercial | Lodging | Existing | Cooling | Electric | Packaged Terminal AC | E3 | CCE | 0 | 0 | 0 | 0 | 0 | 0 | 0 | 0 | 0 | 0 | 0 | 0 | 0 | 0 | 0 | 0 | 0 | 0 | 0 | 0 | 0 | 0 | 0 | 0 | 0 | 0 | 0 | 0 | 0 | 0
F1_Commercial_Lodging_Existing_Cooling_Electric_Packaged Terminal AC_E4 | F1 | Commercial | Lodging | Existing | Cooling | Electric | Packaged Terminal AC | E4 | CCE | 0 | 0 | 0 | 0 | 0 | 0 | 0 | 0 | 0 | 0 | 0 | 0 | 0 | 0 | 0 | 0 | 0 | 0 | 0 | 0 | 0 | 0 | 0 | 0 | 0 | 0 | 0 | 0 | 0 | 0
F1_Commercial_Lodging_Existing_Cooling_Electric_Packaged Terminal AC_E5 | F1 | Commercial | Lodging | Existing | Cooling | Electric | Packaged Terminal AC | E5 | CCE | 0 | 0 | 0 | 0 | 0 | 0 | 0 | 0 | 0 | 0 | 0 | 0 | 0 | 0 | 0 | 0 | 0 | 0 | 0 | 0 | 0 | 0 | 0 | 0 | 0 | 0 | 0 | 0 | 0 | 0
F1_Commercial_Lodging_Existing_Cooling_Electric_Packaged Terminal AC_E6 | F1 | Commercial | Lodging | Existing | Cooling | Electric | Packaged Terminal AC | E6 | CCE | 0 | 0 | 0 | 0 | 0 | 0 | 0 | 0 | 0 | 0 | 0 | 0 | 0 | 0 | 0 | 0 | 0 | 0 | 0 | 0 | 0 | 0 | 0 | 0 | 0 | 0 | 0 | 0 | 0 | 0
F1_Commercial_Lodging_Existing_Cooling_Electric_Packaged Terminal AC_E7 | F1 | Commercial | Lodging | Existing | Cooling | Electric | Packaged Terminal AC | E7 | CCE | 0 | 0 | 0 | 0 | 0 | 0 | 0 | 0 | 0 | 0 | 0 | 0 | 0 | 0 | 0 | 0 | 0 | 0 | 0 | 0 | 0 | 0 | 0 | 0 | 0 | 0 | 0 | 0 | 0 | 0
F1_Commercial_Lodging_Existing_Cooling_Electric_Packaged Terminal AC_E8 | F1 | Commercial | Lodging | Existing | Cooling | Electric | Packaged Terminal AC | E8 | CCE | 0 | 0 | 0 | 0 | 0 | 0 | 0 | 0 | 0 | 0 | 0 | 0 | 0 | 0 | 0 | 0 | 0 | 0 | 0 | 0 | 0 | 0 | 0 | 0 | 0 | 0 | 0 | 0 | 0 | 0
F1_Commercial_Lodging_Existing_Cooling_Electric_Packaged Terminal AC_E9 | F1 | Commercial | Lodging | Existing | Cooling | Electric | Packaged Terminal AC | E9 | CCE | 0 | 0 | 0 | 0 | 0 | 0 | 0 | 0 | 0 | 0 | 0 | 0 | 0 | 0 | 0 | 0 | 0 | 0 | 0 | 0 | 0 | 0 | 0 | 0 | 0 | 0 | 0 | 0 | 0 | 0
F1_Commercial_Lodging_Existing_Cooling_Electric_Packaged Terminal AC_E10 | F1 | Commercial | Lodging | Existing | Cooling | Electric | Packaged Terminal AC | E10 | CCE | 0 | 0 | 0 | 0 | 0 | 0 | 0 | 0 | 0 | 0 | 0 | 0 | 0 | 0 | 0 | 0 | 0 | 0 | 0 | 0 | 0 | 0 | 0 | 0 | 0 | 0 | 0 | 0 | 0 | 0
F2_Commercial_Lodging_Existing_Cooling_Electric_Packaged Terminal AC_E1 | F2 | Commercial | Lodging | Existing | Cooling | Electric | Packaged Terminal AC | E1 | TRC BC Ratio | 0 | 0 | 0 | 0 | 0 | 0 | 0 | 0 | 0 | 0 | 0 | 0 | 0 | 0 | 0 | 0 | 0 | 0 | 0 | 0 | 0 | 0 | 0 | 0 | 0 | 0 | 0 | 0 | 0 | 0
F2_Commercial_Lodging_Existing_Cooling_Electric_Packaged Terminal AC_E2 | F2 | Commercial | Lodging | Existing | Cooling | Electric | Packaged Terminal AC | E2 | TRC BC Ratio | 0 | 0 | 0 | 0 | 0 | 0 | 0 | 0 | 0 | 0 | 0 | 0 | 0 | 0 | 0 | 0 | 0 | 0 | 0 | 0 | 0 | 0 | 0 | 0 | 0 | 0 | 0 | 0 | 0 | 0
F2_Commercial_Lodging_Existing_Cooling_Electric_Packaged Terminal AC_E3 | F2 | Commercial | Lodging | Existing | Cooling | Electric | Packaged Terminal AC | E3 | TRC BC Ratio | 0 | 0 | 0 | 0 | 0 | 0 | 0 | 0 | 0 | 0 | 0 | 0 | 0 | 0 | 0 | 0 | 0 | 0 | 0 | 0 | 0 | 0 | 0 | 0 | 0 | 0 | 0 | 0 | 0 | 0
F2_Commercial_Lodging_Existing_Cooling_Electric_Packaged Terminal AC_E4 | F2 | Commercial | Lodging | Existing | Cooling | Electric | Packaged Terminal AC | E4 | TRC BC Ratio | 0 | 0 | 0 | 0 | 0 | 0 | 0 | 0 | 0 | 0 | 0 | 0 | 0 | 0 | 0 | 0 | 0 | 0 | 0 | 0 | 0 | 0 | 0 | 0 | 0 | 0 | 0 | 0 | 0 | 0
F2_Commercial_Lodging_Existing_Cooling_Electric_Packaged Terminal AC_E5 | F2 | Commercial | Lodging | Existing | Cooling | Electric | Packaged Terminal AC | E5 | TRC BC Ratio | 0 | 0 | 0 | 0 | 0 | 0 | 0 | 0 | 0 | 0 | 0 | 0 | 0 | 0 | 0 | 0 | 0 | 0 | 0 | 0 | 0 | 0 | 0 | 0 | 0 | 0 | 0 | 0 | 0 | 0
F2_Commercial_Lodging_Existing_Cooling_Electric_Packaged Terminal AC_E6 | F2 | Commercial | Lodging | Existing | Cooling | Electric | Packaged Terminal AC | E6 | TRC BC Ratio | 0 | 0 | 0 | 0 | 0 | 0 | 0 | 0 | 0 | 0 | 0 | 0 | 0 | 0 | 0 | 0 | 0 | 0 | 0 | 0 | 0 | 0 | 0 | 0 | 0 | 0 | 0 | 0 | 0 | 0
F2_Commercial_Lodging_Existing_Cooling_Electric_Packaged Terminal AC_E7 | F2 | Commercial | Lodging | Existing | Cooling | Electric | Packaged Terminal AC | E7 | TRC BC Ratio | 0 | 0 | 0 | 0 | 0 | 0 | 0 | 0 | 0 | 0 | 0 | 0 | 0 | 0 | 0 | 0 | 0 | 0 | 0 | 0 | 0 | 0 | 0 | 0 | 0 | 0 | 0 | 0 | 0 | 0
F2_Commercial_Lodging_Existing_Cooling_Electric_Packaged Terminal AC_E8 | F2 | Commercial | Lodging | Existing | Cooling | Electric | Packaged Terminal AC | E8 | TRC BC Ratio | 0 | 0 | 0 | 0 | 0 | 0 | 0 | 0 | 0 | 0 | 0 | 0 | 0 | 0 | 0 | 0 | 0 | 0 | 0 | 0 | 0 | 0 | 0 | 0 | 0 | 0 | 0 | 0 | 0 | 0
F2_Commercial_Lodging_Existing_Cooling_Electric_Packaged Terminal AC_E9 | F2 | Commercial | Lodging | Existing | Cooling | Electric | Packaged Terminal AC | E9 | TRC BC Ratio | 0 | 0 | 0 | 0 | 0 | 0 | 0 | 0 | 0 | 0 | 0 | 0 | 0 | 0 | 0 | 0 | 0 | 0 | 0 | 0 | 0 | 0 | 0 | 0 | 0 | 0 | 0 | 0 | 0 | 0
F2_Commercial_Lodging_Existing_Cooling_Electric_Packaged Terminal AC_E10 | F2 | Commercial | Lodging | Existing | Cooling | Electric | Packaged Terminal AC | E10 | TRC BC Ratio | 0 | 0 | 0 | 0 | 0 | 0 | 0 | 0 | 0 | 0 | 0 | 0 | 0 | 0 | 0 | 0 | 0 | 0 | 0 | 0 | 0 | 0 | 0 | 0 | 0 | 0 | 0 | 0 | 0 | 0
F3_Commercial_Lodging_Existing_Cooling_Electric_Packaged Terminal AC_E1 | F3 | Commercial | Lodging | Existing | Cooling | Electric | Packaged Terminal AC | E1 | PACT BC Ratio | 0 | 0 | 0 | 0 | 0 | 0 | 0 | 0 | 0 | 0 | 0 | 0 | 0 | 0 | 0 | 0 | 0 | 0 | 0 | 0 | 0 | 0 | 0 | 0 | 0 | 0 | 0 | 0 | 0 | 0
F3_Commercial_Lodging_Existing_Cooling_Electric_Packaged Terminal AC_E2 | F3 | Commercial | Lodging | Existing | Cooling | Electric | Packaged Terminal AC | E2 | PACT BC Ratio | 0 | 0 | 0 | 0 | 0 | 0 | 0 | 0 | 0 | 0 | 0 | 0 | 0 | 0 | 0 | 0 | 0 | 0 | 0 | 0 | 0 | 0 | 0 | 0 | 0 | 0 | 0 | 0 | 0 | 0
F3_Commercial_Lodging_Existing_Cooling_Electric_Packaged Terminal AC_E3 | F3 | Commercial | Lodging | Existing | Cooling | Electric | Packaged Terminal AC | E3 | PACT BC Ratio | 0 | 0 | 0 | 0 | 0 | 0 | 0 | 0 | 0 | 0 | 0 | 0 | 0 | 0 | 0 | 0 | 0 | 0 | 0 | 0 | 0 | 0 | 0 | 0 | 0 | 0 | 0 | 0 | 0 | 0
F3_Commercial_Lodging_Existing_Cooling_Electric_Packaged Terminal AC_E4 | F3 | Commercial | Lodging | Existing | Cooling | Electric | Packaged Terminal AC | E4 | PACT BC Ratio | 0 | 0 | 0 | 0 | 0 | 0 | 0 | 0 | 0 | 0 | 0 | 0 | 0 | 0 | 0 | 0 | 0 | 0 | 0 | 0 | 0 | 0 | 0 | 0 | 0 | 0 | 0 | 0 | 0 | 0
F3_Commercial_Lodging_Existing_Cooling_Electric_Packaged Terminal AC_E5 | F3 | Commercial | Lodging | Existing | Cooling | Electric | Packaged Terminal AC | E5 | PACT BC Ratio | 0 | 0 | 0 | 0 | 0 | 0 | 0 | 0 | 0 | 0 | 0 | 0 | 0 | 0 | 0 | 0 | 0 | 0 | 0 | 0 | 0 | 0 | 0 | 0 | 0 | 0 | 0 | 0 | 0 | 0
F3_Commercial_Lodging_Existing_Cooling_Electric_Packaged Terminal AC_E6 | F3 | Commercial | Lodging | Existing | Cooling | Electric | Packaged Terminal AC | E6 | PACT BC Ratio | 0 | 0 | 0 | 0 | 0 | 0 | 0 | 0 | 0 | 0 | 0 | 0 | 0 | 0 | 0 | 0 | 0 | 0 | 0 | 0 | 0 | 0 | 0 | 0 | 0 | 0 | 0 | 0 | 0 | 0
F3_Commercial_Lodging_Existing_Cooling_Electric_Packaged Terminal AC_E7 | F3 | Commercial | Lodging | Existing | Cooling | Electric | Packaged Terminal AC | E7 | PACT BC Ratio | 0 | 0 | 0 | 0 | 0 | 0 | 0 | 0 | 0 | 0 | 0 | 0 | 0 | 0 | 0 | 0 | 0 | 0 | 0 | 0 | 0 | 0 | 0 | 0 | 0 | 0 | 0 | 0 | 0 | 0
F3_Commercial_Lodging_Existing_Cooling_Electric_Packaged Terminal AC_E8 | F3 | Commercial | Lodging | Existing | Cooling | Electric | Packaged Terminal AC | E8 | PACT BC Ratio | 0 | 0 | 0 | 0 | 0 | 0 | 0 | 0 | 0 | 0 | 0 | 0 | 0 | 0 | 0 | 0 | 0 | 0 | 0 | 0 | 0 | 0 | 0 | 0 | 0 | 0 | 0 | 0 | 0 | 0
F3_Commercial_Lodging_Existing_Cooling_Electric_Packaged Terminal AC_E9 | F3 | Commercial | Lodging | Existing | Cooling | Electric | Packaged Terminal AC | E9 | PACT BC Ratio | 0 | 0 | 0 | 0 | 0 | 0 | 0 | 0 | 0 | 0 | 0 | 0 | 0 | 0 | 0 | 0 | 0 | 0 | 0 | 0 | 0 | 0 | 0 | 0 | 0 | 0 | 0 | 0 | 0 | 0
F3_Commercial_Lodging_Existing_Cooling_Electric_Packaged Terminal AC_E10 | F3 | Commercial | Lodging | Existing | Cooling | Electric | Packaged Terminal AC | E10 | PACT BC Ratio | 0 | 0 | 0 | 0 | 0 | 0 | 0 | 0 | 0 | 0 | 0 | 0 | 0 | 0 | 0 | 0 | 0 | 0 | 0 | 0 | 0 | 0 | 0 | 0 | 0 | 0 | 0 | 0 | 0 | 0
F4_Commercial_Lodging_Existing_Cooling_Electric_Packaged Terminal AC_E1 | F4 | Commercial | Lodging | Existing | Cooling | Electric | Packaged Terminal AC | E1 | RVT BC Ratio | 0 | 0 | 0 | 0 | 0 | 0 | 0 | 0 | 0 | 0 | 0 | 0 | 0 | 0 | 0 | 0 | 0 | 0 | 0 | 0 | 0 | 0 | 0 | 0 | 0 | 0 | 0 | 0 | 0 | 0
F4_Commercial_Lodging_Existing_Cooling_Electric_Packaged Terminal AC_E2 | F4 | Commercial | Lodging | Existing | Cooling | Electric | Packaged Terminal AC | E2 | RVT BC Ratio | 0 | 0 | 0 | 0 | 0 | 0 | 0 | 0 | 0 | 0 | 0 | 0 | 0 | 0 | 0 | 0 | 0 | 0 | 0 | 0 | 0 | 0 | 0 | 0 | 0 | 0 | 0 | 0 | 0 | 0
F4_Commercial_Lodging_Existing_Cooling_Electric_Packaged Terminal AC_E3 | F4 | Commercial | Lodging | Existing | Cooling | Electric | Packaged Terminal AC | E3 | RVT BC Ratio | 0 | 0 | 0 | 0 | 0 | 0 | 0 | 0 | 0 | 0 | 0 | 0 | 0 | 0 | 0 | 0 | 0 | 0 | 0 | 0 | 0 | 0 | 0 | 0 | 0 | 0 | 0 | 0 | 0 | 0
F4_Commercial_Lodging_Existing_Cooling_Electric_Packaged Terminal AC_E4 | F4 | Commercial | Lodging | Existing | Cooling | Electric | Packaged Terminal AC | E4 | RVT BC Ratio | 0 | 0 | 0 | 0 | 0 | 0 | 0 | 0 | 0 | 0 | 0 | 0 | 0 | 0 | 0 | 0 | 0 | 0 | 0 | 0 | 0 | 0 | 0 | 0 | 0 | 0 | 0 | 0 | 0 | 0
F4_Commercial_Lodging_Existing_Cooling_Electric_Packaged Terminal AC_E5 | F4 | Commercial | Lodging | Existing | Cooling | Electric | Packaged Terminal AC | E5 | RVT BC Ratio | 0 | 0 | 0 | 0 | 0 | 0 | 0 | 0 | 0 | 0 | 0 | 0 | 0 | 0 | 0 | 0 | 0 | 0 | 0 | 0 | 0 | 0 | 0 | 0 | 0 | 0 | 0 | 0 | 0 | 0
F4_Commercial_Lodging_Existing_Cooling_Electric_Packaged Terminal AC_E6 | F4 | Commercial | Lodging | Existing | Cooling | Electric | Packaged Terminal AC | E6 | RVT BC Ratio | 0 | 0 | 0 | 0 | 0 | 0 | 0 | 0 | 0 | 0 | 0 | 0 | 0 | 0 | 0 | 0 | 0 | 0 | 0 | 0 | 0 | 0 | 0 | 0 | 0 | 0 | 0 | 0 | 0 | 0
F4_Commercial_Lodging_Existing_Cooling_Electric_Packaged Terminal AC_E7 | F4 | Commercial | Lodging | Existing | Cooling | Electric | Packaged Terminal AC | E7 | RVT BC Ratio | 0 | 0 | 0 | 0 | 0 | 0 | 0 | 0 | 0 | 0 | 0 | 0 | 0 | 0 | 0 | 0 | 0 | 0 | 0 | 0 | 0 | 0 | 0 | 0 | 0 | 0 | 0 | 0 | 0 | 0
F4_Commercial_Lodging_Existing_Cooling_Electric_Packaged Terminal AC_E8 | F4 | Commercial | Lodging | Existing | Cooling | Electric | Packaged Terminal AC | E8 | RVT BC Ratio | 0 | 0 | 0 | 0 | 0 | 0 | 0 | 0 | 0 | 0 | 0 | 0 | 0 | 0 | 0 | 0 | 0 | 0 | 0 | 0 | 0 | 0 | 0 | 0 | 0 | 0 | 0 | 0 | 0 | 0
F4_Commercial_Lodging_Existing_Cooling_Electric_Packaged Terminal AC_E9 | F4 | Commercial | Lodging | Existing | Cooling | Electric | Packaged Terminal AC | E9 | RVT BC Ratio | 0 | 0 | 0 | 0 | 0 | 0 | 0 | 0 | 0 | 0 | 0 | 0 | 0 | 0 | 0 | 0 | 0 | 0 | 0 | 0 | 0 | 0 | 0 | 0 | 0 | 0 | 0 | 0 | 0 | 0
F4_Commercial_Lodging_Existing_Cooling_Electric_Packaged Terminal AC_E10 | F4 | Commercial | Lodging | Existing | Cooling | Electric | Packaged Terminal AC | E10 | RVT BC Ratio | 0 | 0 | 0 | 0 | 0 | 0 | 0 | 0 | 0 | 0 | 0 | 0 | 0 | 0 | 0 | 0 | 0 | 0 | 0 | 0 | 0 | 0 | 0 | 0 | 0 | 0 | 0 | 0 | 0 | 0
F5_Commercial_Lodging_Existing_Cooling_Electric_Packaged Terminal AC_E1 | F5 | Commercial | Lodging | Existing | Cooling | Electric | Packaged Terminal AC | E1 | RIM BC Ratio | 0 | 0 | 0 | 0 | 0 | 0 | 0 | 0 | 0 | 0 | 0 | 0 | 0 | 0 | 0 | 0 | 0 | 0 | 0 | 0 | 0 | 0 | 0 | 0 | 0 | 0 | 0 | 0 | 0 | 0
F5_Commercial_Lodging_Existing_Cooling_Electric_Packaged Terminal AC_E2 | F5 | Commercial | Lodging | Existing | Cooling | Electric | Packaged Terminal AC | E2 | RIM BC Ratio | 0 | 0 | 0 | 0 | 0 | 0 | 0 | 0 | 0 | 0 | 0 | 0 | 0 | 0 | 0 | 0 | 0 | 0 | 0 | 0 | 0 | 0 | 0 | 0 | 0 | 0 | 0 | 0 | 0 | 0
F5_Commercial_Lodging_Existing_Cooling_Electric_Packaged Terminal AC_E3 | F5 | Commercial | Lodging | Existing | Cooling | Electric | Packaged Terminal AC | E3 | RIM BC Ratio | 0 | 0 | 0 | 0 | 0 | 0 | 0 | 0 | 0 | 0 | 0 | 0 | 0 | 0 | 0 | 0 | 0 | 0 | 0 | 0 | 0 | 0 | 0 | 0 | 0 | 0 | 0 | 0 | 0 | 0
F5_Commercial_Lodging_Existing_Cooling_Electric_Packaged Terminal AC_E4 | F5 | Commercial | Lodging | Existing | Cooling | Electric | Packaged Terminal AC | E4 | RIM BC Ratio | 0 | 0 | 0 | 0 | 0 | 0 | 0 | 0 | 0 | 0 | 0 | 0 | 0 | 0 | 0 | 0 | 0 | 0 | 0 | 0 | 0 | 0 | 0 | 0 | 0 | 0 | 0 | 0 | 0 | 0
F5_Commercial_Lodging_Existing_Cooling_Electric_Packaged Terminal AC_E5 | F5 | Commercial | Lodging | Existing | Cooling | Electric | Packaged Terminal AC | E5 | RIM BC Ratio | 0 | 0 | 0 | 0 | 0 | 0 | 0 | 0 | 0 | 0 | 0 | 0 | 0 | 0 | 0 | 0 | 0 | 0 | 0 | 0 | 0 | 0 | 0 | 0 | 0 | 0 | 0 | 0 | 0 | 0
F5_Commercial_Lodging_Existing_Cooling_Electric_Packaged Terminal AC_E6 | F5 | Commercial | Lodging | Existing | Cooling | Electric | Packaged Terminal AC | E6 | RIM BC Ratio | 0 | 0 | 0 | 0 | 0 | 0 | 0 | 0 | 0 | 0 | 0 | 0 | 0 | 0 | 0 | 0 | 0 | 0 | 0 | 0 | 0 | 0 | 0 | 0 | 0 | 0 | 0 | 0 | 0 | 0
F5_Commercial_Lodging_Existing_Cooling_Electric_Packaged Terminal AC_E7 | F5 | Commercial | Lodging | Existing | Cooling | Electric | Packaged Terminal AC | E7 | RIM BC Ratio | 0 | 0 | 0 | 0 | 0 | 0 | 0 | 0 | 0 | 0 | 0 | 0 | 0 | 0 | 0 | 0 | 0 | 0 | 0 | 0 | 0 | 0 | 0 | 0 | 0 | 0 | 0 | 0 | 0 | 0
F5_Commercial_Lodging_Existing_Cooling_Electric_Packaged Terminal AC_E8 | F5 | Commercial | Lodging | Existing | Cooling | Electric | Packaged Terminal AC | E8 | RIM BC Ratio | 0 | 0 | 0 | 0 | 0 | 0 | 0 | 0 | 0 | 0 | 0 | 0 | 0 | 0 | 0 | 0 | 0 | 0 | 0 | 0 | 0 | 0 | 0 | 0 | 0 | 0 | 0 | 0 | 0 | 0
F5_Commercial_Lodging_Existing_Cooling_Electric_Packaged Terminal AC_E9 | F5 | Commercial | Lodging | Existing | Cooling | Electric | Packaged Terminal AC | E9 | RIM BC Ratio | 0 | 0 | 0 | 0 | 0 | 0 | 0 | 0 | 0 | 0 | 0 | 0 | 0 | 0 | 0 | 0 | 0 | 0 | 0 | 0 | 0 | 0 | 0 | 0 | 0 | 0 | 0 | 0 | 0 | 0
F5_Commercial_Lodging_Existing_Cooling_Electric_Packaged Terminal AC_E10 | F5 | Commercial | Lodging | Existing | Cooling | Electric | Packaged Terminal AC | E10 | RIM BC Ratio | 0 | 0 | 0 | 0 | 0 | 0 | 0 | 0 | 0 | 0 | 0 | 0 | 0 | 0 | 0 | 0 | 0 | 0 | 0 | 0 | 0 | 0 | 0 | 0 | 0 | 0 | 0 | 0 | 0 | 0
F0_Commercial_Lodging_Existing_Cooling_Electric_Packaged Terminal HP_E0 | F0 | Commercial | Lodging | Existing | Cooling | Electric | Packaged Terminal HP | E0 | Economic Unit | 0 | 0 | 0 | 0 | 0 | 0 | 0 | 0 | 0 | 0 | 0 | 0 | 0 | 0 | 0 | 0 | 0 | 0 | 0 | 0 | 0 | 0 | 0 | 0 | 0 | 0 | 0 | 0 | 0 | 0
F1_Commercial_Lodging_Existing_Cooling_Electric_Packaged Terminal HP_E1 | F1 | Commercial | Lodging | Existing | Cooling | Electric | Packaged Terminal HP | E1 | CCE | 0 | 0 | 0 | 0 | 0 | 0 | 0 | 0 | 0 | 0 | 0 | 0 | 0 | 0 | 0 | 0 | 0 | 0 | 0 | 0 | 0 | 0 | 0 | 0 | 0 | 0 | 0 | 0 | 0 | 0
F1_Commercial_Lodging_Existing_Cooling_Electric_Packaged Terminal HP_E2 | F1 | Commercial | Lodging | Existing | Cooling | Electric | Packaged Terminal HP | E2 | CCE | 0 | 0 | 0 | 0 | 0 | 0 | 0 | 0 | 0 | 0 | 0 | 0 | 0 | 0 | 0 | 0 | 0 | 0 | 0 | 0 | 0 | 0 | 0 | 0 | 0 | 0 | 0 | 0 | 0 | 0
F1_Commercial_Lodging_Existing_Cooling_Electric_Packaged Terminal HP_E3 | F1 | Commercial | Lodging | Existing | Cooling | Electric | Packaged Terminal HP | E3 | CCE | 0 | 0 | 0 | 0 | 0 | 0 | 0 | 0 | 0 | 0 | 0 | 0 | 0 | 0 | 0 | 0 | 0 | 0 | 0 | 0 | 0 | 0 | 0 | 0 | 0 | 0 | 0 | 0 | 0 | 0
F1_Commercial_Lodging_Existing_Cooling_Electric_Packaged Terminal HP_E4 | F1 | Commercial | Lodging | Existing | Cooling | Electric | Packaged Terminal HP | E4 | CCE | 0 | 0 | 0 | 0 | 0 | 0 | 0 | 0 | 0 | 0 | 0 | 0 | 0 | 0 | 0 | 0 | 0 | 0 | 0 | 0 | 0 | 0 | 0 | 0 | 0 | 0 | 0 | 0 | 0 | 0
F1_Commercial_Lodging_Existing_Cooling_Electric_Packaged Terminal HP_E5 | F1 | Commercial | Lodging | Existing | Cooling | Electric | Packaged Terminal HP | E5 | CCE | 0 | 0 | 0 | 0 | 0 | 0 | 0 | 0 | 0 | 0 | 0 | 0 | 0 | 0 | 0 | 0 | 0 | 0 | 0 | 0 | 0 | 0 | 0 | 0 | 0 | 0 | 0 | 0 | 0 | 0
F1_Commercial_Lodging_Existing_Cooling_Electric_Packaged Terminal HP_E6 | F1 | Commercial | Lodging | Existing | Cooling | Electric | Packaged Terminal HP | E6 | CCE | 0 | 0 | 0 | 0 | 0 | 0 | 0 | 0 | 0 | 0 | 0 | 0 | 0 | 0 | 0 | 0 | 0 | 0 | 0 | 0 | 0 | 0 | 0 | 0 | 0 | 0 | 0 | 0 | 0 | 0
F1_Commercial_Lodging_Existing_Cooling_Electric_Packaged Terminal HP_E7 | F1 | Commercial | Lodging | Existing | Cooling | Electric | Packaged Terminal HP | E7 | CCE | 0 | 0 | 0 | 0 | 0 | 0 | 0 | 0 | 0 | 0 | 0 | 0 | 0 | 0 | 0 | 0 | 0 | 0 | 0 | 0 | 0 | 0 | 0 | 0 | 0 | 0 | 0 | 0 | 0 | 0
F1_Commercial_Lodging_Existing_Cooling_Electric_Packaged Terminal HP_E8 | F1 | Commercial | Lodging | Existing | Cooling | Electric | Packaged Terminal HP | E8 | CCE | 0 | 0 | 0 | 0 | 0 | 0 | 0 | 0 | 0 | 0 | 0 | 0 | 0 | 0 | 0 | 0 | 0 | 0 | 0 | 0 | 0 | 0 | 0 | 0 | 0 | 0 | 0 | 0 | 0 | 0
F1_Commercial_Lodging_Existing_Cooling_Electric_Packaged Terminal HP_E9 | F1 | Commercial | Lodging | Existing | Cooling | Electric | Packaged Terminal HP | E9 | CCE | 0 | 0 | 0 | 0 | 0 | 0 | 0 | 0 | 0 | 0 | 0 | 0 | 0 | 0 | 0 | 0 | 0 | 0 | 0 | 0 | 0 | 0 | 0 | 0 | 0 | 0 | 0 | 0 | 0 | 0
F1_Commercial_Lodging_Existing_Cooling_Electric_Packaged Terminal HP_E10 | F1 | Commercial | Lodging | Existing | Cooling | Electric | Packaged Terminal HP | E10 | CCE | 0 | 0 | 0 | 0 | 0 | 0 | 0 | 0 | 0 | 0 | 0 | 0 | 0 | 0 | 0 | 0 | 0 | 0 | 0 | 0 | 0 | 0 | 0 | 0 | 0 | 0 | 0 | 0 | 0 | 0
F2_Commercial_Lodging_Existing_Cooling_Electric_Packaged Terminal HP_E1 | F2 | Commercial | Lodging | Existing | Cooling | Electric | Packaged Terminal HP | E1 | TRC BC Ratio | 0 | 0 | 0 | 0 | 0 | 0 | 0 | 0 | 0 | 0 | 0 | 0 | 0 | 0 | 0 | 0 | 0 | 0 | 0 | 0 | 0 | 0 | 0 | 0 | 0 | 0 | 0 | 0 | 0 | 0
F2_Commercial_Lodging_Existing_Cooling_Electric_Packaged Terminal HP_E2 | F2 | Commercial | Lodging | Existing | Cooling | Electric | Packaged Terminal HP | E2 | TRC BC Ratio | 0 | 0 | 0 | 0 | 0 | 0 | 0 | 0 | 0 | 0 | 0 | 0 | 0 | 0 | 0 | 0 | 0 | 0 | 0 | 0 | 0 | 0 | 0 | 0 | 0 | 0 | 0 | 0 | 0 | 0
F2_Commercial_Lodging_Existing_Cooling_Electric_Packaged Terminal HP_E3 | F2 | Commercial | Lodging | Existing | Cooling | Electric | Packaged Terminal HP | E3 | TRC BC Ratio | 0 | 0 | 0 | 0 | 0 | 0 | 0 | 0 | 0 | 0 | 0 | 0 | 0 | 0 | 0 | 0 | 0 | 0 | 0 | 0 | 0 | 0 | 0 | 0 | 0 | 0 | 0 | 0 | 0 | 0
F2_Commercial_Lodging_Existing_Cooling_Electric_Packaged Terminal HP_E4 | F2 | Commercial | Lodging | Existing | Cooling | Electric | Packaged Terminal HP | E4 | TRC BC Ratio | 0 | 0 | 0 | 0 | 0 | 0 | 0 | 0 | 0 | 0 | 0 | 0 | 0 | 0 | 0 | 0 | 0 | 0 | 0 | 0 | 0 | 0 | 0 | 0 | 0 | 0 | 0 | 0 | 0 | 0
F2_Commercial_Lodging_Existing_Cooling_Electric_Packaged Terminal HP_E5 | F2 | Commercial | Lodging | Existing | Cooling | Electric | Packaged Terminal HP | E5 | TRC BC Ratio | 0 | 0 | 0 | 0 | 0 | 0 | 0 | 0 | 0 | 0 | 0 | 0 | 0 | 0 | 0 | 0 | 0 | 0 | 0 | 0 | 0 | 0 | 0 | 0 | 0 | 0 | 0 | 0 | 0 | 0
F2_Commercial_Lodging_Existing_Cooling_Electric_Packaged Terminal HP_E6 | F2 | Commercial | Lodging | Existing | Cooling | Electric | Packaged Terminal HP | E6 | TRC BC Ratio | 0 | 0 | 0 | 0 | 0 | 0 | 0 | 0 | 0 | 0 | 0 | 0 | 0 | 0 | 0 | 0 | 0 | 0 | 0 | 0 | 0 | 0 | 0 | 0 | 0 | 0 | 0 | 0 | 0 | 0
F2_Commercial_Lodging_Existing_Cooling_Electric_Packaged Terminal HP_E7 | F2 | Commercial | Lodging | Existing | Cooling | Electric | Packaged Terminal HP | E7 | TRC BC Ratio | 0 | 0 | 0 | 0 | 0 | 0 | 0 | 0 | 0 | 0 | 0 | 0 | 0 | 0 | 0 | 0 | 0 | 0 | 0 | 0 | 0 | 0 | 0 | 0 | 0 | 0 | 0 | 0 | 0 | 0
F2_Commercial_Lodging_Existing_Cooling_Electric_Packaged Terminal HP_E8 | F2 | Commercial | Lodging | Existing | Cooling | Electric | Packaged Terminal HP | E8 | TRC BC Ratio | 0 | 0 | 0 | 0 | 0 | 0 | 0 | 0 | 0 | 0 | 0 | 0 | 0 | 0 | 0 | 0 | 0 | 0 | 0 | 0 | 0 | 0 | 0 | 0 | 0 | 0 | 0 | 0 | 0 | 0
F2_Commercial_Lodging_Existing_Cooling_Electric_Packaged Terminal HP_E9 | F2 | Commercial | Lodging | Existing | Cooling | Electric | Packaged Terminal HP | E9 | TRC BC Ratio | 0 | 0 | 0 | 0 | 0 | 0 | 0 | 0 | 0 | 0 | 0 | 0 | 0 | 0 | 0 | 0 | 0 | 0 | 0 | 0 | 0 | 0 | 0 | 0 | 0 | 0 | 0 | 0 | 0 | 0
F2_Commercial_Lodging_Existing_Cooling_Electric_Packaged Terminal HP_E10 | F2 | Commercial | Lodging | Existing | Cooling | Electric | Packaged Terminal HP | E10 | TRC BC Ratio | 0 | 0 | 0 | 0 | 0 | 0 | 0 | 0 | 0 | 0 | 0 | 0 | 0 | 0 | 0 | 0 | 0 | 0 | 0 | 0 | 0 | 0 | 0 | 0 | 0 | 0 | 0 | 0 | 0 | 0
F3_Commercial_Lodging_Existing_Cooling_Electric_Packaged Terminal HP_E1 | F3 | Commercial | Lodging | Existing | Cooling | Electric | Packaged Terminal HP | E1 | PACT BC Ratio | 0 | 0 | 0 | 0 | 0 | 0 | 0 | 0 | 0 | 0 | 0 | 0 | 0 | 0 | 0 | 0 | 0 | 0 | 0 | 0 | 0 | 0 | 0 | 0 | 0 | 0 | 0 | 0 | 0 | 0
F3_Commercial_Lodging_Existing_Cooling_Electric_Packaged Terminal HP_E2 | F3 | Commercial | Lodging | Existing | Cooling | Electric | Packaged Terminal HP | E2 | PACT BC Ratio | 0 | 0 | 0 | 0 | 0 | 0 | 0 | 0 | 0 | 0 | 0 | 0 | 0 | 0 | 0 | 0 | 0 | 0 | 0 | 0 | 0 | 0 | 0 | 0 | 0 | 0 | 0 | 0 | 0 | 0
F3_Commercial_Lodging_Existing_Cooling_Electric_Packaged Terminal HP_E3 | F3 | Commercial | Lodging | Existing | Cooling | Electric | Packaged Terminal HP | E3 | PACT BC Ratio | 0 | 0 | 0 | 0 | 0 | 0 | 0 | 0 | 0 | 0 | 0 | 0 | 0 | 0 | 0 | 0 | 0 | 0 | 0 | 0 | 0 | 0 | 0 | 0 | 0 | 0 | 0 | 0 | 0 | 0
F3_Commercial_Lodging_Existing_Cooling_Electric_Packaged Terminal HP_E4 | F3 | Commercial | Lodging | Existing | Cooling | Electric | Packaged Terminal HP | E4 | PACT BC Ratio | 0 | 0 | 0 | 0 | 0 | 0 | 0 | 0 | 0 | 0 | 0 | 0 | 0 | 0 | 0 | 0 | 0 | 0 | 0 | 0 | 0 | 0 | 0 | 0 | 0 | 0 | 0 | 0 | 0 | 0
F3_Commercial_Lodging_Existing_Cooling_Electric_Packaged Terminal HP_E5 | F3 | Commercial | Lodging | Existing | Cooling | Electric | Packaged Terminal HP | E5 | PACT BC Ratio | 0 | 0 | 0 | 0 | 0 | 0 | 0 | 0 | 0 | 0 | 0 | 0 | 0 | 0 | 0 | 0 | 0 | 0 | 0 | 0 | 0 | 0 | 0 | 0 | 0 | 0 | 0 | 0 | 0 | 0
F3_Commercial_Lodging_Existing_Cooling_Electric_Packaged Terminal HP_E6 | F3 | Commercial | Lodging | Existing | Cooling | Electric | Packaged Terminal HP | E6 | PACT BC Ratio | 0 | 0 | 0 | 0 | 0 | 0 | 0 | 0 | 0 | 0 | 0 | 0 | 0 | 0 | 0 | 0 | 0 | 0 | 0 | 0 | 0 | 0 | 0 | 0 | 0 | 0 | 0 | 0 | 0 | 0
F3_Commercial_Lodging_Existing_Cooling_Electric_Packaged Terminal HP_E7 | F3 | Commercial | Lodging | Existing | Cooling | Electric | Packaged Terminal HP | E7 | PACT BC Ratio | 0 | 0 | 0 | 0 | 0 | 0 | 0 | 0 | 0 | 0 | 0 | 0 | 0 | 0 | 0 | 0 | 0 | 0 | 0 | 0 | 0 | 0 | 0 | 0 | 0 | 0 | 0 | 0 | 0 | 0
F3_Commercial_Lodging_Existing_Cooling_Electric_Packaged Terminal HP_E8 | F3 | Commercial | Lodging | Existing | Cooling | Electric | Packaged Terminal HP | E8 | PACT BC Ratio | 0 | 0 | 0 | 0 | 0 | 0 | 0 | 0 | 0 | 0 | 0 | 0 | 0 | 0 | 0 | 0 | 0 | 0 | 0 | 0 | 0 | 0 | 0 | 0 | 0 | 0 | 0 | 0 | 0 | 0
F3_Commercial_Lodging_Existing_Cooling_Electric_Packaged Terminal HP_E9 | F3 | Commercial | Lodging | Existing | Cooling | Electric | Packaged Terminal HP | E9 | PACT BC Ratio | 0 | 0 | 0 | 0 | 0 | 0 | 0 | 0 | 0 | 0 | 0 | 0 | 0 | 0 | 0 | 0 | 0 | 0 | 0 | 0 | 0 | 0 | 0 | 0 | 0 | 0 | 0 | 0 | 0 | 0
F3_Commercial_Lodging_Existing_Cooling_Electric_Packaged Terminal HP_E10 | F3 | Commercial | Lodging | Existing | Cooling | Electric | Packaged Terminal HP | E10 | PACT BC Ratio | 0 | 0 | 0 | 0 | 0 | 0 | 0 | 0 | 0 | 0 | 0 | 0 | 0 | 0 | 0 | 0 | 0 | 0 | 0 | 0 | 0 | 0 | 0 | 0 | 0 | 0 | 0 | 0 | 0 | 0
F4_Commercial_Lodging_Existing_Cooling_Electric_Packaged Terminal HP_E1 | F4 | Commercial | Lodging | Existing | Cooling | Electric | Packaged Terminal HP | E1 | RVT BC Ratio | 0 | 0 | 0 | 0 | 0 | 0 | 0 | 0 | 0 | 0 | 0 | 0 | 0 | 0 | 0 | 0 | 0 | 0 | 0 | 0 | 0 | 0 | 0 | 0 | 0 | 0 | 0 | 0 | 0 | 0
F4_Commercial_Lodging_Existing_Cooling_Electric_Packaged Terminal HP_E2 | F4 | Commercial | Lodging | Existing | Cooling | Electric | Packaged Terminal HP | E2 | RVT BC Ratio | 0 | 0 | 0 | 0 | 0 | 0 | 0 | 0 | 0 | 0 | 0 | 0 | 0 | 0 | 0 | 0 | 0 | 0 | 0 | 0 | 0 | 0 | 0 | 0 | 0 | 0 | 0 | 0 | 0 | 0
F4_Commercial_Lodging_Existing_Cooling_Electric_Packaged Terminal HP_E3 | F4 | Commercial | Lodging | Existing | Cooling | Electric | Packaged Terminal HP | E3 | RVT BC Ratio | 0 | 0 | 0 | 0 | 0 | 0 | 0 | 0 | 0 | 0 | 0 | 0 | 0 | 0 | 0 | 0 | 0 | 0 | 0 | 0 | 0 | 0 | 0 | 0 | 0 | 0 | 0 | 0 | 0 | 0
F4_Commercial_Lodging_Existing_Cooling_Electric_Packaged Terminal HP_E4 | F4 | Commercial | Lodging | Existing | Cooling | Electric | Packaged Terminal HP | E4 | RVT BC Ratio | 0 | 0 | 0 | 0 | 0 | 0 | 0 | 0 | 0 | 0 | 0 | 0 | 0 | 0 | 0 | 0 | 0 | 0 | 0 | 0 | 0 | 0 | 0 | 0 | 0 | 0 | 0 | 0 | 0 | 0
F4_Commercial_Lodging_Existing_Cooling_Electric_Packaged Terminal HP_E5 | F4 | Commercial | Lodging | Existing | Cooling | Electric | Packaged Terminal HP | E5 | RVT BC Ratio | 0 | 0 | 0 | 0 | 0 | 0 | 0 | 0 | 0 | 0 | 0 | 0 | 0 | 0 | 0 | 0 | 0 | 0 | 0 | 0 | 0 | 0 | 0 | 0 | 0 | 0 | 0 | 0 | 0 | 0
F4_Commercial_Lodging_Existing_Cooling_Electric_Packaged Terminal HP_E6 | F4 | Commercial | Lodging | Existing | Cooling | Electric | Packaged Terminal HP | E6 | RVT BC Ratio | 0 | 0 | 0 | 0 | 0 | 0 | 0 | 0 | 0 | 0 | 0 | 0 | 0 | 0 | 0 | 0 | 0 | 0 | 0 | 0 | 0 | 0 | 0 | 0 | 0 | 0 | 0 | 0 | 0 | 0
F4_Commercial_Lodging_Existing_Cooling_Electric_Packaged Terminal HP_E7 | F4 | Commercial | Lodging | Existing | Cooling | Electric | Packaged Terminal HP | E7 | RVT BC Ratio | 0 | 0 | 0 | 0 | 0 | 0 | 0 | 0 | 0 | 0 | 0 | 0 | 0 | 0 | 0 | 0 | 0 | 0 | 0 | 0 | 0 | 0 | 0 | 0 | 0 | 0 | 0 | 0 | 0 | 0
F4_Commercial_Lodging_Existing_Cooling_Electric_Packaged Terminal HP_E8 | F4 | Commercial | Lodging | Existing | Cooling | Electric | Packaged Terminal HP | E8 | RVT BC Ratio | 0 | 0 | 0 | 0 | 0 | 0 | 0 | 0 | 0 | 0 | 0 | 0 | 0 | 0 | 0 | 0 | 0 | 0 | 0 | 0 | 0 | 0 | 0 | 0 | 0 | 0 | 0 | 0 | 0 | 0
F4_Commercial_Lodging_Existing_Cooling_Electric_Packaged Terminal HP_E9 | F4 | Commercial | Lodging | Existing | Cooling | Electric | Packaged Terminal HP | E9 | RVT BC Ratio | 0 | 0 | 0 | 0 | 0 | 0 | 0 | 0 | 0 | 0 | 0 | 0 | 0 | 0 | 0 | 0 | 0 | 0 | 0 | 0 | 0 | 0 | 0 | 0 | 0 | 0 | 0 | 0 | 0 | 0
F4_Commercial_Lodging_Existing_Cooling_Electric_Packaged Terminal HP_E10 | F4 | Commercial | Lodging | Existing | Cooling | Electric | Packaged Terminal HP | E10 | RVT BC Ratio | 0 | 0 | 0 | 0 | 0 | 0 | 0 | 0 | 0 | 0 | 0 | 0 | 0 | 0 | 0 | 0 | 0 | 0 | 0 | 0 | 0 | 0 | 0 | 0 | 0 | 0 | 0 | 0 | 0 | 0
F5_Commercial_Lodging_Existing_Cooling_Electric_Packaged Terminal HP_E1 | F5 | Commercial | Lodging | Existing | Cooling | Electric | Packaged Terminal HP | E1 | RIM BC Ratio | 0 | 0 | 0 | 0 | 0 | 0 | 0 | 0 | 0 | 0 | 0 | 0 | 0 | 0 | 0 | 0 | 0 | 0 | 0 | 0 | 0 | 0 | 0 | 0 | 0 | 0 | 0 | 0 | 0 | 0
F5_Commercial_Lodging_Existing_Cooling_Electric_Packaged Terminal HP_E2 | F5 | Commercial | Lodging | Existing | Cooling | Electric | Packaged Terminal HP | E2 | RIM BC Ratio | 0 | 0 | 0 | 0 | 0 | 0 | 0 | 0 | 0 | 0 | 0 | 0 | 0 | 0 | 0 | 0 | 0 | 0 | 0 | 0 | 0 | 0 | 0 | 0 | 0 | 0 | 0 | 0 | 0 | 0
F5_Commercial_Lodging_Existing_Cooling_Electric_Packaged Terminal HP_E3 | F5 | Commercial | Lodging | Existing | Cooling | Electric | Packaged Terminal HP | E3 | RIM BC Ratio | 0 | 0 | 0 | 0 | 0 | 0 | 0 | 0 | 0 | 0 | 0 | 0 | 0 | 0 | 0 | 0 | 0 | 0 | 0 | 0 | 0 | 0 | 0 | 0 | 0 | 0 | 0 | 0 | 0 | 0
F5_Commercial_Lodging_Existing_Cooling_Electric_Packaged Terminal HP_E4 | F5 | Commercial | Lodging | Existing | Cooling | Electric | Packaged Terminal HP | E4 | RIM BC Ratio | 0 | 0 | 0 | 0 | 0 | 0 | 0 | 0 | 0 | 0 | 0 | 0 | 0 | 0 | 0 | 0 | 0 | 0 | 0 | 0 | 0 | 0 | 0 | 0 | 0 | 0 | 0 | 0 | 0 | 0
F5_Commercial_Lodging_Existing_Cooling_Electric_Packaged Terminal HP_E5 | F5 | Commercial | Lodging | Existing | Cooling | Electric | Packaged Terminal HP | E5 | RIM BC Ratio | 0 | 0 | 0 | 0 | 0 | 0 | 0 | 0 | 0 | 0 | 0 | 0 | 0 | 0 | 0 | 0 | 0 | 0 | 0 | 0 | 0 | 0 | 0 | 0 | 0 | 0 | 0 | 0 | 0 | 0
F5_Commercial_Lodging_Existing_Cooling_Electric_Packaged Terminal HP_E6 | F5 | Commercial | Lodging | Existing | Cooling | Electric | Packaged Terminal HP | E6 | RIM BC Ratio | 0 | 0 | 0 | 0 | 0 | 0 | 0 | 0 | 0 | 0 | 0 | 0 | 0 | 0 | 0 | 0 | 0 | 0 | 0 | 0 | 0 | 0 | 0 | 0 | 0 | 0 | 0 | 0 | 0 | 0
F5_Commercial_Lodging_Existing_Cooling_Electric_Packaged Terminal HP_E7 | F5 | Commercial | Lodging | Existing | Cooling | Electric | Packaged Terminal HP | E7 | RIM BC Ratio | 0 | 0 | 0 | 0 | 0 | 0 | 0 | 0 | 0 | 0 | 0 | 0 | 0 | 0 | 0 | 0 | 0 | 0 | 0 | 0 | 0 | 0 | 0 | 0 | 0 | 0 | 0 | 0 | 0 | 0
F5_Commercial_Lodging_Existing_Cooling_Electric_Packaged Terminal HP_E8 | F5 | Commercial | Lodging | Existing | Cooling | Electric | Packaged Terminal HP | E8 | RIM BC Ratio | 0 | 0 | 0 | 0 | 0 | 0 | 0 | 0 | 0 | 0 | 0 | 0 | 0 | 0 | 0 | 0 | 0 | 0 | 0 | 0 | 0 | 0 | 0 | 0 | 0 | 0 | 0 | 0 | 0 | 0
F5_Commercial_Lodging_Existing_Cooling_Electric_Packaged Terminal HP_E9 | F5 | Commercial | Lodging | Existing | Cooling | Electric | Packaged Terminal HP | E9 | RIM BC Ratio | 0 | 0 | 0 | 0 | 0 | 0 | 0 | 0 | 0 | 0 | 0 | 0 | 0 | 0 | 0 | 0 | 0 | 0 | 0 | 0 | 0 | 0 | 0 | 0 | 0 | 0 | 0 | 0 | 0 | 0
F5_Commercial_Lodging_Existing_Cooling_Electric_Packaged Terminal HP_E10 | F5 | Commercial | Lodging | Existing | Cooling | Electric | Packaged Terminal HP | E10 | RIM BC Ratio | 0 | 0 | 0 | 0 | 0 | 0 | 0 | 0 | 0 | 0 | 0 | 0 | 0 | 0 | 0 | 0 | 0 | 0 | 0 | 0 | 0 | 0 | 0 | 0 | 0 | 0 | 0 | 0 | 0 | 0
F0_Commercial_Lodging_Existing_Cooling_Electric_Evaporative Central AC_E0 | F0 | Commercial | Lodging | Existing | Cooling | Electric | Evaporative Central AC | E0 | Economic Unit | 0 | 0 | 0 | 0 | 0 | 0 | 0 | 0 | 0 | 0 | 0 | 0 | 0 | 0 | 0 | 0 | 0 | 0 | 0 | 0 | 0 | 0 | 0 | 0 | 0 | 0 | 0 | 0 | 0 | 0
F1_Commercial_Lodging_Existing_Cooling_Electric_Evaporative Central AC_E1 | F1 | Commercial | Lodging | Existing | Cooling | Electric | Evaporative Central AC | E1 | CCE | 0 | 0 | 0 | 0 | 0 | 0 | 0 | 0 | 0 | 0 | 0 | 0 | 0 | 0 | 0 | 0 | 0 | 0 | 0 | 0 | 0 | 0 | 0 | 0 | 0 | 0 | 0 | 0 | 0 | 0
F1_Commercial_Lodging_Existing_Cooling_Electric_Evaporative Central AC_E2 | F1 | Commercial | Lodging | Existing | Cooling | Electric | Evaporative Central AC | E2 | CCE | 0 | 0 | 0 | 0 | 0 | 0 | 0 | 0 | 0 | 0 | 0 | 0 | 0 | 0 | 0 | 0 | 0 | 0 | 0 | 0 | 0 | 0 | 0 | 0 | 0 | 0 | 0 | 0 | 0 | 0
F1_Commercial_Lodging_Existing_Cooling_Electric_Evaporative Central AC_E3 | F1 | Commercial | Lodging | Existing | Cooling | Electric | Evaporative Central AC | E3 | CCE | 0 | 0 | 0 | 0 | 0 | 0 | 0 | 0 | 0 | 0 | 0 | 0 | 0 | 0 | 0 | 0 | 0 | 0 | 0 | 0 | 0 | 0 | 0 | 0 | 0 | 0 | 0 | 0 | 0 | 0
F1_Commercial_Lodging_Existing_Cooling_Electric_Evaporative Central AC_E4 | F1 | Commercial | Lodging | Existing | Cooling | Electric | Evaporative Central AC | E4 | CCE | 0 | 0 | 0 | 0 | 0 | 0 | 0 | 0 | 0 | 0 | 0 | 0 | 0 | 0 | 0 | 0 | 0 | 0 | 0 | 0 | 0 | 0 | 0 | 0 | 0 | 0 | 0 | 0 | 0 | 0
F1_Commercial_Lodging_Existing_Cooling_Electric_Evaporative Central AC_E5 | F1 | Commercial | Lodging | Existing | Cooling | Electric | Evaporative Central AC | E5 | CCE | 0 | 0 | 0 | 0 | 0 | 0 | 0 | 0 | 0 | 0 | 0 | 0 | 0 | 0 | 0 | 0 | 0 | 0 | 0 | 0 | 0 | 0 | 0 | 0 | 0 | 0 | 0 | 0 | 0 | 0
F1_Commercial_Lodging_Existing_Cooling_Electric_Evaporative Central AC_E6 | F1 | Commercial | Lodging | Existing | Cooling | Electric | Evaporative Central AC | E6 | CCE | 0 | 0 | 0 | 0 | 0 | 0 | 0 | 0 | 0 | 0 | 0 | 0 | 0 | 0 | 0 | 0 | 0 | 0 | 0 | 0 | 0 | 0 | 0 | 0 | 0 | 0 | 0 | 0 | 0 | 0
F1_Commercial_Lodging_Existing_Cooling_Electric_Evaporative Central AC_E7 | F1 | Commercial | Lodging | Existing | Cooling | Electric | Evaporative Central AC | E7 | CCE | 0 | 0 | 0 | 0 | 0 | 0 | 0 | 0 | 0 | 0 | 0 | 0 | 0 | 0 | 0 | 0 | 0 | 0 | 0 | 0 | 0 | 0 | 0 | 0 | 0 | 0 | 0 | 0 | 0 | 0
F1_Commercial_Lodging_Existing_Cooling_Electric_Evaporative Central AC_E8 | F1 | Commercial | Lodging | Existing | Cooling | Electric | Evaporative Central AC | E8 | CCE | 0 | 0 | 0 | 0 | 0 | 0 | 0 | 0 | 0 | 0 | 0 | 0 | 0 | 0 | 0 | 0 | 0 | 0 | 0 | 0 | 0 | 0 | 0 | 0 | 0 | 0 | 0 | 0 | 0 | 0
F1_Commercial_Lodging_Existing_Cooling_Electric_Evaporative Central AC_E9 | F1 | Commercial | Lodging | Existing | Cooling | Electric | Evaporative Central AC | E9 | CCE | 0 | 0 | 0 | 0 | 0 | 0 | 0 | 0 | 0 | 0 | 0 | 0 | 0 | 0 | 0 | 0 | 0 | 0 | 0 | 0 | 0 | 0 | 0 | 0 | 0 | 0 | 0 | 0 | 0 | 0
F1_Commercial_Lodging_Existing_Cooling_Electric_Evaporative Central AC_E10 | F1 | Commercial | Lodging | Existing | Cooling | Electric | Evaporative Central AC | E10 | CCE | 0 | 0 | 0 | 0 | 0 | 0 | 0 | 0 | 0 | 0 | 0 | 0 | 0 | 0 | 0 | 0 | 0 | 0 | 0 | 0 | 0 | 0 | 0 | 0 | 0 | 0 | 0 | 0 | 0 | 0
F2_Commercial_Lodging_Existing_Cooling_Electric_Evaporative Central AC_E1 | F2 | Commercial | Lodging | Existing | Cooling | Electric | Evaporative Central AC | E1 | TRC BC Ratio | 0 | 0 | 0 | 0 | 0 | 0 | 0 | 0 | 0 | 0 | 0 | 0 | 0 | 0 | 0 | 0 | 0 | 0 | 0 | 0 | 0 | 0 | 0 | 0 | 0 | 0 | 0 | 0 | 0 | 0
F2_Commercial_Lodging_Existing_Cooling_Electric_Evaporative Central AC_E2 | F2 | Commercial | Lodging | Existing | Cooling | Electric | Evaporative Central AC | E2 | TRC BC Ratio | 0 | 0 | 0 | 0 | 0 | 0 | 0 | 0 | 0 | 0 | 0 | 0 | 0 | 0 | 0 | 0 | 0 | 0 | 0 | 0 | 0 | 0 | 0 | 0 | 0 | 0 | 0 | 0 | 0 | 0
F2_Commercial_Lodging_Existing_Cooling_Electric_Evaporative Central AC_E3 | F2 | Commercial | Lodging | Existing | Cooling | Electric | Evaporative Central AC | E3 | TRC BC Ratio | 0 | 0 | 0 | 0 | 0 | 0 | 0 | 0 | 0 | 0 | 0 | 0 | 0 | 0 | 0 | 0 | 0 | 0 | 0 | 0 | 0 | 0 | 0 | 0 | 0 | 0 | 0 | 0 | 0 | 0
F2_Commercial_Lodging_Existing_Cooling_Electric_Evaporative Central AC_E4 | F2 | Commercial | Lodging | Existing | Cooling | Electric | Evaporative Central AC | E4 | TRC BC Ratio | 0 | 0 | 0 | 0 | 0 | 0 | 0 | 0 | 0 | 0 | 0 | 0 | 0 | 0 | 0 | 0 | 0 | 0 | 0 | 0 | 0 | 0 | 0 | 0 | 0 | 0 | 0 | 0 | 0 | 0
F2_Commercial_Lodging_Existing_Cooling_Electric_Evaporative Central AC_E5 | F2 | Commercial | Lodging | Existing | Cooling | Electric | Evaporative Central AC | E5 | TRC BC Ratio | 0 | 0 | 0 | 0 | 0 | 0 | 0 | 0 | 0 | 0 | 0 | 0 | 0 | 0 | 0 | 0 | 0 | 0 | 0 | 0 | 0 | 0 | 0 | 0 | 0 | 0 | 0 | 0 | 0 | 0
F2_Commercial_Lodging_Existing_Cooling_Electric_Evaporative Central AC_E6 | F2 | Commercial | Lodging | Existing | Cooling | Electric | Evaporative Central AC | E6 | TRC BC Ratio | 0 | 0 | 0 | 0 | 0 | 0 | 0 | 0 | 0 | 0 | 0 | 0 | 0 | 0 | 0 | 0 | 0 | 0 | 0 | 0 | 0 | 0 | 0 | 0 | 0 | 0 | 0 | 0 | 0 | 0
F2_Commercial_Lodging_Existing_Cooling_Electric_Evaporative Central AC_E7 | F2 | Commercial | Lodging | Existing | Cooling | Electric | Evaporative Central AC | E7 | TRC BC Ratio | 0 | 0 | 0 | 0 | 0 | 0 | 0 | 0 | 0 | 0 | 0 | 0 | 0 | 0 | 0 | 0 | 0 | 0 | 0 | 0 | 0 | 0 | 0 | 0 | 0 | 0 | 0 | 0 | 0 | 0
F2_Commercial_Lodging_Existing_Cooling_Electric_Evaporative Central AC_E8 | F2 | Commercial | Lodging | Existing | Cooling | Electric | Evaporative Central AC | E8 | TRC BC Ratio | 0 | 0 | 0 | 0 | 0 | 0 | 0 | 0 | 0 | 0 | 0 | 0 | 0 | 0 | 0 | 0 | 0 | 0 | 0 | 0 | 0 | 0 | 0 | 0 | 0 | 0 | 0 | 0 | 0 | 0
F2_Commercial_Lodging_Existing_Cooling_Electric_Evaporative Central AC_E9 | F2 | Commercial | Lodging | Existing | Cooling | Electric | Evaporative Central AC | E9 | TRC BC Ratio | 0 | 0 | 0 | 0 | 0 | 0 | 0 | 0 | 0 | 0 | 0 | 0 | 0 | 0 | 0 | 0 | 0 | 0 | 0 | 0 | 0 | 0 | 0 | 0 | 0 | 0 | 0 | 0 | 0 | 0
F2_Commercial_Lodging_Existing_Cooling_Electric_Evaporative Central AC_E10 | F2 | Commercial | Lodging | Existing | Cooling | Electric | Evaporative Central AC | E10 | TRC BC Ratio | 0 | 0 | 0 | 0 | 0 | 0 | 0 | 0 | 0 | 0 | 0 | 0 | 0 | 0 | 0 | 0 | 0 | 0 | 0 | 0 | 0 | 0 | 0 | 0 | 0 | 0 | 0 | 0 | 0 | 0
F3_Commercial_Lodging_Existing_Cooling_Electric_Evaporative Central AC_E1 | F3 | Commercial | Lodging | Existing | Cooling | Electric | Evaporative Central AC | E1 | PACT BC Ratio | 0 | 0 | 0 | 0 | 0 | 0 | 0 | 0 | 0 | 0 | 0 | 0 | 0 | 0 | 0 | 0 | 0 | 0 | 0 | 0 | 0 | 0 | 0 | 0 | 0 | 0 | 0 | 0 | 0 | 0
F3_Commercial_Lodging_Existing_Cooling_Electric_Evaporative Central AC_E2 | F3 | Commercial | Lodging | Existing | Cooling | Electric | Evaporative Central AC | E2 | PACT BC Ratio | 0 | 0 | 0 | 0 | 0 | 0 | 0 | 0 | 0 | 0 | 0 | 0 | 0 | 0 | 0 | 0 | 0 | 0 | 0 | 0 | 0 | 0 | 0 | 0 | 0 | 0 | 0 | 0 | 0 | 0
F3_Commercial_Lodging_Existing_Cooling_Electric_Evaporative Central AC_E3 | F3 | Commercial | Lodging | Existing | Cooling | Electric | Evaporative Central AC | E3 | PACT BC Ratio | 0 | 0 | 0 | 0 | 0 | 0 | 0 | 0 | 0 | 0 | 0 | 0 | 0 | 0 | 0 | 0 | 0 | 0 | 0 | 0 | 0 | 0 | 0 | 0 | 0 | 0 | 0 | 0 | 0 | 0
F3_Commercial_Lodging_Existing_Cooling_Electric_Evaporative Central AC_E4 | F3 | Commercial | Lodging | Existing | Cooling | Electric | Evaporative Central AC | E4 | PACT BC Ratio | 0 | 0 | 0 | 0 | 0 | 0 | 0 | 0 | 0 | 0 | 0 | 0 | 0 | 0 | 0 | 0 | 0 | 0 | 0 | 0 | 0 | 0 | 0 | 0 | 0 | 0 | 0 | 0 | 0 | 0
F3_Commercial_Lodging_Existing_Cooling_Electric_Evaporative Central AC_E5 | F3 | Commercial | Lodging | Existing | Cooling | Electric | Evaporative Central AC | E5 | PACT BC Ratio | 0 | 0 | 0 | 0 | 0 | 0 | 0 | 0 | 0 | 0 | 0 | 0 | 0 | 0 | 0 | 0 | 0 | 0 | 0 | 0 | 0 | 0 | 0 | 0 | 0 | 0 | 0 | 0 | 0 | 0
F3_Commercial_Lodging_Existing_Cooling_Electric_Evaporative Central AC_E6 | F3 | Commercial | Lodging | Existing | Cooling | Electric | Evaporative Central AC | E6 | PACT BC Ratio | 0 | 0 | 0 | 0 | 0 | 0 | 0 | 0 | 0 | 0 | 0 | 0 | 0 | 0 | 0 | 0 | 0 | 0 | 0 | 0 | 0 | 0 | 0 | 0 | 0 | 0 | 0 | 0 | 0 | 0
F3_Commercial_Lodging_Existing_Cooling_Electric_Evaporative Central AC_E7 | F3 | Commercial | Lodging | Existing | Cooling | Electric | Evaporative Central AC | E7 | PACT BC Ratio | 0 | 0 | 0 | 0 | 0 | 0 | 0 | 0 | 0 | 0 | 0 | 0 | 0 | 0 | 0 | 0 | 0 | 0 | 0 | 0 | 0 | 0 | 0 | 0 | 0 | 0 | 0 | 0 | 0 | 0
F3_Commercial_Lodging_Existing_Cooling_Electric_Evaporative Central AC_E8 | F3 | Commercial | Lodging | Existing | Cooling | Electric | Evaporative Central AC | E8 | PACT BC Ratio | 0 | 0 | 0 | 0 | 0 | 0 | 0 | 0 | 0 | 0 | 0 | 0 | 0 | 0 | 0 | 0 | 0 | 0 | 0 | 0 | 0 | 0 | 0 | 0 | 0 | 0 | 0 | 0 | 0 | 0
F3_Commercial_Lodging_Existing_Cooling_Electric_Evaporative Central AC_E9 | F3 | Commercial | Lodging | Existing | Cooling | Electric | Evaporative Central AC | E9 | PACT BC Ratio | 0 | 0 | 0 | 0 | 0 | 0 | 0 | 0 | 0 | 0 | 0 | 0 | 0 | 0 | 0 | 0 | 0 | 0 | 0 | 0 | 0 | 0 | 0 | 0 | 0 | 0 | 0 | 0 | 0 | 0
F3_Commercial_Lodging_Existing_Cooling_Electric_Evaporative Central AC_E10 | F3 | Commercial | Lodging | Existing | Cooling | Electric | Evaporative Central AC | E10 | PACT BC Ratio | 0 | 0 | 0 | 0 | 0 | 0 | 0 | 0 | 0 | 0 | 0 | 0 | 0 | 0 | 0 | 0 | 0 | 0 | 0 | 0 | 0 | 0 | 0 | 0 | 0 | 0 | 0 | 0 | 0 | 0
F4_Commercial_Lodging_Existing_Cooling_Electric_Evaporative Central AC_E1 | F4 | Commercial | Lodging | Existing | Cooling | Electric | Evaporative Central AC | E1 | RVT BC Ratio | 0 | 0 | 0 | 0 | 0 | 0 | 0 | 0 | 0 | 0 | 0 | 0 | 0 | 0 | 0 | 0 | 0 | 0 | 0 | 0 | 0 | 0 | 0 | 0 | 0 | 0 | 0 | 0 | 0 | 0
F4_Commercial_Lodging_Existing_Cooling_Electric_Evaporative Central AC_E2 | F4 | Commercial | Lodging | Existing | Cooling | Electric | Evaporative Central AC | E2 | RVT BC Ratio | 0 | 0 | 0 | 0 | 0 | 0 | 0 | 0 | 0 | 0 | 0 | 0 | 0 | 0 | 0 | 0 | 0 | 0 | 0 | 0 | 0 | 0 | 0 | 0 | 0 | 0 | 0 | 0 | 0 | 0
F4_Commercial_Lodging_Existing_Cooling_Electric_Evaporative Central AC_E3 | F4 | Commercial | Lodging | Existing | Cooling | Electric | Evaporative Central AC | E3 | RVT BC Ratio | 0 | 0 | 0 | 0 | 0 | 0 | 0 | 0 | 0 | 0 | 0 | 0 | 0 | 0 | 0 | 0 | 0 | 0 | 0 | 0 | 0 | 0 | 0 | 0 | 0 | 0 | 0 | 0 | 0 | 0
F4_Commercial_Lodging_Existing_Cooling_Electric_Evaporative Central AC_E4 | F4 | Commercial | Lodging | Existing | Cooling | Electric | Evaporative Central AC | E4 | RVT BC Ratio | 0 | 0 | 0 | 0 | 0 | 0 | 0 | 0 | 0 | 0 | 0 | 0 | 0 | 0 | 0 | 0 | 0 | 0 | 0 | 0 | 0 | 0 | 0 | 0 | 0 | 0 | 0 | 0 | 0 | 0
F4_Commercial_Lodging_Existing_Cooling_Electric_Evaporative Central AC_E5 | F4 | Commercial | Lodging | Existing | Cooling | Electric | Evaporative Central AC | E5 | RVT BC Ratio | 0 | 0 | 0 | 0 | 0 | 0 | 0 | 0 | 0 | 0 | 0 | 0 | 0 | 0 | 0 | 0 | 0 | 0 | 0 | 0 | 0 | 0 | 0 | 0 | 0 | 0 | 0 | 0 | 0 | 0
F4_Commercial_Lodging_Existing_Cooling_Electric_Evaporative Central AC_E6 | F4 | Commercial | Lodging | Existing | Cooling | Electric | Evaporative Central AC | E6 | RVT BC Ratio | 0 | 0 | 0 | 0 | 0 | 0 | 0 | 0 | 0 | 0 | 0 | 0 | 0 | 0 | 0 | 0 | 0 | 0 | 0 | 0 | 0 | 0 | 0 | 0 | 0 | 0 | 0 | 0 | 0 | 0
F4_Commercial_Lodging_Existing_Cooling_Electric_Evaporative Central AC_E7 | F4 | Commercial | Lodging | Existing | Cooling | Electric | Evaporative Central AC | E7 | RVT BC Ratio | 0 | 0 | 0 | 0 | 0 | 0 | 0 | 0 | 0 | 0 | 0 | 0 | 0 | 0 | 0 | 0 | 0 | 0 | 0 | 0 | 0 | 0 | 0 | 0 | 0 | 0 | 0 | 0 | 0 | 0
F4_Commercial_Lodging_Existing_Cooling_Electric_Evaporative Central AC_E8 | F4 | Commercial | Lodging | Existing | Cooling | Electric | Evaporative Central AC | E8 | RVT BC Ratio | 0 | 0 | 0 | 0 | 0 | 0 | 0 | 0 | 0 | 0 | 0 | 0 | 0 | 0 | 0 | 0 | 0 | 0 | 0 | 0 | 0 | 0 | 0 | 0 | 0 | 0 | 0 | 0 | 0 | 0
F4_Commercial_Lodging_Existing_Cooling_Electric_Evaporative Central AC_E9 | F4 | Commercial | Lodging | Existing | Cooling | Electric | Evaporative Central AC | E9 | RVT BC Ratio | 0 | 0 | 0 | 0 | 0 | 0 | 0 | 0 | 0 | 0 | 0 | 0 | 0 | 0 | 0 | 0 | 0 | 0 | 0 | 0 | 0 | 0 | 0 | 0 | 0 | 0 | 0 | 0 | 0 | 0
F4_Commercial_Lodging_Existing_Cooling_Electric_Evaporative Central AC_E10 | F4 | Commercial | Lodging | Existing | Cooling | Electric | Evaporative Central AC | E10 | RVT BC Ratio | 0 | 0 | 0 | 0 | 0 | 0 | 0 | 0 | 0 | 0 | 0 | 0 | 0 | 0 | 0 | 0 | 0 | 0 | 0 | 0 | 0 | 0 | 0 | 0 | 0 | 0 | 0 | 0 | 0 | 0
F5_Commercial_Lodging_Existing_Cooling_Electric_Evaporative Central AC_E1 | F5 | Commercial | Lodging | Existing | Cooling | Electric | Evaporative Central AC | E1 | RIM BC Ratio | 0 | 0 | 0 | 0 | 0 | 0 | 0 | 0 | 0 | 0 | 0 | 0 | 0 | 0 | 0 | 0 | 0 | 0 | 0 | 0 | 0 | 0 | 0 | 0 | 0 | 0 | 0 | 0 | 0 | 0
F5_Commercial_Lodging_Existing_Cooling_Electric_Evaporative Central AC_E2 | F5 | Commercial | Lodging | Existing | Cooling | Electric | Evaporative Central AC | E2 | RIM BC Ratio | 0 | 0 | 0 | 0 | 0 | 0 | 0 | 0 | 0 | 0 | 0 | 0 | 0 | 0 | 0 | 0 | 0 | 0 | 0 | 0 | 0 | 0 | 0 | 0 | 0 | 0 | 0 | 0 | 0 | 0
F5_Commercial_Lodging_Existing_Cooling_Electric_Evaporative Central AC_E3 | F5 | Commercial | Lodging | Existing | Cooling | Electric | Evaporative Central AC | E3 | RIM BC Ratio | 0 | 0 | 0 | 0 | 0 | 0 | 0 | 0 | 0 | 0 | 0 | 0 | 0 | 0 | 0 | 0 | 0 | 0 | 0 | 0 | 0 | 0 | 0 | 0 | 0 | 0 | 0 | 0 | 0 | 0
F5_Commercial_Lodging_Existing_Cooling_Electric_Evaporative Central AC_E4 | F5 | Commercial | Lodging | Existing | Cooling | Electric | Evaporative Central AC | E4 | RIM BC Ratio | 0 | 0 | 0 | 0 | 0 | 0 | 0 | 0 | 0 | 0 | 0 | 0 | 0 | 0 | 0 | 0 | 0 | 0 | 0 | 0 | 0 | 0 | 0 | 0 | 0 | 0 | 0 | 0 | 0 | 0
F5_Commercial_Lodging_Existing_Cooling_Electric_Evaporative Central AC_E5 | F5 | Commercial | Lodging | Existing | Cooling | Electric | Evaporative Central AC | E5 | RIM BC Ratio | 0 | 0 | 0 | 0 | 0 | 0 | 0 | 0 | 0 | 0 | 0 | 0 | 0 | 0 | 0 | 0 | 0 | 0 | 0 | 0 | 0 | 0 | 0 | 0 | 0 | 0 | 0 | 0 | 0 | 0
F5_Commercial_Lodging_Existing_Cooling_Electric_Evaporative Central AC_E6 | F5 | Commercial | Lodging | Existing | Cooling | Electric | Evaporative Central AC | E6 | RIM BC Ratio | 0 | 0 | 0 | 0 | 0 | 0 | 0 | 0 | 0 | 0 | 0 | 0 | 0 | 0 | 0 | 0 | 0 | 0 | 0 | 0 | 0 | 0 | 0 | 0 | 0 | 0 | 0 | 0 | 0 | 0
F5_Commercial_Lodging_Existing_Cooling_Electric_Evaporative Central AC_E7 | F5 | Commercial | Lodging | Existing | Cooling | Electric | Evaporative Central AC | E7 | RIM BC Ratio | 0 | 0 | 0 | 0 | 0 | 0 | 0 | 0 | 0 | 0 | 0 | 0 | 0 | 0 | 0 | 0 | 0 | 0 | 0 | 0 | 0 | 0 | 0 | 0 | 0 | 0 | 0 | 0 | 0 | 0
F5_Commercial_Lodging_Existing_Cooling_Electric_Evaporative Central AC_E8 | F5 | Commercial | Lodging | Existing | Cooling | Electric | Evaporative Central AC | E8 | RIM BC Ratio | 0 | 0 | 0 | 0 | 0 | 0 | 0 | 0 | 0 | 0 | 0 | 0 | 0 | 0 | 0 | 0 | 0 | 0 | 0 | 0 | 0 | 0 | 0 | 0 | 0 | 0 | 0 | 0 | 0 | 0
F5_Commercial_Lodging_Existing_Cooling_Electric_Evaporative Central AC_E9 | F5 | Commercial | Lodging | Existing | Cooling | Electric | Evaporative Central AC | E9 | RIM BC Ratio | 0 | 0 | 0 | 0 | 0 | 0 | 0 | 0 | 0 | 0 | 0 | 0 | 0 | 0 | 0 | 0 | 0 | 0 | 0 | 0 | 0 | 0 | 0 | 0 | 0 | 0 | 0 | 0 | 0 | 0
F5_Commercial_Lodging_Existing_Cooling_Electric_Evaporative Central AC_E10 | F5 | Commercial | Lodging | Existing | Cooling | Electric | Evaporative Central AC | E10 | RIM BC Ratio | 0 | 0 | 0 | 0 | 0 | 0 | 0 | 0 | 0 | 0 | 0 | 0 | 0 | 0 | 0 | 0 | 0 | 0 | 0 | 0 | 0 | 0 | 0 | 0 | 0 | 0 | 0 | 0 | 0 | 0
F0_Commercial_Lodging_Existing_Cooling_Electric_Air-Source Heat Pump_E0 | F0 | Commercial | Lodging | Existing | Cooling | Electric | Air-Source Heat Pump | E0 | Economic Unit | 0 | 0 | 0 | 0 | 0 | 0 | 0 | 0 | 0 | 0 | 0 | 0 | 0 | 0 | 0 | 0 | 0 | 0 | 0 | 0 | 0 | 0 | 0 | 0 | 0 | 0 | 0 | 0 | 0 | 0
F1_Commercial_Lodging_Existing_Cooling_Electric_Air-Source Heat Pump_E1 | F1 | Commercial | Lodging | Existing | Cooling | Electric | Air-Source Heat Pump | E1 | CCE | 0 | 0 | 0 | 0 | 0 | 0 | 0 | 0 | 0 | 0 | 0 | 0 | 0 | 0 | 0 | 0 | 0 | 0 | 0 | 0 | 0 | 0 | 0 | 0 | 0 | 0 | 0 | 0 | 0 | 0
F1_Commercial_Lodging_Existing_Cooling_Electric_Air-Source Heat Pump_E2 | F1 | Commercial | Lodging | Existing | Cooling | Electric | Air-Source Heat Pump | E2 | CCE | 0 | 0 | 0 | 0 | 0 | 0 | 0 | 0 | 0 | 0 | 0 | 0 | 0 | 0 | 0 | 0 | 0 | 0 | 0 | 0 | 0 | 0 | 0 | 0 | 0 | 0 | 0 | 0 | 0 | 0
F1_Commercial_Lodging_Existing_Cooling_Electric_Air-Source Heat Pump_E3 | F1 | Commercial | Lodging | Existing | Cooling | Electric | Air-Source Heat Pump | E3 | CCE | 0 | 0 | 0 | 0 | 0 | 0 | 0 | 0 | 0 | 0 | 0 | 0 | 0 | 0 | 0 | 0 | 0 | 0 | 0 | 0 | 0 | 0 | 0 | 0 | 0 | 0 | 0 | 0 | 0 | 0
F1_Commercial_Lodging_Existing_Cooling_Electric_Air-Source Heat Pump_E4 | F1 | Commercial | Lodging | Existing | Cooling | Electric | Air-Source Heat Pump | E4 | CCE | 0 | 0 | 0 | 0 | 0 | 0 | 0 | 0 | 0 | 0 | 0 | 0 | 0 | 0 | 0 | 0 | 0 | 0 | 0 | 0 | 0 | 0 | 0 | 0 | 0 | 0 | 0 | 0 | 0 | 0
F1_Commercial_Lodging_Existing_Cooling_Electric_Air-Source Heat Pump_E5 | F1 | Commercial | Lodging | Existing | Cooling | Electric | Air-Source Heat Pump | E5 | CCE | 0 | 0 | 0 | 0 | 0 | 0 | 0 | 0 | 0 | 0 | 0 | 0 | 0 | 0 | 0 | 0 | 0 | 0 | 0 | 0 | 0 | 0 | 0 | 0 | 0 | 0 | 0 | 0 | 0 | 0
F1_Commercial_Lodging_Existing_Cooling_Electric_Air-Source Heat Pump_E6 | F1 | Commercial | Lodging | Existing | Cooling | Electric | Air-Source Heat Pump | E6 | CCE | 0 | 0 | 0 | 0 | 0 | 0 | 0 | 0 | 0 | 0 | 0 | 0 | 0 | 0 | 0 | 0 | 0 | 0 | 0 | 0 | 0 | 0 | 0 | 0 | 0 | 0 | 0 | 0 | 0 | 0
F1_Commercial_Lodging_Existing_Cooling_Electric_Air-Source Heat Pump_E7 | F1 | Commercial | Lodging | Existing | Cooling | Electric | Air-Source Heat Pump | E7 | CCE | 0 | 0 | 0 | 0 | 0 | 0 | 0 | 0 | 0 | 0 | 0 | 0 | 0 | 0 | 0 | 0 | 0 | 0 | 0 | 0 | 0 | 0 | 0 | 0 | 0 | 0 | 0 | 0 | 0 | 0
F1_Commercial_Lodging_Existing_Cooling_Electric_Air-Source Heat Pump_E8 | F1 | Commercial | Lodging | Existing | Cooling | Electric | Air-Source Heat Pump | E8 | CCE | 0 | 0 | 0 | 0 | 0 | 0 | 0 | 0 | 0 | 0 | 0 | 0 | 0 | 0 | 0 | 0 | 0 | 0 | 0 | 0 | 0 | 0 | 0 | 0 | 0 | 0 | 0 | 0 | 0 | 0
F1_Commercial_Lodging_Existing_Cooling_Electric_Air-Source Heat Pump_E9 | F1 | Commercial | Lodging | Existing | Cooling | Electric | Air-Source Heat Pump | E9 | CCE | 0 | 0 | 0 | 0 | 0 | 0 | 0 | 0 | 0 | 0 | 0 | 0 | 0 | 0 | 0 | 0 | 0 | 0 | 0 | 0 | 0 | 0 | 0 | 0 | 0 | 0 | 0 | 0 | 0 | 0
F1_Commercial_Lodging_Existing_Cooling_Electric_Air-Source Heat Pump_E10 | F1 | Commercial | Lodging | Existing | Cooling | Electric | Air-Source Heat Pump | E10 | CCE | 0 | 0 | 0 | 0 | 0 | 0 | 0 | 0 | 0 | 0 | 0 | 0 | 0 | 0 | 0 | 0 | 0 | 0 | 0 | 0 | 0 | 0 | 0 | 0 | 0 | 0 | 0 | 0 | 0 | 0
F2_Commercial_Lodging_Existing_Cooling_Electric_Air-Source Heat Pump_E1 | F2 | Commercial | Lodging | Existing | Cooling | Electric | Air-Source Heat Pump | E1 | TRC BC Ratio | 0 | 0 | 0 | 0 | 0 | 0 | 0 | 0 | 0 | 0 | 0 | 0 | 0 | 0 | 0 | 0 | 0 | 0 | 0 | 0 | 0 | 0 | 0 | 0 | 0 | 0 | 0 | 0 | 0 | 0
F2_Commercial_Lodging_Existing_Cooling_Electric_Air-Source Heat Pump_E2 | F2 | Commercial | Lodging | Existing | Cooling | Electric | Air-Source Heat Pump | E2 | TRC BC Ratio | 0 | 0 | 0 | 0 | 0 | 0 | 0 | 0 | 0 | 0 | 0 | 0 | 0 | 0 | 0 | 0 | 0 | 0 | 0 | 0 | 0 | 0 | 0 | 0 | 0 | 0 | 0 | 0 | 0 | 0
F2_Commercial_Lodging_Existing_Cooling_Electric_Air-Source Heat Pump_E3 | F2 | Commercial | Lodging | Existing | Cooling | Electric | Air-Source Heat Pump | E3 | TRC BC Ratio | 0 | 0 | 0 | 0 | 0 | 0 | 0 | 0 | 0 | 0 | 0 | 0 | 0 | 0 | 0 | 0 | 0 | 0 | 0 | 0 | 0 | 0 | 0 | 0 | 0 | 0 | 0 | 0 | 0 | 0
F2_Commercial_Lodging_Existing_Cooling_Electric_Air-Source Heat Pump_E4 | F2 | Commercial | Lodging | Existing | Cooling | Electric | Air-Source Heat Pump | E4 | TRC BC Ratio | 0 | 0 | 0 | 0 | 0 | 0 | 0 | 0 | 0 | 0 | 0 | 0 | 0 | 0 | 0 | 0 | 0 | 0 | 0 | 0 | 0 | 0 | 0 | 0 | 0 | 0 | 0 | 0 | 0 | 0
F2_Commercial_Lodging_Existing_Cooling_Electric_Air-Source Heat Pump_E5 | F2 | Commercial | Lodging | Existing | Cooling | Electric | Air-Source Heat Pump | E5 | TRC BC Ratio | 0 | 0 | 0 | 0 | 0 | 0 | 0 | 0 | 0 | 0 | 0 | 0 | 0 | 0 | 0 | 0 | 0 | 0 | 0 | 0 | 0 | 0 | 0 | 0 | 0 | 0 | 0 | 0 | 0 | 0
F2_Commercial_Lodging_Existing_Cooling_Electric_Air-Source Heat Pump_E6 | F2 | Commercial | Lodging | Existing | Cooling | Electric | Air-Source Heat Pump | E6 | TRC BC Ratio | 0 | 0 | 0 | 0 | 0 | 0 | 0 | 0 | 0 | 0 | 0 | 0 | 0 | 0 | 0 | 0 | 0 | 0 | 0 | 0 | 0 | 0 | 0 | 0 | 0 | 0 | 0 | 0 | 0 | 0
F2_Commercial_Lodging_Existing_Cooling_Electric_Air-Source Heat Pump_E7 | F2 | Commercial | Lodging | Existing | Cooling | Electric | Air-Source Heat Pump | E7 | TRC BC Ratio | 0 | 0 | 0 | 0 | 0 | 0 | 0 | 0 | 0 | 0 | 0 | 0 | 0 | 0 | 0 | 0 | 0 | 0 | 0 | 0 | 0 | 0 | 0 | 0 | 0 | 0 | 0 | 0 | 0 | 0
F2_Commercial_Lodging_Existing_Cooling_Electric_Air-Source Heat Pump_E8 | F2 | Commercial | Lodging | Existing | Cooling | Electric | Air-Source Heat Pump | E8 | TRC BC Ratio | 0 | 0 | 0 | 0 | 0 | 0 | 0 | 0 | 0 | 0 | 0 | 0 | 0 | 0 | 0 | 0 | 0 | 0 | 0 | 0 | 0 | 0 | 0 | 0 | 0 | 0 | 0 | 0 | 0 | 0
F2_Commercial_Lodging_Existing_Cooling_Electric_Air-Source Heat Pump_E9 | F2 | Commercial | Lodging | Existing | Cooling | Electric | Air-Source Heat Pump | E9 | TRC BC Ratio | 0 | 0 | 0 | 0 | 0 | 0 | 0 | 0 | 0 | 0 | 0 | 0 | 0 | 0 | 0 | 0 | 0 | 0 | 0 | 0 | 0 | 0 | 0 | 0 | 0 | 0 | 0 | 0 | 0 | 0
F2_Commercial_Lodging_Existing_Cooling_Electric_Air-Source Heat Pump_E10 | F2 | Commercial | Lodging | Existing | Cooling | Electric | Air-Source Heat Pump | E10 | TRC BC Ratio | 0 | 0 | 0 | 0 | 0 | 0 | 0 | 0 | 0 | 0 | 0 | 0 | 0 | 0 | 0 | 0 | 0 | 0 | 0 | 0 | 0 | 0 | 0 | 0 | 0 | 0 | 0 | 0 | 0 | 0
F3_Commercial_Lodging_Existing_Cooling_Electric_Air-Source Heat Pump_E1 | F3 | Commercial | Lodging | Existing | Cooling | Electric | Air-Source Heat Pump | E1 | PACT BC Ratio | 0 | 0 | 0 | 0 | 0 | 0 | 0 | 0 | 0 | 0 | 0 | 0 | 0 | 0 | 0 | 0 | 0 | 0 | 0 | 0 | 0 | 0 | 0 | 0 | 0 | 0 | 0 | 0 | 0 | 0
F3_Commercial_Lodging_Existing_Cooling_Electric_Air-Source Heat Pump_E2 | F3 | Commercial | Lodging | Existing | Cooling | Electric | Air-Source Heat Pump | E2 | PACT BC Ratio | 0 | 0 | 0 | 0 | 0 | 0 | 0 | 0 | 0 | 0 | 0 | 0 | 0 | 0 | 0 | 0 | 0 | 0 | 0 | 0 | 0 | 0 | 0 | 0 | 0 | 0 | 0 | 0 | 0 | 0
F3_Commercial_Lodging_Existing_Cooling_Electric_Air-Source Heat Pump_E3 | F3 | Commercial | Lodging | Existing | Cooling | Electric | Air-Source Heat Pump | E3 | PACT BC Ratio | 0 | 0 | 0 | 0 | 0 | 0 | 0 | 0 | 0 | 0 | 0 | 0 | 0 | 0 | 0 | 0 | 0 | 0 | 0 | 0 | 0 | 0 | 0 | 0 | 0 | 0 | 0 | 0 | 0 | 0
F3_Commercial_Lodging_Existing_Cooling_Electric_Air-Source Heat Pump_E4 | F3 | Commercial | Lodging | Existing | Cooling | Electric | Air-Source Heat Pump | E4 | PACT BC Ratio | 0 | 0 | 0 | 0 | 0 | 0 | 0 | 0 | 0 | 0 | 0 | 0 | 0 | 0 | 0 | 0 | 0 | 0 | 0 | 0 | 0 | 0 | 0 | 0 | 0 | 0 | 0 | 0 | 0 | 0
F3_Commercial_Lodging_Existing_Cooling_Electric_Air-Source Heat Pump_E5 | F3 | Commercial | Lodging | Existing | Cooling | Electric | Air-Source Heat Pump | E5 | PACT BC Ratio | 0 | 0 | 0 | 0 | 0 | 0 | 0 | 0 | 0 | 0 | 0 | 0 | 0 | 0 | 0 | 0 | 0 | 0 | 0 | 0 | 0 | 0 | 0 | 0 | 0 | 0 | 0 | 0 | 0 | 0
F3_Commercial_Lodging_Existing_Cooling_Electric_Air-Source Heat Pump_E6 | F3 | Commercial | Lodging | Existing | Cooling | Electric | Air-Source Heat Pump | E6 | PACT BC Ratio | 0 | 0 | 0 | 0 | 0 | 0 | 0 | 0 | 0 | 0 | 0 | 0 | 0 | 0 | 0 | 0 | 0 | 0 | 0 | 0 | 0 | 0 | 0 | 0 | 0 | 0 | 0 | 0 | 0 | 0
F3_Commercial_Lodging_Existing_Cooling_Electric_Air-Source Heat Pump_E7 | F3 | Commercial | Lodging | Existing | Cooling | Electric | Air-Source Heat Pump | E7 | PACT BC Ratio | 0 | 0 | 0 | 0 | 0 | 0 | 0 | 0 | 0 | 0 | 0 | 0 | 0 | 0 | 0 | 0 | 0 | 0 | 0 | 0 | 0 | 0 | 0 | 0 | 0 | 0 | 0 | 0 | 0 | 0
F3_Commercial_Lodging_Existing_Cooling_Electric_Air-Source Heat Pump_E8 | F3 | Commercial | Lodging | Existing | Cooling | Electric | Air-Source Heat Pump | E8 | PACT BC Ratio | 0 | 0 | 0 | 0 | 0 | 0 | 0 | 0 | 0 | 0 | 0 | 0 | 0 | 0 | 0 | 0 | 0 | 0 | 0 | 0 | 0 | 0 | 0 | 0 | 0 | 0 | 0 | 0 | 0 | 0
F3_Commercial_Lodging_Existing_Cooling_Electric_Air-Source Heat Pump_E9 | F3 | Commercial | Lodging | Existing | Cooling | Electric | Air-Source Heat Pump | E9 | PACT BC Ratio | 0 | 0 | 0 | 0 | 0 | 0 | 0 | 0 | 0 | 0 | 0 | 0 | 0 | 0 | 0 | 0 | 0 | 0 | 0 | 0 | 0 | 0 | 0 | 0 | 0 | 0 | 0 | 0 | 0 | 0
F3_Commercial_Lodging_Existing_Cooling_Electric_Air-Source Heat Pump_E10 | F3 | Commercial | Lodging | Existing | Cooling | Electric | Air-Source Heat Pump | E10 | PACT BC Ratio | 0 | 0 | 0 | 0 | 0 | 0 | 0 | 0 | 0 | 0 | 0 | 0 | 0 | 0 | 0 | 0 | 0 | 0 | 0 | 0 | 0 | 0 | 0 | 0 | 0 | 0 | 0 | 0 | 0 | 0
F4_Commercial_Lodging_Existing_Cooling_Electric_Air-Source Heat Pump_E1 | F4 | Commercial | Lodging | Existing | Cooling | Electric | Air-Source Heat Pump | E1 | RVT BC Ratio | 0 | 0 | 0 | 0 | 0 | 0 | 0 | 0 | 0 | 0 | 0 | 0 | 0 | 0 | 0 | 0 | 0 | 0 | 0 | 0 | 0 | 0 | 0 | 0 | 0 | 0 | 0 | 0 | 0 | 0
F4_Commercial_Lodging_Existing_Cooling_Electric_Air-Source Heat Pump_E2 | F4 | Commercial | Lodging | Existing | Cooling | Electric | Air-Source Heat Pump | E2 | RVT BC Ratio | 0 | 0 | 0 | 0 | 0 | 0 | 0 | 0 | 0 | 0 | 0 | 0 | 0 | 0 | 0 | 0 | 0 | 0 | 0 | 0 | 0 | 0 | 0 | 0 | 0 | 0 | 0 | 0 | 0 | 0
F4_Commercial_Lodging_Existing_Cooling_Electric_Air-Source Heat Pump_E3 | F4 | Commercial | Lodging | Existing | Cooling | Electric | Air-Source Heat Pump | E3 | RVT BC Ratio | 0 | 0 | 0 | 0 | 0 | 0 | 0 | 0 | 0 | 0 | 0 | 0 | 0 | 0 | 0 | 0 | 0 | 0 | 0 | 0 | 0 | 0 | 0 | 0 | 0 | 0 | 0 | 0 | 0 | 0
F4_Commercial_Lodging_Existing_Cooling_Electric_Air-Source Heat Pump_E4 | F4 | Commercial | Lodging | Existing | Cooling | Electric | Air-Source Heat Pump | E4 | RVT BC Ratio | 0 | 0 | 0 | 0 | 0 | 0 | 0 | 0 | 0 | 0 | 0 | 0 | 0 | 0 | 0 | 0 | 0 | 0 | 0 | 0 | 0 | 0 | 0 | 0 | 0 | 0 | 0 | 0 | 0 | 0
F4_Commercial_Lodging_Existing_Cooling_Electric_Air-Source Heat Pump_E5 | F4 | Commercial | Lodging | Existing | Cooling | Electric | Air-Source Heat Pump | E5 | RVT BC Ratio | 0 | 0 | 0 | 0 | 0 | 0 | 0 | 0 | 0 | 0 | 0 | 0 | 0 | 0 | 0 | 0 | 0 | 0 | 0 | 0 | 0 | 0 | 0 | 0 | 0 | 0 | 0 | 0 | 0 | 0
F4_Commercial_Lodging_Existing_Cooling_Electric_Air-Source Heat Pump_E6 | F4 | Commercial | Lodging | Existing | Cooling | Electric | Air-Source Heat Pump | E6 | RVT BC Ratio | 0 | 0 | 0 | 0 | 0 | 0 | 0 | 0 | 0 | 0 | 0 | 0 | 0 | 0 | 0 | 0 | 0 | 0 | 0 | 0 | 0 | 0 | 0 | 0 | 0 | 0 | 0 | 0 | 0 | 0
F4_Commercial_Lodging_Existing_Cooling_Electric_Air-Source Heat Pump_E7 | F4 | Commercial | Lodging | Existing | Cooling | Electric | Air-Source Heat Pump | E7 | RVT BC Ratio | 0 | 0 | 0 | 0 | 0 | 0 | 0 | 0 | 0 | 0 | 0 | 0 | 0 | 0 | 0 | 0 | 0 | 0 | 0 | 0 | 0 | 0 | 0 | 0 | 0 | 0 | 0 | 0 | 0 | 0
F4_Commercial_Lodging_Existing_Cooling_Electric_Air-Source Heat Pump_E8 | F4 | Commercial | Lodging | Existing | Cooling | Electric | Air-Source Heat Pump | E8 | RVT BC Ratio | 0 | 0 | 0 | 0 | 0 | 0 | 0 | 0 | 0 | 0 | 0 | 0 | 0 | 0 | 0 | 0 | 0 | 0 | 0 | 0 | 0 | 0 | 0 | 0 | 0 | 0 | 0 | 0 | 0 | 0
F4_Commercial_Lodging_Existing_Cooling_Electric_Air-Source Heat Pump_E9 | F4 | Commercial | Lodging | Existing | Cooling | Electric | Air-Source Heat Pump | E9 | RVT BC Ratio | 0 | 0 | 0 | 0 | 0 | 0 | 0 | 0 | 0 | 0 | 0 | 0 | 0 | 0 | 0 | 0 | 0 | 0 | 0 | 0 | 0 | 0 | 0 | 0 | 0 | 0 | 0 | 0 | 0 | 0
F4_Commercial_Lodging_Existing_Cooling_Electric_Air-Source Heat Pump_E10 | F4 | Commercial | Lodging | Existing | Cooling | Electric | Air-Source Heat Pump | E10 | RVT BC Ratio | 0 | 0 | 0 | 0 | 0 | 0 | 0 | 0 | 0 | 0 | 0 | 0 | 0 | 0 | 0 | 0 | 0 | 0 | 0 | 0 | 0 | 0 | 0 | 0 | 0 | 0 | 0 | 0 | 0 | 0
F5_Commercial_Lodging_Existing_Cooling_Electric_Air-Source Heat Pump_E1 | F5 | Commercial | Lodging | Existing | Cooling | Electric | Air-Source Heat Pump | E1 | RIM BC Ratio | 0 | 0 | 0 | 0 | 0 | 0 | 0 | 0 | 0 | 0 | 0 | 0 | 0 | 0 | 0 | 0 | 0 | 0 | 0 | 0 | 0 | 0 | 0 | 0 | 0 | 0 | 0 | 0 | 0 | 0
F5_Commercial_Lodging_Existing_Cooling_Electric_Air-Source Heat Pump_E2 | F5 | Commercial | Lodging | Existing | Cooling | Electric | Air-Source Heat Pump | E2 | RIM BC Ratio | 0 | 0 | 0 | 0 | 0 | 0 | 0 | 0 | 0 | 0 | 0 | 0 | 0 | 0 | 0 | 0 | 0 | 0 | 0 | 0 | 0 | 0 | 0 | 0 | 0 | 0 | 0 | 0 | 0 | 0
F5_Commercial_Lodging_Existing_Cooling_Electric_Air-Source Heat Pump_E3 | F5 | Commercial | Lodging | Existing | Cooling | Electric | Air-Source Heat Pump | E3 | RIM BC Ratio | 0 | 0 | 0 | 0 | 0 | 0 | 0 | 0 | 0 | 0 | 0 | 0 | 0 | 0 | 0 | 0 | 0 | 0 | 0 | 0 | 0 | 0 | 0 | 0 | 0 | 0 | 0 | 0 | 0 | 0
F5_Commercial_Lodging_Existing_Cooling_Electric_Air-Source Heat Pump_E4 | F5 | Commercial | Lodging | Existing | Cooling | Electric | Air-Source Heat Pump | E4 | RIM BC Ratio | 0 | 0 | 0 | 0 | 0 | 0 | 0 | 0 | 0 | 0 | 0 | 0 | 0 | 0 | 0 | 0 | 0 | 0 | 0 | 0 | 0 | 0 | 0 | 0 | 0 | 0 | 0 | 0 | 0 | 0
F5_Commercial_Lodging_Existing_Cooling_Electric_Air-Source Heat Pump_E5 | F5 | Commercial | Lodging | Existing | Cooling | Electric | Air-Source Heat Pump | E5 | RIM BC Ratio | 0 | 0 | 0 | 0 | 0 | 0 | 0 | 0 | 0 | 0 | 0 | 0 | 0 | 0 | 0 | 0 | 0 | 0 | 0 | 0 | 0 | 0 | 0 | 0 | 0 | 0 | 0 | 0 | 0 | 0
F5_Commercial_Lodging_Existing_Cooling_Electric_Air-Source Heat Pump_E6 | F5 | Commercial | Lodging | Existing | Cooling | Electric | Air-Source Heat Pump | E6 | RIM BC Ratio | 0 | 0 | 0 | 0 | 0 | 0 | 0 | 0 | 0 | 0 | 0 | 0 | 0 | 0 | 0 | 0 | 0 | 0 | 0 | 0 | 0 | 0 | 0 | 0 | 0 | 0 | 0 | 0 | 0 | 0
F5_Commercial_Lodging_Existing_Cooling_Electric_Air-Source Heat Pump_E7 | F5 | Commercial | Lodging | Existing | Cooling | Electric | Air-Source Heat Pump | E7 | RIM BC Ratio | 0 | 0 | 0 | 0 | 0 | 0 | 0 | 0 | 0 | 0 | 0 | 0 | 0 | 0 | 0 | 0 | 0 | 0 | 0 | 0 | 0 | 0 | 0 | 0 | 0 | 0 | 0 | 0 | 0 | 0
F5_Commercial_Lodging_Existing_Cooling_Electric_Air-Source Heat Pump_E8 | F5 | Commercial | Lodging | Existing | Cooling | Electric | Air-Source Heat Pump | E8 | RIM BC Ratio | 0 | 0 | 0 | 0 | 0 | 0 | 0 | 0 | 0 | 0 | 0 | 0 | 0 | 0 | 0 | 0 | 0 | 0 | 0 | 0 | 0 | 0 | 0 | 0 | 0 | 0 | 0 | 0 | 0 | 0
F5_Commercial_Lodging_Existing_Cooling_Electric_Air-Source Heat Pump_E9 | F5 | Commercial | Lodging | Existing | Cooling | Electric | Air-Source Heat Pump | E9 | RIM BC Ratio | 0 | 0 | 0 | 0 | 0 | 0 | 0 | 0 | 0 | 0 | 0 | 0 | 0 | 0 | 0 | 0 | 0 | 0 | 0 | 0 | 0 | 0 | 0 | 0 | 0 | 0 | 0 | 0 | 0 | 0
F5_Commercial_Lodging_Existing_Cooling_Electric_Air-Source Heat Pump_E10 | F5 | Commercial | Lodging | Existing | Cooling | Electric | Air-Source Heat Pump | E10 | RIM BC Ratio | 0 | 0 | 0 | 0 | 0 | 0 | 0 | 0 | 0 | 0 | 0 | 0 | 0 | 0 | 0 | 0 | 0 | 0 | 0 | 0 | 0 | 0 | 0 | 0 | 0 | 0 | 0 | 0 | 0 | 0
F0_Commercial_Lodging_Existing_Cooling_Electric_Geothermal Heat Pump_E0 | F0 | Commercial | Lodging | Existing | Cooling | Electric | Geothermal Heat Pump | E0 | Economic Unit | 0 | 0 | 0 | 0 | 0 | 0 | 0 | 0 | 0 | 0 | 0 | 0 | 0 | 0 | 0 | 0 | 0 | 0 | 0 | 0 | 0 | 0 | 0 | 0 | 0 | 0 | 0 | 0 | 0 | 0
F1_Commercial_Lodging_Existing_Cooling_Electric_Geothermal Heat Pump_E1 | F1 | Commercial | Lodging | Existing | Cooling | Electric | Geothermal Heat Pump | E1 | CCE | 0 | 0 | 0 | 0 | 0 | 0 | 0 | 0 | 0 | 0 | 0 | 0 | 0 | 0 | 0 | 0 | 0 | 0 | 0 | 0 | 0 | 0 | 0 | 0 | 0 | 0 | 0 | 0 | 0 | 0
F1_Commercial_Lodging_Existing_Cooling_Electric_Geothermal Heat Pump_E2 | F1 | Commercial | Lodging | Existing | Cooling | Electric | Geothermal Heat Pump | E2 | CCE | 0 | 0 | 0 | 0 | 0 | 0 | 0 | 0 | 0 | 0 | 0 | 0 | 0 | 0 | 0 | 0 | 0 | 0 | 0 | 0 | 0 | 0 | 0 | 0 | 0 | 0 | 0 | 0 | 0 | 0
F1_Commercial_Lodging_Existing_Cooling_Electric_Geothermal Heat Pump_E3 | F1 | Commercial | Lodging | Existing | Cooling | Electric | Geothermal Heat Pump | E3 | CCE | 0 | 0 | 0 | 0 | 0 | 0 | 0 | 0 | 0 | 0 | 0 | 0 | 0 | 0 | 0 | 0 | 0 | 0 | 0 | 0 | 0 | 0 | 0 | 0 | 0 | 0 | 0 | 0 | 0 | 0
F1_Commercial_Lodging_Existing_Cooling_Electric_Geothermal Heat Pump_E4 | F1 | Commercial | Lodging | Existing | Cooling | Electric | Geothermal Heat Pump | E4 | CCE | 0 | 0 | 0 | 0 | 0 | 0 | 0 | 0 | 0 | 0 | 0 | 0 | 0 | 0 | 0 | 0 | 0 | 0 | 0 | 0 | 0 | 0 | 0 | 0 | 0 | 0 | 0 | 0 | 0 | 0
F1_Commercial_Lodging_Existing_Cooling_Electric_Geothermal Heat Pump_E5 | F1 | Commercial | Lodging | Existing | Cooling | Electric | Geothermal Heat Pump | E5 | CCE | 0 | 0 | 0 | 0 | 0 | 0 | 0 | 0 | 0 | 0 | 0 | 0 | 0 | 0 | 0 | 0 | 0 | 0 | 0 | 0 | 0 | 0 | 0 | 0 | 0 | 0 | 0 | 0 | 0 | 0
F1_Commercial_Lodging_Existing_Cooling_Electric_Geothermal Heat Pump_E6 | F1 | Commercial | Lodging | Existing | Cooling | Electric | Geothermal Heat Pump | E6 | CCE | 0 | 0 | 0 | 0 | 0 | 0 | 0 | 0 | 0 | 0 | 0 | 0 | 0 | 0 | 0 | 0 | 0 | 0 | 0 | 0 | 0 | 0 | 0 | 0 | 0 | 0 | 0 | 0 | 0 | 0
F1_Commercial_Lodging_Existing_Cooling_Electric_Geothermal Heat Pump_E7 | F1 | Commercial | Lodging | Existing | Cooling | Electric | Geothermal Heat Pump | E7 | CCE | 0 | 0 | 0 | 0 | 0 | 0 | 0 | 0 | 0 | 0 | 0 | 0 | 0 | 0 | 0 | 0 | 0 | 0 | 0 | 0 | 0 | 0 | 0 | 0 | 0 | 0 | 0 | 0 | 0 | 0
F1_Commercial_Lodging_Existing_Cooling_Electric_Geothermal Heat Pump_E8 | F1 | Commercial | Lodging | Existing | Cooling | Electric | Geothermal Heat Pump | E8 | CCE | 0 | 0 | 0 | 0 | 0 | 0 | 0 | 0 | 0 | 0 | 0 | 0 | 0 | 0 | 0 | 0 | 0 | 0 | 0 | 0 | 0 | 0 | 0 | 0 | 0 | 0 | 0 | 0 | 0 | 0
F1_Commercial_Lodging_Existing_Cooling_Electric_Geothermal Heat Pump_E9 | F1 | Commercial | Lodging | Existing | Cooling | Electric | Geothermal Heat Pump | E9 | CCE | 0 | 0 | 0 | 0 | 0 | 0 | 0 | 0 | 0 | 0 | 0 | 0 | 0 | 0 | 0 | 0 | 0 | 0 | 0 | 0 | 0 | 0 | 0 | 0 | 0 | 0 | 0 | 0 | 0 | 0
F1_Commercial_Lodging_Existing_Cooling_Electric_Geothermal Heat Pump_E10 | F1 | Commercial | Lodging | Existing | Cooling | Electric | Geothermal Heat Pump | E10 | CCE | 0 | 0 | 0 | 0 | 0 | 0 | 0 | 0 | 0 | 0 | 0 | 0 | 0 | 0 | 0 | 0 | 0 | 0 | 0 | 0 | 0 | 0 | 0 | 0 | 0 | 0 | 0 | 0 | 0 | 0
F2_Commercial_Lodging_Existing_Cooling_Electric_Geothermal Heat Pump_E1 | F2 | Commercial | Lodging | Existing | Cooling | Electric | Geothermal Heat Pump | E1 | TRC BC Ratio | 0 | 0 | 0 | 0 | 0 | 0 | 0 | 0 | 0 | 0 | 0 | 0 | 0 | 0 | 0 | 0 | 0 | 0 | 0 | 0 | 0 | 0 | 0 | 0 | 0 | 0 | 0 | 0 | 0 | 0
F2_Commercial_Lodging_Existing_Cooling_Electric_Geothermal Heat Pump_E2 | F2 | Commercial | Lodging | Existing | Cooling | Electric | Geothermal Heat Pump | E2 | TRC BC Ratio | 0 | 0 | 0 | 0 | 0 | 0 | 0 | 0 | 0 | 0 | 0 | 0 | 0 | 0 | 0 | 0 | 0 | 0 | 0 | 0 | 0 | 0 | 0 | 0 | 0 | 0 | 0 | 0 | 0 | 0
F2_Commercial_Lodging_Existing_Cooling_Electric_Geothermal Heat Pump_E3 | F2 | Commercial | Lodging | Existing | Cooling | Electric | Geothermal Heat Pump | E3 | TRC BC Ratio | 0 | 0 | 0 | 0 | 0 | 0 | 0 | 0 | 0 | 0 | 0 | 0 | 0 | 0 | 0 | 0 | 0 | 0 | 0 | 0 | 0 | 0 | 0 | 0 | 0 | 0 | 0 | 0 | 0 | 0
F2_Commercial_Lodging_Existing_Cooling_Electric_Geothermal Heat Pump_E4 | F2 | Commercial | Lodging | Existing | Cooling | Electric | Geothermal Heat Pump | E4 | TRC BC Ratio | 0 | 0 | 0 | 0 | 0 | 0 | 0 | 0 | 0 | 0 | 0 | 0 | 0 | 0 | 0 | 0 | 0 | 0 | 0 | 0 | 0 | 0 | 0 | 0 | 0 | 0 | 0 | 0 | 0 | 0
F2_Commercial_Lodging_Existing_Cooling_Electric_Geothermal Heat Pump_E5 | F2 | Commercial | Lodging | Existing | Cooling | Electric | Geothermal Heat Pump | E5 | TRC BC Ratio | 0 | 0 | 0 | 0 | 0 | 0 | 0 | 0 | 0 | 0 | 0 | 0 | 0 | 0 | 0 | 0 | 0 | 0 | 0 | 0 | 0 | 0 | 0 | 0 | 0 | 0 | 0 | 0 | 0 | 0
F2_Commercial_Lodging_Existing_Cooling_Electric_Geothermal Heat Pump_E6 | F2 | Commercial | Lodging | Existing | Cooling | Electric | Geothermal Heat Pump | E6 | TRC BC Ratio | 0 | 0 | 0 | 0 | 0 | 0 | 0 | 0 | 0 | 0 | 0 | 0 | 0 | 0 | 0 | 0 | 0 | 0 | 0 | 0 | 0 | 0 | 0 | 0 | 0 | 0 | 0 | 0 | 0 | 0
F2_Commercial_Lodging_Existing_Cooling_Electric_Geothermal Heat Pump_E7 | F2 | Commercial | Lodging | Existing | Cooling | Electric | Geothermal Heat Pump | E7 | TRC BC Ratio | 0 | 0 | 0 | 0 | 0 | 0 | 0 | 0 | 0 | 0 | 0 | 0 | 0 | 0 | 0 | 0 | 0 | 0 | 0 | 0 | 0 | 0 | 0 | 0 | 0 | 0 | 0 | 0 | 0 | 0
F2_Commercial_Lodging_Existing_Cooling_Electric_Geothermal Heat Pump_E8 | F2 | Commercial | Lodging | Existing | Cooling | Electric | Geothermal Heat Pump | E8 | TRC BC Ratio | 0 | 0 | 0 | 0 | 0 | 0 | 0 | 0 | 0 | 0 | 0 | 0 | 0 | 0 | 0 | 0 | 0 | 0 | 0 | 0 | 0 | 0 | 0 | 0 | 0 | 0 | 0 | 0 | 0 | 0
F2_Commercial_Lodging_Existing_Cooling_Electric_Geothermal Heat Pump_E9 | F2 | Commercial | Lodging | Existing | Cooling | Electric | Geothermal Heat Pump | E9 | TRC BC Ratio | 0 | 0 | 0 | 0 | 0 | 0 | 0 | 0 | 0 | 0 | 0 | 0 | 0 | 0 | 0 | 0 | 0 | 0 | 0 | 0 | 0 | 0 | 0 | 0 | 0 | 0 | 0 | 0 | 0 | 0
F2_Commercial_Lodging_Existing_Cooling_Electric_Geothermal Heat Pump_E10 | F2 | Commercial | Lodging | Existing | Cooling | Electric | Geothermal Heat Pump | E10 | TRC BC Ratio | 0 | 0 | 0 | 0 | 0 | 0 | 0 | 0 | 0 | 0 | 0 | 0 | 0 | 0 | 0 | 0 | 0 | 0 | 0 | 0 | 0 | 0 | 0 | 0 | 0 | 0 | 0 | 0 | 0 | 0
F3_Commercial_Lodging_Existing_Cooling_Electric_Geothermal Heat Pump_E1 | F3 | Commercial | Lodging | Existing | Cooling | Electric | Geothermal Heat Pump | E1 | PACT BC Ratio | 0 | 0 | 0 | 0 | 0 | 0 | 0 | 0 | 0 | 0 | 0 | 0 | 0 | 0 | 0 | 0 | 0 | 0 | 0 | 0 | 0 | 0 | 0 | 0 | 0 | 0 | 0 | 0 | 0 | 0
F3_Commercial_Lodging_Existing_Cooling_Electric_Geothermal Heat Pump_E2 | F3 | Commercial | Lodging | Existing | Cooling | Electric | Geothermal Heat Pump | E2 | PACT BC Ratio | 0 | 0 | 0 | 0 | 0 | 0 | 0 | 0 | 0 | 0 | 0 | 0 | 0 | 0 | 0 | 0 | 0 | 0 | 0 | 0 | 0 | 0 | 0 | 0 | 0 | 0 | 0 | 0 | 0 | 0
F3_Commercial_Lodging_Existing_Cooling_Electric_Geothermal Heat Pump_E3 | F3 | Commercial | Lodging | Existing | Cooling | Electric | Geothermal Heat Pump | E3 | PACT BC Ratio | 0 | 0 | 0 | 0 | 0 | 0 | 0 | 0 | 0 | 0 | 0 | 0 | 0 | 0 | 0 | 0 | 0 | 0 | 0 | 0 | 0 | 0 | 0 | 0 | 0 | 0 | 0 | 0 | 0 | 0
F3_Commercial_Lodging_Existing_Cooling_Electric_Geothermal Heat Pump_E4 | F3 | Commercial | Lodging | Existing | Cooling | Electric | Geothermal Heat Pump | E4 | PACT BC Ratio | 0 | 0 | 0 | 0 | 0 | 0 | 0 | 0 | 0 | 0 | 0 | 0 | 0 | 0 | 0 | 0 | 0 | 0 | 0 | 0 | 0 | 0 | 0 | 0 | 0 | 0 | 0 | 0 | 0 | 0
F3_Commercial_Lodging_Existing_Cooling_Electric_Geothermal Heat Pump_E5 | F3 | Commercial | Lodging | Existing | Cooling | Electric | Geothermal Heat Pump | E5 | PACT BC Ratio | 0 | 0 | 0 | 0 | 0 | 0 | 0 | 0 | 0 | 0 | 0 | 0 | 0 | 0 | 0 | 0 | 0 | 0 | 0 | 0 | 0 | 0 | 0 | 0 | 0 | 0 | 0 | 0 | 0 | 0
F3_Commercial_Lodging_Existing_Cooling_Electric_Geothermal Heat Pump_E6 | F3 | Commercial | Lodging | Existing | Cooling | Electric | Geothermal Heat Pump | E6 | PACT BC Ratio | 0 | 0 | 0 | 0 | 0 | 0 | 0 | 0 | 0 | 0 | 0 | 0 | 0 | 0 | 0 | 0 | 0 | 0 | 0 | 0 | 0 | 0 | 0 | 0 | 0 | 0 | 0 | 0 | 0 | 0
F3_Commercial_Lodging_Existing_Cooling_Electric_Geothermal Heat Pump_E7 | F3 | Commercial | Lodging | Existing | Cooling | Electric | Geothermal Heat Pump | E7 | PACT BC Ratio | 0 | 0 | 0 | 0 | 0 | 0 | 0 | 0 | 0 | 0 | 0 | 0 | 0 | 0 | 0 | 0 | 0 | 0 | 0 | 0 | 0 | 0 | 0 | 0 | 0 | 0 | 0 | 0 | 0 | 0
F3_Commercial_Lodging_Existing_Cooling_Electric_Geothermal Heat Pump_E8 | F3 | Commercial | Lodging | Existing | Cooling | Electric | Geothermal Heat Pump | E8 | PACT BC Ratio | 0 | 0 | 0 | 0 | 0 | 0 | 0 | 0 | 0 | 0 | 0 | 0 | 0 | 0 | 0 | 0 | 0 | 0 | 0 | 0 | 0 | 0 | 0 | 0 | 0 | 0 | 0 | 0 | 0 | 0
F3_Commercial_Lodging_Existing_Cooling_Electric_Geothermal Heat Pump_E9 | F3 | Commercial | Lodging | Existing | Cooling | Electric | Geothermal Heat Pump | E9 | PACT BC Ratio | 0 | 0 | 0 | 0 | 0 | 0 | 0 | 0 | 0 | 0 | 0 | 0 | 0 | 0 | 0 | 0 | 0 | 0 | 0 | 0 | 0 | 0 | 0 | 0 | 0 | 0 | 0 | 0 | 0 | 0
F3_Commercial_Lodging_Existing_Cooling_Electric_Geothermal Heat Pump_E10 | F3 | Commercial | Lodging | Existing | Cooling | Electric | Geothermal Heat Pump | E10 | PACT BC Ratio | 0 | 0 | 0 | 0 | 0 | 0 | 0 | 0 | 0 | 0 | 0 | 0 | 0 | 0 | 0 | 0 | 0 | 0 | 0 | 0 | 0 | 0 | 0 | 0 | 0 | 0 | 0 | 0 | 0 | 0
F4_Commercial_Lodging_Existing_Cooling_Electric_Geothermal Heat Pump_E1 | F4 | Commercial | Lodging | Existing | Cooling | Electric | Geothermal Heat Pump | E1 | RVT BC Ratio | 0 | 0 | 0 | 0 | 0 | 0 | 0 | 0 | 0 | 0 | 0 | 0 | 0 | 0 | 0 | 0 | 0 | 0 | 0 | 0 | 0 | 0 | 0 | 0 | 0 | 0 | 0 | 0 | 0 | 0
F4_Commercial_Lodging_Existing_Cooling_Electric_Geothermal Heat Pump_E2 | F4 | Commercial | Lodging | Existing | Cooling | Electric | Geothermal Heat Pump | E2 | RVT BC Ratio | 0 | 0 | 0 | 0 | 0 | 0 | 0 | 0 | 0 | 0 | 0 | 0 | 0 | 0 | 0 | 0 | 0 | 0 | 0 | 0 | 0 | 0 | 0 | 0 | 0 | 0 | 0 | 0 | 0 | 0
F4_Commercial_Lodging_Existing_Cooling_Electric_Geothermal Heat Pump_E3 | F4 | Commercial | Lodging | Existing | Cooling | Electric | Geothermal Heat Pump | E3 | RVT BC Ratio | 0 | 0 | 0 | 0 | 0 | 0 | 0 | 0 | 0 | 0 | 0 | 0 | 0 | 0 | 0 | 0 | 0 | 0 | 0 | 0 | 0 | 0 | 0 | 0 | 0 | 0 | 0 | 0 | 0 | 0
F4_Commercial_Lodging_Existing_Cooling_Electric_Geothermal Heat Pump_E4 | F4 | Commercial | Lodging | Existing | Cooling | Electric | Geothermal Heat Pump | E4 | RVT BC Ratio | 0 | 0 | 0 | 0 | 0 | 0 | 0 | 0 | 0 | 0 | 0 | 0 | 0 | 0 | 0 | 0 | 0 | 0 | 0 | 0 | 0 | 0 | 0 | 0 | 0 | 0 | 0 | 0 | 0 | 0
F4_Commercial_Lodging_Existing_Cooling_Electric_Geothermal Heat Pump_E5 | F4 | Commercial | Lodging | Existing | Cooling | Electric | Geothermal Heat Pump | E5 | RVT BC Ratio | 0 | 0 | 0 | 0 | 0 | 0 | 0 | 0 | 0 | 0 | 0 | 0 | 0 | 0 | 0 | 0 | 0 | 0 | 0 | 0 | 0 | 0 | 0 | 0 | 0 | 0 | 0 | 0 | 0 | 0
F4_Commercial_Lodging_Existing_Cooling_Electric_Geothermal Heat Pump_E6 | F4 | Commercial | Lodging | Existing | Cooling | Electric | Geothermal Heat Pump | E6 | RVT BC Ratio | 0 | 0 | 0 | 0 | 0 | 0 | 0 | 0 | 0 | 0 | 0 | 0 | 0 | 0 | 0 | 0 | 0 | 0 | 0 | 0 | 0 | 0 | 0 | 0 | 0 | 0 | 0 | 0 | 0 | 0
F4_Commercial_Lodging_Existing_Cooling_Electric_Geothermal Heat Pump_E7 | F4 | Commercial | Lodging | Existing | Cooling | Electric | Geothermal Heat Pump | E7 | RVT BC Ratio | 0 | 0 | 0 | 0 | 0 | 0 | 0 | 0 | 0 | 0 | 0 | 0 | 0 | 0 | 0 | 0 | 0 | 0 | 0 | 0 | 0 | 0 | 0 | 0 | 0 | 0 | 0 | 0 | 0 | 0
F4_Commercial_Lodging_Existing_Cooling_Electric_Geothermal Heat Pump_E8 | F4 | Commercial | Lodging | Existing | Cooling | Electric | Geothermal Heat Pump | E8 | RVT BC Ratio | 0 | 0 | 0 | 0 | 0 | 0 | 0 | 0 | 0 | 0 | 0 | 0 | 0 | 0 | 0 | 0 | 0 | 0 | 0 | 0 | 0 | 0 | 0 | 0 | 0 | 0 | 0 | 0 | 0 | 0
F4_Commercial_Lodging_Existing_Cooling_Electric_Geothermal Heat Pump_E9 | F4 | Commercial | Lodging | Existing | Cooling | Electric | Geothermal Heat Pump | E9 | RVT BC Ratio | 0 | 0 | 0 | 0 | 0 | 0 | 0 | 0 | 0 | 0 | 0 | 0 | 0 | 0 | 0 | 0 | 0 | 0 | 0 | 0 | 0 | 0 | 0 | 0 | 0 | 0 | 0 | 0 | 0 | 0
F4_Commercial_Lodging_Existing_Cooling_Electric_Geothermal Heat Pump_E10 | F4 | Commercial | Lodging | Existing | Cooling | Electric | Geothermal Heat Pump | E10 | RVT BC Ratio | 0 | 0 | 0 | 0 | 0 | 0 | 0 | 0 | 0 | 0 | 0 | 0 | 0 | 0 | 0 | 0 | 0 | 0 | 0 | 0 | 0 | 0 | 0 | 0 | 0 | 0 | 0 | 0 | 0 | 0
F5_Commercial_Lodging_Existing_Cooling_Electric_Geothermal Heat Pump_E1 | F5 | Commercial | Lodging | Existing | Cooling | Electric | Geothermal Heat Pump | E1 | RIM BC Ratio | 0 | 0 | 0 | 0 | 0 | 0 | 0 | 0 | 0 | 0 | 0 | 0 | 0 | 0 | 0 | 0 | 0 | 0 | 0 | 0 | 0 | 0 | 0 | 0 | 0 | 0 | 0 | 0 | 0 | 0
F5_Commercial_Lodging_Existing_Cooling_Electric_Geothermal Heat Pump_E2 | F5 | Commercial | Lodging | Existing | Cooling | Electric | Geothermal Heat Pump | E2 | RIM BC Ratio | 0 | 0 | 0 | 0 | 0 | 0 | 0 | 0 | 0 | 0 | 0 | 0 | 0 | 0 | 0 | 0 | 0 | 0 | 0 | 0 | 0 | 0 | 0 | 0 | 0 | 0 | 0 | 0 | 0 | 0
F5_Commercial_Lodging_Existing_Cooling_Electric_Geothermal Heat Pump_E3 | F5 | Commercial | Lodging | Existing | Cooling | Electric | Geothermal Heat Pump | E3 | RIM BC Ratio | 0 | 0 | 0 | 0 | 0 | 0 | 0 | 0 | 0 | 0 | 0 | 0 | 0 | 0 | 0 | 0 | 0 | 0 | 0 | 0 | 0 | 0 | 0 | 0 | 0 | 0 | 0 | 0 | 0 | 0
F5_Commercial_Lodging_Existing_Cooling_Electric_Geothermal Heat Pump_E4 | F5 | Commercial | Lodging | Existing | Cooling | Electric | Geothermal Heat Pump | E4 | RIM BC Ratio | 0 | 0 | 0 | 0 | 0 | 0 | 0 | 0 | 0 | 0 | 0 | 0 | 0 | 0 | 0 | 0 | 0 | 0 | 0 | 0 | 0 | 0 | 0 | 0 | 0 | 0 | 0 | 0 | 0 | 0
F5_Commercial_Lodging_Existing_Cooling_Electric_Geothermal Heat Pump_E5 | F5 | Commercial | Lodging | Existing | Cooling | Electric | Geothermal Heat Pump | E5 | RIM BC Ratio | 0 | 0 | 0 | 0 | 0 | 0 | 0 | 0 | 0 | 0 | 0 | 0 | 0 | 0 | 0 | 0 | 0 | 0 | 0 | 0 | 0 | 0 | 0 | 0 | 0 | 0 | 0 | 0 | 0 | 0
F5_Commercial_Lodging_Existing_Cooling_Electric_Geothermal Heat Pump_E6 | F5 | Commercial | Lodging | Existing | Cooling | Electric | Geothermal Heat Pump | E6 | RIM BC Ratio | 0 | 0 | 0 | 0 | 0 | 0 | 0 | 0 | 0 | 0 | 0 | 0 | 0 | 0 | 0 | 0 | 0 | 0 | 0 | 0 | 0 | 0 | 0 | 0 | 0 | 0 | 0 | 0 | 0 | 0
F5_Commercial_Lodging_Existing_Cooling_Electric_Geothermal Heat Pump_E7 | F5 | Commercial | Lodging | Existing | Cooling | Electric | Geothermal Heat Pump | E7 | RIM BC Ratio | 0 | 0 | 0 | 0 | 0 | 0 | 0 | 0 | 0 | 0 | 0 | 0 | 0 | 0 | 0 | 0 | 0 | 0 | 0 | 0 | 0 | 0 | 0 | 0 | 0 | 0 | 0 | 0 | 0 | 0
F5_Commercial_Lodging_Existing_Cooling_Electric_Geothermal Heat Pump_E8 | F5 | Commercial | Lodging | Existing | Cooling | Electric | Geothermal Heat Pump | E8 | RIM BC Ratio | 0 | 0 | 0 | 0 | 0 | 0 | 0 | 0 | 0 | 0 | 0 | 0 | 0 | 0 | 0 | 0 | 0 | 0 | 0 | 0 | 0 | 0 | 0 | 0 | 0 | 0 | 0 | 0 | 0 | 0
F5_Commercial_Lodging_Existing_Cooling_Electric_Geothermal Heat Pump_E9 | F5 | Commercial | Lodging | Existing | Cooling | Electric | Geothermal Heat Pump | E9 | RIM BC Ratio | 0 | 0 | 0 | 0 | 0 | 0 | 0 | 0 | 0 | 0 | 0 | 0 | 0 | 0 | 0 | 0 | 0 | 0 | 0 | 0 | 0 | 0 | 0 | 0 | 0 | 0 | 0 | 0 | 0 | 0
F5_Commercial_Lodging_Existing_Cooling_Electric_Geothermal Heat Pump_E10 | F5 | Commercial | Lodging | Existing | Cooling | Electric | Geothermal Heat Pump | E10 | RIM BC Ratio | 0 | 0 | 0 | 0 | 0 | 0 | 0 | 0 | 0 | 0 | 0 | 0 | 0 | 0 | 0 | 0 | 0 | 0 | 0 | 0 | 0 | 0 | 0 | 0 | 0 | 0 | 0 | 0 | 0 | 0
F0_Commercial_Lodging_Existing_Space Heating_Electric_Electric Furnace_E0 | F0 | Commercial | Lodging | Existing | Space Heating | Electric | Electric Furnace | E0 | Economic Unit | 0 | 0 | 0 | 0 | 0 | 0 | 0 | 0 | 0 | 0 | 0 | 0 | 0 | 0 | 0 | 0 | 0 | 0 | 0 | 0 | 0 | 0 | 0 | 0 | 0 | 0 | 0 | 0 | 0 | 0
F1_Commercial_Lodging_Existing_Space Heating_Electric_Electric Furnace_E1 | F1 | Commercial | Lodging | Existing | Space Heating | Electric | Electric Furnace | E1 | CCE | 0 | 0 | 0 | 0 | 0 | 0 | 0 | 0 | 0 | 0 | 0 | 0 | 0 | 0 | 0 | 0 | 0 | 0 | 0 | 0 | 0 | 0 | 0 | 0 | 0 | 0 | 0 | 0 | 0 | 0
F1_Commercial_Lodging_Existing_Space Heating_Electric_Electric Furnace_E2 | F1 | Commercial | Lodging | Existing | Space Heating | Electric | Electric Furnace | E2 | CCE | 0 | 0 | 0 | 0 | 0 | 0 | 0 | 0 | 0 | 0 | 0 | 0 | 0 | 0 | 0 | 0 | 0 | 0 | 0 | 0 | 0 | 0 | 0 | 0 | 0 | 0 | 0 | 0 | 0 | 0
F1_Commercial_Lodging_Existing_Space Heating_Electric_Electric Furnace_E3 | F1 | Commercial | Lodging | Existing | Space Heating | Electric | Electric Furnace | E3 | CCE | 0 | 0 | 0 | 0 | 0 | 0 | 0 | 0 | 0 | 0 | 0 | 0 | 0 | 0 | 0 | 0 | 0 | 0 | 0 | 0 | 0 | 0 | 0 | 0 | 0 | 0 | 0 | 0 | 0 | 0
F1_Commercial_Lodging_Existing_Space Heating_Electric_Electric Furnace_E4 | F1 | Commercial | Lodging | Existing | Space Heating | Electric | Electric Furnace | E4 | CCE | 0 | 0 | 0 | 0 | 0 | 0 | 0 | 0 | 0 | 0 | 0 | 0 | 0 | 0 | 0 | 0 | 0 | 0 | 0 | 0 | 0 | 0 | 0 | 0 | 0 | 0 | 0 | 0 | 0 | 0
F1_Commercial_Lodging_Existing_Space Heating_Electric_Electric Furnace_E5 | F1 | Commercial | Lodging | Existing | Space Heating | Electric | Electric Furnace | E5 | CCE | 0 | 0 | 0 | 0 | 0 | 0 | 0 | 0 | 0 | 0 | 0 | 0 | 0 | 0 | 0 | 0 | 0 | 0 | 0 | 0 | 0 | 0 | 0 | 0 | 0 | 0 | 0 | 0 | 0 | 0
F1_Commercial_Lodging_Existing_Space Heating_Electric_Electric Furnace_E6 | F1 | Commercial | Lodging | Existing | Space Heating | Electric | Electric Furnace | E6 | CCE | 0 | 0 | 0 | 0 | 0 | 0 | 0 | 0 | 0 | 0 | 0 | 0 | 0 | 0 | 0 | 0 | 0 | 0 | 0 | 0 | 0 | 0 | 0 | 0 | 0 | 0 | 0 | 0 | 0 | 0
F1_Commercial_Lodging_Existing_Space Heating_Electric_Electric Furnace_E7 | F1 | Commercial | Lodging | Existing | Space Heating | Electric | Electric Furnace | E7 | CCE | 0 | 0 | 0 | 0 | 0 | 0 | 0 | 0 | 0 | 0 | 0 | 0 | 0 | 0 | 0 | 0 | 0 | 0 | 0 | 0 | 0 | 0 | 0 | 0 | 0 | 0 | 0 | 0 | 0 | 0
F1_Commercial_Lodging_Existing_Space Heating_Electric_Electric Furnace_E8 | F1 | Commercial | Lodging | Existing | Space Heating | Electric | Electric Furnace | E8 | CCE | 0 | 0 | 0 | 0 | 0 | 0 | 0 | 0 | 0 | 0 | 0 | 0 | 0 | 0 | 0 | 0 | 0 | 0 | 0 | 0 | 0 | 0 | 0 | 0 | 0 | 0 | 0 | 0 | 0 | 0
F1_Commercial_Lodging_Existing_Space Heating_Electric_Electric Furnace_E9 | F1 | Commercial | Lodging | Existing | Space Heating | Electric | Electric Furnace | E9 | CCE | 0 | 0 | 0 | 0 | 0 | 0 | 0 | 0 | 0 | 0 | 0 | 0 | 0 | 0 | 0 | 0 | 0 | 0 | 0 | 0 | 0 | 0 | 0 | 0 | 0 | 0 | 0 | 0 | 0 | 0
F1_Commercial_Lodging_Existing_Space Heating_Electric_Electric Furnace_E10 | F1 | Commercial | Lodging | Existing | Space Heating | Electric | Electric Furnace | E10 | CCE | 0 | 0 | 0 | 0 | 0 | 0 | 0 | 0 | 0 | 0 | 0 | 0 | 0 | 0 | 0 | 0 | 0 | 0 | 0 | 0 | 0 | 0 | 0 | 0 | 0 | 0 | 0 | 0 | 0 | 0
F2_Commercial_Lodging_Existing_Space Heating_Electric_Electric Furnace_E1 | F2 | Commercial | Lodging | Existing | Space Heating | Electric | Electric Furnace | E1 | TRC BC Ratio | 0 | 0 | 0 | 0 | 0 | 0 | 0 | 0 | 0 | 0 | 0 | 0 | 0 | 0 | 0 | 0 | 0 | 0 | 0 | 0 | 0 | 0 | 0 | 0 | 0 | 0 | 0 | 0 | 0 | 0
F2_Commercial_Lodging_Existing_Space Heating_Electric_Electric Furnace_E2 | F2 | Commercial | Lodging | Existing | Space Heating | Electric | Electric Furnace | E2 | TRC BC Ratio | 0 | 0 | 0 | 0 | 0 | 0 | 0 | 0 | 0 | 0 | 0 | 0 | 0 | 0 | 0 | 0 | 0 | 0 | 0 | 0 | 0 | 0 | 0 | 0 | 0 | 0 | 0 | 0 | 0 | 0
F2_Commercial_Lodging_Existing_Space Heating_Electric_Electric Furnace_E3 | F2 | Commercial | Lodging | Existing | Space Heating | Electric | Electric Furnace | E3 | TRC BC Ratio | 0 | 0 | 0 | 0 | 0 | 0 | 0 | 0 | 0 | 0 | 0 | 0 | 0 | 0 | 0 | 0 | 0 | 0 | 0 | 0 | 0 | 0 | 0 | 0 | 0 | 0 | 0 | 0 | 0 | 0
F2_Commercial_Lodging_Existing_Space Heating_Electric_Electric Furnace_E4 | F2 | Commercial | Lodging | Existing | Space Heating | Electric | Electric Furnace | E4 | TRC BC Ratio | 0 | 0 | 0 | 0 | 0 | 0 | 0 | 0 | 0 | 0 | 0 | 0 | 0 | 0 | 0 | 0 | 0 | 0 | 0 | 0 | 0 | 0 | 0 | 0 | 0 | 0 | 0 | 0 | 0 | 0
F2_Commercial_Lodging_Existing_Space Heating_Electric_Electric Furnace_E5 | F2 | Commercial | Lodging | Existing | Space Heating | Electric | Electric Furnace | E5 | TRC BC Ratio | 0 | 0 | 0 | 0 | 0 | 0 | 0 | 0 | 0 | 0 | 0 | 0 | 0 | 0 | 0 | 0 | 0 | 0 | 0 | 0 | 0 | 0 | 0 | 0 | 0 | 0 | 0 | 0 | 0 | 0
F2_Commercial_Lodging_Existing_Space Heating_Electric_Electric Furnace_E6 | F2 | Commercial | Lodging | Existing | Space Heating | Electric | Electric Furnace | E6 | TRC BC Ratio | 0 | 0 | 0 | 0 | 0 | 0 | 0 | 0 | 0 | 0 | 0 | 0 | 0 | 0 | 0 | 0 | 0 | 0 | 0 | 0 | 0 | 0 | 0 | 0 | 0 | 0 | 0 | 0 | 0 | 0
F2_Commercial_Lodging_Existing_Space Heating_Electric_Electric Furnace_E7 | F2 | Commercial | Lodging | Existing | Space Heating | Electric | Electric Furnace | E7 | TRC BC Ratio | 0 | 0 | 0 | 0 | 0 | 0 | 0 | 0 | 0 | 0 | 0 | 0 | 0 | 0 | 0 | 0 | 0 | 0 | 0 | 0 | 0 | 0 | 0 | 0 | 0 | 0 | 0 | 0 | 0 | 0
F2_Commercial_Lodging_Existing_Space Heating_Electric_Electric Furnace_E8 | F2 | Commercial | Lodging | Existing | Space Heating | Electric | Electric Furnace | E8 | TRC BC Ratio | 0 | 0 | 0 | 0 | 0 | 0 | 0 | 0 | 0 | 0 | 0 | 0 | 0 | 0 | 0 | 0 | 0 | 0 | 0 | 0 | 0 | 0 | 0 | 0 | 0 | 0 | 0 | 0 | 0 | 0
F2_Commercial_Lodging_Existing_Space Heating_Electric_Electric Furnace_E9 | F2 | Commercial | Lodging | Existing | Space Heating | Electric | Electric Furnace | E9 | TRC BC Ratio | 0 | 0 | 0 | 0 | 0 | 0 | 0 | 0 | 0 | 0 | 0 | 0 | 0 | 0 | 0 | 0 | 0 | 0 | 0 | 0 | 0 | 0 | 0 | 0 | 0 | 0 | 0 | 0 | 0 | 0
F2_Commercial_Lodging_Existing_Space Heating_Electric_Electric Furnace_E10 | F2 | Commercial | Lodging | Existing | Space Heating | Electric | Electric Furnace | E10 | TRC BC Ratio | 0 | 0 | 0 | 0 | 0 | 0 | 0 | 0 | 0 | 0 | 0 | 0 | 0 | 0 | 0 | 0 | 0 | 0 | 0 | 0 | 0 | 0 | 0 | 0 | 0 | 0 | 0 | 0 | 0 | 0
F3_Commercial_Lodging_Existing_Space Heating_Electric_Electric Furnace_E1 | F3 | Commercial | Lodging | Existing | Space Heating | Electric | Electric Furnace | E1 | PACT BC Ratio | 0 | 0 | 0 | 0 | 0 | 0 | 0 | 0 | 0 | 0 | 0 | 0 | 0 | 0 | 0 | 0 | 0 | 0 | 0 | 0 | 0 | 0 | 0 | 0 | 0 | 0 | 0 | 0 | 0 | 0
F3_Commercial_Lodging_Existing_Space Heating_Electric_Electric Furnace_E2 | F3 | Commercial | Lodging | Existing | Space Heating | Electric | Electric Furnace | E2 | PACT BC Ratio | 0 | 0 | 0 | 0 | 0 | 0 | 0 | 0 | 0 | 0 | 0 | 0 | 0 | 0 | 0 | 0 | 0 | 0 | 0 | 0 | 0 | 0 | 0 | 0 | 0 | 0 | 0 | 0 | 0 | 0
F3_Commercial_Lodging_Existing_Space Heating_Electric_Electric Furnace_E3 | F3 | Commercial | Lodging | Existing | Space Heating | Electric | Electric Furnace | E3 | PACT BC Ratio | 0 | 0 | 0 | 0 | 0 | 0 | 0 | 0 | 0 | 0 | 0 | 0 | 0 | 0 | 0 | 0 | 0 | 0 | 0 | 0 | 0 | 0 | 0 | 0 | 0 | 0 | 0 | 0 | 0 | 0
F3_Commercial_Lodging_Existing_Space Heating_Electric_Electric Furnace_E4 | F3 | Commercial | Lodging | Existing | Space Heating | Electric | Electric Furnace | E4 | PACT BC Ratio | 0 | 0 | 0 | 0 | 0 | 0 | 0 | 0 | 0 | 0 | 0 | 0 | 0 | 0 | 0 | 0 | 0 | 0 | 0 | 0 | 0 | 0 | 0 | 0 | 0 | 0 | 0 | 0 | 0 | 0
F3_Commercial_Lodging_Existing_Space Heating_Electric_Electric Furnace_E5 | F3 | Commercial | Lodging | Existing | Space Heating | Electric | Electric Furnace | E5 | PACT BC Ratio | 0 | 0 | 0 | 0 | 0 | 0 | 0 | 0 | 0 | 0 | 0 | 0 | 0 | 0 | 0 | 0 | 0 | 0 | 0 | 0 | 0 | 0 | 0 | 0 | 0 | 0 | 0 | 0 | 0 | 0
F3_Commercial_Lodging_Existing_Space Heating_Electric_Electric Furnace_E6 | F3 | Commercial | Lodging | Existing | Space Heating | Electric | Electric Furnace | E6 | PACT BC Ratio | 0 | 0 | 0 | 0 | 0 | 0 | 0 | 0 | 0 | 0 | 0 | 0 | 0 | 0 | 0 | 0 | 0 | 0 | 0 | 0 | 0 | 0 | 0 | 0 | 0 | 0 | 0 | 0 | 0 | 0
F3_Commercial_Lodging_Existing_Space Heating_Electric_Electric Furnace_E7 | F3 | Commercial | Lodging | Existing | Space Heating | Electric | Electric Furnace | E7 | PACT BC Ratio | 0 | 0 | 0 | 0 | 0 | 0 | 0 | 0 | 0 | 0 | 0 | 0 | 0 | 0 | 0 | 0 | 0 | 0 | 0 | 0 | 0 | 0 | 0 | 0 | 0 | 0 | 0 | 0 | 0 | 0
F3_Commercial_Lodging_Existing_Space Heating_Electric_Electric Furnace_E8 | F3 | Commercial | Lodging | Existing | Space Heating | Electric | Electric Furnace | E8 | PACT BC Ratio | 0 | 0 | 0 | 0 | 0 | 0 | 0 | 0 | 0 | 0 | 0 | 0 | 0 | 0 | 0 | 0 | 0 | 0 | 0 | 0 | 0 | 0 | 0 | 0 | 0 | 0 | 0 | 0 | 0 | 0
F3_Commercial_Lodging_Existing_Space Heating_Electric_Electric Furnace_E9 | F3 | Commercial | Lodging | Existing | Space Heating | Electric | Electric Furnace | E9 | PACT BC Ratio | 0 | 0 | 0 | 0 | 0 | 0 | 0 | 0 | 0 | 0 | 0 | 0 | 0 | 0 | 0 | 0 | 0 | 0 | 0 | 0 | 0 | 0 | 0 | 0 | 0 | 0 | 0 | 0 | 0 | 0
F3_Commercial_Lodging_Existing_Space Heating_Electric_Electric Furnace_E10 | F3 | Commercial | Lodging | Existing | Space Heating | Electric | Electric Furnace | E10 | PACT BC Ratio | 0 | 0 | 0 | 0 | 0 | 0 | 0 | 0 | 0 | 0 | 0 | 0 | 0 | 0 | 0 | 0 | 0 | 0 | 0 | 0 | 0 | 0 | 0 | 0 | 0 | 0 | 0 | 0 | 0 | 0
F4_Commercial_Lodging_Existing_Space Heating_Electric_Electric Furnace_E1 | F4 | Commercial | Lodging | Existing | Space Heating | Electric | Electric Furnace | E1 | RVT BC Ratio | 0 | 0 | 0 | 0 | 0 | 0 | 0 | 0 | 0 | 0 | 0 | 0 | 0 | 0 | 0 | 0 | 0 | 0 | 0 | 0 | 0 | 0 | 0 | 0 | 0 | 0 | 0 | 0 | 0 | 0
F4_Commercial_Lodging_Existing_Space Heating_Electric_Electric Furnace_E2 | F4 | Commercial | Lodging | Existing | Space Heating | Electric | Electric Furnace | E2 | RVT BC Ratio | 0 | 0 | 0 | 0 | 0 | 0 | 0 | 0 | 0 | 0 | 0 | 0 | 0 | 0 | 0 | 0 | 0 | 0 | 0 | 0 | 0 | 0 | 0 | 0 | 0 | 0 | 0 | 0 | 0 | 0
F4_Commercial_Lodging_Existing_Space Heating_Electric_Electric Furnace_E3 | F4 | Commercial | Lodging | Existing | Space Heating | Electric | Electric Furnace | E3 | RVT BC Ratio | 0 | 0 | 0 | 0 | 0 | 0 | 0 | 0 | 0 | 0 | 0 | 0 | 0 | 0 | 0 | 0 | 0 | 0 | 0 | 0 | 0 | 0 | 0 | 0 | 0 | 0 | 0 | 0 | 0 | 0
F4_Commercial_Lodging_Existing_Space Heating_Electric_Electric Furnace_E4 | F4 | Commercial | Lodging | Existing | Space Heating | Electric | Electric Furnace | E4 | RVT BC Ratio | 0 | 0 | 0 | 0 | 0 | 0 | 0 | 0 | 0 | 0 | 0 | 0 | 0 | 0 | 0 | 0 | 0 | 0 | 0 | 0 | 0 | 0 | 0 | 0 | 0 | 0 | 0 | 0 | 0 | 0
F4_Commercial_Lodging_Existing_Space Heating_Electric_Electric Furnace_E5 | F4 | Commercial | Lodging | Existing | Space Heating | Electric | Electric Furnace | E5 | RVT BC Ratio | 0 | 0 | 0 | 0 | 0 | 0 | 0 | 0 | 0 | 0 | 0 | 0 | 0 | 0 | 0 | 0 | 0 | 0 | 0 | 0 | 0 | 0 | 0 | 0 | 0 | 0 | 0 | 0 | 0 | 0
F4_Commercial_Lodging_Existing_Space Heating_Electric_Electric Furnace_E6 | F4 | Commercial | Lodging | Existing | Space Heating | Electric | Electric Furnace | E6 | RVT BC Ratio | 0 | 0 | 0 | 0 | 0 | 0 | 0 | 0 | 0 | 0 | 0 | 0 | 0 | 0 | 0 | 0 | 0 | 0 | 0 | 0 | 0 | 0 | 0 | 0 | 0 | 0 | 0 | 0 | 0 | 0
F4_Commercial_Lodging_Existing_Space Heating_Electric_Electric Furnace_E7 | F4 | Commercial | Lodging | Existing | Space Heating | Electric | Electric Furnace | E7 | RVT BC Ratio | 0 | 0 | 0 | 0 | 0 | 0 | 0 | 0 | 0 | 0 | 0 | 0 | 0 | 0 | 0 | 0 | 0 | 0 | 0 | 0 | 0 | 0 | 0 | 0 | 0 | 0 | 0 | 0 | 0 | 0
F4_Commercial_Lodging_Existing_Space Heating_Electric_Electric Furnace_E8 | F4 | Commercial | Lodging | Existing | Space Heating | Electric | Electric Furnace | E8 | RVT BC Ratio | 0 | 0 | 0 | 0 | 0 | 0 | 0 | 0 | 0 | 0 | 0 | 0 | 0 | 0 | 0 | 0 | 0 | 0 | 0 | 0 | 0 | 0 | 0 | 0 | 0 | 0 | 0 | 0 | 0 | 0
F4_Commercial_Lodging_Existing_Space Heating_Electric_Electric Furnace_E9 | F4 | Commercial | Lodging | Existing | Space Heating | Electric | Electric Furnace | E9 | RVT BC Ratio | 0 | 0 | 0 | 0 | 0 | 0 | 0 | 0 | 0 | 0 | 0 | 0 | 0 | 0 | 0 | 0 | 0 | 0 | 0 | 0 | 0 | 0 | 0 | 0 | 0 | 0 | 0 | 0 | 0 | 0
F4_Commercial_Lodging_Existing_Space Heating_Electric_Electric Furnace_E10 | F4 | Commercial | Lodging | Existing | Space Heating | Electric | Electric Furnace | E10 | RVT BC Ratio | 0 | 0 | 0 | 0 | 0 | 0 | 0 | 0 | 0 | 0 | 0 | 0 | 0 | 0 | 0 | 0 | 0 | 0 | 0 | 0 | 0 | 0 | 0 | 0 | 0 | 0 | 0 | 0 | 0 | 0
F5_Commercial_Lodging_Existing_Space Heating_Electric_Electric Furnace_E1 | F5 | Commercial | Lodging | Existing | Space Heating | Electric | Electric Furnace | E1 | RIM BC Ratio | 0 | 0 | 0 | 0 | 0 | 0 | 0 | 0 | 0 | 0 | 0 | 0 | 0 | 0 | 0 | 0 | 0 | 0 | 0 | 0 | 0 | 0 | 0 | 0 | 0 | 0 | 0 | 0 | 0 | 0
F5_Commercial_Lodging_Existing_Space Heating_Electric_Electric Furnace_E2 | F5 | Commercial | Lodging | Existing | Space Heating | Electric | Electric Furnace | E2 | RIM BC Ratio | 0 | 0 | 0 | 0 | 0 | 0 | 0 | 0 | 0 | 0 | 0 | 0 | 0 | 0 | 0 | 0 | 0 | 0 | 0 | 0 | 0 | 0 | 0 | 0 | 0 | 0 | 0 | 0 | 0 | 0
F5_Commercial_Lodging_Existing_Space Heating_Electric_Electric Furnace_E3 | F5 | Commercial | Lodging | Existing | Space Heating | Electric | Electric Furnace | E3 | RIM BC Ratio | 0 | 0 | 0 | 0 | 0 | 0 | 0 | 0 | 0 | 0 | 0 | 0 | 0 | 0 | 0 | 0 | 0 | 0 | 0 | 0 | 0 | 0 | 0 | 0 | 0 | 0 | 0 | 0 | 0 | 0
F5_Commercial_Lodging_Existing_Space Heating_Electric_Electric Furnace_E4 | F5 | Commercial | Lodging | Existing | Space Heating | Electric | Electric Furnace | E4 | RIM BC Ratio | 0 | 0 | 0 | 0 | 0 | 0 | 0 | 0 | 0 | 0 | 0 | 0 | 0 | 0 | 0 | 0 | 0 | 0 | 0 | 0 | 0 | 0 | 0 | 0 | 0 | 0 | 0 | 0 | 0 | 0
F5_Commercial_Lodging_Existing_Space Heating_Electric_Electric Furnace_E5 | F5 | Commercial | Lodging | Existing | Space Heating | Electric | Electric Furnace | E5 | RIM BC Ratio | 0 | 0 | 0 | 0 | 0 | 0 | 0 | 0 | 0 | 0 | 0 | 0 | 0 | 0 | 0 | 0 | 0 | 0 | 0 | 0 | 0 | 0 | 0 | 0 | 0 | 0 | 0 | 0 | 0 | 0
F5_Commercial_Lodging_Existing_Space Heating_Electric_Electric Furnace_E6 | F5 | Commercial | Lodging | Existing | Space Heating | Electric | Electric Furnace | E6 | RIM BC Ratio | 0 | 0 | 0 | 0 | 0 | 0 | 0 | 0 | 0 | 0 | 0 | 0 | 0 | 0 | 0 | 0 | 0 | 0 | 0 | 0 | 0 | 0 | 0 | 0 | 0 | 0 | 0 | 0 | 0 | 0
F5_Commercial_Lodging_Existing_Space Heating_Electric_Electric Furnace_E7 | F5 | Commercial | Lodging | Existing | Space Heating | Electric | Electric Furnace | E7 | RIM BC Ratio | 0 | 0 | 0 | 0 | 0 | 0 | 0 | 0 | 0 | 0 | 0 | 0 | 0 | 0 | 0 | 0 | 0 | 0 | 0 | 0 | 0 | 0 | 0 | 0 | 0 | 0 | 0 | 0 | 0 | 0
F5_Commercial_Lodging_Existing_Space Heating_Electric_Electric Furnace_E8 | F5 | Commercial | Lodging | Existing | Space Heating | Electric | Electric Furnace | E8 | RIM BC Ratio | 0 | 0 | 0 | 0 | 0 | 0 | 0 | 0 | 0 | 0 | 0 | 0 | 0 | 0 | 0 | 0 | 0 | 0 | 0 | 0 | 0 | 0 | 0 | 0 | 0 | 0 | 0 | 0 | 0 | 0
F5_Commercial_Lodging_Existing_Space Heating_Electric_Electric Furnace_E9 | F5 | Commercial | Lodging | Existing | Space Heating | Electric | Electric Furnace | E9 | RIM BC Ratio | 0 | 0 | 0 | 0 | 0 | 0 | 0 | 0 | 0 | 0 | 0 | 0 | 0 | 0 | 0 | 0 | 0 | 0 | 0 | 0 | 0 | 0 | 0 | 0 | 0 | 0 | 0 | 0 | 0 | 0
F5_Commercial_Lodging_Existing_Space Heating_Electric_Electric Furnace_E10 | F5 | Commercial | Lodging | Existing | Space Heating | Electric | Electric Furnace | E10 | RIM BC Ratio | 0 | 0 | 0 | 0 | 0 | 0 | 0 | 0 | 0 | 0 | 0 | 0 | 0 | 0 | 0 | 0 | 0 | 0 | 0 | 0 | 0 | 0 | 0 | 0 | 0 | 0 | 0 | 0 | 0 | 0
F0_Commercial_Lodging_Existing_Space Heating_Electric_Electric Room Heat_E0 | F0 | Commercial | Lodging | Existing | Space Heating | Electric | Electric Room Heat | E0 | Economic Unit | 0 | 0 | 0 | 0 | 0 | 0 | 0 | 0 | 0 | 0 | 0 | 0 | 0 | 0 | 0 | 0 | 0 | 0 | 0 | 0 | 0 | 0 | 0 | 0 | 0 | 0 | 0 | 0 | 0 | 0
F1_Commercial_Lodging_Existing_Space Heating_Electric_Electric Room Heat_E1 | F1 | Commercial | Lodging | Existing | Space Heating | Electric | Electric Room Heat | E1 | CCE | 0 | 0 | 0 | 0 | 0 | 0 | 0 | 0 | 0 | 0 | 0 | 0 | 0 | 0 | 0 | 0 | 0 | 0 | 0 | 0 | 0 | 0 | 0 | 0 | 0 | 0 | 0 | 0 | 0 | 0
F1_Commercial_Lodging_Existing_Space Heating_Electric_Electric Room Heat_E2 | F1 | Commercial | Lodging | Existing | Space Heating | Electric | Electric Room Heat | E2 | CCE | 0 | 0 | 0 | 0 | 0 | 0 | 0 | 0 | 0 | 0 | 0 | 0 | 0 | 0 | 0 | 0 | 0 | 0 | 0 | 0 | 0 | 0 | 0 | 0 | 0 | 0 | 0 | 0 | 0 | 0
F1_Commercial_Lodging_Existing_Space Heating_Electric_Electric Room Heat_E3 | F1 | Commercial | Lodging | Existing | Space Heating | Electric | Electric Room Heat | E3 | CCE | 0 | 0 | 0 | 0 | 0 | 0 | 0 | 0 | 0 | 0 | 0 | 0 | 0 | 0 | 0 | 0 | 0 | 0 | 0 | 0 | 0 | 0 | 0 | 0 | 0 | 0 | 0 | 0 | 0 | 0
F1_Commercial_Lodging_Existing_Space Heating_Electric_Electric Room Heat_E4 | F1 | Commercial | Lodging | Existing | Space Heating | Electric | Electric Room Heat | E4 | CCE | 0 | 0 | 0 | 0 | 0 | 0 | 0 | 0 | 0 | 0 | 0 | 0 | 0 | 0 | 0 | 0 | 0 | 0 | 0 | 0 | 0 | 0 | 0 | 0 | 0 | 0 | 0 | 0 | 0 | 0
F1_Commercial_Lodging_Existing_Space Heating_Electric_Electric Room Heat_E5 | F1 | Commercial | Lodging | Existing | Space Heating | Electric | Electric Room Heat | E5 | CCE | 0 | 0 | 0 | 0 | 0 | 0 | 0 | 0 | 0 | 0 | 0 | 0 | 0 | 0 | 0 | 0 | 0 | 0 | 0 | 0 | 0 | 0 | 0 | 0 | 0 | 0 | 0 | 0 | 0 | 0
F1_Commercial_Lodging_Existing_Space Heating_Electric_Electric Room Heat_E6 | F1 | Commercial | Lodging | Existing | Space Heating | Electric | Electric Room Heat | E6 | CCE | 0 | 0 | 0 | 0 | 0 | 0 | 0 | 0 | 0 | 0 | 0 | 0 | 0 | 0 | 0 | 0 | 0 | 0 | 0 | 0 | 0 | 0 | 0 | 0 | 0 | 0 | 0 | 0 | 0 | 0
F1_Commercial_Lodging_Existing_Space Heating_Electric_Electric Room Heat_E7 | F1 | Commercial | Lodging | Existing | Space Heating | Electric | Electric Room Heat | E7 | CCE | 0 | 0 | 0 | 0 | 0 | 0 | 0 | 0 | 0 | 0 | 0 | 0 | 0 | 0 | 0 | 0 | 0 | 0 | 0 | 0 | 0 | 0 | 0 | 0 | 0 | 0 | 0 | 0 | 0 | 0
F1_Commercial_Lodging_Existing_Space Heating_Electric_Electric Room Heat_E8 | F1 | Commercial | Lodging | Existing | Space Heating | Electric | Electric Room Heat | E8 | CCE | 0 | 0 | 0 | 0 | 0 | 0 | 0 | 0 | 0 | 0 | 0 | 0 | 0 | 0 | 0 | 0 | 0 | 0 | 0 | 0 | 0 | 0 | 0 | 0 | 0 | 0 | 0 | 0 | 0 | 0
F1_Commercial_Lodging_Existing_Space Heating_Electric_Electric Room Heat_E9 | F1 | Commercial | Lodging | Existing | Space Heating | Electric | Electric Room Heat | E9 | CCE | 0 | 0 | 0 | 0 | 0 | 0 | 0 | 0 | 0 | 0 | 0 | 0 | 0 | 0 | 0 | 0 | 0 | 0 | 0 | 0 | 0 | 0 | 0 | 0 | 0 | 0 | 0 | 0 | 0 | 0
F1_Commercial_Lodging_Existing_Space Heating_Electric_Electric Room Heat_E10 | F1 | Commercial | Lodging | Existing | Space Heating | Electric | Electric Room Heat | E10 | CCE | 0 | 0 | 0 | 0 | 0 | 0 | 0 | 0 | 0 | 0 | 0 | 0 | 0 | 0 | 0 | 0 | 0 | 0 | 0 | 0 | 0 | 0 | 0 | 0 | 0 | 0 | 0 | 0 | 0 | 0
F2_Commercial_Lodging_Existing_Space Heating_Electric_Electric Room Heat_E1 | F2 | Commercial | Lodging | Existing | Space Heating | Electric | Electric Room Heat | E1 | TRC BC Ratio | 0 | 0 | 0 | 0 | 0 | 0 | 0 | 0 | 0 | 0 | 0 | 0 | 0 | 0 | 0 | 0 | 0 | 0 | 0 | 0 | 0 | 0 | 0 | 0 | 0 | 0 | 0 | 0 | 0 | 0
F2_Commercial_Lodging_Existing_Space Heating_Electric_Electric Room Heat_E2 | F2 | Commercial | Lodging | Existing | Space Heating | Electric | Electric Room Heat | E2 | TRC BC Ratio | 0 | 0 | 0 | 0 | 0 | 0 | 0 | 0 | 0 | 0 | 0 | 0 | 0 | 0 | 0 | 0 | 0 | 0 | 0 | 0 | 0 | 0 | 0 | 0 | 0 | 0 | 0 | 0 | 0 | 0
F2_Commercial_Lodging_Existing_Space Heating_Electric_Electric Room Heat_E3 | F2 | Commercial | Lodging | Existing | Space Heating | Electric | Electric Room Heat | E3 | TRC BC Ratio | 0 | 0 | 0 | 0 | 0 | 0 | 0 | 0 | 0 | 0 | 0 | 0 | 0 | 0 | 0 | 0 | 0 | 0 | 0 | 0 | 0 | 0 | 0 | 0 | 0 | 0 | 0 | 0 | 0 | 0
F2_Commercial_Lodging_Existing_Space Heating_Electric_Electric Room Heat_E4 | F2 | Commercial | Lodging | Existing | Space Heating | Electric | Electric Room Heat | E4 | TRC BC Ratio | 0 | 0 | 0 | 0 | 0 | 0 | 0 | 0 | 0 | 0 | 0 | 0 | 0 | 0 | 0 | 0 | 0 | 0 | 0 | 0 | 0 | 0 | 0 | 0 | 0 | 0 | 0 | 0 | 0 | 0
F2_Commercial_Lodging_Existing_Space Heating_Electric_Electric Room Heat_E5 | F2 | Commercial | Lodging | Existing | Space Heating | Electric | Electric Room Heat | E5 | TRC BC Ratio | 0 | 0 | 0 | 0 | 0 | 0 | 0 | 0 | 0 | 0 | 0 | 0 | 0 | 0 | 0 | 0 | 0 | 0 | 0 | 0 | 0 | 0 | 0 | 0 | 0 | 0 | 0 | 0 | 0 | 0
F2_Commercial_Lodging_Existing_Space Heating_Electric_Electric Room Heat_E6 | F2 | Commercial | Lodging | Existing | Space Heating | Electric | Electric Room Heat | E6 | TRC BC Ratio | 0 | 0 | 0 | 0 | 0 | 0 | 0 | 0 | 0 | 0 | 0 | 0 | 0 | 0 | 0 | 0 | 0 | 0 | 0 | 0 | 0 | 0 | 0 | 0 | 0 | 0 | 0 | 0 | 0 | 0
F2_Commercial_Lodging_Existing_Space Heating_Electric_Electric Room Heat_E7 | F2 | Commercial | Lodging | Existing | Space Heating | Electric | Electric Room Heat | E7 | TRC BC Ratio | 0 | 0 | 0 | 0 | 0 | 0 | 0 | 0 | 0 | 0 | 0 | 0 | 0 | 0 | 0 | 0 | 0 | 0 | 0 | 0 | 0 | 0 | 0 | 0 | 0 | 0 | 0 | 0 | 0 | 0
F2_Commercial_Lodging_Existing_Space Heating_Electric_Electric Room Heat_E8 | F2 | Commercial | Lodging | Existing | Space Heating | Electric | Electric Room Heat | E8 | TRC BC Ratio | 0 | 0 | 0 | 0 | 0 | 0 | 0 | 0 | 0 | 0 | 0 | 0 | 0 | 0 | 0 | 0 | 0 | 0 | 0 | 0 | 0 | 0 | 0 | 0 | 0 | 0 | 0 | 0 | 0 | 0
F2_Commercial_Lodging_Existing_Space Heating_Electric_Electric Room Heat_E9 | F2 | Commercial | Lodging | Existing | Space Heating | Electric | Electric Room Heat | E9 | TRC BC Ratio | 0 | 0 | 0 | 0 | 0 | 0 | 0 | 0 | 0 | 0 | 0 | 0 | 0 | 0 | 0 | 0 | 0 | 0 | 0 | 0 | 0 | 0 | 0 | 0 | 0 | 0 | 0 | 0 | 0 | 0
F2_Commercial_Lodging_Existing_Space Heating_Electric_Electric Room Heat_E10 | F2 | Commercial | Lodging | Existing | Space Heating | Electric | Electric Room Heat | E10 | TRC BC Ratio | 0 | 0 | 0 | 0 | 0 | 0 | 0 | 0 | 0 | 0 | 0 | 0 | 0 | 0 | 0 | 0 | 0 | 0 | 0 | 0 | 0 | 0 | 0 | 0 | 0 | 0 | 0 | 0 | 0 | 0
F3_Commercial_Lodging_Existing_Space Heating_Electric_Electric Room Heat_E1 | F3 | Commercial | Lodging | Existing | Space Heating | Electric | Electric Room Heat | E1 | PACT BC Ratio | 0 | 0 | 0 | 0 | 0 | 0 | 0 | 0 | 0 | 0 | 0 | 0 | 0 | 0 | 0 | 0 | 0 | 0 | 0 | 0 | 0 | 0 | 0 | 0 | 0 | 0 | 0 | 0 | 0 | 0
F3_Commercial_Lodging_Existing_Space Heating_Electric_Electric Room Heat_E2 | F3 | Commercial | Lodging | Existing | Space Heating | Electric | Electric Room Heat | E2 | PACT BC Ratio | 0 | 0 | 0 | 0 | 0 | 0 | 0 | 0 | 0 | 0 | 0 | 0 | 0 | 0 | 0 | 0 | 0 | 0 | 0 | 0 | 0 | 0 | 0 | 0 | 0 | 0 | 0 | 0 | 0 | 0
F3_Commercial_Lodging_Existing_Space Heating_Electric_Electric Room Heat_E3 | F3 | Commercial | Lodging | Existing | Space Heating | Electric | Electric Room Heat | E3 | PACT BC Ratio | 0 | 0 | 0 | 0 | 0 | 0 | 0 | 0 | 0 | 0 | 0 | 0 | 0 | 0 | 0 | 0 | 0 | 0 | 0 | 0 | 0 | 0 | 0 | 0 | 0 | 0 | 0 | 0 | 0 | 0
F3_Commercial_Lodging_Existing_Space Heating_Electric_Electric Room Heat_E4 | F3 | Commercial | Lodging | Existing | Space Heating | Electric | Electric Room Heat | E4 | PACT BC Ratio | 0 | 0 | 0 | 0 | 0 | 0 | 0 | 0 | 0 | 0 | 0 | 0 | 0 | 0 | 0 | 0 | 0 | 0 | 0 | 0 | 0 | 0 | 0 | 0 | 0 | 0 | 0 | 0 | 0 | 0
F3_Commercial_Lodging_Existing_Space Heating_Electric_Electric Room Heat_E5 | F3 | Commercial | Lodging | Existing | Space Heating | Electric | Electric Room Heat | E5 | PACT BC Ratio | 0 | 0 | 0 | 0 | 0 | 0 | 0 | 0 | 0 | 0 | 0 | 0 | 0 | 0 | 0 | 0 | 0 | 0 | 0 | 0 | 0 | 0 | 0 | 0 | 0 | 0 | 0 | 0 | 0 | 0
F3_Commercial_Lodging_Existing_Space Heating_Electric_Electric Room Heat_E6 | F3 | Commercial | Lodging | Existing | Space Heating | Electric | Electric Room Heat | E6 | PACT BC Ratio | 0 | 0 | 0 | 0 | 0 | 0 | 0 | 0 | 0 | 0 | 0 | 0 | 0 | 0 | 0 | 0 | 0 | 0 | 0 | 0 | 0 | 0 | 0 | 0 | 0 | 0 | 0 | 0 | 0 | 0
F3_Commercial_Lodging_Existing_Space Heating_Electric_Electric Room Heat_E7 | F3 | Commercial | Lodging | Existing | Space Heating | Electric | Electric Room Heat | E7 | PACT BC Ratio | 0 | 0 | 0 | 0 | 0 | 0 | 0 | 0 | 0 | 0 | 0 | 0 | 0 | 0 | 0 | 0 | 0 | 0 | 0 | 0 | 0 | 0 | 0 | 0 | 0 | 0 | 0 | 0 | 0 | 0
F3_Commercial_Lodging_Existing_Space Heating_Electric_Electric Room Heat_E8 | F3 | Commercial | Lodging | Existing | Space Heating | Electric | Electric Room Heat | E8 | PACT BC Ratio | 0 | 0 | 0 | 0 | 0 | 0 | 0 | 0 | 0 | 0 | 0 | 0 | 0 | 0 | 0 | 0 | 0 | 0 | 0 | 0 | 0 | 0 | 0 | 0 | 0 | 0 | 0 | 0 | 0 | 0
F3_Commercial_Lodging_Existing_Space Heating_Electric_Electric Room Heat_E9 | F3 | Commercial | Lodging | Existing | Space Heating | Electric | Electric Room Heat | E9 | PACT BC Ratio | 0 | 0 | 0 | 0 | 0 | 0 | 0 | 0 | 0 | 0 | 0 | 0 | 0 | 0 | 0 | 0 | 0 | 0 | 0 | 0 | 0 | 0 | 0 | 0 | 0 | 0 | 0 | 0 | 0 | 0
F3_Commercial_Lodging_Existing_Space Heating_Electric_Electric Room Heat_E10 | F3 | Commercial | Lodging | Existing | Space Heating | Electric | Electric Room Heat | E10 | PACT BC Ratio | 0 | 0 | 0 | 0 | 0 | 0 | 0 | 0 | 0 | 0 | 0 | 0 | 0 | 0 | 0 | 0 | 0 | 0 | 0 | 0 | 0 | 0 | 0 | 0 | 0 | 0 | 0 | 0 | 0 | 0
F4_Commercial_Lodging_Existing_Space Heating_Electric_Electric Room Heat_E1 | F4 | Commercial | Lodging | Existing | Space Heating | Electric | Electric Room Heat | E1 | RVT BC Ratio | 0 | 0 | 0 | 0 | 0 | 0 | 0 | 0 | 0 | 0 | 0 | 0 | 0 | 0 | 0 | 0 | 0 | 0 | 0 | 0 | 0 | 0 | 0 | 0 | 0 | 0 | 0 | 0 | 0 | 0
F4_Commercial_Lodging_Existing_Space Heating_Electric_Electric Room Heat_E2 | F4 | Commercial | Lodging | Existing | Space Heating | Electric | Electric Room Heat | E2 | RVT BC Ratio | 0 | 0 | 0 | 0 | 0 | 0 | 0 | 0 | 0 | 0 | 0 | 0 | 0 | 0 | 0 | 0 | 0 | 0 | 0 | 0 | 0 | 0 | 0 | 0 | 0 | 0 | 0 | 0 | 0 | 0
F4_Commercial_Lodging_Existing_Space Heating_Electric_Electric Room Heat_E3 | F4 | Commercial | Lodging | Existing | Space Heating | Electric | Electric Room Heat | E3 | RVT BC Ratio | 0 | 0 | 0 | 0 | 0 | 0 | 0 | 0 | 0 | 0 | 0 | 0 | 0 | 0 | 0 | 0 | 0 | 0 | 0 | 0 | 0 | 0 | 0 | 0 | 0 | 0 | 0 | 0 | 0 | 0
F4_Commercial_Lodging_Existing_Space Heating_Electric_Electric Room Heat_E4 | F4 | Commercial | Lodging | Existing | Space Heating | Electric | Electric Room Heat | E4 | RVT BC Ratio | 0 | 0 | 0 | 0 | 0 | 0 | 0 | 0 | 0 | 0 | 0 | 0 | 0 | 0 | 0 | 0 | 0 | 0 | 0 | 0 | 0 | 0 | 0 | 0 | 0 | 0 | 0 | 0 | 0 | 0
F4_Commercial_Lodging_Existing_Space Heating_Electric_Electric Room Heat_E5 | F4 | Commercial | Lodging | Existing | Space Heating | Electric | Electric Room Heat | E5 | RVT BC Ratio | 0 | 0 | 0 | 0 | 0 | 0 | 0 | 0 | 0 | 0 | 0 | 0 | 0 | 0 | 0 | 0 | 0 | 0 | 0 | 0 | 0 | 0 | 0 | 0 | 0 | 0 | 0 | 0 | 0 | 0
F4_Commercial_Lodging_Existing_Space Heating_Electric_Electric Room Heat_E6 | F4 | Commercial | Lodging | Existing | Space Heating | Electric | Electric Room Heat | E6 | RVT BC Ratio | 0 | 0 | 0 | 0 | 0 | 0 | 0 | 0 | 0 | 0 | 0 | 0 | 0 | 0 | 0 | 0 | 0 | 0 | 0 | 0 | 0 | 0 | 0 | 0 | 0 | 0 | 0 | 0 | 0 | 0
F4_Commercial_Lodging_Existing_Space Heating_Electric_Electric Room Heat_E7 | F4 | Commercial | Lodging | Existing | Space Heating | Electric | Electric Room Heat | E7 | RVT BC Ratio | 0 | 0 | 0 | 0 | 0 | 0 | 0 | 0 | 0 | 0 | 0 | 0 | 0 | 0 | 0 | 0 | 0 | 0 | 0 | 0 | 0 | 0 | 0 | 0 | 0 | 0 | 0 | 0 | 0 | 0
F4_Commercial_Lodging_Existing_Space Heating_Electric_Electric Room Heat_E8 | F4 | Commercial | Lodging | Existing | Space Heating | Electric | Electric Room Heat | E8 | RVT BC Ratio | 0 | 0 | 0 | 0 | 0 | 0 | 0 | 0 | 0 | 0 | 0 | 0 | 0 | 0 | 0 | 0 | 0 | 0 | 0 | 0 | 0 | 0 | 0 | 0 | 0 | 0 | 0 | 0 | 0 | 0
F4_Commercial_Lodging_Existing_Space Heating_Electric_Electric Room Heat_E9 | F4 | Commercial | Lodging | Existing | Space Heating | Electric | Electric Room Heat | E9 | RVT BC Ratio | 0 | 0 | 0 | 0 | 0 | 0 | 0 | 0 | 0 | 0 | 0 | 0 | 0 | 0 | 0 | 0 | 0 | 0 | 0 | 0 | 0 | 0 | 0 | 0 | 0 | 0 | 0 | 0 | 0 | 0
F4_Commercial_Lodging_Existing_Space Heating_Electric_Electric Room Heat_E10 | F4 | Commercial | Lodging | Existing | Space Heating | Electric | Electric Room Heat | E10 | RVT BC Ratio | 0 | 0 | 0 | 0 | 0 | 0 | 0 | 0 | 0 | 0 | 0 | 0 | 0 | 0 | 0 | 0 | 0 | 0 | 0 | 0 | 0 | 0 | 0 | 0 | 0 | 0 | 0 | 0 | 0 | 0
F5_Commercial_Lodging_Existing_Space Heating_Electric_Electric Room Heat_E1 | F5 | Commercial | Lodging | Existing | Space Heating | Electric | Electric Room Heat | E1 | RIM BC Ratio | 0 | 0 | 0 | 0 | 0 | 0 | 0 | 0 | 0 | 0 | 0 | 0 | 0 | 0 | 0 | 0 | 0 | 0 | 0 | 0 | 0 | 0 | 0 | 0 | 0 | 0 | 0 | 0 | 0 | 0
F5_Commercial_Lodging_Existing_Space Heating_Electric_Electric Room Heat_E2 | F5 | Commercial | Lodging | Existing | Space Heating | Electric | Electric Room Heat | E2 | RIM BC Ratio | 0 | 0 | 0 | 0 | 0 | 0 | 0 | 0 | 0 | 0 | 0 | 0 | 0 | 0 | 0 | 0 | 0 | 0 | 0 | 0 | 0 | 0 | 0 | 0 | 0 | 0 | 0 | 0 | 0 | 0
F5_Commercial_Lodging_Existing_Space Heating_Electric_Electric Room Heat_E3 | F5 | Commercial | Lodging | Existing | Space Heating | Electric | Electric Room Heat | E3 | RIM BC Ratio | 0 | 0 | 0 | 0 | 0 | 0 | 0 | 0 | 0 | 0 | 0 | 0 | 0 | 0 | 0 | 0 | 0 | 0 | 0 | 0 | 0 | 0 | 0 | 0 | 0 | 0 | 0 | 0 | 0 | 0
F5_Commercial_Lodging_Existing_Space Heating_Electric_Electric Room Heat_E4 | F5 | Commercial | Lodging | Existing | Space Heating | Electric | Electric Room Heat | E4 | RIM BC Ratio | 0 | 0 | 0 | 0 | 0 | 0 | 0 | 0 | 0 | 0 | 0 | 0 | 0 | 0 | 0 | 0 | 0 | 0 | 0 | 0 | 0 | 0 | 0 | 0 | 0 | 0 | 0 | 0 | 0 | 0
F5_Commercial_Lodging_Existing_Space Heating_Electric_Electric Room Heat_E5 | F5 | Commercial | Lodging | Existing | Space Heating | Electric | Electric Room Heat | E5 | RIM BC Ratio | 0 | 0 | 0 | 0 | 0 | 0 | 0 | 0 | 0 | 0 | 0 | 0 | 0 | 0 | 0 | 0 | 0 | 0 | 0 | 0 | 0 | 0 | 0 | 0 | 0 | 0 | 0 | 0 | 0 | 0
F5_Commercial_Lodging_Existing_Space Heating_Electric_Electric Room Heat_E6 | F5 | Commercial | Lodging | Existing | Space Heating | Electric | Electric Room Heat | E6 | RIM BC Ratio | 0 | 0 | 0 | 0 | 0 | 0 | 0 | 0 | 0 | 0 | 0 | 0 | 0 | 0 | 0 | 0 | 0 | 0 | 0 | 0 | 0 | 0 | 0 | 0 | 0 | 0 | 0 | 0 | 0 | 0
F5_Commercial_Lodging_Existing_Space Heating_Electric_Electric Room Heat_E7 | F5 | Commercial | Lodging | Existing | Space Heating | Electric | Electric Room Heat | E7 | RIM BC Ratio | 0 | 0 | 0 | 0 | 0 | 0 | 0 | 0 | 0 | 0 | 0 | 0 | 0 | 0 | 0 | 0 | 0 | 0 | 0 | 0 | 0 | 0 | 0 | 0 | 0 | 0 | 0 | 0 | 0 | 0
F5_Commercial_Lodging_Existing_Space Heating_Electric_Electric Room Heat_E8 | F5 | Commercial | Lodging | Existing | Space Heating | Electric | Electric Room Heat | E8 | RIM BC Ratio | 0 | 0 | 0 | 0 | 0 | 0 | 0 | 0 | 0 | 0 | 0 | 0 | 0 | 0 | 0 | 0 | 0 | 0 | 0 | 0 | 0 | 0 | 0 | 0 | 0 | 0 | 0 | 0 | 0 | 0
F5_Commercial_Lodging_Existing_Space Heating_Electric_Electric Room Heat_E9 | F5 | Commercial | Lodging | Existing | Space Heating | Electric | Electric Room Heat | E9 | RIM BC Ratio | 0 | 0 | 0 | 0 | 0 | 0 | 0 | 0 | 0 | 0 | 0 | 0 | 0 | 0 | 0 | 0 | 0 | 0 | 0 | 0 | 0 | 0 | 0 | 0 | 0 | 0 | 0 | 0 | 0 | 0
F5_Commercial_Lodging_Existing_Space Heating_Electric_Electric Room Heat_E10 | F5 | Commercial | Lodging | Existing | Space Heating | Electric | Electric Room Heat | E10 | RIM BC Ratio | 0 | 0 | 0 | 0 | 0 | 0 | 0 | 0 | 0 | 0 | 0 | 0 | 0 | 0 | 0 | 0 | 0 | 0 | 0 | 0 | 0 | 0 | 0 | 0 | 0 | 0 | 0 | 0 | 0 | 0
F0_Commercial_Lodging_Existing_Space Heating_Electric_Packaged Terminal HP_E0 | F0 | Commercial | Lodging | Existing | Space Heating | Electric | Packaged Terminal HP | E0 | Economic Unit | 0 | 0 | 0 | 0 | 0 | 0 | 0 | 0 | 0 | 0 | 0 | 0 | 0 | 0 | 0 | 0 | 0 | 0 | 0 | 0 | 0 | 0 | 0 | 0 | 0 | 0 | 0 | 0 | 0 | 0
F1_Commercial_Lodging_Existing_Space Heating_Electric_Packaged Terminal HP_E1 | F1 | Commercial | Lodging | Existing | Space Heating | Electric | Packaged Terminal HP | E1 | CCE | 0 | 0 | 0 | 0 | 0 | 0 | 0 | 0 | 0 | 0 | 0 | 0 | 0 | 0 | 0 | 0 | 0 | 0 | 0 | 0 | 0 | 0 | 0 | 0 | 0 | 0 | 0 | 0 | 0 | 0
F1_Commercial_Lodging_Existing_Space Heating_Electric_Packaged Terminal HP_E2 | F1 | Commercial | Lodging | Existing | Space Heating | Electric | Packaged Terminal HP | E2 | CCE | 0 | 0 | 0 | 0 | 0 | 0 | 0 | 0 | 0 | 0 | 0 | 0 | 0 | 0 | 0 | 0 | 0 | 0 | 0 | 0 | 0 | 0 | 0 | 0 | 0 | 0 | 0 | 0 | 0 | 0
F1_Commercial_Lodging_Existing_Space Heating_Electric_Packaged Terminal HP_E3 | F1 | Commercial | Lodging | Existing | Space Heating | Electric | Packaged Terminal HP | E3 | CCE | 0 | 0 | 0 | 0 | 0 | 0 | 0 | 0 | 0 | 0 | 0 | 0 | 0 | 0 | 0 | 0 | 0 | 0 | 0 | 0 | 0 | 0 | 0 | 0 | 0 | 0 | 0 | 0 | 0 | 0
F1_Commercial_Lodging_Existing_Space Heating_Electric_Packaged Terminal HP_E4 | F1 | Commercial | Lodging | Existing | Space Heating | Electric | Packaged Terminal HP | E4 | CCE | 0 | 0 | 0 | 0 | 0 | 0 | 0 | 0 | 0 | 0 | 0 | 0 | 0 | 0 | 0 | 0 | 0 | 0 | 0 | 0 | 0 | 0 | 0 | 0 | 0 | 0 | 0 | 0 | 0 | 0
F1_Commercial_Lodging_Existing_Space Heating_Electric_Packaged Terminal HP_E5 | F1 | Commercial | Lodging | Existing | Space Heating | Electric | Packaged Terminal HP | E5 | CCE | 0 | 0 | 0 | 0 | 0 | 0 | 0 | 0 | 0 | 0 | 0 | 0 | 0 | 0 | 0 | 0 | 0 | 0 | 0 | 0 | 0 | 0 | 0 | 0 | 0 | 0 | 0 | 0 | 0 | 0
F1_Commercial_Lodging_Existing_Space Heating_Electric_Packaged Terminal HP_E6 | F1 | Commercial | Lodging | Existing | Space Heating | Electric | Packaged Terminal HP | E6 | CCE | 0 | 0 | 0 | 0 | 0 | 0 | 0 | 0 | 0 | 0 | 0 | 0 | 0 | 0 | 0 | 0 | 0 | 0 | 0 | 0 | 0 | 0 | 0 | 0 | 0 | 0 | 0 | 0 | 0 | 0
F1_Commercial_Lodging_Existing_Space Heating_Electric_Packaged Terminal HP_E7 | F1 | Commercial | Lodging | Existing | Space Heating | Electric | Packaged Terminal HP | E7 | CCE | 0 | 0 | 0 | 0 | 0 | 0 | 0 | 0 | 0 | 0 | 0 | 0 | 0 | 0 | 0 | 0 | 0 | 0 | 0 | 0 | 0 | 0 | 0 | 0 | 0 | 0 | 0 | 0 | 0 | 0
F1_Commercial_Lodging_Existing_Space Heating_Electric_Packaged Terminal HP_E8 | F1 | Commercial | Lodging | Existing | Space Heating | Electric | Packaged Terminal HP | E8 | CCE | 0 | 0 | 0 | 0 | 0 | 0 | 0 | 0 | 0 | 0 | 0 | 0 | 0 | 0 | 0 | 0 | 0 | 0 | 0 | 0 | 0 | 0 | 0 | 0 | 0 | 0 | 0 | 0 | 0 | 0
F1_Commercial_Lodging_Existing_Space Heating_Electric_Packaged Terminal HP_E9 | F1 | Commercial | Lodging | Existing | Space Heating | Electric | Packaged Terminal HP | E9 | CCE | 0 | 0 | 0 | 0 | 0 | 0 | 0 | 0 | 0 | 0 | 0 | 0 | 0 | 0 | 0 | 0 | 0 | 0 | 0 | 0 | 0 | 0 | 0 | 0 | 0 | 0 | 0 | 0 | 0 | 0
F1_Commercial_Lodging_Existing_Space Heating_Electric_Packaged Terminal HP_E10 | F1 | Commercial | Lodging | Existing | Space Heating | Electric | Packaged Terminal HP | E10 | CCE | 0 | 0 | 0 | 0 | 0 | 0 | 0 | 0 | 0 | 0 | 0 | 0 | 0 | 0 | 0 | 0 | 0 | 0 | 0 | 0 | 0 | 0 | 0 | 0 | 0 | 0 | 0 | 0 | 0 | 0
F2_Commercial_Lodging_Existing_Space Heating_Electric_Packaged Terminal HP_E1 | F2 | Commercial | Lodging | Existing | Space Heating | Electric | Packaged Terminal HP | E1 | TRC BC Ratio | 0 | 0 | 0 | 0 | 0 | 0 | 0 | 0 | 0 | 0 | 0 | 0 | 0 | 0 | 0 | 0 | 0 | 0 | 0 | 0 | 0 | 0 | 0 | 0 | 0 | 0 | 0 | 0 | 0 | 0
F2_Commercial_Lodging_Existing_Space Heating_Electric_Packaged Terminal HP_E2 | F2 | Commercial | Lodging | Existing | Space Heating | Electric | Packaged Terminal HP | E2 | TRC BC Ratio | 0 | 0 | 0 | 0 | 0 | 0 | 0 | 0 | 0 | 0 | 0 | 0 | 0 | 0 | 0 | 0 | 0 | 0 | 0 | 0 | 0 | 0 | 0 | 0 | 0 | 0 | 0 | 0 | 0 | 0
F2_Commercial_Lodging_Existing_Space Heating_Electric_Packaged Terminal HP_E3 | F2 | Commercial | Lodging | Existing | Space Heating | Electric | Packaged Terminal HP | E3 | TRC BC Ratio | 0 | 0 | 0 | 0 | 0 | 0 | 0 | 0 | 0 | 0 | 0 | 0 | 0 | 0 | 0 | 0 | 0 | 0 | 0 | 0 | 0 | 0 | 0 | 0 | 0 | 0 | 0 | 0 | 0 | 0
F2_Commercial_Lodging_Existing_Space Heating_Electric_Packaged Terminal HP_E4 | F2 | Commercial | Lodging | Existing | Space Heating | Electric | Packaged Terminal HP | E4 | TRC BC Ratio | 0 | 0 | 0 | 0 | 0 | 0 | 0 | 0 | 0 | 0 | 0 | 0 | 0 | 0 | 0 | 0 | 0 | 0 | 0 | 0 | 0 | 0 | 0 | 0 | 0 | 0 | 0 | 0 | 0 | 0
F2_Commercial_Lodging_Existing_Space Heating_Electric_Packaged Terminal HP_E5 | F2 | Commercial | Lodging | Existing | Space Heating | Electric | Packaged Terminal HP | E5 | TRC BC Ratio | 0 | 0 | 0 | 0 | 0 | 0 | 0 | 0 | 0 | 0 | 0 | 0 | 0 | 0 | 0 | 0 | 0 | 0 | 0 | 0 | 0 | 0 | 0 | 0 | 0 | 0 | 0 | 0 | 0 | 0
F2_Commercial_Lodging_Existing_Space Heating_Electric_Packaged Terminal HP_E6 | F2 | Commercial | Lodging | Existing | Space Heating | Electric | Packaged Terminal HP | E6 | TRC BC Ratio | 0 | 0 | 0 | 0 | 0 | 0 | 0 | 0 | 0 | 0 | 0 | 0 | 0 | 0 | 0 | 0 | 0 | 0 | 0 | 0 | 0 | 0 | 0 | 0 | 0 | 0 | 0 | 0 | 0 | 0
F2_Commercial_Lodging_Existing_Space Heating_Electric_Packaged Terminal HP_E7 | F2 | Commercial | Lodging | Existing | Space Heating | Electric | Packaged Terminal HP | E7 | TRC BC Ratio | 0 | 0 | 0 | 0 | 0 | 0 | 0 | 0 | 0 | 0 | 0 | 0 | 0 | 0 | 0 | 0 | 0 | 0 | 0 | 0 | 0 | 0 | 0 | 0 | 0 | 0 | 0 | 0 | 0 | 0
F2_Commercial_Lodging_Existing_Space Heating_Electric_Packaged Terminal HP_E8 | F2 | Commercial | Lodging | Existing | Space Heating | Electric | Packaged Terminal HP | E8 | TRC BC Ratio | 0 | 0 | 0 | 0 | 0 | 0 | 0 | 0 | 0 | 0 | 0 | 0 | 0 | 0 | 0 | 0 | 0 | 0 | 0 | 0 | 0 | 0 | 0 | 0 | 0 | 0 | 0 | 0 | 0 | 0
F2_Commercial_Lodging_Existing_Space Heating_Electric_Packaged Terminal HP_E9 | F2 | Commercial | Lodging | Existing | Space Heating | Electric | Packaged Terminal HP | E9 | TRC BC Ratio | 0 | 0 | 0 | 0 | 0 | 0 | 0 | 0 | 0 | 0 | 0 | 0 | 0 | 0 | 0 | 0 | 0 | 0 | 0 | 0 | 0 | 0 | 0 | 0 | 0 | 0 | 0 | 0 | 0 | 0
F2_Commercial_Lodging_Existing_Space Heating_Electric_Packaged Terminal HP_E10 | F2 | Commercial | Lodging | Existing | Space Heating | Electric | Packaged Terminal HP | E10 | TRC BC Ratio | 0 | 0 | 0 | 0 | 0 | 0 | 0 | 0 | 0 | 0 | 0 | 0 | 0 | 0 | 0 | 0 | 0 | 0 | 0 | 0 | 0 | 0 | 0 | 0 | 0 | 0 | 0 | 0 | 0 | 0
F3_Commercial_Lodging_Existing_Space Heating_Electric_Packaged Terminal HP_E1 | F3 | Commercial | Lodging | Existing | Space Heating | Electric | Packaged Terminal HP | E1 | PACT BC Ratio | 0 | 0 | 0 | 0 | 0 | 0 | 0 | 0 | 0 | 0 | 0 | 0 | 0 | 0 | 0 | 0 | 0 | 0 | 0 | 0 | 0 | 0 | 0 | 0 | 0 | 0 | 0 | 0 | 0 | 0
F3_Commercial_Lodging_Existing_Space Heating_Electric_Packaged Terminal HP_E2 | F3 | Commercial | Lodging | Existing | Space Heating | Electric | Packaged Terminal HP | E2 | PACT BC Ratio | 0 | 0 | 0 | 0 | 0 | 0 | 0 | 0 | 0 | 0 | 0 | 0 | 0 | 0 | 0 | 0 | 0 | 0 | 0 | 0 | 0 | 0 | 0 | 0 | 0 | 0 | 0 | 0 | 0 | 0
F3_Commercial_Lodging_Existing_Space Heating_Electric_Packaged Terminal HP_E3 | F3 | Commercial | Lodging | Existing | Space Heating | Electric | Packaged Terminal HP | E3 | PACT BC Ratio | 0 | 0 | 0 | 0 | 0 | 0 | 0 | 0 | 0 | 0 | 0 | 0 | 0 | 0 | 0 | 0 | 0 | 0 | 0 | 0 | 0 | 0 | 0 | 0 | 0 | 0 | 0 | 0 | 0 | 0
F3_Commercial_Lodging_Existing_Space Heating_Electric_Packaged Terminal HP_E4 | F3 | Commercial | Lodging | Existing | Space Heating | Electric | Packaged Terminal HP | E4 | PACT BC Ratio | 0 | 0 | 0 | 0 | 0 | 0 | 0 | 0 | 0 | 0 | 0 | 0 | 0 | 0 | 0 | 0 | 0 | 0 | 0 | 0 | 0 | 0 | 0 | 0 | 0 | 0 | 0 | 0 | 0 | 0
F3_Commercial_Lodging_Existing_Space Heating_Electric_Packaged Terminal HP_E5 | F3 | Commercial | Lodging | Existing | Space Heating | Electric | Packaged Terminal HP | E5 | PACT BC Ratio | 0 | 0 | 0 | 0 | 0 | 0 | 0 | 0 | 0 | 0 | 0 | 0 | 0 | 0 | 0 | 0 | 0 | 0 | 0 | 0 | 0 | 0 | 0 | 0 | 0 | 0 | 0 | 0 | 0 | 0
F3_Commercial_Lodging_Existing_Space Heating_Electric_Packaged Terminal HP_E6 | F3 | Commercial | Lodging | Existing | Space Heating | Electric | Packaged Terminal HP | E6 | PACT BC Ratio | 0 | 0 | 0 | 0 | 0 | 0 | 0 | 0 | 0 | 0 | 0 | 0 | 0 | 0 | 0 | 0 | 0 | 0 | 0 | 0 | 0 | 0 | 0 | 0 | 0 | 0 | 0 | 0 | 0 | 0
F3_Commercial_Lodging_Existing_Space Heating_Electric_Packaged Terminal HP_E7 | F3 | Commercial | Lodging | Existing | Space Heating | Electric | Packaged Terminal HP | E7 | PACT BC Ratio | 0 | 0 | 0 | 0 | 0 | 0 | 0 | 0 | 0 | 0 | 0 | 0 | 0 | 0 | 0 | 0 | 0 | 0 | 0 | 0 | 0 | 0 | 0 | 0 | 0 | 0 | 0 | 0 | 0 | 0
F3_Commercial_Lodging_Existing_Space Heating_Electric_Packaged Terminal HP_E8 | F3 | Commercial | Lodging | Existing | Space Heating | Electric | Packaged Terminal HP | E8 | PACT BC Ratio | 0 | 0 | 0 | 0 | 0 | 0 | 0 | 0 | 0 | 0 | 0 | 0 | 0 | 0 | 0 | 0 | 0 | 0 | 0 | 0 | 0 | 0 | 0 | 0 | 0 | 0 | 0 | 0 | 0 | 0
F3_Commercial_Lodging_Existing_Space Heating_Electric_Packaged Terminal HP_E9 | F3 | Commercial | Lodging | Existing | Space Heating | Electric | Packaged Terminal HP | E9 | PACT BC Ratio | 0 | 0 | 0 | 0 | 0 | 0 | 0 | 0 | 0 | 0 | 0 | 0 | 0 | 0 | 0 | 0 | 0 | 0 | 0 | 0 | 0 | 0 | 0 | 0 | 0 | 0 | 0 | 0 | 0 | 0
F3_Commercial_Lodging_Existing_Space Heating_Electric_Packaged Terminal HP_E10 | F3 | Commercial | Lodging | Existing | Space Heating | Electric | Packaged Terminal HP | E10 | PACT BC Ratio | 0 | 0 | 0 | 0 | 0 | 0 | 0 | 0 | 0 | 0 | 0 | 0 | 0 | 0 | 0 | 0 | 0 | 0 | 0 | 0 | 0 | 0 | 0 | 0 | 0 | 0 | 0 | 0 | 0 | 0
F4_Commercial_Lodging_Existing_Space Heating_Electric_Packaged Terminal HP_E1 | F4 | Commercial | Lodging | Existing | Space Heating | Electric | Packaged Terminal HP | E1 | RVT BC Ratio | 0 | 0 | 0 | 0 | 0 | 0 | 0 | 0 | 0 | 0 | 0 | 0 | 0 | 0 | 0 | 0 | 0 | 0 | 0 | 0 | 0 | 0 | 0 | 0 | 0 | 0 | 0 | 0 | 0 | 0
F4_Commercial_Lodging_Existing_Space Heating_Electric_Packaged Terminal HP_E2 | F4 | Commercial | Lodging | Existing | Space Heating | Electric | Packaged Terminal HP | E2 | RVT BC Ratio | 0 | 0 | 0 | 0 | 0 | 0 | 0 | 0 | 0 | 0 | 0 | 0 | 0 | 0 | 0 | 0 | 0 | 0 | 0 | 0 | 0 | 0 | 0 | 0 | 0 | 0 | 0 | 0 | 0 | 0
F4_Commercial_Lodging_Existing_Space Heating_Electric_Packaged Terminal HP_E3 | F4 | Commercial | Lodging | Existing | Space Heating | Electric | Packaged Terminal HP | E3 | RVT BC Ratio | 0 | 0 | 0 | 0 | 0 | 0 | 0 | 0 | 0 | 0 | 0 | 0 | 0 | 0 | 0 | 0 | 0 | 0 | 0 | 0 | 0 | 0 | 0 | 0 | 0 | 0 | 0 | 0 | 0 | 0
F4_Commercial_Lodging_Existing_Space Heating_Electric_Packaged Terminal HP_E4 | F4 | Commercial | Lodging | Existing | Space Heating | Electric | Packaged Terminal HP | E4 | RVT BC Ratio | 0 | 0 | 0 | 0 | 0 | 0 | 0 | 0 | 0 | 0 | 0 | 0 | 0 | 0 | 0 | 0 | 0 | 0 | 0 | 0 | 0 | 0 | 0 | 0 | 0 | 0 | 0 | 0 | 0 | 0
F4_Commercial_Lodging_Existing_Space Heating_Electric_Packaged Terminal HP_E5 | F4 | Commercial | Lodging | Existing | Space Heating | Electric | Packaged Terminal HP | E5 | RVT BC Ratio | 0 | 0 | 0 | 0 | 0 | 0 | 0 | 0 | 0 | 0 | 0 | 0 | 0 | 0 | 0 | 0 | 0 | 0 | 0 | 0 | 0 | 0 | 0 | 0 | 0 | 0 | 0 | 0 | 0 | 0
F4_Commercial_Lodging_Existing_Space Heating_Electric_Packaged Terminal HP_E6 | F4 | Commercial | Lodging | Existing | Space Heating | Electric | Packaged Terminal HP | E6 | RVT BC Ratio | 0 | 0 | 0 | 0 | 0 | 0 | 0 | 0 | 0 | 0 | 0 | 0 | 0 | 0 | 0 | 0 | 0 | 0 | 0 | 0 | 0 | 0 | 0 | 0 | 0 | 0 | 0 | 0 | 0 | 0
F4_Commercial_Lodging_Existing_Space Heating_Electric_Packaged Terminal HP_E7 | F4 | Commercial | Lodging | Existing | Space Heating | Electric | Packaged Terminal HP | E7 | RVT BC Ratio | 0 | 0 | 0 | 0 | 0 | 0 | 0 | 0 | 0 | 0 | 0 | 0 | 0 | 0 | 0 | 0 | 0 | 0 | 0 | 0 | 0 | 0 | 0 | 0 | 0 | 0 | 0 | 0 | 0 | 0
F4_Commercial_Lodging_Existing_Space Heating_Electric_Packaged Terminal HP_E8 | F4 | Commercial | Lodging | Existing | Space Heating | Electric | Packaged Terminal HP | E8 | RVT BC Ratio | 0 | 0 | 0 | 0 | 0 | 0 | 0 | 0 | 0 | 0 | 0 | 0 | 0 | 0 | 0 | 0 | 0 | 0 | 0 | 0 | 0 | 0 | 0 | 0 | 0 | 0 | 0 | 0 | 0 | 0
F4_Commercial_Lodging_Existing_Space Heating_Electric_Packaged Terminal HP_E9 | F4 | Commercial | Lodging | Existing | Space Heating | Electric | Packaged Terminal HP | E9 | RVT BC Ratio | 0 | 0 | 0 | 0 | 0 | 0 | 0 | 0 | 0 | 0 | 0 | 0 | 0 | 0 | 0 | 0 | 0 | 0 | 0 | 0 | 0 | 0 | 0 | 0 | 0 | 0 | 0 | 0 | 0 | 0
F4_Commercial_Lodging_Existing_Space Heating_Electric_Packaged Terminal HP_E10 | F4 | Commercial | Lodging | Existing | Space Heating | Electric | Packaged Terminal HP | E10 | RVT BC Ratio | 0 | 0 | 0 | 0 | 0 | 0 | 0 | 0 | 0 | 0 | 0 | 0 | 0 | 0 | 0 | 0 | 0 | 0 | 0 | 0 | 0 | 0 | 0 | 0 | 0 | 0 | 0 | 0 | 0 | 0
F5_Commercial_Lodging_Existing_Space Heating_Electric_Packaged Terminal HP_E1 | F5 | Commercial | Lodging | Existing | Space Heating | Electric | Packaged Terminal HP | E1 | RIM BC Ratio | 0 | 0 | 0 | 0 | 0 | 0 | 0 | 0 | 0 | 0 | 0 | 0 | 0 | 0 | 0 | 0 | 0 | 0 | 0 | 0 | 0 | 0 | 0 | 0 | 0 | 0 | 0 | 0 | 0 | 0
F5_Commercial_Lodging_Existing_Space Heating_Electric_Packaged Terminal HP_E2 | F5 | Commercial | Lodging | Existing | Space Heating | Electric | Packaged Terminal HP | E2 | RIM BC Ratio | 0 | 0 | 0 | 0 | 0 | 0 | 0 | 0 | 0 | 0 | 0 | 0 | 0 | 0 | 0 | 0 | 0 | 0 | 0 | 0 | 0 | 0 | 0 | 0 | 0 | 0 | 0 | 0 | 0 | 0
F5_Commercial_Lodging_Existing_Space Heating_Electric_Packaged Terminal HP_E3 | F5 | Commercial | Lodging | Existing | Space Heating | Electric | Packaged Terminal HP | E3 | RIM BC Ratio | 0 | 0 | 0 | 0 | 0 | 0 | 0 | 0 | 0 | 0 | 0 | 0 | 0 | 0 | 0 | 0 | 0 | 0 | 0 | 0 | 0 | 0 | 0 | 0 | 0 | 0 | 0 | 0 | 0 | 0
F5_Commercial_Lodging_Existing_Space Heating_Electric_Packaged Terminal HP_E4 | F5 | Commercial | Lodging | Existing | Space Heating | Electric | Packaged Terminal HP | E4 | RIM BC Ratio | 0 | 0 | 0 | 0 | 0 | 0 | 0 | 0 | 0 | 0 | 0 | 0 | 0 | 0 | 0 | 0 | 0 | 0 | 0 | 0 | 0 | 0 | 0 | 0 | 0 | 0 | 0 | 0 | 0 | 0
F5_Commercial_Lodging_Existing_Space Heating_Electric_Packaged Terminal HP_E5 | F5 | Commercial | Lodging | Existing | Space Heating | Electric | Packaged Terminal HP | E5 | RIM BC Ratio | 0 | 0 | 0 | 0 | 0 | 0 | 0 | 0 | 0 | 0 | 0 | 0 | 0 | 0 | 0 | 0 | 0 | 0 | 0 | 0 | 0 | 0 | 0 | 0 | 0 | 0 | 0 | 0 | 0 | 0
F5_Commercial_Lodging_Existing_Space Heating_Electric_Packaged Terminal HP_E6 | F5 | Commercial | Lodging | Existing | Space Heating | Electric | Packaged Terminal HP | E6 | RIM BC Ratio | 0 | 0 | 0 | 0 | 0 | 0 | 0 | 0 | 0 | 0 | 0 | 0 | 0 | 0 | 0 | 0 | 0 | 0 | 0 | 0 | 0 | 0 | 0 | 0 | 0 | 0 | 0 | 0 | 0 | 0
F5_Commercial_Lodging_Existing_Space Heating_Electric_Packaged Terminal HP_E7 | F5 | Commercial | Lodging | Existing | Space Heating | Electric | Packaged Terminal HP | E7 | RIM BC Ratio | 0 | 0 | 0 | 0 | 0 | 0 | 0 | 0 | 0 | 0 | 0 | 0 | 0 | 0 | 0 | 0 | 0 | 0 | 0 | 0 | 0 | 0 | 0 | 0 | 0 | 0 | 0 | 0 | 0 | 0
F5_Commercial_Lodging_Existing_Space Heating_Electric_Packaged Terminal HP_E8 | F5 | Commercial | Lodging | Existing | Space Heating | Electric | Packaged Terminal HP | E8 | RIM BC Ratio | 0 | 0 | 0 | 0 | 0 | 0 | 0 | 0 | 0 | 0 | 0 | 0 | 0 | 0 | 0 | 0 | 0 | 0 | 0 | 0 | 0 | 0 | 0 | 0 | 0 | 0 | 0 | 0 | 0 | 0
F5_Commercial_Lodging_Existing_Space Heating_Electric_Packaged Terminal HP_E9 | F5 | Commercial | Lodging | Existing | Space Heating | Electric | Packaged Terminal HP | E9 | RIM BC Ratio | 0 | 0 | 0 | 0 | 0 | 0 | 0 | 0 | 0 | 0 | 0 | 0 | 0 | 0 | 0 | 0 | 0 | 0 | 0 | 0 | 0 | 0 | 0 | 0 | 0 | 0 | 0 | 0 | 0 | 0
F5_Commercial_Lodging_Existing_Space Heating_Electric_Packaged Terminal HP_E10 | F5 | Commercial | Lodging | Existing | Space Heating | Electric | Packaged Terminal HP | E10 | RIM BC Ratio | 0 | 0 | 0 | 0 | 0 | 0 | 0 | 0 | 0 | 0 | 0 | 0 | 0 | 0 | 0 | 0 | 0 | 0 | 0 | 0 | 0 | 0 | 0 | 0 | 0 | 0 | 0 | 0 | 0 | 0
F0_Commercial_Lodging_Existing_Space Heating_Electric_Air-Source Heat Pump_E0 | F0 | Commercial | Lodging | Existing | Space Heating | Electric | Air-Source Heat Pump | E0 | Economic Unit | 0 | 0 | 0 | 0 | 0 | 0 | 0 | 0 | 0 | 0 | 0 | 0 | 0 | 0 | 0 | 0 | 0 | 0 | 0 | 0 | 0 | 0 | 0 | 0 | 0 | 0 | 0 | 0 | 0 | 0
F1_Commercial_Lodging_Existing_Space Heating_Electric_Air-Source Heat Pump_E1 | F1 | Commercial | Lodging | Existing | Space Heating | Electric | Air-Source Heat Pump | E1 | CCE | 0 | 0 | 0 | 0 | 0 | 0 | 0 | 0 | 0 | 0 | 0 | 0 | 0 | 0 | 0 | 0 | 0 | 0 | 0 | 0 | 0 | 0 | 0 | 0 | 0 | 0 | 0 | 0 | 0 | 0
F1_Commercial_Lodging_Existing_Space Heating_Electric_Air-Source Heat Pump_E2 | F1 | Commercial | Lodging | Existing | Space Heating | Electric | Air-Source Heat Pump | E2 | CCE | 0 | 0 | 0 | 0 | 0 | 0 | 0 | 0 | 0 | 0 | 0 | 0 | 0 | 0 | 0 | 0 | 0 | 0 | 0 | 0 | 0 | 0 | 0 | 0 | 0 | 0 | 0 | 0 | 0 | 0
F1_Commercial_Lodging_Existing_Space Heating_Electric_Air-Source Heat Pump_E3 | F1 | Commercial | Lodging | Existing | Space Heating | Electric | Air-Source Heat Pump | E3 | CCE | 0 | 0 | 0 | 0 | 0 | 0 | 0 | 0 | 0 | 0 | 0 | 0 | 0 | 0 | 0 | 0 | 0 | 0 | 0 | 0 | 0 | 0 | 0 | 0 | 0 | 0 | 0 | 0 | 0 | 0
F1_Commercial_Lodging_Existing_Space Heating_Electric_Air-Source Heat Pump_E4 | F1 | Commercial | Lodging | Existing | Space Heating | Electric | Air-Source Heat Pump | E4 | CCE | 0 | 0 | 0 | 0 | 0 | 0 | 0 | 0 | 0 | 0 | 0 | 0 | 0 | 0 | 0 | 0 | 0 | 0 | 0 | 0 | 0 | 0 | 0 | 0 | 0 | 0 | 0 | 0 | 0 | 0
F1_Commercial_Lodging_Existing_Space Heating_Electric_Air-Source Heat Pump_E5 | F1 | Commercial | Lodging | Existing | Space Heating | Electric | Air-Source Heat Pump | E5 | CCE | 0 | 0 | 0 | 0 | 0 | 0 | 0 | 0 | 0 | 0 | 0 | 0 | 0 | 0 | 0 | 0 | 0 | 0 | 0 | 0 | 0 | 0 | 0 | 0 | 0 | 0 | 0 | 0 | 0 | 0
F1_Commercial_Lodging_Existing_Space Heating_Electric_Air-Source Heat Pump_E6 | F1 | Commercial | Lodging | Existing | Space Heating | Electric | Air-Source Heat Pump | E6 | CCE | 0 | 0 | 0 | 0 | 0 | 0 | 0 | 0 | 0 | 0 | 0 | 0 | 0 | 0 | 0 | 0 | 0 | 0 | 0 | 0 | 0 | 0 | 0 | 0 | 0 | 0 | 0 | 0 | 0 | 0
F1_Commercial_Lodging_Existing_Space Heating_Electric_Air-Source Heat Pump_E7 | F1 | Commercial | Lodging | Existing | Space Heating | Electric | Air-Source Heat Pump | E7 | CCE | 0 | 0 | 0 | 0 | 0 | 0 | 0 | 0 | 0 | 0 | 0 | 0 | 0 | 0 | 0 | 0 | 0 | 0 | 0 | 0 | 0 | 0 | 0 | 0 | 0 | 0 | 0 | 0 | 0 | 0
F1_Commercial_Lodging_Existing_Space Heating_Electric_Air-Source Heat Pump_E8 | F1 | Commercial | Lodging | Existing | Space Heating | Electric | Air-Source Heat Pump | E8 | CCE | 0 | 0 | 0 | 0 | 0 | 0 | 0 | 0 | 0 | 0 | 0 | 0 | 0 | 0 | 0 | 0 | 0 | 0 | 0 | 0 | 0 | 0 | 0 | 0 | 0 | 0 | 0 | 0 | 0 | 0
F1_Commercial_Lodging_Existing_Space Heating_Electric_Air-Source Heat Pump_E9 | F1 | Commercial | Lodging | Existing | Space Heating | Electric | Air-Source Heat Pump | E9 | CCE | 0 | 0 | 0 | 0 | 0 | 0 | 0 | 0 | 0 | 0 | 0 | 0 | 0 | 0 | 0 | 0 | 0 | 0 | 0 | 0 | 0 | 0 | 0 | 0 | 0 | 0 | 0 | 0 | 0 | 0
F1_Commercial_Lodging_Existing_Space Heating_Electric_Air-Source Heat Pump_E10 | F1 | Commercial | Lodging | Existing | Space Heating | Electric | Air-Source Heat Pump | E10 | CCE | 0 | 0 | 0 | 0 | 0 | 0 | 0 | 0 | 0 | 0 | 0 | 0 | 0 | 0 | 0 | 0 | 0 | 0 | 0 | 0 | 0 | 0 | 0 | 0 | 0 | 0 | 0 | 0 | 0 | 0
F2_Commercial_Lodging_Existing_Space Heating_Electric_Air-Source Heat Pump_E1 | F2 | Commercial | Lodging | Existing | Space Heating | Electric | Air-Source Heat Pump | E1 | TRC BC Ratio | 0 | 0 | 0 | 0 | 0 | 0 | 0 | 0 | 0 | 0 | 0 | 0 | 0 | 0 | 0 | 0 | 0 | 0 | 0 | 0 | 0 | 0 | 0 | 0 | 0 | 0 | 0 | 0 | 0 | 0
F2_Commercial_Lodging_Existing_Space Heating_Electric_Air-Source Heat Pump_E2 | F2 | Commercial | Lodging | Existing | Space Heating | Electric | Air-Source Heat Pump | E2 | TRC BC Ratio | 0 | 0 | 0 | 0 | 0 | 0 | 0 | 0 | 0 | 0 | 0 | 0 | 0 | 0 | 0 | 0 | 0 | 0 | 0 | 0 | 0 | 0 | 0 | 0 | 0 | 0 | 0 | 0 | 0 | 0
F2_Commercial_Lodging_Existing_Space Heating_Electric_Air-Source Heat Pump_E3 | F2 | Commercial | Lodging | Existing | Space Heating | Electric | Air-Source Heat Pump | E3 | TRC BC Ratio | 0 | 0 | 0 | 0 | 0 | 0 | 0 | 0 | 0 | 0 | 0 | 0 | 0 | 0 | 0 | 0 | 0 | 0 | 0 | 0 | 0 | 0 | 0 | 0 | 0 | 0 | 0 | 0 | 0 | 0
F2_Commercial_Lodging_Existing_Space Heating_Electric_Air-Source Heat Pump_E4 | F2 | Commercial | Lodging | Existing | Space Heating | Electric | Air-Source Heat Pump | E4 | TRC BC Ratio | 0 | 0 | 0 | 0 | 0 | 0 | 0 | 0 | 0 | 0 | 0 | 0 | 0 | 0 | 0 | 0 | 0 | 0 | 0 | 0 | 0 | 0 | 0 | 0 | 0 | 0 | 0 | 0 | 0 | 0
F2_Commercial_Lodging_Existing_Space Heating_Electric_Air-Source Heat Pump_E5 | F2 | Commercial | Lodging | Existing | Space Heating | Electric | Air-Source Heat Pump | E5 | TRC BC Ratio | 0 | 0 | 0 | 0 | 0 | 0 | 0 | 0 | 0 | 0 | 0 | 0 | 0 | 0 | 0 | 0 | 0 | 0 | 0 | 0 | 0 | 0 | 0 | 0 | 0 | 0 | 0 | 0 | 0 | 0
F2_Commercial_Lodging_Existing_Space Heating_Electric_Air-Source Heat Pump_E6 | F2 | Commercial | Lodging | Existing | Space Heating | Electric | Air-Source Heat Pump | E6 | TRC BC Ratio | 0 | 0 | 0 | 0 | 0 | 0 | 0 | 0 | 0 | 0 | 0 | 0 | 0 | 0 | 0 | 0 | 0 | 0 | 0 | 0 | 0 | 0 | 0 | 0 | 0 | 0 | 0 | 0 | 0 | 0
F2_Commercial_Lodging_Existing_Space Heating_Electric_Air-Source Heat Pump_E7 | F2 | Commercial | Lodging | Existing | Space Heating | Electric | Air-Source Heat Pump | E7 | TRC BC Ratio | 0 | 0 | 0 | 0 | 0 | 0 | 0 | 0 | 0 | 0 | 0 | 0 | 0 | 0 | 0 | 0 | 0 | 0 | 0 | 0 | 0 | 0 | 0 | 0 | 0 | 0 | 0 | 0 | 0 | 0
F2_Commercial_Lodging_Existing_Space Heating_Electric_Air-Source Heat Pump_E8 | F2 | Commercial | Lodging | Existing | Space Heating | Electric | Air-Source Heat Pump | E8 | TRC BC Ratio | 0 | 0 | 0 | 0 | 0 | 0 | 0 | 0 | 0 | 0 | 0 | 0 | 0 | 0 | 0 | 0 | 0 | 0 | 0 | 0 | 0 | 0 | 0 | 0 | 0 | 0 | 0 | 0 | 0 | 0
F2_Commercial_Lodging_Existing_Space Heating_Electric_Air-Source Heat Pump_E9 | F2 | Commercial | Lodging | Existing | Space Heating | Electric | Air-Source Heat Pump | E9 | TRC BC Ratio | 0 | 0 | 0 | 0 | 0 | 0 | 0 | 0 | 0 | 0 | 0 | 0 | 0 | 0 | 0 | 0 | 0 | 0 | 0 | 0 | 0 | 0 | 0 | 0 | 0 | 0 | 0 | 0 | 0 | 0
F2_Commercial_Lodging_Existing_Space Heating_Electric_Air-Source Heat Pump_E10 | F2 | Commercial | Lodging | Existing | Space Heating | Electric | Air-Source Heat Pump | E10 | TRC BC Ratio | 0 | 0 | 0 | 0 | 0 | 0 | 0 | 0 | 0 | 0 | 0 | 0 | 0 | 0 | 0 | 0 | 0 | 0 | 0 | 0 | 0 | 0 | 0 | 0 | 0 | 0 | 0 | 0 | 0 | 0
F3_Commercial_Lodging_Existing_Space Heating_Electric_Air-Source Heat Pump_E1 | F3 | Commercial | Lodging | Existing | Space Heating | Electric | Air-Source Heat Pump | E1 | PACT BC Ratio | 0 | 0 | 0 | 0 | 0 | 0 | 0 | 0 | 0 | 0 | 0 | 0 | 0 | 0 | 0 | 0 | 0 | 0 | 0 | 0 | 0 | 0 | 0 | 0 | 0 | 0 | 0 | 0 | 0 | 0
F3_Commercial_Lodging_Existing_Space Heating_Electric_Air-Source Heat Pump_E2 | F3 | Commercial | Lodging | Existing | Space Heating | Electric | Air-Source Heat Pump | E2 | PACT BC Ratio | 0 | 0 | 0 | 0 | 0 | 0 | 0 | 0 | 0 | 0 | 0 | 0 | 0 | 0 | 0 | 0 | 0 | 0 | 0 | 0 | 0 | 0 | 0 | 0 | 0 | 0 | 0 | 0 | 0 | 0
F3_Commercial_Lodging_Existing_Space Heating_Electric_Air-Source Heat Pump_E3 | F3 | Commercial | Lodging | Existing | Space Heating | Electric | Air-Source Heat Pump | E3 | PACT BC Ratio | 0 | 0 | 0 | 0 | 0 | 0 | 0 | 0 | 0 | 0 | 0 | 0 | 0 | 0 | 0 | 0 | 0 | 0 | 0 | 0 | 0 | 0 | 0 | 0 | 0 | 0 | 0 | 0 | 0 | 0
F3_Commercial_Lodging_Existing_Space Heating_Electric_Air-Source Heat Pump_E4 | F3 | Commercial | Lodging | Existing | Space Heating | Electric | Air-Source Heat Pump | E4 | PACT BC Ratio | 0 | 0 | 0 | 0 | 0 | 0 | 0 | 0 | 0 | 0 | 0 | 0 | 0 | 0 | 0 | 0 | 0 | 0 | 0 | 0 | 0 | 0 | 0 | 0 | 0 | 0 | 0 | 0 | 0 | 0
F3_Commercial_Lodging_Existing_Space Heating_Electric_Air-Source Heat Pump_E5 | F3 | Commercial | Lodging | Existing | Space Heating | Electric | Air-Source Heat Pump | E5 | PACT BC Ratio | 0 | 0 | 0 | 0 | 0 | 0 | 0 | 0 | 0 | 0 | 0 | 0 | 0 | 0 | 0 | 0 | 0 | 0 | 0 | 0 | 0 | 0 | 0 | 0 | 0 | 0 | 0 | 0 | 0 | 0
F3_Commercial_Lodging_Existing_Space Heating_Electric_Air-Source Heat Pump_E6 | F3 | Commercial | Lodging | Existing | Space Heating | Electric | Air-Source Heat Pump | E6 | PACT BC Ratio | 0 | 0 | 0 | 0 | 0 | 0 | 0 | 0 | 0 | 0 | 0 | 0 | 0 | 0 | 0 | 0 | 0 | 0 | 0 | 0 | 0 | 0 | 0 | 0 | 0 | 0 | 0 | 0 | 0 | 0
F3_Commercial_Lodging_Existing_Space Heating_Electric_Air-Source Heat Pump_E7 | F3 | Commercial | Lodging | Existing | Space Heating | Electric | Air-Source Heat Pump | E7 | PACT BC Ratio | 0 | 0 | 0 | 0 | 0 | 0 | 0 | 0 | 0 | 0 | 0 | 0 | 0 | 0 | 0 | 0 | 0 | 0 | 0 | 0 | 0 | 0 | 0 | 0 | 0 | 0 | 0 | 0 | 0 | 0
F3_Commercial_Lodging_Existing_Space Heating_Electric_Air-Source Heat Pump_E8 | F3 | Commercial | Lodging | Existing | Space Heating | Electric | Air-Source Heat Pump | E8 | PACT BC Ratio | 0 | 0 | 0 | 0 | 0 | 0 | 0 | 0 | 0 | 0 | 0 | 0 | 0 | 0 | 0 | 0 | 0 | 0 | 0 | 0 | 0 | 0 | 0 | 0 | 0 | 0 | 0 | 0 | 0 | 0
F3_Commercial_Lodging_Existing_Space Heating_Electric_Air-Source Heat Pump_E9 | F3 | Commercial | Lodging | Existing | Space Heating | Electric | Air-Source Heat Pump | E9 | PACT BC Ratio | 0 | 0 | 0 | 0 | 0 | 0 | 0 | 0 | 0 | 0 | 0 | 0 | 0 | 0 | 0 | 0 | 0 | 0 | 0 | 0 | 0 | 0 | 0 | 0 | 0 | 0 | 0 | 0 | 0 | 0
F3_Commercial_Lodging_Existing_Space Heating_Electric_Air-Source Heat Pump_E10 | F3 | Commercial | Lodging | Existing | Space Heating | Electric | Air-Source Heat Pump | E10 | PACT BC Ratio | 0 | 0 | 0 | 0 | 0 | 0 | 0 | 0 | 0 | 0 | 0 | 0 | 0 | 0 | 0 | 0 | 0 | 0 | 0 | 0 | 0 | 0 | 0 | 0 | 0 | 0 | 0 | 0 | 0 | 0
F4_Commercial_Lodging_Existing_Space Heating_Electric_Air-Source Heat Pump_E1 | F4 | Commercial | Lodging | Existing | Space Heating | Electric | Air-Source Heat Pump | E1 | RVT BC Ratio | 0 | 0 | 0 | 0 | 0 | 0 | 0 | 0 | 0 | 0 | 0 | 0 | 0 | 0 | 0 | 0 | 0 | 0 | 0 | 0 | 0 | 0 | 0 | 0 | 0 | 0 | 0 | 0 | 0 | 0
F4_Commercial_Lodging_Existing_Space Heating_Electric_Air-Source Heat Pump_E2 | F4 | Commercial | Lodging | Existing | Space Heating | Electric | Air-Source Heat Pump | E2 | RVT BC Ratio | 0 | 0 | 0 | 0 | 0 | 0 | 0 | 0 | 0 | 0 | 0 | 0 | 0 | 0 | 0 | 0 | 0 | 0 | 0 | 0 | 0 | 0 | 0 | 0 | 0 | 0 | 0 | 0 | 0 | 0
F4_Commercial_Lodging_Existing_Space Heating_Electric_Air-Source Heat Pump_E3 | F4 | Commercial | Lodging | Existing | Space Heating | Electric | Air-Source Heat Pump | E3 | RVT BC Ratio | 0 | 0 | 0 | 0 | 0 | 0 | 0 | 0 | 0 | 0 | 0 | 0 | 0 | 0 | 0 | 0 | 0 | 0 | 0 | 0 | 0 | 0 | 0 | 0 | 0 | 0 | 0 | 0 | 0 | 0
F4_Commercial_Lodging_Existing_Space Heating_Electric_Air-Source Heat Pump_E4 | F4 | Commercial | Lodging | Existing | Space Heating | Electric | Air-Source Heat Pump | E4 | RVT BC Ratio | 0 | 0 | 0 | 0 | 0 | 0 | 0 | 0 | 0 | 0 | 0 | 0 | 0 | 0 | 0 | 0 | 0 | 0 | 0 | 0 | 0 | 0 | 0 | 0 | 0 | 0 | 0 | 0 | 0 | 0
F4_Commercial_Lodging_Existing_Space Heating_Electric_Air-Source Heat Pump_E5 | F4 | Commercial | Lodging | Existing | Space Heating | Electric | Air-Source Heat Pump | E5 | RVT BC Ratio | 0 | 0 | 0 | 0 | 0 | 0 | 0 | 0 | 0 | 0 | 0 | 0 | 0 | 0 | 0 | 0 | 0 | 0 | 0 | 0 | 0 | 0 | 0 | 0 | 0 | 0 | 0 | 0 | 0 | 0
F4_Commercial_Lodging_Existing_Space Heating_Electric_Air-Source Heat Pump_E6 | F4 | Commercial | Lodging | Existing | Space Heating | Electric | Air-Source Heat Pump | E6 | RVT BC Ratio | 0 | 0 | 0 | 0 | 0 | 0 | 0 | 0 | 0 | 0 | 0 | 0 | 0 | 0 | 0 | 0 | 0 | 0 | 0 | 0 | 0 | 0 | 0 | 0 | 0 | 0 | 0 | 0 | 0 | 0
F4_Commercial_Lodging_Existing_Space Heating_Electric_Air-Source Heat Pump_E7 | F4 | Commercial | Lodging | Existing | Space Heating | Electric | Air-Source Heat Pump | E7 | RVT BC Ratio | 0 | 0 | 0 | 0 | 0 | 0 | 0 | 0 | 0 | 0 | 0 | 0 | 0 | 0 | 0 | 0 | 0 | 0 | 0 | 0 | 0 | 0 | 0 | 0 | 0 | 0 | 0 | 0 | 0 | 0
F4_Commercial_Lodging_Existing_Space Heating_Electric_Air-Source Heat Pump_E8 | F4 | Commercial | Lodging | Existing | Space Heating | Electric | Air-Source Heat Pump | E8 | RVT BC Ratio | 0 | 0 | 0 | 0 | 0 | 0 | 0 | 0 | 0 | 0 | 0 | 0 | 0 | 0 | 0 | 0 | 0 | 0 | 0 | 0 | 0 | 0 | 0 | 0 | 0 | 0 | 0 | 0 | 0 | 0
F4_Commercial_Lodging_Existing_Space Heating_Electric_Air-Source Heat Pump_E9 | F4 | Commercial | Lodging | Existing | Space Heating | Electric | Air-Source Heat Pump | E9 | RVT BC Ratio | 0 | 0 | 0 | 0 | 0 | 0 | 0 | 0 | 0 | 0 | 0 | 0 | 0 | 0 | 0 | 0 | 0 | 0 | 0 | 0 | 0 | 0 | 0 | 0 | 0 | 0 | 0 | 0 | 0 | 0
F4_Commercial_Lodging_Existing_Space Heating_Electric_Air-Source Heat Pump_E10 | F4 | Commercial | Lodging | Existing | Space Heating | Electric | Air-Source Heat Pump | E10 | RVT BC Ratio | 0 | 0 | 0 | 0 | 0 | 0 | 0 | 0 | 0 | 0 | 0 | 0 | 0 | 0 | 0 | 0 | 0 | 0 | 0 | 0 | 0 | 0 | 0 | 0 | 0 | 0 | 0 | 0 | 0 | 0
F5_Commercial_Lodging_Existing_Space Heating_Electric_Air-Source Heat Pump_E1 | F5 | Commercial | Lodging | Existing | Space Heating | Electric | Air-Source Heat Pump | E1 | RIM BC Ratio | 0 | 0 | 0 | 0 | 0 | 0 | 0 | 0 | 0 | 0 | 0 | 0 | 0 | 0 | 0 | 0 | 0 | 0 | 0 | 0 | 0 | 0 | 0 | 0 | 0 | 0 | 0 | 0 | 0 | 0
F5_Commercial_Lodging_Existing_Space Heating_Electric_Air-Source Heat Pump_E2 | F5 | Commercial | Lodging | Existing | Space Heating | Electric | Air-Source Heat Pump | E2 | RIM BC Ratio | 0 | 0 | 0 | 0 | 0 | 0 | 0 | 0 | 0 | 0 | 0 | 0 | 0 | 0 | 0 | 0 | 0 | 0 | 0 | 0 | 0 | 0 | 0 | 0 | 0 | 0 | 0 | 0 | 0 | 0
F5_Commercial_Lodging_Existing_Space Heating_Electric_Air-Source Heat Pump_E3 | F5 | Commercial | Lodging | Existing | Space Heating | Electric | Air-Source Heat Pump | E3 | RIM BC Ratio | 0 | 0 | 0 | 0 | 0 | 0 | 0 | 0 | 0 | 0 | 0 | 0 | 0 | 0 | 0 | 0 | 0 | 0 | 0 | 0 | 0 | 0 | 0 | 0 | 0 | 0 | 0 | 0 | 0 | 0
F5_Commercial_Lodging_Existing_Space Heating_Electric_Air-Source Heat Pump_E4 | F5 | Commercial | Lodging | Existing | Space Heating | Electric | Air-Source Heat Pump | E4 | RIM BC Ratio | 0 | 0 | 0 | 0 | 0 | 0 | 0 | 0 | 0 | 0 | 0 | 0 | 0 | 0 | 0 | 0 | 0 | 0 | 0 | 0 | 0 | 0 | 0 | 0 | 0 | 0 | 0 | 0 | 0 | 0
F5_Commercial_Lodging_Existing_Space Heating_Electric_Air-Source Heat Pump_E5 | F5 | Commercial | Lodging | Existing | Space Heating | Electric | Air-Source Heat Pump | E5 | RIM BC Ratio | 0 | 0 | 0 | 0 | 0 | 0 | 0 | 0 | 0 | 0 | 0 | 0 | 0 | 0 | 0 | 0 | 0 | 0 | 0 | 0 | 0 | 0 | 0 | 0 | 0 | 0 | 0 | 0 | 0 | 0
F5_Commercial_Lodging_Existing_Space Heating_Electric_Air-Source Heat Pump_E6 | F5 | Commercial | Lodging | Existing | Space Heating | Electric | Air-Source Heat Pump | E6 | RIM BC Ratio | 0 | 0 | 0 | 0 | 0 | 0 | 0 | 0 | 0 | 0 | 0 | 0 | 0 | 0 | 0 | 0 | 0 | 0 | 0 | 0 | 0 | 0 | 0 | 0 | 0 | 0 | 0 | 0 | 0 | 0
F5_Commercial_Lodging_Existing_Space Heating_Electric_Air-Source Heat Pump_E7 | F5 | Commercial | Lodging | Existing | Space Heating | Electric | Air-Source Heat Pump | E7 | RIM BC Ratio | 0 | 0 | 0 | 0 | 0 | 0 | 0 | 0 | 0 | 0 | 0 | 0 | 0 | 0 | 0 | 0 | 0 | 0 | 0 | 0 | 0 | 0 | 0 | 0 | 0 | 0 | 0 | 0 | 0 | 0
F5_Commercial_Lodging_Existing_Space Heating_Electric_Air-Source Heat Pump_E8 | F5 | Commercial | Lodging | Existing | Space Heating | Electric | Air-Source Heat Pump | E8 | RIM BC Ratio | 0 | 0 | 0 | 0 | 0 | 0 | 0 | 0 | 0 | 0 | 0 | 0 | 0 | 0 | 0 | 0 | 0 | 0 | 0 | 0 | 0 | 0 | 0 | 0 | 0 | 0 | 0 | 0 | 0 | 0
F5_Commercial_Lodging_Existing_Space Heating_Electric_Air-Source Heat Pump_E9 | F5 | Commercial | Lodging | Existing | Space Heating | Electric | Air-Source Heat Pump | E9 | RIM BC Ratio | 0 | 0 | 0 | 0 | 0 | 0 | 0 | 0 | 0 | 0 | 0 | 0 | 0 | 0 | 0 | 0 | 0 | 0 | 0 | 0 | 0 | 0 | 0 | 0 | 0 | 0 | 0 | 0 | 0 | 0
F5_Commercial_Lodging_Existing_Space Heating_Electric_Air-Source Heat Pump_E10 | F5 | Commercial | Lodging | Existing | Space Heating | Electric | Air-Source Heat Pump | E10 | RIM BC Ratio | 0 | 0 | 0 | 0 | 0 | 0 | 0 | 0 | 0 | 0 | 0 | 0 | 0 | 0 | 0 | 0 | 0 | 0 | 0 | 0 | 0 | 0 | 0 | 0 | 0 | 0 | 0 | 0 | 0 | 0
F0_Commercial_Lodging_Existing_Space Heating_Electric_Geothermal Heat Pump_E0 | F0 | Commercial | Lodging | Existing | Space Heating | Electric | Geothermal Heat Pump | E0 | Economic Unit | 0 | 0 | 0 | 0 | 0 | 0 | 0 | 0 | 0 | 0 | 0 | 0 | 0 | 0 | 0 | 0 | 0 | 0 | 0 | 0 | 0 | 0 | 0 | 0 | 0 | 0 | 0 | 0 | 0 | 0
F1_Commercial_Lodging_Existing_Space Heating_Electric_Geothermal Heat Pump_E1 | F1 | Commercial | Lodging | Existing | Space Heating | Electric | Geothermal Heat Pump | E1 | CCE | 0 | 0 | 0 | 0 | 0 | 0 | 0 | 0 | 0 | 0 | 0 | 0 | 0 | 0 | 0 | 0 | 0 | 0 | 0 | 0 | 0 | 0 | 0 | 0 | 0 | 0 | 0 | 0 | 0 | 0
F1_Commercial_Lodging_Existing_Space Heating_Electric_Geothermal Heat Pump_E2 | F1 | Commercial | Lodging | Existing | Space Heating | Electric | Geothermal Heat Pump | E2 | CCE | 0 | 0 | 0 | 0 | 0 | 0 | 0 | 0 | 0 | 0 | 0 | 0 | 0 | 0 | 0 | 0 | 0 | 0 | 0 | 0 | 0 | 0 | 0 | 0 | 0 | 0 | 0 | 0 | 0 | 0
F1_Commercial_Lodging_Existing_Space Heating_Electric_Geothermal Heat Pump_E3 | F1 | Commercial | Lodging | Existing | Space Heating | Electric | Geothermal Heat Pump | E3 | CCE | 0 | 0 | 0 | 0 | 0 | 0 | 0 | 0 | 0 | 0 | 0 | 0 | 0 | 0 | 0 | 0 | 0 | 0 | 0 | 0 | 0 | 0 | 0 | 0 | 0 | 0 | 0 | 0 | 0 | 0
F1_Commercial_Lodging_Existing_Space Heating_Electric_Geothermal Heat Pump_E4 | F1 | Commercial | Lodging | Existing | Space Heating | Electric | Geothermal Heat Pump | E4 | CCE | 0 | 0 | 0 | 0 | 0 | 0 | 0 | 0 | 0 | 0 | 0 | 0 | 0 | 0 | 0 | 0 | 0 | 0 | 0 | 0 | 0 | 0 | 0 | 0 | 0 | 0 | 0 | 0 | 0 | 0
F1_Commercial_Lodging_Existing_Space Heating_Electric_Geothermal Heat Pump_E5 | F1 | Commercial | Lodging | Existing | Space Heating | Electric | Geothermal Heat Pump | E5 | CCE | 0 | 0 | 0 | 0 | 0 | 0 | 0 | 0 | 0 | 0 | 0 | 0 | 0 | 0 | 0 | 0 | 0 | 0 | 0 | 0 | 0 | 0 | 0 | 0 | 0 | 0 | 0 | 0 | 0 | 0
F1_Commercial_Lodging_Existing_Space Heating_Electric_Geothermal Heat Pump_E6 | F1 | Commercial | Lodging | Existing | Space Heating | Electric | Geothermal Heat Pump | E6 | CCE | 0 | 0 | 0 | 0 | 0 | 0 | 0 | 0 | 0 | 0 | 0 | 0 | 0 | 0 | 0 | 0 | 0 | 0 | 0 | 0 | 0 | 0 | 0 | 0 | 0 | 0 | 0 | 0 | 0 | 0
F1_Commercial_Lodging_Existing_Space Heating_Electric_Geothermal Heat Pump_E7 | F1 | Commercial | Lodging | Existing | Space Heating | Electric | Geothermal Heat Pump | E7 | CCE | 0 | 0 | 0 | 0 | 0 | 0 | 0 | 0 | 0 | 0 | 0 | 0 | 0 | 0 | 0 | 0 | 0 | 0 | 0 | 0 | 0 | 0 | 0 | 0 | 0 | 0 | 0 | 0 | 0 | 0
F1_Commercial_Lodging_Existing_Space Heating_Electric_Geothermal Heat Pump_E8 | F1 | Commercial | Lodging | Existing | Space Heating | Electric | Geothermal Heat Pump | E8 | CCE | 0 | 0 | 0 | 0 | 0 | 0 | 0 | 0 | 0 | 0 | 0 | 0 | 0 | 0 | 0 | 0 | 0 | 0 | 0 | 0 | 0 | 0 | 0 | 0 | 0 | 0 | 0 | 0 | 0 | 0
F1_Commercial_Lodging_Existing_Space Heating_Electric_Geothermal Heat Pump_E9 | F1 | Commercial | Lodging | Existing | Space Heating | Electric | Geothermal Heat Pump | E9 | CCE | 0 | 0 | 0 | 0 | 0 | 0 | 0 | 0 | 0 | 0 | 0 | 0 | 0 | 0 | 0 | 0 | 0 | 0 | 0 | 0 | 0 | 0 | 0 | 0 | 0 | 0 | 0 | 0 | 0 | 0
F1_Commercial_Lodging_Existing_Space Heating_Electric_Geothermal Heat Pump_E10 | F1 | Commercial | Lodging | Existing | Space Heating | Electric | Geothermal Heat Pump | E10 | CCE | 0 | 0 | 0 | 0 | 0 | 0 | 0 | 0 | 0 | 0 | 0 | 0 | 0 | 0 | 0 | 0 | 0 | 0 | 0 | 0 | 0 | 0 | 0 | 0 | 0 | 0 | 0 | 0 | 0 | 0
F2_Commercial_Lodging_Existing_Space Heating_Electric_Geothermal Heat Pump_E1 | F2 | Commercial | Lodging | Existing | Space Heating | Electric | Geothermal Heat Pump | E1 | TRC BC Ratio | 0 | 0 | 0 | 0 | 0 | 0 | 0 | 0 | 0 | 0 | 0 | 0 | 0 | 0 | 0 | 0 | 0 | 0 | 0 | 0 | 0 | 0 | 0 | 0 | 0 | 0 | 0 | 0 | 0 | 0
F2_Commercial_Lodging_Existing_Space Heating_Electric_Geothermal Heat Pump_E2 | F2 | Commercial | Lodging | Existing | Space Heating | Electric | Geothermal Heat Pump | E2 | TRC BC Ratio | 0 | 0 | 0 | 0 | 0 | 0 | 0 | 0 | 0 | 0 | 0 | 0 | 0 | 0 | 0 | 0 | 0 | 0 | 0 | 0 | 0 | 0 | 0 | 0 | 0 | 0 | 0 | 0 | 0 | 0
F2_Commercial_Lodging_Existing_Space Heating_Electric_Geothermal Heat Pump_E3 | F2 | Commercial | Lodging | Existing | Space Heating | Electric | Geothermal Heat Pump | E3 | TRC BC Ratio | 0 | 0 | 0 | 0 | 0 | 0 | 0 | 0 | 0 | 0 | 0 | 0 | 0 | 0 | 0 | 0 | 0 | 0 | 0 | 0 | 0 | 0 | 0 | 0 | 0 | 0 | 0 | 0 | 0 | 0
F2_Commercial_Lodging_Existing_Space Heating_Electric_Geothermal Heat Pump_E4 | F2 | Commercial | Lodging | Existing | Space Heating | Electric | Geothermal Heat Pump | E4 | TRC BC Ratio | 0 | 0 | 0 | 0 | 0 | 0 | 0 | 0 | 0 | 0 | 0 | 0 | 0 | 0 | 0 | 0 | 0 | 0 | 0 | 0 | 0 | 0 | 0 | 0 | 0 | 0 | 0 | 0 | 0 | 0
F2_Commercial_Lodging_Existing_Space Heating_Electric_Geothermal Heat Pump_E5 | F2 | Commercial | Lodging | Existing | Space Heating | Electric | Geothermal Heat Pump | E5 | TRC BC Ratio | 0 | 0 | 0 | 0 | 0 | 0 | 0 | 0 | 0 | 0 | 0 | 0 | 0 | 0 | 0 | 0 | 0 | 0 | 0 | 0 | 0 | 0 | 0 | 0 | 0 | 0 | 0 | 0 | 0 | 0
F2_Commercial_Lodging_Existing_Space Heating_Electric_Geothermal Heat Pump_E6 | F2 | Commercial | Lodging | Existing | Space Heating | Electric | Geothermal Heat Pump | E6 | TRC BC Ratio | 0 | 0 | 0 | 0 | 0 | 0 | 0 | 0 | 0 | 0 | 0 | 0 | 0 | 0 | 0 | 0 | 0 | 0 | 0 | 0 | 0 | 0 | 0 | 0 | 0 | 0 | 0 | 0 | 0 | 0
F2_Commercial_Lodging_Existing_Space Heating_Electric_Geothermal Heat Pump_E7 | F2 | Commercial | Lodging | Existing | Space Heating | Electric | Geothermal Heat Pump | E7 | TRC BC Ratio | 0 | 0 | 0 | 0 | 0 | 0 | 0 | 0 | 0 | 0 | 0 | 0 | 0 | 0 | 0 | 0 | 0 | 0 | 0 | 0 | 0 | 0 | 0 | 0 | 0 | 0 | 0 | 0 | 0 | 0
F2_Commercial_Lodging_Existing_Space Heating_Electric_Geothermal Heat Pump_E8 | F2 | Commercial | Lodging | Existing | Space Heating | Electric | Geothermal Heat Pump | E8 | TRC BC Ratio | 0 | 0 | 0 | 0 | 0 | 0 | 0 | 0 | 0 | 0 | 0 | 0 | 0 | 0 | 0 | 0 | 0 | 0 | 0 | 0 | 0 | 0 | 0 | 0 | 0 | 0 | 0 | 0 | 0 | 0
F2_Commercial_Lodging_Existing_Space Heating_Electric_Geothermal Heat Pump_E9 | F2 | Commercial | Lodging | Existing | Space Heating | Electric | Geothermal Heat Pump | E9 | TRC BC Ratio | 0 | 0 | 0 | 0 | 0 | 0 | 0 | 0 | 0 | 0 | 0 | 0 | 0 | 0 | 0 | 0 | 0 | 0 | 0 | 0 | 0 | 0 | 0 | 0 | 0 | 0 | 0 | 0 | 0 | 0
F2_Commercial_Lodging_Existing_Space Heating_Electric_Geothermal Heat Pump_E10 | F2 | Commercial | Lodging | Existing | Space Heating | Electric | Geothermal Heat Pump | E10 | TRC BC Ratio | 0 | 0 | 0 | 0 | 0 | 0 | 0 | 0 | 0 | 0 | 0 | 0 | 0 | 0 | 0 | 0 | 0 | 0 | 0 | 0 | 0 | 0 | 0 | 0 | 0 | 0 | 0 | 0 | 0 | 0
F3_Commercial_Lodging_Existing_Space Heating_Electric_Geothermal Heat Pump_E1 | F3 | Commercial | Lodging | Existing | Space Heating | Electric | Geothermal Heat Pump | E1 | PACT BC Ratio | 0 | 0 | 0 | 0 | 0 | 0 | 0 | 0 | 0 | 0 | 0 | 0 | 0 | 0 | 0 | 0 | 0 | 0 | 0 | 0 | 0 | 0 | 0 | 0 | 0 | 0 | 0 | 0 | 0 | 0
F3_Commercial_Lodging_Existing_Space Heating_Electric_Geothermal Heat Pump_E2 | F3 | Commercial | Lodging | Existing | Space Heating | Electric | Geothermal Heat Pump | E2 | PACT BC Ratio | 0 | 0 | 0 | 0 | 0 | 0 | 0 | 0 | 0 | 0 | 0 | 0 | 0 | 0 | 0 | 0 | 0 | 0 | 0 | 0 | 0 | 0 | 0 | 0 | 0 | 0 | 0 | 0 | 0 | 0
F3_Commercial_Lodging_Existing_Space Heating_Electric_Geothermal Heat Pump_E3 | F3 | Commercial | Lodging | Existing | Space Heating | Electric | Geothermal Heat Pump | E3 | PACT BC Ratio | 0 | 0 | 0 | 0 | 0 | 0 | 0 | 0 | 0 | 0 | 0 | 0 | 0 | 0 | 0 | 0 | 0 | 0 | 0 | 0 | 0 | 0 | 0 | 0 | 0 | 0 | 0 | 0 | 0 | 0
F3_Commercial_Lodging_Existing_Space Heating_Electric_Geothermal Heat Pump_E4 | F3 | Commercial | Lodging | Existing | Space Heating | Electric | Geothermal Heat Pump | E4 | PACT BC Ratio | 0 | 0 | 0 | 0 | 0 | 0 | 0 | 0 | 0 | 0 | 0 | 0 | 0 | 0 | 0 | 0 | 0 | 0 | 0 | 0 | 0 | 0 | 0 | 0 | 0 | 0 | 0 | 0 | 0 | 0
F3_Commercial_Lodging_Existing_Space Heating_Electric_Geothermal Heat Pump_E5 | F3 | Commercial | Lodging | Existing | Space Heating | Electric | Geothermal Heat Pump | E5 | PACT BC Ratio | 0 | 0 | 0 | 0 | 0 | 0 | 0 | 0 | 0 | 0 | 0 | 0 | 0 | 0 | 0 | 0 | 0 | 0 | 0 | 0 | 0 | 0 | 0 | 0 | 0 | 0 | 0 | 0 | 0 | 0
F3_Commercial_Lodging_Existing_Space Heating_Electric_Geothermal Heat Pump_E6 | F3 | Commercial | Lodging | Existing | Space Heating | Electric | Geothermal Heat Pump | E6 | PACT BC Ratio | 0 | 0 | 0 | 0 | 0 | 0 | 0 | 0 | 0 | 0 | 0 | 0 | 0 | 0 | 0 | 0 | 0 | 0 | 0 | 0 | 0 | 0 | 0 | 0 | 0 | 0 | 0 | 0 | 0 | 0
F3_Commercial_Lodging_Existing_Space Heating_Electric_Geothermal Heat Pump_E7 | F3 | Commercial | Lodging | Existing | Space Heating | Electric | Geothermal Heat Pump | E7 | PACT BC Ratio | 0 | 0 | 0 | 0 | 0 | 0 | 0 | 0 | 0 | 0 | 0 | 0 | 0 | 0 | 0 | 0 | 0 | 0 | 0 | 0 | 0 | 0 | 0 | 0 | 0 | 0 | 0 | 0 | 0 | 0
F3_Commercial_Lodging_Existing_Space Heating_Electric_Geothermal Heat Pump_E8 | F3 | Commercial | Lodging | Existing | Space Heating | Electric | Geothermal Heat Pump | E8 | PACT BC Ratio | 0 | 0 | 0 | 0 | 0 | 0 | 0 | 0 | 0 | 0 | 0 | 0 | 0 | 0 | 0 | 0 | 0 | 0 | 0 | 0 | 0 | 0 | 0 | 0 | 0 | 0 | 0 | 0 | 0 | 0
F3_Commercial_Lodging_Existing_Space Heating_Electric_Geothermal Heat Pump_E9 | F3 | Commercial | Lodging | Existing | Space Heating | Electric | Geothermal Heat Pump | E9 | PACT BC Ratio | 0 | 0 | 0 | 0 | 0 | 0 | 0 | 0 | 0 | 0 | 0 | 0 | 0 | 0 | 0 | 0 | 0 | 0 | 0 | 0 | 0 | 0 | 0 | 0 | 0 | 0 | 0 | 0 | 0 | 0
F3_Commercial_Lodging_Existing_Space Heating_Electric_Geothermal Heat Pump_E10 | F3 | Commercial | Lodging | Existing | Space Heating | Electric | Geothermal Heat Pump | E10 | PACT BC Ratio | 0 | 0 | 0 | 0 | 0 | 0 | 0 | 0 | 0 | 0 | 0 | 0 | 0 | 0 | 0 | 0 | 0 | 0 | 0 | 0 | 0 | 0 | 0 | 0 | 0 | 0 | 0 | 0 | 0 | 0
F4_Commercial_Lodging_Existing_Space Heating_Electric_Geothermal Heat Pump_E1 | F4 | Commercial | Lodging | Existing | Space Heating | Electric | Geothermal Heat Pump | E1 | RVT BC Ratio | 0 | 0 | 0 | 0 | 0 | 0 | 0 | 0 | 0 | 0 | 0 | 0 | 0 | 0 | 0 | 0 | 0 | 0 | 0 | 0 | 0 | 0 | 0 | 0 | 0 | 0 | 0 | 0 | 0 | 0
F4_Commercial_Lodging_Existing_Space Heating_Electric_Geothermal Heat Pump_E2 | F4 | Commercial | Lodging | Existing | Space Heating | Electric | Geothermal Heat Pump | E2 | RVT BC Ratio | 0 | 0 | 0 | 0 | 0 | 0 | 0 | 0 | 0 | 0 | 0 | 0 | 0 | 0 | 0 | 0 | 0 | 0 | 0 | 0 | 0 | 0 | 0 | 0 | 0 | 0 | 0 | 0 | 0 | 0
F4_Commercial_Lodging_Existing_Space Heating_Electric_Geothermal Heat Pump_E3 | F4 | Commercial | Lodging | Existing | Space Heating | Electric | Geothermal Heat Pump | E3 | RVT BC Ratio | 0 | 0 | 0 | 0 | 0 | 0 | 0 | 0 | 0 | 0 | 0 | 0 | 0 | 0 | 0 | 0 | 0 | 0 | 0 | 0 | 0 | 0 | 0 | 0 | 0 | 0 | 0 | 0 | 0 | 0
F4_Commercial_Lodging_Existing_Space Heating_Electric_Geothermal Heat Pump_E4 | F4 | Commercial | Lodging | Existing | Space Heating | Electric | Geothermal Heat Pump | E4 | RVT BC Ratio | 0 | 0 | 0 | 0 | 0 | 0 | 0 | 0 | 0 | 0 | 0 | 0 | 0 | 0 | 0 | 0 | 0 | 0 | 0 | 0 | 0 | 0 | 0 | 0 | 0 | 0 | 0 | 0 | 0 | 0
F4_Commercial_Lodging_Existing_Space Heating_Electric_Geothermal Heat Pump_E5 | F4 | Commercial | Lodging | Existing | Space Heating | Electric | Geothermal Heat Pump | E5 | RVT BC Ratio | 0 | 0 | 0 | 0 | 0 | 0 | 0 | 0 | 0 | 0 | 0 | 0 | 0 | 0 | 0 | 0 | 0 | 0 | 0 | 0 | 0 | 0 | 0 | 0 | 0 | 0 | 0 | 0 | 0 | 0
F4_Commercial_Lodging_Existing_Space Heating_Electric_Geothermal Heat Pump_E6 | F4 | Commercial | Lodging | Existing | Space Heating | Electric | Geothermal Heat Pump | E6 | RVT BC Ratio | 0 | 0 | 0 | 0 | 0 | 0 | 0 | 0 | 0 | 0 | 0 | 0 | 0 | 0 | 0 | 0 | 0 | 0 | 0 | 0 | 0 | 0 | 0 | 0 | 0 | 0 | 0 | 0 | 0 | 0
F4_Commercial_Lodging_Existing_Space Heating_Electric_Geothermal Heat Pump_E7 | F4 | Commercial | Lodging | Existing | Space Heating | Electric | Geothermal Heat Pump | E7 | RVT BC Ratio | 0 | 0 | 0 | 0 | 0 | 0 | 0 | 0 | 0 | 0 | 0 | 0 | 0 | 0 | 0 | 0 | 0 | 0 | 0 | 0 | 0 | 0 | 0 | 0 | 0 | 0 | 0 | 0 | 0 | 0
F4_Commercial_Lodging_Existing_Space Heating_Electric_Geothermal Heat Pump_E8 | F4 | Commercial | Lodging | Existing | Space Heating | Electric | Geothermal Heat Pump | E8 | RVT BC Ratio | 0 | 0 | 0 | 0 | 0 | 0 | 0 | 0 | 0 | 0 | 0 | 0 | 0 | 0 | 0 | 0 | 0 | 0 | 0 | 0 | 0 | 0 | 0 | 0 | 0 | 0 | 0 | 0 | 0 | 0
F4_Commercial_Lodging_Existing_Space Heating_Electric_Geothermal Heat Pump_E9 | F4 | Commercial | Lodging | Existing | Space Heating | Electric | Geothermal Heat Pump | E9 | RVT BC Ratio | 0 | 0 | 0 | 0 | 0 | 0 | 0 | 0 | 0 | 0 | 0 | 0 | 0 | 0 | 0 | 0 | 0 | 0 | 0 | 0 | 0 | 0 | 0 | 0 | 0 | 0 | 0 | 0 | 0 | 0
F4_Commercial_Lodging_Existing_Space Heating_Electric_Geothermal Heat Pump_E10 | F4 | Commercial | Lodging | Existing | Space Heating | Electric | Geothermal Heat Pump | E10 | RVT BC Ratio | 0 | 0 | 0 | 0 | 0 | 0 | 0 | 0 | 0 | 0 | 0 | 0 | 0 | 0 | 0 | 0 | 0 | 0 | 0 | 0 | 0 | 0 | 0 | 0 | 0 | 0 | 0 | 0 | 0 | 0
F5_Commercial_Lodging_Existing_Space Heating_Electric_Geothermal Heat Pump_E1 | F5 | Commercial | Lodging | Existing | Space Heating | Electric | Geothermal Heat Pump | E1 | RIM BC Ratio | 0 | 0 | 0 | 0 | 0 | 0 | 0 | 0 | 0 | 0 | 0 | 0 | 0 | 0 | 0 | 0 | 0 | 0 | 0 | 0 | 0 | 0 | 0 | 0 | 0 | 0 | 0 | 0 | 0 | 0
F5_Commercial_Lodging_Existing_Space Heating_Electric_Geothermal Heat Pump_E2 | F5 | Commercial | Lodging | Existing | Space Heating | Electric | Geothermal Heat Pump | E2 | RIM BC Ratio | 0 | 0 | 0 | 0 | 0 | 0 | 0 | 0 | 0 | 0 | 0 | 0 | 0 | 0 | 0 | 0 | 0 | 0 | 0 | 0 | 0 | 0 | 0 | 0 | 0 | 0 | 0 | 0 | 0 | 0
F5_Commercial_Lodging_Existing_Space Heating_Electric_Geothermal Heat Pump_E3 | F5 | Commercial | Lodging | Existing | Space Heating | Electric | Geothermal Heat Pump | E3 | RIM BC Ratio | 0 | 0 | 0 | 0 | 0 | 0 | 0 | 0 | 0 | 0 | 0 | 0 | 0 | 0 | 0 | 0 | 0 | 0 | 0 | 0 | 0 | 0 | 0 | 0 | 0 | 0 | 0 | 0 | 0 | 0
F5_Commercial_Lodging_Existing_Space Heating_Electric_Geothermal Heat Pump_E4 | F5 | Commercial | Lodging | Existing | Space Heating | Electric | Geothermal Heat Pump | E4 | RIM BC Ratio | 0 | 0 | 0 | 0 | 0 | 0 | 0 | 0 | 0 | 0 | 0 | 0 | 0 | 0 | 0 | 0 | 0 | 0 | 0 | 0 | 0 | 0 | 0 | 0 | 0 | 0 | 0 | 0 | 0 | 0
F5_Commercial_Lodging_Existing_Space Heating_Electric_Geothermal Heat Pump_E5 | F5 | Commercial | Lodging | Existing | Space Heating | Electric | Geothermal Heat Pump | E5 | RIM BC Ratio | 0 | 0 | 0 | 0 | 0 | 0 | 0 | 0 | 0 | 0 | 0 | 0 | 0 | 0 | 0 | 0 | 0 | 0 | 0 | 0 | 0 | 0 | 0 | 0 | 0 | 0 | 0 | 0 | 0 | 0
F5_Commercial_Lodging_Existing_Space Heating_Electric_Geothermal Heat Pump_E6 | F5 | Commercial | Lodging | Existing | Space Heating | Electric | Geothermal Heat Pump | E6 | RIM BC Ratio | 0 | 0 | 0 | 0 | 0 | 0 | 0 | 0 | 0 | 0 | 0 | 0 | 0 | 0 | 0 | 0 | 0 | 0 | 0 | 0 | 0 | 0 | 0 | 0 | 0 | 0 | 0 | 0 | 0 | 0
F5_Commercial_Lodging_Existing_Space Heating_Electric_Geothermal Heat Pump_E7 | F5 | Commercial | Lodging | Existing | Space Heating | Electric | Geothermal Heat Pump | E7 | RIM BC Ratio | 0 | 0 | 0 | 0 | 0 | 0 | 0 | 0 | 0 | 0 | 0 | 0 | 0 | 0 | 0 | 0 | 0 | 0 | 0 | 0 | 0 | 0 | 0 | 0 | 0 | 0 | 0 | 0 | 0 | 0
F5_Commercial_Lodging_Existing_Space Heating_Electric_Geothermal Heat Pump_E8 | F5 | Commercial | Lodging | Existing | Space Heating | Electric | Geothermal Heat Pump | E8 | RIM BC Ratio | 0 | 0 | 0 | 0 | 0 | 0 | 0 | 0 | 0 | 0 | 0 | 0 | 0 | 0 | 0 | 0 | 0 | 0 | 0 | 0 | 0 | 0 | 0 | 0 | 0 | 0 | 0 | 0 | 0 | 0
F5_Commercial_Lodging_Existing_Space Heating_Electric_Geothermal Heat Pump_E9 | F5 | Commercial | Lodging | Existing | Space Heating | Electric | Geothermal Heat Pump | E9 | RIM BC Ratio | 0 | 0 | 0 | 0 | 0 | 0 | 0 | 0 | 0 | 0 | 0 | 0 | 0 | 0 | 0 | 0 | 0 | 0 | 0 | 0 | 0 | 0 | 0 | 0 | 0 | 0 | 0 | 0 | 0 | 0
F5_Commercial_Lodging_Existing_Space Heating_Electric_Geothermal Heat Pump_E10 | F5 | Commercial | Lodging | Existing | Space Heating | Electric | Geothermal Heat Pump | E10 | RIM BC Ratio | 0 | 0 | 0 | 0 | 0 | 0 | 0 | 0 | 0 | 0 | 0 | 0 | 0 | 0 | 0 | 0 | 0 | 0 | 0 | 0 | 0 | 0 | 0 | 0 | 0 | 0 | 0 | 0 | 0 | 0
F0_Commercial_Lodging_Existing_Ventilation_Electric_Ventilation_E0 | F0 | Commercial | Lodging | Existing | Ventilation | Electric | Ventilation | E0 | Economic Unit | 0 | 0 | 0 | 0 | 0 | 0 | 0 | 0 | 0 | 0 | 0 | 0 | 0 | 0 | 0 | 0 | 0 | 0 | 0 | 0 | 0 | 0 | 0 | 0 | 0 | 0 | 0 | 0 | 0 | 0
F1_Commercial_Lodging_Existing_Ventilation_Electric_Ventilation_E1 | F1 | Commercial | Lodging | Existing | Ventilation | Electric | Ventilation | E1 | CCE | 0 | 0 | 0 | 0 | 0 | 0 | 0 | 0 | 0 | 0 | 0 | 0 | 0 | 0 | 0 | 0 | 0 | 0 | 0 | 0 | 0 | 0 | 0 | 0 | 0 | 0 | 0 | 0 | 0 | 0
F1_Commercial_Lodging_Existing_Ventilation_Electric_Ventilation_E2 | F1 | Commercial | Lodging | Existing | Ventilation | Electric | Ventilation | E2 | CCE | 0 | 0 | 0 | 0 | 0 | 0 | 0 | 0 | 0 | 0 | 0 | 0 | 0 | 0 | 0 | 0 | 0 | 0 | 0 | 0 | 0 | 0 | 0 | 0 | 0 | 0 | 0 | 0 | 0 | 0
F1_Commercial_Lodging_Existing_Ventilation_Electric_Ventilation_E3 | F1 | Commercial | Lodging | Existing | Ventilation | Electric | Ventilation | E3 | CCE | 0 | 0 | 0 | 0 | 0 | 0 | 0 | 0 | 0 | 0 | 0 | 0 | 0 | 0 | 0 | 0 | 0 | 0 | 0 | 0 | 0 | 0 | 0 | 0 | 0 | 0 | 0 | 0 | 0 | 0
F1_Commercial_Lodging_Existing_Ventilation_Electric_Ventilation_E4 | F1 | Commercial | Lodging | Existing | Ventilation | Electric | Ventilation | E4 | CCE | 0 | 0 | 0 | 0 | 0 | 0 | 0 | 0 | 0 | 0 | 0 | 0 | 0 | 0 | 0 | 0 | 0 | 0 | 0 | 0 | 0 | 0 | 0 | 0 | 0 | 0 | 0 | 0 | 0 | 0
F1_Commercial_Lodging_Existing_Ventilation_Electric_Ventilation_E5 | F1 | Commercial | Lodging | Existing | Ventilation | Electric | Ventilation | E5 | CCE | 0 | 0 | 0 | 0 | 0 | 0 | 0 | 0 | 0 | 0 | 0 | 0 | 0 | 0 | 0 | 0 | 0 | 0 | 0 | 0 | 0 | 0 | 0 | 0 | 0 | 0 | 0 | 0 | 0 | 0
F1_Commercial_Lodging_Existing_Ventilation_Electric_Ventilation_E6 | F1 | Commercial | Lodging | Existing | Ventilation | Electric | Ventilation | E6 | CCE | 0 | 0 | 0 | 0 | 0 | 0 | 0 | 0 | 0 | 0 | 0 | 0 | 0 | 0 | 0 | 0 | 0 | 0 | 0 | 0 | 0 | 0 | 0 | 0 | 0 | 0 | 0 | 0 | 0 | 0
F1_Commercial_Lodging_Existing_Ventilation_Electric_Ventilation_E7 | F1 | Commercial | Lodging | Existing | Ventilation | Electric | Ventilation | E7 | CCE | 0 | 0 | 0 | 0 | 0 | 0 | 0 | 0 | 0 | 0 | 0 | 0 | 0 | 0 | 0 | 0 | 0 | 0 | 0 | 0 | 0 | 0 | 0 | 0 | 0 | 0 | 0 | 0 | 0 | 0
F1_Commercial_Lodging_Existing_Ventilation_Electric_Ventilation_E8 | F1 | Commercial | Lodging | Existing | Ventilation | Electric | Ventilation | E8 | CCE | 0 | 0 | 0 | 0 | 0 | 0 | 0 | 0 | 0 | 0 | 0 | 0 | 0 | 0 | 0 | 0 | 0 | 0 | 0 | 0 | 0 | 0 | 0 | 0 | 0 | 0 | 0 | 0 | 0 | 0
F1_Commercial_Lodging_Existing_Ventilation_Electric_Ventilation_E9 | F1 | Commercial | Lodging | Existing | Ventilation | Electric | Ventilation | E9 | CCE | 0 | 0 | 0 | 0 | 0 | 0 | 0 | 0 | 0 | 0 | 0 | 0 | 0 | 0 | 0 | 0 | 0 | 0 | 0 | 0 | 0 | 0 | 0 | 0 | 0 | 0 | 0 | 0 | 0 | 0
F1_Commercial_Lodging_Existing_Ventilation_Electric_Ventilation_E10 | F1 | Commercial | Lodging | Existing | Ventilation | Electric | Ventilation | E10 | CCE | 0 | 0 | 0 | 0 | 0 | 0 | 0 | 0 | 0 | 0 | 0 | 0 | 0 | 0 | 0 | 0 | 0 | 0 | 0 | 0 | 0 | 0 | 0 | 0 | 0 | 0 | 0 | 0 | 0 | 0
F2_Commercial_Lodging_Existing_Ventilation_Electric_Ventilation_E1 | F2 | Commercial | Lodging | Existing | Ventilation | Electric | Ventilation | E1 | TRC BC Ratio | 0 | 0 | 0 | 0 | 0 | 0 | 0 | 0 | 0 | 0 | 0 | 0 | 0 | 0 | 0 | 0 | 0 | 0 | 0 | 0 | 0 | 0 | 0 | 0 | 0 | 0 | 0 | 0 | 0 | 0
F2_Commercial_Lodging_Existing_Ventilation_Electric_Ventilation_E2 | F2 | Commercial | Lodging | Existing | Ventilation | Electric | Ventilation | E2 | TRC BC Ratio | 0 | 0 | 0 | 0 | 0 | 0 | 0 | 0 | 0 | 0 | 0 | 0 | 0 | 0 | 0 | 0 | 0 | 0 | 0 | 0 | 0 | 0 | 0 | 0 | 0 | 0 | 0 | 0 | 0 | 0
F2_Commercial_Lodging_Existing_Ventilation_Electric_Ventilation_E3 | F2 | Commercial | Lodging | Existing | Ventilation | Electric | Ventilation | E3 | TRC BC Ratio | 0 | 0 | 0 | 0 | 0 | 0 | 0 | 0 | 0 | 0 | 0 | 0 | 0 | 0 | 0 | 0 | 0 | 0 | 0 | 0 | 0 | 0 | 0 | 0 | 0 | 0 | 0 | 0 | 0 | 0
F2_Commercial_Lodging_Existing_Ventilation_Electric_Ventilation_E4 | F2 | Commercial | Lodging | Existing | Ventilation | Electric | Ventilation | E4 | TRC BC Ratio | 0 | 0 | 0 | 0 | 0 | 0 | 0 | 0 | 0 | 0 | 0 | 0 | 0 | 0 | 0 | 0 | 0 | 0 | 0 | 0 | 0 | 0 | 0 | 0 | 0 | 0 | 0 | 0 | 0 | 0
F2_Commercial_Lodging_Existing_Ventilation_Electric_Ventilation_E5 | F2 | Commercial | Lodging | Existing | Ventilation | Electric | Ventilation | E5 | TRC BC Ratio | 0 | 0 | 0 | 0 | 0 | 0 | 0 | 0 | 0 | 0 | 0 | 0 | 0 | 0 | 0 | 0 | 0 | 0 | 0 | 0 | 0 | 0 | 0 | 0 | 0 | 0 | 0 | 0 | 0 | 0
F2_Commercial_Lodging_Existing_Ventilation_Electric_Ventilation_E6 | F2 | Commercial | Lodging | Existing | Ventilation | Electric | Ventilation | E6 | TRC BC Ratio | 0 | 0 | 0 | 0 | 0 | 0 | 0 | 0 | 0 | 0 | 0 | 0 | 0 | 0 | 0 | 0 | 0 | 0 | 0 | 0 | 0 | 0 | 0 | 0 | 0 | 0 | 0 | 0 | 0 | 0
F2_Commercial_Lodging_Existing_Ventilation_Electric_Ventilation_E7 | F2 | Commercial | Lodging | Existing | Ventilation | Electric | Ventilation | E7 | TRC BC Ratio | 0 | 0 | 0 | 0 | 0 | 0 | 0 | 0 | 0 | 0 | 0 | 0 | 0 | 0 | 0 | 0 | 0 | 0 | 0 | 0 | 0 | 0 | 0 | 0 | 0 | 0 | 0 | 0 | 0 | 0
F2_Commercial_Lodging_Existing_Ventilation_Electric_Ventilation_E8 | F2 | Commercial | Lodging | Existing | Ventilation | Electric | Ventilation | E8 | TRC BC Ratio | 0 | 0 | 0 | 0 | 0 | 0 | 0 | 0 | 0 | 0 | 0 | 0 | 0 | 0 | 0 | 0 | 0 | 0 | 0 | 0 | 0 | 0 | 0 | 0 | 0 | 0 | 0 | 0 | 0 | 0
F2_Commercial_Lodging_Existing_Ventilation_Electric_Ventilation_E9 | F2 | Commercial | Lodging | Existing | Ventilation | Electric | Ventilation | E9 | TRC BC Ratio | 0 | 0 | 0 | 0 | 0 | 0 | 0 | 0 | 0 | 0 | 0 | 0 | 0 | 0 | 0 | 0 | 0 | 0 | 0 | 0 | 0 | 0 | 0 | 0 | 0 | 0 | 0 | 0 | 0 | 0
F2_Commercial_Lodging_Existing_Ventilation_Electric_Ventilation_E10 | F2 | Commercial | Lodging | Existing | Ventilation | Electric | Ventilation | E10 | TRC BC Ratio | 0 | 0 | 0 | 0 | 0 | 0 | 0 | 0 | 0 | 0 | 0 | 0 | 0 | 0 | 0 | 0 | 0 | 0 | 0 | 0 | 0 | 0 | 0 | 0 | 0 | 0 | 0 | 0 | 0 | 0
F3_Commercial_Lodging_Existing_Ventilation_Electric_Ventilation_E1 | F3 | Commercial | Lodging | Existing | Ventilation | Electric | Ventilation | E1 | PACT BC Ratio | 0 | 0 | 0 | 0 | 0 | 0 | 0 | 0 | 0 | 0 | 0 | 0 | 0 | 0 | 0 | 0 | 0 | 0 | 0 | 0 | 0 | 0 | 0 | 0 | 0 | 0 | 0 | 0 | 0 | 0
F3_Commercial_Lodging_Existing_Ventilation_Electric_Ventilation_E2 | F3 | Commercial | Lodging | Existing | Ventilation | Electric | Ventilation | E2 | PACT BC Ratio | 0 | 0 | 0 | 0 | 0 | 0 | 0 | 0 | 0 | 0 | 0 | 0 | 0 | 0 | 0 | 0 | 0 | 0 | 0 | 0 | 0 | 0 | 0 | 0 | 0 | 0 | 0 | 0 | 0 | 0
F3_Commercial_Lodging_Existing_Ventilation_Electric_Ventilation_E3 | F3 | Commercial | Lodging | Existing | Ventilation | Electric | Ventilation | E3 | PACT BC Ratio | 0 | 0 | 0 | 0 | 0 | 0 | 0 | 0 | 0 | 0 | 0 | 0 | 0 | 0 | 0 | 0 | 0 | 0 | 0 | 0 | 0 | 0 | 0 | 0 | 0 | 0 | 0 | 0 | 0 | 0
F3_Commercial_Lodging_Existing_Ventilation_Electric_Ventilation_E4 | F3 | Commercial | Lodging | Existing | Ventilation | Electric | Ventilation | E4 | PACT BC Ratio | 0 | 0 | 0 | 0 | 0 | 0 | 0 | 0 | 0 | 0 | 0 | 0 | 0 | 0 | 0 | 0 | 0 | 0 | 0 | 0 | 0 | 0 | 0 | 0 | 0 | 0 | 0 | 0 | 0 | 0
F3_Commercial_Lodging_Existing_Ventilation_Electric_Ventilation_E5 | F3 | Commercial | Lodging | Existing | Ventilation | Electric | Ventilation | E5 | PACT BC Ratio | 0 | 0 | 0 | 0 | 0 | 0 | 0 | 0 | 0 | 0 | 0 | 0 | 0 | 0 | 0 | 0 | 0 | 0 | 0 | 0 | 0 | 0 | 0 | 0 | 0 | 0 | 0 | 0 | 0 | 0
F3_Commercial_Lodging_Existing_Ventilation_Electric_Ventilation_E6 | F3 | Commercial | Lodging | Existing | Ventilation | Electric | Ventilation | E6 | PACT BC Ratio | 0 | 0 | 0 | 0 | 0 | 0 | 0 | 0 | 0 | 0 | 0 | 0 | 0 | 0 | 0 | 0 | 0 | 0 | 0 | 0 | 0 | 0 | 0 | 0 | 0 | 0 | 0 | 0 | 0 | 0
F3_Commercial_Lodging_Existing_Ventilation_Electric_Ventilation_E7 | F3 | Commercial | Lodging | Existing | Ventilation | Electric | Ventilation | E7 | PACT BC Ratio | 0 | 0 | 0 | 0 | 0 | 0 | 0 | 0 | 0 | 0 | 0 | 0 | 0 | 0 | 0 | 0 | 0 | 0 | 0 | 0 | 0 | 0 | 0 | 0 | 0 | 0 | 0 | 0 | 0 | 0
F3_Commercial_Lodging_Existing_Ventilation_Electric_Ventilation_E8 | F3 | Commercial | Lodging | Existing | Ventilation | Electric | Ventilation | E8 | PACT BC Ratio | 0 | 0 | 0 | 0 | 0 | 0 | 0 | 0 | 0 | 0 | 0 | 0 | 0 | 0 | 0 | 0 | 0 | 0 | 0 | 0 | 0 | 0 | 0 | 0 | 0 | 0 | 0 | 0 | 0 | 0
F3_Commercial_Lodging_Existing_Ventilation_Electric_Ventilation_E9 | F3 | Commercial | Lodging | Existing | Ventilation | Electric | Ventilation | E9 | PACT BC Ratio | 0 | 0 | 0 | 0 | 0 | 0 | 0 | 0 | 0 | 0 | 0 | 0 | 0 | 0 | 0 | 0 | 0 | 0 | 0 | 0 | 0 | 0 | 0 | 0 | 0 | 0 | 0 | 0 | 0 | 0
F3_Commercial_Lodging_Existing_Ventilation_Electric_Ventilation_E10 | F3 | Commercial | Lodging | Existing | Ventilation | Electric | Ventilation | E10 | PACT BC Ratio | 0 | 0 | 0 | 0 | 0 | 0 | 0 | 0 | 0 | 0 | 0 | 0 | 0 | 0 | 0 | 0 | 0 | 0 | 0 | 0 | 0 | 0 | 0 | 0 | 0 | 0 | 0 | 0 | 0 | 0
F4_Commercial_Lodging_Existing_Ventilation_Electric_Ventilation_E1 | F4 | Commercial | Lodging | Existing | Ventilation | Electric | Ventilation | E1 | RVT BC Ratio | 0 | 0 | 0 | 0 | 0 | 0 | 0 | 0 | 0 | 0 | 0 | 0 | 0 | 0 | 0 | 0 | 0 | 0 | 0 | 0 | 0 | 0 | 0 | 0 | 0 | 0 | 0 | 0 | 0 | 0
F4_Commercial_Lodging_Existing_Ventilation_Electric_Ventilation_E2 | F4 | Commercial | Lodging | Existing | Ventilation | Electric | Ventilation | E2 | RVT BC Ratio | 0 | 0 | 0 | 0 | 0 | 0 | 0 | 0 | 0 | 0 | 0 | 0 | 0 | 0 | 0 | 0 | 0 | 0 | 0 | 0 | 0 | 0 | 0 | 0 | 0 | 0 | 0 | 0 | 0 | 0
F4_Commercial_Lodging_Existing_Ventilation_Electric_Ventilation_E3 | F4 | Commercial | Lodging | Existing | Ventilation | Electric | Ventilation | E3 | RVT BC Ratio | 0 | 0 | 0 | 0 | 0 | 0 | 0 | 0 | 0 | 0 | 0 | 0 | 0 | 0 | 0 | 0 | 0 | 0 | 0 | 0 | 0 | 0 | 0 | 0 | 0 | 0 | 0 | 0 | 0 | 0
F4_Commercial_Lodging_Existing_Ventilation_Electric_Ventilation_E4 | F4 | Commercial | Lodging | Existing | Ventilation | Electric | Ventilation | E4 | RVT BC Ratio | 0 | 0 | 0 | 0 | 0 | 0 | 0 | 0 | 0 | 0 | 0 | 0 | 0 | 0 | 0 | 0 | 0 | 0 | 0 | 0 | 0 | 0 | 0 | 0 | 0 | 0 | 0 | 0 | 0 | 0
F4_Commercial_Lodging_Existing_Ventilation_Electric_Ventilation_E5 | F4 | Commercial | Lodging | Existing | Ventilation | Electric | Ventilation | E5 | RVT BC Ratio | 0 | 0 | 0 | 0 | 0 | 0 | 0 | 0 | 0 | 0 | 0 | 0 | 0 | 0 | 0 | 0 | 0 | 0 | 0 | 0 | 0 | 0 | 0 | 0 | 0 | 0 | 0 | 0 | 0 | 0
F4_Commercial_Lodging_Existing_Ventilation_Electric_Ventilation_E6 | F4 | Commercial | Lodging | Existing | Ventilation | Electric | Ventilation | E6 | RVT BC Ratio | 0 | 0 | 0 | 0 | 0 | 0 | 0 | 0 | 0 | 0 | 0 | 0 | 0 | 0 | 0 | 0 | 0 | 0 | 0 | 0 | 0 | 0 | 0 | 0 | 0 | 0 | 0 | 0 | 0 | 0
F4_Commercial_Lodging_Existing_Ventilation_Electric_Ventilation_E7 | F4 | Commercial | Lodging | Existing | Ventilation | Electric | Ventilation | E7 | RVT BC Ratio | 0 | 0 | 0 | 0 | 0 | 0 | 0 | 0 | 0 | 0 | 0 | 0 | 0 | 0 | 0 | 0 | 0 | 0 | 0 | 0 | 0 | 0 | 0 | 0 | 0 | 0 | 0 | 0 | 0 | 0
F4_Commercial_Lodging_Existing_Ventilation_Electric_Ventilation_E8 | F4 | Commercial | Lodging | Existing | Ventilation | Electric | Ventilation | E8 | RVT BC Ratio | 0 | 0 | 0 | 0 | 0 | 0 | 0 | 0 | 0 | 0 | 0 | 0 | 0 | 0 | 0 | 0 | 0 | 0 | 0 | 0 | 0 | 0 | 0 | 0 | 0 | 0 | 0 | 0 | 0 | 0
F4_Commercial_Lodging_Existing_Ventilation_Electric_Ventilation_E9 | F4 | Commercial | Lodging | Existing | Ventilation | Electric | Ventilation | E9 | RVT BC Ratio | 0 | 0 | 0 | 0 | 0 | 0 | 0 | 0 | 0 | 0 | 0 | 0 | 0 | 0 | 0 | 0 | 0 | 0 | 0 | 0 | 0 | 0 | 0 | 0 | 0 | 0 | 0 | 0 | 0 | 0
F4_Commercial_Lodging_Existing_Ventilation_Electric_Ventilation_E10 | F4 | Commercial | Lodging | Existing | Ventilation | Electric | Ventilation | E10 | RVT BC Ratio | 0 | 0 | 0 | 0 | 0 | 0 | 0 | 0 | 0 | 0 | 0 | 0 | 0 | 0 | 0 | 0 | 0 | 0 | 0 | 0 | 0 | 0 | 0 | 0 | 0 | 0 | 0 | 0 | 0 | 0
F5_Commercial_Lodging_Existing_Ventilation_Electric_Ventilation_E1 | F5 | Commercial | Lodging | Existing | Ventilation | Electric | Ventilation | E1 | RIM BC Ratio | 0 | 0 | 0 | 0 | 0 | 0 | 0 | 0 | 0 | 0 | 0 | 0 | 0 | 0 | 0 | 0 | 0 | 0 | 0 | 0 | 0 | 0 | 0 | 0 | 0 | 0 | 0 | 0 | 0 | 0
F5_Commercial_Lodging_Existing_Ventilation_Electric_Ventilation_E2 | F5 | Commercial | Lodging | Existing | Ventilation | Electric | Ventilation | E2 | RIM BC Ratio | 0 | 0 | 0 | 0 | 0 | 0 | 0 | 0 | 0 | 0 | 0 | 0 | 0 | 0 | 0 | 0 | 0 | 0 | 0 | 0 | 0 | 0 | 0 | 0 | 0 | 0 | 0 | 0 | 0 | 0
F5_Commercial_Lodging_Existing_Ventilation_Electric_Ventilation_E3 | F5 | Commercial | Lodging | Existing | Ventilation | Electric | Ventilation | E3 | RIM BC Ratio | 0 | 0 | 0 | 0 | 0 | 0 | 0 | 0 | 0 | 0 | 0 | 0 | 0 | 0 | 0 | 0 | 0 | 0 | 0 | 0 | 0 | 0 | 0 | 0 | 0 | 0 | 0 | 0 | 0 | 0
F5_Commercial_Lodging_Existing_Ventilation_Electric_Ventilation_E4 | F5 | Commercial | Lodging | Existing | Ventilation | Electric | Ventilation | E4 | RIM BC Ratio | 0 | 0 | 0 | 0 | 0 | 0 | 0 | 0 | 0 | 0 | 0 | 0 | 0 | 0 | 0 | 0 | 0 | 0 | 0 | 0 | 0 | 0 | 0 | 0 | 0 | 0 | 0 | 0 | 0 | 0
F5_Commercial_Lodging_Existing_Ventilation_Electric_Ventilation_E5 | F5 | Commercial | Lodging | Existing | Ventilation | Electric | Ventilation | E5 | RIM BC Ratio | 0 | 0 | 0 | 0 | 0 | 0 | 0 | 0 | 0 | 0 | 0 | 0 | 0 | 0 | 0 | 0 | 0 | 0 | 0 | 0 | 0 | 0 | 0 | 0 | 0 | 0 | 0 | 0 | 0 | 0
F5_Commercial_Lodging_Existing_Ventilation_Electric_Ventilation_E6 | F5 | Commercial | Lodging | Existing | Ventilation | Electric | Ventilation | E6 | RIM BC Ratio | 0 | 0 | 0 | 0 | 0 | 0 | 0 | 0 | 0 | 0 | 0 | 0 | 0 | 0 | 0 | 0 | 0 | 0 | 0 | 0 | 0 | 0 | 0 | 0 | 0 | 0 | 0 | 0 | 0 | 0
F5_Commercial_Lodging_Existing_Ventilation_Electric_Ventilation_E7 | F5 | Commercial | Lodging | Existing | Ventilation | Electric | Ventilation | E7 | RIM BC Ratio | 0 | 0 | 0 | 0 | 0 | 0 | 0 | 0 | 0 | 0 | 0 | 0 | 0 | 0 | 0 | 0 | 0 | 0 | 0 | 0 | 0 | 0 | 0 | 0 | 0 | 0 | 0 | 0 | 0 | 0
F5_Commercial_Lodging_Existing_Ventilation_Electric_Ventilation_E8 | F5 | Commercial | Lodging | Existing | Ventilation | Electric | Ventilation | E8 | RIM BC Ratio | 0 | 0 | 0 | 0 | 0 | 0 | 0 | 0 | 0 | 0 | 0 | 0 | 0 | 0 | 0 | 0 | 0 | 0 | 0 | 0 | 0 | 0 | 0 | 0 | 0 | 0 | 0 | 0 | 0 | 0
F5_Commercial_Lodging_Existing_Ventilation_Electric_Ventilation_E9 | F5 | Commercial | Lodging | Existing | Ventilation | Electric | Ventilation | E9 | RIM BC Ratio | 0 | 0 | 0 | 0 | 0 | 0 | 0 | 0 | 0 | 0 | 0 | 0 | 0 | 0 | 0 | 0 | 0 | 0 | 0 | 0 | 0 | 0 | 0 | 0 | 0 | 0 | 0 | 0 | 0 | 0
F5_Commercial_Lodging_Existing_Ventilation_Electric_Ventilation_E10 | F5 | Commercial | Lodging | Existing | Ventilation | Electric | Ventilation | E10 | RIM BC Ratio | 0 | 0 | 0 | 0 | 0 | 0 | 0 | 0 | 0 | 0 | 0 | 0 | 0 | 0 | 0 | 0 | 0 | 0 | 0 | 0 | 0 | 0 | 0 | 0 | 0 | 0 | 0 | 0 | 0 | 0
F0_Commercial_Lodging_Existing_Water Heating_Electric_Water Heater_E0 | F0 | Commercial | Lodging | Existing | Water Heating | Electric | Water Heater | E0 | Economic Unit | 0 | 0 | 0 | 0 | 0 | 0 | 0 | 0 | 0 | 0 | 0 | 0 | 0 | 0 | 0 | 0 | 0 | 0 | 0 | 0 | 0 | 0 | 0 | 0 | 0 | 0 | 0 | 0 | 0 | 0
F1_Commercial_Lodging_Existing_Water Heating_Electric_Water Heater_E1 | F1 | Commercial | Lodging | Existing | Water Heating | Electric | Water Heater | E1 | CCE | 0 | 0 | 0 | 0 | 0 | 0 | 0 | 0 | 0 | 0 | 0 | 0 | 0 | 0 | 0 | 0 | 0 | 0 | 0 | 0 | 0 | 0 | 0 | 0 | 0 | 0 | 0 | 0 | 0 | 0
F1_Commercial_Lodging_Existing_Water Heating_Electric_Water Heater_E2 | F1 | Commercial | Lodging | Existing | Water Heating | Electric | Water Heater | E2 | CCE | 0 | 0 | 0 | 0 | 0 | 0 | 0 | 0 | 0 | 0 | 0 | 0 | 0 | 0 | 0 | 0 | 0 | 0 | 0 | 0 | 0 | 0 | 0 | 0 | 0 | 0 | 0 | 0 | 0 | 0
F1_Commercial_Lodging_Existing_Water Heating_Electric_Water Heater_E3 | F1 | Commercial | Lodging | Existing | Water Heating | Electric | Water Heater | E3 | CCE | 0 | 0 | 0 | 0 | 0 | 0 | 0 | 0 | 0 | 0 | 0 | 0 | 0 | 0 | 0 | 0 | 0 | 0 | 0 | 0 | 0 | 0 | 0 | 0 | 0 | 0 | 0 | 0 | 0 | 0
F1_Commercial_Lodging_Existing_Water Heating_Electric_Water Heater_E4 | F1 | Commercial | Lodging | Existing | Water Heating | Electric | Water Heater | E4 | CCE | 0 | 0 | 0 | 0 | 0 | 0 | 0 | 0 | 0 | 0 | 0 | 0 | 0 | 0 | 0 | 0 | 0 | 0 | 0 | 0 | 0 | 0 | 0 | 0 | 0 | 0 | 0 | 0 | 0 | 0
F1_Commercial_Lodging_Existing_Water Heating_Electric_Water Heater_E5 | F1 | Commercial | Lodging | Existing | Water Heating | Electric | Water Heater | E5 | CCE | 0 | 0 | 0 | 0 | 0 | 0 | 0 | 0 | 0 | 0 | 0 | 0 | 0 | 0 | 0 | 0 | 0 | 0 | 0 | 0 | 0 | 0 | 0 | 0 | 0 | 0 | 0 | 0 | 0 | 0
F1_Commercial_Lodging_Existing_Water Heating_Electric_Water Heater_E6 | F1 | Commercial | Lodging | Existing | Water Heating | Electric | Water Heater | E6 | CCE | 0 | 0 | 0 | 0 | 0 | 0 | 0 | 0 | 0 | 0 | 0 | 0 | 0 | 0 | 0 | 0 | 0 | 0 | 0 | 0 | 0 | 0 | 0 | 0 | 0 | 0 | 0 | 0 | 0 | 0
F1_Commercial_Lodging_Existing_Water Heating_Electric_Water Heater_E7 | F1 | Commercial | Lodging | Existing | Water Heating | Electric | Water Heater | E7 | CCE | 0 | 0 | 0 | 0 | 0 | 0 | 0 | 0 | 0 | 0 | 0 | 0 | 0 | 0 | 0 | 0 | 0 | 0 | 0 | 0 | 0 | 0 | 0 | 0 | 0 | 0 | 0 | 0 | 0 | 0
F1_Commercial_Lodging_Existing_Water Heating_Electric_Water Heater_E8 | F1 | Commercial | Lodging | Existing | Water Heating | Electric | Water Heater | E8 | CCE | 0 | 0 | 0 | 0 | 0 | 0 | 0 | 0 | 0 | 0 | 0 | 0 | 0 | 0 | 0 | 0 | 0 | 0 | 0 | 0 | 0 | 0 | 0 | 0 | 0 | 0 | 0 | 0 | 0 | 0
F1_Commercial_Lodging_Existing_Water Heating_Electric_Water Heater_E9 | F1 | Commercial | Lodging | Existing | Water Heating | Electric | Water Heater | E9 | CCE | 0 | 0 | 0 | 0 | 0 | 0 | 0 | 0 | 0 | 0 | 0 | 0 | 0 | 0 | 0 | 0 | 0 | 0 | 0 | 0 | 0 | 0 | 0 | 0 | 0 | 0 | 0 | 0 | 0 | 0
F1_Commercial_Lodging_Existing_Water Heating_Electric_Water Heater_E10 | F1 | Commercial | Lodging | Existing | Water Heating | Electric | Water Heater | E10 | CCE | 0 | 0 | 0 | 0 | 0 | 0 | 0 | 0 | 0 | 0 | 0 | 0 | 0 | 0 | 0 | 0 | 0 | 0 | 0 | 0 | 0 | 0 | 0 | 0 | 0 | 0 | 0 | 0 | 0 | 0
F2_Commercial_Lodging_Existing_Water Heating_Electric_Water Heater_E1 | F2 | Commercial | Lodging | Existing | Water Heating | Electric | Water Heater | E1 | TRC BC Ratio | 0 | 0 | 0 | 0 | 0 | 0 | 0 | 0 | 0 | 0 | 0 | 0 | 0 | 0 | 0 | 0 | 0 | 0 | 0 | 0 | 0 | 0 | 0 | 0 | 0 | 0 | 0 | 0 | 0 | 0
F2_Commercial_Lodging_Existing_Water Heating_Electric_Water Heater_E2 | F2 | Commercial | Lodging | Existing | Water Heating | Electric | Water Heater | E2 | TRC BC Ratio | 0 | 0 | 0 | 0 | 0 | 0 | 0 | 0 | 0 | 0 | 0 | 0 | 0 | 0 | 0 | 0 | 0 | 0 | 0 | 0 | 0 | 0 | 0 | 0 | 0 | 0 | 0 | 0 | 0 | 0
F2_Commercial_Lodging_Existing_Water Heating_Electric_Water Heater_E3 | F2 | Commercial | Lodging | Existing | Water Heating | Electric | Water Heater | E3 | TRC BC Ratio | 0 | 0 | 0 | 0 | 0 | 0 | 0 | 0 | 0 | 0 | 0 | 0 | 0 | 0 | 0 | 0 | 0 | 0 | 0 | 0 | 0 | 0 | 0 | 0 | 0 | 0 | 0 | 0 | 0 | 0
F2_Commercial_Lodging_Existing_Water Heating_Electric_Water Heater_E4 | F2 | Commercial | Lodging | Existing | Water Heating | Electric | Water Heater | E4 | TRC BC Ratio | 0 | 0 | 0 | 0 | 0 | 0 | 0 | 0 | 0 | 0 | 0 | 0 | 0 | 0 | 0 | 0 | 0 | 0 | 0 | 0 | 0 | 0 | 0 | 0 | 0 | 0 | 0 | 0 | 0 | 0
F2_Commercial_Lodging_Existing_Water Heating_Electric_Water Heater_E5 | F2 | Commercial | Lodging | Existing | Water Heating | Electric | Water Heater | E5 | TRC BC Ratio | 0 | 0 | 0 | 0 | 0 | 0 | 0 | 0 | 0 | 0 | 0 | 0 | 0 | 0 | 0 | 0 | 0 | 0 | 0 | 0 | 0 | 0 | 0 | 0 | 0 | 0 | 0 | 0 | 0 | 0
F2_Commercial_Lodging_Existing_Water Heating_Electric_Water Heater_E6 | F2 | Commercial | Lodging | Existing | Water Heating | Electric | Water Heater | E6 | TRC BC Ratio | 0 | 0 | 0 | 0 | 0 | 0 | 0 | 0 | 0 | 0 | 0 | 0 | 0 | 0 | 0 | 0 | 0 | 0 | 0 | 0 | 0 | 0 | 0 | 0 | 0 | 0 | 0 | 0 | 0 | 0
F2_Commercial_Lodging_Existing_Water Heating_Electric_Water Heater_E7 | F2 | Commercial | Lodging | Existing | Water Heating | Electric | Water Heater | E7 | TRC BC Ratio | 0 | 0 | 0 | 0 | 0 | 0 | 0 | 0 | 0 | 0 | 0 | 0 | 0 | 0 | 0 | 0 | 0 | 0 | 0 | 0 | 0 | 0 | 0 | 0 | 0 | 0 | 0 | 0 | 0 | 0
F2_Commercial_Lodging_Existing_Water Heating_Electric_Water Heater_E8 | F2 | Commercial | Lodging | Existing | Water Heating | Electric | Water Heater | E8 | TRC BC Ratio | 0 | 0 | 0 | 0 | 0 | 0 | 0 | 0 | 0 | 0 | 0 | 0 | 0 | 0 | 0 | 0 | 0 | 0 | 0 | 0 | 0 | 0 | 0 | 0 | 0 | 0 | 0 | 0 | 0 | 0
F2_Commercial_Lodging_Existing_Water Heating_Electric_Water Heater_E9 | F2 | Commercial | Lodging | Existing | Water Heating | Electric | Water Heater | E9 | TRC BC Ratio | 0 | 0 | 0 | 0 | 0 | 0 | 0 | 0 | 0 | 0 | 0 | 0 | 0 | 0 | 0 | 0 | 0 | 0 | 0 | 0 | 0 | 0 | 0 | 0 | 0 | 0 | 0 | 0 | 0 | 0
F2_Commercial_Lodging_Existing_Water Heating_Electric_Water Heater_E10 | F2 | Commercial | Lodging | Existing | Water Heating | Electric | Water Heater | E10 | TRC BC Ratio | 0 | 0 | 0 | 0 | 0 | 0 | 0 | 0 | 0 | 0 | 0 | 0 | 0 | 0 | 0 | 0 | 0 | 0 | 0 | 0 | 0 | 0 | 0 | 0 | 0 | 0 | 0 | 0 | 0 | 0
F3_Commercial_Lodging_Existing_Water Heating_Electric_Water Heater_E1 | F3 | Commercial | Lodging | Existing | Water Heating | Electric | Water Heater | E1 | PACT BC Ratio | 0 | 0 | 0 | 0 | 0 | 0 | 0 | 0 | 0 | 0 | 0 | 0 | 0 | 0 | 0 | 0 | 0 | 0 | 0 | 0 | 0 | 0 | 0 | 0 | 0 | 0 | 0 | 0 | 0 | 0
F3_Commercial_Lodging_Existing_Water Heating_Electric_Water Heater_E2 | F3 | Commercial | Lodging | Existing | Water Heating | Electric | Water Heater | E2 | PACT BC Ratio | 0 | 0 | 0 | 0 | 0 | 0 | 0 | 0 | 0 | 0 | 0 | 0 | 0 | 0 | 0 | 0 | 0 | 0 | 0 | 0 | 0 | 0 | 0 | 0 | 0 | 0 | 0 | 0 | 0 | 0
F3_Commercial_Lodging_Existing_Water Heating_Electric_Water Heater_E3 | F3 | Commercial | Lodging | Existing | Water Heating | Electric | Water Heater | E3 | PACT BC Ratio | 0 | 0 | 0 | 0 | 0 | 0 | 0 | 0 | 0 | 0 | 0 | 0 | 0 | 0 | 0 | 0 | 0 | 0 | 0 | 0 | 0 | 0 | 0 | 0 | 0 | 0 | 0 | 0 | 0 | 0
F3_Commercial_Lodging_Existing_Water Heating_Electric_Water Heater_E4 | F3 | Commercial | Lodging | Existing | Water Heating | Electric | Water Heater | E4 | PACT BC Ratio | 0 | 0 | 0 | 0 | 0 | 0 | 0 | 0 | 0 | 0 | 0 | 0 | 0 | 0 | 0 | 0 | 0 | 0 | 0 | 0 | 0 | 0 | 0 | 0 | 0 | 0 | 0 | 0 | 0 | 0
F3_Commercial_Lodging_Existing_Water Heating_Electric_Water Heater_E5 | F3 | Commercial | Lodging | Existing | Water Heating | Electric | Water Heater | E5 | PACT BC Ratio | 0 | 0 | 0 | 0 | 0 | 0 | 0 | 0 | 0 | 0 | 0 | 0 | 0 | 0 | 0 | 0 | 0 | 0 | 0 | 0 | 0 | 0 | 0 | 0 | 0 | 0 | 0 | 0 | 0 | 0
F3_Commercial_Lodging_Existing_Water Heating_Electric_Water Heater_E6 | F3 | Commercial | Lodging | Existing | Water Heating | Electric | Water Heater | E6 | PACT BC Ratio | 0 | 0 | 0 | 0 | 0 | 0 | 0 | 0 | 0 | 0 | 0 | 0 | 0 | 0 | 0 | 0 | 0 | 0 | 0 | 0 | 0 | 0 | 0 | 0 | 0 | 0 | 0 | 0 | 0 | 0
F3_Commercial_Lodging_Existing_Water Heating_Electric_Water Heater_E7 | F3 | Commercial | Lodging | Existing | Water Heating | Electric | Water Heater | E7 | PACT BC Ratio | 0 | 0 | 0 | 0 | 0 | 0 | 0 | 0 | 0 | 0 | 0 | 0 | 0 | 0 | 0 | 0 | 0 | 0 | 0 | 0 | 0 | 0 | 0 | 0 | 0 | 0 | 0 | 0 | 0 | 0
F3_Commercial_Lodging_Existing_Water Heating_Electric_Water Heater_E8 | F3 | Commercial | Lodging | Existing | Water Heating | Electric | Water Heater | E8 | PACT BC Ratio | 0 | 0 | 0 | 0 | 0 | 0 | 0 | 0 | 0 | 0 | 0 | 0 | 0 | 0 | 0 | 0 | 0 | 0 | 0 | 0 | 0 | 0 | 0 | 0 | 0 | 0 | 0 | 0 | 0 | 0
F3_Commercial_Lodging_Existing_Water Heating_Electric_Water Heater_E9 | F3 | Commercial | Lodging | Existing | Water Heating | Electric | Water Heater | E9 | PACT BC Ratio | 0 | 0 | 0 | 0 | 0 | 0 | 0 | 0 | 0 | 0 | 0 | 0 | 0 | 0 | 0 | 0 | 0 | 0 | 0 | 0 | 0 | 0 | 0 | 0 | 0 | 0 | 0 | 0 | 0 | 0
F3_Commercial_Lodging_Existing_Water Heating_Electric_Water Heater_E10 | F3 | Commercial | Lodging | Existing | Water Heating | Electric | Water Heater | E10 | PACT BC Ratio | 0 | 0 | 0 | 0 | 0 | 0 | 0 | 0 | 0 | 0 | 0 | 0 | 0 | 0 | 0 | 0 | 0 | 0 | 0 | 0 | 0 | 0 | 0 | 0 | 0 | 0 | 0 | 0 | 0 | 0
F4_Commercial_Lodging_Existing_Water Heating_Electric_Water Heater_E1 | F4 | Commercial | Lodging | Existing | Water Heating | Electric | Water Heater | E1 | RVT BC Ratio | 0 | 0 | 0 | 0 | 0 | 0 | 0 | 0 | 0 | 0 | 0 | 0 | 0 | 0 | 0 | 0 | 0 | 0 | 0 | 0 | 0 | 0 | 0 | 0 | 0 | 0 | 0 | 0 | 0 | 0
F4_Commercial_Lodging_Existing_Water Heating_Electric_Water Heater_E2 | F4 | Commercial | Lodging | Existing | Water Heating | Electric | Water Heater | E2 | RVT BC Ratio | 0 | 0 | 0 | 0 | 0 | 0 | 0 | 0 | 0 | 0 | 0 | 0 | 0 | 0 | 0 | 0 | 0 | 0 | 0 | 0 | 0 | 0 | 0 | 0 | 0 | 0 | 0 | 0 | 0 | 0
F4_Commercial_Lodging_Existing_Water Heating_Electric_Water Heater_E3 | F4 | Commercial | Lodging | Existing | Water Heating | Electric | Water Heater | E3 | RVT BC Ratio | 0 | 0 | 0 | 0 | 0 | 0 | 0 | 0 | 0 | 0 | 0 | 0 | 0 | 0 | 0 | 0 | 0 | 0 | 0 | 0 | 0 | 0 | 0 | 0 | 0 | 0 | 0 | 0 | 0 | 0
F4_Commercial_Lodging_Existing_Water Heating_Electric_Water Heater_E4 | F4 | Commercial | Lodging | Existing | Water Heating | Electric | Water Heater | E4 | RVT BC Ratio | 0 | 0 | 0 | 0 | 0 | 0 | 0 | 0 | 0 | 0 | 0 | 0 | 0 | 0 | 0 | 0 | 0 | 0 | 0 | 0 | 0 | 0 | 0 | 0 | 0 | 0 | 0 | 0 | 0 | 0
F4_Commercial_Lodging_Existing_Water Heating_Electric_Water Heater_E5 | F4 | Commercial | Lodging | Existing | Water Heating | Electric | Water Heater | E5 | RVT BC Ratio | 0 | 0 | 0 | 0 | 0 | 0 | 0 | 0 | 0 | 0 | 0 | 0 | 0 | 0 | 0 | 0 | 0 | 0 | 0 | 0 | 0 | 0 | 0 | 0 | 0 | 0 | 0 | 0 | 0 | 0
F4_Commercial_Lodging_Existing_Water Heating_Electric_Water Heater_E6 | F4 | Commercial | Lodging | Existing | Water Heating | Electric | Water Heater | E6 | RVT BC Ratio | 0 | 0 | 0 | 0 | 0 | 0 | 0 | 0 | 0 | 0 | 0 | 0 | 0 | 0 | 0 | 0 | 0 | 0 | 0 | 0 | 0 | 0 | 0 | 0 | 0 | 0 | 0 | 0 | 0 | 0
F4_Commercial_Lodging_Existing_Water Heating_Electric_Water Heater_E7 | F4 | Commercial | Lodging | Existing | Water Heating | Electric | Water Heater | E7 | RVT BC Ratio | 0 | 0 | 0 | 0 | 0 | 0 | 0 | 0 | 0 | 0 | 0 | 0 | 0 | 0 | 0 | 0 | 0 | 0 | 0 | 0 | 0 | 0 | 0 | 0 | 0 | 0 | 0 | 0 | 0 | 0
F4_Commercial_Lodging_Existing_Water Heating_Electric_Water Heater_E8 | F4 | Commercial | Lodging | Existing | Water Heating | Electric | Water Heater | E8 | RVT BC Ratio | 0 | 0 | 0 | 0 | 0 | 0 | 0 | 0 | 0 | 0 | 0 | 0 | 0 | 0 | 0 | 0 | 0 | 0 | 0 | 0 | 0 | 0 | 0 | 0 | 0 | 0 | 0 | 0 | 0 | 0
F4_Commercial_Lodging_Existing_Water Heating_Electric_Water Heater_E9 | F4 | Commercial | Lodging | Existing | Water Heating | Electric | Water Heater | E9 | RVT BC Ratio | 0 | 0 | 0 | 0 | 0 | 0 | 0 | 0 | 0 | 0 | 0 | 0 | 0 | 0 | 0 | 0 | 0 | 0 | 0 | 0 | 0 | 0 | 0 | 0 | 0 | 0 | 0 | 0 | 0 | 0
F4_Commercial_Lodging_Existing_Water Heating_Electric_Water Heater_E10 | F4 | Commercial | Lodging | Existing | Water Heating | Electric | Water Heater | E10 | RVT BC Ratio | 0 | 0 | 0 | 0 | 0 | 0 | 0 | 0 | 0 | 0 | 0 | 0 | 0 | 0 | 0 | 0 | 0 | 0 | 0 | 0 | 0 | 0 | 0 | 0 | 0 | 0 | 0 | 0 | 0 | 0
F5_Commercial_Lodging_Existing_Water Heating_Electric_Water Heater_E1 | F5 | Commercial | Lodging | Existing | Water Heating | Electric | Water Heater | E1 | RIM BC Ratio | 0 | 0 | 0 | 0 | 0 | 0 | 0 | 0 | 0 | 0 | 0 | 0 | 0 | 0 | 0 | 0 | 0 | 0 | 0 | 0 | 0 | 0 | 0 | 0 | 0 | 0 | 0 | 0 | 0 | 0
F5_Commercial_Lodging_Existing_Water Heating_Electric_Water Heater_E2 | F5 | Commercial | Lodging | Existing | Water Heating | Electric | Water Heater | E2 | RIM BC Ratio | 0 | 0 | 0 | 0 | 0 | 0 | 0 | 0 | 0 | 0 | 0 | 0 | 0 | 0 | 0 | 0 | 0 | 0 | 0 | 0 | 0 | 0 | 0 | 0 | 0 | 0 | 0 | 0 | 0 | 0
F5_Commercial_Lodging_Existing_Water Heating_Electric_Water Heater_E3 | F5 | Commercial | Lodging | Existing | Water Heating | Electric | Water Heater | E3 | RIM BC Ratio | 0 | 0 | 0 | 0 | 0 | 0 | 0 | 0 | 0 | 0 | 0 | 0 | 0 | 0 | 0 | 0 | 0 | 0 | 0 | 0 | 0 | 0 | 0 | 0 | 0 | 0 | 0 | 0 | 0 | 0
F5_Commercial_Lodging_Existing_Water Heating_Electric_Water Heater_E4 | F5 | Commercial | Lodging | Existing | Water Heating | Electric | Water Heater | E4 | RIM BC Ratio | 0 | 0 | 0 | 0 | 0 | 0 | 0 | 0 | 0 | 0 | 0 | 0 | 0 | 0 | 0 | 0 | 0 | 0 | 0 | 0 | 0 | 0 | 0 | 0 | 0 | 0 | 0 | 0 | 0 | 0
F5_Commercial_Lodging_Existing_Water Heating_Electric_Water Heater_E5 | F5 | Commercial | Lodging | Existing | Water Heating | Electric | Water Heater | E5 | RIM BC Ratio | 0 | 0 | 0 | 0 | 0 | 0 | 0 | 0 | 0 | 0 | 0 | 0 | 0 | 0 | 0 | 0 | 0 | 0 | 0 | 0 | 0 | 0 | 0 | 0 | 0 | 0 | 0 | 0 | 0 | 0
F5_Commercial_Lodging_Existing_Water Heating_Electric_Water Heater_E6 | F5 | Commercial | Lodging | Existing | Water Heating | Electric | Water Heater | E6 | RIM BC Ratio | 0 | 0 | 0 | 0 | 0 | 0 | 0 | 0 | 0 | 0 | 0 | 0 | 0 | 0 | 0 | 0 | 0 | 0 | 0 | 0 | 0 | 0 | 0 | 0 | 0 | 0 | 0 | 0 | 0 | 0
F5_Commercial_Lodging_Existing_Water Heating_Electric_Water Heater_E7 | F5 | Commercial | Lodging | Existing | Water Heating | Electric | Water Heater | E7 | RIM BC Ratio | 0 | 0 | 0 | 0 | 0 | 0 | 0 | 0 | 0 | 0 | 0 | 0 | 0 | 0 | 0 | 0 | 0 | 0 | 0 | 0 | 0 | 0 | 0 | 0 | 0 | 0 | 0 | 0 | 0 | 0
F5_Commercial_Lodging_Existing_Water Heating_Electric_Water Heater_E8 | F5 | Commercial | Lodging | Existing | Water Heating | Electric | Water Heater | E8 | RIM BC Ratio | 0 | 0 | 0 | 0 | 0 | 0 | 0 | 0 | 0 | 0 | 0 | 0 | 0 | 0 | 0 | 0 | 0 | 0 | 0 | 0 | 0 | 0 | 0 | 0 | 0 | 0 | 0 | 0 | 0 | 0
F5_Commercial_Lodging_Existing_Water Heating_Electric_Water Heater_E9 | F5 | Commercial | Lodging | Existing | Water Heating | Electric | Water Heater | E9 | RIM BC Ratio | 0 | 0 | 0 | 0 | 0 | 0 | 0 | 0 | 0 | 0 | 0 | 0 | 0 | 0 | 0 | 0 | 0 | 0 | 0 | 0 | 0 | 0 | 0 | 0 | 0 | 0 | 0 | 0 | 0 | 0
F5_Commercial_Lodging_Existing_Water Heating_Electric_Water Heater_E10 | F5 | Commercial | Lodging | Existing | Water Heating | Electric | Water Heater | E10 | RIM BC Ratio | 0 | 0 | 0 | 0 | 0 | 0 | 0 | 0 | 0 | 0 | 0 | 0 | 0 | 0 | 0 | 0 | 0 | 0 | 0 | 0 | 0 | 0 | 0 | 0 | 0 | 0 | 0 | 0 | 0 | 0
F0_Commercial_Lodging_Existing_Interior Lighting_Electric_General Service Lighting_E0 | F0 | Commercial | Lodging | Existing | Interior Lighting | Electric | General Service Lighting | E0 | Economic Unit | 0 | 0 | 0 | 0 | 0 | 0 | 0 | 0 | 0 | 0 | 0 | 0 | 0 | 0 | 0 | 0 | 0 | 0 | 0 | 0 | 0 | 0 | 0 | 0 | 0 | 0 | 0 | 0 | 0 | 0
F1_Commercial_Lodging_Existing_Interior Lighting_Electric_General Service Lighting_E1 | F1 | Commercial | Lodging | Existing | Interior Lighting | Electric | General Service Lighting | E1 | CCE | 0 | 0 | 0 | 0 | 0 | 0 | 0 | 0 | 0 | 0 | 0 | 0 | 0 | 0 | 0 | 0 | 0 | 0 | 0 | 0 | 0 | 0 | 0 | 0 | 0 | 0 | 0 | 0 | 0 | 0
F1_Commercial_Lodging_Existing_Interior Lighting_Electric_General Service Lighting_E2 | F1 | Commercial | Lodging | Existing | Interior Lighting | Electric | General Service Lighting | E2 | CCE | 0 | 0 | 0 | 0 | 0 | 0 | 0 | 0 | 0 | 0 | 0 | 0 | 0 | 0 | 0 | 0 | 0 | 0 | 0 | 0 | 0 | 0 | 0 | 0 | 0 | 0 | 0 | 0 | 0 | 0
F1_Commercial_Lodging_Existing_Interior Lighting_Electric_General Service Lighting_E3 | F1 | Commercial | Lodging | Existing | Interior Lighting | Electric | General Service Lighting | E3 | CCE | 0 | 0 | 0 | 0 | 0 | 0 | 0 | 0 | 0 | 0 | 0 | 0 | 0 | 0 | 0 | 0 | 0 | 0 | 0 | 0 | 0 | 0 | 0 | 0 | 0 | 0 | 0 | 0 | 0 | 0
F1_Commercial_Lodging_Existing_Interior Lighting_Electric_General Service Lighting_E4 | F1 | Commercial | Lodging | Existing | Interior Lighting | Electric | General Service Lighting | E4 | CCE | 0 | 0 | 0 | 0 | 0 | 0 | 0 | 0 | 0 | 0 | 0 | 0 | 0 | 0 | 0 | 0 | 0 | 0 | 0 | 0 | 0 | 0 | 0 | 0 | 0 | 0 | 0 | 0 | 0 | 0
F1_Commercial_Lodging_Existing_Interior Lighting_Electric_General Service Lighting_E5 | F1 | Commercial | Lodging | Existing | Interior Lighting | Electric | General Service Lighting | E5 | CCE | 0 | 0 | 0 | 0 | 0 | 0 | 0 | 0 | 0 | 0 | 0 | 0 | 0 | 0 | 0 | 0 | 0 | 0 | 0 | 0 | 0 | 0 | 0 | 0 | 0 | 0 | 0 | 0 | 0 | 0
F1_Commercial_Lodging_Existing_Interior Lighting_Electric_General Service Lighting_E6 | F1 | Commercial | Lodging | Existing | Interior Lighting | Electric | General Service Lighting | E6 | CCE | 0 | 0 | 0 | 0 | 0 | 0 | 0 | 0 | 0 | 0 | 0 | 0 | 0 | 0 | 0 | 0 | 0 | 0 | 0 | 0 | 0 | 0 | 0 | 0 | 0 | 0 | 0 | 0 | 0 | 0
F1_Commercial_Lodging_Existing_Interior Lighting_Electric_General Service Lighting_E7 | F1 | Commercial | Lodging | Existing | Interior Lighting | Electric | General Service Lighting | E7 | CCE | 0 | 0 | 0 | 0 | 0 | 0 | 0 | 0 | 0 | 0 | 0 | 0 | 0 | 0 | 0 | 0 | 0 | 0 | 0 | 0 | 0 | 0 | 0 | 0 | 0 | 0 | 0 | 0 | 0 | 0
F1_Commercial_Lodging_Existing_Interior Lighting_Electric_General Service Lighting_E8 | F1 | Commercial | Lodging | Existing | Interior Lighting | Electric | General Service Lighting | E8 | CCE | 0 | 0 | 0 | 0 | 0 | 0 | 0 | 0 | 0 | 0 | 0 | 0 | 0 | 0 | 0 | 0 | 0 | 0 | 0 | 0 | 0 | 0 | 0 | 0 | 0 | 0 | 0 | 0 | 0 | 0
F1_Commercial_Lodging_Existing_Interior Lighting_Electric_General Service Lighting_E9 | F1 | Commercial | Lodging | Existing | Interior Lighting | Electric | General Service Lighting | E9 | CCE | 0 | 0 | 0 | 0 | 0 | 0 | 0 | 0 | 0 | 0 | 0 | 0 | 0 | 0 | 0 | 0 | 0 | 0 | 0 | 0 | 0 | 0 | 0 | 0 | 0 | 0 | 0 | 0 | 0 | 0
F1_Commercial_Lodging_Existing_Interior Lighting_Electric_General Service Lighting_E10 | F1 | Commercial | Lodging | Existing | Interior Lighting | Electric | General Service Lighting | E10 | CCE | 0 | 0 | 0 | 0 | 0 | 0 | 0 | 0 | 0 | 0 | 0 | 0 | 0 | 0 | 0 | 0 | 0 | 0 | 0 | 0 | 0 | 0 | 0 | 0 | 0 | 0 | 0 | 0 | 0 | 0
F2_Commercial_Lodging_Existing_Interior Lighting_Electric_General Service Lighting_E1 | F2 | Commercial | Lodging | Existing | Interior Lighting | Electric | General Service Lighting | E1 | TRC BC Ratio | 0 | 0 | 0 | 0 | 0 | 0 | 0 | 0 | 0 | 0 | 0 | 0 | 0 | 0 | 0 | 0 | 0 | 0 | 0 | 0 | 0 | 0 | 0 | 0 | 0 | 0 | 0 | 0 | 0 | 0
F2_Commercial_Lodging_Existing_Interior Lighting_Electric_General Service Lighting_E2 | F2 | Commercial | Lodging | Existing | Interior Lighting | Electric | General Service Lighting | E2 | TRC BC Ratio | 0 | 0 | 0 | 0 | 0 | 0 | 0 | 0 | 0 | 0 | 0 | 0 | 0 | 0 | 0 | 0 | 0 | 0 | 0 | 0 | 0 | 0 | 0 | 0 | 0 | 0 | 0 | 0 | 0 | 0
F2_Commercial_Lodging_Existing_Interior Lighting_Electric_General Service Lighting_E3 | F2 | Commercial | Lodging | Existing | Interior Lighting | Electric | General Service Lighting | E3 | TRC BC Ratio | 0 | 0 | 0 | 0 | 0 | 0 | 0 | 0 | 0 | 0 | 0 | 0 | 0 | 0 | 0 | 0 | 0 | 0 | 0 | 0 | 0 | 0 | 0 | 0 | 0 | 0 | 0 | 0 | 0 | 0
F2_Commercial_Lodging_Existing_Interior Lighting_Electric_General Service Lighting_E4 | F2 | Commercial | Lodging | Existing | Interior Lighting | Electric | General Service Lighting | E4 | TRC BC Ratio | 0 | 0 | 0 | 0 | 0 | 0 | 0 | 0 | 0 | 0 | 0 | 0 | 0 | 0 | 0 | 0 | 0 | 0 | 0 | 0 | 0 | 0 | 0 | 0 | 0 | 0 | 0 | 0 | 0 | 0
F2_Commercial_Lodging_Existing_Interior Lighting_Electric_General Service Lighting_E5 | F2 | Commercial | Lodging | Existing | Interior Lighting | Electric | General Service Lighting | E5 | TRC BC Ratio | 0 | 0 | 0 | 0 | 0 | 0 | 0 | 0 | 0 | 0 | 0 | 0 | 0 | 0 | 0 | 0 | 0 | 0 | 0 | 0 | 0 | 0 | 0 | 0 | 0 | 0 | 0 | 0 | 0 | 0
F2_Commercial_Lodging_Existing_Interior Lighting_Electric_General Service Lighting_E6 | F2 | Commercial | Lodging | Existing | Interior Lighting | Electric | General Service Lighting | E6 | TRC BC Ratio | 0 | 0 | 0 | 0 | 0 | 0 | 0 | 0 | 0 | 0 | 0 | 0 | 0 | 0 | 0 | 0 | 0 | 0 | 0 | 0 | 0 | 0 | 0 | 0 | 0 | 0 | 0 | 0 | 0 | 0
F2_Commercial_Lodging_Existing_Interior Lighting_Electric_General Service Lighting_E7 | F2 | Commercial | Lodging | Existing | Interior Lighting | Electric | General Service Lighting | E7 | TRC BC Ratio | 0 | 0 | 0 | 0 | 0 | 0 | 0 | 0 | 0 | 0 | 0 | 0 | 0 | 0 | 0 | 0 | 0 | 0 | 0 | 0 | 0 | 0 | 0 | 0 | 0 | 0 | 0 | 0 | 0 | 0
F2_Commercial_Lodging_Existing_Interior Lighting_Electric_General Service Lighting_E8 | F2 | Commercial | Lodging | Existing | Interior Lighting | Electric | General Service Lighting | E8 | TRC BC Ratio | 0 | 0 | 0 | 0 | 0 | 0 | 0 | 0 | 0 | 0 | 0 | 0 | 0 | 0 | 0 | 0 | 0 | 0 | 0 | 0 | 0 | 0 | 0 | 0 | 0 | 0 | 0 | 0 | 0 | 0
F2_Commercial_Lodging_Existing_Interior Lighting_Electric_General Service Lighting_E9 | F2 | Commercial | Lodging | Existing | Interior Lighting | Electric | General Service Lighting | E9 | TRC BC Ratio | 0 | 0 | 0 | 0 | 0 | 0 | 0 | 0 | 0 | 0 | 0 | 0 | 0 | 0 | 0 | 0 | 0 | 0 | 0 | 0 | 0 | 0 | 0 | 0 | 0 | 0 | 0 | 0 | 0 | 0
F2_Commercial_Lodging_Existing_Interior Lighting_Electric_General Service Lighting_E10 | F2 | Commercial | Lodging | Existing | Interior Lighting | Electric | General Service Lighting | E10 | TRC BC Ratio | 0 | 0 | 0 | 0 | 0 | 0 | 0 | 0 | 0 | 0 | 0 | 0 | 0 | 0 | 0 | 0 | 0 | 0 | 0 | 0 | 0 | 0 | 0 | 0 | 0 | 0 | 0 | 0 | 0 | 0
F3_Commercial_Lodging_Existing_Interior Lighting_Electric_General Service Lighting_E1 | F3 | Commercial | Lodging | Existing | Interior Lighting | Electric | General Service Lighting | E1 | PACT BC Ratio | 0 | 0 | 0 | 0 | 0 | 0 | 0 | 0 | 0 | 0 | 0 | 0 | 0 | 0 | 0 | 0 | 0 | 0 | 0 | 0 | 0 | 0 | 0 | 0 | 0 | 0 | 0 | 0 | 0 | 0
F3_Commercial_Lodging_Existing_Interior Lighting_Electric_General Service Lighting_E2 | F3 | Commercial | Lodging | Existing | Interior Lighting | Electric | General Service Lighting | E2 | PACT BC Ratio | 0 | 0 | 0 | 0 | 0 | 0 | 0 | 0 | 0 | 0 | 0 | 0 | 0 | 0 | 0 | 0 | 0 | 0 | 0 | 0 | 0 | 0 | 0 | 0 | 0 | 0 | 0 | 0 | 0 | 0
F3_Commercial_Lodging_Existing_Interior Lighting_Electric_General Service Lighting_E3 | F3 | Commercial | Lodging | Existing | Interior Lighting | Electric | General Service Lighting | E3 | PACT BC Ratio | 0 | 0 | 0 | 0 | 0 | 0 | 0 | 0 | 0 | 0 | 0 | 0 | 0 | 0 | 0 | 0 | 0 | 0 | 0 | 0 | 0 | 0 | 0 | 0 | 0 | 0 | 0 | 0 | 0 | 0
F3_Commercial_Lodging_Existing_Interior Lighting_Electric_General Service Lighting_E4 | F3 | Commercial | Lodging | Existing | Interior Lighting | Electric | General Service Lighting | E4 | PACT BC Ratio | 0 | 0 | 0 | 0 | 0 | 0 | 0 | 0 | 0 | 0 | 0 | 0 | 0 | 0 | 0 | 0 | 0 | 0 | 0 | 0 | 0 | 0 | 0 | 0 | 0 | 0 | 0 | 0 | 0 | 0
F3_Commercial_Lodging_Existing_Interior Lighting_Electric_General Service Lighting_E5 | F3 | Commercial | Lodging | Existing | Interior Lighting | Electric | General Service Lighting | E5 | PACT BC Ratio | 0 | 0 | 0 | 0 | 0 | 0 | 0 | 0 | 0 | 0 | 0 | 0 | 0 | 0 | 0 | 0 | 0 | 0 | 0 | 0 | 0 | 0 | 0 | 0 | 0 | 0 | 0 | 0 | 0 | 0
F3_Commercial_Lodging_Existing_Interior Lighting_Electric_General Service Lighting_E6 | F3 | Commercial | Lodging | Existing | Interior Lighting | Electric | General Service Lighting | E6 | PACT BC Ratio | 0 | 0 | 0 | 0 | 0 | 0 | 0 | 0 | 0 | 0 | 0 | 0 | 0 | 0 | 0 | 0 | 0 | 0 | 0 | 0 | 0 | 0 | 0 | 0 | 0 | 0 | 0 | 0 | 0 | 0
F3_Commercial_Lodging_Existing_Interior Lighting_Electric_General Service Lighting_E7 | F3 | Commercial | Lodging | Existing | Interior Lighting | Electric | General Service Lighting | E7 | PACT BC Ratio | 0 | 0 | 0 | 0 | 0 | 0 | 0 | 0 | 0 | 0 | 0 | 0 | 0 | 0 | 0 | 0 | 0 | 0 | 0 | 0 | 0 | 0 | 0 | 0 | 0 | 0 | 0 | 0 | 0 | 0
F3_Commercial_Lodging_Existing_Interior Lighting_Electric_General Service Lighting_E8 | F3 | Commercial | Lodging | Existing | Interior Lighting | Electric | General Service Lighting | E8 | PACT BC Ratio | 0 | 0 | 0 | 0 | 0 | 0 | 0 | 0 | 0 | 0 | 0 | 0 | 0 | 0 | 0 | 0 | 0 | 0 | 0 | 0 | 0 | 0 | 0 | 0 | 0 | 0 | 0 | 0 | 0 | 0
F3_Commercial_Lodging_Existing_Interior Lighting_Electric_General Service Lighting_E9 | F3 | Commercial | Lodging | Existing | Interior Lighting | Electric | General Service Lighting | E9 | PACT BC Ratio | 0 | 0 | 0 | 0 | 0 | 0 | 0 | 0 | 0 | 0 | 0 | 0 | 0 | 0 | 0 | 0 | 0 | 0 | 0 | 0 | 0 | 0 | 0 | 0 | 0 | 0 | 0 | 0 | 0 | 0
F3_Commercial_Lodging_Existing_Interior Lighting_Electric_General Service Lighting_E10 | F3 | Commercial | Lodging | Existing | Interior Lighting | Electric | General Service Lighting | E10 | PACT BC Ratio | 0 | 0 | 0 | 0 | 0 | 0 | 0 | 0 | 0 | 0 | 0 | 0 | 0 | 0 | 0 | 0 | 0 | 0 | 0 | 0 | 0 | 0 | 0 | 0 | 0 | 0 | 0 | 0 | 0 | 0
F4_Commercial_Lodging_Existing_Interior Lighting_Electric_General Service Lighting_E1 | F4 | Commercial | Lodging | Existing | Interior Lighting | Electric | General Service Lighting | E1 | RVT BC Ratio | 0 | 0 | 0 | 0 | 0 | 0 | 0 | 0 | 0 | 0 | 0 | 0 | 0 | 0 | 0 | 0 | 0 | 0 | 0 | 0 | 0 | 0 | 0 | 0 | 0 | 0 | 0 | 0 | 0 | 0
F4_Commercial_Lodging_Existing_Interior Lighting_Electric_General Service Lighting_E2 | F4 | Commercial | Lodging | Existing | Interior Lighting | Electric | General Service Lighting | E2 | RVT BC Ratio | 0 | 0 | 0 | 0 | 0 | 0 | 0 | 0 | 0 | 0 | 0 | 0 | 0 | 0 | 0 | 0 | 0 | 0 | 0 | 0 | 0 | 0 | 0 | 0 | 0 | 0 | 0 | 0 | 0 | 0
F4_Commercial_Lodging_Existing_Interior Lighting_Electric_General Service Lighting_E3 | F4 | Commercial | Lodging | Existing | Interior Lighting | Electric | General Service Lighting | E3 | RVT BC Ratio | 0 | 0 | 0 | 0 | 0 | 0 | 0 | 0 | 0 | 0 | 0 | 0 | 0 | 0 | 0 | 0 | 0 | 0 | 0 | 0 | 0 | 0 | 0 | 0 | 0 | 0 | 0 | 0 | 0 | 0
F4_Commercial_Lodging_Existing_Interior Lighting_Electric_General Service Lighting_E4 | F4 | Commercial | Lodging | Existing | Interior Lighting | Electric | General Service Lighting | E4 | RVT BC Ratio | 0 | 0 | 0 | 0 | 0 | 0 | 0 | 0 | 0 | 0 | 0 | 0 | 0 | 0 | 0 | 0 | 0 | 0 | 0 | 0 | 0 | 0 | 0 | 0 | 0 | 0 | 0 | 0 | 0 | 0
F4_Commercial_Lodging_Existing_Interior Lighting_Electric_General Service Lighting_E5 | F4 | Commercial | Lodging | Existing | Interior Lighting | Electric | General Service Lighting | E5 | RVT BC Ratio | 0 | 0 | 0 | 0 | 0 | 0 | 0 | 0 | 0 | 0 | 0 | 0 | 0 | 0 | 0 | 0 | 0 | 0 | 0 | 0 | 0 | 0 | 0 | 0 | 0 | 0 | 0 | 0 | 0 | 0
F4_Commercial_Lodging_Existing_Interior Lighting_Electric_General Service Lighting_E6 | F4 | Commercial | Lodging | Existing | Interior Lighting | Electric | General Service Lighting | E6 | RVT BC Ratio | 0 | 0 | 0 | 0 | 0 | 0 | 0 | 0 | 0 | 0 | 0 | 0 | 0 | 0 | 0 | 0 | 0 | 0 | 0 | 0 | 0 | 0 | 0 | 0 | 0 | 0 | 0 | 0 | 0 | 0
F4_Commercial_Lodging_Existing_Interior Lighting_Electric_General Service Lighting_E7 | F4 | Commercial | Lodging | Existing | Interior Lighting | Electric | General Service Lighting | E7 | RVT BC Ratio | 0 | 0 | 0 | 0 | 0 | 0 | 0 | 0 | 0 | 0 | 0 | 0 | 0 | 0 | 0 | 0 | 0 | 0 | 0 | 0 | 0 | 0 | 0 | 0 | 0 | 0 | 0 | 0 | 0 | 0
F4_Commercial_Lodging_Existing_Interior Lighting_Electric_General Service Lighting_E8 | F4 | Commercial | Lodging | Existing | Interior Lighting | Electric | General Service Lighting | E8 | RVT BC Ratio | 0 | 0 | 0 | 0 | 0 | 0 | 0 | 0 | 0 | 0 | 0 | 0 | 0 | 0 | 0 | 0 | 0 | 0 | 0 | 0 | 0 | 0 | 0 | 0 | 0 | 0 | 0 | 0 | 0 | 0
F4_Commercial_Lodging_Existing_Interior Lighting_Electric_General Service Lighting_E9 | F4 | Commercial | Lodging | Existing | Interior Lighting | Electric | General Service Lighting | E9 | RVT BC Ratio | 0 | 0 | 0 | 0 | 0 | 0 | 0 | 0 | 0 | 0 | 0 | 0 | 0 | 0 | 0 | 0 | 0 | 0 | 0 | 0 | 0 | 0 | 0 | 0 | 0 | 0 | 0 | 0 | 0 | 0
F4_Commercial_Lodging_Existing_Interior Lighting_Electric_General Service Lighting_E10 | F4 | Commercial | Lodging | Existing | Interior Lighting | Electric | General Service Lighting | E10 | RVT BC Ratio | 0 | 0 | 0 | 0 | 0 | 0 | 0 | 0 | 0 | 0 | 0 | 0 | 0 | 0 | 0 | 0 | 0 | 0 | 0 | 0 | 0 | 0 | 0 | 0 | 0 | 0 | 0 | 0 | 0 | 0
F5_Commercial_Lodging_Existing_Interior Lighting_Electric_General Service Lighting_E1 | F5 | Commercial | Lodging | Existing | Interior Lighting | Electric | General Service Lighting | E1 | RIM BC Ratio | 0 | 0 | 0 | 0 | 0 | 0 | 0 | 0 | 0 | 0 | 0 | 0 | 0 | 0 | 0 | 0 | 0 | 0 | 0 | 0 | 0 | 0 | 0 | 0 | 0 | 0 | 0 | 0 | 0 | 0
F5_Commercial_Lodging_Existing_Interior Lighting_Electric_General Service Lighting_E2 | F5 | Commercial | Lodging | Existing | Interior Lighting | Electric | General Service Lighting | E2 | RIM BC Ratio | 0 | 0 | 0 | 0 | 0 | 0 | 0 | 0 | 0 | 0 | 0 | 0 | 0 | 0 | 0 | 0 | 0 | 0 | 0 | 0 | 0 | 0 | 0 | 0 | 0 | 0 | 0 | 0 | 0 | 0
F5_Commercial_Lodging_Existing_Interior Lighting_Electric_General Service Lighting_E3 | F5 | Commercial | Lodging | Existing | Interior Lighting | Electric | General Service Lighting | E3 | RIM BC Ratio | 0 | 0 | 0 | 0 | 0 | 0 | 0 | 0 | 0 | 0 | 0 | 0 | 0 | 0 | 0 | 0 | 0 | 0 | 0 | 0 | 0 | 0 | 0 | 0 | 0 | 0 | 0 | 0 | 0 | 0
F5_Commercial_Lodging_Existing_Interior Lighting_Electric_General Service Lighting_E4 | F5 | Commercial | Lodging | Existing | Interior Lighting | Electric | General Service Lighting | E4 | RIM BC Ratio | 0 | 0 | 0 | 0 | 0 | 0 | 0 | 0 | 0 | 0 | 0 | 0 | 0 | 0 | 0 | 0 | 0 | 0 | 0 | 0 | 0 | 0 | 0 | 0 | 0 | 0 | 0 | 0 | 0 | 0
F5_Commercial_Lodging_Existing_Interior Lighting_Electric_General Service Lighting_E5 | F5 | Commercial | Lodging | Existing | Interior Lighting | Electric | General Service Lighting | E5 | RIM BC Ratio | 0 | 0 | 0 | 0 | 0 | 0 | 0 | 0 | 0 | 0 | 0 | 0 | 0 | 0 | 0 | 0 | 0 | 0 | 0 | 0 | 0 | 0 | 0 | 0 | 0 | 0 | 0 | 0 | 0 | 0
F5_Commercial_Lodging_Existing_Interior Lighting_Electric_General Service Lighting_E6 | F5 | Commercial | Lodging | Existing | Interior Lighting | Electric | General Service Lighting | E6 | RIM BC Ratio | 0 | 0 | 0 | 0 | 0 | 0 | 0 | 0 | 0 | 0 | 0 | 0 | 0 | 0 | 0 | 0 | 0 | 0 | 0 | 0 | 0 | 0 | 0 | 0 | 0 | 0 | 0 | 0 | 0 | 0
F5_Commercial_Lodging_Existing_Interior Lighting_Electric_General Service Lighting_E7 | F5 | Commercial | Lodging | Existing | Interior Lighting | Electric | General Service Lighting | E7 | RIM BC Ratio | 0 | 0 | 0 | 0 | 0 | 0 | 0 | 0 | 0 | 0 | 0 | 0 | 0 | 0 | 0 | 0 | 0 | 0 | 0 | 0 | 0 | 0 | 0 | 0 | 0 | 0 | 0 | 0 | 0 | 0
F5_Commercial_Lodging_Existing_Interior Lighting_Electric_General Service Lighting_E8 | F5 | Commercial | Lodging | Existing | Interior Lighting | Electric | General Service Lighting | E8 | RIM BC Ratio | 0 | 0 | 0 | 0 | 0 | 0 | 0 | 0 | 0 | 0 | 0 | 0 | 0 | 0 | 0 | 0 | 0 | 0 | 0 | 0 | 0 | 0 | 0 | 0 | 0 | 0 | 0 | 0 | 0 | 0
F5_Commercial_Lodging_Existing_Interior Lighting_Electric_General Service Lighting_E9 | F5 | Commercial | Lodging | Existing | Interior Lighting | Electric | General Service Lighting | E9 | RIM BC Ratio | 0 | 0 | 0 | 0 | 0 | 0 | 0 | 0 | 0 | 0 | 0 | 0 | 0 | 0 | 0 | 0 | 0 | 0 | 0 | 0 | 0 | 0 | 0 | 0 | 0 | 0 | 0 | 0 | 0 | 0
F5_Commercial_Lodging_Existing_Interior Lighting_Electric_General Service Lighting_E10 | F5 | Commercial | Lodging | Existing | Interior Lighting | Electric | General Service Lighting | E10 | RIM BC Ratio | 0 | 0 | 0 | 0 | 0 | 0 | 0 | 0 | 0 | 0 | 0 | 0 | 0 | 0 | 0 | 0 | 0 | 0 | 0 | 0 | 0 | 0 | 0 | 0 | 0 | 0 | 0 | 0 | 0 | 0
F0_Commercial_Lodging_Existing_Interior Lighting_Electric_Exempted Lighting_E0 | F0 | Commercial | Lodging | Existing | Interior Lighting | Electric | Exempted Lighting | E0 | Economic Unit | 0 | 0 | 0 | 0 | 0 | 0 | 0 | 0 | 0 | 0 | 0 | 0 | 0 | 0 | 0 | 0 | 0 | 0 | 0 | 0 | 0 | 0 | 0 | 0 | 0 | 0 | 0 | 0 | 0 | 0
F1_Commercial_Lodging_Existing_Interior Lighting_Electric_Exempted Lighting_E1 | F1 | Commercial | Lodging | Existing | Interior Lighting | Electric | Exempted Lighting | E1 | CCE | 0 | 0 | 0 | 0 | 0 | 0 | 0 | 0 | 0 | 0 | 0 | 0 | 0 | 0 | 0 | 0 | 0 | 0 | 0 | 0 | 0 | 0 | 0 | 0 | 0 | 0 | 0 | 0 | 0 | 0
F1_Commercial_Lodging_Existing_Interior Lighting_Electric_Exempted Lighting_E2 | F1 | Commercial | Lodging | Existing | Interior Lighting | Electric | Exempted Lighting | E2 | CCE | 0 | 0 | 0 | 0 | 0 | 0 | 0 | 0 | 0 | 0 | 0 | 0 | 0 | 0 | 0 | 0 | 0 | 0 | 0 | 0 | 0 | 0 | 0 | 0 | 0 | 0 | 0 | 0 | 0 | 0
F1_Commercial_Lodging_Existing_Interior Lighting_Electric_Exempted Lighting_E3 | F1 | Commercial | Lodging | Existing | Interior Lighting | Electric | Exempted Lighting | E3 | CCE | 0 | 0 | 0 | 0 | 0 | 0 | 0 | 0 | 0 | 0 | 0 | 0 | 0 | 0 | 0 | 0 | 0 | 0 | 0 | 0 | 0 | 0 | 0 | 0 | 0 | 0 | 0 | 0 | 0 | 0
F1_Commercial_Lodging_Existing_Interior Lighting_Electric_Exempted Lighting_E4 | F1 | Commercial | Lodging | Existing | Interior Lighting | Electric | Exempted Lighting | E4 | CCE | 0 | 0 | 0 | 0 | 0 | 0 | 0 | 0 | 0 | 0 | 0 | 0 | 0 | 0 | 0 | 0 | 0 | 0 | 0 | 0 | 0 | 0 | 0 | 0 | 0 | 0 | 0 | 0 | 0 | 0
F1_Commercial_Lodging_Existing_Interior Lighting_Electric_Exempted Lighting_E5 | F1 | Commercial | Lodging | Existing | Interior Lighting | Electric | Exempted Lighting | E5 | CCE | 0 | 0 | 0 | 0 | 0 | 0 | 0 | 0 | 0 | 0 | 0 | 0 | 0 | 0 | 0 | 0 | 0 | 0 | 0 | 0 | 0 | 0 | 0 | 0 | 0 | 0 | 0 | 0 | 0 | 0
F1_Commercial_Lodging_Existing_Interior Lighting_Electric_Exempted Lighting_E6 | F1 | Commercial | Lodging | Existing | Interior Lighting | Electric | Exempted Lighting | E6 | CCE | 0 | 0 | 0 | 0 | 0 | 0 | 0 | 0 | 0 | 0 | 0 | 0 | 0 | 0 | 0 | 0 | 0 | 0 | 0 | 0 | 0 | 0 | 0 | 0 | 0 | 0 | 0 | 0 | 0 | 0
F1_Commercial_Lodging_Existing_Interior Lighting_Electric_Exempted Lighting_E7 | F1 | Commercial | Lodging | Existing | Interior Lighting | Electric | Exempted Lighting | E7 | CCE | 0 | 0 | 0 | 0 | 0 | 0 | 0 | 0 | 0 | 0 | 0 | 0 | 0 | 0 | 0 | 0 | 0 | 0 | 0 | 0 | 0 | 0 | 0 | 0 | 0 | 0 | 0 | 0 | 0 | 0
F1_Commercial_Lodging_Existing_Interior Lighting_Electric_Exempted Lighting_E8 | F1 | Commercial | Lodging | Existing | Interior Lighting | Electric | Exempted Lighting | E8 | CCE | 0 | 0 | 0 | 0 | 0 | 0 | 0 | 0 | 0 | 0 | 0 | 0 | 0 | 0 | 0 | 0 | 0 | 0 | 0 | 0 | 0 | 0 | 0 | 0 | 0 | 0 | 0 | 0 | 0 | 0
F1_Commercial_Lodging_Existing_Interior Lighting_Electric_Exempted Lighting_E9 | F1 | Commercial | Lodging | Existing | Interior Lighting | Electric | Exempted Lighting | E9 | CCE | 0 | 0 | 0 | 0 | 0 | 0 | 0 | 0 | 0 | 0 | 0 | 0 | 0 | 0 | 0 | 0 | 0 | 0 | 0 | 0 | 0 | 0 | 0 | 0 | 0 | 0 | 0 | 0 | 0 | 0
F1_Commercial_Lodging_Existing_Interior Lighting_Electric_Exempted Lighting_E10 | F1 | Commercial | Lodging | Existing | Interior Lighting | Electric | Exempted Lighting | E10 | CCE | 0 | 0 | 0 | 0 | 0 | 0 | 0 | 0 | 0 | 0 | 0 | 0 | 0 | 0 | 0 | 0 | 0 | 0 | 0 | 0 | 0 | 0 | 0 | 0 | 0 | 0 | 0 | 0 | 0 | 0
F2_Commercial_Lodging_Existing_Interior Lighting_Electric_Exempted Lighting_E1 | F2 | Commercial | Lodging | Existing | Interior Lighting | Electric | Exempted Lighting | E1 | TRC BC Ratio | 0 | 0 | 0 | 0 | 0 | 0 | 0 | 0 | 0 | 0 | 0 | 0 | 0 | 0 | 0 | 0 | 0 | 0 | 0 | 0 | 0 | 0 | 0 | 0 | 0 | 0 | 0 | 0 | 0 | 0
F2_Commercial_Lodging_Existing_Interior Lighting_Electric_Exempted Lighting_E2 | F2 | Commercial | Lodging | Existing | Interior Lighting | Electric | Exempted Lighting | E2 | TRC BC Ratio | 0 | 0 | 0 | 0 | 0 | 0 | 0 | 0 | 0 | 0 | 0 | 0 | 0 | 0 | 0 | 0 | 0 | 0 | 0 | 0 | 0 | 0 | 0 | 0 | 0 | 0 | 0 | 0 | 0 | 0
F2_Commercial_Lodging_Existing_Interior Lighting_Electric_Exempted Lighting_E3 | F2 | Commercial | Lodging | Existing | Interior Lighting | Electric | Exempted Lighting | E3 | TRC BC Ratio | 0 | 0 | 0 | 0 | 0 | 0 | 0 | 0 | 0 | 0 | 0 | 0 | 0 | 0 | 0 | 0 | 0 | 0 | 0 | 0 | 0 | 0 | 0 | 0 | 0 | 0 | 0 | 0 | 0 | 0
F2_Commercial_Lodging_Existing_Interior Lighting_Electric_Exempted Lighting_E4 | F2 | Commercial | Lodging | Existing | Interior Lighting | Electric | Exempted Lighting | E4 | TRC BC Ratio | 0 | 0 | 0 | 0 | 0 | 0 | 0 | 0 | 0 | 0 | 0 | 0 | 0 | 0 | 0 | 0 | 0 | 0 | 0 | 0 | 0 | 0 | 0 | 0 | 0 | 0 | 0 | 0 | 0 | 0
F2_Commercial_Lodging_Existing_Interior Lighting_Electric_Exempted Lighting_E5 | F2 | Commercial | Lodging | Existing | Interior Lighting | Electric | Exempted Lighting | E5 | TRC BC Ratio | 0 | 0 | 0 | 0 | 0 | 0 | 0 | 0 | 0 | 0 | 0 | 0 | 0 | 0 | 0 | 0 | 0 | 0 | 0 | 0 | 0 | 0 | 0 | 0 | 0 | 0 | 0 | 0 | 0 | 0
F2_Commercial_Lodging_Existing_Interior Lighting_Electric_Exempted Lighting_E6 | F2 | Commercial | Lodging | Existing | Interior Lighting | Electric | Exempted Lighting | E6 | TRC BC Ratio | 0 | 0 | 0 | 0 | 0 | 0 | 0 | 0 | 0 | 0 | 0 | 0 | 0 | 0 | 0 | 0 | 0 | 0 | 0 | 0 | 0 | 0 | 0 | 0 | 0 | 0 | 0 | 0 | 0 | 0
F2_Commercial_Lodging_Existing_Interior Lighting_Electric_Exempted Lighting_E7 | F2 | Commercial | Lodging | Existing | Interior Lighting | Electric | Exempted Lighting | E7 | TRC BC Ratio | 0 | 0 | 0 | 0 | 0 | 0 | 0 | 0 | 0 | 0 | 0 | 0 | 0 | 0 | 0 | 0 | 0 | 0 | 0 | 0 | 0 | 0 | 0 | 0 | 0 | 0 | 0 | 0 | 0 | 0
F2_Commercial_Lodging_Existing_Interior Lighting_Electric_Exempted Lighting_E8 | F2 | Commercial | Lodging | Existing | Interior Lighting | Electric | Exempted Lighting | E8 | TRC BC Ratio | 0 | 0 | 0 | 0 | 0 | 0 | 0 | 0 | 0 | 0 | 0 | 0 | 0 | 0 | 0 | 0 | 0 | 0 | 0 | 0 | 0 | 0 | 0 | 0 | 0 | 0 | 0 | 0 | 0 | 0
F2_Commercial_Lodging_Existing_Interior Lighting_Electric_Exempted Lighting_E9 | F2 | Commercial | Lodging | Existing | Interior Lighting | Electric | Exempted Lighting | E9 | TRC BC Ratio | 0 | 0 | 0 | 0 | 0 | 0 | 0 | 0 | 0 | 0 | 0 | 0 | 0 | 0 | 0 | 0 | 0 | 0 | 0 | 0 | 0 | 0 | 0 | 0 | 0 | 0 | 0 | 0 | 0 | 0
F2_Commercial_Lodging_Existing_Interior Lighting_Electric_Exempted Lighting_E10 | F2 | Commercial | Lodging | Existing | Interior Lighting | Electric | Exempted Lighting | E10 | TRC BC Ratio | 0 | 0 | 0 | 0 | 0 | 0 | 0 | 0 | 0 | 0 | 0 | 0 | 0 | 0 | 0 | 0 | 0 | 0 | 0 | 0 | 0 | 0 | 0 | 0 | 0 | 0 | 0 | 0 | 0 | 0
F3_Commercial_Lodging_Existing_Interior Lighting_Electric_Exempted Lighting_E1 | F3 | Commercial | Lodging | Existing | Interior Lighting | Electric | Exempted Lighting | E1 | PACT BC Ratio | 0 | 0 | 0 | 0 | 0 | 0 | 0 | 0 | 0 | 0 | 0 | 0 | 0 | 0 | 0 | 0 | 0 | 0 | 0 | 0 | 0 | 0 | 0 | 0 | 0 | 0 | 0 | 0 | 0 | 0
F3_Commercial_Lodging_Existing_Interior Lighting_Electric_Exempted Lighting_E2 | F3 | Commercial | Lodging | Existing | Interior Lighting | Electric | Exempted Lighting | E2 | PACT BC Ratio | 0 | 0 | 0 | 0 | 0 | 0 | 0 | 0 | 0 | 0 | 0 | 0 | 0 | 0 | 0 | 0 | 0 | 0 | 0 | 0 | 0 | 0 | 0 | 0 | 0 | 0 | 0 | 0 | 0 | 0
F3_Commercial_Lodging_Existing_Interior Lighting_Electric_Exempted Lighting_E3 | F3 | Commercial | Lodging | Existing | Interior Lighting | Electric | Exempted Lighting | E3 | PACT BC Ratio | 0 | 0 | 0 | 0 | 0 | 0 | 0 | 0 | 0 | 0 | 0 | 0 | 0 | 0 | 0 | 0 | 0 | 0 | 0 | 0 | 0 | 0 | 0 | 0 | 0 | 0 | 0 | 0 | 0 | 0
F3_Commercial_Lodging_Existing_Interior Lighting_Electric_Exempted Lighting_E4 | F3 | Commercial | Lodging | Existing | Interior Lighting | Electric | Exempted Lighting | E4 | PACT BC Ratio | 0 | 0 | 0 | 0 | 0 | 0 | 0 | 0 | 0 | 0 | 0 | 0 | 0 | 0 | 0 | 0 | 0 | 0 | 0 | 0 | 0 | 0 | 0 | 0 | 0 | 0 | 0 | 0 | 0 | 0
F3_Commercial_Lodging_Existing_Interior Lighting_Electric_Exempted Lighting_E5 | F3 | Commercial | Lodging | Existing | Interior Lighting | Electric | Exempted Lighting | E5 | PACT BC Ratio | 0 | 0 | 0 | 0 | 0 | 0 | 0 | 0 | 0 | 0 | 0 | 0 | 0 | 0 | 0 | 0 | 0 | 0 | 0 | 0 | 0 | 0 | 0 | 0 | 0 | 0 | 0 | 0 | 0 | 0
F3_Commercial_Lodging_Existing_Interior Lighting_Electric_Exempted Lighting_E6 | F3 | Commercial | Lodging | Existing | Interior Lighting | Electric | Exempted Lighting | E6 | PACT BC Ratio | 0 | 0 | 0 | 0 | 0 | 0 | 0 | 0 | 0 | 0 | 0 | 0 | 0 | 0 | 0 | 0 | 0 | 0 | 0 | 0 | 0 | 0 | 0 | 0 | 0 | 0 | 0 | 0 | 0 | 0
F3_Commercial_Lodging_Existing_Interior Lighting_Electric_Exempted Lighting_E7 | F3 | Commercial | Lodging | Existing | Interior Lighting | Electric | Exempted Lighting | E7 | PACT BC Ratio | 0 | 0 | 0 | 0 | 0 | 0 | 0 | 0 | 0 | 0 | 0 | 0 | 0 | 0 | 0 | 0 | 0 | 0 | 0 | 0 | 0 | 0 | 0 | 0 | 0 | 0 | 0 | 0 | 0 | 0
F3_Commercial_Lodging_Existing_Interior Lighting_Electric_Exempted Lighting_E8 | F3 | Commercial | Lodging | Existing | Interior Lighting | Electric | Exempted Lighting | E8 | PACT BC Ratio | 0 | 0 | 0 | 0 | 0 | 0 | 0 | 0 | 0 | 0 | 0 | 0 | 0 | 0 | 0 | 0 | 0 | 0 | 0 | 0 | 0 | 0 | 0 | 0 | 0 | 0 | 0 | 0 | 0 | 0
F3_Commercial_Lodging_Existing_Interior Lighting_Electric_Exempted Lighting_E9 | F3 | Commercial | Lodging | Existing | Interior Lighting | Electric | Exempted Lighting | E9 | PACT BC Ratio | 0 | 0 | 0 | 0 | 0 | 0 | 0 | 0 | 0 | 0 | 0 | 0 | 0 | 0 | 0 | 0 | 0 | 0 | 0 | 0 | 0 | 0 | 0 | 0 | 0 | 0 | 0 | 0 | 0 | 0
F3_Commercial_Lodging_Existing_Interior Lighting_Electric_Exempted Lighting_E10 | F3 | Commercial | Lodging | Existing | Interior Lighting | Electric | Exempted Lighting | E10 | PACT BC Ratio | 0 | 0 | 0 | 0 | 0 | 0 | 0 | 0 | 0 | 0 | 0 | 0 | 0 | 0 | 0 | 0 | 0 | 0 | 0 | 0 | 0 | 0 | 0 | 0 | 0 | 0 | 0 | 0 | 0 | 0
F4_Commercial_Lodging_Existing_Interior Lighting_Electric_Exempted Lighting_E1 | F4 | Commercial | Lodging | Existing | Interior Lighting | Electric | Exempted Lighting | E1 | RVT BC Ratio | 0 | 0 | 0 | 0 | 0 | 0 | 0 | 0 | 0 | 0 | 0 | 0 | 0 | 0 | 0 | 0 | 0 | 0 | 0 | 0 | 0 | 0 | 0 | 0 | 0 | 0 | 0 | 0 | 0 | 0
F4_Commercial_Lodging_Existing_Interior Lighting_Electric_Exempted Lighting_E2 | F4 | Commercial | Lodging | Existing | Interior Lighting | Electric | Exempted Lighting | E2 | RVT BC Ratio | 0 | 0 | 0 | 0 | 0 | 0 | 0 | 0 | 0 | 0 | 0 | 0 | 0 | 0 | 0 | 0 | 0 | 0 | 0 | 0 | 0 | 0 | 0 | 0 | 0 | 0 | 0 | 0 | 0 | 0
F4_Commercial_Lodging_Existing_Interior Lighting_Electric_Exempted Lighting_E3 | F4 | Commercial | Lodging | Existing | Interior Lighting | Electric | Exempted Lighting | E3 | RVT BC Ratio | 0 | 0 | 0 | 0 | 0 | 0 | 0 | 0 | 0 | 0 | 0 | 0 | 0 | 0 | 0 | 0 | 0 | 0 | 0 | 0 | 0 | 0 | 0 | 0 | 0 | 0 | 0 | 0 | 0 | 0
F4_Commercial_Lodging_Existing_Interior Lighting_Electric_Exempted Lighting_E4 | F4 | Commercial | Lodging | Existing | Interior Lighting | Electric | Exempted Lighting | E4 | RVT BC Ratio | 0 | 0 | 0 | 0 | 0 | 0 | 0 | 0 | 0 | 0 | 0 | 0 | 0 | 0 | 0 | 0 | 0 | 0 | 0 | 0 | 0 | 0 | 0 | 0 | 0 | 0 | 0 | 0 | 0 | 0
F4_Commercial_Lodging_Existing_Interior Lighting_Electric_Exempted Lighting_E5 | F4 | Commercial | Lodging | Existing | Interior Lighting | Electric | Exempted Lighting | E5 | RVT BC Ratio | 0 | 0 | 0 | 0 | 0 | 0 | 0 | 0 | 0 | 0 | 0 | 0 | 0 | 0 | 0 | 0 | 0 | 0 | 0 | 0 | 0 | 0 | 0 | 0 | 0 | 0 | 0 | 0 | 0 | 0
F4_Commercial_Lodging_Existing_Interior Lighting_Electric_Exempted Lighting_E6 | F4 | Commercial | Lodging | Existing | Interior Lighting | Electric | Exempted Lighting | E6 | RVT BC Ratio | 0 | 0 | 0 | 0 | 0 | 0 | 0 | 0 | 0 | 0 | 0 | 0 | 0 | 0 | 0 | 0 | 0 | 0 | 0 | 0 | 0 | 0 | 0 | 0 | 0 | 0 | 0 | 0 | 0 | 0
F4_Commercial_Lodging_Existing_Interior Lighting_Electric_Exempted Lighting_E7 | F4 | Commercial | Lodging | Existing | Interior Lighting | Electric | Exempted Lighting | E7 | RVT BC Ratio | 0 | 0 | 0 | 0 | 0 | 0 | 0 | 0 | 0 | 0 | 0 | 0 | 0 | 0 | 0 | 0 | 0 | 0 | 0 | 0 | 0 | 0 | 0 | 0 | 0 | 0 | 0 | 0 | 0 | 0
F4_Commercial_Lodging_Existing_Interior Lighting_Electric_Exempted Lighting_E8 | F4 | Commercial | Lodging | Existing | Interior Lighting | Electric | Exempted Lighting | E8 | RVT BC Ratio | 0 | 0 | 0 | 0 | 0 | 0 | 0 | 0 | 0 | 0 | 0 | 0 | 0 | 0 | 0 | 0 | 0 | 0 | 0 | 0 | 0 | 0 | 0 | 0 | 0 | 0 | 0 | 0 | 0 | 0
F4_Commercial_Lodging_Existing_Interior Lighting_Electric_Exempted Lighting_E9 | F4 | Commercial | Lodging | Existing | Interior Lighting | Electric | Exempted Lighting | E9 | RVT BC Ratio | 0 | 0 | 0 | 0 | 0 | 0 | 0 | 0 | 0 | 0 | 0 | 0 | 0 | 0 | 0 | 0 | 0 | 0 | 0 | 0 | 0 | 0 | 0 | 0 | 0 | 0 | 0 | 0 | 0 | 0
F4_Commercial_Lodging_Existing_Interior Lighting_Electric_Exempted Lighting_E10 | F4 | Commercial | Lodging | Existing | Interior Lighting | Electric | Exempted Lighting | E10 | RVT BC Ratio | 0 | 0 | 0 | 0 | 0 | 0 | 0 | 0 | 0 | 0 | 0 | 0 | 0 | 0 | 0 | 0 | 0 | 0 | 0 | 0 | 0 | 0 | 0 | 0 | 0 | 0 | 0 | 0 | 0 | 0
F5_Commercial_Lodging_Existing_Interior Lighting_Electric_Exempted Lighting_E1 | F5 | Commercial | Lodging | Existing | Interior Lighting | Electric | Exempted Lighting | E1 | RIM BC Ratio | 0 | 0 | 0 | 0 | 0 | 0 | 0 | 0 | 0 | 0 | 0 | 0 | 0 | 0 | 0 | 0 | 0 | 0 | 0 | 0 | 0 | 0 | 0 | 0 | 0 | 0 | 0 | 0 | 0 | 0
F5_Commercial_Lodging_Existing_Interior Lighting_Electric_Exempted Lighting_E2 | F5 | Commercial | Lodging | Existing | Interior Lighting | Electric | Exempted Lighting | E2 | RIM BC Ratio | 0 | 0 | 0 | 0 | 0 | 0 | 0 | 0 | 0 | 0 | 0 | 0 | 0 | 0 | 0 | 0 | 0 | 0 | 0 | 0 | 0 | 0 | 0 | 0 | 0 | 0 | 0 | 0 | 0 | 0
F5_Commercial_Lodging_Existing_Interior Lighting_Electric_Exempted Lighting_E3 | F5 | Commercial | Lodging | Existing | Interior Lighting | Electric | Exempted Lighting | E3 | RIM BC Ratio | 0 | 0 | 0 | 0 | 0 | 0 | 0 | 0 | 0 | 0 | 0 | 0 | 0 | 0 | 0 | 0 | 0 | 0 | 0 | 0 | 0 | 0 | 0 | 0 | 0 | 0 | 0 | 0 | 0 | 0
F5_Commercial_Lodging_Existing_Interior Lighting_Electric_Exempted Lighting_E4 | F5 | Commercial | Lodging | Existing | Interior Lighting | Electric | Exempted Lighting | E4 | RIM BC Ratio | 0 | 0 | 0 | 0 | 0 | 0 | 0 | 0 | 0 | 0 | 0 | 0 | 0 | 0 | 0 | 0 | 0 | 0 | 0 | 0 | 0 | 0 | 0 | 0 | 0 | 0 | 0 | 0 | 0 | 0
F5_Commercial_Lodging_Existing_Interior Lighting_Electric_Exempted Lighting_E5 | F5 | Commercial | Lodging | Existing | Interior Lighting | Electric | Exempted Lighting | E5 | RIM BC Ratio | 0 | 0 | 0 | 0 | 0 | 0 | 0 | 0 | 0 | 0 | 0 | 0 | 0 | 0 | 0 | 0 | 0 | 0 | 0 | 0 | 0 | 0 | 0 | 0 | 0 | 0 | 0 | 0 | 0 | 0
F5_Commercial_Lodging_Existing_Interior Lighting_Electric_Exempted Lighting_E6 | F5 | Commercial | Lodging | Existing | Interior Lighting | Electric | Exempted Lighting | E6 | RIM BC Ratio | 0 | 0 | 0 | 0 | 0 | 0 | 0 | 0 | 0 | 0 | 0 | 0 | 0 | 0 | 0 | 0 | 0 | 0 | 0 | 0 | 0 | 0 | 0 | 0 | 0 | 0 | 0 | 0 | 0 | 0
F5_Commercial_Lodging_Existing_Interior Lighting_Electric_Exempted Lighting_E7 | F5 | Commercial | Lodging | Existing | Interior Lighting | Electric | Exempted Lighting | E7 | RIM BC Ratio | 0 | 0 | 0 | 0 | 0 | 0 | 0 | 0 | 0 | 0 | 0 | 0 | 0 | 0 | 0 | 0 | 0 | 0 | 0 | 0 | 0 | 0 | 0 | 0 | 0 | 0 | 0 | 0 | 0 | 0
F5_Commercial_Lodging_Existing_Interior Lighting_Electric_Exempted Lighting_E8 | F5 | Commercial | Lodging | Existing | Interior Lighting | Electric | Exempted Lighting | E8 | RIM BC Ratio | 0 | 0 | 0 | 0 | 0 | 0 | 0 | 0 | 0 | 0 | 0 | 0 | 0 | 0 | 0 | 0 | 0 | 0 | 0 | 0 | 0 | 0 | 0 | 0 | 0 | 0 | 0 | 0 | 0 | 0
F5_Commercial_Lodging_Existing_Interior Lighting_Electric_Exempted Lighting_E9 | F5 | Commercial | Lodging | Existing | Interior Lighting | Electric | Exempted Lighting | E9 | RIM BC Ratio | 0 | 0 | 0 | 0 | 0 | 0 | 0 | 0 | 0 | 0 | 0 | 0 | 0 | 0 | 0 | 0 | 0 | 0 | 0 | 0 | 0 | 0 | 0 | 0 | 0 | 0 | 0 | 0 | 0 | 0
F5_Commercial_Lodging_Existing_Interior Lighting_Electric_Exempted Lighting_E10 | F5 | Commercial | Lodging | Existing | Interior Lighting | Electric | Exempted Lighting | E10 | RIM BC Ratio | 0 | 0 | 0 | 0 | 0 | 0 | 0 | 0 | 0 | 0 | 0 | 0 | 0 | 0 | 0 | 0 | 0 | 0 | 0 | 0 | 0 | 0 | 0 | 0 | 0 | 0 | 0 | 0 | 0 | 0
F0_Commercial_Lodging_Existing_Interior Lighting_Electric_High-Bay Lighting_E0 | F0 | Commercial | Lodging | Existing | Interior Lighting | Electric | High-Bay Lighting | E0 | Economic Unit | 0 | 0 | 0 | 0 | 0 | 0 | 0 | 0 | 0 | 0 | 0 | 0 | 0 | 0 | 0 | 0 | 0 | 0 | 0 | 0 | 0 | 0 | 0 | 0 | 0 | 0 | 0 | 0 | 0 | 0
F1_Commercial_Lodging_Existing_Interior Lighting_Electric_High-Bay Lighting_E1 | F1 | Commercial | Lodging | Existing | Interior Lighting | Electric | High-Bay Lighting | E1 | CCE | 0 | 0 | 0 | 0 | 0 | 0 | 0 | 0 | 0 | 0 | 0 | 0 | 0 | 0 | 0 | 0 | 0 | 0 | 0 | 0 | 0 | 0 | 0 | 0 | 0 | 0 | 0 | 0 | 0 | 0
F1_Commercial_Lodging_Existing_Interior Lighting_Electric_High-Bay Lighting_E2 | F1 | Commercial | Lodging | Existing | Interior Lighting | Electric | High-Bay Lighting | E2 | CCE | 0 | 0 | 0 | 0 | 0 | 0 | 0 | 0 | 0 | 0 | 0 | 0 | 0 | 0 | 0 | 0 | 0 | 0 | 0 | 0 | 0 | 0 | 0 | 0 | 0 | 0 | 0 | 0 | 0 | 0
F1_Commercial_Lodging_Existing_Interior Lighting_Electric_High-Bay Lighting_E3 | F1 | Commercial | Lodging | Existing | Interior Lighting | Electric | High-Bay Lighting | E3 | CCE | 0 | 0 | 0 | 0 | 0 | 0 | 0 | 0 | 0 | 0 | 0 | 0 | 0 | 0 | 0 | 0 | 0 | 0 | 0 | 0 | 0 | 0 | 0 | 0 | 0 | 0 | 0 | 0 | 0 | 0
F1_Commercial_Lodging_Existing_Interior Lighting_Electric_High-Bay Lighting_E4 | F1 | Commercial | Lodging | Existing | Interior Lighting | Electric | High-Bay Lighting | E4 | CCE | 0 | 0 | 0 | 0 | 0 | 0 | 0 | 0 | 0 | 0 | 0 | 0 | 0 | 0 | 0 | 0 | 0 | 0 | 0 | 0 | 0 | 0 | 0 | 0 | 0 | 0 | 0 | 0 | 0 | 0
F1_Commercial_Lodging_Existing_Interior Lighting_Electric_High-Bay Lighting_E5 | F1 | Commercial | Lodging | Existing | Interior Lighting | Electric | High-Bay Lighting | E5 | CCE | 0 | 0 | 0 | 0 | 0 | 0 | 0 | 0 | 0 | 0 | 0 | 0 | 0 | 0 | 0 | 0 | 0 | 0 | 0 | 0 | 0 | 0 | 0 | 0 | 0 | 0 | 0 | 0 | 0 | 0
F1_Commercial_Lodging_Existing_Interior Lighting_Electric_High-Bay Lighting_E6 | F1 | Commercial | Lodging | Existing | Interior Lighting | Electric | High-Bay Lighting | E6 | CCE | 0 | 0 | 0 | 0 | 0 | 0 | 0 | 0 | 0 | 0 | 0 | 0 | 0 | 0 | 0 | 0 | 0 | 0 | 0 | 0 | 0 | 0 | 0 | 0 | 0 | 0 | 0 | 0 | 0 | 0
F1_Commercial_Lodging_Existing_Interior Lighting_Electric_High-Bay Lighting_E7 | F1 | Commercial | Lodging | Existing | Interior Lighting | Electric | High-Bay Lighting | E7 | CCE | 0 | 0 | 0 | 0 | 0 | 0 | 0 | 0 | 0 | 0 | 0 | 0 | 0 | 0 | 0 | 0 | 0 | 0 | 0 | 0 | 0 | 0 | 0 | 0 | 0 | 0 | 0 | 0 | 0 | 0
F1_Commercial_Lodging_Existing_Interior Lighting_Electric_High-Bay Lighting_E8 | F1 | Commercial | Lodging | Existing | Interior Lighting | Electric | High-Bay Lighting | E8 | CCE | 0 | 0 | 0 | 0 | 0 | 0 | 0 | 0 | 0 | 0 | 0 | 0 | 0 | 0 | 0 | 0 | 0 | 0 | 0 | 0 | 0 | 0 | 0 | 0 | 0 | 0 | 0 | 0 | 0 | 0
F1_Commercial_Lodging_Existing_Interior Lighting_Electric_High-Bay Lighting_E9 | F1 | Commercial | Lodging | Existing | Interior Lighting | Electric | High-Bay Lighting | E9 | CCE | 0 | 0 | 0 | 0 | 0 | 0 | 0 | 0 | 0 | 0 | 0 | 0 | 0 | 0 | 0 | 0 | 0 | 0 | 0 | 0 | 0 | 0 | 0 | 0 | 0 | 0 | 0 | 0 | 0 | 0
F1_Commercial_Lodging_Existing_Interior Lighting_Electric_High-Bay Lighting_E10 | F1 | Commercial | Lodging | Existing | Interior Lighting | Electric | High-Bay Lighting | E10 | CCE | 0 | 0 | 0 | 0 | 0 | 0 | 0 | 0 | 0 | 0 | 0 | 0 | 0 | 0 | 0 | 0 | 0 | 0 | 0 | 0 | 0 | 0 | 0 | 0 | 0 | 0 | 0 | 0 | 0 | 0
F2_Commercial_Lodging_Existing_Interior Lighting_Electric_High-Bay Lighting_E1 | F2 | Commercial | Lodging | Existing | Interior Lighting | Electric | High-Bay Lighting | E1 | TRC BC Ratio | 0 | 0 | 0 | 0 | 0 | 0 | 0 | 0 | 0 | 0 | 0 | 0 | 0 | 0 | 0 | 0 | 0 | 0 | 0 | 0 | 0 | 0 | 0 | 0 | 0 | 0 | 0 | 0 | 0 | 0
F2_Commercial_Lodging_Existing_Interior Lighting_Electric_High-Bay Lighting_E2 | F2 | Commercial | Lodging | Existing | Interior Lighting | Electric | High-Bay Lighting | E2 | TRC BC Ratio | 0 | 0 | 0 | 0 | 0 | 0 | 0 | 0 | 0 | 0 | 0 | 0 | 0 | 0 | 0 | 0 | 0 | 0 | 0 | 0 | 0 | 0 | 0 | 0 | 0 | 0 | 0 | 0 | 0 | 0
F2_Commercial_Lodging_Existing_Interior Lighting_Electric_High-Bay Lighting_E3 | F2 | Commercial | Lodging | Existing | Interior Lighting | Electric | High-Bay Lighting | E3 | TRC BC Ratio | 0 | 0 | 0 | 0 | 0 | 0 | 0 | 0 | 0 | 0 | 0 | 0 | 0 | 0 | 0 | 0 | 0 | 0 | 0 | 0 | 0 | 0 | 0 | 0 | 0 | 0 | 0 | 0 | 0 | 0
F2_Commercial_Lodging_Existing_Interior Lighting_Electric_High-Bay Lighting_E4 | F2 | Commercial | Lodging | Existing | Interior Lighting | Electric | High-Bay Lighting | E4 | TRC BC Ratio | 0 | 0 | 0 | 0 | 0 | 0 | 0 | 0 | 0 | 0 | 0 | 0 | 0 | 0 | 0 | 0 | 0 | 0 | 0 | 0 | 0 | 0 | 0 | 0 | 0 | 0 | 0 | 0 | 0 | 0
F2_Commercial_Lodging_Existing_Interior Lighting_Electric_High-Bay Lighting_E5 | F2 | Commercial | Lodging | Existing | Interior Lighting | Electric | High-Bay Lighting | E5 | TRC BC Ratio | 0 | 0 | 0 | 0 | 0 | 0 | 0 | 0 | 0 | 0 | 0 | 0 | 0 | 0 | 0 | 0 | 0 | 0 | 0 | 0 | 0 | 0 | 0 | 0 | 0 | 0 | 0 | 0 | 0 | 0
F2_Commercial_Lodging_Existing_Interior Lighting_Electric_High-Bay Lighting_E6 | F2 | Commercial | Lodging | Existing | Interior Lighting | Electric | High-Bay Lighting | E6 | TRC BC Ratio | 0 | 0 | 0 | 0 | 0 | 0 | 0 | 0 | 0 | 0 | 0 | 0 | 0 | 0 | 0 | 0 | 0 | 0 | 0 | 0 | 0 | 0 | 0 | 0 | 0 | 0 | 0 | 0 | 0 | 0
F2_Commercial_Lodging_Existing_Interior Lighting_Electric_High-Bay Lighting_E7 | F2 | Commercial | Lodging | Existing | Interior Lighting | Electric | High-Bay Lighting | E7 | TRC BC Ratio | 0 | 0 | 0 | 0 | 0 | 0 | 0 | 0 | 0 | 0 | 0 | 0 | 0 | 0 | 0 | 0 | 0 | 0 | 0 | 0 | 0 | 0 | 0 | 0 | 0 | 0 | 0 | 0 | 0 | 0
F2_Commercial_Lodging_Existing_Interior Lighting_Electric_High-Bay Lighting_E8 | F2 | Commercial | Lodging | Existing | Interior Lighting | Electric | High-Bay Lighting | E8 | TRC BC Ratio | 0 | 0 | 0 | 0 | 0 | 0 | 0 | 0 | 0 | 0 | 0 | 0 | 0 | 0 | 0 | 0 | 0 | 0 | 0 | 0 | 0 | 0 | 0 | 0 | 0 | 0 | 0 | 0 | 0 | 0
F2_Commercial_Lodging_Existing_Interior Lighting_Electric_High-Bay Lighting_E9 | F2 | Commercial | Lodging | Existing | Interior Lighting | Electric | High-Bay Lighting | E9 | TRC BC Ratio | 0 | 0 | 0 | 0 | 0 | 0 | 0 | 0 | 0 | 0 | 0 | 0 | 0 | 0 | 0 | 0 | 0 | 0 | 0 | 0 | 0 | 0 | 0 | 0 | 0 | 0 | 0 | 0 | 0 | 0
F2_Commercial_Lodging_Existing_Interior Lighting_Electric_High-Bay Lighting_E10 | F2 | Commercial | Lodging | Existing | Interior Lighting | Electric | High-Bay Lighting | E10 | TRC BC Ratio | 0 | 0 | 0 | 0 | 0 | 0 | 0 | 0 | 0 | 0 | 0 | 0 | 0 | 0 | 0 | 0 | 0 | 0 | 0 | 0 | 0 | 0 | 0 | 0 | 0 | 0 | 0 | 0 | 0 | 0
F3_Commercial_Lodging_Existing_Interior Lighting_Electric_High-Bay Lighting_E1 | F3 | Commercial | Lodging | Existing | Interior Lighting | Electric | High-Bay Lighting | E1 | PACT BC Ratio | 0 | 0 | 0 | 0 | 0 | 0 | 0 | 0 | 0 | 0 | 0 | 0 | 0 | 0 | 0 | 0 | 0 | 0 | 0 | 0 | 0 | 0 | 0 | 0 | 0 | 0 | 0 | 0 | 0 | 0
F3_Commercial_Lodging_Existing_Interior Lighting_Electric_High-Bay Lighting_E2 | F3 | Commercial | Lodging | Existing | Interior Lighting | Electric | High-Bay Lighting | E2 | PACT BC Ratio | 0 | 0 | 0 | 0 | 0 | 0 | 0 | 0 | 0 | 0 | 0 | 0 | 0 | 0 | 0 | 0 | 0 | 0 | 0 | 0 | 0 | 0 | 0 | 0 | 0 | 0 | 0 | 0 | 0 | 0
F3_Commercial_Lodging_Existing_Interior Lighting_Electric_High-Bay Lighting_E3 | F3 | Commercial | Lodging | Existing | Interior Lighting | Electric | High-Bay Lighting | E3 | PACT BC Ratio | 0 | 0 | 0 | 0 | 0 | 0 | 0 | 0 | 0 | 0 | 0 | 0 | 0 | 0 | 0 | 0 | 0 | 0 | 0 | 0 | 0 | 0 | 0 | 0 | 0 | 0 | 0 | 0 | 0 | 0
F3_Commercial_Lodging_Existing_Interior Lighting_Electric_High-Bay Lighting_E4 | F3 | Commercial | Lodging | Existing | Interior Lighting | Electric | High-Bay Lighting | E4 | PACT BC Ratio | 0 | 0 | 0 | 0 | 0 | 0 | 0 | 0 | 0 | 0 | 0 | 0 | 0 | 0 | 0 | 0 | 0 | 0 | 0 | 0 | 0 | 0 | 0 | 0 | 0 | 0 | 0 | 0 | 0 | 0
F3_Commercial_Lodging_Existing_Interior Lighting_Electric_High-Bay Lighting_E5 | F3 | Commercial | Lodging | Existing | Interior Lighting | Electric | High-Bay Lighting | E5 | PACT BC Ratio | 0 | 0 | 0 | 0 | 0 | 0 | 0 | 0 | 0 | 0 | 0 | 0 | 0 | 0 | 0 | 0 | 0 | 0 | 0 | 0 | 0 | 0 | 0 | 0 | 0 | 0 | 0 | 0 | 0 | 0
F3_Commercial_Lodging_Existing_Interior Lighting_Electric_High-Bay Lighting_E6 | F3 | Commercial | Lodging | Existing | Interior Lighting | Electric | High-Bay Lighting | E6 | PACT BC Ratio | 0 | 0 | 0 | 0 | 0 | 0 | 0 | 0 | 0 | 0 | 0 | 0 | 0 | 0 | 0 | 0 | 0 | 0 | 0 | 0 | 0 | 0 | 0 | 0 | 0 | 0 | 0 | 0 | 0 | 0
F3_Commercial_Lodging_Existing_Interior Lighting_Electric_High-Bay Lighting_E7 | F3 | Commercial | Lodging | Existing | Interior Lighting | Electric | High-Bay Lighting | E7 | PACT BC Ratio | 0 | 0 | 0 | 0 | 0 | 0 | 0 | 0 | 0 | 0 | 0 | 0 | 0 | 0 | 0 | 0 | 0 | 0 | 0 | 0 | 0 | 0 | 0 | 0 | 0 | 0 | 0 | 0 | 0 | 0
F3_Commercial_Lodging_Existing_Interior Lighting_Electric_High-Bay Lighting_E8 | F3 | Commercial | Lodging | Existing | Interior Lighting | Electric | High-Bay Lighting | E8 | PACT BC Ratio | 0 | 0 | 0 | 0 | 0 | 0 | 0 | 0 | 0 | 0 | 0 | 0 | 0 | 0 | 0 | 0 | 0 | 0 | 0 | 0 | 0 | 0 | 0 | 0 | 0 | 0 | 0 | 0 | 0 | 0
F3_Commercial_Lodging_Existing_Interior Lighting_Electric_High-Bay Lighting_E9 | F3 | Commercial | Lodging | Existing | Interior Lighting | Electric | High-Bay Lighting | E9 | PACT BC Ratio | 0 | 0 | 0 | 0 | 0 | 0 | 0 | 0 | 0 | 0 | 0 | 0 | 0 | 0 | 0 | 0 | 0 | 0 | 0 | 0 | 0 | 0 | 0 | 0 | 0 | 0 | 0 | 0 | 0 | 0
F3_Commercial_Lodging_Existing_Interior Lighting_Electric_High-Bay Lighting_E10 | F3 | Commercial | Lodging | Existing | Interior Lighting | Electric | High-Bay Lighting | E10 | PACT BC Ratio | 0 | 0 | 0 | 0 | 0 | 0 | 0 | 0 | 0 | 0 | 0 | 0 | 0 | 0 | 0 | 0 | 0 | 0 | 0 | 0 | 0 | 0 | 0 | 0 | 0 | 0 | 0 | 0 | 0 | 0
F4_Commercial_Lodging_Existing_Interior Lighting_Electric_High-Bay Lighting_E1 | F4 | Commercial | Lodging | Existing | Interior Lighting | Electric | High-Bay Lighting | E1 | RVT BC Ratio | 0 | 0 | 0 | 0 | 0 | 0 | 0 | 0 | 0 | 0 | 0 | 0 | 0 | 0 | 0 | 0 | 0 | 0 | 0 | 0 | 0 | 0 | 0 | 0 | 0 | 0 | 0 | 0 | 0 | 0
F4_Commercial_Lodging_Existing_Interior Lighting_Electric_High-Bay Lighting_E2 | F4 | Commercial | Lodging | Existing | Interior Lighting | Electric | High-Bay Lighting | E2 | RVT BC Ratio | 0 | 0 | 0 | 0 | 0 | 0 | 0 | 0 | 0 | 0 | 0 | 0 | 0 | 0 | 0 | 0 | 0 | 0 | 0 | 0 | 0 | 0 | 0 | 0 | 0 | 0 | 0 | 0 | 0 | 0
F4_Commercial_Lodging_Existing_Interior Lighting_Electric_High-Bay Lighting_E3 | F4 | Commercial | Lodging | Existing | Interior Lighting | Electric | High-Bay Lighting | E3 | RVT BC Ratio | 0 | 0 | 0 | 0 | 0 | 0 | 0 | 0 | 0 | 0 | 0 | 0 | 0 | 0 | 0 | 0 | 0 | 0 | 0 | 0 | 0 | 0 | 0 | 0 | 0 | 0 | 0 | 0 | 0 | 0
F4_Commercial_Lodging_Existing_Interior Lighting_Electric_High-Bay Lighting_E4 | F4 | Commercial | Lodging | Existing | Interior Lighting | Electric | High-Bay Lighting | E4 | RVT BC Ratio | 0 | 0 | 0 | 0 | 0 | 0 | 0 | 0 | 0 | 0 | 0 | 0 | 0 | 0 | 0 | 0 | 0 | 0 | 0 | 0 | 0 | 0 | 0 | 0 | 0 | 0 | 0 | 0 | 0 | 0
F4_Commercial_Lodging_Existing_Interior Lighting_Electric_High-Bay Lighting_E5 | F4 | Commercial | Lodging | Existing | Interior Lighting | Electric | High-Bay Lighting | E5 | RVT BC Ratio | 0 | 0 | 0 | 0 | 0 | 0 | 0 | 0 | 0 | 0 | 0 | 0 | 0 | 0 | 0 | 0 | 0 | 0 | 0 | 0 | 0 | 0 | 0 | 0 | 0 | 0 | 0 | 0 | 0 | 0
F4_Commercial_Lodging_Existing_Interior Lighting_Electric_High-Bay Lighting_E6 | F4 | Commercial | Lodging | Existing | Interior Lighting | Electric | High-Bay Lighting | E6 | RVT BC Ratio | 0 | 0 | 0 | 0 | 0 | 0 | 0 | 0 | 0 | 0 | 0 | 0 | 0 | 0 | 0 | 0 | 0 | 0 | 0 | 0 | 0 | 0 | 0 | 0 | 0 | 0 | 0 | 0 | 0 | 0
F4_Commercial_Lodging_Existing_Interior Lighting_Electric_High-Bay Lighting_E7 | F4 | Commercial | Lodging | Existing | Interior Lighting | Electric | High-Bay Lighting | E7 | RVT BC Ratio | 0 | 0 | 0 | 0 | 0 | 0 | 0 | 0 | 0 | 0 | 0 | 0 | 0 | 0 | 0 | 0 | 0 | 0 | 0 | 0 | 0 | 0 | 0 | 0 | 0 | 0 | 0 | 0 | 0 | 0
F4_Commercial_Lodging_Existing_Interior Lighting_Electric_High-Bay Lighting_E8 | F4 | Commercial | Lodging | Existing | Interior Lighting | Electric | High-Bay Lighting | E8 | RVT BC Ratio | 0 | 0 | 0 | 0 | 0 | 0 | 0 | 0 | 0 | 0 | 0 | 0 | 0 | 0 | 0 | 0 | 0 | 0 | 0 | 0 | 0 | 0 | 0 | 0 | 0 | 0 | 0 | 0 | 0 | 0
F4_Commercial_Lodging_Existing_Interior Lighting_Electric_High-Bay Lighting_E9 | F4 | Commercial | Lodging | Existing | Interior Lighting | Electric | High-Bay Lighting | E9 | RVT BC Ratio | 0 | 0 | 0 | 0 | 0 | 0 | 0 | 0 | 0 | 0 | 0 | 0 | 0 | 0 | 0 | 0 | 0 | 0 | 0 | 0 | 0 | 0 | 0 | 0 | 0 | 0 | 0 | 0 | 0 | 0
F4_Commercial_Lodging_Existing_Interior Lighting_Electric_High-Bay Lighting_E10 | F4 | Commercial | Lodging | Existing | Interior Lighting | Electric | High-Bay Lighting | E10 | RVT BC Ratio | 0 | 0 | 0 | 0 | 0 | 0 | 0 | 0 | 0 | 0 | 0 | 0 | 0 | 0 | 0 | 0 | 0 | 0 | 0 | 0 | 0 | 0 | 0 | 0 | 0 | 0 | 0 | 0 | 0 | 0
F5_Commercial_Lodging_Existing_Interior Lighting_Electric_High-Bay Lighting_E1 | F5 | Commercial | Lodging | Existing | Interior Lighting | Electric | High-Bay Lighting | E1 | RIM BC Ratio | 0 | 0 | 0 | 0 | 0 | 0 | 0 | 0 | 0 | 0 | 0 | 0 | 0 | 0 | 0 | 0 | 0 | 0 | 0 | 0 | 0 | 0 | 0 | 0 | 0 | 0 | 0 | 0 | 0 | 0
F5_Commercial_Lodging_Existing_Interior Lighting_Electric_High-Bay Lighting_E2 | F5 | Commercial | Lodging | Existing | Interior Lighting | Electric | High-Bay Lighting | E2 | RIM BC Ratio | 0 | 0 | 0 | 0 | 0 | 0 | 0 | 0 | 0 | 0 | 0 | 0 | 0 | 0 | 0 | 0 | 0 | 0 | 0 | 0 | 0 | 0 | 0 | 0 | 0 | 0 | 0 | 0 | 0 | 0
F5_Commercial_Lodging_Existing_Interior Lighting_Electric_High-Bay Lighting_E3 | F5 | Commercial | Lodging | Existing | Interior Lighting | Electric | High-Bay Lighting | E3 | RIM BC Ratio | 0 | 0 | 0 | 0 | 0 | 0 | 0 | 0 | 0 | 0 | 0 | 0 | 0 | 0 | 0 | 0 | 0 | 0 | 0 | 0 | 0 | 0 | 0 | 0 | 0 | 0 | 0 | 0 | 0 | 0
F5_Commercial_Lodging_Existing_Interior Lighting_Electric_High-Bay Lighting_E4 | F5 | Commercial | Lodging | Existing | Interior Lighting | Electric | High-Bay Lighting | E4 | RIM BC Ratio | 0 | 0 | 0 | 0 | 0 | 0 | 0 | 0 | 0 | 0 | 0 | 0 | 0 | 0 | 0 | 0 | 0 | 0 | 0 | 0 | 0 | 0 | 0 | 0 | 0 | 0 | 0 | 0 | 0 | 0
F5_Commercial_Lodging_Existing_Interior Lighting_Electric_High-Bay Lighting_E5 | F5 | Commercial | Lodging | Existing | Interior Lighting | Electric | High-Bay Lighting | E5 | RIM BC Ratio | 0 | 0 | 0 | 0 | 0 | 0 | 0 | 0 | 0 | 0 | 0 | 0 | 0 | 0 | 0 | 0 | 0 | 0 | 0 | 0 | 0 | 0 | 0 | 0 | 0 | 0 | 0 | 0 | 0 | 0
F5_Commercial_Lodging_Existing_Interior Lighting_Electric_High-Bay Lighting_E6 | F5 | Commercial | Lodging | Existing | Interior Lighting | Electric | High-Bay Lighting | E6 | RIM BC Ratio | 0 | 0 | 0 | 0 | 0 | 0 | 0 | 0 | 0 | 0 | 0 | 0 | 0 | 0 | 0 | 0 | 0 | 0 | 0 | 0 | 0 | 0 | 0 | 0 | 0 | 0 | 0 | 0 | 0 | 0
F5_Commercial_Lodging_Existing_Interior Lighting_Electric_High-Bay Lighting_E7 | F5 | Commercial | Lodging | Existing | Interior Lighting | Electric | High-Bay Lighting | E7 | RIM BC Ratio | 0 | 0 | 0 | 0 | 0 | 0 | 0 | 0 | 0 | 0 | 0 | 0 | 0 | 0 | 0 | 0 | 0 | 0 | 0 | 0 | 0 | 0 | 0 | 0 | 0 | 0 | 0 | 0 | 0 | 0
F5_Commercial_Lodging_Existing_Interior Lighting_Electric_High-Bay Lighting_E8 | F5 | Commercial | Lodging | Existing | Interior Lighting | Electric | High-Bay Lighting | E8 | RIM BC Ratio | 0 | 0 | 0 | 0 | 0 | 0 | 0 | 0 | 0 | 0 | 0 | 0 | 0 | 0 | 0 | 0 | 0 | 0 | 0 | 0 | 0 | 0 | 0 | 0 | 0 | 0 | 0 | 0 | 0 | 0
F5_Commercial_Lodging_Existing_Interior Lighting_Electric_High-Bay Lighting_E9 | F5 | Commercial | Lodging | Existing | Interior Lighting | Electric | High-Bay Lighting | E9 | RIM BC Ratio | 0 | 0 | 0 | 0 | 0 | 0 | 0 | 0 | 0 | 0 | 0 | 0 | 0 | 0 | 0 | 0 | 0 | 0 | 0 | 0 | 0 | 0 | 0 | 0 | 0 | 0 | 0 | 0 | 0 | 0
F5_Commercial_Lodging_Existing_Interior Lighting_Electric_High-Bay Lighting_E10 | F5 | Commercial | Lodging | Existing | Interior Lighting | Electric | High-Bay Lighting | E10 | RIM BC Ratio | 0 | 0 | 0 | 0 | 0 | 0 | 0 | 0 | 0 | 0 | 0 | 0 | 0 | 0 | 0 | 0 | 0 | 0 | 0 | 0 | 0 | 0 | 0 | 0 | 0 | 0 | 0 | 0 | 0 | 0
F0_Commercial_Lodging_Existing_Interior Lighting_Electric_Linear Lighting_E0 | F0 | Commercial | Lodging | Existing | Interior Lighting | Electric | Linear Lighting | E0 | Economic Unit | 0 | 0 | 0 | 0 | 0 | 0 | 0 | 0 | 0 | 0 | 0 | 0 | 0 | 0 | 0 | 0 | 0 | 0 | 0 | 0 | 0 | 0 | 0 | 0 | 0 | 0 | 0 | 0 | 0 | 0
F1_Commercial_Lodging_Existing_Interior Lighting_Electric_Linear Lighting_E1 | F1 | Commercial | Lodging | Existing | Interior Lighting | Electric | Linear Lighting | E1 | CCE | 0 | 0 | 0 | 0 | 0 | 0 | 0 | 0 | 0 | 0 | 0 | 0 | 0 | 0 | 0 | 0 | 0 | 0 | 0 | 0 | 0 | 0 | 0 | 0 | 0 | 0 | 0 | 0 | 0 | 0
F1_Commercial_Lodging_Existing_Interior Lighting_Electric_Linear Lighting_E2 | F1 | Commercial | Lodging | Existing | Interior Lighting | Electric | Linear Lighting | E2 | CCE | 0 | 0 | 0 | 0 | 0 | 0 | 0 | 0 | 0 | 0 | 0 | 0 | 0 | 0 | 0 | 0 | 0 | 0 | 0 | 0 | 0 | 0 | 0 | 0 | 0 | 0 | 0 | 0 | 0 | 0
F1_Commercial_Lodging_Existing_Interior Lighting_Electric_Linear Lighting_E3 | F1 | Commercial | Lodging | Existing | Interior Lighting | Electric | Linear Lighting | E3 | CCE | 0 | 0 | 0 | 0 | 0 | 0 | 0 | 0 | 0 | 0 | 0 | 0 | 0 | 0 | 0 | 0 | 0 | 0 | 0 | 0 | 0 | 0 | 0 | 0 | 0 | 0 | 0 | 0 | 0 | 0
F1_Commercial_Lodging_Existing_Interior Lighting_Electric_Linear Lighting_E4 | F1 | Commercial | Lodging | Existing | Interior Lighting | Electric | Linear Lighting | E4 | CCE | 0 | 0 | 0 | 0 | 0 | 0 | 0 | 0 | 0 | 0 | 0 | 0 | 0 | 0 | 0 | 0 | 0 | 0 | 0 | 0 | 0 | 0 | 0 | 0 | 0 | 0 | 0 | 0 | 0 | 0
F1_Commercial_Lodging_Existing_Interior Lighting_Electric_Linear Lighting_E5 | F1 | Commercial | Lodging | Existing | Interior Lighting | Electric | Linear Lighting | E5 | CCE | 0 | 0 | 0 | 0 | 0 | 0 | 0 | 0 | 0 | 0 | 0 | 0 | 0 | 0 | 0 | 0 | 0 | 0 | 0 | 0 | 0 | 0 | 0 | 0 | 0 | 0 | 0 | 0 | 0 | 0
F1_Commercial_Lodging_Existing_Interior Lighting_Electric_Linear Lighting_E6 | F1 | Commercial | Lodging | Existing | Interior Lighting | Electric | Linear Lighting | E6 | CCE | 0 | 0 | 0 | 0 | 0 | 0 | 0 | 0 | 0 | 0 | 0 | 0 | 0 | 0 | 0 | 0 | 0 | 0 | 0 | 0 | 0 | 0 | 0 | 0 | 0 | 0 | 0 | 0 | 0 | 0
F1_Commercial_Lodging_Existing_Interior Lighting_Electric_Linear Lighting_E7 | F1 | Commercial | Lodging | Existing | Interior Lighting | Electric | Linear Lighting | E7 | CCE | 0 | 0 | 0 | 0 | 0 | 0 | 0 | 0 | 0 | 0 | 0 | 0 | 0 | 0 | 0 | 0 | 0 | 0 | 0 | 0 | 0 | 0 | 0 | 0 | 0 | 0 | 0 | 0 | 0 | 0
F1_Commercial_Lodging_Existing_Interior Lighting_Electric_Linear Lighting_E8 | F1 | Commercial | Lodging | Existing | Interior Lighting | Electric | Linear Lighting | E8 | CCE | 0 | 0 | 0 | 0 | 0 | 0 | 0 | 0 | 0 | 0 | 0 | 0 | 0 | 0 | 0 | 0 | 0 | 0 | 0 | 0 | 0 | 0 | 0 | 0 | 0 | 0 | 0 | 0 | 0 | 0
F1_Commercial_Lodging_Existing_Interior Lighting_Electric_Linear Lighting_E9 | F1 | Commercial | Lodging | Existing | Interior Lighting | Electric | Linear Lighting | E9 | CCE | 0 | 0 | 0 | 0 | 0 | 0 | 0 | 0 | 0 | 0 | 0 | 0 | 0 | 0 | 0 | 0 | 0 | 0 | 0 | 0 | 0 | 0 | 0 | 0 | 0 | 0 | 0 | 0 | 0 | 0
F1_Commercial_Lodging_Existing_Interior Lighting_Electric_Linear Lighting_E10 | F1 | Commercial | Lodging | Existing | Interior Lighting | Electric | Linear Lighting | E10 | CCE | 0 | 0 | 0 | 0 | 0 | 0 | 0 | 0 | 0 | 0 | 0 | 0 | 0 | 0 | 0 | 0 | 0 | 0 | 0 | 0 | 0 | 0 | 0 | 0 | 0 | 0 | 0 | 0 | 0 | 0
F2_Commercial_Lodging_Existing_Interior Lighting_Electric_Linear Lighting_E1 | F2 | Commercial | Lodging | Existing | Interior Lighting | Electric | Linear Lighting | E1 | TRC BC Ratio | 0 | 0 | 0 | 0 | 0 | 0 | 0 | 0 | 0 | 0 | 0 | 0 | 0 | 0 | 0 | 0 | 0 | 0 | 0 | 0 | 0 | 0 | 0 | 0 | 0 | 0 | 0 | 0 | 0 | 0
F2_Commercial_Lodging_Existing_Interior Lighting_Electric_Linear Lighting_E2 | F2 | Commercial | Lodging | Existing | Interior Lighting | Electric | Linear Lighting | E2 | TRC BC Ratio | 0 | 0 | 0 | 0 | 0 | 0 | 0 | 0 | 0 | 0 | 0 | 0 | 0 | 0 | 0 | 0 | 0 | 0 | 0 | 0 | 0 | 0 | 0 | 0 | 0 | 0 | 0 | 0 | 0 | 0
F2_Commercial_Lodging_Existing_Interior Lighting_Electric_Linear Lighting_E3 | F2 | Commercial | Lodging | Existing | Interior Lighting | Electric | Linear Lighting | E3 | TRC BC Ratio | 0 | 0 | 0 | 0 | 0 | 0 | 0 | 0 | 0 | 0 | 0 | 0 | 0 | 0 | 0 | 0 | 0 | 0 | 0 | 0 | 0 | 0 | 0 | 0 | 0 | 0 | 0 | 0 | 0 | 0
F2_Commercial_Lodging_Existing_Interior Lighting_Electric_Linear Lighting_E4 | F2 | Commercial | Lodging | Existing | Interior Lighting | Electric | Linear Lighting | E4 | TRC BC Ratio | 0 | 0 | 0 | 0 | 0 | 0 | 0 | 0 | 0 | 0 | 0 | 0 | 0 | 0 | 0 | 0 | 0 | 0 | 0 | 0 | 0 | 0 | 0 | 0 | 0 | 0 | 0 | 0 | 0 | 0
F2_Commercial_Lodging_Existing_Interior Lighting_Electric_Linear Lighting_E5 | F2 | Commercial | Lodging | Existing | Interior Lighting | Electric | Linear Lighting | E5 | TRC BC Ratio | 0 | 0 | 0 | 0 | 0 | 0 | 0 | 0 | 0 | 0 | 0 | 0 | 0 | 0 | 0 | 0 | 0 | 0 | 0 | 0 | 0 | 0 | 0 | 0 | 0 | 0 | 0 | 0 | 0 | 0
F2_Commercial_Lodging_Existing_Interior Lighting_Electric_Linear Lighting_E6 | F2 | Commercial | Lodging | Existing | Interior Lighting | Electric | Linear Lighting | E6 | TRC BC Ratio | 0 | 0 | 0 | 0 | 0 | 0 | 0 | 0 | 0 | 0 | 0 | 0 | 0 | 0 | 0 | 0 | 0 | 0 | 0 | 0 | 0 | 0 | 0 | 0 | 0 | 0 | 0 | 0 | 0 | 0
F2_Commercial_Lodging_Existing_Interior Lighting_Electric_Linear Lighting_E7 | F2 | Commercial | Lodging | Existing | Interior Lighting | Electric | Linear Lighting | E7 | TRC BC Ratio | 0 | 0 | 0 | 0 | 0 | 0 | 0 | 0 | 0 | 0 | 0 | 0 | 0 | 0 | 0 | 0 | 0 | 0 | 0 | 0 | 0 | 0 | 0 | 0 | 0 | 0 | 0 | 0 | 0 | 0
F2_Commercial_Lodging_Existing_Interior Lighting_Electric_Linear Lighting_E8 | F2 | Commercial | Lodging | Existing | Interior Lighting | Electric | Linear Lighting | E8 | TRC BC Ratio | 0 | 0 | 0 | 0 | 0 | 0 | 0 | 0 | 0 | 0 | 0 | 0 | 0 | 0 | 0 | 0 | 0 | 0 | 0 | 0 | 0 | 0 | 0 | 0 | 0 | 0 | 0 | 0 | 0 | 0
F2_Commercial_Lodging_Existing_Interior Lighting_Electric_Linear Lighting_E9 | F2 | Commercial | Lodging | Existing | Interior Lighting | Electric | Linear Lighting | E9 | TRC BC Ratio | 0 | 0 | 0 | 0 | 0 | 0 | 0 | 0 | 0 | 0 | 0 | 0 | 0 | 0 | 0 | 0 | 0 | 0 | 0 | 0 | 0 | 0 | 0 | 0 | 0 | 0 | 0 | 0 | 0 | 0
F2_Commercial_Lodging_Existing_Interior Lighting_Electric_Linear Lighting_E10 | F2 | Commercial | Lodging | Existing | Interior Lighting | Electric | Linear Lighting | E10 | TRC BC Ratio | 0 | 0 | 0 | 0 | 0 | 0 | 0 | 0 | 0 | 0 | 0 | 0 | 0 | 0 | 0 | 0 | 0 | 0 | 0 | 0 | 0 | 0 | 0 | 0 | 0 | 0 | 0 | 0 | 0 | 0
F3_Commercial_Lodging_Existing_Interior Lighting_Electric_Linear Lighting_E1 | F3 | Commercial | Lodging | Existing | Interior Lighting | Electric | Linear Lighting | E1 | PACT BC Ratio | 0 | 0 | 0 | 0 | 0 | 0 | 0 | 0 | 0 | 0 | 0 | 0 | 0 | 0 | 0 | 0 | 0 | 0 | 0 | 0 | 0 | 0 | 0 | 0 | 0 | 0 | 0 | 0 | 0 | 0
F3_Commercial_Lodging_Existing_Interior Lighting_Electric_Linear Lighting_E2 | F3 | Commercial | Lodging | Existing | Interior Lighting | Electric | Linear Lighting | E2 | PACT BC Ratio | 0 | 0 | 0 | 0 | 0 | 0 | 0 | 0 | 0 | 0 | 0 | 0 | 0 | 0 | 0 | 0 | 0 | 0 | 0 | 0 | 0 | 0 | 0 | 0 | 0 | 0 | 0 | 0 | 0 | 0
F3_Commercial_Lodging_Existing_Interior Lighting_Electric_Linear Lighting_E3 | F3 | Commercial | Lodging | Existing | Interior Lighting | Electric | Linear Lighting | E3 | PACT BC Ratio | 0 | 0 | 0 | 0 | 0 | 0 | 0 | 0 | 0 | 0 | 0 | 0 | 0 | 0 | 0 | 0 | 0 | 0 | 0 | 0 | 0 | 0 | 0 | 0 | 0 | 0 | 0 | 0 | 0 | 0
F3_Commercial_Lodging_Existing_Interior Lighting_Electric_Linear Lighting_E4 | F3 | Commercial | Lodging | Existing | Interior Lighting | Electric | Linear Lighting | E4 | PACT BC Ratio | 0 | 0 | 0 | 0 | 0 | 0 | 0 | 0 | 0 | 0 | 0 | 0 | 0 | 0 | 0 | 0 | 0 | 0 | 0 | 0 | 0 | 0 | 0 | 0 | 0 | 0 | 0 | 0 | 0 | 0
F3_Commercial_Lodging_Existing_Interior Lighting_Electric_Linear Lighting_E5 | F3 | Commercial | Lodging | Existing | Interior Lighting | Electric | Linear Lighting | E5 | PACT BC Ratio | 0 | 0 | 0 | 0 | 0 | 0 | 0 | 0 | 0 | 0 | 0 | 0 | 0 | 0 | 0 | 0 | 0 | 0 | 0 | 0 | 0 | 0 | 0 | 0 | 0 | 0 | 0 | 0 | 0 | 0
F3_Commercial_Lodging_Existing_Interior Lighting_Electric_Linear Lighting_E6 | F3 | Commercial | Lodging | Existing | Interior Lighting | Electric | Linear Lighting | E6 | PACT BC Ratio | 0 | 0 | 0 | 0 | 0 | 0 | 0 | 0 | 0 | 0 | 0 | 0 | 0 | 0 | 0 | 0 | 0 | 0 | 0 | 0 | 0 | 0 | 0 | 0 | 0 | 0 | 0 | 0 | 0 | 0
F3_Commercial_Lodging_Existing_Interior Lighting_Electric_Linear Lighting_E7 | F3 | Commercial | Lodging | Existing | Interior Lighting | Electric | Linear Lighting | E7 | PACT BC Ratio | 0 | 0 | 0 | 0 | 0 | 0 | 0 | 0 | 0 | 0 | 0 | 0 | 0 | 0 | 0 | 0 | 0 | 0 | 0 | 0 | 0 | 0 | 0 | 0 | 0 | 0 | 0 | 0 | 0 | 0
F3_Commercial_Lodging_Existing_Interior Lighting_Electric_Linear Lighting_E8 | F3 | Commercial | Lodging | Existing | Interior Lighting | Electric | Linear Lighting | E8 | PACT BC Ratio | 0 | 0 | 0 | 0 | 0 | 0 | 0 | 0 | 0 | 0 | 0 | 0 | 0 | 0 | 0 | 0 | 0 | 0 | 0 | 0 | 0 | 0 | 0 | 0 | 0 | 0 | 0 | 0 | 0 | 0
F3_Commercial_Lodging_Existing_Interior Lighting_Electric_Linear Lighting_E9 | F3 | Commercial | Lodging | Existing | Interior Lighting | Electric | Linear Lighting | E9 | PACT BC Ratio | 0 | 0 | 0 | 0 | 0 | 0 | 0 | 0 | 0 | 0 | 0 | 0 | 0 | 0 | 0 | 0 | 0 | 0 | 0 | 0 | 0 | 0 | 0 | 0 | 0 | 0 | 0 | 0 | 0 | 0
F3_Commercial_Lodging_Existing_Interior Lighting_Electric_Linear Lighting_E10 | F3 | Commercial | Lodging | Existing | Interior Lighting | Electric | Linear Lighting | E10 | PACT BC Ratio | 0 | 0 | 0 | 0 | 0 | 0 | 0 | 0 | 0 | 0 | 0 | 0 | 0 | 0 | 0 | 0 | 0 | 0 | 0 | 0 | 0 | 0 | 0 | 0 | 0 | 0 | 0 | 0 | 0 | 0
F4_Commercial_Lodging_Existing_Interior Lighting_Electric_Linear Lighting_E1 | F4 | Commercial | Lodging | Existing | Interior Lighting | Electric | Linear Lighting | E1 | RVT BC Ratio | 0 | 0 | 0 | 0 | 0 | 0 | 0 | 0 | 0 | 0 | 0 | 0 | 0 | 0 | 0 | 0 | 0 | 0 | 0 | 0 | 0 | 0 | 0 | 0 | 0 | 0 | 0 | 0 | 0 | 0
F4_Commercial_Lodging_Existing_Interior Lighting_Electric_Linear Lighting_E2 | F4 | Commercial | Lodging | Existing | Interior Lighting | Electric | Linear Lighting | E2 | RVT BC Ratio | 0 | 0 | 0 | 0 | 0 | 0 | 0 | 0 | 0 | 0 | 0 | 0 | 0 | 0 | 0 | 0 | 0 | 0 | 0 | 0 | 0 | 0 | 0 | 0 | 0 | 0 | 0 | 0 | 0 | 0
F4_Commercial_Lodging_Existing_Interior Lighting_Electric_Linear Lighting_E3 | F4 | Commercial | Lodging | Existing | Interior Lighting | Electric | Linear Lighting | E3 | RVT BC Ratio | 0 | 0 | 0 | 0 | 0 | 0 | 0 | 0 | 0 | 0 | 0 | 0 | 0 | 0 | 0 | 0 | 0 | 0 | 0 | 0 | 0 | 0 | 0 | 0 | 0 | 0 | 0 | 0 | 0 | 0
F4_Commercial_Lodging_Existing_Interior Lighting_Electric_Linear Lighting_E4 | F4 | Commercial | Lodging | Existing | Interior Lighting | Electric | Linear Lighting | E4 | RVT BC Ratio | 0 | 0 | 0 | 0 | 0 | 0 | 0 | 0 | 0 | 0 | 0 | 0 | 0 | 0 | 0 | 0 | 0 | 0 | 0 | 0 | 0 | 0 | 0 | 0 | 0 | 0 | 0 | 0 | 0 | 0
F4_Commercial_Lodging_Existing_Interior Lighting_Electric_Linear Lighting_E5 | F4 | Commercial | Lodging | Existing | Interior Lighting | Electric | Linear Lighting | E5 | RVT BC Ratio | 0 | 0 | 0 | 0 | 0 | 0 | 0 | 0 | 0 | 0 | 0 | 0 | 0 | 0 | 0 | 0 | 0 | 0 | 0 | 0 | 0 | 0 | 0 | 0 | 0 | 0 | 0 | 0 | 0 | 0
F4_Commercial_Lodging_Existing_Interior Lighting_Electric_Linear Lighting_E6 | F4 | Commercial | Lodging | Existing | Interior Lighting | Electric | Linear Lighting | E6 | RVT BC Ratio | 0 | 0 | 0 | 0 | 0 | 0 | 0 | 0 | 0 | 0 | 0 | 0 | 0 | 0 | 0 | 0 | 0 | 0 | 0 | 0 | 0 | 0 | 0 | 0 | 0 | 0 | 0 | 0 | 0 | 0
F4_Commercial_Lodging_Existing_Interior Lighting_Electric_Linear Lighting_E7 | F4 | Commercial | Lodging | Existing | Interior Lighting | Electric | Linear Lighting | E7 | RVT BC Ratio | 0 | 0 | 0 | 0 | 0 | 0 | 0 | 0 | 0 | 0 | 0 | 0 | 0 | 0 | 0 | 0 | 0 | 0 | 0 | 0 | 0 | 0 | 0 | 0 | 0 | 0 | 0 | 0 | 0 | 0
F4_Commercial_Lodging_Existing_Interior Lighting_Electric_Linear Lighting_E8 | F4 | Commercial | Lodging | Existing | Interior Lighting | Electric | Linear Lighting | E8 | RVT BC Ratio | 0 | 0 | 0 | 0 | 0 | 0 | 0 | 0 | 0 | 0 | 0 | 0 | 0 | 0 | 0 | 0 | 0 | 0 | 0 | 0 | 0 | 0 | 0 | 0 | 0 | 0 | 0 | 0 | 0 | 0
F4_Commercial_Lodging_Existing_Interior Lighting_Electric_Linear Lighting_E9 | F4 | Commercial | Lodging | Existing | Interior Lighting | Electric | Linear Lighting | E9 | RVT BC Ratio | 0 | 0 | 0 | 0 | 0 | 0 | 0 | 0 | 0 | 0 | 0 | 0 | 0 | 0 | 0 | 0 | 0 | 0 | 0 | 0 | 0 | 0 | 0 | 0 | 0 | 0 | 0 | 0 | 0 | 0
F4_Commercial_Lodging_Existing_Interior Lighting_Electric_Linear Lighting_E10 | F4 | Commercial | Lodging | Existing | Interior Lighting | Electric | Linear Lighting | E10 | RVT BC Ratio | 0 | 0 | 0 | 0 | 0 | 0 | 0 | 0 | 0 | 0 | 0 | 0 | 0 | 0 | 0 | 0 | 0 | 0 | 0 | 0 | 0 | 0 | 0 | 0 | 0 | 0 | 0 | 0 | 0 | 0
F5_Commercial_Lodging_Existing_Interior Lighting_Electric_Linear Lighting_E1 | F5 | Commercial | Lodging | Existing | Interior Lighting | Electric | Linear Lighting | E1 | RIM BC Ratio | 0 | 0 | 0 | 0 | 0 | 0 | 0 | 0 | 0 | 0 | 0 | 0 | 0 | 0 | 0 | 0 | 0 | 0 | 0 | 0 | 0 | 0 | 0 | 0 | 0 | 0 | 0 | 0 | 0 | 0
F5_Commercial_Lodging_Existing_Interior Lighting_Electric_Linear Lighting_E2 | F5 | Commercial | Lodging | Existing | Interior Lighting | Electric | Linear Lighting | E2 | RIM BC Ratio | 0 | 0 | 0 | 0 | 0 | 0 | 0 | 0 | 0 | 0 | 0 | 0 | 0 | 0 | 0 | 0 | 0 | 0 | 0 | 0 | 0 | 0 | 0 | 0 | 0 | 0 | 0 | 0 | 0 | 0
F5_Commercial_Lodging_Existing_Interior Lighting_Electric_Linear Lighting_E3 | F5 | Commercial | Lodging | Existing | Interior Lighting | Electric | Linear Lighting | E3 | RIM BC Ratio | 0 | 0 | 0 | 0 | 0 | 0 | 0 | 0 | 0 | 0 | 0 | 0 | 0 | 0 | 0 | 0 | 0 | 0 | 0 | 0 | 0 | 0 | 0 | 0 | 0 | 0 | 0 | 0 | 0 | 0
F5_Commercial_Lodging_Existing_Interior Lighting_Electric_Linear Lighting_E4 | F5 | Commercial | Lodging | Existing | Interior Lighting | Electric | Linear Lighting | E4 | RIM BC Ratio | 0 | 0 | 0 | 0 | 0 | 0 | 0 | 0 | 0 | 0 | 0 | 0 | 0 | 0 | 0 | 0 | 0 | 0 | 0 | 0 | 0 | 0 | 0 | 0 | 0 | 0 | 0 | 0 | 0 | 0
F5_Commercial_Lodging_Existing_Interior Lighting_Electric_Linear Lighting_E5 | F5 | Commercial | Lodging | Existing | Interior Lighting | Electric | Linear Lighting | E5 | RIM BC Ratio | 0 | 0 | 0 | 0 | 0 | 0 | 0 | 0 | 0 | 0 | 0 | 0 | 0 | 0 | 0 | 0 | 0 | 0 | 0 | 0 | 0 | 0 | 0 | 0 | 0 | 0 | 0 | 0 | 0 | 0
F5_Commercial_Lodging_Existing_Interior Lighting_Electric_Linear Lighting_E6 | F5 | Commercial | Lodging | Existing | Interior Lighting | Electric | Linear Lighting | E6 | RIM BC Ratio | 0 | 0 | 0 | 0 | 0 | 0 | 0 | 0 | 0 | 0 | 0 | 0 | 0 | 0 | 0 | 0 | 0 | 0 | 0 | 0 | 0 | 0 | 0 | 0 | 0 | 0 | 0 | 0 | 0 | 0
F5_Commercial_Lodging_Existing_Interior Lighting_Electric_Linear Lighting_E7 | F5 | Commercial | Lodging | Existing | Interior Lighting | Electric | Linear Lighting | E7 | RIM BC Ratio | 0 | 0 | 0 | 0 | 0 | 0 | 0 | 0 | 0 | 0 | 0 | 0 | 0 | 0 | 0 | 0 | 0 | 0 | 0 | 0 | 0 | 0 | 0 | 0 | 0 | 0 | 0 | 0 | 0 | 0
F5_Commercial_Lodging_Existing_Interior Lighting_Electric_Linear Lighting_E8 | F5 | Commercial | Lodging | Existing | Interior Lighting | Electric | Linear Lighting | E8 | RIM BC Ratio | 0 | 0 | 0 | 0 | 0 | 0 | 0 | 0 | 0 | 0 | 0 | 0 | 0 | 0 | 0 | 0 | 0 | 0 | 0 | 0 | 0 | 0 | 0 | 0 | 0 | 0 | 0 | 0 | 0 | 0
F5_Commercial_Lodging_Existing_Interior Lighting_Electric_Linear Lighting_E9 | F5 | Commercial | Lodging | Existing | Interior Lighting | Electric | Linear Lighting | E9 | RIM BC Ratio | 0 | 0 | 0 | 0 | 0 | 0 | 0 | 0 | 0 | 0 | 0 | 0 | 0 | 0 | 0 | 0 | 0 | 0 | 0 | 0 | 0 | 0 | 0 | 0 | 0 | 0 | 0 | 0 | 0 | 0
F5_Commercial_Lodging_Existing_Interior Lighting_Electric_Linear Lighting_E10 | F5 | Commercial | Lodging | Existing | Interior Lighting | Electric | Linear Lighting | E10 | RIM BC Ratio | 0 | 0 | 0 | 0 | 0 | 0 | 0 | 0 | 0 | 0 | 0 | 0 | 0 | 0 | 0 | 0 | 0 | 0 | 0 | 0 | 0 | 0 | 0 | 0 | 0 | 0 | 0 | 0 | 0 | 0
F0_Commercial_Lodging_Existing_Exterior Lighting_Electric_General Service Lighting_E0 | F0 | Commercial | Lodging | Existing | Exterior Lighting | Electric | General Service Lighting | E0 | Economic Unit | 0 | 0 | 0 | 0 | 0 | 0 | 0 | 0 | 0 | 0 | 0 | 0 | 0 | 0 | 0 | 0 | 0 | 0 | 0 | 0 | 0 | 0 | 0 | 0 | 0 | 0 | 0 | 0 | 0 | 0
F1_Commercial_Lodging_Existing_Exterior Lighting_Electric_General Service Lighting_E1 | F1 | Commercial | Lodging | Existing | Exterior Lighting | Electric | General Service Lighting | E1 | CCE | 0 | 0 | 0 | 0 | 0 | 0 | 0 | 0 | 0 | 0 | 0 | 0 | 0 | 0 | 0 | 0 | 0 | 0 | 0 | 0 | 0 | 0 | 0 | 0 | 0 | 0 | 0 | 0 | 0 | 0
F1_Commercial_Lodging_Existing_Exterior Lighting_Electric_General Service Lighting_E2 | F1 | Commercial | Lodging | Existing | Exterior Lighting | Electric | General Service Lighting | E2 | CCE | 0 | 0 | 0 | 0 | 0 | 0 | 0 | 0 | 0 | 0 | 0 | 0 | 0 | 0 | 0 | 0 | 0 | 0 | 0 | 0 | 0 | 0 | 0 | 0 | 0 | 0 | 0 | 0 | 0 | 0
F1_Commercial_Lodging_Existing_Exterior Lighting_Electric_General Service Lighting_E3 | F1 | Commercial | Lodging | Existing | Exterior Lighting | Electric | General Service Lighting | E3 | CCE | 0 | 0 | 0 | 0 | 0 | 0 | 0 | 0 | 0 | 0 | 0 | 0 | 0 | 0 | 0 | 0 | 0 | 0 | 0 | 0 | 0 | 0 | 0 | 0 | 0 | 0 | 0 | 0 | 0 | 0
F1_Commercial_Lodging_Existing_Exterior Lighting_Electric_General Service Lighting_E4 | F1 | Commercial | Lodging | Existing | Exterior Lighting | Electric | General Service Lighting | E4 | CCE | 0 | 0 | 0 | 0 | 0 | 0 | 0 | 0 | 0 | 0 | 0 | 0 | 0 | 0 | 0 | 0 | 0 | 0 | 0 | 0 | 0 | 0 | 0 | 0 | 0 | 0 | 0 | 0 | 0 | 0
F1_Commercial_Lodging_Existing_Exterior Lighting_Electric_General Service Lighting_E5 | F1 | Commercial | Lodging | Existing | Exterior Lighting | Electric | General Service Lighting | E5 | CCE | 0 | 0 | 0 | 0 | 0 | 0 | 0 | 0 | 0 | 0 | 0 | 0 | 0 | 0 | 0 | 0 | 0 | 0 | 0 | 0 | 0 | 0 | 0 | 0 | 0 | 0 | 0 | 0 | 0 | 0
F1_Commercial_Lodging_Existing_Exterior Lighting_Electric_General Service Lighting_E6 | F1 | Commercial | Lodging | Existing | Exterior Lighting | Electric | General Service Lighting | E6 | CCE | 0 | 0 | 0 | 0 | 0 | 0 | 0 | 0 | 0 | 0 | 0 | 0 | 0 | 0 | 0 | 0 | 0 | 0 | 0 | 0 | 0 | 0 | 0 | 0 | 0 | 0 | 0 | 0 | 0 | 0
F1_Commercial_Lodging_Existing_Exterior Lighting_Electric_General Service Lighting_E7 | F1 | Commercial | Lodging | Existing | Exterior Lighting | Electric | General Service Lighting | E7 | CCE | 0 | 0 | 0 | 0 | 0 | 0 | 0 | 0 | 0 | 0 | 0 | 0 | 0 | 0 | 0 | 0 | 0 | 0 | 0 | 0 | 0 | 0 | 0 | 0 | 0 | 0 | 0 | 0 | 0 | 0
F1_Commercial_Lodging_Existing_Exterior Lighting_Electric_General Service Lighting_E8 | F1 | Commercial | Lodging | Existing | Exterior Lighting | Electric | General Service Lighting | E8 | CCE | 0 | 0 | 0 | 0 | 0 | 0 | 0 | 0 | 0 | 0 | 0 | 0 | 0 | 0 | 0 | 0 | 0 | 0 | 0 | 0 | 0 | 0 | 0 | 0 | 0 | 0 | 0 | 0 | 0 | 0
F1_Commercial_Lodging_Existing_Exterior Lighting_Electric_General Service Lighting_E9 | F1 | Commercial | Lodging | Existing | Exterior Lighting | Electric | General Service Lighting | E9 | CCE | 0 | 0 | 0 | 0 | 0 | 0 | 0 | 0 | 0 | 0 | 0 | 0 | 0 | 0 | 0 | 0 | 0 | 0 | 0 | 0 | 0 | 0 | 0 | 0 | 0 | 0 | 0 | 0 | 0 | 0
F1_Commercial_Lodging_Existing_Exterior Lighting_Electric_General Service Lighting_E10 | F1 | Commercial | Lodging | Existing | Exterior Lighting | Electric | General Service Lighting | E10 | CCE | 0 | 0 | 0 | 0 | 0 | 0 | 0 | 0 | 0 | 0 | 0 | 0 | 0 | 0 | 0 | 0 | 0 | 0 | 0 | 0 | 0 | 0 | 0 | 0 | 0 | 0 | 0 | 0 | 0 | 0
F2_Commercial_Lodging_Existing_Exterior Lighting_Electric_General Service Lighting_E1 | F2 | Commercial | Lodging | Existing | Exterior Lighting | Electric | General Service Lighting | E1 | TRC BC Ratio | 0 | 0 | 0 | 0 | 0 | 0 | 0 | 0 | 0 | 0 | 0 | 0 | 0 | 0 | 0 | 0 | 0 | 0 | 0 | 0 | 0 | 0 | 0 | 0 | 0 | 0 | 0 | 0 | 0 | 0
F2_Commercial_Lodging_Existing_Exterior Lighting_Electric_General Service Lighting_E2 | F2 | Commercial | Lodging | Existing | Exterior Lighting | Electric | General Service Lighting | E2 | TRC BC Ratio | 0 | 0 | 0 | 0 | 0 | 0 | 0 | 0 | 0 | 0 | 0 | 0 | 0 | 0 | 0 | 0 | 0 | 0 | 0 | 0 | 0 | 0 | 0 | 0 | 0 | 0 | 0 | 0 | 0 | 0
F2_Commercial_Lodging_Existing_Exterior Lighting_Electric_General Service Lighting_E3 | F2 | Commercial | Lodging | Existing | Exterior Lighting | Electric | General Service Lighting | E3 | TRC BC Ratio | 0 | 0 | 0 | 0 | 0 | 0 | 0 | 0 | 0 | 0 | 0 | 0 | 0 | 0 | 0 | 0 | 0 | 0 | 0 | 0 | 0 | 0 | 0 | 0 | 0 | 0 | 0 | 0 | 0 | 0
F2_Commercial_Lodging_Existing_Exterior Lighting_Electric_General Service Lighting_E4 | F2 | Commercial | Lodging | Existing | Exterior Lighting | Electric | General Service Lighting | E4 | TRC BC Ratio | 0 | 0 | 0 | 0 | 0 | 0 | 0 | 0 | 0 | 0 | 0 | 0 | 0 | 0 | 0 | 0 | 0 | 0 | 0 | 0 | 0 | 0 | 0 | 0 | 0 | 0 | 0 | 0 | 0 | 0
F2_Commercial_Lodging_Existing_Exterior Lighting_Electric_General Service Lighting_E5 | F2 | Commercial | Lodging | Existing | Exterior Lighting | Electric | General Service Lighting | E5 | TRC BC Ratio | 0 | 0 | 0 | 0 | 0 | 0 | 0 | 0 | 0 | 0 | 0 | 0 | 0 | 0 | 0 | 0 | 0 | 0 | 0 | 0 | 0 | 0 | 0 | 0 | 0 | 0 | 0 | 0 | 0 | 0
F2_Commercial_Lodging_Existing_Exterior Lighting_Electric_General Service Lighting_E6 | F2 | Commercial | Lodging | Existing | Exterior Lighting | Electric | General Service Lighting | E6 | TRC BC Ratio | 0 | 0 | 0 | 0 | 0 | 0 | 0 | 0 | 0 | 0 | 0 | 0 | 0 | 0 | 0 | 0 | 0 | 0 | 0 | 0 | 0 | 0 | 0 | 0 | 0 | 0 | 0 | 0 | 0 | 0
F2_Commercial_Lodging_Existing_Exterior Lighting_Electric_General Service Lighting_E7 | F2 | Commercial | Lodging | Existing | Exterior Lighting | Electric | General Service Lighting | E7 | TRC BC Ratio | 0 | 0 | 0 | 0 | 0 | 0 | 0 | 0 | 0 | 0 | 0 | 0 | 0 | 0 | 0 | 0 | 0 | 0 | 0 | 0 | 0 | 0 | 0 | 0 | 0 | 0 | 0 | 0 | 0 | 0
F2_Commercial_Lodging_Existing_Exterior Lighting_Electric_General Service Lighting_E8 | F2 | Commercial | Lodging | Existing | Exterior Lighting | Electric | General Service Lighting | E8 | TRC BC Ratio | 0 | 0 | 0 | 0 | 0 | 0 | 0 | 0 | 0 | 0 | 0 | 0 | 0 | 0 | 0 | 0 | 0 | 0 | 0 | 0 | 0 | 0 | 0 | 0 | 0 | 0 | 0 | 0 | 0 | 0
F2_Commercial_Lodging_Existing_Exterior Lighting_Electric_General Service Lighting_E9 | F2 | Commercial | Lodging | Existing | Exterior Lighting | Electric | General Service Lighting | E9 | TRC BC Ratio | 0 | 0 | 0 | 0 | 0 | 0 | 0 | 0 | 0 | 0 | 0 | 0 | 0 | 0 | 0 | 0 | 0 | 0 | 0 | 0 | 0 | 0 | 0 | 0 | 0 | 0 | 0 | 0 | 0 | 0
F2_Commercial_Lodging_Existing_Exterior Lighting_Electric_General Service Lighting_E10 | F2 | Commercial | Lodging | Existing | Exterior Lighting | Electric | General Service Lighting | E10 | TRC BC Ratio | 0 | 0 | 0 | 0 | 0 | 0 | 0 | 0 | 0 | 0 | 0 | 0 | 0 | 0 | 0 | 0 | 0 | 0 | 0 | 0 | 0 | 0 | 0 | 0 | 0 | 0 | 0 | 0 | 0 | 0
F3_Commercial_Lodging_Existing_Exterior Lighting_Electric_General Service Lighting_E1 | F3 | Commercial | Lodging | Existing | Exterior Lighting | Electric | General Service Lighting | E1 | PACT BC Ratio | 0 | 0 | 0 | 0 | 0 | 0 | 0 | 0 | 0 | 0 | 0 | 0 | 0 | 0 | 0 | 0 | 0 | 0 | 0 | 0 | 0 | 0 | 0 | 0 | 0 | 0 | 0 | 0 | 0 | 0
F3_Commercial_Lodging_Existing_Exterior Lighting_Electric_General Service Lighting_E2 | F3 | Commercial | Lodging | Existing | Exterior Lighting | Electric | General Service Lighting | E2 | PACT BC Ratio | 0 | 0 | 0 | 0 | 0 | 0 | 0 | 0 | 0 | 0 | 0 | 0 | 0 | 0 | 0 | 0 | 0 | 0 | 0 | 0 | 0 | 0 | 0 | 0 | 0 | 0 | 0 | 0 | 0 | 0
F3_Commercial_Lodging_Existing_Exterior Lighting_Electric_General Service Lighting_E3 | F3 | Commercial | Lodging | Existing | Exterior Lighting | Electric | General Service Lighting | E3 | PACT BC Ratio | 0 | 0 | 0 | 0 | 0 | 0 | 0 | 0 | 0 | 0 | 0 | 0 | 0 | 0 | 0 | 0 | 0 | 0 | 0 | 0 | 0 | 0 | 0 | 0 | 0 | 0 | 0 | 0 | 0 | 0
F3_Commercial_Lodging_Existing_Exterior Lighting_Electric_General Service Lighting_E4 | F3 | Commercial | Lodging | Existing | Exterior Lighting | Electric | General Service Lighting | E4 | PACT BC Ratio | 0 | 0 | 0 | 0 | 0 | 0 | 0 | 0 | 0 | 0 | 0 | 0 | 0 | 0 | 0 | 0 | 0 | 0 | 0 | 0 | 0 | 0 | 0 | 0 | 0 | 0 | 0 | 0 | 0 | 0
F3_Commercial_Lodging_Existing_Exterior Lighting_Electric_General Service Lighting_E5 | F3 | Commercial | Lodging | Existing | Exterior Lighting | Electric | General Service Lighting | E5 | PACT BC Ratio | 0 | 0 | 0 | 0 | 0 | 0 | 0 | 0 | 0 | 0 | 0 | 0 | 0 | 0 | 0 | 0 | 0 | 0 | 0 | 0 | 0 | 0 | 0 | 0 | 0 | 0 | 0 | 0 | 0 | 0
F3_Commercial_Lodging_Existing_Exterior Lighting_Electric_General Service Lighting_E6 | F3 | Commercial | Lodging | Existing | Exterior Lighting | Electric | General Service Lighting | E6 | PACT BC Ratio | 0 | 0 | 0 | 0 | 0 | 0 | 0 | 0 | 0 | 0 | 0 | 0 | 0 | 0 | 0 | 0 | 0 | 0 | 0 | 0 | 0 | 0 | 0 | 0 | 0 | 0 | 0 | 0 | 0 | 0
F3_Commercial_Lodging_Existing_Exterior Lighting_Electric_General Service Lighting_E7 | F3 | Commercial | Lodging | Existing | Exterior Lighting | Electric | General Service Lighting | E7 | PACT BC Ratio | 0 | 0 | 0 | 0 | 0 | 0 | 0 | 0 | 0 | 0 | 0 | 0 | 0 | 0 | 0 | 0 | 0 | 0 | 0 | 0 | 0 | 0 | 0 | 0 | 0 | 0 | 0 | 0 | 0 | 0
F3_Commercial_Lodging_Existing_Exterior Lighting_Electric_General Service Lighting_E8 | F3 | Commercial | Lodging | Existing | Exterior Lighting | Electric | General Service Lighting | E8 | PACT BC Ratio | 0 | 0 | 0 | 0 | 0 | 0 | 0 | 0 | 0 | 0 | 0 | 0 | 0 | 0 | 0 | 0 | 0 | 0 | 0 | 0 | 0 | 0 | 0 | 0 | 0 | 0 | 0 | 0 | 0 | 0
F3_Commercial_Lodging_Existing_Exterior Lighting_Electric_General Service Lighting_E9 | F3 | Commercial | Lodging | Existing | Exterior Lighting | Electric | General Service Lighting | E9 | PACT BC Ratio | 0 | 0 | 0 | 0 | 0 | 0 | 0 | 0 | 0 | 0 | 0 | 0 | 0 | 0 | 0 | 0 | 0 | 0 | 0 | 0 | 0 | 0 | 0 | 0 | 0 | 0 | 0 | 0 | 0 | 0
F3_Commercial_Lodging_Existing_Exterior Lighting_Electric_General Service Lighting_E10 | F3 | Commercial | Lodging | Existing | Exterior Lighting | Electric | General Service Lighting | E10 | PACT BC Ratio | 0 | 0 | 0 | 0 | 0 | 0 | 0 | 0 | 0 | 0 | 0 | 0 | 0 | 0 | 0 | 0 | 0 | 0 | 0 | 0 | 0 | 0 | 0 | 0 | 0 | 0 | 0 | 0 | 0 | 0
F4_Commercial_Lodging_Existing_Exterior Lighting_Electric_General Service Lighting_E1 | F4 | Commercial | Lodging | Existing | Exterior Lighting | Electric | General Service Lighting | E1 | RVT BC Ratio | 0 | 0 | 0 | 0 | 0 | 0 | 0 | 0 | 0 | 0 | 0 | 0 | 0 | 0 | 0 | 0 | 0 | 0 | 0 | 0 | 0 | 0 | 0 | 0 | 0 | 0 | 0 | 0 | 0 | 0
F4_Commercial_Lodging_Existing_Exterior Lighting_Electric_General Service Lighting_E2 | F4 | Commercial | Lodging | Existing | Exterior Lighting | Electric | General Service Lighting | E2 | RVT BC Ratio | 0 | 0 | 0 | 0 | 0 | 0 | 0 | 0 | 0 | 0 | 0 | 0 | 0 | 0 | 0 | 0 | 0 | 0 | 0 | 0 | 0 | 0 | 0 | 0 | 0 | 0 | 0 | 0 | 0 | 0
F4_Commercial_Lodging_Existing_Exterior Lighting_Electric_General Service Lighting_E3 | F4 | Commercial | Lodging | Existing | Exterior Lighting | Electric | General Service Lighting | E3 | RVT BC Ratio | 0 | 0 | 0 | 0 | 0 | 0 | 0 | 0 | 0 | 0 | 0 | 0 | 0 | 0 | 0 | 0 | 0 | 0 | 0 | 0 | 0 | 0 | 0 | 0 | 0 | 0 | 0 | 0 | 0 | 0
F4_Commercial_Lodging_Existing_Exterior Lighting_Electric_General Service Lighting_E4 | F4 | Commercial | Lodging | Existing | Exterior Lighting | Electric | General Service Lighting | E4 | RVT BC Ratio | 0 | 0 | 0 | 0 | 0 | 0 | 0 | 0 | 0 | 0 | 0 | 0 | 0 | 0 | 0 | 0 | 0 | 0 | 0 | 0 | 0 | 0 | 0 | 0 | 0 | 0 | 0 | 0 | 0 | 0
F4_Commercial_Lodging_Existing_Exterior Lighting_Electric_General Service Lighting_E5 | F4 | Commercial | Lodging | Existing | Exterior Lighting | Electric | General Service Lighting | E5 | RVT BC Ratio | 0 | 0 | 0 | 0 | 0 | 0 | 0 | 0 | 0 | 0 | 0 | 0 | 0 | 0 | 0 | 0 | 0 | 0 | 0 | 0 | 0 | 0 | 0 | 0 | 0 | 0 | 0 | 0 | 0 | 0
F4_Commercial_Lodging_Existing_Exterior Lighting_Electric_General Service Lighting_E6 | F4 | Commercial | Lodging | Existing | Exterior Lighting | Electric | General Service Lighting | E6 | RVT BC Ratio | 0 | 0 | 0 | 0 | 0 | 0 | 0 | 0 | 0 | 0 | 0 | 0 | 0 | 0 | 0 | 0 | 0 | 0 | 0 | 0 | 0 | 0 | 0 | 0 | 0 | 0 | 0 | 0 | 0 | 0
F4_Commercial_Lodging_Existing_Exterior Lighting_Electric_General Service Lighting_E7 | F4 | Commercial | Lodging | Existing | Exterior Lighting | Electric | General Service Lighting | E7 | RVT BC Ratio | 0 | 0 | 0 | 0 | 0 | 0 | 0 | 0 | 0 | 0 | 0 | 0 | 0 | 0 | 0 | 0 | 0 | 0 | 0 | 0 | 0 | 0 | 0 | 0 | 0 | 0 | 0 | 0 | 0 | 0
F4_Commercial_Lodging_Existing_Exterior Lighting_Electric_General Service Lighting_E8 | F4 | Commercial | Lodging | Existing | Exterior Lighting | Electric | General Service Lighting | E8 | RVT BC Ratio | 0 | 0 | 0 | 0 | 0 | 0 | 0 | 0 | 0 | 0 | 0 | 0 | 0 | 0 | 0 | 0 | 0 | 0 | 0 | 0 | 0 | 0 | 0 | 0 | 0 | 0 | 0 | 0 | 0 | 0
F4_Commercial_Lodging_Existing_Exterior Lighting_Electric_General Service Lighting_E9 | F4 | Commercial | Lodging | Existing | Exterior Lighting | Electric | General Service Lighting | E9 | RVT BC Ratio | 0 | 0 | 0 | 0 | 0 | 0 | 0 | 0 | 0 | 0 | 0 | 0 | 0 | 0 | 0 | 0 | 0 | 0 | 0 | 0 | 0 | 0 | 0 | 0 | 0 | 0 | 0 | 0 | 0 | 0
F4_Commercial_Lodging_Existing_Exterior Lighting_Electric_General Service Lighting_E10 | F4 | Commercial | Lodging | Existing | Exterior Lighting | Electric | General Service Lighting | E10 | RVT BC Ratio | 0 | 0 | 0 | 0 | 0 | 0 | 0 | 0 | 0 | 0 | 0 | 0 | 0 | 0 | 0 | 0 | 0 | 0 | 0 | 0 | 0 | 0 | 0 | 0 | 0 | 0 | 0 | 0 | 0 | 0
F5_Commercial_Lodging_Existing_Exterior Lighting_Electric_General Service Lighting_E1 | F5 | Commercial | Lodging | Existing | Exterior Lighting | Electric | General Service Lighting | E1 | RIM BC Ratio | 0 | 0 | 0 | 0 | 0 | 0 | 0 | 0 | 0 | 0 | 0 | 0 | 0 | 0 | 0 | 0 | 0 | 0 | 0 | 0 | 0 | 0 | 0 | 0 | 0 | 0 | 0 | 0 | 0 | 0
F5_Commercial_Lodging_Existing_Exterior Lighting_Electric_General Service Lighting_E2 | F5 | Commercial | Lodging | Existing | Exterior Lighting | Electric | General Service Lighting | E2 | RIM BC Ratio | 0 | 0 | 0 | 0 | 0 | 0 | 0 | 0 | 0 | 0 | 0 | 0 | 0 | 0 | 0 | 0 | 0 | 0 | 0 | 0 | 0 | 0 | 0 | 0 | 0 | 0 | 0 | 0 | 0 | 0
F5_Commercial_Lodging_Existing_Exterior Lighting_Electric_General Service Lighting_E3 | F5 | Commercial | Lodging | Existing | Exterior Lighting | Electric | General Service Lighting | E3 | RIM BC Ratio | 0 | 0 | 0 | 0 | 0 | 0 | 0 | 0 | 0 | 0 | 0 | 0 | 0 | 0 | 0 | 0 | 0 | 0 | 0 | 0 | 0 | 0 | 0 | 0 | 0 | 0 | 0 | 0 | 0 | 0
F5_Commercial_Lodging_Existing_Exterior Lighting_Electric_General Service Lighting_E4 | F5 | Commercial | Lodging | Existing | Exterior Lighting | Electric | General Service Lighting | E4 | RIM BC Ratio | 0 | 0 | 0 | 0 | 0 | 0 | 0 | 0 | 0 | 0 | 0 | 0 | 0 | 0 | 0 | 0 | 0 | 0 | 0 | 0 | 0 | 0 | 0 | 0 | 0 | 0 | 0 | 0 | 0 | 0
F5_Commercial_Lodging_Existing_Exterior Lighting_Electric_General Service Lighting_E5 | F5 | Commercial | Lodging | Existing | Exterior Lighting | Electric | General Service Lighting | E5 | RIM BC Ratio | 0 | 0 | 0 | 0 | 0 | 0 | 0 | 0 | 0 | 0 | 0 | 0 | 0 | 0 | 0 | 0 | 0 | 0 | 0 | 0 | 0 | 0 | 0 | 0 | 0 | 0 | 0 | 0 | 0 | 0
F5_Commercial_Lodging_Existing_Exterior Lighting_Electric_General Service Lighting_E6 | F5 | Commercial | Lodging | Existing | Exterior Lighting | Electric | General Service Lighting | E6 | RIM BC Ratio | 0 | 0 | 0 | 0 | 0 | 0 | 0 | 0 | 0 | 0 | 0 | 0 | 0 | 0 | 0 | 0 | 0 | 0 | 0 | 0 | 0 | 0 | 0 | 0 | 0 | 0 | 0 | 0 | 0 | 0
F5_Commercial_Lodging_Existing_Exterior Lighting_Electric_General Service Lighting_E7 | F5 | Commercial | Lodging | Existing | Exterior Lighting | Electric | General Service Lighting | E7 | RIM BC Ratio | 0 | 0 | 0 | 0 | 0 | 0 | 0 | 0 | 0 | 0 | 0 | 0 | 0 | 0 | 0 | 0 | 0 | 0 | 0 | 0 | 0 | 0 | 0 | 0 | 0 | 0 | 0 | 0 | 0 | 0
F5_Commercial_Lodging_Existing_Exterior Lighting_Electric_General Service Lighting_E8 | F5 | Commercial | Lodging | Existing | Exterior Lighting | Electric | General Service Lighting | E8 | RIM BC Ratio | 0 | 0 | 0 | 0 | 0 | 0 | 0 | 0 | 0 | 0 | 0 | 0 | 0 | 0 | 0 | 0 | 0 | 0 | 0 | 0 | 0 | 0 | 0 | 0 | 0 | 0 | 0 | 0 | 0 | 0
F5_Commercial_Lodging_Existing_Exterior Lighting_Electric_General Service Lighting_E9 | F5 | Commercial | Lodging | Existing | Exterior Lighting | Electric | General Service Lighting | E9 | RIM BC Ratio | 0 | 0 | 0 | 0 | 0 | 0 | 0 | 0 | 0 | 0 | 0 | 0 | 0 | 0 | 0 | 0 | 0 | 0 | 0 | 0 | 0 | 0 | 0 | 0 | 0 | 0 | 0 | 0 | 0 | 0
F5_Commercial_Lodging_Existing_Exterior Lighting_Electric_General Service Lighting_E10 | F5 | Commercial | Lodging | Existing | Exterior Lighting | Electric | General Service Lighting | E10 | RIM BC Ratio | 0 | 0 | 0 | 0 | 0 | 0 | 0 | 0 | 0 | 0 | 0 | 0 | 0 | 0 | 0 | 0 | 0 | 0 | 0 | 0 | 0 | 0 | 0 | 0 | 0 | 0 | 0 | 0 | 0 | 0
F0_Commercial_Lodging_Existing_Exterior Lighting_Electric_Area Lighting_E0 | F0 | Commercial | Lodging | Existing | Exterior Lighting | Electric | Area Lighting | E0 | Economic Unit | 0 | 0 | 0 | 0 | 0 | 0 | 0 | 0 | 0 | 0 | 0 | 0 | 0 | 0 | 0 | 0 | 0 | 0 | 0 | 0 | 0 | 0 | 0 | 0 | 0 | 0 | 0 | 0 | 0 | 0
F1_Commercial_Lodging_Existing_Exterior Lighting_Electric_Area Lighting_E1 | F1 | Commercial | Lodging | Existing | Exterior Lighting | Electric | Area Lighting | E1 | CCE | 0 | 0 | 0 | 0 | 0 | 0 | 0 | 0 | 0 | 0 | 0 | 0 | 0 | 0 | 0 | 0 | 0 | 0 | 0 | 0 | 0 | 0 | 0 | 0 | 0 | 0 | 0 | 0 | 0 | 0
F1_Commercial_Lodging_Existing_Exterior Lighting_Electric_Area Lighting_E2 | F1 | Commercial | Lodging | Existing | Exterior Lighting | Electric | Area Lighting | E2 | CCE | 0 | 0 | 0 | 0 | 0 | 0 | 0 | 0 | 0 | 0 | 0 | 0 | 0 | 0 | 0 | 0 | 0 | 0 | 0 | 0 | 0 | 0 | 0 | 0 | 0 | 0 | 0 | 0 | 0 | 0
F1_Commercial_Lodging_Existing_Exterior Lighting_Electric_Area Lighting_E3 | F1 | Commercial | Lodging | Existing | Exterior Lighting | Electric | Area Lighting | E3 | CCE | 0 | 0 | 0 | 0 | 0 | 0 | 0 | 0 | 0 | 0 | 0 | 0 | 0 | 0 | 0 | 0 | 0 | 0 | 0 | 0 | 0 | 0 | 0 | 0 | 0 | 0 | 0 | 0 | 0 | 0
F1_Commercial_Lodging_Existing_Exterior Lighting_Electric_Area Lighting_E4 | F1 | Commercial | Lodging | Existing | Exterior Lighting | Electric | Area Lighting | E4 | CCE | 0 | 0 | 0 | 0 | 0 | 0 | 0 | 0 | 0 | 0 | 0 | 0 | 0 | 0 | 0 | 0 | 0 | 0 | 0 | 0 | 0 | 0 | 0 | 0 | 0 | 0 | 0 | 0 | 0 | 0
F1_Commercial_Lodging_Existing_Exterior Lighting_Electric_Area Lighting_E5 | F1 | Commercial | Lodging | Existing | Exterior Lighting | Electric | Area Lighting | E5 | CCE | 0 | 0 | 0 | 0 | 0 | 0 | 0 | 0 | 0 | 0 | 0 | 0 | 0 | 0 | 0 | 0 | 0 | 0 | 0 | 0 | 0 | 0 | 0 | 0 | 0 | 0 | 0 | 0 | 0 | 0
F1_Commercial_Lodging_Existing_Exterior Lighting_Electric_Area Lighting_E6 | F1 | Commercial | Lodging | Existing | Exterior Lighting | Electric | Area Lighting | E6 | CCE | 0 | 0 | 0 | 0 | 0 | 0 | 0 | 0 | 0 | 0 | 0 | 0 | 0 | 0 | 0 | 0 | 0 | 0 | 0 | 0 | 0 | 0 | 0 | 0 | 0 | 0 | 0 | 0 | 0 | 0
F1_Commercial_Lodging_Existing_Exterior Lighting_Electric_Area Lighting_E7 | F1 | Commercial | Lodging | Existing | Exterior Lighting | Electric | Area Lighting | E7 | CCE | 0 | 0 | 0 | 0 | 0 | 0 | 0 | 0 | 0 | 0 | 0 | 0 | 0 | 0 | 0 | 0 | 0 | 0 | 0 | 0 | 0 | 0 | 0 | 0 | 0 | 0 | 0 | 0 | 0 | 0
F1_Commercial_Lodging_Existing_Exterior Lighting_Electric_Area Lighting_E8 | F1 | Commercial | Lodging | Existing | Exterior Lighting | Electric | Area Lighting | E8 | CCE | 0 | 0 | 0 | 0 | 0 | 0 | 0 | 0 | 0 | 0 | 0 | 0 | 0 | 0 | 0 | 0 | 0 | 0 | 0 | 0 | 0 | 0 | 0 | 0 | 0 | 0 | 0 | 0 | 0 | 0
F1_Commercial_Lodging_Existing_Exterior Lighting_Electric_Area Lighting_E9 | F1 | Commercial | Lodging | Existing | Exterior Lighting | Electric | Area Lighting | E9 | CCE | 0 | 0 | 0 | 0 | 0 | 0 | 0 | 0 | 0 | 0 | 0 | 0 | 0 | 0 | 0 | 0 | 0 | 0 | 0 | 0 | 0 | 0 | 0 | 0 | 0 | 0 | 0 | 0 | 0 | 0
F1_Commercial_Lodging_Existing_Exterior Lighting_Electric_Area Lighting_E10 | F1 | Commercial | Lodging | Existing | Exterior Lighting | Electric | Area Lighting | E10 | CCE | 0 | 0 | 0 | 0 | 0 | 0 | 0 | 0 | 0 | 0 | 0 | 0 | 0 | 0 | 0 | 0 | 0 | 0 | 0 | 0 | 0 | 0 | 0 | 0 | 0 | 0 | 0 | 0 | 0 | 0
F2_Commercial_Lodging_Existing_Exterior Lighting_Electric_Area Lighting_E1 | F2 | Commercial | Lodging | Existing | Exterior Lighting | Electric | Area Lighting | E1 | TRC BC Ratio | 0 | 0 | 0 | 0 | 0 | 0 | 0 | 0 | 0 | 0 | 0 | 0 | 0 | 0 | 0 | 0 | 0 | 0 | 0 | 0 | 0 | 0 | 0 | 0 | 0 | 0 | 0 | 0 | 0 | 0
F2_Commercial_Lodging_Existing_Exterior Lighting_Electric_Area Lighting_E2 | F2 | Commercial | Lodging | Existing | Exterior Lighting | Electric | Area Lighting | E2 | TRC BC Ratio | 0 | 0 | 0 | 0 | 0 | 0 | 0 | 0 | 0 | 0 | 0 | 0 | 0 | 0 | 0 | 0 | 0 | 0 | 0 | 0 | 0 | 0 | 0 | 0 | 0 | 0 | 0 | 0 | 0 | 0
F2_Commercial_Lodging_Existing_Exterior Lighting_Electric_Area Lighting_E3 | F2 | Commercial | Lodging | Existing | Exterior Lighting | Electric | Area Lighting | E3 | TRC BC Ratio | 0 | 0 | 0 | 0 | 0 | 0 | 0 | 0 | 0 | 0 | 0 | 0 | 0 | 0 | 0 | 0 | 0 | 0 | 0 | 0 | 0 | 0 | 0 | 0 | 0 | 0 | 0 | 0 | 0 | 0
F2_Commercial_Lodging_Existing_Exterior Lighting_Electric_Area Lighting_E4 | F2 | Commercial | Lodging | Existing | Exterior Lighting | Electric | Area Lighting | E4 | TRC BC Ratio | 0 | 0 | 0 | 0 | 0 | 0 | 0 | 0 | 0 | 0 | 0 | 0 | 0 | 0 | 0 | 0 | 0 | 0 | 0 | 0 | 0 | 0 | 0 | 0 | 0 | 0 | 0 | 0 | 0 | 0
F2_Commercial_Lodging_Existing_Exterior Lighting_Electric_Area Lighting_E5 | F2 | Commercial | Lodging | Existing | Exterior Lighting | Electric | Area Lighting | E5 | TRC BC Ratio | 0 | 0 | 0 | 0 | 0 | 0 | 0 | 0 | 0 | 0 | 0 | 0 | 0 | 0 | 0 | 0 | 0 | 0 | 0 | 0 | 0 | 0 | 0 | 0 | 0 | 0 | 0 | 0 | 0 | 0
F2_Commercial_Lodging_Existing_Exterior Lighting_Electric_Area Lighting_E6 | F2 | Commercial | Lodging | Existing | Exterior Lighting | Electric | Area Lighting | E6 | TRC BC Ratio | 0 | 0 | 0 | 0 | 0 | 0 | 0 | 0 | 0 | 0 | 0 | 0 | 0 | 0 | 0 | 0 | 0 | 0 | 0 | 0 | 0 | 0 | 0 | 0 | 0 | 0 | 0 | 0 | 0 | 0
F2_Commercial_Lodging_Existing_Exterior Lighting_Electric_Area Lighting_E7 | F2 | Commercial | Lodging | Existing | Exterior Lighting | Electric | Area Lighting | E7 | TRC BC Ratio | 0 | 0 | 0 | 0 | 0 | 0 | 0 | 0 | 0 | 0 | 0 | 0 | 0 | 0 | 0 | 0 | 0 | 0 | 0 | 0 | 0 | 0 | 0 | 0 | 0 | 0 | 0 | 0 | 0 | 0
F2_Commercial_Lodging_Existing_Exterior Lighting_Electric_Area Lighting_E8 | F2 | Commercial | Lodging | Existing | Exterior Lighting | Electric | Area Lighting | E8 | TRC BC Ratio | 0 | 0 | 0 | 0 | 0 | 0 | 0 | 0 | 0 | 0 | 0 | 0 | 0 | 0 | 0 | 0 | 0 | 0 | 0 | 0 | 0 | 0 | 0 | 0 | 0 | 0 | 0 | 0 | 0 | 0
F2_Commercial_Lodging_Existing_Exterior Lighting_Electric_Area Lighting_E9 | F2 | Commercial | Lodging | Existing | Exterior Lighting | Electric | Area Lighting | E9 | TRC BC Ratio | 0 | 0 | 0 | 0 | 0 | 0 | 0 | 0 | 0 | 0 | 0 | 0 | 0 | 0 | 0 | 0 | 0 | 0 | 0 | 0 | 0 | 0 | 0 | 0 | 0 | 0 | 0 | 0 | 0 | 0
F2_Commercial_Lodging_Existing_Exterior Lighting_Electric_Area Lighting_E10 | F2 | Commercial | Lodging | Existing | Exterior Lighting | Electric | Area Lighting | E10 | TRC BC Ratio | 0 | 0 | 0 | 0 | 0 | 0 | 0 | 0 | 0 | 0 | 0 | 0 | 0 | 0 | 0 | 0 | 0 | 0 | 0 | 0 | 0 | 0 | 0 | 0 | 0 | 0 | 0 | 0 | 0 | 0
F3_Commercial_Lodging_Existing_Exterior Lighting_Electric_Area Lighting_E1 | F3 | Commercial | Lodging | Existing | Exterior Lighting | Electric | Area Lighting | E1 | PACT BC Ratio | 0 | 0 | 0 | 0 | 0 | 0 | 0 | 0 | 0 | 0 | 0 | 0 | 0 | 0 | 0 | 0 | 0 | 0 | 0 | 0 | 0 | 0 | 0 | 0 | 0 | 0 | 0 | 0 | 0 | 0
F3_Commercial_Lodging_Existing_Exterior Lighting_Electric_Area Lighting_E2 | F3 | Commercial | Lodging | Existing | Exterior Lighting | Electric | Area Lighting | E2 | PACT BC Ratio | 0 | 0 | 0 | 0 | 0 | 0 | 0 | 0 | 0 | 0 | 0 | 0 | 0 | 0 | 0 | 0 | 0 | 0 | 0 | 0 | 0 | 0 | 0 | 0 | 0 | 0 | 0 | 0 | 0 | 0
F3_Commercial_Lodging_Existing_Exterior Lighting_Electric_Area Lighting_E3 | F3 | Commercial | Lodging | Existing | Exterior Lighting | Electric | Area Lighting | E3 | PACT BC Ratio | 0 | 0 | 0 | 0 | 0 | 0 | 0 | 0 | 0 | 0 | 0 | 0 | 0 | 0 | 0 | 0 | 0 | 0 | 0 | 0 | 0 | 0 | 0 | 0 | 0 | 0 | 0 | 0 | 0 | 0
F3_Commercial_Lodging_Existing_Exterior Lighting_Electric_Area Lighting_E4 | F3 | Commercial | Lodging | Existing | Exterior Lighting | Electric | Area Lighting | E4 | PACT BC Ratio | 0 | 0 | 0 | 0 | 0 | 0 | 0 | 0 | 0 | 0 | 0 | 0 | 0 | 0 | 0 | 0 | 0 | 0 | 0 | 0 | 0 | 0 | 0 | 0 | 0 | 0 | 0 | 0 | 0 | 0
F3_Commercial_Lodging_Existing_Exterior Lighting_Electric_Area Lighting_E5 | F3 | Commercial | Lodging | Existing | Exterior Lighting | Electric | Area Lighting | E5 | PACT BC Ratio | 0 | 0 | 0 | 0 | 0 | 0 | 0 | 0 | 0 | 0 | 0 | 0 | 0 | 0 | 0 | 0 | 0 | 0 | 0 | 0 | 0 | 0 | 0 | 0 | 0 | 0 | 0 | 0 | 0 | 0
F3_Commercial_Lodging_Existing_Exterior Lighting_Electric_Area Lighting_E6 | F3 | Commercial | Lodging | Existing | Exterior Lighting | Electric | Area Lighting | E6 | PACT BC Ratio | 0 | 0 | 0 | 0 | 0 | 0 | 0 | 0 | 0 | 0 | 0 | 0 | 0 | 0 | 0 | 0 | 0 | 0 | 0 | 0 | 0 | 0 | 0 | 0 | 0 | 0 | 0 | 0 | 0 | 0
F3_Commercial_Lodging_Existing_Exterior Lighting_Electric_Area Lighting_E7 | F3 | Commercial | Lodging | Existing | Exterior Lighting | Electric | Area Lighting | E7 | PACT BC Ratio | 0 | 0 | 0 | 0 | 0 | 0 | 0 | 0 | 0 | 0 | 0 | 0 | 0 | 0 | 0 | 0 | 0 | 0 | 0 | 0 | 0 | 0 | 0 | 0 | 0 | 0 | 0 | 0 | 0 | 0
F3_Commercial_Lodging_Existing_Exterior Lighting_Electric_Area Lighting_E8 | F3 | Commercial | Lodging | Existing | Exterior Lighting | Electric | Area Lighting | E8 | PACT BC Ratio | 0 | 0 | 0 | 0 | 0 | 0 | 0 | 0 | 0 | 0 | 0 | 0 | 0 | 0 | 0 | 0 | 0 | 0 | 0 | 0 | 0 | 0 | 0 | 0 | 0 | 0 | 0 | 0 | 0 | 0
F3_Commercial_Lodging_Existing_Exterior Lighting_Electric_Area Lighting_E9 | F3 | Commercial | Lodging | Existing | Exterior Lighting | Electric | Area Lighting | E9 | PACT BC Ratio | 0 | 0 | 0 | 0 | 0 | 0 | 0 | 0 | 0 | 0 | 0 | 0 | 0 | 0 | 0 | 0 | 0 | 0 | 0 | 0 | 0 | 0 | 0 | 0 | 0 | 0 | 0 | 0 | 0 | 0
F3_Commercial_Lodging_Existing_Exterior Lighting_Electric_Area Lighting_E10 | F3 | Commercial | Lodging | Existing | Exterior Lighting | Electric | Area Lighting | E10 | PACT BC Ratio | 0 | 0 | 0 | 0 | 0 | 0 | 0 | 0 | 0 | 0 | 0 | 0 | 0 | 0 | 0 | 0 | 0 | 0 | 0 | 0 | 0 | 0 | 0 | 0 | 0 | 0 | 0 | 0 | 0 | 0
F4_Commercial_Lodging_Existing_Exterior Lighting_Electric_Area Lighting_E1 | F4 | Commercial | Lodging | Existing | Exterior Lighting | Electric | Area Lighting | E1 | RVT BC Ratio | 0 | 0 | 0 | 0 | 0 | 0 | 0 | 0 | 0 | 0 | 0 | 0 | 0 | 0 | 0 | 0 | 0 | 0 | 0 | 0 | 0 | 0 | 0 | 0 | 0 | 0 | 0 | 0 | 0 | 0
F4_Commercial_Lodging_Existing_Exterior Lighting_Electric_Area Lighting_E2 | F4 | Commercial | Lodging | Existing | Exterior Lighting | Electric | Area Lighting | E2 | RVT BC Ratio | 0 | 0 | 0 | 0 | 0 | 0 | 0 | 0 | 0 | 0 | 0 | 0 | 0 | 0 | 0 | 0 | 0 | 0 | 0 | 0 | 0 | 0 | 0 | 0 | 0 | 0 | 0 | 0 | 0 | 0
F4_Commercial_Lodging_Existing_Exterior Lighting_Electric_Area Lighting_E3 | F4 | Commercial | Lodging | Existing | Exterior Lighting | Electric | Area Lighting | E3 | RVT BC Ratio | 0 | 0 | 0 | 0 | 0 | 0 | 0 | 0 | 0 | 0 | 0 | 0 | 0 | 0 | 0 | 0 | 0 | 0 | 0 | 0 | 0 | 0 | 0 | 0 | 0 | 0 | 0 | 0 | 0 | 0
F4_Commercial_Lodging_Existing_Exterior Lighting_Electric_Area Lighting_E4 | F4 | Commercial | Lodging | Existing | Exterior Lighting | Electric | Area Lighting | E4 | RVT BC Ratio | 0 | 0 | 0 | 0 | 0 | 0 | 0 | 0 | 0 | 0 | 0 | 0 | 0 | 0 | 0 | 0 | 0 | 0 | 0 | 0 | 0 | 0 | 0 | 0 | 0 | 0 | 0 | 0 | 0 | 0
F4_Commercial_Lodging_Existing_Exterior Lighting_Electric_Area Lighting_E5 | F4 | Commercial | Lodging | Existing | Exterior Lighting | Electric | Area Lighting | E5 | RVT BC Ratio | 0 | 0 | 0 | 0 | 0 | 0 | 0 | 0 | 0 | 0 | 0 | 0 | 0 | 0 | 0 | 0 | 0 | 0 | 0 | 0 | 0 | 0 | 0 | 0 | 0 | 0 | 0 | 0 | 0 | 0
F4_Commercial_Lodging_Existing_Exterior Lighting_Electric_Area Lighting_E6 | F4 | Commercial | Lodging | Existing | Exterior Lighting | Electric | Area Lighting | E6 | RVT BC Ratio | 0 | 0 | 0 | 0 | 0 | 0 | 0 | 0 | 0 | 0 | 0 | 0 | 0 | 0 | 0 | 0 | 0 | 0 | 0 | 0 | 0 | 0 | 0 | 0 | 0 | 0 | 0 | 0 | 0 | 0
F4_Commercial_Lodging_Existing_Exterior Lighting_Electric_Area Lighting_E7 | F4 | Commercial | Lodging | Existing | Exterior Lighting | Electric | Area Lighting | E7 | RVT BC Ratio | 0 | 0 | 0 | 0 | 0 | 0 | 0 | 0 | 0 | 0 | 0 | 0 | 0 | 0 | 0 | 0 | 0 | 0 | 0 | 0 | 0 | 0 | 0 | 0 | 0 | 0 | 0 | 0 | 0 | 0
F4_Commercial_Lodging_Existing_Exterior Lighting_Electric_Area Lighting_E8 | F4 | Commercial | Lodging | Existing | Exterior Lighting | Electric | Area Lighting | E8 | RVT BC Ratio | 0 | 0 | 0 | 0 | 0 | 0 | 0 | 0 | 0 | 0 | 0 | 0 | 0 | 0 | 0 | 0 | 0 | 0 | 0 | 0 | 0 | 0 | 0 | 0 | 0 | 0 | 0 | 0 | 0 | 0
F4_Commercial_Lodging_Existing_Exterior Lighting_Electric_Area Lighting_E9 | F4 | Commercial | Lodging | Existing | Exterior Lighting | Electric | Area Lighting | E9 | RVT BC Ratio | 0 | 0 | 0 | 0 | 0 | 0 | 0 | 0 | 0 | 0 | 0 | 0 | 0 | 0 | 0 | 0 | 0 | 0 | 0 | 0 | 0 | 0 | 0 | 0 | 0 | 0 | 0 | 0 | 0 | 0
F4_Commercial_Lodging_Existing_Exterior Lighting_Electric_Area Lighting_E10 | F4 | Commercial | Lodging | Existing | Exterior Lighting | Electric | Area Lighting | E10 | RVT BC Ratio | 0 | 0 | 0 | 0 | 0 | 0 | 0 | 0 | 0 | 0 | 0 | 0 | 0 | 0 | 0 | 0 | 0 | 0 | 0 | 0 | 0 | 0 | 0 | 0 | 0 | 0 | 0 | 0 | 0 | 0
F5_Commercial_Lodging_Existing_Exterior Lighting_Electric_Area Lighting_E1 | F5 | Commercial | Lodging | Existing | Exterior Lighting | Electric | Area Lighting | E1 | RIM BC Ratio | 0 | 0 | 0 | 0 | 0 | 0 | 0 | 0 | 0 | 0 | 0 | 0 | 0 | 0 | 0 | 0 | 0 | 0 | 0 | 0 | 0 | 0 | 0 | 0 | 0 | 0 | 0 | 0 | 0 | 0
F5_Commercial_Lodging_Existing_Exterior Lighting_Electric_Area Lighting_E2 | F5 | Commercial | Lodging | Existing | Exterior Lighting | Electric | Area Lighting | E2 | RIM BC Ratio | 0 | 0 | 0 | 0 | 0 | 0 | 0 | 0 | 0 | 0 | 0 | 0 | 0 | 0 | 0 | 0 | 0 | 0 | 0 | 0 | 0 | 0 | 0 | 0 | 0 | 0 | 0 | 0 | 0 | 0
F5_Commercial_Lodging_Existing_Exterior Lighting_Electric_Area Lighting_E3 | F5 | Commercial | Lodging | Existing | Exterior Lighting | Electric | Area Lighting | E3 | RIM BC Ratio | 0 | 0 | 0 | 0 | 0 | 0 | 0 | 0 | 0 | 0 | 0 | 0 | 0 | 0 | 0 | 0 | 0 | 0 | 0 | 0 | 0 | 0 | 0 | 0 | 0 | 0 | 0 | 0 | 0 | 0
F5_Commercial_Lodging_Existing_Exterior Lighting_Electric_Area Lighting_E4 | F5 | Commercial | Lodging | Existing | Exterior Lighting | Electric | Area Lighting | E4 | RIM BC Ratio | 0 | 0 | 0 | 0 | 0 | 0 | 0 | 0 | 0 | 0 | 0 | 0 | 0 | 0 | 0 | 0 | 0 | 0 | 0 | 0 | 0 | 0 | 0 | 0 | 0 | 0 | 0 | 0 | 0 | 0
F5_Commercial_Lodging_Existing_Exterior Lighting_Electric_Area Lighting_E5 | F5 | Commercial | Lodging | Existing | Exterior Lighting | Electric | Area Lighting | E5 | RIM BC Ratio | 0 | 0 | 0 | 0 | 0 | 0 | 0 | 0 | 0 | 0 | 0 | 0 | 0 | 0 | 0 | 0 | 0 | 0 | 0 | 0 | 0 | 0 | 0 | 0 | 0 | 0 | 0 | 0 | 0 | 0
F5_Commercial_Lodging_Existing_Exterior Lighting_Electric_Area Lighting_E6 | F5 | Commercial | Lodging | Existing | Exterior Lighting | Electric | Area Lighting | E6 | RIM BC Ratio | 0 | 0 | 0 | 0 | 0 | 0 | 0 | 0 | 0 | 0 | 0 | 0 | 0 | 0 | 0 | 0 | 0 | 0 | 0 | 0 | 0 | 0 | 0 | 0 | 0 | 0 | 0 | 0 | 0 | 0
F5_Commercial_Lodging_Existing_Exterior Lighting_Electric_Area Lighting_E7 | F5 | Commercial | Lodging | Existing | Exterior Lighting | Electric | Area Lighting | E7 | RIM BC Ratio | 0 | 0 | 0 | 0 | 0 | 0 | 0 | 0 | 0 | 0 | 0 | 0 | 0 | 0 | 0 | 0 | 0 | 0 | 0 | 0 | 0 | 0 | 0 | 0 | 0 | 0 | 0 | 0 | 0 | 0
F5_Commercial_Lodging_Existing_Exterior Lighting_Electric_Area Lighting_E8 | F5 | Commercial | Lodging | Existing | Exterior Lighting | Electric | Area Lighting | E8 | RIM BC Ratio | 0 | 0 | 0 | 0 | 0 | 0 | 0 | 0 | 0 | 0 | 0 | 0 | 0 | 0 | 0 | 0 | 0 | 0 | 0 | 0 | 0 | 0 | 0 | 0 | 0 | 0 | 0 | 0 | 0 | 0
F5_Commercial_Lodging_Existing_Exterior Lighting_Electric_Area Lighting_E9 | F5 | Commercial | Lodging | Existing | Exterior Lighting | Electric | Area Lighting | E9 | RIM BC Ratio | 0 | 0 | 0 | 0 | 0 | 0 | 0 | 0 | 0 | 0 | 0 | 0 | 0 | 0 | 0 | 0 | 0 | 0 | 0 | 0 | 0 | 0 | 0 | 0 | 0 | 0 | 0 | 0 | 0 | 0
F5_Commercial_Lodging_Existing_Exterior Lighting_Electric_Area Lighting_E10 | F5 | Commercial | Lodging | Existing | Exterior Lighting | Electric | Area Lighting | E10 | RIM BC Ratio | 0 | 0 | 0 | 0 | 0 | 0 | 0 | 0 | 0 | 0 | 0 | 0 | 0 | 0 | 0 | 0 | 0 | 0 | 0 | 0 | 0 | 0 | 0 | 0 | 0 | 0 | 0 | 0 | 0 | 0
F0_Commercial_Lodging_Existing_Exterior Lighting_Electric_Linear Lighting_E0 | F0 | Commercial | Lodging | Existing | Exterior Lighting | Electric | Linear Lighting | E0 | Economic Unit | 0 | 0 | 0 | 0 | 0 | 0 | 0 | 0 | 0 | 0 | 0 | 0 | 0 | 0 | 0 | 0 | 0 | 0 | 0 | 0 | 0 | 0 | 0 | 0 | 0 | 0 | 0 | 0 | 0 | 0
F1_Commercial_Lodging_Existing_Exterior Lighting_Electric_Linear Lighting_E1 | F1 | Commercial | Lodging | Existing | Exterior Lighting | Electric | Linear Lighting | E1 | CCE | 0 | 0 | 0 | 0 | 0 | 0 | 0 | 0 | 0 | 0 | 0 | 0 | 0 | 0 | 0 | 0 | 0 | 0 | 0 | 0 | 0 | 0 | 0 | 0 | 0 | 0 | 0 | 0 | 0 | 0
F1_Commercial_Lodging_Existing_Exterior Lighting_Electric_Linear Lighting_E2 | F1 | Commercial | Lodging | Existing | Exterior Lighting | Electric | Linear Lighting | E2 | CCE | 0 | 0 | 0 | 0 | 0 | 0 | 0 | 0 | 0 | 0 | 0 | 0 | 0 | 0 | 0 | 0 | 0 | 0 | 0 | 0 | 0 | 0 | 0 | 0 | 0 | 0 | 0 | 0 | 0 | 0
F1_Commercial_Lodging_Existing_Exterior Lighting_Electric_Linear Lighting_E3 | F1 | Commercial | Lodging | Existing | Exterior Lighting | Electric | Linear Lighting | E3 | CCE | 0 | 0 | 0 | 0 | 0 | 0 | 0 | 0 | 0 | 0 | 0 | 0 | 0 | 0 | 0 | 0 | 0 | 0 | 0 | 0 | 0 | 0 | 0 | 0 | 0 | 0 | 0 | 0 | 0 | 0
F1_Commercial_Lodging_Existing_Exterior Lighting_Electric_Linear Lighting_E4 | F1 | Commercial | Lodging | Existing | Exterior Lighting | Electric | Linear Lighting | E4 | CCE | 0 | 0 | 0 | 0 | 0 | 0 | 0 | 0 | 0 | 0 | 0 | 0 | 0 | 0 | 0 | 0 | 0 | 0 | 0 | 0 | 0 | 0 | 0 | 0 | 0 | 0 | 0 | 0 | 0 | 0
F1_Commercial_Lodging_Existing_Exterior Lighting_Electric_Linear Lighting_E5 | F1 | Commercial | Lodging | Existing | Exterior Lighting | Electric | Linear Lighting | E5 | CCE | 0 | 0 | 0 | 0 | 0 | 0 | 0 | 0 | 0 | 0 | 0 | 0 | 0 | 0 | 0 | 0 | 0 | 0 | 0 | 0 | 0 | 0 | 0 | 0 | 0 | 0 | 0 | 0 | 0 | 0
F1_Commercial_Lodging_Existing_Exterior Lighting_Electric_Linear Lighting_E6 | F1 | Commercial | Lodging | Existing | Exterior Lighting | Electric | Linear Lighting | E6 | CCE | 0 | 0 | 0 | 0 | 0 | 0 | 0 | 0 | 0 | 0 | 0 | 0 | 0 | 0 | 0 | 0 | 0 | 0 | 0 | 0 | 0 | 0 | 0 | 0 | 0 | 0 | 0 | 0 | 0 | 0
F1_Commercial_Lodging_Existing_Exterior Lighting_Electric_Linear Lighting_E7 | F1 | Commercial | Lodging | Existing | Exterior Lighting | Electric | Linear Lighting | E7 | CCE | 0 | 0 | 0 | 0 | 0 | 0 | 0 | 0 | 0 | 0 | 0 | 0 | 0 | 0 | 0 | 0 | 0 | 0 | 0 | 0 | 0 | 0 | 0 | 0 | 0 | 0 | 0 | 0 | 0 | 0
F1_Commercial_Lodging_Existing_Exterior Lighting_Electric_Linear Lighting_E8 | F1 | Commercial | Lodging | Existing | Exterior Lighting | Electric | Linear Lighting | E8 | CCE | 0 | 0 | 0 | 0 | 0 | 0 | 0 | 0 | 0 | 0 | 0 | 0 | 0 | 0 | 0 | 0 | 0 | 0 | 0 | 0 | 0 | 0 | 0 | 0 | 0 | 0 | 0 | 0 | 0 | 0
F1_Commercial_Lodging_Existing_Exterior Lighting_Electric_Linear Lighting_E9 | F1 | Commercial | Lodging | Existing | Exterior Lighting | Electric | Linear Lighting | E9 | CCE | 0 | 0 | 0 | 0 | 0 | 0 | 0 | 0 | 0 | 0 | 0 | 0 | 0 | 0 | 0 | 0 | 0 | 0 | 0 | 0 | 0 | 0 | 0 | 0 | 0 | 0 | 0 | 0 | 0 | 0
F1_Commercial_Lodging_Existing_Exterior Lighting_Electric_Linear Lighting_E10 | F1 | Commercial | Lodging | Existing | Exterior Lighting | Electric | Linear Lighting | E10 | CCE | 0 | 0 | 0 | 0 | 0 | 0 | 0 | 0 | 0 | 0 | 0 | 0 | 0 | 0 | 0 | 0 | 0 | 0 | 0 | 0 | 0 | 0 | 0 | 0 | 0 | 0 | 0 | 0 | 0 | 0
F2_Commercial_Lodging_Existing_Exterior Lighting_Electric_Linear Lighting_E1 | F2 | Commercial | Lodging | Existing | Exterior Lighting | Electric | Linear Lighting | E1 | TRC BC Ratio | 0 | 0 | 0 | 0 | 0 | 0 | 0 | 0 | 0 | 0 | 0 | 0 | 0 | 0 | 0 | 0 | 0 | 0 | 0 | 0 | 0 | 0 | 0 | 0 | 0 | 0 | 0 | 0 | 0 | 0
F2_Commercial_Lodging_Existing_Exterior Lighting_Electric_Linear Lighting_E2 | F2 | Commercial | Lodging | Existing | Exterior Lighting | Electric | Linear Lighting | E2 | TRC BC Ratio | 0 | 0 | 0 | 0 | 0 | 0 | 0 | 0 | 0 | 0 | 0 | 0 | 0 | 0 | 0 | 0 | 0 | 0 | 0 | 0 | 0 | 0 | 0 | 0 | 0 | 0 | 0 | 0 | 0 | 0
F2_Commercial_Lodging_Existing_Exterior Lighting_Electric_Linear Lighting_E3 | F2 | Commercial | Lodging | Existing | Exterior Lighting | Electric | Linear Lighting | E3 | TRC BC Ratio | 0 | 0 | 0 | 0 | 0 | 0 | 0 | 0 | 0 | 0 | 0 | 0 | 0 | 0 | 0 | 0 | 0 | 0 | 0 | 0 | 0 | 0 | 0 | 0 | 0 | 0 | 0 | 0 | 0 | 0
F2_Commercial_Lodging_Existing_Exterior Lighting_Electric_Linear Lighting_E4 | F2 | Commercial | Lodging | Existing | Exterior Lighting | Electric | Linear Lighting | E4 | TRC BC Ratio | 0 | 0 | 0 | 0 | 0 | 0 | 0 | 0 | 0 | 0 | 0 | 0 | 0 | 0 | 0 | 0 | 0 | 0 | 0 | 0 | 0 | 0 | 0 | 0 | 0 | 0 | 0 | 0 | 0 | 0
F2_Commercial_Lodging_Existing_Exterior Lighting_Electric_Linear Lighting_E5 | F2 | Commercial | Lodging | Existing | Exterior Lighting | Electric | Linear Lighting | E5 | TRC BC Ratio | 0 | 0 | 0 | 0 | 0 | 0 | 0 | 0 | 0 | 0 | 0 | 0 | 0 | 0 | 0 | 0 | 0 | 0 | 0 | 0 | 0 | 0 | 0 | 0 | 0 | 0 | 0 | 0 | 0 | 0
F2_Commercial_Lodging_Existing_Exterior Lighting_Electric_Linear Lighting_E6 | F2 | Commercial | Lodging | Existing | Exterior Lighting | Electric | Linear Lighting | E6 | TRC BC Ratio | 0 | 0 | 0 | 0 | 0 | 0 | 0 | 0 | 0 | 0 | 0 | 0 | 0 | 0 | 0 | 0 | 0 | 0 | 0 | 0 | 0 | 0 | 0 | 0 | 0 | 0 | 0 | 0 | 0 | 0
F2_Commercial_Lodging_Existing_Exterior Lighting_Electric_Linear Lighting_E7 | F2 | Commercial | Lodging | Existing | Exterior Lighting | Electric | Linear Lighting | E7 | TRC BC Ratio | 0 | 0 | 0 | 0 | 0 | 0 | 0 | 0 | 0 | 0 | 0 | 0 | 0 | 0 | 0 | 0 | 0 | 0 | 0 | 0 | 0 | 0 | 0 | 0 | 0 | 0 | 0 | 0 | 0 | 0
F2_Commercial_Lodging_Existing_Exterior Lighting_Electric_Linear Lighting_E8 | F2 | Commercial | Lodging | Existing | Exterior Lighting | Electric | Linear Lighting | E8 | TRC BC Ratio | 0 | 0 | 0 | 0 | 0 | 0 | 0 | 0 | 0 | 0 | 0 | 0 | 0 | 0 | 0 | 0 | 0 | 0 | 0 | 0 | 0 | 0 | 0 | 0 | 0 | 0 | 0 | 0 | 0 | 0
F2_Commercial_Lodging_Existing_Exterior Lighting_Electric_Linear Lighting_E9 | F2 | Commercial | Lodging | Existing | Exterior Lighting | Electric | Linear Lighting | E9 | TRC BC Ratio | 0 | 0 | 0 | 0 | 0 | 0 | 0 | 0 | 0 | 0 | 0 | 0 | 0 | 0 | 0 | 0 | 0 | 0 | 0 | 0 | 0 | 0 | 0 | 0 | 0 | 0 | 0 | 0 | 0 | 0
F2_Commercial_Lodging_Existing_Exterior Lighting_Electric_Linear Lighting_E10 | F2 | Commercial | Lodging | Existing | Exterior Lighting | Electric | Linear Lighting | E10 | TRC BC Ratio | 0 | 0 | 0 | 0 | 0 | 0 | 0 | 0 | 0 | 0 | 0 | 0 | 0 | 0 | 0 | 0 | 0 | 0 | 0 | 0 | 0 | 0 | 0 | 0 | 0 | 0 | 0 | 0 | 0 | 0
F3_Commercial_Lodging_Existing_Exterior Lighting_Electric_Linear Lighting_E1 | F3 | Commercial | Lodging | Existing | Exterior Lighting | Electric | Linear Lighting | E1 | PACT BC Ratio | 0 | 0 | 0 | 0 | 0 | 0 | 0 | 0 | 0 | 0 | 0 | 0 | 0 | 0 | 0 | 0 | 0 | 0 | 0 | 0 | 0 | 0 | 0 | 0 | 0 | 0 | 0 | 0 | 0 | 0
F3_Commercial_Lodging_Existing_Exterior Lighting_Electric_Linear Lighting_E2 | F3 | Commercial | Lodging | Existing | Exterior Lighting | Electric | Linear Lighting | E2 | PACT BC Ratio | 0 | 0 | 0 | 0 | 0 | 0 | 0 | 0 | 0 | 0 | 0 | 0 | 0 | 0 | 0 | 0 | 0 | 0 | 0 | 0 | 0 | 0 | 0 | 0 | 0 | 0 | 0 | 0 | 0 | 0
F3_Commercial_Lodging_Existing_Exterior Lighting_Electric_Linear Lighting_E3 | F3 | Commercial | Lodging | Existing | Exterior Lighting | Electric | Linear Lighting | E3 | PACT BC Ratio | 0 | 0 | 0 | 0 | 0 | 0 | 0 | 0 | 0 | 0 | 0 | 0 | 0 | 0 | 0 | 0 | 0 | 0 | 0 | 0 | 0 | 0 | 0 | 0 | 0 | 0 | 0 | 0 | 0 | 0
F3_Commercial_Lodging_Existing_Exterior Lighting_Electric_Linear Lighting_E4 | F3 | Commercial | Lodging | Existing | Exterior Lighting | Electric | Linear Lighting | E4 | PACT BC Ratio | 0 | 0 | 0 | 0 | 0 | 0 | 0 | 0 | 0 | 0 | 0 | 0 | 0 | 0 | 0 | 0 | 0 | 0 | 0 | 0 | 0 | 0 | 0 | 0 | 0 | 0 | 0 | 0 | 0 | 0
F3_Commercial_Lodging_Existing_Exterior Lighting_Electric_Linear Lighting_E5 | F3 | Commercial | Lodging | Existing | Exterior Lighting | Electric | Linear Lighting | E5 | PACT BC Ratio | 0 | 0 | 0 | 0 | 0 | 0 | 0 | 0 | 0 | 0 | 0 | 0 | 0 | 0 | 0 | 0 | 0 | 0 | 0 | 0 | 0 | 0 | 0 | 0 | 0 | 0 | 0 | 0 | 0 | 0
F3_Commercial_Lodging_Existing_Exterior Lighting_Electric_Linear Lighting_E6 | F3 | Commercial | Lodging | Existing | Exterior Lighting | Electric | Linear Lighting | E6 | PACT BC Ratio | 0 | 0 | 0 | 0 | 0 | 0 | 0 | 0 | 0 | 0 | 0 | 0 | 0 | 0 | 0 | 0 | 0 | 0 | 0 | 0 | 0 | 0 | 0 | 0 | 0 | 0 | 0 | 0 | 0 | 0
F3_Commercial_Lodging_Existing_Exterior Lighting_Electric_Linear Lighting_E7 | F3 | Commercial | Lodging | Existing | Exterior Lighting | Electric | Linear Lighting | E7 | PACT BC Ratio | 0 | 0 | 0 | 0 | 0 | 0 | 0 | 0 | 0 | 0 | 0 | 0 | 0 | 0 | 0 | 0 | 0 | 0 | 0 | 0 | 0 | 0 | 0 | 0 | 0 | 0 | 0 | 0 | 0 | 0
F3_Commercial_Lodging_Existing_Exterior Lighting_Electric_Linear Lighting_E8 | F3 | Commercial | Lodging | Existing | Exterior Lighting | Electric | Linear Lighting | E8 | PACT BC Ratio | 0 | 0 | 0 | 0 | 0 | 0 | 0 | 0 | 0 | 0 | 0 | 0 | 0 | 0 | 0 | 0 | 0 | 0 | 0 | 0 | 0 | 0 | 0 | 0 | 0 | 0 | 0 | 0 | 0 | 0
F3_Commercial_Lodging_Existing_Exterior Lighting_Electric_Linear Lighting_E9 | F3 | Commercial | Lodging | Existing | Exterior Lighting | Electric | Linear Lighting | E9 | PACT BC Ratio | 0 | 0 | 0 | 0 | 0 | 0 | 0 | 0 | 0 | 0 | 0 | 0 | 0 | 0 | 0 | 0 | 0 | 0 | 0 | 0 | 0 | 0 | 0 | 0 | 0 | 0 | 0 | 0 | 0 | 0
F3_Commercial_Lodging_Existing_Exterior Lighting_Electric_Linear Lighting_E10 | F3 | Commercial | Lodging | Existing | Exterior Lighting | Electric | Linear Lighting | E10 | PACT BC Ratio | 0 | 0 | 0 | 0 | 0 | 0 | 0 | 0 | 0 | 0 | 0 | 0 | 0 | 0 | 0 | 0 | 0 | 0 | 0 | 0 | 0 | 0 | 0 | 0 | 0 | 0 | 0 | 0 | 0 | 0
F4_Commercial_Lodging_Existing_Exterior Lighting_Electric_Linear Lighting_E1 | F4 | Commercial | Lodging | Existing | Exterior Lighting | Electric | Linear Lighting | E1 | RVT BC Ratio | 0 | 0 | 0 | 0 | 0 | 0 | 0 | 0 | 0 | 0 | 0 | 0 | 0 | 0 | 0 | 0 | 0 | 0 | 0 | 0 | 0 | 0 | 0 | 0 | 0 | 0 | 0 | 0 | 0 | 0
F4_Commercial_Lodging_Existing_Exterior Lighting_Electric_Linear Lighting_E2 | F4 | Commercial | Lodging | Existing | Exterior Lighting | Electric | Linear Lighting | E2 | RVT BC Ratio | 0 | 0 | 0 | 0 | 0 | 0 | 0 | 0 | 0 | 0 | 0 | 0 | 0 | 0 | 0 | 0 | 0 | 0 | 0 | 0 | 0 | 0 | 0 | 0 | 0 | 0 | 0 | 0 | 0 | 0
F4_Commercial_Lodging_Existing_Exterior Lighting_Electric_Linear Lighting_E3 | F4 | Commercial | Lodging | Existing | Exterior Lighting | Electric | Linear Lighting | E3 | RVT BC Ratio | 0 | 0 | 0 | 0 | 0 | 0 | 0 | 0 | 0 | 0 | 0 | 0 | 0 | 0 | 0 | 0 | 0 | 0 | 0 | 0 | 0 | 0 | 0 | 0 | 0 | 0 | 0 | 0 | 0 | 0
F4_Commercial_Lodging_Existing_Exterior Lighting_Electric_Linear Lighting_E4 | F4 | Commercial | Lodging | Existing | Exterior Lighting | Electric | Linear Lighting | E4 | RVT BC Ratio | 0 | 0 | 0 | 0 | 0 | 0 | 0 | 0 | 0 | 0 | 0 | 0 | 0 | 0 | 0 | 0 | 0 | 0 | 0 | 0 | 0 | 0 | 0 | 0 | 0 | 0 | 0 | 0 | 0 | 0
F4_Commercial_Lodging_Existing_Exterior Lighting_Electric_Linear Lighting_E5 | F4 | Commercial | Lodging | Existing | Exterior Lighting | Electric | Linear Lighting | E5 | RVT BC Ratio | 0 | 0 | 0 | 0 | 0 | 0 | 0 | 0 | 0 | 0 | 0 | 0 | 0 | 0 | 0 | 0 | 0 | 0 | 0 | 0 | 0 | 0 | 0 | 0 | 0 | 0 | 0 | 0 | 0 | 0
F4_Commercial_Lodging_Existing_Exterior Lighting_Electric_Linear Lighting_E6 | F4 | Commercial | Lodging | Existing | Exterior Lighting | Electric | Linear Lighting | E6 | RVT BC Ratio | 0 | 0 | 0 | 0 | 0 | 0 | 0 | 0 | 0 | 0 | 0 | 0 | 0 | 0 | 0 | 0 | 0 | 0 | 0 | 0 | 0 | 0 | 0 | 0 | 0 | 0 | 0 | 0 | 0 | 0
F4_Commercial_Lodging_Existing_Exterior Lighting_Electric_Linear Lighting_E7 | F4 | Commercial | Lodging | Existing | Exterior Lighting | Electric | Linear Lighting | E7 | RVT BC Ratio | 0 | 0 | 0 | 0 | 0 | 0 | 0 | 0 | 0 | 0 | 0 | 0 | 0 | 0 | 0 | 0 | 0 | 0 | 0 | 0 | 0 | 0 | 0 | 0 | 0 | 0 | 0 | 0 | 0 | 0
F4_Commercial_Lodging_Existing_Exterior Lighting_Electric_Linear Lighting_E8 | F4 | Commercial | Lodging | Existing | Exterior Lighting | Electric | Linear Lighting | E8 | RVT BC Ratio | 0 | 0 | 0 | 0 | 0 | 0 | 0 | 0 | 0 | 0 | 0 | 0 | 0 | 0 | 0 | 0 | 0 | 0 | 0 | 0 | 0 | 0 | 0 | 0 | 0 | 0 | 0 | 0 | 0 | 0
F4_Commercial_Lodging_Existing_Exterior Lighting_Electric_Linear Lighting_E9 | F4 | Commercial | Lodging | Existing | Exterior Lighting | Electric | Linear Lighting | E9 | RVT BC Ratio | 0 | 0 | 0 | 0 | 0 | 0 | 0 | 0 | 0 | 0 | 0 | 0 | 0 | 0 | 0 | 0 | 0 | 0 | 0 | 0 | 0 | 0 | 0 | 0 | 0 | 0 | 0 | 0 | 0 | 0
F4_Commercial_Lodging_Existing_Exterior Lighting_Electric_Linear Lighting_E10 | F4 | Commercial | Lodging | Existing | Exterior Lighting | Electric | Linear Lighting | E10 | RVT BC Ratio | 0 | 0 | 0 | 0 | 0 | 0 | 0 | 0 | 0 | 0 | 0 | 0 | 0 | 0 | 0 | 0 | 0 | 0 | 0 | 0 | 0 | 0 | 0 | 0 | 0 | 0 | 0 | 0 | 0 | 0
F5_Commercial_Lodging_Existing_Exterior Lighting_Electric_Linear Lighting_E1 | F5 | Commercial | Lodging | Existing | Exterior Lighting | Electric | Linear Lighting | E1 | RIM BC Ratio | 0 | 0 | 0 | 0 | 0 | 0 | 0 | 0 | 0 | 0 | 0 | 0 | 0 | 0 | 0 | 0 | 0 | 0 | 0 | 0 | 0 | 0 | 0 | 0 | 0 | 0 | 0 | 0 | 0 | 0
F5_Commercial_Lodging_Existing_Exterior Lighting_Electric_Linear Lighting_E2 | F5 | Commercial | Lodging | Existing | Exterior Lighting | Electric | Linear Lighting | E2 | RIM BC Ratio | 0 | 0 | 0 | 0 | 0 | 0 | 0 | 0 | 0 | 0 | 0 | 0 | 0 | 0 | 0 | 0 | 0 | 0 | 0 | 0 | 0 | 0 | 0 | 0 | 0 | 0 | 0 | 0 | 0 | 0
F5_Commercial_Lodging_Existing_Exterior Lighting_Electric_Linear Lighting_E3 | F5 | Commercial | Lodging | Existing | Exterior Lighting | Electric | Linear Lighting | E3 | RIM BC Ratio | 0 | 0 | 0 | 0 | 0 | 0 | 0 | 0 | 0 | 0 | 0 | 0 | 0 | 0 | 0 | 0 | 0 | 0 | 0 | 0 | 0 | 0 | 0 | 0 | 0 | 0 | 0 | 0 | 0 | 0
F5_Commercial_Lodging_Existing_Exterior Lighting_Electric_Linear Lighting_E4 | F5 | Commercial | Lodging | Existing | Exterior Lighting | Electric | Linear Lighting | E4 | RIM BC Ratio | 0 | 0 | 0 | 0 | 0 | 0 | 0 | 0 | 0 | 0 | 0 | 0 | 0 | 0 | 0 | 0 | 0 | 0 | 0 | 0 | 0 | 0 | 0 | 0 | 0 | 0 | 0 | 0 | 0 | 0
F5_Commercial_Lodging_Existing_Exterior Lighting_Electric_Linear Lighting_E5 | F5 | Commercial | Lodging | Existing | Exterior Lighting | Electric | Linear Lighting | E5 | RIM BC Ratio | 0 | 0 | 0 | 0 | 0 | 0 | 0 | 0 | 0 | 0 | 0 | 0 | 0 | 0 | 0 | 0 | 0 | 0 | 0 | 0 | 0 | 0 | 0 | 0 | 0 | 0 | 0 | 0 | 0 | 0
F5_Commercial_Lodging_Existing_Exterior Lighting_Electric_Linear Lighting_E6 | F5 | Commercial | Lodging | Existing | Exterior Lighting | Electric | Linear Lighting | E6 | RIM BC Ratio | 0 | 0 | 0 | 0 | 0 | 0 | 0 | 0 | 0 | 0 | 0 | 0 | 0 | 0 | 0 | 0 | 0 | 0 | 0 | 0 | 0 | 0 | 0 | 0 | 0 | 0 | 0 | 0 | 0 | 0
F5_Commercial_Lodging_Existing_Exterior Lighting_Electric_Linear Lighting_E7 | F5 | Commercial | Lodging | Existing | Exterior Lighting | Electric | Linear Lighting | E7 | RIM BC Ratio | 0 | 0 | 0 | 0 | 0 | 0 | 0 | 0 | 0 | 0 | 0 | 0 | 0 | 0 | 0 | 0 | 0 | 0 | 0 | 0 | 0 | 0 | 0 | 0 | 0 | 0 | 0 | 0 | 0 | 0
F5_Commercial_Lodging_Existing_Exterior Lighting_Electric_Linear Lighting_E8 | F5 | Commercial | Lodging | Existing | Exterior Lighting | Electric | Linear Lighting | E8 | RIM BC Ratio | 0 | 0 | 0 | 0 | 0 | 0 | 0 | 0 | 0 | 0 | 0 | 0 | 0 | 0 | 0 | 0 | 0 | 0 | 0 | 0 | 0 | 0 | 0 | 0 | 0 | 0 | 0 | 0 | 0 | 0
F5_Commercial_Lodging_Existing_Exterior Lighting_Electric_Linear Lighting_E9 | F5 | Commercial | Lodging | Existing | Exterior Lighting | Electric | Linear Lighting | E9 | RIM BC Ratio | 0 | 0 | 0 | 0 | 0 | 0 | 0 | 0 | 0 | 0 | 0 | 0 | 0 | 0 | 0 | 0 | 0 | 0 | 0 | 0 | 0 | 0 | 0 | 0 | 0 | 0 | 0 | 0 | 0 | 0
F5_Commercial_Lodging_Existing_Exterior Lighting_Electric_Linear Lighting_E10 | F5 | Commercial | Lodging | Existing | Exterior Lighting | Electric | Linear Lighting | E10 | RIM BC Ratio | 0 | 0 | 0 | 0 | 0 | 0 | 0 | 0 | 0 | 0 | 0 | 0 | 0 | 0 | 0 | 0 | 0 | 0 | 0 | 0 | 0 | 0 | 0 | 0 | 0 | 0 | 0 | 0 | 0 | 0
F0_Commercial_Lodging_Existing_Refrigeration_Electric_Walk-in Refrigerator/Freezer_E0 | F0 | Commercial | Lodging | Existing | Refrigeration | Electric | Walk-in Refrigerator/Freezer | E0 | Economic Unit | 0 | 0 | 0 | 0 | 0 | 0 | 0 | 0 | 0 | 0 | 0 | 0 | 0 | 0 | 0 | 0 | 0 | 0 | 0 | 0 | 0 | 0 | 0 | 0 | 0 | 0 | 0 | 0 | 0 | 0
F1_Commercial_Lodging_Existing_Refrigeration_Electric_Walk-in Refrigerator/Freezer_E1 | F1 | Commercial | Lodging | Existing | Refrigeration | Electric | Walk-in Refrigerator/Freezer | E1 | CCE | 0 | 0 | 0 | 0 | 0 | 0 | 0 | 0 | 0 | 0 | 0 | 0 | 0 | 0 | 0 | 0 | 0 | 0 | 0 | 0 | 0 | 0 | 0 | 0 | 0 | 0 | 0 | 0 | 0 | 0
F1_Commercial_Lodging_Existing_Refrigeration_Electric_Walk-in Refrigerator/Freezer_E2 | F1 | Commercial | Lodging | Existing | Refrigeration | Electric | Walk-in Refrigerator/Freezer | E2 | CCE | 0 | 0 | 0 | 0 | 0 | 0 | 0 | 0 | 0 | 0 | 0 | 0 | 0 | 0 | 0 | 0 | 0 | 0 | 0 | 0 | 0 | 0 | 0 | 0 | 0 | 0 | 0 | 0 | 0 | 0
F1_Commercial_Lodging_Existing_Refrigeration_Electric_Walk-in Refrigerator/Freezer_E3 | F1 | Commercial | Lodging | Existing | Refrigeration | Electric | Walk-in Refrigerator/Freezer | E3 | CCE | 0 | 0 | 0 | 0 | 0 | 0 | 0 | 0 | 0 | 0 | 0 | 0 | 0 | 0 | 0 | 0 | 0 | 0 | 0 | 0 | 0 | 0 | 0 | 0 | 0 | 0 | 0 | 0 | 0 | 0
F1_Commercial_Lodging_Existing_Refrigeration_Electric_Walk-in Refrigerator/Freezer_E4 | F1 | Commercial | Lodging | Existing | Refrigeration | Electric | Walk-in Refrigerator/Freezer | E4 | CCE | 0 | 0 | 0 | 0 | 0 | 0 | 0 | 0 | 0 | 0 | 0 | 0 | 0 | 0 | 0 | 0 | 0 | 0 | 0 | 0 | 0 | 0 | 0 | 0 | 0 | 0 | 0 | 0 | 0 | 0
F1_Commercial_Lodging_Existing_Refrigeration_Electric_Walk-in Refrigerator/Freezer_E5 | F1 | Commercial | Lodging | Existing | Refrigeration | Electric | Walk-in Refrigerator/Freezer | E5 | CCE | 0 | 0 | 0 | 0 | 0 | 0 | 0 | 0 | 0 | 0 | 0 | 0 | 0 | 0 | 0 | 0 | 0 | 0 | 0 | 0 | 0 | 0 | 0 | 0 | 0 | 0 | 0 | 0 | 0 | 0
F1_Commercial_Lodging_Existing_Refrigeration_Electric_Walk-in Refrigerator/Freezer_E6 | F1 | Commercial | Lodging | Existing | Refrigeration | Electric | Walk-in Refrigerator/Freezer | E6 | CCE | 0 | 0 | 0 | 0 | 0 | 0 | 0 | 0 | 0 | 0 | 0 | 0 | 0 | 0 | 0 | 0 | 0 | 0 | 0 | 0 | 0 | 0 | 0 | 0 | 0 | 0 | 0 | 0 | 0 | 0
F1_Commercial_Lodging_Existing_Refrigeration_Electric_Walk-in Refrigerator/Freezer_E7 | F1 | Commercial | Lodging | Existing | Refrigeration | Electric | Walk-in Refrigerator/Freezer | E7 | CCE | 0 | 0 | 0 | 0 | 0 | 0 | 0 | 0 | 0 | 0 | 0 | 0 | 0 | 0 | 0 | 0 | 0 | 0 | 0 | 0 | 0 | 0 | 0 | 0 | 0 | 0 | 0 | 0 | 0 | 0
F1_Commercial_Lodging_Existing_Refrigeration_Electric_Walk-in Refrigerator/Freezer_E8 | F1 | Commercial | Lodging | Existing | Refrigeration | Electric | Walk-in Refrigerator/Freezer | E8 | CCE | 0 | 0 | 0 | 0 | 0 | 0 | 0 | 0 | 0 | 0 | 0 | 0 | 0 | 0 | 0 | 0 | 0 | 0 | 0 | 0 | 0 | 0 | 0 | 0 | 0 | 0 | 0 | 0 | 0 | 0
F1_Commercial_Lodging_Existing_Refrigeration_Electric_Walk-in Refrigerator/Freezer_E9 | F1 | Commercial | Lodging | Existing | Refrigeration | Electric | Walk-in Refrigerator/Freezer | E9 | CCE | 0 | 0 | 0 | 0 | 0 | 0 | 0 | 0 | 0 | 0 | 0 | 0 | 0 | 0 | 0 | 0 | 0 | 0 | 0 | 0 | 0 | 0 | 0 | 0 | 0 | 0 | 0 | 0 | 0 | 0
F1_Commercial_Lodging_Existing_Refrigeration_Electric_Walk-in Refrigerator/Freezer_E10 | F1 | Commercial | Lodging | Existing | Refrigeration | Electric | Walk-in Refrigerator/Freezer | E10 | CCE | 0 | 0 | 0 | 0 | 0 | 0 | 0 | 0 | 0 | 0 | 0 | 0 | 0 | 0 | 0 | 0 | 0 | 0 | 0 | 0 | 0 | 0 | 0 | 0 | 0 | 0 | 0 | 0 | 0 | 0
F2_Commercial_Lodging_Existing_Refrigeration_Electric_Walk-in Refrigerator/Freezer_E1 | F2 | Commercial | Lodging | Existing | Refrigeration | Electric | Walk-in Refrigerator/Freezer | E1 | TRC BC Ratio | 0 | 0 | 0 | 0 | 0 | 0 | 0 | 0 | 0 | 0 | 0 | 0 | 0 | 0 | 0 | 0 | 0 | 0 | 0 | 0 | 0 | 0 | 0 | 0 | 0 | 0 | 0 | 0 | 0 | 0
F2_Commercial_Lodging_Existing_Refrigeration_Electric_Walk-in Refrigerator/Freezer_E2 | F2 | Commercial | Lodging | Existing | Refrigeration | Electric | Walk-in Refrigerator/Freezer | E2 | TRC BC Ratio | 0 | 0 | 0 | 0 | 0 | 0 | 0 | 0 | 0 | 0 | 0 | 0 | 0 | 0 | 0 | 0 | 0 | 0 | 0 | 0 | 0 | 0 | 0 | 0 | 0 | 0 | 0 | 0 | 0 | 0
F2_Commercial_Lodging_Existing_Refrigeration_Electric_Walk-in Refrigerator/Freezer_E3 | F2 | Commercial | Lodging | Existing | Refrigeration | Electric | Walk-in Refrigerator/Freezer | E3 | TRC BC Ratio | 0 | 0 | 0 | 0 | 0 | 0 | 0 | 0 | 0 | 0 | 0 | 0 | 0 | 0 | 0 | 0 | 0 | 0 | 0 | 0 | 0 | 0 | 0 | 0 | 0 | 0 | 0 | 0 | 0 | 0
F2_Commercial_Lodging_Existing_Refrigeration_Electric_Walk-in Refrigerator/Freezer_E4 | F2 | Commercial | Lodging | Existing | Refrigeration | Electric | Walk-in Refrigerator/Freezer | E4 | TRC BC Ratio | 0 | 0 | 0 | 0 | 0 | 0 | 0 | 0 | 0 | 0 | 0 | 0 | 0 | 0 | 0 | 0 | 0 | 0 | 0 | 0 | 0 | 0 | 0 | 0 | 0 | 0 | 0 | 0 | 0 | 0
F2_Commercial_Lodging_Existing_Refrigeration_Electric_Walk-in Refrigerator/Freezer_E5 | F2 | Commercial | Lodging | Existing | Refrigeration | Electric | Walk-in Refrigerator/Freezer | E5 | TRC BC Ratio | 0 | 0 | 0 | 0 | 0 | 0 | 0 | 0 | 0 | 0 | 0 | 0 | 0 | 0 | 0 | 0 | 0 | 0 | 0 | 0 | 0 | 0 | 0 | 0 | 0 | 0 | 0 | 0 | 0 | 0
F2_Commercial_Lodging_Existing_Refrigeration_Electric_Walk-in Refrigerator/Freezer_E6 | F2 | Commercial | Lodging | Existing | Refrigeration | Electric | Walk-in Refrigerator/Freezer | E6 | TRC BC Ratio | 0 | 0 | 0 | 0 | 0 | 0 | 0 | 0 | 0 | 0 | 0 | 0 | 0 | 0 | 0 | 0 | 0 | 0 | 0 | 0 | 0 | 0 | 0 | 0 | 0 | 0 | 0 | 0 | 0 | 0
F2_Commercial_Lodging_Existing_Refrigeration_Electric_Walk-in Refrigerator/Freezer_E7 | F2 | Commercial | Lodging | Existing | Refrigeration | Electric | Walk-in Refrigerator/Freezer | E7 | TRC BC Ratio | 0 | 0 | 0 | 0 | 0 | 0 | 0 | 0 | 0 | 0 | 0 | 0 | 0 | 0 | 0 | 0 | 0 | 0 | 0 | 0 | 0 | 0 | 0 | 0 | 0 | 0 | 0 | 0 | 0 | 0
F2_Commercial_Lodging_Existing_Refrigeration_Electric_Walk-in Refrigerator/Freezer_E8 | F2 | Commercial | Lodging | Existing | Refrigeration | Electric | Walk-in Refrigerator/Freezer | E8 | TRC BC Ratio | 0 | 0 | 0 | 0 | 0 | 0 | 0 | 0 | 0 | 0 | 0 | 0 | 0 | 0 | 0 | 0 | 0 | 0 | 0 | 0 | 0 | 0 | 0 | 0 | 0 | 0 | 0 | 0 | 0 | 0
F2_Commercial_Lodging_Existing_Refrigeration_Electric_Walk-in Refrigerator/Freezer_E9 | F2 | Commercial | Lodging | Existing | Refrigeration | Electric | Walk-in Refrigerator/Freezer | E9 | TRC BC Ratio | 0 | 0 | 0 | 0 | 0 | 0 | 0 | 0 | 0 | 0 | 0 | 0 | 0 | 0 | 0 | 0 | 0 | 0 | 0 | 0 | 0 | 0 | 0 | 0 | 0 | 0 | 0 | 0 | 0 | 0
F2_Commercial_Lodging_Existing_Refrigeration_Electric_Walk-in Refrigerator/Freezer_E10 | F2 | Commercial | Lodging | Existing | Refrigeration | Electric | Walk-in Refrigerator/Freezer | E10 | TRC BC Ratio | 0 | 0 | 0 | 0 | 0 | 0 | 0 | 0 | 0 | 0 | 0 | 0 | 0 | 0 | 0 | 0 | 0 | 0 | 0 | 0 | 0 | 0 | 0 | 0 | 0 | 0 | 0 | 0 | 0 | 0
F3_Commercial_Lodging_Existing_Refrigeration_Electric_Walk-in Refrigerator/Freezer_E1 | F3 | Commercial | Lodging | Existing | Refrigeration | Electric | Walk-in Refrigerator/Freezer | E1 | PACT BC Ratio | 0 | 0 | 0 | 0 | 0 | 0 | 0 | 0 | 0 | 0 | 0 | 0 | 0 | 0 | 0 | 0 | 0 | 0 | 0 | 0 | 0 | 0 | 0 | 0 | 0 | 0 | 0 | 0 | 0 | 0
F3_Commercial_Lodging_Existing_Refrigeration_Electric_Walk-in Refrigerator/Freezer_E2 | F3 | Commercial | Lodging | Existing | Refrigeration | Electric | Walk-in Refrigerator/Freezer | E2 | PACT BC Ratio | 0 | 0 | 0 | 0 | 0 | 0 | 0 | 0 | 0 | 0 | 0 | 0 | 0 | 0 | 0 | 0 | 0 | 0 | 0 | 0 | 0 | 0 | 0 | 0 | 0 | 0 | 0 | 0 | 0 | 0
F3_Commercial_Lodging_Existing_Refrigeration_Electric_Walk-in Refrigerator/Freezer_E3 | F3 | Commercial | Lodging | Existing | Refrigeration | Electric | Walk-in Refrigerator/Freezer | E3 | PACT BC Ratio | 0 | 0 | 0 | 0 | 0 | 0 | 0 | 0 | 0 | 0 | 0 | 0 | 0 | 0 | 0 | 0 | 0 | 0 | 0 | 0 | 0 | 0 | 0 | 0 | 0 | 0 | 0 | 0 | 0 | 0
F3_Commercial_Lodging_Existing_Refrigeration_Electric_Walk-in Refrigerator/Freezer_E4 | F3 | Commercial | Lodging | Existing | Refrigeration | Electric | Walk-in Refrigerator/Freezer | E4 | PACT BC Ratio | 0 | 0 | 0 | 0 | 0 | 0 | 0 | 0 | 0 | 0 | 0 | 0 | 0 | 0 | 0 | 0 | 0 | 0 | 0 | 0 | 0 | 0 | 0 | 0 | 0 | 0 | 0 | 0 | 0 | 0
F3_Commercial_Lodging_Existing_Refrigeration_Electric_Walk-in Refrigerator/Freezer_E5 | F3 | Commercial | Lodging | Existing | Refrigeration | Electric | Walk-in Refrigerator/Freezer | E5 | PACT BC Ratio | 0 | 0 | 0 | 0 | 0 | 0 | 0 | 0 | 0 | 0 | 0 | 0 | 0 | 0 | 0 | 0 | 0 | 0 | 0 | 0 | 0 | 0 | 0 | 0 | 0 | 0 | 0 | 0 | 0 | 0
F3_Commercial_Lodging_Existing_Refrigeration_Electric_Walk-in Refrigerator/Freezer_E6 | F3 | Commercial | Lodging | Existing | Refrigeration | Electric | Walk-in Refrigerator/Freezer | E6 | PACT BC Ratio | 0 | 0 | 0 | 0 | 0 | 0 | 0 | 0 | 0 | 0 | 0 | 0 | 0 | 0 | 0 | 0 | 0 | 0 | 0 | 0 | 0 | 0 | 0 | 0 | 0 | 0 | 0 | 0 | 0 | 0
F3_Commercial_Lodging_Existing_Refrigeration_Electric_Walk-in Refrigerator/Freezer_E7 | F3 | Commercial | Lodging | Existing | Refrigeration | Electric | Walk-in Refrigerator/Freezer | E7 | PACT BC Ratio | 0 | 0 | 0 | 0 | 0 | 0 | 0 | 0 | 0 | 0 | 0 | 0 | 0 | 0 | 0 | 0 | 0 | 0 | 0 | 0 | 0 | 0 | 0 | 0 | 0 | 0 | 0 | 0 | 0 | 0
F3_Commercial_Lodging_Existing_Refrigeration_Electric_Walk-in Refrigerator/Freezer_E8 | F3 | Commercial | Lodging | Existing | Refrigeration | Electric | Walk-in Refrigerator/Freezer | E8 | PACT BC Ratio | 0 | 0 | 0 | 0 | 0 | 0 | 0 | 0 | 0 | 0 | 0 | 0 | 0 | 0 | 0 | 0 | 0 | 0 | 0 | 0 | 0 | 0 | 0 | 0 | 0 | 0 | 0 | 0 | 0 | 0
F3_Commercial_Lodging_Existing_Refrigeration_Electric_Walk-in Refrigerator/Freezer_E9 | F3 | Commercial | Lodging | Existing | Refrigeration | Electric | Walk-in Refrigerator/Freezer | E9 | PACT BC Ratio | 0 | 0 | 0 | 0 | 0 | 0 | 0 | 0 | 0 | 0 | 0 | 0 | 0 | 0 | 0 | 0 | 0 | 0 | 0 | 0 | 0 | 0 | 0 | 0 | 0 | 0 | 0 | 0 | 0 | 0
F3_Commercial_Lodging_Existing_Refrigeration_Electric_Walk-in Refrigerator/Freezer_E10 | F3 | Commercial | Lodging | Existing | Refrigeration | Electric | Walk-in Refrigerator/Freezer | E10 | PACT BC Ratio | 0 | 0 | 0 | 0 | 0 | 0 | 0 | 0 | 0 | 0 | 0 | 0 | 0 | 0 | 0 | 0 | 0 | 0 | 0 | 0 | 0 | 0 | 0 | 0 | 0 | 0 | 0 | 0 | 0 | 0
F4_Commercial_Lodging_Existing_Refrigeration_Electric_Walk-in Refrigerator/Freezer_E1 | F4 | Commercial | Lodging | Existing | Refrigeration | Electric | Walk-in Refrigerator/Freezer | E1 | RVT BC Ratio | 0 | 0 | 0 | 0 | 0 | 0 | 0 | 0 | 0 | 0 | 0 | 0 | 0 | 0 | 0 | 0 | 0 | 0 | 0 | 0 | 0 | 0 | 0 | 0 | 0 | 0 | 0 | 0 | 0 | 0
F4_Commercial_Lodging_Existing_Refrigeration_Electric_Walk-in Refrigerator/Freezer_E2 | F4 | Commercial | Lodging | Existing | Refrigeration | Electric | Walk-in Refrigerator/Freezer | E2 | RVT BC Ratio | 0 | 0 | 0 | 0 | 0 | 0 | 0 | 0 | 0 | 0 | 0 | 0 | 0 | 0 | 0 | 0 | 0 | 0 | 0 | 0 | 0 | 0 | 0 | 0 | 0 | 0 | 0 | 0 | 0 | 0
F4_Commercial_Lodging_Existing_Refrigeration_Electric_Walk-in Refrigerator/Freezer_E3 | F4 | Commercial | Lodging | Existing | Refrigeration | Electric | Walk-in Refrigerator/Freezer | E3 | RVT BC Ratio | 0 | 0 | 0 | 0 | 0 | 0 | 0 | 0 | 0 | 0 | 0 | 0 | 0 | 0 | 0 | 0 | 0 | 0 | 0 | 0 | 0 | 0 | 0 | 0 | 0 | 0 | 0 | 0 | 0 | 0
F4_Commercial_Lodging_Existing_Refrigeration_Electric_Walk-in Refrigerator/Freezer_E4 | F4 | Commercial | Lodging | Existing | Refrigeration | Electric | Walk-in Refrigerator/Freezer | E4 | RVT BC Ratio | 0 | 0 | 0 | 0 | 0 | 0 | 0 | 0 | 0 | 0 | 0 | 0 | 0 | 0 | 0 | 0 | 0 | 0 | 0 | 0 | 0 | 0 | 0 | 0 | 0 | 0 | 0 | 0 | 0 | 0
F4_Commercial_Lodging_Existing_Refrigeration_Electric_Walk-in Refrigerator/Freezer_E5 | F4 | Commercial | Lodging | Existing | Refrigeration | Electric | Walk-in Refrigerator/Freezer | E5 | RVT BC Ratio | 0 | 0 | 0 | 0 | 0 | 0 | 0 | 0 | 0 | 0 | 0 | 0 | 0 | 0 | 0 | 0 | 0 | 0 | 0 | 0 | 0 | 0 | 0 | 0 | 0 | 0 | 0 | 0 | 0 | 0
F4_Commercial_Lodging_Existing_Refrigeration_Electric_Walk-in Refrigerator/Freezer_E6 | F4 | Commercial | Lodging | Existing | Refrigeration | Electric | Walk-in Refrigerator/Freezer | E6 | RVT BC Ratio | 0 | 0 | 0 | 0 | 0 | 0 | 0 | 0 | 0 | 0 | 0 | 0 | 0 | 0 | 0 | 0 | 0 | 0 | 0 | 0 | 0 | 0 | 0 | 0 | 0 | 0 | 0 | 0 | 0 | 0
F4_Commercial_Lodging_Existing_Refrigeration_Electric_Walk-in Refrigerator/Freezer_E7 | F4 | Commercial | Lodging | Existing | Refrigeration | Electric | Walk-in Refrigerator/Freezer | E7 | RVT BC Ratio | 0 | 0 | 0 | 0 | 0 | 0 | 0 | 0 | 0 | 0 | 0 | 0 | 0 | 0 | 0 | 0 | 0 | 0 | 0 | 0 | 0 | 0 | 0 | 0 | 0 | 0 | 0 | 0 | 0 | 0
F4_Commercial_Lodging_Existing_Refrigeration_Electric_Walk-in Refrigerator/Freezer_E8 | F4 | Commercial | Lodging | Existing | Refrigeration | Electric | Walk-in Refrigerator/Freezer | E8 | RVT BC Ratio | 0 | 0 | 0 | 0 | 0 | 0 | 0 | 0 | 0 | 0 | 0 | 0 | 0 | 0 | 0 | 0 | 0 | 0 | 0 | 0 | 0 | 0 | 0 | 0 | 0 | 0 | 0 | 0 | 0 | 0
F4_Commercial_Lodging_Existing_Refrigeration_Electric_Walk-in Refrigerator/Freezer_E9 | F4 | Commercial | Lodging | Existing | Refrigeration | Electric | Walk-in Refrigerator/Freezer | E9 | RVT BC Ratio | 0 | 0 | 0 | 0 | 0 | 0 | 0 | 0 | 0 | 0 | 0 | 0 | 0 | 0 | 0 | 0 | 0 | 0 | 0 | 0 | 0 | 0 | 0 | 0 | 0 | 0 | 0 | 0 | 0 | 0
F4_Commercial_Lodging_Existing_Refrigeration_Electric_Walk-in Refrigerator/Freezer_E10 | F4 | Commercial | Lodging | Existing | Refrigeration | Electric | Walk-in Refrigerator/Freezer | E10 | RVT BC Ratio | 0 | 0 | 0 | 0 | 0 | 0 | 0 | 0 | 0 | 0 | 0 | 0 | 0 | 0 | 0 | 0 | 0 | 0 | 0 | 0 | 0 | 0 | 0 | 0 | 0 | 0 | 0 | 0 | 0 | 0
F5_Commercial_Lodging_Existing_Refrigeration_Electric_Walk-in Refrigerator/Freezer_E1 | F5 | Commercial | Lodging | Existing | Refrigeration | Electric | Walk-in Refrigerator/Freezer | E1 | RIM BC Ratio | 0 | 0 | 0 | 0 | 0 | 0 | 0 | 0 | 0 | 0 | 0 | 0 | 0 | 0 | 0 | 0 | 0 | 0 | 0 | 0 | 0 | 0 | 0 | 0 | 0 | 0 | 0 | 0 | 0 | 0
F5_Commercial_Lodging_Existing_Refrigeration_Electric_Walk-in Refrigerator/Freezer_E2 | F5 | Commercial | Lodging | Existing | Refrigeration | Electric | Walk-in Refrigerator/Freezer | E2 | RIM BC Ratio | 0 | 0 | 0 | 0 | 0 | 0 | 0 | 0 | 0 | 0 | 0 | 0 | 0 | 0 | 0 | 0 | 0 | 0 | 0 | 0 | 0 | 0 | 0 | 0 | 0 | 0 | 0 | 0 | 0 | 0
F5_Commercial_Lodging_Existing_Refrigeration_Electric_Walk-in Refrigerator/Freezer_E3 | F5 | Commercial | Lodging | Existing | Refrigeration | Electric | Walk-in Refrigerator/Freezer | E3 | RIM BC Ratio | 0 | 0 | 0 | 0 | 0 | 0 | 0 | 0 | 0 | 0 | 0 | 0 | 0 | 0 | 0 | 0 | 0 | 0 | 0 | 0 | 0 | 0 | 0 | 0 | 0 | 0 | 0 | 0 | 0 | 0
F5_Commercial_Lodging_Existing_Refrigeration_Electric_Walk-in Refrigerator/Freezer_E4 | F5 | Commercial | Lodging | Existing | Refrigeration | Electric | Walk-in Refrigerator/Freezer | E4 | RIM BC Ratio | 0 | 0 | 0 | 0 | 0 | 0 | 0 | 0 | 0 | 0 | 0 | 0 | 0 | 0 | 0 | 0 | 0 | 0 | 0 | 0 | 0 | 0 | 0 | 0 | 0 | 0 | 0 | 0 | 0 | 0
F5_Commercial_Lodging_Existing_Refrigeration_Electric_Walk-in Refrigerator/Freezer_E5 | F5 | Commercial | Lodging | Existing | Refrigeration | Electric | Walk-in Refrigerator/Freezer | E5 | RIM BC Ratio | 0 | 0 | 0 | 0 | 0 | 0 | 0 | 0 | 0 | 0 | 0 | 0 | 0 | 0 | 0 | 0 | 0 | 0 | 0 | 0 | 0 | 0 | 0 | 0 | 0 | 0 | 0 | 0 | 0 | 0
F5_Commercial_Lodging_Existing_Refrigeration_Electric_Walk-in Refrigerator/Freezer_E6 | F5 | Commercial | Lodging | Existing | Refrigeration | Electric | Walk-in Refrigerator/Freezer | E6 | RIM BC Ratio | 0 | 0 | 0 | 0 | 0 | 0 | 0 | 0 | 0 | 0 | 0 | 0 | 0 | 0 | 0 | 0 | 0 | 0 | 0 | 0 | 0 | 0 | 0 | 0 | 0 | 0 | 0 | 0 | 0 | 0
F5_Commercial_Lodging_Existing_Refrigeration_Electric_Walk-in Refrigerator/Freezer_E7 | F5 | Commercial | Lodging | Existing | Refrigeration | Electric | Walk-in Refrigerator/Freezer | E7 | RIM BC Ratio | 0 | 0 | 0 | 0 | 0 | 0 | 0 | 0 | 0 | 0 | 0 | 0 | 0 | 0 | 0 | 0 | 0 | 0 | 0 | 0 | 0 | 0 | 0 | 0 | 0 | 0 | 0 | 0 | 0 | 0
F5_Commercial_Lodging_Existing_Refrigeration_Electric_Walk-in Refrigerator/Freezer_E8 | F5 | Commercial | Lodging | Existing | Refrigeration | Electric | Walk-in Refrigerator/Freezer | E8 | RIM BC Ratio | 0 | 0 | 0 | 0 | 0 | 0 | 0 | 0 | 0 | 0 | 0 | 0 | 0 | 0 | 0 | 0 | 0 | 0 | 0 | 0 | 0 | 0 | 0 | 0 | 0 | 0 | 0 | 0 | 0 | 0
F5_Commercial_Lodging_Existing_Refrigeration_Electric_Walk-in Refrigerator/Freezer_E9 | F5 | Commercial | Lodging | Existing | Refrigeration | Electric | Walk-in Refrigerator/Freezer | E9 | RIM BC Ratio | 0 | 0 | 0 | 0 | 0 | 0 | 0 | 0 | 0 | 0 | 0 | 0 | 0 | 0 | 0 | 0 | 0 | 0 | 0 | 0 | 0 | 0 | 0 | 0 | 0 | 0 | 0 | 0 | 0 | 0
F5_Commercial_Lodging_Existing_Refrigeration_Electric_Walk-in Refrigerator/Freezer_E10 | F5 | Commercial | Lodging | Existing | Refrigeration | Electric | Walk-in Refrigerator/Freezer | E10 | RIM BC Ratio | 0 | 0 | 0 | 0 | 0 | 0 | 0 | 0 | 0 | 0 | 0 | 0 | 0 | 0 | 0 | 0 | 0 | 0 | 0 | 0 | 0 | 0 | 0 | 0 | 0 | 0 | 0 | 0 | 0 | 0
F0_Commercial_Lodging_Existing_Refrigeration_Electric_Reach-in Refrigerator/Freezer_E0 | F0 | Commercial | Lodging | Existing | Refrigeration | Electric | Reach-in Refrigerator/Freezer | E0 | Economic Unit | 0 | 0 | 0 | 0 | 0 | 0 | 0 | 0 | 0 | 0 | 0 | 0 | 0 | 0 | 0 | 0 | 0 | 0 | 0 | 0 | 0 | 0 | 0 | 0 | 0 | 0 | 0 | 0 | 0 | 0
F1_Commercial_Lodging_Existing_Refrigeration_Electric_Reach-in Refrigerator/Freezer_E1 | F1 | Commercial | Lodging | Existing | Refrigeration | Electric | Reach-in Refrigerator/Freezer | E1 | CCE | 0 | 0 | 0 | 0 | 0 | 0 | 0 | 0 | 0 | 0 | 0 | 0 | 0 | 0 | 0 | 0 | 0 | 0 | 0 | 0 | 0 | 0 | 0 | 0 | 0 | 0 | 0 | 0 | 0 | 0
F1_Commercial_Lodging_Existing_Refrigeration_Electric_Reach-in Refrigerator/Freezer_E2 | F1 | Commercial | Lodging | Existing | Refrigeration | Electric | Reach-in Refrigerator/Freezer | E2 | CCE | 0 | 0 | 0 | 0 | 0 | 0 | 0 | 0 | 0 | 0 | 0 | 0 | 0 | 0 | 0 | 0 | 0 | 0 | 0 | 0 | 0 | 0 | 0 | 0 | 0 | 0 | 0 | 0 | 0 | 0
F1_Commercial_Lodging_Existing_Refrigeration_Electric_Reach-in Refrigerator/Freezer_E3 | F1 | Commercial | Lodging | Existing | Refrigeration | Electric | Reach-in Refrigerator/Freezer | E3 | CCE | 0 | 0 | 0 | 0 | 0 | 0 | 0 | 0 | 0 | 0 | 0 | 0 | 0 | 0 | 0 | 0 | 0 | 0 | 0 | 0 | 0 | 0 | 0 | 0 | 0 | 0 | 0 | 0 | 0 | 0
F1_Commercial_Lodging_Existing_Refrigeration_Electric_Reach-in Refrigerator/Freezer_E4 | F1 | Commercial | Lodging | Existing | Refrigeration | Electric | Reach-in Refrigerator/Freezer | E4 | CCE | 0 | 0 | 0 | 0 | 0 | 0 | 0 | 0 | 0 | 0 | 0 | 0 | 0 | 0 | 0 | 0 | 0 | 0 | 0 | 0 | 0 | 0 | 0 | 0 | 0 | 0 | 0 | 0 | 0 | 0
F1_Commercial_Lodging_Existing_Refrigeration_Electric_Reach-in Refrigerator/Freezer_E5 | F1 | Commercial | Lodging | Existing | Refrigeration | Electric | Reach-in Refrigerator/Freezer | E5 | CCE | 0 | 0 | 0 | 0 | 0 | 0 | 0 | 0 | 0 | 0 | 0 | 0 | 0 | 0 | 0 | 0 | 0 | 0 | 0 | 0 | 0 | 0 | 0 | 0 | 0 | 0 | 0 | 0 | 0 | 0
F1_Commercial_Lodging_Existing_Refrigeration_Electric_Reach-in Refrigerator/Freezer_E6 | F1 | Commercial | Lodging | Existing | Refrigeration | Electric | Reach-in Refrigerator/Freezer | E6 | CCE | 0 | 0 | 0 | 0 | 0 | 0 | 0 | 0 | 0 | 0 | 0 | 0 | 0 | 0 | 0 | 0 | 0 | 0 | 0 | 0 | 0 | 0 | 0 | 0 | 0 | 0 | 0 | 0 | 0 | 0
F1_Commercial_Lodging_Existing_Refrigeration_Electric_Reach-in Refrigerator/Freezer_E7 | F1 | Commercial | Lodging | Existing | Refrigeration | Electric | Reach-in Refrigerator/Freezer | E7 | CCE | 0 | 0 | 0 | 0 | 0 | 0 | 0 | 0 | 0 | 0 | 0 | 0 | 0 | 0 | 0 | 0 | 0 | 0 | 0 | 0 | 0 | 0 | 0 | 0 | 0 | 0 | 0 | 0 | 0 | 0
F1_Commercial_Lodging_Existing_Refrigeration_Electric_Reach-in Refrigerator/Freezer_E8 | F1 | Commercial | Lodging | Existing | Refrigeration | Electric | Reach-in Refrigerator/Freezer | E8 | CCE | 0 | 0 | 0 | 0 | 0 | 0 | 0 | 0 | 0 | 0 | 0 | 0 | 0 | 0 | 0 | 0 | 0 | 0 | 0 | 0 | 0 | 0 | 0 | 0 | 0 | 0 | 0 | 0 | 0 | 0
F1_Commercial_Lodging_Existing_Refrigeration_Electric_Reach-in Refrigerator/Freezer_E9 | F1 | Commercial | Lodging | Existing | Refrigeration | Electric | Reach-in Refrigerator/Freezer | E9 | CCE | 0 | 0 | 0 | 0 | 0 | 0 | 0 | 0 | 0 | 0 | 0 | 0 | 0 | 0 | 0 | 0 | 0 | 0 | 0 | 0 | 0 | 0 | 0 | 0 | 0 | 0 | 0 | 0 | 0 | 0
F1_Commercial_Lodging_Existing_Refrigeration_Electric_Reach-in Refrigerator/Freezer_E10 | F1 | Commercial | Lodging | Existing | Refrigeration | Electric | Reach-in Refrigerator/Freezer | E10 | CCE | 0 | 0 | 0 | 0 | 0 | 0 | 0 | 0 | 0 | 0 | 0 | 0 | 0 | 0 | 0 | 0 | 0 | 0 | 0 | 0 | 0 | 0 | 0 | 0 | 0 | 0 | 0 | 0 | 0 | 0
F2_Commercial_Lodging_Existing_Refrigeration_Electric_Reach-in Refrigerator/Freezer_E1 | F2 | Commercial | Lodging | Existing | Refrigeration | Electric | Reach-in Refrigerator/Freezer | E1 | TRC BC Ratio | 0 | 0 | 0 | 0 | 0 | 0 | 0 | 0 | 0 | 0 | 0 | 0 | 0 | 0 | 0 | 0 | 0 | 0 | 0 | 0 | 0 | 0 | 0 | 0 | 0 | 0 | 0 | 0 | 0 | 0
F2_Commercial_Lodging_Existing_Refrigeration_Electric_Reach-in Refrigerator/Freezer_E2 | F2 | Commercial | Lodging | Existing | Refrigeration | Electric | Reach-in Refrigerator/Freezer | E2 | TRC BC Ratio | 0 | 0 | 0 | 0 | 0 | 0 | 0 | 0 | 0 | 0 | 0 | 0 | 0 | 0 | 0 | 0 | 0 | 0 | 0 | 0 | 0 | 0 | 0 | 0 | 0 | 0 | 0 | 0 | 0 | 0
F2_Commercial_Lodging_Existing_Refrigeration_Electric_Reach-in Refrigerator/Freezer_E3 | F2 | Commercial | Lodging | Existing | Refrigeration | Electric | Reach-in Refrigerator/Freezer | E3 | TRC BC Ratio | 0 | 0 | 0 | 0 | 0 | 0 | 0 | 0 | 0 | 0 | 0 | 0 | 0 | 0 | 0 | 0 | 0 | 0 | 0 | 0 | 0 | 0 | 0 | 0 | 0 | 0 | 0 | 0 | 0 | 0
F2_Commercial_Lodging_Existing_Refrigeration_Electric_Reach-in Refrigerator/Freezer_E4 | F2 | Commercial | Lodging | Existing | Refrigeration | Electric | Reach-in Refrigerator/Freezer | E4 | TRC BC Ratio | 0 | 0 | 0 | 0 | 0 | 0 | 0 | 0 | 0 | 0 | 0 | 0 | 0 | 0 | 0 | 0 | 0 | 0 | 0 | 0 | 0 | 0 | 0 | 0 | 0 | 0 | 0 | 0 | 0 | 0
F2_Commercial_Lodging_Existing_Refrigeration_Electric_Reach-in Refrigerator/Freezer_E5 | F2 | Commercial | Lodging | Existing | Refrigeration | Electric | Reach-in Refrigerator/Freezer | E5 | TRC BC Ratio | 0 | 0 | 0 | 0 | 0 | 0 | 0 | 0 | 0 | 0 | 0 | 0 | 0 | 0 | 0 | 0 | 0 | 0 | 0 | 0 | 0 | 0 | 0 | 0 | 0 | 0 | 0 | 0 | 0 | 0
F2_Commercial_Lodging_Existing_Refrigeration_Electric_Reach-in Refrigerator/Freezer_E6 | F2 | Commercial | Lodging | Existing | Refrigeration | Electric | Reach-in Refrigerator/Freezer | E6 | TRC BC Ratio | 0 | 0 | 0 | 0 | 0 | 0 | 0 | 0 | 0 | 0 | 0 | 0 | 0 | 0 | 0 | 0 | 0 | 0 | 0 | 0 | 0 | 0 | 0 | 0 | 0 | 0 | 0 | 0 | 0 | 0
F2_Commercial_Lodging_Existing_Refrigeration_Electric_Reach-in Refrigerator/Freezer_E7 | F2 | Commercial | Lodging | Existing | Refrigeration | Electric | Reach-in Refrigerator/Freezer | E7 | TRC BC Ratio | 0 | 0 | 0 | 0 | 0 | 0 | 0 | 0 | 0 | 0 | 0 | 0 | 0 | 0 | 0 | 0 | 0 | 0 | 0 | 0 | 0 | 0 | 0 | 0 | 0 | 0 | 0 | 0 | 0 | 0
F2_Commercial_Lodging_Existing_Refrigeration_Electric_Reach-in Refrigerator/Freezer_E8 | F2 | Commercial | Lodging | Existing | Refrigeration | Electric | Reach-in Refrigerator/Freezer | E8 | TRC BC Ratio | 0 | 0 | 0 | 0 | 0 | 0 | 0 | 0 | 0 | 0 | 0 | 0 | 0 | 0 | 0 | 0 | 0 | 0 | 0 | 0 | 0 | 0 | 0 | 0 | 0 | 0 | 0 | 0 | 0 | 0
F2_Commercial_Lodging_Existing_Refrigeration_Electric_Reach-in Refrigerator/Freezer_E9 | F2 | Commercial | Lodging | Existing | Refrigeration | Electric | Reach-in Refrigerator/Freezer | E9 | TRC BC Ratio | 0 | 0 | 0 | 0 | 0 | 0 | 0 | 0 | 0 | 0 | 0 | 0 | 0 | 0 | 0 | 0 | 0 | 0 | 0 | 0 | 0 | 0 | 0 | 0 | 0 | 0 | 0 | 0 | 0 | 0
F2_Commercial_Lodging_Existing_Refrigeration_Electric_Reach-in Refrigerator/Freezer_E10 | F2 | Commercial | Lodging | Existing | Refrigeration | Electric | Reach-in Refrigerator/Freezer | E10 | TRC BC Ratio | 0 | 0 | 0 | 0 | 0 | 0 | 0 | 0 | 0 | 0 | 0 | 0 | 0 | 0 | 0 | 0 | 0 | 0 | 0 | 0 | 0 | 0 | 0 | 0 | 0 | 0 | 0 | 0 | 0 | 0
F3_Commercial_Lodging_Existing_Refrigeration_Electric_Reach-in Refrigerator/Freezer_E1 | F3 | Commercial | Lodging | Existing | Refrigeration | Electric | Reach-in Refrigerator/Freezer | E1 | PACT BC Ratio | 0 | 0 | 0 | 0 | 0 | 0 | 0 | 0 | 0 | 0 | 0 | 0 | 0 | 0 | 0 | 0 | 0 | 0 | 0 | 0 | 0 | 0 | 0 | 0 | 0 | 0 | 0 | 0 | 0 | 0
F3_Commercial_Lodging_Existing_Refrigeration_Electric_Reach-in Refrigerator/Freezer_E2 | F3 | Commercial | Lodging | Existing | Refrigeration | Electric | Reach-in Refrigerator/Freezer | E2 | PACT BC Ratio | 0 | 0 | 0 | 0 | 0 | 0 | 0 | 0 | 0 | 0 | 0 | 0 | 0 | 0 | 0 | 0 | 0 | 0 | 0 | 0 | 0 | 0 | 0 | 0 | 0 | 0 | 0 | 0 | 0 | 0
F3_Commercial_Lodging_Existing_Refrigeration_Electric_Reach-in Refrigerator/Freezer_E3 | F3 | Commercial | Lodging | Existing | Refrigeration | Electric | Reach-in Refrigerator/Freezer | E3 | PACT BC Ratio | 0 | 0 | 0 | 0 | 0 | 0 | 0 | 0 | 0 | 0 | 0 | 0 | 0 | 0 | 0 | 0 | 0 | 0 | 0 | 0 | 0 | 0 | 0 | 0 | 0 | 0 | 0 | 0 | 0 | 0
F3_Commercial_Lodging_Existing_Refrigeration_Electric_Reach-in Refrigerator/Freezer_E4 | F3 | Commercial | Lodging | Existing | Refrigeration | Electric | Reach-in Refrigerator/Freezer | E4 | PACT BC Ratio | 0 | 0 | 0 | 0 | 0 | 0 | 0 | 0 | 0 | 0 | 0 | 0 | 0 | 0 | 0 | 0 | 0 | 0 | 0 | 0 | 0 | 0 | 0 | 0 | 0 | 0 | 0 | 0 | 0 | 0
F3_Commercial_Lodging_Existing_Refrigeration_Electric_Reach-in Refrigerator/Freezer_E5 | F3 | Commercial | Lodging | Existing | Refrigeration | Electric | Reach-in Refrigerator/Freezer | E5 | PACT BC Ratio | 0 | 0 | 0 | 0 | 0 | 0 | 0 | 0 | 0 | 0 | 0 | 0 | 0 | 0 | 0 | 0 | 0 | 0 | 0 | 0 | 0 | 0 | 0 | 0 | 0 | 0 | 0 | 0 | 0 | 0
F3_Commercial_Lodging_Existing_Refrigeration_Electric_Reach-in Refrigerator/Freezer_E6 | F3 | Commercial | Lodging | Existing | Refrigeration | Electric | Reach-in Refrigerator/Freezer | E6 | PACT BC Ratio | 0 | 0 | 0 | 0 | 0 | 0 | 0 | 0 | 0 | 0 | 0 | 0 | 0 | 0 | 0 | 0 | 0 | 0 | 0 | 0 | 0 | 0 | 0 | 0 | 0 | 0 | 0 | 0 | 0 | 0
F3_Commercial_Lodging_Existing_Refrigeration_Electric_Reach-in Refrigerator/Freezer_E7 | F3 | Commercial | Lodging | Existing | Refrigeration | Electric | Reach-in Refrigerator/Freezer | E7 | PACT BC Ratio | 0 | 0 | 0 | 0 | 0 | 0 | 0 | 0 | 0 | 0 | 0 | 0 | 0 | 0 | 0 | 0 | 0 | 0 | 0 | 0 | 0 | 0 | 0 | 0 | 0 | 0 | 0 | 0 | 0 | 0
F3_Commercial_Lodging_Existing_Refrigeration_Electric_Reach-in Refrigerator/Freezer_E8 | F3 | Commercial | Lodging | Existing | Refrigeration | Electric | Reach-in Refrigerator/Freezer | E8 | PACT BC Ratio | 0 | 0 | 0 | 0 | 0 | 0 | 0 | 0 | 0 | 0 | 0 | 0 | 0 | 0 | 0 | 0 | 0 | 0 | 0 | 0 | 0 | 0 | 0 | 0 | 0 | 0 | 0 | 0 | 0 | 0
F3_Commercial_Lodging_Existing_Refrigeration_Electric_Reach-in Refrigerator/Freezer_E9 | F3 | Commercial | Lodging | Existing | Refrigeration | Electric | Reach-in Refrigerator/Freezer | E9 | PACT BC Ratio | 0 | 0 | 0 | 0 | 0 | 0 | 0 | 0 | 0 | 0 | 0 | 0 | 0 | 0 | 0 | 0 | 0 | 0 | 0 | 0 | 0 | 0 | 0 | 0 | 0 | 0 | 0 | 0 | 0 | 0
F3_Commercial_Lodging_Existing_Refrigeration_Electric_Reach-in Refrigerator/Freezer_E10 | F3 | Commercial | Lodging | Existing | Refrigeration | Electric | Reach-in Refrigerator/Freezer | E10 | PACT BC Ratio | 0 | 0 | 0 | 0 | 0 | 0 | 0 | 0 | 0 | 0 | 0 | 0 | 0 | 0 | 0 | 0 | 0 | 0 | 0 | 0 | 0 | 0 | 0 | 0 | 0 | 0 | 0 | 0 | 0 | 0
F4_Commercial_Lodging_Existing_Refrigeration_Electric_Reach-in Refrigerator/Freezer_E1 | F4 | Commercial | Lodging | Existing | Refrigeration | Electric | Reach-in Refrigerator/Freezer | E1 | RVT BC Ratio | 0 | 0 | 0 | 0 | 0 | 0 | 0 | 0 | 0 | 0 | 0 | 0 | 0 | 0 | 0 | 0 | 0 | 0 | 0 | 0 | 0 | 0 | 0 | 0 | 0 | 0 | 0 | 0 | 0 | 0
F4_Commercial_Lodging_Existing_Refrigeration_Electric_Reach-in Refrigerator/Freezer_E2 | F4 | Commercial | Lodging | Existing | Refrigeration | Electric | Reach-in Refrigerator/Freezer | E2 | RVT BC Ratio | 0 | 0 | 0 | 0 | 0 | 0 | 0 | 0 | 0 | 0 | 0 | 0 | 0 | 0 | 0 | 0 | 0 | 0 | 0 | 0 | 0 | 0 | 0 | 0 | 0 | 0 | 0 | 0 | 0 | 0
F4_Commercial_Lodging_Existing_Refrigeration_Electric_Reach-in Refrigerator/Freezer_E3 | F4 | Commercial | Lodging | Existing | Refrigeration | Electric | Reach-in Refrigerator/Freezer | E3 | RVT BC Ratio | 0 | 0 | 0 | 0 | 0 | 0 | 0 | 0 | 0 | 0 | 0 | 0 | 0 | 0 | 0 | 0 | 0 | 0 | 0 | 0 | 0 | 0 | 0 | 0 | 0 | 0 | 0 | 0 | 0 | 0
F4_Commercial_Lodging_Existing_Refrigeration_Electric_Reach-in Refrigerator/Freezer_E4 | F4 | Commercial | Lodging | Existing | Refrigeration | Electric | Reach-in Refrigerator/Freezer | E4 | RVT BC Ratio | 0 | 0 | 0 | 0 | 0 | 0 | 0 | 0 | 0 | 0 | 0 | 0 | 0 | 0 | 0 | 0 | 0 | 0 | 0 | 0 | 0 | 0 | 0 | 0 | 0 | 0 | 0 | 0 | 0 | 0
F4_Commercial_Lodging_Existing_Refrigeration_Electric_Reach-in Refrigerator/Freezer_E5 | F4 | Commercial | Lodging | Existing | Refrigeration | Electric | Reach-in Refrigerator/Freezer | E5 | RVT BC Ratio | 0 | 0 | 0 | 0 | 0 | 0 | 0 | 0 | 0 | 0 | 0 | 0 | 0 | 0 | 0 | 0 | 0 | 0 | 0 | 0 | 0 | 0 | 0 | 0 | 0 | 0 | 0 | 0 | 0 | 0
F4_Commercial_Lodging_Existing_Refrigeration_Electric_Reach-in Refrigerator/Freezer_E6 | F4 | Commercial | Lodging | Existing | Refrigeration | Electric | Reach-in Refrigerator/Freezer | E6 | RVT BC Ratio | 0 | 0 | 0 | 0 | 0 | 0 | 0 | 0 | 0 | 0 | 0 | 0 | 0 | 0 | 0 | 0 | 0 | 0 | 0 | 0 | 0 | 0 | 0 | 0 | 0 | 0 | 0 | 0 | 0 | 0
F4_Commercial_Lodging_Existing_Refrigeration_Electric_Reach-in Refrigerator/Freezer_E7 | F4 | Commercial | Lodging | Existing | Refrigeration | Electric | Reach-in Refrigerator/Freezer | E7 | RVT BC Ratio | 0 | 0 | 0 | 0 | 0 | 0 | 0 | 0 | 0 | 0 | 0 | 0 | 0 | 0 | 0 | 0 | 0 | 0 | 0 | 0 | 0 | 0 | 0 | 0 | 0 | 0 | 0 | 0 | 0 | 0
F4_Commercial_Lodging_Existing_Refrigeration_Electric_Reach-in Refrigerator/Freezer_E8 | F4 | Commercial | Lodging | Existing | Refrigeration | Electric | Reach-in Refrigerator/Freezer | E8 | RVT BC Ratio | 0 | 0 | 0 | 0 | 0 | 0 | 0 | 0 | 0 | 0 | 0 | 0 | 0 | 0 | 0 | 0 | 0 | 0 | 0 | 0 | 0 | 0 | 0 | 0 | 0 | 0 | 0 | 0 | 0 | 0
F4_Commercial_Lodging_Existing_Refrigeration_Electric_Reach-in Refrigerator/Freezer_E9 | F4 | Commercial | Lodging | Existing | Refrigeration | Electric | Reach-in Refrigerator/Freezer | E9 | RVT BC Ratio | 0 | 0 | 0 | 0 | 0 | 0 | 0 | 0 | 0 | 0 | 0 | 0 | 0 | 0 | 0 | 0 | 0 | 0 | 0 | 0 | 0 | 0 | 0 | 0 | 0 | 0 | 0 | 0 | 0 | 0
F4_Commercial_Lodging_Existing_Refrigeration_Electric_Reach-in Refrigerator/Freezer_E10 | F4 | Commercial | Lodging | Existing | Refrigeration | Electric | Reach-in Refrigerator/Freezer | E10 | RVT BC Ratio | 0 | 0 | 0 | 0 | 0 | 0 | 0 | 0 | 0 | 0 | 0 | 0 | 0 | 0 | 0 | 0 | 0 | 0 | 0 | 0 | 0 | 0 | 0 | 0 | 0 | 0 | 0 | 0 | 0 | 0
F5_Commercial_Lodging_Existing_Refrigeration_Electric_Reach-in Refrigerator/Freezer_E1 | F5 | Commercial | Lodging | Existing | Refrigeration | Electric | Reach-in Refrigerator/Freezer | E1 | RIM BC Ratio | 0 | 0 | 0 | 0 | 0 | 0 | 0 | 0 | 0 | 0 | 0 | 0 | 0 | 0 | 0 | 0 | 0 | 0 | 0 | 0 | 0 | 0 | 0 | 0 | 0 | 0 | 0 | 0 | 0 | 0
F5_Commercial_Lodging_Existing_Refrigeration_Electric_Reach-in Refrigerator/Freezer_E2 | F5 | Commercial | Lodging | Existing | Refrigeration | Electric | Reach-in Refrigerator/Freezer | E2 | RIM BC Ratio | 0 | 0 | 0 | 0 | 0 | 0 | 0 | 0 | 0 | 0 | 0 | 0 | 0 | 0 | 0 | 0 | 0 | 0 | 0 | 0 | 0 | 0 | 0 | 0 | 0 | 0 | 0 | 0 | 0 | 0
F5_Commercial_Lodging_Existing_Refrigeration_Electric_Reach-in Refrigerator/Freezer_E3 | F5 | Commercial | Lodging | Existing | Refrigeration | Electric | Reach-in Refrigerator/Freezer | E3 | RIM BC Ratio | 0 | 0 | 0 | 0 | 0 | 0 | 0 | 0 | 0 | 0 | 0 | 0 | 0 | 0 | 0 | 0 | 0 | 0 | 0 | 0 | 0 | 0 | 0 | 0 | 0 | 0 | 0 | 0 | 0 | 0
F5_Commercial_Lodging_Existing_Refrigeration_Electric_Reach-in Refrigerator/Freezer_E4 | F5 | Commercial | Lodging | Existing | Refrigeration | Electric | Reach-in Refrigerator/Freezer | E4 | RIM BC Ratio | 0 | 0 | 0 | 0 | 0 | 0 | 0 | 0 | 0 | 0 | 0 | 0 | 0 | 0 | 0 | 0 | 0 | 0 | 0 | 0 | 0 | 0 | 0 | 0 | 0 | 0 | 0 | 0 | 0 | 0
F5_Commercial_Lodging_Existing_Refrigeration_Electric_Reach-in Refrigerator/Freezer_E5 | F5 | Commercial | Lodging | Existing | Refrigeration | Electric | Reach-in Refrigerator/Freezer | E5 | RIM BC Ratio | 0 | 0 | 0 | 0 | 0 | 0 | 0 | 0 | 0 | 0 | 0 | 0 | 0 | 0 | 0 | 0 | 0 | 0 | 0 | 0 | 0 | 0 | 0 | 0 | 0 | 0 | 0 | 0 | 0 | 0
F5_Commercial_Lodging_Existing_Refrigeration_Electric_Reach-in Refrigerator/Freezer_E6 | F5 | Commercial | Lodging | Existing | Refrigeration | Electric | Reach-in Refrigerator/Freezer | E6 | RIM BC Ratio | 0 | 0 | 0 | 0 | 0 | 0 | 0 | 0 | 0 | 0 | 0 | 0 | 0 | 0 | 0 | 0 | 0 | 0 | 0 | 0 | 0 | 0 | 0 | 0 | 0 | 0 | 0 | 0 | 0 | 0
F5_Commercial_Lodging_Existing_Refrigeration_Electric_Reach-in Refrigerator/Freezer_E7 | F5 | Commercial | Lodging | Existing | Refrigeration | Electric | Reach-in Refrigerator/Freezer | E7 | RIM BC Ratio | 0 | 0 | 0 | 0 | 0 | 0 | 0 | 0 | 0 | 0 | 0 | 0 | 0 | 0 | 0 | 0 | 0 | 0 | 0 | 0 | 0 | 0 | 0 | 0 | 0 | 0 | 0 | 0 | 0 | 0
F5_Commercial_Lodging_Existing_Refrigeration_Electric_Reach-in Refrigerator/Freezer_E8 | F5 | Commercial | Lodging | Existing | Refrigeration | Electric | Reach-in Refrigerator/Freezer | E8 | RIM BC Ratio | 0 | 0 | 0 | 0 | 0 | 0 | 0 | 0 | 0 | 0 | 0 | 0 | 0 | 0 | 0 | 0 | 0 | 0 | 0 | 0 | 0 | 0 | 0 | 0 | 0 | 0 | 0 | 0 | 0 | 0
F5_Commercial_Lodging_Existing_Refrigeration_Electric_Reach-in Refrigerator/Freezer_E9 | F5 | Commercial | Lodging | Existing | Refrigeration | Electric | Reach-in Refrigerator/Freezer | E9 | RIM BC Ratio | 0 | 0 | 0 | 0 | 0 | 0 | 0 | 0 | 0 | 0 | 0 | 0 | 0 | 0 | 0 | 0 | 0 | 0 | 0 | 0 | 0 | 0 | 0 | 0 | 0 | 0 | 0 | 0 | 0 | 0
F5_Commercial_Lodging_Existing_Refrigeration_Electric_Reach-in Refrigerator/Freezer_E10 | F5 | Commercial | Lodging | Existing | Refrigeration | Electric | Reach-in Refrigerator/Freezer | E10 | RIM BC Ratio | 0 | 0 | 0 | 0 | 0 | 0 | 0 | 0 | 0 | 0 | 0 | 0 | 0 | 0 | 0 | 0 | 0 | 0 | 0 | 0 | 0 | 0 | 0 | 0 | 0 | 0 | 0 | 0 | 0 | 0
F0_Commercial_Lodging_Existing_Refrigeration_Electric_Glass Door Display_E0 | F0 | Commercial | Lodging | Existing | Refrigeration | Electric | Glass Door Display | E0 | Economic Unit | 0 | 0 | 0 | 0 | 0 | 0 | 0 | 0 | 0 | 0 | 0 | 0 | 0 | 0 | 0 | 0 | 0 | 0 | 0 | 0 | 0 | 0 | 0 | 0 | 0 | 0 | 0 | 0 | 0 | 0
F1_Commercial_Lodging_Existing_Refrigeration_Electric_Glass Door Display_E1 | F1 | Commercial | Lodging | Existing | Refrigeration | Electric | Glass Door Display | E1 | CCE | 0 | 0 | 0 | 0 | 0 | 0 | 0 | 0 | 0 | 0 | 0 | 0 | 0 | 0 | 0 | 0 | 0 | 0 | 0 | 0 | 0 | 0 | 0 | 0 | 0 | 0 | 0 | 0 | 0 | 0
F1_Commercial_Lodging_Existing_Refrigeration_Electric_Glass Door Display_E2 | F1 | Commercial | Lodging | Existing | Refrigeration | Electric | Glass Door Display | E2 | CCE | 0 | 0 | 0 | 0 | 0 | 0 | 0 | 0 | 0 | 0 | 0 | 0 | 0 | 0 | 0 | 0 | 0 | 0 | 0 | 0 | 0 | 0 | 0 | 0 | 0 | 0 | 0 | 0 | 0 | 0
F1_Commercial_Lodging_Existing_Refrigeration_Electric_Glass Door Display_E3 | F1 | Commercial | Lodging | Existing | Refrigeration | Electric | Glass Door Display | E3 | CCE | 0 | 0 | 0 | 0 | 0 | 0 | 0 | 0 | 0 | 0 | 0 | 0 | 0 | 0 | 0 | 0 | 0 | 0 | 0 | 0 | 0 | 0 | 0 | 0 | 0 | 0 | 0 | 0 | 0 | 0
F1_Commercial_Lodging_Existing_Refrigeration_Electric_Glass Door Display_E4 | F1 | Commercial | Lodging | Existing | Refrigeration | Electric | Glass Door Display | E4 | CCE | 0 | 0 | 0 | 0 | 0 | 0 | 0 | 0 | 0 | 0 | 0 | 0 | 0 | 0 | 0 | 0 | 0 | 0 | 0 | 0 | 0 | 0 | 0 | 0 | 0 | 0 | 0 | 0 | 0 | 0
F1_Commercial_Lodging_Existing_Refrigeration_Electric_Glass Door Display_E5 | F1 | Commercial | Lodging | Existing | Refrigeration | Electric | Glass Door Display | E5 | CCE | 0 | 0 | 0 | 0 | 0 | 0 | 0 | 0 | 0 | 0 | 0 | 0 | 0 | 0 | 0 | 0 | 0 | 0 | 0 | 0 | 0 | 0 | 0 | 0 | 0 | 0 | 0 | 0 | 0 | 0
F1_Commercial_Lodging_Existing_Refrigeration_Electric_Glass Door Display_E6 | F1 | Commercial | Lodging | Existing | Refrigeration | Electric | Glass Door Display | E6 | CCE | 0 | 0 | 0 | 0 | 0 | 0 | 0 | 0 | 0 | 0 | 0 | 0 | 0 | 0 | 0 | 0 | 0 | 0 | 0 | 0 | 0 | 0 | 0 | 0 | 0 | 0 | 0 | 0 | 0 | 0
F1_Commercial_Lodging_Existing_Refrigeration_Electric_Glass Door Display_E7 | F1 | Commercial | Lodging | Existing | Refrigeration | Electric | Glass Door Display | E7 | CCE | 0 | 0 | 0 | 0 | 0 | 0 | 0 | 0 | 0 | 0 | 0 | 0 | 0 | 0 | 0 | 0 | 0 | 0 | 0 | 0 | 0 | 0 | 0 | 0 | 0 | 0 | 0 | 0 | 0 | 0
F1_Commercial_Lodging_Existing_Refrigeration_Electric_Glass Door Display_E8 | F1 | Commercial | Lodging | Existing | Refrigeration | Electric | Glass Door Display | E8 | CCE | 0 | 0 | 0 | 0 | 0 | 0 | 0 | 0 | 0 | 0 | 0 | 0 | 0 | 0 | 0 | 0 | 0 | 0 | 0 | 0 | 0 | 0 | 0 | 0 | 0 | 0 | 0 | 0 | 0 | 0
F1_Commercial_Lodging_Existing_Refrigeration_Electric_Glass Door Display_E9 | F1 | Commercial | Lodging | Existing | Refrigeration | Electric | Glass Door Display | E9 | CCE | 0 | 0 | 0 | 0 | 0 | 0 | 0 | 0 | 0 | 0 | 0 | 0 | 0 | 0 | 0 | 0 | 0 | 0 | 0 | 0 | 0 | 0 | 0 | 0 | 0 | 0 | 0 | 0 | 0 | 0
F1_Commercial_Lodging_Existing_Refrigeration_Electric_Glass Door Display_E10 | F1 | Commercial | Lodging | Existing | Refrigeration | Electric | Glass Door Display | E10 | CCE | 0 | 0 | 0 | 0 | 0 | 0 | 0 | 0 | 0 | 0 | 0 | 0 | 0 | 0 | 0 | 0 | 0 | 0 | 0 | 0 | 0 | 0 | 0 | 0 | 0 | 0 | 0 | 0 | 0 | 0
F2_Commercial_Lodging_Existing_Refrigeration_Electric_Glass Door Display_E1 | F2 | Commercial | Lodging | Existing | Refrigeration | Electric | Glass Door Display | E1 | TRC BC Ratio | 0 | 0 | 0 | 0 | 0 | 0 | 0 | 0 | 0 | 0 | 0 | 0 | 0 | 0 | 0 | 0 | 0 | 0 | 0 | 0 | 0 | 0 | 0 | 0 | 0 | 0 | 0 | 0 | 0 | 0
F2_Commercial_Lodging_Existing_Refrigeration_Electric_Glass Door Display_E2 | F2 | Commercial | Lodging | Existing | Refrigeration | Electric | Glass Door Display | E2 | TRC BC Ratio | 0 | 0 | 0 | 0 | 0 | 0 | 0 | 0 | 0 | 0 | 0 | 0 | 0 | 0 | 0 | 0 | 0 | 0 | 0 | 0 | 0 | 0 | 0 | 0 | 0 | 0 | 0 | 0 | 0 | 0
F2_Commercial_Lodging_Existing_Refrigeration_Electric_Glass Door Display_E3 | F2 | Commercial | Lodging | Existing | Refrigeration | Electric | Glass Door Display | E3 | TRC BC Ratio | 0 | 0 | 0 | 0 | 0 | 0 | 0 | 0 | 0 | 0 | 0 | 0 | 0 | 0 | 0 | 0 | 0 | 0 | 0 | 0 | 0 | 0 | 0 | 0 | 0 | 0 | 0 | 0 | 0 | 0
F2_Commercial_Lodging_Existing_Refrigeration_Electric_Glass Door Display_E4 | F2 | Commercial | Lodging | Existing | Refrigeration | Electric | Glass Door Display | E4 | TRC BC Ratio | 0 | 0 | 0 | 0 | 0 | 0 | 0 | 0 | 0 | 0 | 0 | 0 | 0 | 0 | 0 | 0 | 0 | 0 | 0 | 0 | 0 | 0 | 0 | 0 | 0 | 0 | 0 | 0 | 0 | 0
F2_Commercial_Lodging_Existing_Refrigeration_Electric_Glass Door Display_E5 | F2 | Commercial | Lodging | Existing | Refrigeration | Electric | Glass Door Display | E5 | TRC BC Ratio | 0 | 0 | 0 | 0 | 0 | 0 | 0 | 0 | 0 | 0 | 0 | 0 | 0 | 0 | 0 | 0 | 0 | 0 | 0 | 0 | 0 | 0 | 0 | 0 | 0 | 0 | 0 | 0 | 0 | 0
F2_Commercial_Lodging_Existing_Refrigeration_Electric_Glass Door Display_E6 | F2 | Commercial | Lodging | Existing | Refrigeration | Electric | Glass Door Display | E6 | TRC BC Ratio | 0 | 0 | 0 | 0 | 0 | 0 | 0 | 0 | 0 | 0 | 0 | 0 | 0 | 0 | 0 | 0 | 0 | 0 | 0 | 0 | 0 | 0 | 0 | 0 | 0 | 0 | 0 | 0 | 0 | 0
F2_Commercial_Lodging_Existing_Refrigeration_Electric_Glass Door Display_E7 | F2 | Commercial | Lodging | Existing | Refrigeration | Electric | Glass Door Display | E7 | TRC BC Ratio | 0 | 0 | 0 | 0 | 0 | 0 | 0 | 0 | 0 | 0 | 0 | 0 | 0 | 0 | 0 | 0 | 0 | 0 | 0 | 0 | 0 | 0 | 0 | 0 | 0 | 0 | 0 | 0 | 0 | 0
F2_Commercial_Lodging_Existing_Refrigeration_Electric_Glass Door Display_E8 | F2 | Commercial | Lodging | Existing | Refrigeration | Electric | Glass Door Display | E8 | TRC BC Ratio | 0 | 0 | 0 | 0 | 0 | 0 | 0 | 0 | 0 | 0 | 0 | 0 | 0 | 0 | 0 | 0 | 0 | 0 | 0 | 0 | 0 | 0 | 0 | 0 | 0 | 0 | 0 | 0 | 0 | 0
F2_Commercial_Lodging_Existing_Refrigeration_Electric_Glass Door Display_E9 | F2 | Commercial | Lodging | Existing | Refrigeration | Electric | Glass Door Display | E9 | TRC BC Ratio | 0 | 0 | 0 | 0 | 0 | 0 | 0 | 0 | 0 | 0 | 0 | 0 | 0 | 0 | 0 | 0 | 0 | 0 | 0 | 0 | 0 | 0 | 0 | 0 | 0 | 0 | 0 | 0 | 0 | 0
F2_Commercial_Lodging_Existing_Refrigeration_Electric_Glass Door Display_E10 | F2 | Commercial | Lodging | Existing | Refrigeration | Electric | Glass Door Display | E10 | TRC BC Ratio | 0 | 0 | 0 | 0 | 0 | 0 | 0 | 0 | 0 | 0 | 0 | 0 | 0 | 0 | 0 | 0 | 0 | 0 | 0 | 0 | 0 | 0 | 0 | 0 | 0 | 0 | 0 | 0 | 0 | 0
F3_Commercial_Lodging_Existing_Refrigeration_Electric_Glass Door Display_E1 | F3 | Commercial | Lodging | Existing | Refrigeration | Electric | Glass Door Display | E1 | PACT BC Ratio | 0 | 0 | 0 | 0 | 0 | 0 | 0 | 0 | 0 | 0 | 0 | 0 | 0 | 0 | 0 | 0 | 0 | 0 | 0 | 0 | 0 | 0 | 0 | 0 | 0 | 0 | 0 | 0 | 0 | 0
F3_Commercial_Lodging_Existing_Refrigeration_Electric_Glass Door Display_E2 | F3 | Commercial | Lodging | Existing | Refrigeration | Electric | Glass Door Display | E2 | PACT BC Ratio | 0 | 0 | 0 | 0 | 0 | 0 | 0 | 0 | 0 | 0 | 0 | 0 | 0 | 0 | 0 | 0 | 0 | 0 | 0 | 0 | 0 | 0 | 0 | 0 | 0 | 0 | 0 | 0 | 0 | 0
F3_Commercial_Lodging_Existing_Refrigeration_Electric_Glass Door Display_E3 | F3 | Commercial | Lodging | Existing | Refrigeration | Electric | Glass Door Display | E3 | PACT BC Ratio | 0 | 0 | 0 | 0 | 0 | 0 | 0 | 0 | 0 | 0 | 0 | 0 | 0 | 0 | 0 | 0 | 0 | 0 | 0 | 0 | 0 | 0 | 0 | 0 | 0 | 0 | 0 | 0 | 0 | 0
F3_Commercial_Lodging_Existing_Refrigeration_Electric_Glass Door Display_E4 | F3 | Commercial | Lodging | Existing | Refrigeration | Electric | Glass Door Display | E4 | PACT BC Ratio | 0 | 0 | 0 | 0 | 0 | 0 | 0 | 0 | 0 | 0 | 0 | 0 | 0 | 0 | 0 | 0 | 0 | 0 | 0 | 0 | 0 | 0 | 0 | 0 | 0 | 0 | 0 | 0 | 0 | 0
F3_Commercial_Lodging_Existing_Refrigeration_Electric_Glass Door Display_E5 | F3 | Commercial | Lodging | Existing | Refrigeration | Electric | Glass Door Display | E5 | PACT BC Ratio | 0 | 0 | 0 | 0 | 0 | 0 | 0 | 0 | 0 | 0 | 0 | 0 | 0 | 0 | 0 | 0 | 0 | 0 | 0 | 0 | 0 | 0 | 0 | 0 | 0 | 0 | 0 | 0 | 0 | 0
F3_Commercial_Lodging_Existing_Refrigeration_Electric_Glass Door Display_E6 | F3 | Commercial | Lodging | Existing | Refrigeration | Electric | Glass Door Display | E6 | PACT BC Ratio | 0 | 0 | 0 | 0 | 0 | 0 | 0 | 0 | 0 | 0 | 0 | 0 | 0 | 0 | 0 | 0 | 0 | 0 | 0 | 0 | 0 | 0 | 0 | 0 | 0 | 0 | 0 | 0 | 0 | 0
F3_Commercial_Lodging_Existing_Refrigeration_Electric_Glass Door Display_E7 | F3 | Commercial | Lodging | Existing | Refrigeration | Electric | Glass Door Display | E7 | PACT BC Ratio | 0 | 0 | 0 | 0 | 0 | 0 | 0 | 0 | 0 | 0 | 0 | 0 | 0 | 0 | 0 | 0 | 0 | 0 | 0 | 0 | 0 | 0 | 0 | 0 | 0 | 0 | 0 | 0 | 0 | 0
F3_Commercial_Lodging_Existing_Refrigeration_Electric_Glass Door Display_E8 | F3 | Commercial | Lodging | Existing | Refrigeration | Electric | Glass Door Display | E8 | PACT BC Ratio | 0 | 0 | 0 | 0 | 0 | 0 | 0 | 0 | 0 | 0 | 0 | 0 | 0 | 0 | 0 | 0 | 0 | 0 | 0 | 0 | 0 | 0 | 0 | 0 | 0 | 0 | 0 | 0 | 0 | 0
F3_Commercial_Lodging_Existing_Refrigeration_Electric_Glass Door Display_E9 | F3 | Commercial | Lodging | Existing | Refrigeration | Electric | Glass Door Display | E9 | PACT BC Ratio | 0 | 0 | 0 | 0 | 0 | 0 | 0 | 0 | 0 | 0 | 0 | 0 | 0 | 0 | 0 | 0 | 0 | 0 | 0 | 0 | 0 | 0 | 0 | 0 | 0 | 0 | 0 | 0 | 0 | 0
F3_Commercial_Lodging_Existing_Refrigeration_Electric_Glass Door Display_E10 | F3 | Commercial | Lodging | Existing | Refrigeration | Electric | Glass Door Display | E10 | PACT BC Ratio | 0 | 0 | 0 | 0 | 0 | 0 | 0 | 0 | 0 | 0 | 0 | 0 | 0 | 0 | 0 | 0 | 0 | 0 | 0 | 0 | 0 | 0 | 0 | 0 | 0 | 0 | 0 | 0 | 0 | 0
F4_Commercial_Lodging_Existing_Refrigeration_Electric_Glass Door Display_E1 | F4 | Commercial | Lodging | Existing | Refrigeration | Electric | Glass Door Display | E1 | RVT BC Ratio | 0 | 0 | 0 | 0 | 0 | 0 | 0 | 0 | 0 | 0 | 0 | 0 | 0 | 0 | 0 | 0 | 0 | 0 | 0 | 0 | 0 | 0 | 0 | 0 | 0 | 0 | 0 | 0 | 0 | 0
F4_Commercial_Lodging_Existing_Refrigeration_Electric_Glass Door Display_E2 | F4 | Commercial | Lodging | Existing | Refrigeration | Electric | Glass Door Display | E2 | RVT BC Ratio | 0 | 0 | 0 | 0 | 0 | 0 | 0 | 0 | 0 | 0 | 0 | 0 | 0 | 0 | 0 | 0 | 0 | 0 | 0 | 0 | 0 | 0 | 0 | 0 | 0 | 0 | 0 | 0 | 0 | 0
F4_Commercial_Lodging_Existing_Refrigeration_Electric_Glass Door Display_E3 | F4 | Commercial | Lodging | Existing | Refrigeration | Electric | Glass Door Display | E3 | RVT BC Ratio | 0 | 0 | 0 | 0 | 0 | 0 | 0 | 0 | 0 | 0 | 0 | 0 | 0 | 0 | 0 | 0 | 0 | 0 | 0 | 0 | 0 | 0 | 0 | 0 | 0 | 0 | 0 | 0 | 0 | 0
F4_Commercial_Lodging_Existing_Refrigeration_Electric_Glass Door Display_E4 | F4 | Commercial | Lodging | Existing | Refrigeration | Electric | Glass Door Display | E4 | RVT BC Ratio | 0 | 0 | 0 | 0 | 0 | 0 | 0 | 0 | 0 | 0 | 0 | 0 | 0 | 0 | 0 | 0 | 0 | 0 | 0 | 0 | 0 | 0 | 0 | 0 | 0 | 0 | 0 | 0 | 0 | 0
F4_Commercial_Lodging_Existing_Refrigeration_Electric_Glass Door Display_E5 | F4 | Commercial | Lodging | Existing | Refrigeration | Electric | Glass Door Display | E5 | RVT BC Ratio | 0 | 0 | 0 | 0 | 0 | 0 | 0 | 0 | 0 | 0 | 0 | 0 | 0 | 0 | 0 | 0 | 0 | 0 | 0 | 0 | 0 | 0 | 0 | 0 | 0 | 0 | 0 | 0 | 0 | 0
F4_Commercial_Lodging_Existing_Refrigeration_Electric_Glass Door Display_E6 | F4 | Commercial | Lodging | Existing | Refrigeration | Electric | Glass Door Display | E6 | RVT BC Ratio | 0 | 0 | 0 | 0 | 0 | 0 | 0 | 0 | 0 | 0 | 0 | 0 | 0 | 0 | 0 | 0 | 0 | 0 | 0 | 0 | 0 | 0 | 0 | 0 | 0 | 0 | 0 | 0 | 0 | 0
F4_Commercial_Lodging_Existing_Refrigeration_Electric_Glass Door Display_E7 | F4 | Commercial | Lodging | Existing | Refrigeration | Electric | Glass Door Display | E7 | RVT BC Ratio | 0 | 0 | 0 | 0 | 0 | 0 | 0 | 0 | 0 | 0 | 0 | 0 | 0 | 0 | 0 | 0 | 0 | 0 | 0 | 0 | 0 | 0 | 0 | 0 | 0 | 0 | 0 | 0 | 0 | 0
F4_Commercial_Lodging_Existing_Refrigeration_Electric_Glass Door Display_E8 | F4 | Commercial | Lodging | Existing | Refrigeration | Electric | Glass Door Display | E8 | RVT BC Ratio | 0 | 0 | 0 | 0 | 0 | 0 | 0 | 0 | 0 | 0 | 0 | 0 | 0 | 0 | 0 | 0 | 0 | 0 | 0 | 0 | 0 | 0 | 0 | 0 | 0 | 0 | 0 | 0 | 0 | 0
F4_Commercial_Lodging_Existing_Refrigeration_Electric_Glass Door Display_E9 | F4 | Commercial | Lodging | Existing | Refrigeration | Electric | Glass Door Display | E9 | RVT BC Ratio | 0 | 0 | 0 | 0 | 0 | 0 | 0 | 0 | 0 | 0 | 0 | 0 | 0 | 0 | 0 | 0 | 0 | 0 | 0 | 0 | 0 | 0 | 0 | 0 | 0 | 0 | 0 | 0 | 0 | 0
F4_Commercial_Lodging_Existing_Refrigeration_Electric_Glass Door Display_E10 | F4 | Commercial | Lodging | Existing | Refrigeration | Electric | Glass Door Display | E10 | RVT BC Ratio | 0 | 0 | 0 | 0 | 0 | 0 | 0 | 0 | 0 | 0 | 0 | 0 | 0 | 0 | 0 | 0 | 0 | 0 | 0 | 0 | 0 | 0 | 0 | 0 | 0 | 0 | 0 | 0 | 0 | 0
F5_Commercial_Lodging_Existing_Refrigeration_Electric_Glass Door Display_E1 | F5 | Commercial | Lodging | Existing | Refrigeration | Electric | Glass Door Display | E1 | RIM BC Ratio | 0 | 0 | 0 | 0 | 0 | 0 | 0 | 0 | 0 | 0 | 0 | 0 | 0 | 0 | 0 | 0 | 0 | 0 | 0 | 0 | 0 | 0 | 0 | 0 | 0 | 0 | 0 | 0 | 0 | 0
F5_Commercial_Lodging_Existing_Refrigeration_Electric_Glass Door Display_E2 | F5 | Commercial | Lodging | Existing | Refrigeration | Electric | Glass Door Display | E2 | RIM BC Ratio | 0 | 0 | 0 | 0 | 0 | 0 | 0 | 0 | 0 | 0 | 0 | 0 | 0 | 0 | 0 | 0 | 0 | 0 | 0 | 0 | 0 | 0 | 0 | 0 | 0 | 0 | 0 | 0 | 0 | 0
F5_Commercial_Lodging_Existing_Refrigeration_Electric_Glass Door Display_E3 | F5 | Commercial | Lodging | Existing | Refrigeration | Electric | Glass Door Display | E3 | RIM BC Ratio | 0 | 0 | 0 | 0 | 0 | 0 | 0 | 0 | 0 | 0 | 0 | 0 | 0 | 0 | 0 | 0 | 0 | 0 | 0 | 0 | 0 | 0 | 0 | 0 | 0 | 0 | 0 | 0 | 0 | 0
F5_Commercial_Lodging_Existing_Refrigeration_Electric_Glass Door Display_E4 | F5 | Commercial | Lodging | Existing | Refrigeration | Electric | Glass Door Display | E4 | RIM BC Ratio | 0 | 0 | 0 | 0 | 0 | 0 | 0 | 0 | 0 | 0 | 0 | 0 | 0 | 0 | 0 | 0 | 0 | 0 | 0 | 0 | 0 | 0 | 0 | 0 | 0 | 0 | 0 | 0 | 0 | 0
F5_Commercial_Lodging_Existing_Refrigeration_Electric_Glass Door Display_E5 | F5 | Commercial | Lodging | Existing | Refrigeration | Electric | Glass Door Display | E5 | RIM BC Ratio | 0 | 0 | 0 | 0 | 0 | 0 | 0 | 0 | 0 | 0 | 0 | 0 | 0 | 0 | 0 | 0 | 0 | 0 | 0 | 0 | 0 | 0 | 0 | 0 | 0 | 0 | 0 | 0 | 0 | 0
F5_Commercial_Lodging_Existing_Refrigeration_Electric_Glass Door Display_E6 | F5 | Commercial | Lodging | Existing | Refrigeration | Electric | Glass Door Display | E6 | RIM BC Ratio | 0 | 0 | 0 | 0 | 0 | 0 | 0 | 0 | 0 | 0 | 0 | 0 | 0 | 0 | 0 | 0 | 0 | 0 | 0 | 0 | 0 | 0 | 0 | 0 | 0 | 0 | 0 | 0 | 0 | 0
F5_Commercial_Lodging_Existing_Refrigeration_Electric_Glass Door Display_E7 | F5 | Commercial | Lodging | Existing | Refrigeration | Electric | Glass Door Display | E7 | RIM BC Ratio | 0 | 0 | 0 | 0 | 0 | 0 | 0 | 0 | 0 | 0 | 0 | 0 | 0 | 0 | 0 | 0 | 0 | 0 | 0 | 0 | 0 | 0 | 0 | 0 | 0 | 0 | 0 | 0 | 0 | 0
F5_Commercial_Lodging_Existing_Refrigeration_Electric_Glass Door Display_E8 | F5 | Commercial | Lodging | Existing | Refrigeration | Electric | Glass Door Display | E8 | RIM BC Ratio | 0 | 0 | 0 | 0 | 0 | 0 | 0 | 0 | 0 | 0 | 0 | 0 | 0 | 0 | 0 | 0 | 0 | 0 | 0 | 0 | 0 | 0 | 0 | 0 | 0 | 0 | 0 | 0 | 0 | 0
F5_Commercial_Lodging_Existing_Refrigeration_Electric_Glass Door Display_E9 | F5 | Commercial | Lodging | Existing | Refrigeration | Electric | Glass Door Display | E9 | RIM BC Ratio | 0 | 0 | 0 | 0 | 0 | 0 | 0 | 0 | 0 | 0 | 0 | 0 | 0 | 0 | 0 | 0 | 0 | 0 | 0 | 0 | 0 | 0 | 0 | 0 | 0 | 0 | 0 | 0 | 0 | 0
F5_Commercial_Lodging_Existing_Refrigeration_Electric_Glass Door Display_E10 | F5 | Commercial | Lodging | Existing | Refrigeration | Electric | Glass Door Display | E10 | RIM BC Ratio | 0 | 0 | 0 | 0 | 0 | 0 | 0 | 0 | 0 | 0 | 0 | 0 | 0 | 0 | 0 | 0 | 0 | 0 | 0 | 0 | 0 | 0 | 0 | 0 | 0 | 0 | 0 | 0 | 0 | 0
F0_Commercial_Lodging_Existing_Refrigeration_Electric_Open Display Case_E0 | F0 | Commercial | Lodging | Existing | Refrigeration | Electric | Open Display Case | E0 | Economic Unit | 0 | 0 | 0 | 0 | 0 | 0 | 0 | 0 | 0 | 0 | 0 | 0 | 0 | 0 | 0 | 0 | 0 | 0 | 0 | 0 | 0 | 0 | 0 | 0 | 0 | 0 | 0 | 0 | 0 | 0
F1_Commercial_Lodging_Existing_Refrigeration_Electric_Open Display Case_E1 | F1 | Commercial | Lodging | Existing | Refrigeration | Electric | Open Display Case | E1 | CCE | 0 | 0 | 0 | 0 | 0 | 0 | 0 | 0 | 0 | 0 | 0 | 0 | 0 | 0 | 0 | 0 | 0 | 0 | 0 | 0 | 0 | 0 | 0 | 0 | 0 | 0 | 0 | 0 | 0 | 0
F1_Commercial_Lodging_Existing_Refrigeration_Electric_Open Display Case_E2 | F1 | Commercial | Lodging | Existing | Refrigeration | Electric | Open Display Case | E2 | CCE | 0 | 0 | 0 | 0 | 0 | 0 | 0 | 0 | 0 | 0 | 0 | 0 | 0 | 0 | 0 | 0 | 0 | 0 | 0 | 0 | 0 | 0 | 0 | 0 | 0 | 0 | 0 | 0 | 0 | 0
F1_Commercial_Lodging_Existing_Refrigeration_Electric_Open Display Case_E3 | F1 | Commercial | Lodging | Existing | Refrigeration | Electric | Open Display Case | E3 | CCE | 0 | 0 | 0 | 0 | 0 | 0 | 0 | 0 | 0 | 0 | 0 | 0 | 0 | 0 | 0 | 0 | 0 | 0 | 0 | 0 | 0 | 0 | 0 | 0 | 0 | 0 | 0 | 0 | 0 | 0
F1_Commercial_Lodging_Existing_Refrigeration_Electric_Open Display Case_E4 | F1 | Commercial | Lodging | Existing | Refrigeration | Electric | Open Display Case | E4 | CCE | 0 | 0 | 0 | 0 | 0 | 0 | 0 | 0 | 0 | 0 | 0 | 0 | 0 | 0 | 0 | 0 | 0 | 0 | 0 | 0 | 0 | 0 | 0 | 0 | 0 | 0 | 0 | 0 | 0 | 0
F1_Commercial_Lodging_Existing_Refrigeration_Electric_Open Display Case_E5 | F1 | Commercial | Lodging | Existing | Refrigeration | Electric | Open Display Case | E5 | CCE | 0 | 0 | 0 | 0 | 0 | 0 | 0 | 0 | 0 | 0 | 0 | 0 | 0 | 0 | 0 | 0 | 0 | 0 | 0 | 0 | 0 | 0 | 0 | 0 | 0 | 0 | 0 | 0 | 0 | 0
F1_Commercial_Lodging_Existing_Refrigeration_Electric_Open Display Case_E6 | F1 | Commercial | Lodging | Existing | Refrigeration | Electric | Open Display Case | E6 | CCE | 0 | 0 | 0 | 0 | 0 | 0 | 0 | 0 | 0 | 0 | 0 | 0 | 0 | 0 | 0 | 0 | 0 | 0 | 0 | 0 | 0 | 0 | 0 | 0 | 0 | 0 | 0 | 0 | 0 | 0
F1_Commercial_Lodging_Existing_Refrigeration_Electric_Open Display Case_E7 | F1 | Commercial | Lodging | Existing | Refrigeration | Electric | Open Display Case | E7 | CCE | 0 | 0 | 0 | 0 | 0 | 0 | 0 | 0 | 0 | 0 | 0 | 0 | 0 | 0 | 0 | 0 | 0 | 0 | 0 | 0 | 0 | 0 | 0 | 0 | 0 | 0 | 0 | 0 | 0 | 0
F1_Commercial_Lodging_Existing_Refrigeration_Electric_Open Display Case_E8 | F1 | Commercial | Lodging | Existing | Refrigeration | Electric | Open Display Case | E8 | CCE | 0 | 0 | 0 | 0 | 0 | 0 | 0 | 0 | 0 | 0 | 0 | 0 | 0 | 0 | 0 | 0 | 0 | 0 | 0 | 0 | 0 | 0 | 0 | 0 | 0 | 0 | 0 | 0 | 0 | 0
F1_Commercial_Lodging_Existing_Refrigeration_Electric_Open Display Case_E9 | F1 | Commercial | Lodging | Existing | Refrigeration | Electric | Open Display Case | E9 | CCE | 0 | 0 | 0 | 0 | 0 | 0 | 0 | 0 | 0 | 0 | 0 | 0 | 0 | 0 | 0 | 0 | 0 | 0 | 0 | 0 | 0 | 0 | 0 | 0 | 0 | 0 | 0 | 0 | 0 | 0
F1_Commercial_Lodging_Existing_Refrigeration_Electric_Open Display Case_E10 | F1 | Commercial | Lodging | Existing | Refrigeration | Electric | Open Display Case | E10 | CCE | 0 | 0 | 0 | 0 | 0 | 0 | 0 | 0 | 0 | 0 | 0 | 0 | 0 | 0 | 0 | 0 | 0 | 0 | 0 | 0 | 0 | 0 | 0 | 0 | 0 | 0 | 0 | 0 | 0 | 0
F2_Commercial_Lodging_Existing_Refrigeration_Electric_Open Display Case_E1 | F2 | Commercial | Lodging | Existing | Refrigeration | Electric | Open Display Case | E1 | TRC BC Ratio | 0 | 0 | 0 | 0 | 0 | 0 | 0 | 0 | 0 | 0 | 0 | 0 | 0 | 0 | 0 | 0 | 0 | 0 | 0 | 0 | 0 | 0 | 0 | 0 | 0 | 0 | 0 | 0 | 0 | 0
F2_Commercial_Lodging_Existing_Refrigeration_Electric_Open Display Case_E2 | F2 | Commercial | Lodging | Existing | Refrigeration | Electric | Open Display Case | E2 | TRC BC Ratio | 0 | 0 | 0 | 0 | 0 | 0 | 0 | 0 | 0 | 0 | 0 | 0 | 0 | 0 | 0 | 0 | 0 | 0 | 0 | 0 | 0 | 0 | 0 | 0 | 0 | 0 | 0 | 0 | 0 | 0
F2_Commercial_Lodging_Existing_Refrigeration_Electric_Open Display Case_E3 | F2 | Commercial | Lodging | Existing | Refrigeration | Electric | Open Display Case | E3 | TRC BC Ratio | 0 | 0 | 0 | 0 | 0 | 0 | 0 | 0 | 0 | 0 | 0 | 0 | 0 | 0 | 0 | 0 | 0 | 0 | 0 | 0 | 0 | 0 | 0 | 0 | 0 | 0 | 0 | 0 | 0 | 0
F2_Commercial_Lodging_Existing_Refrigeration_Electric_Open Display Case_E4 | F2 | Commercial | Lodging | Existing | Refrigeration | Electric | Open Display Case | E4 | TRC BC Ratio | 0 | 0 | 0 | 0 | 0 | 0 | 0 | 0 | 0 | 0 | 0 | 0 | 0 | 0 | 0 | 0 | 0 | 0 | 0 | 0 | 0 | 0 | 0 | 0 | 0 | 0 | 0 | 0 | 0 | 0
F2_Commercial_Lodging_Existing_Refrigeration_Electric_Open Display Case_E5 | F2 | Commercial | Lodging | Existing | Refrigeration | Electric | Open Display Case | E5 | TRC BC Ratio | 0 | 0 | 0 | 0 | 0 | 0 | 0 | 0 | 0 | 0 | 0 | 0 | 0 | 0 | 0 | 0 | 0 | 0 | 0 | 0 | 0 | 0 | 0 | 0 | 0 | 0 | 0 | 0 | 0 | 0
F2_Commercial_Lodging_Existing_Refrigeration_Electric_Open Display Case_E6 | F2 | Commercial | Lodging | Existing | Refrigeration | Electric | Open Display Case | E6 | TRC BC Ratio | 0 | 0 | 0 | 0 | 0 | 0 | 0 | 0 | 0 | 0 | 0 | 0 | 0 | 0 | 0 | 0 | 0 | 0 | 0 | 0 | 0 | 0 | 0 | 0 | 0 | 0 | 0 | 0 | 0 | 0
F2_Commercial_Lodging_Existing_Refrigeration_Electric_Open Display Case_E7 | F2 | Commercial | Lodging | Existing | Refrigeration | Electric | Open Display Case | E7 | TRC BC Ratio | 0 | 0 | 0 | 0 | 0 | 0 | 0 | 0 | 0 | 0 | 0 | 0 | 0 | 0 | 0 | 0 | 0 | 0 | 0 | 0 | 0 | 0 | 0 | 0 | 0 | 0 | 0 | 0 | 0 | 0
F2_Commercial_Lodging_Existing_Refrigeration_Electric_Open Display Case_E8 | F2 | Commercial | Lodging | Existing | Refrigeration | Electric | Open Display Case | E8 | TRC BC Ratio | 0 | 0 | 0 | 0 | 0 | 0 | 0 | 0 | 0 | 0 | 0 | 0 | 0 | 0 | 0 | 0 | 0 | 0 | 0 | 0 | 0 | 0 | 0 | 0 | 0 | 0 | 0 | 0 | 0 | 0
F2_Commercial_Lodging_Existing_Refrigeration_Electric_Open Display Case_E9 | F2 | Commercial | Lodging | Existing | Refrigeration | Electric | Open Display Case | E9 | TRC BC Ratio | 0 | 0 | 0 | 0 | 0 | 0 | 0 | 0 | 0 | 0 | 0 | 0 | 0 | 0 | 0 | 0 | 0 | 0 | 0 | 0 | 0 | 0 | 0 | 0 | 0 | 0 | 0 | 0 | 0 | 0
F2_Commercial_Lodging_Existing_Refrigeration_Electric_Open Display Case_E10 | F2 | Commercial | Lodging | Existing | Refrigeration | Electric | Open Display Case | E10 | TRC BC Ratio | 0 | 0 | 0 | 0 | 0 | 0 | 0 | 0 | 0 | 0 | 0 | 0 | 0 | 0 | 0 | 0 | 0 | 0 | 0 | 0 | 0 | 0 | 0 | 0 | 0 | 0 | 0 | 0 | 0 | 0
F3_Commercial_Lodging_Existing_Refrigeration_Electric_Open Display Case_E1 | F3 | Commercial | Lodging | Existing | Refrigeration | Electric | Open Display Case | E1 | PACT BC Ratio | 0 | 0 | 0 | 0 | 0 | 0 | 0 | 0 | 0 | 0 | 0 | 0 | 0 | 0 | 0 | 0 | 0 | 0 | 0 | 0 | 0 | 0 | 0 | 0 | 0 | 0 | 0 | 0 | 0 | 0
F3_Commercial_Lodging_Existing_Refrigeration_Electric_Open Display Case_E2 | F3 | Commercial | Lodging | Existing | Refrigeration | Electric | Open Display Case | E2 | PACT BC Ratio | 0 | 0 | 0 | 0 | 0 | 0 | 0 | 0 | 0 | 0 | 0 | 0 | 0 | 0 | 0 | 0 | 0 | 0 | 0 | 0 | 0 | 0 | 0 | 0 | 0 | 0 | 0 | 0 | 0 | 0
F3_Commercial_Lodging_Existing_Refrigeration_Electric_Open Display Case_E3 | F3 | Commercial | Lodging | Existing | Refrigeration | Electric | Open Display Case | E3 | PACT BC Ratio | 0 | 0 | 0 | 0 | 0 | 0 | 0 | 0 | 0 | 0 | 0 | 0 | 0 | 0 | 0 | 0 | 0 | 0 | 0 | 0 | 0 | 0 | 0 | 0 | 0 | 0 | 0 | 0 | 0 | 0
F3_Commercial_Lodging_Existing_Refrigeration_Electric_Open Display Case_E4 | F3 | Commercial | Lodging | Existing | Refrigeration | Electric | Open Display Case | E4 | PACT BC Ratio | 0 | 0 | 0 | 0 | 0 | 0 | 0 | 0 | 0 | 0 | 0 | 0 | 0 | 0 | 0 | 0 | 0 | 0 | 0 | 0 | 0 | 0 | 0 | 0 | 0 | 0 | 0 | 0 | 0 | 0
F3_Commercial_Lodging_Existing_Refrigeration_Electric_Open Display Case_E5 | F3 | Commercial | Lodging | Existing | Refrigeration | Electric | Open Display Case | E5 | PACT BC Ratio | 0 | 0 | 0 | 0 | 0 | 0 | 0 | 0 | 0 | 0 | 0 | 0 | 0 | 0 | 0 | 0 | 0 | 0 | 0 | 0 | 0 | 0 | 0 | 0 | 0 | 0 | 0 | 0 | 0 | 0
F3_Commercial_Lodging_Existing_Refrigeration_Electric_Open Display Case_E6 | F3 | Commercial | Lodging | Existing | Refrigeration | Electric | Open Display Case | E6 | PACT BC Ratio | 0 | 0 | 0 | 0 | 0 | 0 | 0 | 0 | 0 | 0 | 0 | 0 | 0 | 0 | 0 | 0 | 0 | 0 | 0 | 0 | 0 | 0 | 0 | 0 | 0 | 0 | 0 | 0 | 0 | 0
F3_Commercial_Lodging_Existing_Refrigeration_Electric_Open Display Case_E7 | F3 | Commercial | Lodging | Existing | Refrigeration | Electric | Open Display Case | E7 | PACT BC Ratio | 0 | 0 | 0 | 0 | 0 | 0 | 0 | 0 | 0 | 0 | 0 | 0 | 0 | 0 | 0 | 0 | 0 | 0 | 0 | 0 | 0 | 0 | 0 | 0 | 0 | 0 | 0 | 0 | 0 | 0
F3_Commercial_Lodging_Existing_Refrigeration_Electric_Open Display Case_E8 | F3 | Commercial | Lodging | Existing | Refrigeration | Electric | Open Display Case | E8 | PACT BC Ratio | 0 | 0 | 0 | 0 | 0 | 0 | 0 | 0 | 0 | 0 | 0 | 0 | 0 | 0 | 0 | 0 | 0 | 0 | 0 | 0 | 0 | 0 | 0 | 0 | 0 | 0 | 0 | 0 | 0 | 0
F3_Commercial_Lodging_Existing_Refrigeration_Electric_Open Display Case_E9 | F3 | Commercial | Lodging | Existing | Refrigeration | Electric | Open Display Case | E9 | PACT BC Ratio | 0 | 0 | 0 | 0 | 0 | 0 | 0 | 0 | 0 | 0 | 0 | 0 | 0 | 0 | 0 | 0 | 0 | 0 | 0 | 0 | 0 | 0 | 0 | 0 | 0 | 0 | 0 | 0 | 0 | 0
F3_Commercial_Lodging_Existing_Refrigeration_Electric_Open Display Case_E10 | F3 | Commercial | Lodging | Existing | Refrigeration | Electric | Open Display Case | E10 | PACT BC Ratio | 0 | 0 | 0 | 0 | 0 | 0 | 0 | 0 | 0 | 0 | 0 | 0 | 0 | 0 | 0 | 0 | 0 | 0 | 0 | 0 | 0 | 0 | 0 | 0 | 0 | 0 | 0 | 0 | 0 | 0
F4_Commercial_Lodging_Existing_Refrigeration_Electric_Open Display Case_E1 | F4 | Commercial | Lodging | Existing | Refrigeration | Electric | Open Display Case | E1 | RVT BC Ratio | 0 | 0 | 0 | 0 | 0 | 0 | 0 | 0 | 0 | 0 | 0 | 0 | 0 | 0 | 0 | 0 | 0 | 0 | 0 | 0 | 0 | 0 | 0 | 0 | 0 | 0 | 0 | 0 | 0 | 0
F4_Commercial_Lodging_Existing_Refrigeration_Electric_Open Display Case_E2 | F4 | Commercial | Lodging | Existing | Refrigeration | Electric | Open Display Case | E2 | RVT BC Ratio | 0 | 0 | 0 | 0 | 0 | 0 | 0 | 0 | 0 | 0 | 0 | 0 | 0 | 0 | 0 | 0 | 0 | 0 | 0 | 0 | 0 | 0 | 0 | 0 | 0 | 0 | 0 | 0 | 0 | 0
F4_Commercial_Lodging_Existing_Refrigeration_Electric_Open Display Case_E3 | F4 | Commercial | Lodging | Existing | Refrigeration | Electric | Open Display Case | E3 | RVT BC Ratio | 0 | 0 | 0 | 0 | 0 | 0 | 0 | 0 | 0 | 0 | 0 | 0 | 0 | 0 | 0 | 0 | 0 | 0 | 0 | 0 | 0 | 0 | 0 | 0 | 0 | 0 | 0 | 0 | 0 | 0
F4_Commercial_Lodging_Existing_Refrigeration_Electric_Open Display Case_E4 | F4 | Commercial | Lodging | Existing | Refrigeration | Electric | Open Display Case | E4 | RVT BC Ratio | 0 | 0 | 0 | 0 | 0 | 0 | 0 | 0 | 0 | 0 | 0 | 0 | 0 | 0 | 0 | 0 | 0 | 0 | 0 | 0 | 0 | 0 | 0 | 0 | 0 | 0 | 0 | 0 | 0 | 0
F4_Commercial_Lodging_Existing_Refrigeration_Electric_Open Display Case_E5 | F4 | Commercial | Lodging | Existing | Refrigeration | Electric | Open Display Case | E5 | RVT BC Ratio | 0 | 0 | 0 | 0 | 0 | 0 | 0 | 0 | 0 | 0 | 0 | 0 | 0 | 0 | 0 | 0 | 0 | 0 | 0 | 0 | 0 | 0 | 0 | 0 | 0 | 0 | 0 | 0 | 0 | 0
F4_Commercial_Lodging_Existing_Refrigeration_Electric_Open Display Case_E6 | F4 | Commercial | Lodging | Existing | Refrigeration | Electric | Open Display Case | E6 | RVT BC Ratio | 0 | 0 | 0 | 0 | 0 | 0 | 0 | 0 | 0 | 0 | 0 | 0 | 0 | 0 | 0 | 0 | 0 | 0 | 0 | 0 | 0 | 0 | 0 | 0 | 0 | 0 | 0 | 0 | 0 | 0
F4_Commercial_Lodging_Existing_Refrigeration_Electric_Open Display Case_E7 | F4 | Commercial | Lodging | Existing | Refrigeration | Electric | Open Display Case | E7 | RVT BC Ratio | 0 | 0 | 0 | 0 | 0 | 0 | 0 | 0 | 0 | 0 | 0 | 0 | 0 | 0 | 0 | 0 | 0 | 0 | 0 | 0 | 0 | 0 | 0 | 0 | 0 | 0 | 0 | 0 | 0 | 0
F4_Commercial_Lodging_Existing_Refrigeration_Electric_Open Display Case_E8 | F4 | Commercial | Lodging | Existing | Refrigeration | Electric | Open Display Case | E8 | RVT BC Ratio | 0 | 0 | 0 | 0 | 0 | 0 | 0 | 0 | 0 | 0 | 0 | 0 | 0 | 0 | 0 | 0 | 0 | 0 | 0 | 0 | 0 | 0 | 0 | 0 | 0 | 0 | 0 | 0 | 0 | 0
F4_Commercial_Lodging_Existing_Refrigeration_Electric_Open Display Case_E9 | F4 | Commercial | Lodging | Existing | Refrigeration | Electric | Open Display Case | E9 | RVT BC Ratio | 0 | 0 | 0 | 0 | 0 | 0 | 0 | 0 | 0 | 0 | 0 | 0 | 0 | 0 | 0 | 0 | 0 | 0 | 0 | 0 | 0 | 0 | 0 | 0 | 0 | 0 | 0 | 0 | 0 | 0
F4_Commercial_Lodging_Existing_Refrigeration_Electric_Open Display Case_E10 | F4 | Commercial | Lodging | Existing | Refrigeration | Electric | Open Display Case | E10 | RVT BC Ratio | 0 | 0 | 0 | 0 | 0 | 0 | 0 | 0 | 0 | 0 | 0 | 0 | 0 | 0 | 0 | 0 | 0 | 0 | 0 | 0 | 0 | 0 | 0 | 0 | 0 | 0 | 0 | 0 | 0 | 0
F5_Commercial_Lodging_Existing_Refrigeration_Electric_Open Display Case_E1 | F5 | Commercial | Lodging | Existing | Refrigeration | Electric | Open Display Case | E1 | RIM BC Ratio | 0 | 0 | 0 | 0 | 0 | 0 | 0 | 0 | 0 | 0 | 0 | 0 | 0 | 0 | 0 | 0 | 0 | 0 | 0 | 0 | 0 | 0 | 0 | 0 | 0 | 0 | 0 | 0 | 0 | 0
F5_Commercial_Lodging_Existing_Refrigeration_Electric_Open Display Case_E2 | F5 | Commercial | Lodging | Existing | Refrigeration | Electric | Open Display Case | E2 | RIM BC Ratio | 0 | 0 | 0 | 0 | 0 | 0 | 0 | 0 | 0 | 0 | 0 | 0 | 0 | 0 | 0 | 0 | 0 | 0 | 0 | 0 | 0 | 0 | 0 | 0 | 0 | 0 | 0 | 0 | 0 | 0
F5_Commercial_Lodging_Existing_Refrigeration_Electric_Open Display Case_E3 | F5 | Commercial | Lodging | Existing | Refrigeration | Electric | Open Display Case | E3 | RIM BC Ratio | 0 | 0 | 0 | 0 | 0 | 0 | 0 | 0 | 0 | 0 | 0 | 0 | 0 | 0 | 0 | 0 | 0 | 0 | 0 | 0 | 0 | 0 | 0 | 0 | 0 | 0 | 0 | 0 | 0 | 0
F5_Commercial_Lodging_Existing_Refrigeration_Electric_Open Display Case_E4 | F5 | Commercial | Lodging | Existing | Refrigeration | Electric | Open Display Case | E4 | RIM BC Ratio | 0 | 0 | 0 | 0 | 0 | 0 | 0 | 0 | 0 | 0 | 0 | 0 | 0 | 0 | 0 | 0 | 0 | 0 | 0 | 0 | 0 | 0 | 0 | 0 | 0 | 0 | 0 | 0 | 0 | 0
F5_Commercial_Lodging_Existing_Refrigeration_Electric_Open Display Case_E5 | F5 | Commercial | Lodging | Existing | Refrigeration | Electric | Open Display Case | E5 | RIM BC Ratio | 0 | 0 | 0 | 0 | 0 | 0 | 0 | 0 | 0 | 0 | 0 | 0 | 0 | 0 | 0 | 0 | 0 | 0 | 0 | 0 | 0 | 0 | 0 | 0 | 0 | 0 | 0 | 0 | 0 | 0
F5_Commercial_Lodging_Existing_Refrigeration_Electric_Open Display Case_E6 | F5 | Commercial | Lodging | Existing | Refrigeration | Electric | Open Display Case | E6 | RIM BC Ratio | 0 | 0 | 0 | 0 | 0 | 0 | 0 | 0 | 0 | 0 | 0 | 0 | 0 | 0 | 0 | 0 | 0 | 0 | 0 | 0 | 0 | 0 | 0 | 0 | 0 | 0 | 0 | 0 | 0 | 0
F5_Commercial_Lodging_Existing_Refrigeration_Electric_Open Display Case_E7 | F5 | Commercial | Lodging | Existing | Refrigeration | Electric | Open Display Case | E7 | RIM BC Ratio | 0 | 0 | 0 | 0 | 0 | 0 | 0 | 0 | 0 | 0 | 0 | 0 | 0 | 0 | 0 | 0 | 0 | 0 | 0 | 0 | 0 | 0 | 0 | 0 | 0 | 0 | 0 | 0 | 0 | 0
F5_Commercial_Lodging_Existing_Refrigeration_Electric_Open Display Case_E8 | F5 | Commercial | Lodging | Existing | Refrigeration | Electric | Open Display Case | E8 | RIM BC Ratio | 0 | 0 | 0 | 0 | 0 | 0 | 0 | 0 | 0 | 0 | 0 | 0 | 0 | 0 | 0 | 0 | 0 | 0 | 0 | 0 | 0 | 0 | 0 | 0 | 0 | 0 | 0 | 0 | 0 | 0
F5_Commercial_Lodging_Existing_Refrigeration_Electric_Open Display Case_E9 | F5 | Commercial | Lodging | Existing | Refrigeration | Electric | Open Display Case | E9 | RIM BC Ratio | 0 | 0 | 0 | 0 | 0 | 0 | 0 | 0 | 0 | 0 | 0 | 0 | 0 | 0 | 0 | 0 | 0 | 0 | 0 | 0 | 0 | 0 | 0 | 0 | 0 | 0 | 0 | 0 | 0 | 0
F5_Commercial_Lodging_Existing_Refrigeration_Electric_Open Display Case_E10 | F5 | Commercial | Lodging | Existing | Refrigeration | Electric | Open Display Case | E10 | RIM BC Ratio | 0 | 0 | 0 | 0 | 0 | 0 | 0 | 0 | 0 | 0 | 0 | 0 | 0 | 0 | 0 | 0 | 0 | 0 | 0 | 0 | 0 | 0 | 0 | 0 | 0 | 0 | 0 | 0 | 0 | 0
F0_Commercial_Lodging_Existing_Refrigeration_Electric_Icemaker_E0 | F0 | Commercial | Lodging | Existing | Refrigeration | Electric | Icemaker | E0 | Economic Unit | 0 | 0 | 0 | 0 | 0 | 0 | 0 | 0 | 0 | 0 | 0 | 0 | 0 | 0 | 0 | 0 | 0 | 0 | 0 | 0 | 0 | 0 | 0 | 0 | 0 | 0 | 0 | 0 | 0 | 0
F1_Commercial_Lodging_Existing_Refrigeration_Electric_Icemaker_E1 | F1 | Commercial | Lodging | Existing | Refrigeration | Electric | Icemaker | E1 | CCE | 0 | 0 | 0 | 0 | 0 | 0 | 0 | 0 | 0 | 0 | 0 | 0 | 0 | 0 | 0 | 0 | 0 | 0 | 0 | 0 | 0 | 0 | 0 | 0 | 0 | 0 | 0 | 0 | 0 | 0
F1_Commercial_Lodging_Existing_Refrigeration_Electric_Icemaker_E2 | F1 | Commercial | Lodging | Existing | Refrigeration | Electric | Icemaker | E2 | CCE | 0 | 0 | 0 | 0 | 0 | 0 | 0 | 0 | 0 | 0 | 0 | 0 | 0 | 0 | 0 | 0 | 0 | 0 | 0 | 0 | 0 | 0 | 0 | 0 | 0 | 0 | 0 | 0 | 0 | 0
F1_Commercial_Lodging_Existing_Refrigeration_Electric_Icemaker_E3 | F1 | Commercial | Lodging | Existing | Refrigeration | Electric | Icemaker | E3 | CCE | 0 | 0 | 0 | 0 | 0 | 0 | 0 | 0 | 0 | 0 | 0 | 0 | 0 | 0 | 0 | 0 | 0 | 0 | 0 | 0 | 0 | 0 | 0 | 0 | 0 | 0 | 0 | 0 | 0 | 0
F1_Commercial_Lodging_Existing_Refrigeration_Electric_Icemaker_E4 | F1 | Commercial | Lodging | Existing | Refrigeration | Electric | Icemaker | E4 | CCE | 0 | 0 | 0 | 0 | 0 | 0 | 0 | 0 | 0 | 0 | 0 | 0 | 0 | 0 | 0 | 0 | 0 | 0 | 0 | 0 | 0 | 0 | 0 | 0 | 0 | 0 | 0 | 0 | 0 | 0
F1_Commercial_Lodging_Existing_Refrigeration_Electric_Icemaker_E5 | F1 | Commercial | Lodging | Existing | Refrigeration | Electric | Icemaker | E5 | CCE | 0 | 0 | 0 | 0 | 0 | 0 | 0 | 0 | 0 | 0 | 0 | 0 | 0 | 0 | 0 | 0 | 0 | 0 | 0 | 0 | 0 | 0 | 0 | 0 | 0 | 0 | 0 | 0 | 0 | 0
F1_Commercial_Lodging_Existing_Refrigeration_Electric_Icemaker_E6 | F1 | Commercial | Lodging | Existing | Refrigeration | Electric | Icemaker | E6 | CCE | 0 | 0 | 0 | 0 | 0 | 0 | 0 | 0 | 0 | 0 | 0 | 0 | 0 | 0 | 0 | 0 | 0 | 0 | 0 | 0 | 0 | 0 | 0 | 0 | 0 | 0 | 0 | 0 | 0 | 0
F1_Commercial_Lodging_Existing_Refrigeration_Electric_Icemaker_E7 | F1 | Commercial | Lodging | Existing | Refrigeration | Electric | Icemaker | E7 | CCE | 0 | 0 | 0 | 0 | 0 | 0 | 0 | 0 | 0 | 0 | 0 | 0 | 0 | 0 | 0 | 0 | 0 | 0 | 0 | 0 | 0 | 0 | 0 | 0 | 0 | 0 | 0 | 0 | 0 | 0
F1_Commercial_Lodging_Existing_Refrigeration_Electric_Icemaker_E8 | F1 | Commercial | Lodging | Existing | Refrigeration | Electric | Icemaker | E8 | CCE | 0 | 0 | 0 | 0 | 0 | 0 | 0 | 0 | 0 | 0 | 0 | 0 | 0 | 0 | 0 | 0 | 0 | 0 | 0 | 0 | 0 | 0 | 0 | 0 | 0 | 0 | 0 | 0 | 0 | 0
F1_Commercial_Lodging_Existing_Refrigeration_Electric_Icemaker_E9 | F1 | Commercial | Lodging | Existing | Refrigeration | Electric | Icemaker | E9 | CCE | 0 | 0 | 0 | 0 | 0 | 0 | 0 | 0 | 0 | 0 | 0 | 0 | 0 | 0 | 0 | 0 | 0 | 0 | 0 | 0 | 0 | 0 | 0 | 0 | 0 | 0 | 0 | 0 | 0 | 0
F1_Commercial_Lodging_Existing_Refrigeration_Electric_Icemaker_E10 | F1 | Commercial | Lodging | Existing | Refrigeration | Electric | Icemaker | E10 | CCE | 0 | 0 | 0 | 0 | 0 | 0 | 0 | 0 | 0 | 0 | 0 | 0 | 0 | 0 | 0 | 0 | 0 | 0 | 0 | 0 | 0 | 0 | 0 | 0 | 0 | 0 | 0 | 0 | 0 | 0
F2_Commercial_Lodging_Existing_Refrigeration_Electric_Icemaker_E1 | F2 | Commercial | Lodging | Existing | Refrigeration | Electric | Icemaker | E1 | TRC BC Ratio | 0 | 0 | 0 | 0 | 0 | 0 | 0 | 0 | 0 | 0 | 0 | 0 | 0 | 0 | 0 | 0 | 0 | 0 | 0 | 0 | 0 | 0 | 0 | 0 | 0 | 0 | 0 | 0 | 0 | 0
F2_Commercial_Lodging_Existing_Refrigeration_Electric_Icemaker_E2 | F2 | Commercial | Lodging | Existing | Refrigeration | Electric | Icemaker | E2 | TRC BC Ratio | 0 | 0 | 0 | 0 | 0 | 0 | 0 | 0 | 0 | 0 | 0 | 0 | 0 | 0 | 0 | 0 | 0 | 0 | 0 | 0 | 0 | 0 | 0 | 0 | 0 | 0 | 0 | 0 | 0 | 0
F2_Commercial_Lodging_Existing_Refrigeration_Electric_Icemaker_E3 | F2 | Commercial | Lodging | Existing | Refrigeration | Electric | Icemaker | E3 | TRC BC Ratio | 0 | 0 | 0 | 0 | 0 | 0 | 0 | 0 | 0 | 0 | 0 | 0 | 0 | 0 | 0 | 0 | 0 | 0 | 0 | 0 | 0 | 0 | 0 | 0 | 0 | 0 | 0 | 0 | 0 | 0
F2_Commercial_Lodging_Existing_Refrigeration_Electric_Icemaker_E4 | F2 | Commercial | Lodging | Existing | Refrigeration | Electric | Icemaker | E4 | TRC BC Ratio | 0 | 0 | 0 | 0 | 0 | 0 | 0 | 0 | 0 | 0 | 0 | 0 | 0 | 0 | 0 | 0 | 0 | 0 | 0 | 0 | 0 | 0 | 0 | 0 | 0 | 0 | 0 | 0 | 0 | 0
F2_Commercial_Lodging_Existing_Refrigeration_Electric_Icemaker_E5 | F2 | Commercial | Lodging | Existing | Refrigeration | Electric | Icemaker | E5 | TRC BC Ratio | 0 | 0 | 0 | 0 | 0 | 0 | 0 | 0 | 0 | 0 | 0 | 0 | 0 | 0 | 0 | 0 | 0 | 0 | 0 | 0 | 0 | 0 | 0 | 0 | 0 | 0 | 0 | 0 | 0 | 0
F2_Commercial_Lodging_Existing_Refrigeration_Electric_Icemaker_E6 | F2 | Commercial | Lodging | Existing | Refrigeration | Electric | Icemaker | E6 | TRC BC Ratio | 0 | 0 | 0 | 0 | 0 | 0 | 0 | 0 | 0 | 0 | 0 | 0 | 0 | 0 | 0 | 0 | 0 | 0 | 0 | 0 | 0 | 0 | 0 | 0 | 0 | 0 | 0 | 0 | 0 | 0
F2_Commercial_Lodging_Existing_Refrigeration_Electric_Icemaker_E7 | F2 | Commercial | Lodging | Existing | Refrigeration | Electric | Icemaker | E7 | TRC BC Ratio | 0 | 0 | 0 | 0 | 0 | 0 | 0 | 0 | 0 | 0 | 0 | 0 | 0 | 0 | 0 | 0 | 0 | 0 | 0 | 0 | 0 | 0 | 0 | 0 | 0 | 0 | 0 | 0 | 0 | 0
F2_Commercial_Lodging_Existing_Refrigeration_Electric_Icemaker_E8 | F2 | Commercial | Lodging | Existing | Refrigeration | Electric | Icemaker | E8 | TRC BC Ratio | 0 | 0 | 0 | 0 | 0 | 0 | 0 | 0 | 0 | 0 | 0 | 0 | 0 | 0 | 0 | 0 | 0 | 0 | 0 | 0 | 0 | 0 | 0 | 0 | 0 | 0 | 0 | 0 | 0 | 0
F2_Commercial_Lodging_Existing_Refrigeration_Electric_Icemaker_E9 | F2 | Commercial | Lodging | Existing | Refrigeration | Electric | Icemaker | E9 | TRC BC Ratio | 0 | 0 | 0 | 0 | 0 | 0 | 0 | 0 | 0 | 0 | 0 | 0 | 0 | 0 | 0 | 0 | 0 | 0 | 0 | 0 | 0 | 0 | 0 | 0 | 0 | 0 | 0 | 0 | 0 | 0
F2_Commercial_Lodging_Existing_Refrigeration_Electric_Icemaker_E10 | F2 | Commercial | Lodging | Existing | Refrigeration | Electric | Icemaker | E10 | TRC BC Ratio | 0 | 0 | 0 | 0 | 0 | 0 | 0 | 0 | 0 | 0 | 0 | 0 | 0 | 0 | 0 | 0 | 0 | 0 | 0 | 0 | 0 | 0 | 0 | 0 | 0 | 0 | 0 | 0 | 0 | 0
F3_Commercial_Lodging_Existing_Refrigeration_Electric_Icemaker_E1 | F3 | Commercial | Lodging | Existing | Refrigeration | Electric | Icemaker | E1 | PACT BC Ratio | 0 | 0 | 0 | 0 | 0 | 0 | 0 | 0 | 0 | 0 | 0 | 0 | 0 | 0 | 0 | 0 | 0 | 0 | 0 | 0 | 0 | 0 | 0 | 0 | 0 | 0 | 0 | 0 | 0 | 0
F3_Commercial_Lodging_Existing_Refrigeration_Electric_Icemaker_E2 | F3 | Commercial | Lodging | Existing | Refrigeration | Electric | Icemaker | E2 | PACT BC Ratio | 0 | 0 | 0 | 0 | 0 | 0 | 0 | 0 | 0 | 0 | 0 | 0 | 0 | 0 | 0 | 0 | 0 | 0 | 0 | 0 | 0 | 0 | 0 | 0 | 0 | 0 | 0 | 0 | 0 | 0
F3_Commercial_Lodging_Existing_Refrigeration_Electric_Icemaker_E3 | F3 | Commercial | Lodging | Existing | Refrigeration | Electric | Icemaker | E3 | PACT BC Ratio | 0 | 0 | 0 | 0 | 0 | 0 | 0 | 0 | 0 | 0 | 0 | 0 | 0 | 0 | 0 | 0 | 0 | 0 | 0 | 0 | 0 | 0 | 0 | 0 | 0 | 0 | 0 | 0 | 0 | 0
F3_Commercial_Lodging_Existing_Refrigeration_Electric_Icemaker_E4 | F3 | Commercial | Lodging | Existing | Refrigeration | Electric | Icemaker | E4 | PACT BC Ratio | 0 | 0 | 0 | 0 | 0 | 0 | 0 | 0 | 0 | 0 | 0 | 0 | 0 | 0 | 0 | 0 | 0 | 0 | 0 | 0 | 0 | 0 | 0 | 0 | 0 | 0 | 0 | 0 | 0 | 0
F3_Commercial_Lodging_Existing_Refrigeration_Electric_Icemaker_E5 | F3 | Commercial | Lodging | Existing | Refrigeration | Electric | Icemaker | E5 | PACT BC Ratio | 0 | 0 | 0 | 0 | 0 | 0 | 0 | 0 | 0 | 0 | 0 | 0 | 0 | 0 | 0 | 0 | 0 | 0 | 0 | 0 | 0 | 0 | 0 | 0 | 0 | 0 | 0 | 0 | 0 | 0
F3_Commercial_Lodging_Existing_Refrigeration_Electric_Icemaker_E6 | F3 | Commercial | Lodging | Existing | Refrigeration | Electric | Icemaker | E6 | PACT BC Ratio | 0 | 0 | 0 | 0 | 0 | 0 | 0 | 0 | 0 | 0 | 0 | 0 | 0 | 0 | 0 | 0 | 0 | 0 | 0 | 0 | 0 | 0 | 0 | 0 | 0 | 0 | 0 | 0 | 0 | 0
F3_Commercial_Lodging_Existing_Refrigeration_Electric_Icemaker_E7 | F3 | Commercial | Lodging | Existing | Refrigeration | Electric | Icemaker | E7 | PACT BC Ratio | 0 | 0 | 0 | 0 | 0 | 0 | 0 | 0 | 0 | 0 | 0 | 0 | 0 | 0 | 0 | 0 | 0 | 0 | 0 | 0 | 0 | 0 | 0 | 0 | 0 | 0 | 0 | 0 | 0 | 0
F3_Commercial_Lodging_Existing_Refrigeration_Electric_Icemaker_E8 | F3 | Commercial | Lodging | Existing | Refrigeration | Electric | Icemaker | E8 | PACT BC Ratio | 0 | 0 | 0 | 0 | 0 | 0 | 0 | 0 | 0 | 0 | 0 | 0 | 0 | 0 | 0 | 0 | 0 | 0 | 0 | 0 | 0 | 0 | 0 | 0 | 0 | 0 | 0 | 0 | 0 | 0
F3_Commercial_Lodging_Existing_Refrigeration_Electric_Icemaker_E9 | F3 | Commercial | Lodging | Existing | Refrigeration | Electric | Icemaker | E9 | PACT BC Ratio | 0 | 0 | 0 | 0 | 0 | 0 | 0 | 0 | 0 | 0 | 0 | 0 | 0 | 0 | 0 | 0 | 0 | 0 | 0 | 0 | 0 | 0 | 0 | 0 | 0 | 0 | 0 | 0 | 0 | 0
F3_Commercial_Lodging_Existing_Refrigeration_Electric_Icemaker_E10 | F3 | Commercial | Lodging | Existing | Refrigeration | Electric | Icemaker | E10 | PACT BC Ratio | 0 | 0 | 0 | 0 | 0 | 0 | 0 | 0 | 0 | 0 | 0 | 0 | 0 | 0 | 0 | 0 | 0 | 0 | 0 | 0 | 0 | 0 | 0 | 0 | 0 | 0 | 0 | 0 | 0 | 0
F4_Commercial_Lodging_Existing_Refrigeration_Electric_Icemaker_E1 | F4 | Commercial | Lodging | Existing | Refrigeration | Electric | Icemaker | E1 | RVT BC Ratio | 0 | 0 | 0 | 0 | 0 | 0 | 0 | 0 | 0 | 0 | 0 | 0 | 0 | 0 | 0 | 0 | 0 | 0 | 0 | 0 | 0 | 0 | 0 | 0 | 0 | 0 | 0 | 0 | 0 | 0
F4_Commercial_Lodging_Existing_Refrigeration_Electric_Icemaker_E2 | F4 | Commercial | Lodging | Existing | Refrigeration | Electric | Icemaker | E2 | RVT BC Ratio | 0 | 0 | 0 | 0 | 0 | 0 | 0 | 0 | 0 | 0 | 0 | 0 | 0 | 0 | 0 | 0 | 0 | 0 | 0 | 0 | 0 | 0 | 0 | 0 | 0 | 0 | 0 | 0 | 0 | 0
F4_Commercial_Lodging_Existing_Refrigeration_Electric_Icemaker_E3 | F4 | Commercial | Lodging | Existing | Refrigeration | Electric | Icemaker | E3 | RVT BC Ratio | 0 | 0 | 0 | 0 | 0 | 0 | 0 | 0 | 0 | 0 | 0 | 0 | 0 | 0 | 0 | 0 | 0 | 0 | 0 | 0 | 0 | 0 | 0 | 0 | 0 | 0 | 0 | 0 | 0 | 0
F4_Commercial_Lodging_Existing_Refrigeration_Electric_Icemaker_E4 | F4 | Commercial | Lodging | Existing | Refrigeration | Electric | Icemaker | E4 | RVT BC Ratio | 0 | 0 | 0 | 0 | 0 | 0 | 0 | 0 | 0 | 0 | 0 | 0 | 0 | 0 | 0 | 0 | 0 | 0 | 0 | 0 | 0 | 0 | 0 | 0 | 0 | 0 | 0 | 0 | 0 | 0
F4_Commercial_Lodging_Existing_Refrigeration_Electric_Icemaker_E5 | F4 | Commercial | Lodging | Existing | Refrigeration | Electric | Icemaker | E5 | RVT BC Ratio | 0 | 0 | 0 | 0 | 0 | 0 | 0 | 0 | 0 | 0 | 0 | 0 | 0 | 0 | 0 | 0 | 0 | 0 | 0 | 0 | 0 | 0 | 0 | 0 | 0 | 0 | 0 | 0 | 0 | 0
F4_Commercial_Lodging_Existing_Refrigeration_Electric_Icemaker_E6 | F4 | Commercial | Lodging | Existing | Refrigeration | Electric | Icemaker | E6 | RVT BC Ratio | 0 | 0 | 0 | 0 | 0 | 0 | 0 | 0 | 0 | 0 | 0 | 0 | 0 | 0 | 0 | 0 | 0 | 0 | 0 | 0 | 0 | 0 | 0 | 0 | 0 | 0 | 0 | 0 | 0 | 0
F4_Commercial_Lodging_Existing_Refrigeration_Electric_Icemaker_E7 | F4 | Commercial | Lodging | Existing | Refrigeration | Electric | Icemaker | E7 | RVT BC Ratio | 0 | 0 | 0 | 0 | 0 | 0 | 0 | 0 | 0 | 0 | 0 | 0 | 0 | 0 | 0 | 0 | 0 | 0 | 0 | 0 | 0 | 0 | 0 | 0 | 0 | 0 | 0 | 0 | 0 | 0
F4_Commercial_Lodging_Existing_Refrigeration_Electric_Icemaker_E8 | F4 | Commercial | Lodging | Existing | Refrigeration | Electric | Icemaker | E8 | RVT BC Ratio | 0 | 0 | 0 | 0 | 0 | 0 | 0 | 0 | 0 | 0 | 0 | 0 | 0 | 0 | 0 | 0 | 0 | 0 | 0 | 0 | 0 | 0 | 0 | 0 | 0 | 0 | 0 | 0 | 0 | 0
F4_Commercial_Lodging_Existing_Refrigeration_Electric_Icemaker_E9 | F4 | Commercial | Lodging | Existing | Refrigeration | Electric | Icemaker | E9 | RVT BC Ratio | 0 | 0 | 0 | 0 | 0 | 0 | 0 | 0 | 0 | 0 | 0 | 0 | 0 | 0 | 0 | 0 | 0 | 0 | 0 | 0 | 0 | 0 | 0 | 0 | 0 | 0 | 0 | 0 | 0 | 0
F4_Commercial_Lodging_Existing_Refrigeration_Electric_Icemaker_E10 | F4 | Commercial | Lodging | Existing | Refrigeration | Electric | Icemaker | E10 | RVT BC Ratio | 0 | 0 | 0 | 0 | 0 | 0 | 0 | 0 | 0 | 0 | 0 | 0 | 0 | 0 | 0 | 0 | 0 | 0 | 0 | 0 | 0 | 0 | 0 | 0 | 0 | 0 | 0 | 0 | 0 | 0
F5_Commercial_Lodging_Existing_Refrigeration_Electric_Icemaker_E1 | F5 | Commercial | Lodging | Existing | Refrigeration | Electric | Icemaker | E1 | RIM BC Ratio | 0 | 0 | 0 | 0 | 0 | 0 | 0 | 0 | 0 | 0 | 0 | 0 | 0 | 0 | 0 | 0 | 0 | 0 | 0 | 0 | 0 | 0 | 0 | 0 | 0 | 0 | 0 | 0 | 0 | 0
F5_Commercial_Lodging_Existing_Refrigeration_Electric_Icemaker_E2 | F5 | Commercial | Lodging | Existing | Refrigeration | Electric | Icemaker | E2 | RIM BC Ratio | 0 | 0 | 0 | 0 | 0 | 0 | 0 | 0 | 0 | 0 | 0 | 0 | 0 | 0 | 0 | 0 | 0 | 0 | 0 | 0 | 0 | 0 | 0 | 0 | 0 | 0 | 0 | 0 | 0 | 0
F5_Commercial_Lodging_Existing_Refrigeration_Electric_Icemaker_E3 | F5 | Commercial | Lodging | Existing | Refrigeration | Electric | Icemaker | E3 | RIM BC Ratio | 0 | 0 | 0 | 0 | 0 | 0 | 0 | 0 | 0 | 0 | 0 | 0 | 0 | 0 | 0 | 0 | 0 | 0 | 0 | 0 | 0 | 0 | 0 | 0 | 0 | 0 | 0 | 0 | 0 | 0
F5_Commercial_Lodging_Existing_Refrigeration_Electric_Icemaker_E4 | F5 | Commercial | Lodging | Existing | Refrigeration | Electric | Icemaker | E4 | RIM BC Ratio | 0 | 0 | 0 | 0 | 0 | 0 | 0 | 0 | 0 | 0 | 0 | 0 | 0 | 0 | 0 | 0 | 0 | 0 | 0 | 0 | 0 | 0 | 0 | 0 | 0 | 0 | 0 | 0 | 0 | 0
F5_Commercial_Lodging_Existing_Refrigeration_Electric_Icemaker_E5 | F5 | Commercial | Lodging | Existing | Refrigeration | Electric | Icemaker | E5 | RIM BC Ratio | 0 | 0 | 0 | 0 | 0 | 0 | 0 | 0 | 0 | 0 | 0 | 0 | 0 | 0 | 0 | 0 | 0 | 0 | 0 | 0 | 0 | 0 | 0 | 0 | 0 | 0 | 0 | 0 | 0 | 0
F5_Commercial_Lodging_Existing_Refrigeration_Electric_Icemaker_E6 | F5 | Commercial | Lodging | Existing | Refrigeration | Electric | Icemaker | E6 | RIM BC Ratio | 0 | 0 | 0 | 0 | 0 | 0 | 0 | 0 | 0 | 0 | 0 | 0 | 0 | 0 | 0 | 0 | 0 | 0 | 0 | 0 | 0 | 0 | 0 | 0 | 0 | 0 | 0 | 0 | 0 | 0
F5_Commercial_Lodging_Existing_Refrigeration_Electric_Icemaker_E7 | F5 | Commercial | Lodging | Existing | Refrigeration | Electric | Icemaker | E7 | RIM BC Ratio | 0 | 0 | 0 | 0 | 0 | 0 | 0 | 0 | 0 | 0 | 0 | 0 | 0 | 0 | 0 | 0 | 0 | 0 | 0 | 0 | 0 | 0 | 0 | 0 | 0 | 0 | 0 | 0 | 0 | 0
F5_Commercial_Lodging_Existing_Refrigeration_Electric_Icemaker_E8 | F5 | Commercial | Lodging | Existing | Refrigeration | Electric | Icemaker | E8 | RIM BC Ratio | 0 | 0 | 0 | 0 | 0 | 0 | 0 | 0 | 0 | 0 | 0 | 0 | 0 | 0 | 0 | 0 | 0 | 0 | 0 | 0 | 0 | 0 | 0 | 0 | 0 | 0 | 0 | 0 | 0 | 0
F5_Commercial_Lodging_Existing_Refrigeration_Electric_Icemaker_E9 | F5 | Commercial | Lodging | Existing | Refrigeration | Electric | Icemaker | E9 | RIM BC Ratio | 0 | 0 | 0 | 0 | 0 | 0 | 0 | 0 | 0 | 0 | 0 | 0 | 0 | 0 | 0 | 0 | 0 | 0 | 0 | 0 | 0 | 0 | 0 | 0 | 0 | 0 | 0 | 0 | 0 | 0
F5_Commercial_Lodging_Existing_Refrigeration_Electric_Icemaker_E10 | F5 | Commercial | Lodging | Existing | Refrigeration | Electric | Icemaker | E10 | RIM BC Ratio | 0 | 0 | 0 | 0 | 0 | 0 | 0 | 0 | 0 | 0 | 0 | 0 | 0 | 0 | 0 | 0 | 0 | 0 | 0 | 0 | 0 | 0 | 0 | 0 | 0 | 0 | 0 | 0 | 0 | 0
F0_Commercial_Lodging_Existing_Refrigeration_Electric_Vending Machine_E0 | F0 | Commercial | Lodging | Existing | Refrigeration | Electric | Vending Machine | E0 | Economic Unit | 0 | 0 | 0 | 0 | 0 | 0 | 0 | 0 | 0 | 0 | 0 | 0 | 0 | 0 | 0 | 0 | 0 | 0 | 0 | 0 | 0 | 0 | 0 | 0 | 0 | 0 | 0 | 0 | 0 | 0
F1_Commercial_Lodging_Existing_Refrigeration_Electric_Vending Machine_E1 | F1 | Commercial | Lodging | Existing | Refrigeration | Electric | Vending Machine | E1 | CCE | 0 | 0 | 0 | 0 | 0 | 0 | 0 | 0 | 0 | 0 | 0 | 0 | 0 | 0 | 0 | 0 | 0 | 0 | 0 | 0 | 0 | 0 | 0 | 0 | 0 | 0 | 0 | 0 | 0 | 0
F1_Commercial_Lodging_Existing_Refrigeration_Electric_Vending Machine_E2 | F1 | Commercial | Lodging | Existing | Refrigeration | Electric | Vending Machine | E2 | CCE | 0 | 0 | 0 | 0 | 0 | 0 | 0 | 0 | 0 | 0 | 0 | 0 | 0 | 0 | 0 | 0 | 0 | 0 | 0 | 0 | 0 | 0 | 0 | 0 | 0 | 0 | 0 | 0 | 0 | 0
F1_Commercial_Lodging_Existing_Refrigeration_Electric_Vending Machine_E3 | F1 | Commercial | Lodging | Existing | Refrigeration | Electric | Vending Machine | E3 | CCE | 0 | 0 | 0 | 0 | 0 | 0 | 0 | 0 | 0 | 0 | 0 | 0 | 0 | 0 | 0 | 0 | 0 | 0 | 0 | 0 | 0 | 0 | 0 | 0 | 0 | 0 | 0 | 0 | 0 | 0
F1_Commercial_Lodging_Existing_Refrigeration_Electric_Vending Machine_E4 | F1 | Commercial | Lodging | Existing | Refrigeration | Electric | Vending Machine | E4 | CCE | 0 | 0 | 0 | 0 | 0 | 0 | 0 | 0 | 0 | 0 | 0 | 0 | 0 | 0 | 0 | 0 | 0 | 0 | 0 | 0 | 0 | 0 | 0 | 0 | 0 | 0 | 0 | 0 | 0 | 0
F1_Commercial_Lodging_Existing_Refrigeration_Electric_Vending Machine_E5 | F1 | Commercial | Lodging | Existing | Refrigeration | Electric | Vending Machine | E5 | CCE | 0 | 0 | 0 | 0 | 0 | 0 | 0 | 0 | 0 | 0 | 0 | 0 | 0 | 0 | 0 | 0 | 0 | 0 | 0 | 0 | 0 | 0 | 0 | 0 | 0 | 0 | 0 | 0 | 0 | 0
F1_Commercial_Lodging_Existing_Refrigeration_Electric_Vending Machine_E6 | F1 | Commercial | Lodging | Existing | Refrigeration | Electric | Vending Machine | E6 | CCE | 0 | 0 | 0 | 0 | 0 | 0 | 0 | 0 | 0 | 0 | 0 | 0 | 0 | 0 | 0 | 0 | 0 | 0 | 0 | 0 | 0 | 0 | 0 | 0 | 0 | 0 | 0 | 0 | 0 | 0
F1_Commercial_Lodging_Existing_Refrigeration_Electric_Vending Machine_E7 | F1 | Commercial | Lodging | Existing | Refrigeration | Electric | Vending Machine | E7 | CCE | 0 | 0 | 0 | 0 | 0 | 0 | 0 | 0 | 0 | 0 | 0 | 0 | 0 | 0 | 0 | 0 | 0 | 0 | 0 | 0 | 0 | 0 | 0 | 0 | 0 | 0 | 0 | 0 | 0 | 0
F1_Commercial_Lodging_Existing_Refrigeration_Electric_Vending Machine_E8 | F1 | Commercial | Lodging | Existing | Refrigeration | Electric | Vending Machine | E8 | CCE | 0 | 0 | 0 | 0 | 0 | 0 | 0 | 0 | 0 | 0 | 0 | 0 | 0 | 0 | 0 | 0 | 0 | 0 | 0 | 0 | 0 | 0 | 0 | 0 | 0 | 0 | 0 | 0 | 0 | 0
F1_Commercial_Lodging_Existing_Refrigeration_Electric_Vending Machine_E9 | F1 | Commercial | Lodging | Existing | Refrigeration | Electric | Vending Machine | E9 | CCE | 0 | 0 | 0 | 0 | 0 | 0 | 0 | 0 | 0 | 0 | 0 | 0 | 0 | 0 | 0 | 0 | 0 | 0 | 0 | 0 | 0 | 0 | 0 | 0 | 0 | 0 | 0 | 0 | 0 | 0
F1_Commercial_Lodging_Existing_Refrigeration_Electric_Vending Machine_E10 | F1 | Commercial | Lodging | Existing | Refrigeration | Electric | Vending Machine | E10 | CCE | 0 | 0 | 0 | 0 | 0 | 0 | 0 | 0 | 0 | 0 | 0 | 0 | 0 | 0 | 0 | 0 | 0 | 0 | 0 | 0 | 0 | 0 | 0 | 0 | 0 | 0 | 0 | 0 | 0 | 0
F2_Commercial_Lodging_Existing_Refrigeration_Electric_Vending Machine_E1 | F2 | Commercial | Lodging | Existing | Refrigeration | Electric | Vending Machine | E1 | TRC BC Ratio | 0 | 0 | 0 | 0 | 0 | 0 | 0 | 0 | 0 | 0 | 0 | 0 | 0 | 0 | 0 | 0 | 0 | 0 | 0 | 0 | 0 | 0 | 0 | 0 | 0 | 0 | 0 | 0 | 0 | 0
F2_Commercial_Lodging_Existing_Refrigeration_Electric_Vending Machine_E2 | F2 | Commercial | Lodging | Existing | Refrigeration | Electric | Vending Machine | E2 | TRC BC Ratio | 0 | 0 | 0 | 0 | 0 | 0 | 0 | 0 | 0 | 0 | 0 | 0 | 0 | 0 | 0 | 0 | 0 | 0 | 0 | 0 | 0 | 0 | 0 | 0 | 0 | 0 | 0 | 0 | 0 | 0
F2_Commercial_Lodging_Existing_Refrigeration_Electric_Vending Machine_E3 | F2 | Commercial | Lodging | Existing | Refrigeration | Electric | Vending Machine | E3 | TRC BC Ratio | 0 | 0 | 0 | 0 | 0 | 0 | 0 | 0 | 0 | 0 | 0 | 0 | 0 | 0 | 0 | 0 | 0 | 0 | 0 | 0 | 0 | 0 | 0 | 0 | 0 | 0 | 0 | 0 | 0 | 0
F2_Commercial_Lodging_Existing_Refrigeration_Electric_Vending Machine_E4 | F2 | Commercial | Lodging | Existing | Refrigeration | Electric | Vending Machine | E4 | TRC BC Ratio | 0 | 0 | 0 | 0 | 0 | 0 | 0 | 0 | 0 | 0 | 0 | 0 | 0 | 0 | 0 | 0 | 0 | 0 | 0 | 0 | 0 | 0 | 0 | 0 | 0 | 0 | 0 | 0 | 0 | 0
F2_Commercial_Lodging_Existing_Refrigeration_Electric_Vending Machine_E5 | F2 | Commercial | Lodging | Existing | Refrigeration | Electric | Vending Machine | E5 | TRC BC Ratio | 0 | 0 | 0 | 0 | 0 | 0 | 0 | 0 | 0 | 0 | 0 | 0 | 0 | 0 | 0 | 0 | 0 | 0 | 0 | 0 | 0 | 0 | 0 | 0 | 0 | 0 | 0 | 0 | 0 | 0
F2_Commercial_Lodging_Existing_Refrigeration_Electric_Vending Machine_E6 | F2 | Commercial | Lodging | Existing | Refrigeration | Electric | Vending Machine | E6 | TRC BC Ratio | 0 | 0 | 0 | 0 | 0 | 0 | 0 | 0 | 0 | 0 | 0 | 0 | 0 | 0 | 0 | 0 | 0 | 0 | 0 | 0 | 0 | 0 | 0 | 0 | 0 | 0 | 0 | 0 | 0 | 0
F2_Commercial_Lodging_Existing_Refrigeration_Electric_Vending Machine_E7 | F2 | Commercial | Lodging | Existing | Refrigeration | Electric | Vending Machine | E7 | TRC BC Ratio | 0 | 0 | 0 | 0 | 0 | 0 | 0 | 0 | 0 | 0 | 0 | 0 | 0 | 0 | 0 | 0 | 0 | 0 | 0 | 0 | 0 | 0 | 0 | 0 | 0 | 0 | 0 | 0 | 0 | 0
F2_Commercial_Lodging_Existing_Refrigeration_Electric_Vending Machine_E8 | F2 | Commercial | Lodging | Existing | Refrigeration | Electric | Vending Machine | E8 | TRC BC Ratio | 0 | 0 | 0 | 0 | 0 | 0 | 0 | 0 | 0 | 0 | 0 | 0 | 0 | 0 | 0 | 0 | 0 | 0 | 0 | 0 | 0 | 0 | 0 | 0 | 0 | 0 | 0 | 0 | 0 | 0
F2_Commercial_Lodging_Existing_Refrigeration_Electric_Vending Machine_E9 | F2 | Commercial | Lodging | Existing | Refrigeration | Electric | Vending Machine | E9 | TRC BC Ratio | 0 | 0 | 0 | 0 | 0 | 0 | 0 | 0 | 0 | 0 | 0 | 0 | 0 | 0 | 0 | 0 | 0 | 0 | 0 | 0 | 0 | 0 | 0 | 0 | 0 | 0 | 0 | 0 | 0 | 0
F2_Commercial_Lodging_Existing_Refrigeration_Electric_Vending Machine_E10 | F2 | Commercial | Lodging | Existing | Refrigeration | Electric | Vending Machine | E10 | TRC BC Ratio | 0 | 0 | 0 | 0 | 0 | 0 | 0 | 0 | 0 | 0 | 0 | 0 | 0 | 0 | 0 | 0 | 0 | 0 | 0 | 0 | 0 | 0 | 0 | 0 | 0 | 0 | 0 | 0 | 0 | 0
F3_Commercial_Lodging_Existing_Refrigeration_Electric_Vending Machine_E1 | F3 | Commercial | Lodging | Existing | Refrigeration | Electric | Vending Machine | E1 | PACT BC Ratio | 0 | 0 | 0 | 0 | 0 | 0 | 0 | 0 | 0 | 0 | 0 | 0 | 0 | 0 | 0 | 0 | 0 | 0 | 0 | 0 | 0 | 0 | 0 | 0 | 0 | 0 | 0 | 0 | 0 | 0
F3_Commercial_Lodging_Existing_Refrigeration_Electric_Vending Machine_E2 | F3 | Commercial | Lodging | Existing | Refrigeration | Electric | Vending Machine | E2 | PACT BC Ratio | 0 | 0 | 0 | 0 | 0 | 0 | 0 | 0 | 0 | 0 | 0 | 0 | 0 | 0 | 0 | 0 | 0 | 0 | 0 | 0 | 0 | 0 | 0 | 0 | 0 | 0 | 0 | 0 | 0 | 0
F3_Commercial_Lodging_Existing_Refrigeration_Electric_Vending Machine_E3 | F3 | Commercial | Lodging | Existing | Refrigeration | Electric | Vending Machine | E3 | PACT BC Ratio | 0 | 0 | 0 | 0 | 0 | 0 | 0 | 0 | 0 | 0 | 0 | 0 | 0 | 0 | 0 | 0 | 0 | 0 | 0 | 0 | 0 | 0 | 0 | 0 | 0 | 0 | 0 | 0 | 0 | 0
F3_Commercial_Lodging_Existing_Refrigeration_Electric_Vending Machine_E4 | F3 | Commercial | Lodging | Existing | Refrigeration | Electric | Vending Machine | E4 | PACT BC Ratio | 0 | 0 | 0 | 0 | 0 | 0 | 0 | 0 | 0 | 0 | 0 | 0 | 0 | 0 | 0 | 0 | 0 | 0 | 0 | 0 | 0 | 0 | 0 | 0 | 0 | 0 | 0 | 0 | 0 | 0
F3_Commercial_Lodging_Existing_Refrigeration_Electric_Vending Machine_E5 | F3 | Commercial | Lodging | Existing | Refrigeration | Electric | Vending Machine | E5 | PACT BC Ratio | 0 | 0 | 0 | 0 | 0 | 0 | 0 | 0 | 0 | 0 | 0 | 0 | 0 | 0 | 0 | 0 | 0 | 0 | 0 | 0 | 0 | 0 | 0 | 0 | 0 | 0 | 0 | 0 | 0 | 0
F3_Commercial_Lodging_Existing_Refrigeration_Electric_Vending Machine_E6 | F3 | Commercial | Lodging | Existing | Refrigeration | Electric | Vending Machine | E6 | PACT BC Ratio | 0 | 0 | 0 | 0 | 0 | 0 | 0 | 0 | 0 | 0 | 0 | 0 | 0 | 0 | 0 | 0 | 0 | 0 | 0 | 0 | 0 | 0 | 0 | 0 | 0 | 0 | 0 | 0 | 0 | 0
F3_Commercial_Lodging_Existing_Refrigeration_Electric_Vending Machine_E7 | F3 | Commercial | Lodging | Existing | Refrigeration | Electric | Vending Machine | E7 | PACT BC Ratio | 0 | 0 | 0 | 0 | 0 | 0 | 0 | 0 | 0 | 0 | 0 | 0 | 0 | 0 | 0 | 0 | 0 | 0 | 0 | 0 | 0 | 0 | 0 | 0 | 0 | 0 | 0 | 0 | 0 | 0
F3_Commercial_Lodging_Existing_Refrigeration_Electric_Vending Machine_E8 | F3 | Commercial | Lodging | Existing | Refrigeration | Electric | Vending Machine | E8 | PACT BC Ratio | 0 | 0 | 0 | 0 | 0 | 0 | 0 | 0 | 0 | 0 | 0 | 0 | 0 | 0 | 0 | 0 | 0 | 0 | 0 | 0 | 0 | 0 | 0 | 0 | 0 | 0 | 0 | 0 | 0 | 0
F3_Commercial_Lodging_Existing_Refrigeration_Electric_Vending Machine_E9 | F3 | Commercial | Lodging | Existing | Refrigeration | Electric | Vending Machine | E9 | PACT BC Ratio | 0 | 0 | 0 | 0 | 0 | 0 | 0 | 0 | 0 | 0 | 0 | 0 | 0 | 0 | 0 | 0 | 0 | 0 | 0 | 0 | 0 | 0 | 0 | 0 | 0 | 0 | 0 | 0 | 0 | 0
F3_Commercial_Lodging_Existing_Refrigeration_Electric_Vending Machine_E10 | F3 | Commercial | Lodging | Existing | Refrigeration | Electric | Vending Machine | E10 | PACT BC Ratio | 0 | 0 | 0 | 0 | 0 | 0 | 0 | 0 | 0 | 0 | 0 | 0 | 0 | 0 | 0 | 0 | 0 | 0 | 0 | 0 | 0 | 0 | 0 | 0 | 0 | 0 | 0 | 0 | 0 | 0
F4_Commercial_Lodging_Existing_Refrigeration_Electric_Vending Machine_E1 | F4 | Commercial | Lodging | Existing | Refrigeration | Electric | Vending Machine | E1 | RVT BC Ratio | 0 | 0 | 0 | 0 | 0 | 0 | 0 | 0 | 0 | 0 | 0 | 0 | 0 | 0 | 0 | 0 | 0 | 0 | 0 | 0 | 0 | 0 | 0 | 0 | 0 | 0 | 0 | 0 | 0 | 0
F4_Commercial_Lodging_Existing_Refrigeration_Electric_Vending Machine_E2 | F4 | Commercial | Lodging | Existing | Refrigeration | Electric | Vending Machine | E2 | RVT BC Ratio | 0 | 0 | 0 | 0 | 0 | 0 | 0 | 0 | 0 | 0 | 0 | 0 | 0 | 0 | 0 | 0 | 0 | 0 | 0 | 0 | 0 | 0 | 0 | 0 | 0 | 0 | 0 | 0 | 0 | 0
F4_Commercial_Lodging_Existing_Refrigeration_Electric_Vending Machine_E3 | F4 | Commercial | Lodging | Existing | Refrigeration | Electric | Vending Machine | E3 | RVT BC Ratio | 0 | 0 | 0 | 0 | 0 | 0 | 0 | 0 | 0 | 0 | 0 | 0 | 0 | 0 | 0 | 0 | 0 | 0 | 0 | 0 | 0 | 0 | 0 | 0 | 0 | 0 | 0 | 0 | 0 | 0
F4_Commercial_Lodging_Existing_Refrigeration_Electric_Vending Machine_E4 | F4 | Commercial | Lodging | Existing | Refrigeration | Electric | Vending Machine | E4 | RVT BC Ratio | 0 | 0 | 0 | 0 | 0 | 0 | 0 | 0 | 0 | 0 | 0 | 0 | 0 | 0 | 0 | 0 | 0 | 0 | 0 | 0 | 0 | 0 | 0 | 0 | 0 | 0 | 0 | 0 | 0 | 0
F4_Commercial_Lodging_Existing_Refrigeration_Electric_Vending Machine_E5 | F4 | Commercial | Lodging | Existing | Refrigeration | Electric | Vending Machine | E5 | RVT BC Ratio | 0 | 0 | 0 | 0 | 0 | 0 | 0 | 0 | 0 | 0 | 0 | 0 | 0 | 0 | 0 | 0 | 0 | 0 | 0 | 0 | 0 | 0 | 0 | 0 | 0 | 0 | 0 | 0 | 0 | 0
F4_Commercial_Lodging_Existing_Refrigeration_Electric_Vending Machine_E6 | F4 | Commercial | Lodging | Existing | Refrigeration | Electric | Vending Machine | E6 | RVT BC Ratio | 0 | 0 | 0 | 0 | 0 | 0 | 0 | 0 | 0 | 0 | 0 | 0 | 0 | 0 | 0 | 0 | 0 | 0 | 0 | 0 | 0 | 0 | 0 | 0 | 0 | 0 | 0 | 0 | 0 | 0
F4_Commercial_Lodging_Existing_Refrigeration_Electric_Vending Machine_E7 | F4 | Commercial | Lodging | Existing | Refrigeration | Electric | Vending Machine | E7 | RVT BC Ratio | 0 | 0 | 0 | 0 | 0 | 0 | 0 | 0 | 0 | 0 | 0 | 0 | 0 | 0 | 0 | 0 | 0 | 0 | 0 | 0 | 0 | 0 | 0 | 0 | 0 | 0 | 0 | 0 | 0 | 0
F4_Commercial_Lodging_Existing_Refrigeration_Electric_Vending Machine_E8 | F4 | Commercial | Lodging | Existing | Refrigeration | Electric | Vending Machine | E8 | RVT BC Ratio | 0 | 0 | 0 | 0 | 0 | 0 | 0 | 0 | 0 | 0 | 0 | 0 | 0 | 0 | 0 | 0 | 0 | 0 | 0 | 0 | 0 | 0 | 0 | 0 | 0 | 0 | 0 | 0 | 0 | 0
F4_Commercial_Lodging_Existing_Refrigeration_Electric_Vending Machine_E9 | F4 | Commercial | Lodging | Existing | Refrigeration | Electric | Vending Machine | E9 | RVT BC Ratio | 0 | 0 | 0 | 0 | 0 | 0 | 0 | 0 | 0 | 0 | 0 | 0 | 0 | 0 | 0 | 0 | 0 | 0 | 0 | 0 | 0 | 0 | 0 | 0 | 0 | 0 | 0 | 0 | 0 | 0
F4_Commercial_Lodging_Existing_Refrigeration_Electric_Vending Machine_E10 | F4 | Commercial | Lodging | Existing | Refrigeration | Electric | Vending Machine | E10 | RVT BC Ratio | 0 | 0 | 0 | 0 | 0 | 0 | 0 | 0 | 0 | 0 | 0 | 0 | 0 | 0 | 0 | 0 | 0 | 0 | 0 | 0 | 0 | 0 | 0 | 0 | 0 | 0 | 0 | 0 | 0 | 0
F5_Commercial_Lodging_Existing_Refrigeration_Electric_Vending Machine_E1 | F5 | Commercial | Lodging | Existing | Refrigeration | Electric | Vending Machine | E1 | RIM BC Ratio | 0 | 0 | 0 | 0 | 0 | 0 | 0 | 0 | 0 | 0 | 0 | 0 | 0 | 0 | 0 | 0 | 0 | 0 | 0 | 0 | 0 | 0 | 0 | 0 | 0 | 0 | 0 | 0 | 0 | 0
F5_Commercial_Lodging_Existing_Refrigeration_Electric_Vending Machine_E2 | F5 | Commercial | Lodging | Existing | Refrigeration | Electric | Vending Machine | E2 | RIM BC Ratio | 0 | 0 | 0 | 0 | 0 | 0 | 0 | 0 | 0 | 0 | 0 | 0 | 0 | 0 | 0 | 0 | 0 | 0 | 0 | 0 | 0 | 0 | 0 | 0 | 0 | 0 | 0 | 0 | 0 | 0
F5_Commercial_Lodging_Existing_Refrigeration_Electric_Vending Machine_E3 | F5 | Commercial | Lodging | Existing | Refrigeration | Electric | Vending Machine | E3 | RIM BC Ratio | 0 | 0 | 0 | 0 | 0 | 0 | 0 | 0 | 0 | 0 | 0 | 0 | 0 | 0 | 0 | 0 | 0 | 0 | 0 | 0 | 0 | 0 | 0 | 0 | 0 | 0 | 0 | 0 | 0 | 0
F5_Commercial_Lodging_Existing_Refrigeration_Electric_Vending Machine_E4 | F5 | Commercial | Lodging | Existing | Refrigeration | Electric | Vending Machine | E4 | RIM BC Ratio | 0 | 0 | 0 | 0 | 0 | 0 | 0 | 0 | 0 | 0 | 0 | 0 | 0 | 0 | 0 | 0 | 0 | 0 | 0 | 0 | 0 | 0 | 0 | 0 | 0 | 0 | 0 | 0 | 0 | 0
F5_Commercial_Lodging_Existing_Refrigeration_Electric_Vending Machine_E5 | F5 | Commercial | Lodging | Existing | Refrigeration | Electric | Vending Machine | E5 | RIM BC Ratio | 0 | 0 | 0 | 0 | 0 | 0 | 0 | 0 | 0 | 0 | 0 | 0 | 0 | 0 | 0 | 0 | 0 | 0 | 0 | 0 | 0 | 0 | 0 | 0 | 0 | 0 | 0 | 0 | 0 | 0
F5_Commercial_Lodging_Existing_Refrigeration_Electric_Vending Machine_E6 | F5 | Commercial | Lodging | Existing | Refrigeration | Electric | Vending Machine | E6 | RIM BC Ratio | 0 | 0 | 0 | 0 | 0 | 0 | 0 | 0 | 0 | 0 | 0 | 0 | 0 | 0 | 0 | 0 | 0 | 0 | 0 | 0 | 0 | 0 | 0 | 0 | 0 | 0 | 0 | 0 | 0 | 0
F5_Commercial_Lodging_Existing_Refrigeration_Electric_Vending Machine_E7 | F5 | Commercial | Lodging | Existing | Refrigeration | Electric | Vending Machine | E7 | RIM BC Ratio | 0 | 0 | 0 | 0 | 0 | 0 | 0 | 0 | 0 | 0 | 0 | 0 | 0 | 0 | 0 | 0 | 0 | 0 | 0 | 0 | 0 | 0 | 0 | 0 | 0 | 0 | 0 | 0 | 0 | 0
F5_Commercial_Lodging_Existing_Refrigeration_Electric_Vending Machine_E8 | F5 | Commercial | Lodging | Existing | Refrigeration | Electric | Vending Machine | E8 | RIM BC Ratio | 0 | 0 | 0 | 0 | 0 | 0 | 0 | 0 | 0 | 0 | 0 | 0 | 0 | 0 | 0 | 0 | 0 | 0 | 0 | 0 | 0 | 0 | 0 | 0 | 0 | 0 | 0 | 0 | 0 | 0
F5_Commercial_Lodging_Existing_Refrigeration_Electric_Vending Machine_E9 | F5 | Commercial | Lodging | Existing | Refrigeration | Electric | Vending Machine | E9 | RIM BC Ratio | 0 | 0 | 0 | 0 | 0 | 0 | 0 | 0 | 0 | 0 | 0 | 0 | 0 | 0 | 0 | 0 | 0 | 0 | 0 | 0 | 0 | 0 | 0 | 0 | 0 | 0 | 0 | 0 | 0 | 0
F5_Commercial_Lodging_Existing_Refrigeration_Electric_Vending Machine_E10 | F5 | Commercial | Lodging | Existing | Refrigeration | Electric | Vending Machine | E10 | RIM BC Ratio | 0 | 0 | 0 | 0 | 0 | 0 | 0 | 0 | 0 | 0 | 0 | 0 | 0 | 0 | 0 | 0 | 0 | 0 | 0 | 0 | 0 | 0 | 0 | 0 | 0 | 0 | 0 | 0 | 0 | 0
F0_Commercial_Lodging_Existing_Food Preparation_Electric_Oven_E0 | F0 | Commercial | Lodging | Existing | Food Preparation | Electric | Oven | E0 | Economic Unit | 0 | 0 | 0 | 0 | 0 | 0 | 0 | 0 | 0 | 0 | 0 | 0 | 0 | 0 | 0 | 0 | 0 | 0 | 0 | 0 | 0 | 0 | 0 | 0 | 0 | 0 | 0 | 0 | 0 | 0
F1_Commercial_Lodging_Existing_Food Preparation_Electric_Oven_E1 | F1 | Commercial | Lodging | Existing | Food Preparation | Electric | Oven | E1 | CCE | 0 | 0 | 0 | 0 | 0 | 0 | 0 | 0 | 0 | 0 | 0 | 0 | 0 | 0 | 0 | 0 | 0 | 0 | 0 | 0 | 0 | 0 | 0 | 0 | 0 | 0 | 0 | 0 | 0 | 0
F1_Commercial_Lodging_Existing_Food Preparation_Electric_Oven_E2 | F1 | Commercial | Lodging | Existing | Food Preparation | Electric | Oven | E2 | CCE | 0 | 0 | 0 | 0 | 0 | 0 | 0 | 0 | 0 | 0 | 0 | 0 | 0 | 0 | 0 | 0 | 0 | 0 | 0 | 0 | 0 | 0 | 0 | 0 | 0 | 0 | 0 | 0 | 0 | 0
F1_Commercial_Lodging_Existing_Food Preparation_Electric_Oven_E3 | F1 | Commercial | Lodging | Existing | Food Preparation | Electric | Oven | E3 | CCE | 0 | 0 | 0 | 0 | 0 | 0 | 0 | 0 | 0 | 0 | 0 | 0 | 0 | 0 | 0 | 0 | 0 | 0 | 0 | 0 | 0 | 0 | 0 | 0 | 0 | 0 | 0 | 0 | 0 | 0
F1_Commercial_Lodging_Existing_Food Preparation_Electric_Oven_E4 | F1 | Commercial | Lodging | Existing | Food Preparation | Electric | Oven | E4 | CCE | 0 | 0 | 0 | 0 | 0 | 0 | 0 | 0 | 0 | 0 | 0 | 0 | 0 | 0 | 0 | 0 | 0 | 0 | 0 | 0 | 0 | 0 | 0 | 0 | 0 | 0 | 0 | 0 | 0 | 0
F1_Commercial_Lodging_Existing_Food Preparation_Electric_Oven_E5 | F1 | Commercial | Lodging | Existing | Food Preparation | Electric | Oven | E5 | CCE | 0 | 0 | 0 | 0 | 0 | 0 | 0 | 0 | 0 | 0 | 0 | 0 | 0 | 0 | 0 | 0 | 0 | 0 | 0 | 0 | 0 | 0 | 0 | 0 | 0 | 0 | 0 | 0 | 0 | 0
F1_Commercial_Lodging_Existing_Food Preparation_Electric_Oven_E6 | F1 | Commercial | Lodging | Existing | Food Preparation | Electric | Oven | E6 | CCE | 0 | 0 | 0 | 0 | 0 | 0 | 0 | 0 | 0 | 0 | 0 | 0 | 0 | 0 | 0 | 0 | 0 | 0 | 0 | 0 | 0 | 0 | 0 | 0 | 0 | 0 | 0 | 0 | 0 | 0
F1_Commercial_Lodging_Existing_Food Preparation_Electric_Oven_E7 | F1 | Commercial | Lodging | Existing | Food Preparation | Electric | Oven | E7 | CCE | 0 | 0 | 0 | 0 | 0 | 0 | 0 | 0 | 0 | 0 | 0 | 0 | 0 | 0 | 0 | 0 | 0 | 0 | 0 | 0 | 0 | 0 | 0 | 0 | 0 | 0 | 0 | 0 | 0 | 0
F1_Commercial_Lodging_Existing_Food Preparation_Electric_Oven_E8 | F1 | Commercial | Lodging | Existing | Food Preparation | Electric | Oven | E8 | CCE | 0 | 0 | 0 | 0 | 0 | 0 | 0 | 0 | 0 | 0 | 0 | 0 | 0 | 0 | 0 | 0 | 0 | 0 | 0 | 0 | 0 | 0 | 0 | 0 | 0 | 0 | 0 | 0 | 0 | 0
F1_Commercial_Lodging_Existing_Food Preparation_Electric_Oven_E9 | F1 | Commercial | Lodging | Existing | Food Preparation | Electric | Oven | E9 | CCE | 0 | 0 | 0 | 0 | 0 | 0 | 0 | 0 | 0 | 0 | 0 | 0 | 0 | 0 | 0 | 0 | 0 | 0 | 0 | 0 | 0 | 0 | 0 | 0 | 0 | 0 | 0 | 0 | 0 | 0
F1_Commercial_Lodging_Existing_Food Preparation_Electric_Oven_E10 | F1 | Commercial | Lodging | Existing | Food Preparation | Electric | Oven | E10 | CCE | 0 | 0 | 0 | 0 | 0 | 0 | 0 | 0 | 0 | 0 | 0 | 0 | 0 | 0 | 0 | 0 | 0 | 0 | 0 | 0 | 0 | 0 | 0 | 0 | 0 | 0 | 0 | 0 | 0 | 0
F2_Commercial_Lodging_Existing_Food Preparation_Electric_Oven_E1 | F2 | Commercial | Lodging | Existing | Food Preparation | Electric | Oven | E1 | TRC BC Ratio | 0 | 0 | 0 | 0 | 0 | 0 | 0 | 0 | 0 | 0 | 0 | 0 | 0 | 0 | 0 | 0 | 0 | 0 | 0 | 0 | 0 | 0 | 0 | 0 | 0 | 0 | 0 | 0 | 0 | 0
F2_Commercial_Lodging_Existing_Food Preparation_Electric_Oven_E2 | F2 | Commercial | Lodging | Existing | Food Preparation | Electric | Oven | E2 | TRC BC Ratio | 0 | 0 | 0 | 0 | 0 | 0 | 0 | 0 | 0 | 0 | 0 | 0 | 0 | 0 | 0 | 0 | 0 | 0 | 0 | 0 | 0 | 0 | 0 | 0 | 0 | 0 | 0 | 0 | 0 | 0
F2_Commercial_Lodging_Existing_Food Preparation_Electric_Oven_E3 | F2 | Commercial | Lodging | Existing | Food Preparation | Electric | Oven | E3 | TRC BC Ratio | 0 | 0 | 0 | 0 | 0 | 0 | 0 | 0 | 0 | 0 | 0 | 0 | 0 | 0 | 0 | 0 | 0 | 0 | 0 | 0 | 0 | 0 | 0 | 0 | 0 | 0 | 0 | 0 | 0 | 0
F2_Commercial_Lodging_Existing_Food Preparation_Electric_Oven_E4 | F2 | Commercial | Lodging | Existing | Food Preparation | Electric | Oven | E4 | TRC BC Ratio | 0 | 0 | 0 | 0 | 0 | 0 | 0 | 0 | 0 | 0 | 0 | 0 | 0 | 0 | 0 | 0 | 0 | 0 | 0 | 0 | 0 | 0 | 0 | 0 | 0 | 0 | 0 | 0 | 0 | 0
F2_Commercial_Lodging_Existing_Food Preparation_Electric_Oven_E5 | F2 | Commercial | Lodging | Existing | Food Preparation | Electric | Oven | E5 | TRC BC Ratio | 0 | 0 | 0 | 0 | 0 | 0 | 0 | 0 | 0 | 0 | 0 | 0 | 0 | 0 | 0 | 0 | 0 | 0 | 0 | 0 | 0 | 0 | 0 | 0 | 0 | 0 | 0 | 0 | 0 | 0
F2_Commercial_Lodging_Existing_Food Preparation_Electric_Oven_E6 | F2 | Commercial | Lodging | Existing | Food Preparation | Electric | Oven | E6 | TRC BC Ratio | 0 | 0 | 0 | 0 | 0 | 0 | 0 | 0 | 0 | 0 | 0 | 0 | 0 | 0 | 0 | 0 | 0 | 0 | 0 | 0 | 0 | 0 | 0 | 0 | 0 | 0 | 0 | 0 | 0 | 0
F2_Commercial_Lodging_Existing_Food Preparation_Electric_Oven_E7 | F2 | Commercial | Lodging | Existing | Food Preparation | Electric | Oven | E7 | TRC BC Ratio | 0 | 0 | 0 | 0 | 0 | 0 | 0 | 0 | 0 | 0 | 0 | 0 | 0 | 0 | 0 | 0 | 0 | 0 | 0 | 0 | 0 | 0 | 0 | 0 | 0 | 0 | 0 | 0 | 0 | 0
F2_Commercial_Lodging_Existing_Food Preparation_Electric_Oven_E8 | F2 | Commercial | Lodging | Existing | Food Preparation | Electric | Oven | E8 | TRC BC Ratio | 0 | 0 | 0 | 0 | 0 | 0 | 0 | 0 | 0 | 0 | 0 | 0 | 0 | 0 | 0 | 0 | 0 | 0 | 0 | 0 | 0 | 0 | 0 | 0 | 0 | 0 | 0 | 0 | 0 | 0
F2_Commercial_Lodging_Existing_Food Preparation_Electric_Oven_E9 | F2 | Commercial | Lodging | Existing | Food Preparation | Electric | Oven | E9 | TRC BC Ratio | 0 | 0 | 0 | 0 | 0 | 0 | 0 | 0 | 0 | 0 | 0 | 0 | 0 | 0 | 0 | 0 | 0 | 0 | 0 | 0 | 0 | 0 | 0 | 0 | 0 | 0 | 0 | 0 | 0 | 0
F2_Commercial_Lodging_Existing_Food Preparation_Electric_Oven_E10 | F2 | Commercial | Lodging | Existing | Food Preparation | Electric | Oven | E10 | TRC BC Ratio | 0 | 0 | 0 | 0 | 0 | 0 | 0 | 0 | 0 | 0 | 0 | 0 | 0 | 0 | 0 | 0 | 0 | 0 | 0 | 0 | 0 | 0 | 0 | 0 | 0 | 0 | 0 | 0 | 0 | 0
F3_Commercial_Lodging_Existing_Food Preparation_Electric_Oven_E1 | F3 | Commercial | Lodging | Existing | Food Preparation | Electric | Oven | E1 | PACT BC Ratio | 0 | 0 | 0 | 0 | 0 | 0 | 0 | 0 | 0 | 0 | 0 | 0 | 0 | 0 | 0 | 0 | 0 | 0 | 0 | 0 | 0 | 0 | 0 | 0 | 0 | 0 | 0 | 0 | 0 | 0
F3_Commercial_Lodging_Existing_Food Preparation_Electric_Oven_E2 | F3 | Commercial | Lodging | Existing | Food Preparation | Electric | Oven | E2 | PACT BC Ratio | 0 | 0 | 0 | 0 | 0 | 0 | 0 | 0 | 0 | 0 | 0 | 0 | 0 | 0 | 0 | 0 | 0 | 0 | 0 | 0 | 0 | 0 | 0 | 0 | 0 | 0 | 0 | 0 | 0 | 0
F3_Commercial_Lodging_Existing_Food Preparation_Electric_Oven_E3 | F3 | Commercial | Lodging | Existing | Food Preparation | Electric | Oven | E3 | PACT BC Ratio | 0 | 0 | 0 | 0 | 0 | 0 | 0 | 0 | 0 | 0 | 0 | 0 | 0 | 0 | 0 | 0 | 0 | 0 | 0 | 0 | 0 | 0 | 0 | 0 | 0 | 0 | 0 | 0 | 0 | 0
F3_Commercial_Lodging_Existing_Food Preparation_Electric_Oven_E4 | F3 | Commercial | Lodging | Existing | Food Preparation | Electric | Oven | E4 | PACT BC Ratio | 0 | 0 | 0 | 0 | 0 | 0 | 0 | 0 | 0 | 0 | 0 | 0 | 0 | 0 | 0 | 0 | 0 | 0 | 0 | 0 | 0 | 0 | 0 | 0 | 0 | 0 | 0 | 0 | 0 | 0
F3_Commercial_Lodging_Existing_Food Preparation_Electric_Oven_E5 | F3 | Commercial | Lodging | Existing | Food Preparation | Electric | Oven | E5 | PACT BC Ratio | 0 | 0 | 0 | 0 | 0 | 0 | 0 | 0 | 0 | 0 | 0 | 0 | 0 | 0 | 0 | 0 | 0 | 0 | 0 | 0 | 0 | 0 | 0 | 0 | 0 | 0 | 0 | 0 | 0 | 0
F3_Commercial_Lodging_Existing_Food Preparation_Electric_Oven_E6 | F3 | Commercial | Lodging | Existing | Food Preparation | Electric | Oven | E6 | PACT BC Ratio | 0 | 0 | 0 | 0 | 0 | 0 | 0 | 0 | 0 | 0 | 0 | 0 | 0 | 0 | 0 | 0 | 0 | 0 | 0 | 0 | 0 | 0 | 0 | 0 | 0 | 0 | 0 | 0 | 0 | 0
F3_Commercial_Lodging_Existing_Food Preparation_Electric_Oven_E7 | F3 | Commercial | Lodging | Existing | Food Preparation | Electric | Oven | E7 | PACT BC Ratio | 0 | 0 | 0 | 0 | 0 | 0 | 0 | 0 | 0 | 0 | 0 | 0 | 0 | 0 | 0 | 0 | 0 | 0 | 0 | 0 | 0 | 0 | 0 | 0 | 0 | 0 | 0 | 0 | 0 | 0
F3_Commercial_Lodging_Existing_Food Preparation_Electric_Oven_E8 | F3 | Commercial | Lodging | Existing | Food Preparation | Electric | Oven | E8 | PACT BC Ratio | 0 | 0 | 0 | 0 | 0 | 0 | 0 | 0 | 0 | 0 | 0 | 0 | 0 | 0 | 0 | 0 | 0 | 0 | 0 | 0 | 0 | 0 | 0 | 0 | 0 | 0 | 0 | 0 | 0 | 0
F3_Commercial_Lodging_Existing_Food Preparation_Electric_Oven_E9 | F3 | Commercial | Lodging | Existing | Food Preparation | Electric | Oven | E9 | PACT BC Ratio | 0 | 0 | 0 | 0 | 0 | 0 | 0 | 0 | 0 | 0 | 0 | 0 | 0 | 0 | 0 | 0 | 0 | 0 | 0 | 0 | 0 | 0 | 0 | 0 | 0 | 0 | 0 | 0 | 0 | 0
F3_Commercial_Lodging_Existing_Food Preparation_Electric_Oven_E10 | F3 | Commercial | Lodging | Existing | Food Preparation | Electric | Oven | E10 | PACT BC Ratio | 0 | 0 | 0 | 0 | 0 | 0 | 0 | 0 | 0 | 0 | 0 | 0 | 0 | 0 | 0 | 0 | 0 | 0 | 0 | 0 | 0 | 0 | 0 | 0 | 0 | 0 | 0 | 0 | 0 | 0
F4_Commercial_Lodging_Existing_Food Preparation_Electric_Oven_E1 | F4 | Commercial | Lodging | Existing | Food Preparation | Electric | Oven | E1 | RVT BC Ratio | 0 | 0 | 0 | 0 | 0 | 0 | 0 | 0 | 0 | 0 | 0 | 0 | 0 | 0 | 0 | 0 | 0 | 0 | 0 | 0 | 0 | 0 | 0 | 0 | 0 | 0 | 0 | 0 | 0 | 0
F4_Commercial_Lodging_Existing_Food Preparation_Electric_Oven_E2 | F4 | Commercial | Lodging | Existing | Food Preparation | Electric | Oven | E2 | RVT BC Ratio | 0 | 0 | 0 | 0 | 0 | 0 | 0 | 0 | 0 | 0 | 0 | 0 | 0 | 0 | 0 | 0 | 0 | 0 | 0 | 0 | 0 | 0 | 0 | 0 | 0 | 0 | 0 | 0 | 0 | 0
F4_Commercial_Lodging_Existing_Food Preparation_Electric_Oven_E3 | F4 | Commercial | Lodging | Existing | Food Preparation | Electric | Oven | E3 | RVT BC Ratio | 0 | 0 | 0 | 0 | 0 | 0 | 0 | 0 | 0 | 0 | 0 | 0 | 0 | 0 | 0 | 0 | 0 | 0 | 0 | 0 | 0 | 0 | 0 | 0 | 0 | 0 | 0 | 0 | 0 | 0
F4_Commercial_Lodging_Existing_Food Preparation_Electric_Oven_E4 | F4 | Commercial | Lodging | Existing | Food Preparation | Electric | Oven | E4 | RVT BC Ratio | 0 | 0 | 0 | 0 | 0 | 0 | 0 | 0 | 0 | 0 | 0 | 0 | 0 | 0 | 0 | 0 | 0 | 0 | 0 | 0 | 0 | 0 | 0 | 0 | 0 | 0 | 0 | 0 | 0 | 0
F4_Commercial_Lodging_Existing_Food Preparation_Electric_Oven_E5 | F4 | Commercial | Lodging | Existing | Food Preparation | Electric | Oven | E5 | RVT BC Ratio | 0 | 0 | 0 | 0 | 0 | 0 | 0 | 0 | 0 | 0 | 0 | 0 | 0 | 0 | 0 | 0 | 0 | 0 | 0 | 0 | 0 | 0 | 0 | 0 | 0 | 0 | 0 | 0 | 0 | 0
F4_Commercial_Lodging_Existing_Food Preparation_Electric_Oven_E6 | F4 | Commercial | Lodging | Existing | Food Preparation | Electric | Oven | E6 | RVT BC Ratio | 0 | 0 | 0 | 0 | 0 | 0 | 0 | 0 | 0 | 0 | 0 | 0 | 0 | 0 | 0 | 0 | 0 | 0 | 0 | 0 | 0 | 0 | 0 | 0 | 0 | 0 | 0 | 0 | 0 | 0
F4_Commercial_Lodging_Existing_Food Preparation_Electric_Oven_E7 | F4 | Commercial | Lodging | Existing | Food Preparation | Electric | Oven | E7 | RVT BC Ratio | 0 | 0 | 0 | 0 | 0 | 0 | 0 | 0 | 0 | 0 | 0 | 0 | 0 | 0 | 0 | 0 | 0 | 0 | 0 | 0 | 0 | 0 | 0 | 0 | 0 | 0 | 0 | 0 | 0 | 0
F4_Commercial_Lodging_Existing_Food Preparation_Electric_Oven_E8 | F4 | Commercial | Lodging | Existing | Food Preparation | Electric | Oven | E8 | RVT BC Ratio | 0 | 0 | 0 | 0 | 0 | 0 | 0 | 0 | 0 | 0 | 0 | 0 | 0 | 0 | 0 | 0 | 0 | 0 | 0 | 0 | 0 | 0 | 0 | 0 | 0 | 0 | 0 | 0 | 0 | 0
F4_Commercial_Lodging_Existing_Food Preparation_Electric_Oven_E9 | F4 | Commercial | Lodging | Existing | Food Preparation | Electric | Oven | E9 | RVT BC Ratio | 0 | 0 | 0 | 0 | 0 | 0 | 0 | 0 | 0 | 0 | 0 | 0 | 0 | 0 | 0 | 0 | 0 | 0 | 0 | 0 | 0 | 0 | 0 | 0 | 0 | 0 | 0 | 0 | 0 | 0
F4_Commercial_Lodging_Existing_Food Preparation_Electric_Oven_E10 | F4 | Commercial | Lodging | Existing | Food Preparation | Electric | Oven | E10 | RVT BC Ratio | 0 | 0 | 0 | 0 | 0 | 0 | 0 | 0 | 0 | 0 | 0 | 0 | 0 | 0 | 0 | 0 | 0 | 0 | 0 | 0 | 0 | 0 | 0 | 0 | 0 | 0 | 0 | 0 | 0 | 0
F5_Commercial_Lodging_Existing_Food Preparation_Electric_Oven_E1 | F5 | Commercial | Lodging | Existing | Food Preparation | Electric | Oven | E1 | RIM BC Ratio | 0 | 0 | 0 | 0 | 0 | 0 | 0 | 0 | 0 | 0 | 0 | 0 | 0 | 0 | 0 | 0 | 0 | 0 | 0 | 0 | 0 | 0 | 0 | 0 | 0 | 0 | 0 | 0 | 0 | 0
F5_Commercial_Lodging_Existing_Food Preparation_Electric_Oven_E2 | F5 | Commercial | Lodging | Existing | Food Preparation | Electric | Oven | E2 | RIM BC Ratio | 0 | 0 | 0 | 0 | 0 | 0 | 0 | 0 | 0 | 0 | 0 | 0 | 0 | 0 | 0 | 0 | 0 | 0 | 0 | 0 | 0 | 0 | 0 | 0 | 0 | 0 | 0 | 0 | 0 | 0
F5_Commercial_Lodging_Existing_Food Preparation_Electric_Oven_E3 | F5 | Commercial | Lodging | Existing | Food Preparation | Electric | Oven | E3 | RIM BC Ratio | 0 | 0 | 0 | 0 | 0 | 0 | 0 | 0 | 0 | 0 | 0 | 0 | 0 | 0 | 0 | 0 | 0 | 0 | 0 | 0 | 0 | 0 | 0 | 0 | 0 | 0 | 0 | 0 | 0 | 0
F5_Commercial_Lodging_Existing_Food Preparation_Electric_Oven_E4 | F5 | Commercial | Lodging | Existing | Food Preparation | Electric | Oven | E4 | RIM BC Ratio | 0 | 0 | 0 | 0 | 0 | 0 | 0 | 0 | 0 | 0 | 0 | 0 | 0 | 0 | 0 | 0 | 0 | 0 | 0 | 0 | 0 | 0 | 0 | 0 | 0 | 0 | 0 | 0 | 0 | 0
F5_Commercial_Lodging_Existing_Food Preparation_Electric_Oven_E5 | F5 | Commercial | Lodging | Existing | Food Preparation | Electric | Oven | E5 | RIM BC Ratio | 0 | 0 | 0 | 0 | 0 | 0 | 0 | 0 | 0 | 0 | 0 | 0 | 0 | 0 | 0 | 0 | 0 | 0 | 0 | 0 | 0 | 0 | 0 | 0 | 0 | 0 | 0 | 0 | 0 | 0
F5_Commercial_Lodging_Existing_Food Preparation_Electric_Oven_E6 | F5 | Commercial | Lodging | Existing | Food Preparation | Electric | Oven | E6 | RIM BC Ratio | 0 | 0 | 0 | 0 | 0 | 0 | 0 | 0 | 0 | 0 | 0 | 0 | 0 | 0 | 0 | 0 | 0 | 0 | 0 | 0 | 0 | 0 | 0 | 0 | 0 | 0 | 0 | 0 | 0 | 0
F5_Commercial_Lodging_Existing_Food Preparation_Electric_Oven_E7 | F5 | Commercial | Lodging | Existing | Food Preparation | Electric | Oven | E7 | RIM BC Ratio | 0 | 0 | 0 | 0 | 0 | 0 | 0 | 0 | 0 | 0 | 0 | 0 | 0 | 0 | 0 | 0 | 0 | 0 | 0 | 0 | 0 | 0 | 0 | 0 | 0 | 0 | 0 | 0 | 0 | 0
F5_Commercial_Lodging_Existing_Food Preparation_Electric_Oven_E8 | F5 | Commercial | Lodging | Existing | Food Preparation | Electric | Oven | E8 | RIM BC Ratio | 0 | 0 | 0 | 0 | 0 | 0 | 0 | 0 | 0 | 0 | 0 | 0 | 0 | 0 | 0 | 0 | 0 | 0 | 0 | 0 | 0 | 0 | 0 | 0 | 0 | 0 | 0 | 0 | 0 | 0
F5_Commercial_Lodging_Existing_Food Preparation_Electric_Oven_E9 | F5 | Commercial | Lodging | Existing | Food Preparation | Electric | Oven | E9 | RIM BC Ratio | 0 | 0 | 0 | 0 | 0 | 0 | 0 | 0 | 0 | 0 | 0 | 0 | 0 | 0 | 0 | 0 | 0 | 0 | 0 | 0 | 0 | 0 | 0 | 0 | 0 | 0 | 0 | 0 | 0 | 0
F5_Commercial_Lodging_Existing_Food Preparation_Electric_Oven_E10 | F5 | Commercial | Lodging | Existing | Food Preparation | Electric | Oven | E10 | RIM BC Ratio | 0 | 0 | 0 | 0 | 0 | 0 | 0 | 0 | 0 | 0 | 0 | 0 | 0 | 0 | 0 | 0 | 0 | 0 | 0 | 0 | 0 | 0 | 0 | 0 | 0 | 0 | 0 | 0 | 0 | 0
F0_Commercial_Lodging_Existing_Food Preparation_Electric_Fryer_E0 | F0 | Commercial | Lodging | Existing | Food Preparation | Electric | Fryer | E0 | Economic Unit | 0 | 0 | 0 | 0 | 0 | 0 | 0 | 0 | 0 | 0 | 0 | 0 | 0 | 0 | 0 | 0 | 0 | 0 | 0 | 0 | 0 | 0 | 0 | 0 | 0 | 0 | 0 | 0 | 0 | 0
F1_Commercial_Lodging_Existing_Food Preparation_Electric_Fryer_E1 | F1 | Commercial | Lodging | Existing | Food Preparation | Electric | Fryer | E1 | CCE | 0 | 0 | 0 | 0 | 0 | 0 | 0 | 0 | 0 | 0 | 0 | 0 | 0 | 0 | 0 | 0 | 0 | 0 | 0 | 0 | 0 | 0 | 0 | 0 | 0 | 0 | 0 | 0 | 0 | 0
F1_Commercial_Lodging_Existing_Food Preparation_Electric_Fryer_E2 | F1 | Commercial | Lodging | Existing | Food Preparation | Electric | Fryer | E2 | CCE | 0 | 0 | 0 | 0 | 0 | 0 | 0 | 0 | 0 | 0 | 0 | 0 | 0 | 0 | 0 | 0 | 0 | 0 | 0 | 0 | 0 | 0 | 0 | 0 | 0 | 0 | 0 | 0 | 0 | 0
F1_Commercial_Lodging_Existing_Food Preparation_Electric_Fryer_E3 | F1 | Commercial | Lodging | Existing | Food Preparation | Electric | Fryer | E3 | CCE | 0 | 0 | 0 | 0 | 0 | 0 | 0 | 0 | 0 | 0 | 0 | 0 | 0 | 0 | 0 | 0 | 0 | 0 | 0 | 0 | 0 | 0 | 0 | 0 | 0 | 0 | 0 | 0 | 0 | 0
F1_Commercial_Lodging_Existing_Food Preparation_Electric_Fryer_E4 | F1 | Commercial | Lodging | Existing | Food Preparation | Electric | Fryer | E4 | CCE | 0 | 0 | 0 | 0 | 0 | 0 | 0 | 0 | 0 | 0 | 0 | 0 | 0 | 0 | 0 | 0 | 0 | 0 | 0 | 0 | 0 | 0 | 0 | 0 | 0 | 0 | 0 | 0 | 0 | 0
F1_Commercial_Lodging_Existing_Food Preparation_Electric_Fryer_E5 | F1 | Commercial | Lodging | Existing | Food Preparation | Electric | Fryer | E5 | CCE | 0 | 0 | 0 | 0 | 0 | 0 | 0 | 0 | 0 | 0 | 0 | 0 | 0 | 0 | 0 | 0 | 0 | 0 | 0 | 0 | 0 | 0 | 0 | 0 | 0 | 0 | 0 | 0 | 0 | 0
F1_Commercial_Lodging_Existing_Food Preparation_Electric_Fryer_E6 | F1 | Commercial | Lodging | Existing | Food Preparation | Electric | Fryer | E6 | CCE | 0 | 0 | 0 | 0 | 0 | 0 | 0 | 0 | 0 | 0 | 0 | 0 | 0 | 0 | 0 | 0 | 0 | 0 | 0 | 0 | 0 | 0 | 0 | 0 | 0 | 0 | 0 | 0 | 0 | 0
F1_Commercial_Lodging_Existing_Food Preparation_Electric_Fryer_E7 | F1 | Commercial | Lodging | Existing | Food Preparation | Electric | Fryer | E7 | CCE | 0 | 0 | 0 | 0 | 0 | 0 | 0 | 0 | 0 | 0 | 0 | 0 | 0 | 0 | 0 | 0 | 0 | 0 | 0 | 0 | 0 | 0 | 0 | 0 | 0 | 0 | 0 | 0 | 0 | 0
F1_Commercial_Lodging_Existing_Food Preparation_Electric_Fryer_E8 | F1 | Commercial | Lodging | Existing | Food Preparation | Electric | Fryer | E8 | CCE | 0 | 0 | 0 | 0 | 0 | 0 | 0 | 0 | 0 | 0 | 0 | 0 | 0 | 0 | 0 | 0 | 0 | 0 | 0 | 0 | 0 | 0 | 0 | 0 | 0 | 0 | 0 | 0 | 0 | 0
F1_Commercial_Lodging_Existing_Food Preparation_Electric_Fryer_E9 | F1 | Commercial | Lodging | Existing | Food Preparation | Electric | Fryer | E9 | CCE | 0 | 0 | 0 | 0 | 0 | 0 | 0 | 0 | 0 | 0 | 0 | 0 | 0 | 0 | 0 | 0 | 0 | 0 | 0 | 0 | 0 | 0 | 0 | 0 | 0 | 0 | 0 | 0 | 0 | 0
F1_Commercial_Lodging_Existing_Food Preparation_Electric_Fryer_E10 | F1 | Commercial | Lodging | Existing | Food Preparation | Electric | Fryer | E10 | CCE | 0 | 0 | 0 | 0 | 0 | 0 | 0 | 0 | 0 | 0 | 0 | 0 | 0 | 0 | 0 | 0 | 0 | 0 | 0 | 0 | 0 | 0 | 0 | 0 | 0 | 0 | 0 | 0 | 0 | 0
F2_Commercial_Lodging_Existing_Food Preparation_Electric_Fryer_E1 | F2 | Commercial | Lodging | Existing | Food Preparation | Electric | Fryer | E1 | TRC BC Ratio | 0 | 0 | 0 | 0 | 0 | 0 | 0 | 0 | 0 | 0 | 0 | 0 | 0 | 0 | 0 | 0 | 0 | 0 | 0 | 0 | 0 | 0 | 0 | 0 | 0 | 0 | 0 | 0 | 0 | 0
F2_Commercial_Lodging_Existing_Food Preparation_Electric_Fryer_E2 | F2 | Commercial | Lodging | Existing | Food Preparation | Electric | Fryer | E2 | TRC BC Ratio | 0 | 0 | 0 | 0 | 0 | 0 | 0 | 0 | 0 | 0 | 0 | 0 | 0 | 0 | 0 | 0 | 0 | 0 | 0 | 0 | 0 | 0 | 0 | 0 | 0 | 0 | 0 | 0 | 0 | 0
F2_Commercial_Lodging_Existing_Food Preparation_Electric_Fryer_E3 | F2 | Commercial | Lodging | Existing | Food Preparation | Electric | Fryer | E3 | TRC BC Ratio | 0 | 0 | 0 | 0 | 0 | 0 | 0 | 0 | 0 | 0 | 0 | 0 | 0 | 0 | 0 | 0 | 0 | 0 | 0 | 0 | 0 | 0 | 0 | 0 | 0 | 0 | 0 | 0 | 0 | 0
F2_Commercial_Lodging_Existing_Food Preparation_Electric_Fryer_E4 | F2 | Commercial | Lodging | Existing | Food Preparation | Electric | Fryer | E4 | TRC BC Ratio | 0 | 0 | 0 | 0 | 0 | 0 | 0 | 0 | 0 | 0 | 0 | 0 | 0 | 0 | 0 | 0 | 0 | 0 | 0 | 0 | 0 | 0 | 0 | 0 | 0 | 0 | 0 | 0 | 0 | 0
F2_Commercial_Lodging_Existing_Food Preparation_Electric_Fryer_E5 | F2 | Commercial | Lodging | Existing | Food Preparation | Electric | Fryer | E5 | TRC BC Ratio | 0 | 0 | 0 | 0 | 0 | 0 | 0 | 0 | 0 | 0 | 0 | 0 | 0 | 0 | 0 | 0 | 0 | 0 | 0 | 0 | 0 | 0 | 0 | 0 | 0 | 0 | 0 | 0 | 0 | 0
F2_Commercial_Lodging_Existing_Food Preparation_Electric_Fryer_E6 | F2 | Commercial | Lodging | Existing | Food Preparation | Electric | Fryer | E6 | TRC BC Ratio | 0 | 0 | 0 | 0 | 0 | 0 | 0 | 0 | 0 | 0 | 0 | 0 | 0 | 0 | 0 | 0 | 0 | 0 | 0 | 0 | 0 | 0 | 0 | 0 | 0 | 0 | 0 | 0 | 0 | 0
F2_Commercial_Lodging_Existing_Food Preparation_Electric_Fryer_E7 | F2 | Commercial | Lodging | Existing | Food Preparation | Electric | Fryer | E7 | TRC BC Ratio | 0 | 0 | 0 | 0 | 0 | 0 | 0 | 0 | 0 | 0 | 0 | 0 | 0 | 0 | 0 | 0 | 0 | 0 | 0 | 0 | 0 | 0 | 0 | 0 | 0 | 0 | 0 | 0 | 0 | 0
F2_Commercial_Lodging_Existing_Food Preparation_Electric_Fryer_E8 | F2 | Commercial | Lodging | Existing | Food Preparation | Electric | Fryer | E8 | TRC BC Ratio | 0 | 0 | 0 | 0 | 0 | 0 | 0 | 0 | 0 | 0 | 0 | 0 | 0 | 0 | 0 | 0 | 0 | 0 | 0 | 0 | 0 | 0 | 0 | 0 | 0 | 0 | 0 | 0 | 0 | 0
F2_Commercial_Lodging_Existing_Food Preparation_Electric_Fryer_E9 | F2 | Commercial | Lodging | Existing | Food Preparation | Electric | Fryer | E9 | TRC BC Ratio | 0 | 0 | 0 | 0 | 0 | 0 | 0 | 0 | 0 | 0 | 0 | 0 | 0 | 0 | 0 | 0 | 0 | 0 | 0 | 0 | 0 | 0 | 0 | 0 | 0 | 0 | 0 | 0 | 0 | 0
F2_Commercial_Lodging_Existing_Food Preparation_Electric_Fryer_E10 | F2 | Commercial | Lodging | Existing | Food Preparation | Electric | Fryer | E10 | TRC BC Ratio | 0 | 0 | 0 | 0 | 0 | 0 | 0 | 0 | 0 | 0 | 0 | 0 | 0 | 0 | 0 | 0 | 0 | 0 | 0 | 0 | 0 | 0 | 0 | 0 | 0 | 0 | 0 | 0 | 0 | 0
F3_Commercial_Lodging_Existing_Food Preparation_Electric_Fryer_E1 | F3 | Commercial | Lodging | Existing | Food Preparation | Electric | Fryer | E1 | PACT BC Ratio | 0 | 0 | 0 | 0 | 0 | 0 | 0 | 0 | 0 | 0 | 0 | 0 | 0 | 0 | 0 | 0 | 0 | 0 | 0 | 0 | 0 | 0 | 0 | 0 | 0 | 0 | 0 | 0 | 0 | 0
F3_Commercial_Lodging_Existing_Food Preparation_Electric_Fryer_E2 | F3 | Commercial | Lodging | Existing | Food Preparation | Electric | Fryer | E2 | PACT BC Ratio | 0 | 0 | 0 | 0 | 0 | 0 | 0 | 0 | 0 | 0 | 0 | 0 | 0 | 0 | 0 | 0 | 0 | 0 | 0 | 0 | 0 | 0 | 0 | 0 | 0 | 0 | 0 | 0 | 0 | 0
F3_Commercial_Lodging_Existing_Food Preparation_Electric_Fryer_E3 | F3 | Commercial | Lodging | Existing | Food Preparation | Electric | Fryer | E3 | PACT BC Ratio | 0 | 0 | 0 | 0 | 0 | 0 | 0 | 0 | 0 | 0 | 0 | 0 | 0 | 0 | 0 | 0 | 0 | 0 | 0 | 0 | 0 | 0 | 0 | 0 | 0 | 0 | 0 | 0 | 0 | 0
F3_Commercial_Lodging_Existing_Food Preparation_Electric_Fryer_E4 | F3 | Commercial | Lodging | Existing | Food Preparation | Electric | Fryer | E4 | PACT BC Ratio | 0 | 0 | 0 | 0 | 0 | 0 | 0 | 0 | 0 | 0 | 0 | 0 | 0 | 0 | 0 | 0 | 0 | 0 | 0 | 0 | 0 | 0 | 0 | 0 | 0 | 0 | 0 | 0 | 0 | 0
F3_Commercial_Lodging_Existing_Food Preparation_Electric_Fryer_E5 | F3 | Commercial | Lodging | Existing | Food Preparation | Electric | Fryer | E5 | PACT BC Ratio | 0 | 0 | 0 | 0 | 0 | 0 | 0 | 0 | 0 | 0 | 0 | 0 | 0 | 0 | 0 | 0 | 0 | 0 | 0 | 0 | 0 | 0 | 0 | 0 | 0 | 0 | 0 | 0 | 0 | 0
F3_Commercial_Lodging_Existing_Food Preparation_Electric_Fryer_E6 | F3 | Commercial | Lodging | Existing | Food Preparation | Electric | Fryer | E6 | PACT BC Ratio | 0 | 0 | 0 | 0 | 0 | 0 | 0 | 0 | 0 | 0 | 0 | 0 | 0 | 0 | 0 | 0 | 0 | 0 | 0 | 0 | 0 | 0 | 0 | 0 | 0 | 0 | 0 | 0 | 0 | 0
F3_Commercial_Lodging_Existing_Food Preparation_Electric_Fryer_E7 | F3 | Commercial | Lodging | Existing | Food Preparation | Electric | Fryer | E7 | PACT BC Ratio | 0 | 0 | 0 | 0 | 0 | 0 | 0 | 0 | 0 | 0 | 0 | 0 | 0 | 0 | 0 | 0 | 0 | 0 | 0 | 0 | 0 | 0 | 0 | 0 | 0 | 0 | 0 | 0 | 0 | 0
F3_Commercial_Lodging_Existing_Food Preparation_Electric_Fryer_E8 | F3 | Commercial | Lodging | Existing | Food Preparation | Electric | Fryer | E8 | PACT BC Ratio | 0 | 0 | 0 | 0 | 0 | 0 | 0 | 0 | 0 | 0 | 0 | 0 | 0 | 0 | 0 | 0 | 0 | 0 | 0 | 0 | 0 | 0 | 0 | 0 | 0 | 0 | 0 | 0 | 0 | 0
F3_Commercial_Lodging_Existing_Food Preparation_Electric_Fryer_E9 | F3 | Commercial | Lodging | Existing | Food Preparation | Electric | Fryer | E9 | PACT BC Ratio | 0 | 0 | 0 | 0 | 0 | 0 | 0 | 0 | 0 | 0 | 0 | 0 | 0 | 0 | 0 | 0 | 0 | 0 | 0 | 0 | 0 | 0 | 0 | 0 | 0 | 0 | 0 | 0 | 0 | 0
F3_Commercial_Lodging_Existing_Food Preparation_Electric_Fryer_E10 | F3 | Commercial | Lodging | Existing | Food Preparation | Electric | Fryer | E10 | PACT BC Ratio | 0 | 0 | 0 | 0 | 0 | 0 | 0 | 0 | 0 | 0 | 0 | 0 | 0 | 0 | 0 | 0 | 0 | 0 | 0 | 0 | 0 | 0 | 0 | 0 | 0 | 0 | 0 | 0 | 0 | 0
F4_Commercial_Lodging_Existing_Food Preparation_Electric_Fryer_E1 | F4 | Commercial | Lodging | Existing | Food Preparation | Electric | Fryer | E1 | RVT BC Ratio | 0 | 0 | 0 | 0 | 0 | 0 | 0 | 0 | 0 | 0 | 0 | 0 | 0 | 0 | 0 | 0 | 0 | 0 | 0 | 0 | 0 | 0 | 0 | 0 | 0 | 0 | 0 | 0 | 0 | 0
F4_Commercial_Lodging_Existing_Food Preparation_Electric_Fryer_E2 | F4 | Commercial | Lodging | Existing | Food Preparation | Electric | Fryer | E2 | RVT BC Ratio | 0 | 0 | 0 | 0 | 0 | 0 | 0 | 0 | 0 | 0 | 0 | 0 | 0 | 0 | 0 | 0 | 0 | 0 | 0 | 0 | 0 | 0 | 0 | 0 | 0 | 0 | 0 | 0 | 0 | 0
F4_Commercial_Lodging_Existing_Food Preparation_Electric_Fryer_E3 | F4 | Commercial | Lodging | Existing | Food Preparation | Electric | Fryer | E3 | RVT BC Ratio | 0 | 0 | 0 | 0 | 0 | 0 | 0 | 0 | 0 | 0 | 0 | 0 | 0 | 0 | 0 | 0 | 0 | 0 | 0 | 0 | 0 | 0 | 0 | 0 | 0 | 0 | 0 | 0 | 0 | 0
F4_Commercial_Lodging_Existing_Food Preparation_Electric_Fryer_E4 | F4 | Commercial | Lodging | Existing | Food Preparation | Electric | Fryer | E4 | RVT BC Ratio | 0 | 0 | 0 | 0 | 0 | 0 | 0 | 0 | 0 | 0 | 0 | 0 | 0 | 0 | 0 | 0 | 0 | 0 | 0 | 0 | 0 | 0 | 0 | 0 | 0 | 0 | 0 | 0 | 0 | 0
F4_Commercial_Lodging_Existing_Food Preparation_Electric_Fryer_E5 | F4 | Commercial | Lodging | Existing | Food Preparation | Electric | Fryer | E5 | RVT BC Ratio | 0 | 0 | 0 | 0 | 0 | 0 | 0 | 0 | 0 | 0 | 0 | 0 | 0 | 0 | 0 | 0 | 0 | 0 | 0 | 0 | 0 | 0 | 0 | 0 | 0 | 0 | 0 | 0 | 0 | 0
F4_Commercial_Lodging_Existing_Food Preparation_Electric_Fryer_E6 | F4 | Commercial | Lodging | Existing | Food Preparation | Electric | Fryer | E6 | RVT BC Ratio | 0 | 0 | 0 | 0 | 0 | 0 | 0 | 0 | 0 | 0 | 0 | 0 | 0 | 0 | 0 | 0 | 0 | 0 | 0 | 0 | 0 | 0 | 0 | 0 | 0 | 0 | 0 | 0 | 0 | 0
F4_Commercial_Lodging_Existing_Food Preparation_Electric_Fryer_E7 | F4 | Commercial | Lodging | Existing | Food Preparation | Electric | Fryer | E7 | RVT BC Ratio | 0 | 0 | 0 | 0 | 0 | 0 | 0 | 0 | 0 | 0 | 0 | 0 | 0 | 0 | 0 | 0 | 0 | 0 | 0 | 0 | 0 | 0 | 0 | 0 | 0 | 0 | 0 | 0 | 0 | 0
F4_Commercial_Lodging_Existing_Food Preparation_Electric_Fryer_E8 | F4 | Commercial | Lodging | Existing | Food Preparation | Electric | Fryer | E8 | RVT BC Ratio | 0 | 0 | 0 | 0 | 0 | 0 | 0 | 0 | 0 | 0 | 0 | 0 | 0 | 0 | 0 | 0 | 0 | 0 | 0 | 0 | 0 | 0 | 0 | 0 | 0 | 0 | 0 | 0 | 0 | 0
F4_Commercial_Lodging_Existing_Food Preparation_Electric_Fryer_E9 | F4 | Commercial | Lodging | Existing | Food Preparation | Electric | Fryer | E9 | RVT BC Ratio | 0 | 0 | 0 | 0 | 0 | 0 | 0 | 0 | 0 | 0 | 0 | 0 | 0 | 0 | 0 | 0 | 0 | 0 | 0 | 0 | 0 | 0 | 0 | 0 | 0 | 0 | 0 | 0 | 0 | 0
F4_Commercial_Lodging_Existing_Food Preparation_Electric_Fryer_E10 | F4 | Commercial | Lodging | Existing | Food Preparation | Electric | Fryer | E10 | RVT BC Ratio | 0 | 0 | 0 | 0 | 0 | 0 | 0 | 0 | 0 | 0 | 0 | 0 | 0 | 0 | 0 | 0 | 0 | 0 | 0 | 0 | 0 | 0 | 0 | 0 | 0 | 0 | 0 | 0 | 0 | 0
F5_Commercial_Lodging_Existing_Food Preparation_Electric_Fryer_E1 | F5 | Commercial | Lodging | Existing | Food Preparation | Electric | Fryer | E1 | RIM BC Ratio | 0 | 0 | 0 | 0 | 0 | 0 | 0 | 0 | 0 | 0 | 0 | 0 | 0 | 0 | 0 | 0 | 0 | 0 | 0 | 0 | 0 | 0 | 0 | 0 | 0 | 0 | 0 | 0 | 0 | 0
F5_Commercial_Lodging_Existing_Food Preparation_Electric_Fryer_E2 | F5 | Commercial | Lodging | Existing | Food Preparation | Electric | Fryer | E2 | RIM BC Ratio | 0 | 0 | 0 | 0 | 0 | 0 | 0 | 0 | 0 | 0 | 0 | 0 | 0 | 0 | 0 | 0 | 0 | 0 | 0 | 0 | 0 | 0 | 0 | 0 | 0 | 0 | 0 | 0 | 0 | 0
F5_Commercial_Lodging_Existing_Food Preparation_Electric_Fryer_E3 | F5 | Commercial | Lodging | Existing | Food Preparation | Electric | Fryer | E3 | RIM BC Ratio | 0 | 0 | 0 | 0 | 0 | 0 | 0 | 0 | 0 | 0 | 0 | 0 | 0 | 0 | 0 | 0 | 0 | 0 | 0 | 0 | 0 | 0 | 0 | 0 | 0 | 0 | 0 | 0 | 0 | 0
F5_Commercial_Lodging_Existing_Food Preparation_Electric_Fryer_E4 | F5 | Commercial | Lodging | Existing | Food Preparation | Electric | Fryer | E4 | RIM BC Ratio | 0 | 0 | 0 | 0 | 0 | 0 | 0 | 0 | 0 | 0 | 0 | 0 | 0 | 0 | 0 | 0 | 0 | 0 | 0 | 0 | 0 | 0 | 0 | 0 | 0 | 0 | 0 | 0 | 0 | 0
F5_Commercial_Lodging_Existing_Food Preparation_Electric_Fryer_E5 | F5 | Commercial | Lodging | Existing | Food Preparation | Electric | Fryer | E5 | RIM BC Ratio | 0 | 0 | 0 | 0 | 0 | 0 | 0 | 0 | 0 | 0 | 0 | 0 | 0 | 0 | 0 | 0 | 0 | 0 | 0 | 0 | 0 | 0 | 0 | 0 | 0 | 0 | 0 | 0 | 0 | 0
F5_Commercial_Lodging_Existing_Food Preparation_Electric_Fryer_E6 | F5 | Commercial | Lodging | Existing | Food Preparation | Electric | Fryer | E6 | RIM BC Ratio | 0 | 0 | 0 | 0 | 0 | 0 | 0 | 0 | 0 | 0 | 0 | 0 | 0 | 0 | 0 | 0 | 0 | 0 | 0 | 0 | 0 | 0 | 0 | 0 | 0 | 0 | 0 | 0 | 0 | 0
F5_Commercial_Lodging_Existing_Food Preparation_Electric_Fryer_E7 | F5 | Commercial | Lodging | Existing | Food Preparation | Electric | Fryer | E7 | RIM BC Ratio | 0 | 0 | 0 | 0 | 0 | 0 | 0 | 0 | 0 | 0 | 0 | 0 | 0 | 0 | 0 | 0 | 0 | 0 | 0 | 0 | 0 | 0 | 0 | 0 | 0 | 0 | 0 | 0 | 0 | 0
F5_Commercial_Lodging_Existing_Food Preparation_Electric_Fryer_E8 | F5 | Commercial | Lodging | Existing | Food Preparation | Electric | Fryer | E8 | RIM BC Ratio | 0 | 0 | 0 | 0 | 0 | 0 | 0 | 0 | 0 | 0 | 0 | 0 | 0 | 0 | 0 | 0 | 0 | 0 | 0 | 0 | 0 | 0 | 0 | 0 | 0 | 0 | 0 | 0 | 0 | 0
F5_Commercial_Lodging_Existing_Food Preparation_Electric_Fryer_E9 | F5 | Commercial | Lodging | Existing | Food Preparation | Electric | Fryer | E9 | RIM BC Ratio | 0 | 0 | 0 | 0 | 0 | 0 | 0 | 0 | 0 | 0 | 0 | 0 | 0 | 0 | 0 | 0 | 0 | 0 | 0 | 0 | 0 | 0 | 0 | 0 | 0 | 0 | 0 | 0 | 0 | 0
F5_Commercial_Lodging_Existing_Food Preparation_Electric_Fryer_E10 | F5 | Commercial | Lodging | Existing | Food Preparation | Electric | Fryer | E10 | RIM BC Ratio | 0 | 0 | 0 | 0 | 0 | 0 | 0 | 0 | 0 | 0 | 0 | 0 | 0 | 0 | 0 | 0 | 0 | 0 | 0 | 0 | 0 | 0 | 0 | 0 | 0 | 0 | 0 | 0 | 0 | 0
F0_Commercial_Lodging_Existing_Food Preparation_Electric_Dishwasher_E0 | F0 | Commercial | Lodging | Existing | Food Preparation | Electric | Dishwasher | E0 | Economic Unit | 0 | 0 | 0 | 0 | 0 | 0 | 0 | 0 | 0 | 0 | 0 | 0 | 0 | 0 | 0 | 0 | 0 | 0 | 0 | 0 | 0 | 0 | 0 | 0 | 0 | 0 | 0 | 0 | 0 | 0
F1_Commercial_Lodging_Existing_Food Preparation_Electric_Dishwasher_E1 | F1 | Commercial | Lodging | Existing | Food Preparation | Electric | Dishwasher | E1 | CCE | 0 | 0 | 0 | 0 | 0 | 0 | 0 | 0 | 0 | 0 | 0 | 0 | 0 | 0 | 0 | 0 | 0 | 0 | 0 | 0 | 0 | 0 | 0 | 0 | 0 | 0 | 0 | 0 | 0 | 0
F1_Commercial_Lodging_Existing_Food Preparation_Electric_Dishwasher_E2 | F1 | Commercial | Lodging | Existing | Food Preparation | Electric | Dishwasher | E2 | CCE | 0 | 0 | 0 | 0 | 0 | 0 | 0 | 0 | 0 | 0 | 0 | 0 | 0 | 0 | 0 | 0 | 0 | 0 | 0 | 0 | 0 | 0 | 0 | 0 | 0 | 0 | 0 | 0 | 0 | 0
F1_Commercial_Lodging_Existing_Food Preparation_Electric_Dishwasher_E3 | F1 | Commercial | Lodging | Existing | Food Preparation | Electric | Dishwasher | E3 | CCE | 0 | 0 | 0 | 0 | 0 | 0 | 0 | 0 | 0 | 0 | 0 | 0 | 0 | 0 | 0 | 0 | 0 | 0 | 0 | 0 | 0 | 0 | 0 | 0 | 0 | 0 | 0 | 0 | 0 | 0
F1_Commercial_Lodging_Existing_Food Preparation_Electric_Dishwasher_E4 | F1 | Commercial | Lodging | Existing | Food Preparation | Electric | Dishwasher | E4 | CCE | 0 | 0 | 0 | 0 | 0 | 0 | 0 | 0 | 0 | 0 | 0 | 0 | 0 | 0 | 0 | 0 | 0 | 0 | 0 | 0 | 0 | 0 | 0 | 0 | 0 | 0 | 0 | 0 | 0 | 0
F1_Commercial_Lodging_Existing_Food Preparation_Electric_Dishwasher_E5 | F1 | Commercial | Lodging | Existing | Food Preparation | Electric | Dishwasher | E5 | CCE | 0 | 0 | 0 | 0 | 0 | 0 | 0 | 0 | 0 | 0 | 0 | 0 | 0 | 0 | 0 | 0 | 0 | 0 | 0 | 0 | 0 | 0 | 0 | 0 | 0 | 0 | 0 | 0 | 0 | 0
F1_Commercial_Lodging_Existing_Food Preparation_Electric_Dishwasher_E6 | F1 | Commercial | Lodging | Existing | Food Preparation | Electric | Dishwasher | E6 | CCE | 0 | 0 | 0 | 0 | 0 | 0 | 0 | 0 | 0 | 0 | 0 | 0 | 0 | 0 | 0 | 0 | 0 | 0 | 0 | 0 | 0 | 0 | 0 | 0 | 0 | 0 | 0 | 0 | 0 | 0
F1_Commercial_Lodging_Existing_Food Preparation_Electric_Dishwasher_E7 | F1 | Commercial | Lodging | Existing | Food Preparation | Electric | Dishwasher | E7 | CCE | 0 | 0 | 0 | 0 | 0 | 0 | 0 | 0 | 0 | 0 | 0 | 0 | 0 | 0 | 0 | 0 | 0 | 0 | 0 | 0 | 0 | 0 | 0 | 0 | 0 | 0 | 0 | 0 | 0 | 0
F1_Commercial_Lodging_Existing_Food Preparation_Electric_Dishwasher_E8 | F1 | Commercial | Lodging | Existing | Food Preparation | Electric | Dishwasher | E8 | CCE | 0 | 0 | 0 | 0 | 0 | 0 | 0 | 0 | 0 | 0 | 0 | 0 | 0 | 0 | 0 | 0 | 0 | 0 | 0 | 0 | 0 | 0 | 0 | 0 | 0 | 0 | 0 | 0 | 0 | 0
F1_Commercial_Lodging_Existing_Food Preparation_Electric_Dishwasher_E9 | F1 | Commercial | Lodging | Existing | Food Preparation | Electric | Dishwasher | E9 | CCE | 0 | 0 | 0 | 0 | 0 | 0 | 0 | 0 | 0 | 0 | 0 | 0 | 0 | 0 | 0 | 0 | 0 | 0 | 0 | 0 | 0 | 0 | 0 | 0 | 0 | 0 | 0 | 0 | 0 | 0
F1_Commercial_Lodging_Existing_Food Preparation_Electric_Dishwasher_E10 | F1 | Commercial | Lodging | Existing | Food Preparation | Electric | Dishwasher | E10 | CCE | 0 | 0 | 0 | 0 | 0 | 0 | 0 | 0 | 0 | 0 | 0 | 0 | 0 | 0 | 0 | 0 | 0 | 0 | 0 | 0 | 0 | 0 | 0 | 0 | 0 | 0 | 0 | 0 | 0 | 0
F2_Commercial_Lodging_Existing_Food Preparation_Electric_Dishwasher_E1 | F2 | Commercial | Lodging | Existing | Food Preparation | Electric | Dishwasher | E1 | TRC BC Ratio | 0 | 0 | 0 | 0 | 0 | 0 | 0 | 0 | 0 | 0 | 0 | 0 | 0 | 0 | 0 | 0 | 0 | 0 | 0 | 0 | 0 | 0 | 0 | 0 | 0 | 0 | 0 | 0 | 0 | 0
F2_Commercial_Lodging_Existing_Food Preparation_Electric_Dishwasher_E2 | F2 | Commercial | Lodging | Existing | Food Preparation | Electric | Dishwasher | E2 | TRC BC Ratio | 0 | 0 | 0 | 0 | 0 | 0 | 0 | 0 | 0 | 0 | 0 | 0 | 0 | 0 | 0 | 0 | 0 | 0 | 0 | 0 | 0 | 0 | 0 | 0 | 0 | 0 | 0 | 0 | 0 | 0
F2_Commercial_Lodging_Existing_Food Preparation_Electric_Dishwasher_E3 | F2 | Commercial | Lodging | Existing | Food Preparation | Electric | Dishwasher | E3 | TRC BC Ratio | 0 | 0 | 0 | 0 | 0 | 0 | 0 | 0 | 0 | 0 | 0 | 0 | 0 | 0 | 0 | 0 | 0 | 0 | 0 | 0 | 0 | 0 | 0 | 0 | 0 | 0 | 0 | 0 | 0 | 0
F2_Commercial_Lodging_Existing_Food Preparation_Electric_Dishwasher_E4 | F2 | Commercial | Lodging | Existing | Food Preparation | Electric | Dishwasher | E4 | TRC BC Ratio | 0 | 0 | 0 | 0 | 0 | 0 | 0 | 0 | 0 | 0 | 0 | 0 | 0 | 0 | 0 | 0 | 0 | 0 | 0 | 0 | 0 | 0 | 0 | 0 | 0 | 0 | 0 | 0 | 0 | 0
F2_Commercial_Lodging_Existing_Food Preparation_Electric_Dishwasher_E5 | F2 | Commercial | Lodging | Existing | Food Preparation | Electric | Dishwasher | E5 | TRC BC Ratio | 0 | 0 | 0 | 0 | 0 | 0 | 0 | 0 | 0 | 0 | 0 | 0 | 0 | 0 | 0 | 0 | 0 | 0 | 0 | 0 | 0 | 0 | 0 | 0 | 0 | 0 | 0 | 0 | 0 | 0
F2_Commercial_Lodging_Existing_Food Preparation_Electric_Dishwasher_E6 | F2 | Commercial | Lodging | Existing | Food Preparation | Electric | Dishwasher | E6 | TRC BC Ratio | 0 | 0 | 0 | 0 | 0 | 0 | 0 | 0 | 0 | 0 | 0 | 0 | 0 | 0 | 0 | 0 | 0 | 0 | 0 | 0 | 0 | 0 | 0 | 0 | 0 | 0 | 0 | 0 | 0 | 0
F2_Commercial_Lodging_Existing_Food Preparation_Electric_Dishwasher_E7 | F2 | Commercial | Lodging | Existing | Food Preparation | Electric | Dishwasher | E7 | TRC BC Ratio | 0 | 0 | 0 | 0 | 0 | 0 | 0 | 0 | 0 | 0 | 0 | 0 | 0 | 0 | 0 | 0 | 0 | 0 | 0 | 0 | 0 | 0 | 0 | 0 | 0 | 0 | 0 | 0 | 0 | 0
F2_Commercial_Lodging_Existing_Food Preparation_Electric_Dishwasher_E8 | F2 | Commercial | Lodging | Existing | Food Preparation | Electric | Dishwasher | E8 | TRC BC Ratio | 0 | 0 | 0 | 0 | 0 | 0 | 0 | 0 | 0 | 0 | 0 | 0 | 0 | 0 | 0 | 0 | 0 | 0 | 0 | 0 | 0 | 0 | 0 | 0 | 0 | 0 | 0 | 0 | 0 | 0
F2_Commercial_Lodging_Existing_Food Preparation_Electric_Dishwasher_E9 | F2 | Commercial | Lodging | Existing | Food Preparation | Electric | Dishwasher | E9 | TRC BC Ratio | 0 | 0 | 0 | 0 | 0 | 0 | 0 | 0 | 0 | 0 | 0 | 0 | 0 | 0 | 0 | 0 | 0 | 0 | 0 | 0 | 0 | 0 | 0 | 0 | 0 | 0 | 0 | 0 | 0 | 0
F2_Commercial_Lodging_Existing_Food Preparation_Electric_Dishwasher_E10 | F2 | Commercial | Lodging | Existing | Food Preparation | Electric | Dishwasher | E10 | TRC BC Ratio | 0 | 0 | 0 | 0 | 0 | 0 | 0 | 0 | 0 | 0 | 0 | 0 | 0 | 0 | 0 | 0 | 0 | 0 | 0 | 0 | 0 | 0 | 0 | 0 | 0 | 0 | 0 | 0 | 0 | 0
F3_Commercial_Lodging_Existing_Food Preparation_Electric_Dishwasher_E1 | F3 | Commercial | Lodging | Existing | Food Preparation | Electric | Dishwasher | E1 | PACT BC Ratio | 0 | 0 | 0 | 0 | 0 | 0 | 0 | 0 | 0 | 0 | 0 | 0 | 0 | 0 | 0 | 0 | 0 | 0 | 0 | 0 | 0 | 0 | 0 | 0 | 0 | 0 | 0 | 0 | 0 | 0
F3_Commercial_Lodging_Existing_Food Preparation_Electric_Dishwasher_E2 | F3 | Commercial | Lodging | Existing | Food Preparation | Electric | Dishwasher | E2 | PACT BC Ratio | 0 | 0 | 0 | 0 | 0 | 0 | 0 | 0 | 0 | 0 | 0 | 0 | 0 | 0 | 0 | 0 | 0 | 0 | 0 | 0 | 0 | 0 | 0 | 0 | 0 | 0 | 0 | 0 | 0 | 0
F3_Commercial_Lodging_Existing_Food Preparation_Electric_Dishwasher_E3 | F3 | Commercial | Lodging | Existing | Food Preparation | Electric | Dishwasher | E3 | PACT BC Ratio | 0 | 0 | 0 | 0 | 0 | 0 | 0 | 0 | 0 | 0 | 0 | 0 | 0 | 0 | 0 | 0 | 0 | 0 | 0 | 0 | 0 | 0 | 0 | 0 | 0 | 0 | 0 | 0 | 0 | 0
F3_Commercial_Lodging_Existing_Food Preparation_Electric_Dishwasher_E4 | F3 | Commercial | Lodging | Existing | Food Preparation | Electric | Dishwasher | E4 | PACT BC Ratio | 0 | 0 | 0 | 0 | 0 | 0 | 0 | 0 | 0 | 0 | 0 | 0 | 0 | 0 | 0 | 0 | 0 | 0 | 0 | 0 | 0 | 0 | 0 | 0 | 0 | 0 | 0 | 0 | 0 | 0
F3_Commercial_Lodging_Existing_Food Preparation_Electric_Dishwasher_E5 | F3 | Commercial | Lodging | Existing | Food Preparation | Electric | Dishwasher | E5 | PACT BC Ratio | 0 | 0 | 0 | 0 | 0 | 0 | 0 | 0 | 0 | 0 | 0 | 0 | 0 | 0 | 0 | 0 | 0 | 0 | 0 | 0 | 0 | 0 | 0 | 0 | 0 | 0 | 0 | 0 | 0 | 0
F3_Commercial_Lodging_Existing_Food Preparation_Electric_Dishwasher_E6 | F3 | Commercial | Lodging | Existing | Food Preparation | Electric | Dishwasher | E6 | PACT BC Ratio | 0 | 0 | 0 | 0 | 0 | 0 | 0 | 0 | 0 | 0 | 0 | 0 | 0 | 0 | 0 | 0 | 0 | 0 | 0 | 0 | 0 | 0 | 0 | 0 | 0 | 0 | 0 | 0 | 0 | 0
F3_Commercial_Lodging_Existing_Food Preparation_Electric_Dishwasher_E7 | F3 | Commercial | Lodging | Existing | Food Preparation | Electric | Dishwasher | E7 | PACT BC Ratio | 0 | 0 | 0 | 0 | 0 | 0 | 0 | 0 | 0 | 0 | 0 | 0 | 0 | 0 | 0 | 0 | 0 | 0 | 0 | 0 | 0 | 0 | 0 | 0 | 0 | 0 | 0 | 0 | 0 | 0
F3_Commercial_Lodging_Existing_Food Preparation_Electric_Dishwasher_E8 | F3 | Commercial | Lodging | Existing | Food Preparation | Electric | Dishwasher | E8 | PACT BC Ratio | 0 | 0 | 0 | 0 | 0 | 0 | 0 | 0 | 0 | 0 | 0 | 0 | 0 | 0 | 0 | 0 | 0 | 0 | 0 | 0 | 0 | 0 | 0 | 0 | 0 | 0 | 0 | 0 | 0 | 0
F3_Commercial_Lodging_Existing_Food Preparation_Electric_Dishwasher_E9 | F3 | Commercial | Lodging | Existing | Food Preparation | Electric | Dishwasher | E9 | PACT BC Ratio | 0 | 0 | 0 | 0 | 0 | 0 | 0 | 0 | 0 | 0 | 0 | 0 | 0 | 0 | 0 | 0 | 0 | 0 | 0 | 0 | 0 | 0 | 0 | 0 | 0 | 0 | 0 | 0 | 0 | 0
F3_Commercial_Lodging_Existing_Food Preparation_Electric_Dishwasher_E10 | F3 | Commercial | Lodging | Existing | Food Preparation | Electric | Dishwasher | E10 | PACT BC Ratio | 0 | 0 | 0 | 0 | 0 | 0 | 0 | 0 | 0 | 0 | 0 | 0 | 0 | 0 | 0 | 0 | 0 | 0 | 0 | 0 | 0 | 0 | 0 | 0 | 0 | 0 | 0 | 0 | 0 | 0
F4_Commercial_Lodging_Existing_Food Preparation_Electric_Dishwasher_E1 | F4 | Commercial | Lodging | Existing | Food Preparation | Electric | Dishwasher | E1 | RVT BC Ratio | 0 | 0 | 0 | 0 | 0 | 0 | 0 | 0 | 0 | 0 | 0 | 0 | 0 | 0 | 0 | 0 | 0 | 0 | 0 | 0 | 0 | 0 | 0 | 0 | 0 | 0 | 0 | 0 | 0 | 0
F4_Commercial_Lodging_Existing_Food Preparation_Electric_Dishwasher_E2 | F4 | Commercial | Lodging | Existing | Food Preparation | Electric | Dishwasher | E2 | RVT BC Ratio | 0 | 0 | 0 | 0 | 0 | 0 | 0 | 0 | 0 | 0 | 0 | 0 | 0 | 0 | 0 | 0 | 0 | 0 | 0 | 0 | 0 | 0 | 0 | 0 | 0 | 0 | 0 | 0 | 0 | 0
F4_Commercial_Lodging_Existing_Food Preparation_Electric_Dishwasher_E3 | F4 | Commercial | Lodging | Existing | Food Preparation | Electric | Dishwasher | E3 | RVT BC Ratio | 0 | 0 | 0 | 0 | 0 | 0 | 0 | 0 | 0 | 0 | 0 | 0 | 0 | 0 | 0 | 0 | 0 | 0 | 0 | 0 | 0 | 0 | 0 | 0 | 0 | 0 | 0 | 0 | 0 | 0
F4_Commercial_Lodging_Existing_Food Preparation_Electric_Dishwasher_E4 | F4 | Commercial | Lodging | Existing | Food Preparation | Electric | Dishwasher | E4 | RVT BC Ratio | 0 | 0 | 0 | 0 | 0 | 0 | 0 | 0 | 0 | 0 | 0 | 0 | 0 | 0 | 0 | 0 | 0 | 0 | 0 | 0 | 0 | 0 | 0 | 0 | 0 | 0 | 0 | 0 | 0 | 0
F4_Commercial_Lodging_Existing_Food Preparation_Electric_Dishwasher_E5 | F4 | Commercial | Lodging | Existing | Food Preparation | Electric | Dishwasher | E5 | RVT BC Ratio | 0 | 0 | 0 | 0 | 0 | 0 | 0 | 0 | 0 | 0 | 0 | 0 | 0 | 0 | 0 | 0 | 0 | 0 | 0 | 0 | 0 | 0 | 0 | 0 | 0 | 0 | 0 | 0 | 0 | 0
F4_Commercial_Lodging_Existing_Food Preparation_Electric_Dishwasher_E6 | F4 | Commercial | Lodging | Existing | Food Preparation | Electric | Dishwasher | E6 | RVT BC Ratio | 0 | 0 | 0 | 0 | 0 | 0 | 0 | 0 | 0 | 0 | 0 | 0 | 0 | 0 | 0 | 0 | 0 | 0 | 0 | 0 | 0 | 0 | 0 | 0 | 0 | 0 | 0 | 0 | 0 | 0
F4_Commercial_Lodging_Existing_Food Preparation_Electric_Dishwasher_E7 | F4 | Commercial | Lodging | Existing | Food Preparation | Electric | Dishwasher | E7 | RVT BC Ratio | 0 | 0 | 0 | 0 | 0 | 0 | 0 | 0 | 0 | 0 | 0 | 0 | 0 | 0 | 0 | 0 | 0 | 0 | 0 | 0 | 0 | 0 | 0 | 0 | 0 | 0 | 0 | 0 | 0 | 0
F4_Commercial_Lodging_Existing_Food Preparation_Electric_Dishwasher_E8 | F4 | Commercial | Lodging | Existing | Food Preparation | Electric | Dishwasher | E8 | RVT BC Ratio | 0 | 0 | 0 | 0 | 0 | 0 | 0 | 0 | 0 | 0 | 0 | 0 | 0 | 0 | 0 | 0 | 0 | 0 | 0 | 0 | 0 | 0 | 0 | 0 | 0 | 0 | 0 | 0 | 0 | 0
F4_Commercial_Lodging_Existing_Food Preparation_Electric_Dishwasher_E9 | F4 | Commercial | Lodging | Existing | Food Preparation | Electric | Dishwasher | E9 | RVT BC Ratio | 0 | 0 | 0 | 0 | 0 | 0 | 0 | 0 | 0 | 0 | 0 | 0 | 0 | 0 | 0 | 0 | 0 | 0 | 0 | 0 | 0 | 0 | 0 | 0 | 0 | 0 | 0 | 0 | 0 | 0
F4_Commercial_Lodging_Existing_Food Preparation_Electric_Dishwasher_E10 | F4 | Commercial | Lodging | Existing | Food Preparation | Electric | Dishwasher | E10 | RVT BC Ratio | 0 | 0 | 0 | 0 | 0 | 0 | 0 | 0 | 0 | 0 | 0 | 0 | 0 | 0 | 0 | 0 | 0 | 0 | 0 | 0 | 0 | 0 | 0 | 0 | 0 | 0 | 0 | 0 | 0 | 0
F5_Commercial_Lodging_Existing_Food Preparation_Electric_Dishwasher_E1 | F5 | Commercial | Lodging | Existing | Food Preparation | Electric | Dishwasher | E1 | RIM BC Ratio | 0 | 0 | 0 | 0 | 0 | 0 | 0 | 0 | 0 | 0 | 0 | 0 | 0 | 0 | 0 | 0 | 0 | 0 | 0 | 0 | 0 | 0 | 0 | 0 | 0 | 0 | 0 | 0 | 0 | 0
F5_Commercial_Lodging_Existing_Food Preparation_Electric_Dishwasher_E2 | F5 | Commercial | Lodging | Existing | Food Preparation | Electric | Dishwasher | E2 | RIM BC Ratio | 0 | 0 | 0 | 0 | 0 | 0 | 0 | 0 | 0 | 0 | 0 | 0 | 0 | 0 | 0 | 0 | 0 | 0 | 0 | 0 | 0 | 0 | 0 | 0 | 0 | 0 | 0 | 0 | 0 | 0
F5_Commercial_Lodging_Existing_Food Preparation_Electric_Dishwasher_E3 | F5 | Commercial | Lodging | Existing | Food Preparation | Electric | Dishwasher | E3 | RIM BC Ratio | 0 | 0 | 0 | 0 | 0 | 0 | 0 | 0 | 0 | 0 | 0 | 0 | 0 | 0 | 0 | 0 | 0 | 0 | 0 | 0 | 0 | 0 | 0 | 0 | 0 | 0 | 0 | 0 | 0 | 0
F5_Commercial_Lodging_Existing_Food Preparation_Electric_Dishwasher_E4 | F5 | Commercial | Lodging | Existing | Food Preparation | Electric | Dishwasher | E4 | RIM BC Ratio | 0 | 0 | 0 | 0 | 0 | 0 | 0 | 0 | 0 | 0 | 0 | 0 | 0 | 0 | 0 | 0 | 0 | 0 | 0 | 0 | 0 | 0 | 0 | 0 | 0 | 0 | 0 | 0 | 0 | 0
F5_Commercial_Lodging_Existing_Food Preparation_Electric_Dishwasher_E5 | F5 | Commercial | Lodging | Existing | Food Preparation | Electric | Dishwasher | E5 | RIM BC Ratio | 0 | 0 | 0 | 0 | 0 | 0 | 0 | 0 | 0 | 0 | 0 | 0 | 0 | 0 | 0 | 0 | 0 | 0 | 0 | 0 | 0 | 0 | 0 | 0 | 0 | 0 | 0 | 0 | 0 | 0
F5_Commercial_Lodging_Existing_Food Preparation_Electric_Dishwasher_E6 | F5 | Commercial | Lodging | Existing | Food Preparation | Electric | Dishwasher | E6 | RIM BC Ratio | 0 | 0 | 0 | 0 | 0 | 0 | 0 | 0 | 0 | 0 | 0 | 0 | 0 | 0 | 0 | 0 | 0 | 0 | 0 | 0 | 0 | 0 | 0 | 0 | 0 | 0 | 0 | 0 | 0 | 0
F5_Commercial_Lodging_Existing_Food Preparation_Electric_Dishwasher_E7 | F5 | Commercial | Lodging | Existing | Food Preparation | Electric | Dishwasher | E7 | RIM BC Ratio | 0 | 0 | 0 | 0 | 0 | 0 | 0 | 0 | 0 | 0 | 0 | 0 | 0 | 0 | 0 | 0 | 0 | 0 | 0 | 0 | 0 | 0 | 0 | 0 | 0 | 0 | 0 | 0 | 0 | 0
F5_Commercial_Lodging_Existing_Food Preparation_Electric_Dishwasher_E8 | F5 | Commercial | Lodging | Existing | Food Preparation | Electric | Dishwasher | E8 | RIM BC Ratio | 0 | 0 | 0 | 0 | 0 | 0 | 0 | 0 | 0 | 0 | 0 | 0 | 0 | 0 | 0 | 0 | 0 | 0 | 0 | 0 | 0 | 0 | 0 | 0 | 0 | 0 | 0 | 0 | 0 | 0
F5_Commercial_Lodging_Existing_Food Preparation_Electric_Dishwasher_E9 | F5 | Commercial | Lodging | Existing | Food Preparation | Electric | Dishwasher | E9 | RIM BC Ratio | 0 | 0 | 0 | 0 | 0 | 0 | 0 | 0 | 0 | 0 | 0 | 0 | 0 | 0 | 0 | 0 | 0 | 0 | 0 | 0 | 0 | 0 | 0 | 0 | 0 | 0 | 0 | 0 | 0 | 0
F5_Commercial_Lodging_Existing_Food Preparation_Electric_Dishwasher_E10 | F5 | Commercial | Lodging | Existing | Food Preparation | Electric | Dishwasher | E10 | RIM BC Ratio | 0 | 0 | 0 | 0 | 0 | 0 | 0 | 0 | 0 | 0 | 0 | 0 | 0 | 0 | 0 | 0 | 0 | 0 | 0 | 0 | 0 | 0 | 0 | 0 | 0 | 0 | 0 | 0 | 0 | 0
F0_Commercial_Lodging_Existing_Food Preparation_Electric_Hot Food Container_E0 | F0 | Commercial | Lodging | Existing | Food Preparation | Electric | Hot Food Container | E0 | Economic Unit | 0 | 0 | 0 | 0 | 0 | 0 | 0 | 0 | 0 | 0 | 0 | 0 | 0 | 0 | 0 | 0 | 0 | 0 | 0 | 0 | 0 | 0 | 0 | 0 | 0 | 0 | 0 | 0 | 0 | 0
F1_Commercial_Lodging_Existing_Food Preparation_Electric_Hot Food Container_E1 | F1 | Commercial | Lodging | Existing | Food Preparation | Electric | Hot Food Container | E1 | CCE | 0 | 0 | 0 | 0 | 0 | 0 | 0 | 0 | 0 | 0 | 0 | 0 | 0 | 0 | 0 | 0 | 0 | 0 | 0 | 0 | 0 | 0 | 0 | 0 | 0 | 0 | 0 | 0 | 0 | 0
F1_Commercial_Lodging_Existing_Food Preparation_Electric_Hot Food Container_E2 | F1 | Commercial | Lodging | Existing | Food Preparation | Electric | Hot Food Container | E2 | CCE | 0 | 0 | 0 | 0 | 0 | 0 | 0 | 0 | 0 | 0 | 0 | 0 | 0 | 0 | 0 | 0 | 0 | 0 | 0 | 0 | 0 | 0 | 0 | 0 | 0 | 0 | 0 | 0 | 0 | 0
F1_Commercial_Lodging_Existing_Food Preparation_Electric_Hot Food Container_E3 | F1 | Commercial | Lodging | Existing | Food Preparation | Electric | Hot Food Container | E3 | CCE | 0 | 0 | 0 | 0 | 0 | 0 | 0 | 0 | 0 | 0 | 0 | 0 | 0 | 0 | 0 | 0 | 0 | 0 | 0 | 0 | 0 | 0 | 0 | 0 | 0 | 0 | 0 | 0 | 0 | 0
F1_Commercial_Lodging_Existing_Food Preparation_Electric_Hot Food Container_E4 | F1 | Commercial | Lodging | Existing | Food Preparation | Electric | Hot Food Container | E4 | CCE | 0 | 0 | 0 | 0 | 0 | 0 | 0 | 0 | 0 | 0 | 0 | 0 | 0 | 0 | 0 | 0 | 0 | 0 | 0 | 0 | 0 | 0 | 0 | 0 | 0 | 0 | 0 | 0 | 0 | 0
F1_Commercial_Lodging_Existing_Food Preparation_Electric_Hot Food Container_E5 | F1 | Commercial | Lodging | Existing | Food Preparation | Electric | Hot Food Container | E5 | CCE | 0 | 0 | 0 | 0 | 0 | 0 | 0 | 0 | 0 | 0 | 0 | 0 | 0 | 0 | 0 | 0 | 0 | 0 | 0 | 0 | 0 | 0 | 0 | 0 | 0 | 0 | 0 | 0 | 0 | 0
F1_Commercial_Lodging_Existing_Food Preparation_Electric_Hot Food Container_E6 | F1 | Commercial | Lodging | Existing | Food Preparation | Electric | Hot Food Container | E6 | CCE | 0 | 0 | 0 | 0 | 0 | 0 | 0 | 0 | 0 | 0 | 0 | 0 | 0 | 0 | 0 | 0 | 0 | 0 | 0 | 0 | 0 | 0 | 0 | 0 | 0 | 0 | 0 | 0 | 0 | 0
F1_Commercial_Lodging_Existing_Food Preparation_Electric_Hot Food Container_E7 | F1 | Commercial | Lodging | Existing | Food Preparation | Electric | Hot Food Container | E7 | CCE | 0 | 0 | 0 | 0 | 0 | 0 | 0 | 0 | 0 | 0 | 0 | 0 | 0 | 0 | 0 | 0 | 0 | 0 | 0 | 0 | 0 | 0 | 0 | 0 | 0 | 0 | 0 | 0 | 0 | 0
F1_Commercial_Lodging_Existing_Food Preparation_Electric_Hot Food Container_E8 | F1 | Commercial | Lodging | Existing | Food Preparation | Electric | Hot Food Container | E8 | CCE | 0 | 0 | 0 | 0 | 0 | 0 | 0 | 0 | 0 | 0 | 0 | 0 | 0 | 0 | 0 | 0 | 0 | 0 | 0 | 0 | 0 | 0 | 0 | 0 | 0 | 0 | 0 | 0 | 0 | 0
F1_Commercial_Lodging_Existing_Food Preparation_Electric_Hot Food Container_E9 | F1 | Commercial | Lodging | Existing | Food Preparation | Electric | Hot Food Container | E9 | CCE | 0 | 0 | 0 | 0 | 0 | 0 | 0 | 0 | 0 | 0 | 0 | 0 | 0 | 0 | 0 | 0 | 0 | 0 | 0 | 0 | 0 | 0 | 0 | 0 | 0 | 0 | 0 | 0 | 0 | 0
F1_Commercial_Lodging_Existing_Food Preparation_Electric_Hot Food Container_E10 | F1 | Commercial | Lodging | Existing | Food Preparation | Electric | Hot Food Container | E10 | CCE | 0 | 0 | 0 | 0 | 0 | 0 | 0 | 0 | 0 | 0 | 0 | 0 | 0 | 0 | 0 | 0 | 0 | 0 | 0 | 0 | 0 | 0 | 0 | 0 | 0 | 0 | 0 | 0 | 0 | 0
F2_Commercial_Lodging_Existing_Food Preparation_Electric_Hot Food Container_E1 | F2 | Commercial | Lodging | Existing | Food Preparation | Electric | Hot Food Container | E1 | TRC BC Ratio | 0 | 0 | 0 | 0 | 0 | 0 | 0 | 0 | 0 | 0 | 0 | 0 | 0 | 0 | 0 | 0 | 0 | 0 | 0 | 0 | 0 | 0 | 0 | 0 | 0 | 0 | 0 | 0 | 0 | 0
F2_Commercial_Lodging_Existing_Food Preparation_Electric_Hot Food Container_E2 | F2 | Commercial | Lodging | Existing | Food Preparation | Electric | Hot Food Container | E2 | TRC BC Ratio | 0 | 0 | 0 | 0 | 0 | 0 | 0 | 0 | 0 | 0 | 0 | 0 | 0 | 0 | 0 | 0 | 0 | 0 | 0 | 0 | 0 | 0 | 0 | 0 | 0 | 0 | 0 | 0 | 0 | 0
F2_Commercial_Lodging_Existing_Food Preparation_Electric_Hot Food Container_E3 | F2 | Commercial | Lodging | Existing | Food Preparation | Electric | Hot Food Container | E3 | TRC BC Ratio | 0 | 0 | 0 | 0 | 0 | 0 | 0 | 0 | 0 | 0 | 0 | 0 | 0 | 0 | 0 | 0 | 0 | 0 | 0 | 0 | 0 | 0 | 0 | 0 | 0 | 0 | 0 | 0 | 0 | 0
F2_Commercial_Lodging_Existing_Food Preparation_Electric_Hot Food Container_E4 | F2 | Commercial | Lodging | Existing | Food Preparation | Electric | Hot Food Container | E4 | TRC BC Ratio | 0 | 0 | 0 | 0 | 0 | 0 | 0 | 0 | 0 | 0 | 0 | 0 | 0 | 0 | 0 | 0 | 0 | 0 | 0 | 0 | 0 | 0 | 0 | 0 | 0 | 0 | 0 | 0 | 0 | 0
F2_Commercial_Lodging_Existing_Food Preparation_Electric_Hot Food Container_E5 | F2 | Commercial | Lodging | Existing | Food Preparation | Electric | Hot Food Container | E5 | TRC BC Ratio | 0 | 0 | 0 | 0 | 0 | 0 | 0 | 0 | 0 | 0 | 0 | 0 | 0 | 0 | 0 | 0 | 0 | 0 | 0 | 0 | 0 | 0 | 0 | 0 | 0 | 0 | 0 | 0 | 0 | 0
F2_Commercial_Lodging_Existing_Food Preparation_Electric_Hot Food Container_E6 | F2 | Commercial | Lodging | Existing | Food Preparation | Electric | Hot Food Container | E6 | TRC BC Ratio | 0 | 0 | 0 | 0 | 0 | 0 | 0 | 0 | 0 | 0 | 0 | 0 | 0 | 0 | 0 | 0 | 0 | 0 | 0 | 0 | 0 | 0 | 0 | 0 | 0 | 0 | 0 | 0 | 0 | 0
F2_Commercial_Lodging_Existing_Food Preparation_Electric_Hot Food Container_E7 | F2 | Commercial | Lodging | Existing | Food Preparation | Electric | Hot Food Container | E7 | TRC BC Ratio | 0 | 0 | 0 | 0 | 0 | 0 | 0 | 0 | 0 | 0 | 0 | 0 | 0 | 0 | 0 | 0 | 0 | 0 | 0 | 0 | 0 | 0 | 0 | 0 | 0 | 0 | 0 | 0 | 0 | 0
F2_Commercial_Lodging_Existing_Food Preparation_Electric_Hot Food Container_E8 | F2 | Commercial | Lodging | Existing | Food Preparation | Electric | Hot Food Container | E8 | TRC BC Ratio | 0 | 0 | 0 | 0 | 0 | 0 | 0 | 0 | 0 | 0 | 0 | 0 | 0 | 0 | 0 | 0 | 0 | 0 | 0 | 0 | 0 | 0 | 0 | 0 | 0 | 0 | 0 | 0 | 0 | 0
F2_Commercial_Lodging_Existing_Food Preparation_Electric_Hot Food Container_E9 | F2 | Commercial | Lodging | Existing | Food Preparation | Electric | Hot Food Container | E9 | TRC BC Ratio | 0 | 0 | 0 | 0 | 0 | 0 | 0 | 0 | 0 | 0 | 0 | 0 | 0 | 0 | 0 | 0 | 0 | 0 | 0 | 0 | 0 | 0 | 0 | 0 | 0 | 0 | 0 | 0 | 0 | 0
F2_Commercial_Lodging_Existing_Food Preparation_Electric_Hot Food Container_E10 | F2 | Commercial | Lodging | Existing | Food Preparation | Electric | Hot Food Container | E10 | TRC BC Ratio | 0 | 0 | 0 | 0 | 0 | 0 | 0 | 0 | 0 | 0 | 0 | 0 | 0 | 0 | 0 | 0 | 0 | 0 | 0 | 0 | 0 | 0 | 0 | 0 | 0 | 0 | 0 | 0 | 0 | 0
F3_Commercial_Lodging_Existing_Food Preparation_Electric_Hot Food Container_E1 | F3 | Commercial | Lodging | Existing | Food Preparation | Electric | Hot Food Container | E1 | PACT BC Ratio | 0 | 0 | 0 | 0 | 0 | 0 | 0 | 0 | 0 | 0 | 0 | 0 | 0 | 0 | 0 | 0 | 0 | 0 | 0 | 0 | 0 | 0 | 0 | 0 | 0 | 0 | 0 | 0 | 0 | 0
F3_Commercial_Lodging_Existing_Food Preparation_Electric_Hot Food Container_E2 | F3 | Commercial | Lodging | Existing | Food Preparation | Electric | Hot Food Container | E2 | PACT BC Ratio | 0 | 0 | 0 | 0 | 0 | 0 | 0 | 0 | 0 | 0 | 0 | 0 | 0 | 0 | 0 | 0 | 0 | 0 | 0 | 0 | 0 | 0 | 0 | 0 | 0 | 0 | 0 | 0 | 0 | 0
F3_Commercial_Lodging_Existing_Food Preparation_Electric_Hot Food Container_E3 | F3 | Commercial | Lodging | Existing | Food Preparation | Electric | Hot Food Container | E3 | PACT BC Ratio | 0 | 0 | 0 | 0 | 0 | 0 | 0 | 0 | 0 | 0 | 0 | 0 | 0 | 0 | 0 | 0 | 0 | 0 | 0 | 0 | 0 | 0 | 0 | 0 | 0 | 0 | 0 | 0 | 0 | 0
F3_Commercial_Lodging_Existing_Food Preparation_Electric_Hot Food Container_E4 | F3 | Commercial | Lodging | Existing | Food Preparation | Electric | Hot Food Container | E4 | PACT BC Ratio | 0 | 0 | 0 | 0 | 0 | 0 | 0 | 0 | 0 | 0 | 0 | 0 | 0 | 0 | 0 | 0 | 0 | 0 | 0 | 0 | 0 | 0 | 0 | 0 | 0 | 0 | 0 | 0 | 0 | 0
F3_Commercial_Lodging_Existing_Food Preparation_Electric_Hot Food Container_E5 | F3 | Commercial | Lodging | Existing | Food Preparation | Electric | Hot Food Container | E5 | PACT BC Ratio | 0 | 0 | 0 | 0 | 0 | 0 | 0 | 0 | 0 | 0 | 0 | 0 | 0 | 0 | 0 | 0 | 0 | 0 | 0 | 0 | 0 | 0 | 0 | 0 | 0 | 0 | 0 | 0 | 0 | 0
F3_Commercial_Lodging_Existing_Food Preparation_Electric_Hot Food Container_E6 | F3 | Commercial | Lodging | Existing | Food Preparation | Electric | Hot Food Container | E6 | PACT BC Ratio | 0 | 0 | 0 | 0 | 0 | 0 | 0 | 0 | 0 | 0 | 0 | 0 | 0 | 0 | 0 | 0 | 0 | 0 | 0 | 0 | 0 | 0 | 0 | 0 | 0 | 0 | 0 | 0 | 0 | 0
F3_Commercial_Lodging_Existing_Food Preparation_Electric_Hot Food Container_E7 | F3 | Commercial | Lodging | Existing | Food Preparation | Electric | Hot Food Container | E7 | PACT BC Ratio | 0 | 0 | 0 | 0 | 0 | 0 | 0 | 0 | 0 | 0 | 0 | 0 | 0 | 0 | 0 | 0 | 0 | 0 | 0 | 0 | 0 | 0 | 0 | 0 | 0 | 0 | 0 | 0 | 0 | 0
F3_Commercial_Lodging_Existing_Food Preparation_Electric_Hot Food Container_E8 | F3 | Commercial | Lodging | Existing | Food Preparation | Electric | Hot Food Container | E8 | PACT BC Ratio | 0 | 0 | 0 | 0 | 0 | 0 | 0 | 0 | 0 | 0 | 0 | 0 | 0 | 0 | 0 | 0 | 0 | 0 | 0 | 0 | 0 | 0 | 0 | 0 | 0 | 0 | 0 | 0 | 0 | 0
F3_Commercial_Lodging_Existing_Food Preparation_Electric_Hot Food Container_E9 | F3 | Commercial | Lodging | Existing | Food Preparation | Electric | Hot Food Container | E9 | PACT BC Ratio | 0 | 0 | 0 | 0 | 0 | 0 | 0 | 0 | 0 | 0 | 0 | 0 | 0 | 0 | 0 | 0 | 0 | 0 | 0 | 0 | 0 | 0 | 0 | 0 | 0 | 0 | 0 | 0 | 0 | 0
F3_Commercial_Lodging_Existing_Food Preparation_Electric_Hot Food Container_E10 | F3 | Commercial | Lodging | Existing | Food Preparation | Electric | Hot Food Container | E10 | PACT BC Ratio | 0 | 0 | 0 | 0 | 0 | 0 | 0 | 0 | 0 | 0 | 0 | 0 | 0 | 0 | 0 | 0 | 0 | 0 | 0 | 0 | 0 | 0 | 0 | 0 | 0 | 0 | 0 | 0 | 0 | 0
F4_Commercial_Lodging_Existing_Food Preparation_Electric_Hot Food Container_E1 | F4 | Commercial | Lodging | Existing | Food Preparation | Electric | Hot Food Container | E1 | RVT BC Ratio | 0 | 0 | 0 | 0 | 0 | 0 | 0 | 0 | 0 | 0 | 0 | 0 | 0 | 0 | 0 | 0 | 0 | 0 | 0 | 0 | 0 | 0 | 0 | 0 | 0 | 0 | 0 | 0 | 0 | 0
F4_Commercial_Lodging_Existing_Food Preparation_Electric_Hot Food Container_E2 | F4 | Commercial | Lodging | Existing | Food Preparation | Electric | Hot Food Container | E2 | RVT BC Ratio | 0 | 0 | 0 | 0 | 0 | 0 | 0 | 0 | 0 | 0 | 0 | 0 | 0 | 0 | 0 | 0 | 0 | 0 | 0 | 0 | 0 | 0 | 0 | 0 | 0 | 0 | 0 | 0 | 0 | 0
F4_Commercial_Lodging_Existing_Food Preparation_Electric_Hot Food Container_E3 | F4 | Commercial | Lodging | Existing | Food Preparation | Electric | Hot Food Container | E3 | RVT BC Ratio | 0 | 0 | 0 | 0 | 0 | 0 | 0 | 0 | 0 | 0 | 0 | 0 | 0 | 0 | 0 | 0 | 0 | 0 | 0 | 0 | 0 | 0 | 0 | 0 | 0 | 0 | 0 | 0 | 0 | 0
F4_Commercial_Lodging_Existing_Food Preparation_Electric_Hot Food Container_E4 | F4 | Commercial | Lodging | Existing | Food Preparation | Electric | Hot Food Container | E4 | RVT BC Ratio | 0 | 0 | 0 | 0 | 0 | 0 | 0 | 0 | 0 | 0 | 0 | 0 | 0 | 0 | 0 | 0 | 0 | 0 | 0 | 0 | 0 | 0 | 0 | 0 | 0 | 0 | 0 | 0 | 0 | 0
F4_Commercial_Lodging_Existing_Food Preparation_Electric_Hot Food Container_E5 | F4 | Commercial | Lodging | Existing | Food Preparation | Electric | Hot Food Container | E5 | RVT BC Ratio | 0 | 0 | 0 | 0 | 0 | 0 | 0 | 0 | 0 | 0 | 0 | 0 | 0 | 0 | 0 | 0 | 0 | 0 | 0 | 0 | 0 | 0 | 0 | 0 | 0 | 0 | 0 | 0 | 0 | 0
F4_Commercial_Lodging_Existing_Food Preparation_Electric_Hot Food Container_E6 | F4 | Commercial | Lodging | Existing | Food Preparation | Electric | Hot Food Container | E6 | RVT BC Ratio | 0 | 0 | 0 | 0 | 0 | 0 | 0 | 0 | 0 | 0 | 0 | 0 | 0 | 0 | 0 | 0 | 0 | 0 | 0 | 0 | 0 | 0 | 0 | 0 | 0 | 0 | 0 | 0 | 0 | 0
F4_Commercial_Lodging_Existing_Food Preparation_Electric_Hot Food Container_E7 | F4 | Commercial | Lodging | Existing | Food Preparation | Electric | Hot Food Container | E7 | RVT BC Ratio | 0 | 0 | 0 | 0 | 0 | 0 | 0 | 0 | 0 | 0 | 0 | 0 | 0 | 0 | 0 | 0 | 0 | 0 | 0 | 0 | 0 | 0 | 0 | 0 | 0 | 0 | 0 | 0 | 0 | 0
F4_Commercial_Lodging_Existing_Food Preparation_Electric_Hot Food Container_E8 | F4 | Commercial | Lodging | Existing | Food Preparation | Electric | Hot Food Container | E8 | RVT BC Ratio | 0 | 0 | 0 | 0 | 0 | 0 | 0 | 0 | 0 | 0 | 0 | 0 | 0 | 0 | 0 | 0 | 0 | 0 | 0 | 0 | 0 | 0 | 0 | 0 | 0 | 0 | 0 | 0 | 0 | 0
F4_Commercial_Lodging_Existing_Food Preparation_Electric_Hot Food Container_E9 | F4 | Commercial | Lodging | Existing | Food Preparation | Electric | Hot Food Container | E9 | RVT BC Ratio | 0 | 0 | 0 | 0 | 0 | 0 | 0 | 0 | 0 | 0 | 0 | 0 | 0 | 0 | 0 | 0 | 0 | 0 | 0 | 0 | 0 | 0 | 0 | 0 | 0 | 0 | 0 | 0 | 0 | 0
F4_Commercial_Lodging_Existing_Food Preparation_Electric_Hot Food Container_E10 | F4 | Commercial | Lodging | Existing | Food Preparation | Electric | Hot Food Container | E10 | RVT BC Ratio | 0 | 0 | 0 | 0 | 0 | 0 | 0 | 0 | 0 | 0 | 0 | 0 | 0 | 0 | 0 | 0 | 0 | 0 | 0 | 0 | 0 | 0 | 0 | 0 | 0 | 0 | 0 | 0 | 0 | 0
F5_Commercial_Lodging_Existing_Food Preparation_Electric_Hot Food Container_E1 | F5 | Commercial | Lodging | Existing | Food Preparation | Electric | Hot Food Container | E1 | RIM BC Ratio | 0 | 0 | 0 | 0 | 0 | 0 | 0 | 0 | 0 | 0 | 0 | 0 | 0 | 0 | 0 | 0 | 0 | 0 | 0 | 0 | 0 | 0 | 0 | 0 | 0 | 0 | 0 | 0 | 0 | 0
F5_Commercial_Lodging_Existing_Food Preparation_Electric_Hot Food Container_E2 | F5 | Commercial | Lodging | Existing | Food Preparation | Electric | Hot Food Container | E2 | RIM BC Ratio | 0 | 0 | 0 | 0 | 0 | 0 | 0 | 0 | 0 | 0 | 0 | 0 | 0 | 0 | 0 | 0 | 0 | 0 | 0 | 0 | 0 | 0 | 0 | 0 | 0 | 0 | 0 | 0 | 0 | 0
F5_Commercial_Lodging_Existing_Food Preparation_Electric_Hot Food Container_E3 | F5 | Commercial | Lodging | Existing | Food Preparation | Electric | Hot Food Container | E3 | RIM BC Ratio | 0 | 0 | 0 | 0 | 0 | 0 | 0 | 0 | 0 | 0 | 0 | 0 | 0 | 0 | 0 | 0 | 0 | 0 | 0 | 0 | 0 | 0 | 0 | 0 | 0 | 0 | 0 | 0 | 0 | 0
F5_Commercial_Lodging_Existing_Food Preparation_Electric_Hot Food Container_E4 | F5 | Commercial | Lodging | Existing | Food Preparation | Electric | Hot Food Container | E4 | RIM BC Ratio | 0 | 0 | 0 | 0 | 0 | 0 | 0 | 0 | 0 | 0 | 0 | 0 | 0 | 0 | 0 | 0 | 0 | 0 | 0 | 0 | 0 | 0 | 0 | 0 | 0 | 0 | 0 | 0 | 0 | 0
F5_Commercial_Lodging_Existing_Food Preparation_Electric_Hot Food Container_E5 | F5 | Commercial | Lodging | Existing | Food Preparation | Electric | Hot Food Container | E5 | RIM BC Ratio | 0 | 0 | 0 | 0 | 0 | 0 | 0 | 0 | 0 | 0 | 0 | 0 | 0 | 0 | 0 | 0 | 0 | 0 | 0 | 0 | 0 | 0 | 0 | 0 | 0 | 0 | 0 | 0 | 0 | 0
F5_Commercial_Lodging_Existing_Food Preparation_Electric_Hot Food Container_E6 | F5 | Commercial | Lodging | Existing | Food Preparation | Electric | Hot Food Container | E6 | RIM BC Ratio | 0 | 0 | 0 | 0 | 0 | 0 | 0 | 0 | 0 | 0 | 0 | 0 | 0 | 0 | 0 | 0 | 0 | 0 | 0 | 0 | 0 | 0 | 0 | 0 | 0 | 0 | 0 | 0 | 0 | 0
F5_Commercial_Lodging_Existing_Food Preparation_Electric_Hot Food Container_E7 | F5 | Commercial | Lodging | Existing | Food Preparation | Electric | Hot Food Container | E7 | RIM BC Ratio | 0 | 0 | 0 | 0 | 0 | 0 | 0 | 0 | 0 | 0 | 0 | 0 | 0 | 0 | 0 | 0 | 0 | 0 | 0 | 0 | 0 | 0 | 0 | 0 | 0 | 0 | 0 | 0 | 0 | 0
F5_Commercial_Lodging_Existing_Food Preparation_Electric_Hot Food Container_E8 | F5 | Commercial | Lodging | Existing | Food Preparation | Electric | Hot Food Container | E8 | RIM BC Ratio | 0 | 0 | 0 | 0 | 0 | 0 | 0 | 0 | 0 | 0 | 0 | 0 | 0 | 0 | 0 | 0 | 0 | 0 | 0 | 0 | 0 | 0 | 0 | 0 | 0 | 0 | 0 | 0 | 0 | 0
F5_Commercial_Lodging_Existing_Food Preparation_Electric_Hot Food Container_E9 | F5 | Commercial | Lodging | Existing | Food Preparation | Electric | Hot Food Container | E9 | RIM BC Ratio | 0 | 0 | 0 | 0 | 0 | 0 | 0 | 0 | 0 | 0 | 0 | 0 | 0 | 0 | 0 | 0 | 0 | 0 | 0 | 0 | 0 | 0 | 0 | 0 | 0 | 0 | 0 | 0 | 0 | 0
F5_Commercial_Lodging_Existing_Food Preparation_Electric_Hot Food Container_E10 | F5 | Commercial | Lodging | Existing | Food Preparation | Electric | Hot Food Container | E10 | RIM BC Ratio | 0 | 0 | 0 | 0 | 0 | 0 | 0 | 0 | 0 | 0 | 0 | 0 | 0 | 0 | 0 | 0 | 0 | 0 | 0 | 0 | 0 | 0 | 0 | 0 | 0 | 0 | 0 | 0 | 0 | 0
F0_Commercial_Lodging_Existing_Food Preparation_Electric_Steamer_E0 | F0 | Commercial | Lodging | Existing | Food Preparation | Electric | Steamer | E0 | Economic Unit | 0 | 0 | 0 | 0 | 0 | 0 | 0 | 0 | 0 | 0 | 0 | 0 | 0 | 0 | 0 | 0 | 0 | 0 | 0 | 0 | 0 | 0 | 0 | 0 | 0 | 0 | 0 | 0 | 0 | 0
F1_Commercial_Lodging_Existing_Food Preparation_Electric_Steamer_E1 | F1 | Commercial | Lodging | Existing | Food Preparation | Electric | Steamer | E1 | CCE | 0 | 0 | 0 | 0 | 0 | 0 | 0 | 0 | 0 | 0 | 0 | 0 | 0 | 0 | 0 | 0 | 0 | 0 | 0 | 0 | 0 | 0 | 0 | 0 | 0 | 0 | 0 | 0 | 0 | 0
F1_Commercial_Lodging_Existing_Food Preparation_Electric_Steamer_E2 | F1 | Commercial | Lodging | Existing | Food Preparation | Electric | Steamer | E2 | CCE | 0 | 0 | 0 | 0 | 0 | 0 | 0 | 0 | 0 | 0 | 0 | 0 | 0 | 0 | 0 | 0 | 0 | 0 | 0 | 0 | 0 | 0 | 0 | 0 | 0 | 0 | 0 | 0 | 0 | 0
F1_Commercial_Lodging_Existing_Food Preparation_Electric_Steamer_E3 | F1 | Commercial | Lodging | Existing | Food Preparation | Electric | Steamer | E3 | CCE | 0 | 0 | 0 | 0 | 0 | 0 | 0 | 0 | 0 | 0 | 0 | 0 | 0 | 0 | 0 | 0 | 0 | 0 | 0 | 0 | 0 | 0 | 0 | 0 | 0 | 0 | 0 | 0 | 0 | 0
F1_Commercial_Lodging_Existing_Food Preparation_Electric_Steamer_E4 | F1 | Commercial | Lodging | Existing | Food Preparation | Electric | Steamer | E4 | CCE | 0 | 0 | 0 | 0 | 0 | 0 | 0 | 0 | 0 | 0 | 0 | 0 | 0 | 0 | 0 | 0 | 0 | 0 | 0 | 0 | 0 | 0 | 0 | 0 | 0 | 0 | 0 | 0 | 0 | 0
F1_Commercial_Lodging_Existing_Food Preparation_Electric_Steamer_E5 | F1 | Commercial | Lodging | Existing | Food Preparation | Electric | Steamer | E5 | CCE | 0 | 0 | 0 | 0 | 0 | 0 | 0 | 0 | 0 | 0 | 0 | 0 | 0 | 0 | 0 | 0 | 0 | 0 | 0 | 0 | 0 | 0 | 0 | 0 | 0 | 0 | 0 | 0 | 0 | 0
F1_Commercial_Lodging_Existing_Food Preparation_Electric_Steamer_E6 | F1 | Commercial | Lodging | Existing | Food Preparation | Electric | Steamer | E6 | CCE | 0 | 0 | 0 | 0 | 0 | 0 | 0 | 0 | 0 | 0 | 0 | 0 | 0 | 0 | 0 | 0 | 0 | 0 | 0 | 0 | 0 | 0 | 0 | 0 | 0 | 0 | 0 | 0 | 0 | 0
F1_Commercial_Lodging_Existing_Food Preparation_Electric_Steamer_E7 | F1 | Commercial | Lodging | Existing | Food Preparation | Electric | Steamer | E7 | CCE | 0 | 0 | 0 | 0 | 0 | 0 | 0 | 0 | 0 | 0 | 0 | 0 | 0 | 0 | 0 | 0 | 0 | 0 | 0 | 0 | 0 | 0 | 0 | 0 | 0 | 0 | 0 | 0 | 0 | 0
F1_Commercial_Lodging_Existing_Food Preparation_Electric_Steamer_E8 | F1 | Commercial | Lodging | Existing | Food Preparation | Electric | Steamer | E8 | CCE | 0 | 0 | 0 | 0 | 0 | 0 | 0 | 0 | 0 | 0 | 0 | 0 | 0 | 0 | 0 | 0 | 0 | 0 | 0 | 0 | 0 | 0 | 0 | 0 | 0 | 0 | 0 | 0 | 0 | 0
F1_Commercial_Lodging_Existing_Food Preparation_Electric_Steamer_E9 | F1 | Commercial | Lodging | Existing | Food Preparation | Electric | Steamer | E9 | CCE | 0 | 0 | 0 | 0 | 0 | 0 | 0 | 0 | 0 | 0 | 0 | 0 | 0 | 0 | 0 | 0 | 0 | 0 | 0 | 0 | 0 | 0 | 0 | 0 | 0 | 0 | 0 | 0 | 0 | 0
F1_Commercial_Lodging_Existing_Food Preparation_Electric_Steamer_E10 | F1 | Commercial | Lodging | Existing | Food Preparation | Electric | Steamer | E10 | CCE | 0 | 0 | 0 | 0 | 0 | 0 | 0 | 0 | 0 | 0 | 0 | 0 | 0 | 0 | 0 | 0 | 0 | 0 | 0 | 0 | 0 | 0 | 0 | 0 | 0 | 0 | 0 | 0 | 0 | 0
F2_Commercial_Lodging_Existing_Food Preparation_Electric_Steamer_E1 | F2 | Commercial | Lodging | Existing | Food Preparation | Electric | Steamer | E1 | TRC BC Ratio | 0 | 0 | 0 | 0 | 0 | 0 | 0 | 0 | 0 | 0 | 0 | 0 | 0 | 0 | 0 | 0 | 0 | 0 | 0 | 0 | 0 | 0 | 0 | 0 | 0 | 0 | 0 | 0 | 0 | 0
F2_Commercial_Lodging_Existing_Food Preparation_Electric_Steamer_E2 | F2 | Commercial | Lodging | Existing | Food Preparation | Electric | Steamer | E2 | TRC BC Ratio | 0 | 0 | 0 | 0 | 0 | 0 | 0 | 0 | 0 | 0 | 0 | 0 | 0 | 0 | 0 | 0 | 0 | 0 | 0 | 0 | 0 | 0 | 0 | 0 | 0 | 0 | 0 | 0 | 0 | 0
F2_Commercial_Lodging_Existing_Food Preparation_Electric_Steamer_E3 | F2 | Commercial | Lodging | Existing | Food Preparation | Electric | Steamer | E3 | TRC BC Ratio | 0 | 0 | 0 | 0 | 0 | 0 | 0 | 0 | 0 | 0 | 0 | 0 | 0 | 0 | 0 | 0 | 0 | 0 | 0 | 0 | 0 | 0 | 0 | 0 | 0 | 0 | 0 | 0 | 0 | 0
F2_Commercial_Lodging_Existing_Food Preparation_Electric_Steamer_E4 | F2 | Commercial | Lodging | Existing | Food Preparation | Electric | Steamer | E4 | TRC BC Ratio | 0 | 0 | 0 | 0 | 0 | 0 | 0 | 0 | 0 | 0 | 0 | 0 | 0 | 0 | 0 | 0 | 0 | 0 | 0 | 0 | 0 | 0 | 0 | 0 | 0 | 0 | 0 | 0 | 0 | 0
F2_Commercial_Lodging_Existing_Food Preparation_Electric_Steamer_E5 | F2 | Commercial | Lodging | Existing | Food Preparation | Electric | Steamer | E5 | TRC BC Ratio | 0 | 0 | 0 | 0 | 0 | 0 | 0 | 0 | 0 | 0 | 0 | 0 | 0 | 0 | 0 | 0 | 0 | 0 | 0 | 0 | 0 | 0 | 0 | 0 | 0 | 0 | 0 | 0 | 0 | 0
F2_Commercial_Lodging_Existing_Food Preparation_Electric_Steamer_E6 | F2 | Commercial | Lodging | Existing | Food Preparation | Electric | Steamer | E6 | TRC BC Ratio | 0 | 0 | 0 | 0 | 0 | 0 | 0 | 0 | 0 | 0 | 0 | 0 | 0 | 0 | 0 | 0 | 0 | 0 | 0 | 0 | 0 | 0 | 0 | 0 | 0 | 0 | 0 | 0 | 0 | 0
F2_Commercial_Lodging_Existing_Food Preparation_Electric_Steamer_E7 | F2 | Commercial | Lodging | Existing | Food Preparation | Electric | Steamer | E7 | TRC BC Ratio | 0 | 0 | 0 | 0 | 0 | 0 | 0 | 0 | 0 | 0 | 0 | 0 | 0 | 0 | 0 | 0 | 0 | 0 | 0 | 0 | 0 | 0 | 0 | 0 | 0 | 0 | 0 | 0 | 0 | 0
F2_Commercial_Lodging_Existing_Food Preparation_Electric_Steamer_E8 | F2 | Commercial | Lodging | Existing | Food Preparation | Electric | Steamer | E8 | TRC BC Ratio | 0 | 0 | 0 | 0 | 0 | 0 | 0 | 0 | 0 | 0 | 0 | 0 | 0 | 0 | 0 | 0 | 0 | 0 | 0 | 0 | 0 | 0 | 0 | 0 | 0 | 0 | 0 | 0 | 0 | 0
F2_Commercial_Lodging_Existing_Food Preparation_Electric_Steamer_E9 | F2 | Commercial | Lodging | Existing | Food Preparation | Electric | Steamer | E9 | TRC BC Ratio | 0 | 0 | 0 | 0 | 0 | 0 | 0 | 0 | 0 | 0 | 0 | 0 | 0 | 0 | 0 | 0 | 0 | 0 | 0 | 0 | 0 | 0 | 0 | 0 | 0 | 0 | 0 | 0 | 0 | 0
F2_Commercial_Lodging_Existing_Food Preparation_Electric_Steamer_E10 | F2 | Commercial | Lodging | Existing | Food Preparation | Electric | Steamer | E10 | TRC BC Ratio | 0 | 0 | 0 | 0 | 0 | 0 | 0 | 0 | 0 | 0 | 0 | 0 | 0 | 0 | 0 | 0 | 0 | 0 | 0 | 0 | 0 | 0 | 0 | 0 | 0 | 0 | 0 | 0 | 0 | 0
F3_Commercial_Lodging_Existing_Food Preparation_Electric_Steamer_E1 | F3 | Commercial | Lodging | Existing | Food Preparation | Electric | Steamer | E1 | PACT BC Ratio | 0 | 0 | 0 | 0 | 0 | 0 | 0 | 0 | 0 | 0 | 0 | 0 | 0 | 0 | 0 | 0 | 0 | 0 | 0 | 0 | 0 | 0 | 0 | 0 | 0 | 0 | 0 | 0 | 0 | 0
F3_Commercial_Lodging_Existing_Food Preparation_Electric_Steamer_E2 | F3 | Commercial | Lodging | Existing | Food Preparation | Electric | Steamer | E2 | PACT BC Ratio | 0 | 0 | 0 | 0 | 0 | 0 | 0 | 0 | 0 | 0 | 0 | 0 | 0 | 0 | 0 | 0 | 0 | 0 | 0 | 0 | 0 | 0 | 0 | 0 | 0 | 0 | 0 | 0 | 0 | 0
F3_Commercial_Lodging_Existing_Food Preparation_Electric_Steamer_E3 | F3 | Commercial | Lodging | Existing | Food Preparation | Electric | Steamer | E3 | PACT BC Ratio | 0 | 0 | 0 | 0 | 0 | 0 | 0 | 0 | 0 | 0 | 0 | 0 | 0 | 0 | 0 | 0 | 0 | 0 | 0 | 0 | 0 | 0 | 0 | 0 | 0 | 0 | 0 | 0 | 0 | 0
F3_Commercial_Lodging_Existing_Food Preparation_Electric_Steamer_E4 | F3 | Commercial | Lodging | Existing | Food Preparation | Electric | Steamer | E4 | PACT BC Ratio | 0 | 0 | 0 | 0 | 0 | 0 | 0 | 0 | 0 | 0 | 0 | 0 | 0 | 0 | 0 | 0 | 0 | 0 | 0 | 0 | 0 | 0 | 0 | 0 | 0 | 0 | 0 | 0 | 0 | 0
F3_Commercial_Lodging_Existing_Food Preparation_Electric_Steamer_E5 | F3 | Commercial | Lodging | Existing | Food Preparation | Electric | Steamer | E5 | PACT BC Ratio | 0 | 0 | 0 | 0 | 0 | 0 | 0 | 0 | 0 | 0 | 0 | 0 | 0 | 0 | 0 | 0 | 0 | 0 | 0 | 0 | 0 | 0 | 0 | 0 | 0 | 0 | 0 | 0 | 0 | 0
F3_Commercial_Lodging_Existing_Food Preparation_Electric_Steamer_E6 | F3 | Commercial | Lodging | Existing | Food Preparation | Electric | Steamer | E6 | PACT BC Ratio | 0 | 0 | 0 | 0 | 0 | 0 | 0 | 0 | 0 | 0 | 0 | 0 | 0 | 0 | 0 | 0 | 0 | 0 | 0 | 0 | 0 | 0 | 0 | 0 | 0 | 0 | 0 | 0 | 0 | 0
F3_Commercial_Lodging_Existing_Food Preparation_Electric_Steamer_E7 | F3 | Commercial | Lodging | Existing | Food Preparation | Electric | Steamer | E7 | PACT BC Ratio | 0 | 0 | 0 | 0 | 0 | 0 | 0 | 0 | 0 | 0 | 0 | 0 | 0 | 0 | 0 | 0 | 0 | 0 | 0 | 0 | 0 | 0 | 0 | 0 | 0 | 0 | 0 | 0 | 0 | 0
F3_Commercial_Lodging_Existing_Food Preparation_Electric_Steamer_E8 | F3 | Commercial | Lodging | Existing | Food Preparation | Electric | Steamer | E8 | PACT BC Ratio | 0 | 0 | 0 | 0 | 0 | 0 | 0 | 0 | 0 | 0 | 0 | 0 | 0 | 0 | 0 | 0 | 0 | 0 | 0 | 0 | 0 | 0 | 0 | 0 | 0 | 0 | 0 | 0 | 0 | 0
F3_Commercial_Lodging_Existing_Food Preparation_Electric_Steamer_E9 | F3 | Commercial | Lodging | Existing | Food Preparation | Electric | Steamer | E9 | PACT BC Ratio | 0 | 0 | 0 | 0 | 0 | 0 | 0 | 0 | 0 | 0 | 0 | 0 | 0 | 0 | 0 | 0 | 0 | 0 | 0 | 0 | 0 | 0 | 0 | 0 | 0 | 0 | 0 | 0 | 0 | 0
F3_Commercial_Lodging_Existing_Food Preparation_Electric_Steamer_E10 | F3 | Commercial | Lodging | Existing | Food Preparation | Electric | Steamer | E10 | PACT BC Ratio | 0 | 0 | 0 | 0 | 0 | 0 | 0 | 0 | 0 | 0 | 0 | 0 | 0 | 0 | 0 | 0 | 0 | 0 | 0 | 0 | 0 | 0 | 0 | 0 | 0 | 0 | 0 | 0 | 0 | 0
F4_Commercial_Lodging_Existing_Food Preparation_Electric_Steamer_E1 | F4 | Commercial | Lodging | Existing | Food Preparation | Electric | Steamer | E1 | RVT BC Ratio | 0 | 0 | 0 | 0 | 0 | 0 | 0 | 0 | 0 | 0 | 0 | 0 | 0 | 0 | 0 | 0 | 0 | 0 | 0 | 0 | 0 | 0 | 0 | 0 | 0 | 0 | 0 | 0 | 0 | 0
F4_Commercial_Lodging_Existing_Food Preparation_Electric_Steamer_E2 | F4 | Commercial | Lodging | Existing | Food Preparation | Electric | Steamer | E2 | RVT BC Ratio | 0 | 0 | 0 | 0 | 0 | 0 | 0 | 0 | 0 | 0 | 0 | 0 | 0 | 0 | 0 | 0 | 0 | 0 | 0 | 0 | 0 | 0 | 0 | 0 | 0 | 0 | 0 | 0 | 0 | 0
F4_Commercial_Lodging_Existing_Food Preparation_Electric_Steamer_E3 | F4 | Commercial | Lodging | Existing | Food Preparation | Electric | Steamer | E3 | RVT BC Ratio | 0 | 0 | 0 | 0 | 0 | 0 | 0 | 0 | 0 | 0 | 0 | 0 | 0 | 0 | 0 | 0 | 0 | 0 | 0 | 0 | 0 | 0 | 0 | 0 | 0 | 0 | 0 | 0 | 0 | 0
F4_Commercial_Lodging_Existing_Food Preparation_Electric_Steamer_E4 | F4 | Commercial | Lodging | Existing | Food Preparation | Electric | Steamer | E4 | RVT BC Ratio | 0 | 0 | 0 | 0 | 0 | 0 | 0 | 0 | 0 | 0 | 0 | 0 | 0 | 0 | 0 | 0 | 0 | 0 | 0 | 0 | 0 | 0 | 0 | 0 | 0 | 0 | 0 | 0 | 0 | 0
F4_Commercial_Lodging_Existing_Food Preparation_Electric_Steamer_E5 | F4 | Commercial | Lodging | Existing | Food Preparation | Electric | Steamer | E5 | RVT BC Ratio | 0 | 0 | 0 | 0 | 0 | 0 | 0 | 0 | 0 | 0 | 0 | 0 | 0 | 0 | 0 | 0 | 0 | 0 | 0 | 0 | 0 | 0 | 0 | 0 | 0 | 0 | 0 | 0 | 0 | 0
F4_Commercial_Lodging_Existing_Food Preparation_Electric_Steamer_E6 | F4 | Commercial | Lodging | Existing | Food Preparation | Electric | Steamer | E6 | RVT BC Ratio | 0 | 0 | 0 | 0 | 0 | 0 | 0 | 0 | 0 | 0 | 0 | 0 | 0 | 0 | 0 | 0 | 0 | 0 | 0 | 0 | 0 | 0 | 0 | 0 | 0 | 0 | 0 | 0 | 0 | 0
F4_Commercial_Lodging_Existing_Food Preparation_Electric_Steamer_E7 | F4 | Commercial | Lodging | Existing | Food Preparation | Electric | Steamer | E7 | RVT BC Ratio | 0 | 0 | 0 | 0 | 0 | 0 | 0 | 0 | 0 | 0 | 0 | 0 | 0 | 0 | 0 | 0 | 0 | 0 | 0 | 0 | 0 | 0 | 0 | 0 | 0 | 0 | 0 | 0 | 0 | 0
F4_Commercial_Lodging_Existing_Food Preparation_Electric_Steamer_E8 | F4 | Commercial | Lodging | Existing | Food Preparation | Electric | Steamer | E8 | RVT BC Ratio | 0 | 0 | 0 | 0 | 0 | 0 | 0 | 0 | 0 | 0 | 0 | 0 | 0 | 0 | 0 | 0 | 0 | 0 | 0 | 0 | 0 | 0 | 0 | 0 | 0 | 0 | 0 | 0 | 0 | 0
F4_Commercial_Lodging_Existing_Food Preparation_Electric_Steamer_E9 | F4 | Commercial | Lodging | Existing | Food Preparation | Electric | Steamer | E9 | RVT BC Ratio | 0 | 0 | 0 | 0 | 0 | 0 | 0 | 0 | 0 | 0 | 0 | 0 | 0 | 0 | 0 | 0 | 0 | 0 | 0 | 0 | 0 | 0 | 0 | 0 | 0 | 0 | 0 | 0 | 0 | 0
F4_Commercial_Lodging_Existing_Food Preparation_Electric_Steamer_E10 | F4 | Commercial | Lodging | Existing | Food Preparation | Electric | Steamer | E10 | RVT BC Ratio | 0 | 0 | 0 | 0 | 0 | 0 | 0 | 0 | 0 | 0 | 0 | 0 | 0 | 0 | 0 | 0 | 0 | 0 | 0 | 0 | 0 | 0 | 0 | 0 | 0 | 0 | 0 | 0 | 0 | 0
F5_Commercial_Lodging_Existing_Food Preparation_Electric_Steamer_E1 | F5 | Commercial | Lodging | Existing | Food Preparation | Electric | Steamer | E1 | RIM BC Ratio | 0 | 0 | 0 | 0 | 0 | 0 | 0 | 0 | 0 | 0 | 0 | 0 | 0 | 0 | 0 | 0 | 0 | 0 | 0 | 0 | 0 | 0 | 0 | 0 | 0 | 0 | 0 | 0 | 0 | 0
F5_Commercial_Lodging_Existing_Food Preparation_Electric_Steamer_E2 | F5 | Commercial | Lodging | Existing | Food Preparation | Electric | Steamer | E2 | RIM BC Ratio | 0 | 0 | 0 | 0 | 0 | 0 | 0 | 0 | 0 | 0 | 0 | 0 | 0 | 0 | 0 | 0 | 0 | 0 | 0 | 0 | 0 | 0 | 0 | 0 | 0 | 0 | 0 | 0 | 0 | 0
F5_Commercial_Lodging_Existing_Food Preparation_Electric_Steamer_E3 | F5 | Commercial | Lodging | Existing | Food Preparation | Electric | Steamer | E3 | RIM BC Ratio | 0 | 0 | 0 | 0 | 0 | 0 | 0 | 0 | 0 | 0 | 0 | 0 | 0 | 0 | 0 | 0 | 0 | 0 | 0 | 0 | 0 | 0 | 0 | 0 | 0 | 0 | 0 | 0 | 0 | 0
F5_Commercial_Lodging_Existing_Food Preparation_Electric_Steamer_E4 | F5 | Commercial | Lodging | Existing | Food Preparation | Electric | Steamer | E4 | RIM BC Ratio | 0 | 0 | 0 | 0 | 0 | 0 | 0 | 0 | 0 | 0 | 0 | 0 | 0 | 0 | 0 | 0 | 0 | 0 | 0 | 0 | 0 | 0 | 0 | 0 | 0 | 0 | 0 | 0 | 0 | 0
F5_Commercial_Lodging_Existing_Food Preparation_Electric_Steamer_E5 | F5 | Commercial | Lodging | Existing | Food Preparation | Electric | Steamer | E5 | RIM BC Ratio | 0 | 0 | 0 | 0 | 0 | 0 | 0 | 0 | 0 | 0 | 0 | 0 | 0 | 0 | 0 | 0 | 0 | 0 | 0 | 0 | 0 | 0 | 0 | 0 | 0 | 0 | 0 | 0 | 0 | 0
F5_Commercial_Lodging_Existing_Food Preparation_Electric_Steamer_E6 | F5 | Commercial | Lodging | Existing | Food Preparation | Electric | Steamer | E6 | RIM BC Ratio | 0 | 0 | 0 | 0 | 0 | 0 | 0 | 0 | 0 | 0 | 0 | 0 | 0 | 0 | 0 | 0 | 0 | 0 | 0 | 0 | 0 | 0 | 0 | 0 | 0 | 0 | 0 | 0 | 0 | 0
F5_Commercial_Lodging_Existing_Food Preparation_Electric_Steamer_E7 | F5 | Commercial | Lodging | Existing | Food Preparation | Electric | Steamer | E7 | RIM BC Ratio | 0 | 0 | 0 | 0 | 0 | 0 | 0 | 0 | 0 | 0 | 0 | 0 | 0 | 0 | 0 | 0 | 0 | 0 | 0 | 0 | 0 | 0 | 0 | 0 | 0 | 0 | 0 | 0 | 0 | 0
F5_Commercial_Lodging_Existing_Food Preparation_Electric_Steamer_E8 | F5 | Commercial | Lodging | Existing | Food Preparation | Electric | Steamer | E8 | RIM BC Ratio | 0 | 0 | 0 | 0 | 0 | 0 | 0 | 0 | 0 | 0 | 0 | 0 | 0 | 0 | 0 | 0 | 0 | 0 | 0 | 0 | 0 | 0 | 0 | 0 | 0 | 0 | 0 | 0 | 0 | 0
F5_Commercial_Lodging_Existing_Food Preparation_Electric_Steamer_E9 | F5 | Commercial | Lodging | Existing | Food Preparation | Electric | Steamer | E9 | RIM BC Ratio | 0 | 0 | 0 | 0 | 0 | 0 | 0 | 0 | 0 | 0 | 0 | 0 | 0 | 0 | 0 | 0 | 0 | 0 | 0 | 0 | 0 | 0 | 0 | 0 | 0 | 0 | 0 | 0 | 0 | 0
F5_Commercial_Lodging_Existing_Food Preparation_Electric_Steamer_E10 | F5 | Commercial | Lodging | Existing | Food Preparation | Electric | Steamer | E10 | RIM BC Ratio | 0 | 0 | 0 | 0 | 0 | 0 | 0 | 0 | 0 | 0 | 0 | 0 | 0 | 0 | 0 | 0 | 0 | 0 | 0 | 0 | 0 | 0 | 0 | 0 | 0 | 0 | 0 | 0 | 0 | 0
F0_Commercial_Lodging_Existing_Food Preparation_Electric_Griddle_E0 | F0 | Commercial | Lodging | Existing | Food Preparation | Electric | Griddle | E0 | Economic Unit | 0 | 0 | 0 | 0 | 0 | 0 | 0 | 0 | 0 | 0 | 0 | 0 | 0 | 0 | 0 | 0 | 0 | 0 | 0 | 0 | 0 | 0 | 0 | 0 | 0 | 0 | 0 | 0 | 0 | 0
F1_Commercial_Lodging_Existing_Food Preparation_Electric_Griddle_E1 | F1 | Commercial | Lodging | Existing | Food Preparation | Electric | Griddle | E1 | CCE | 0 | 0 | 0 | 0 | 0 | 0 | 0 | 0 | 0 | 0 | 0 | 0 | 0 | 0 | 0 | 0 | 0 | 0 | 0 | 0 | 0 | 0 | 0 | 0 | 0 | 0 | 0 | 0 | 0 | 0
F1_Commercial_Lodging_Existing_Food Preparation_Electric_Griddle_E2 | F1 | Commercial | Lodging | Existing | Food Preparation | Electric | Griddle | E2 | CCE | 0 | 0 | 0 | 0 | 0 | 0 | 0 | 0 | 0 | 0 | 0 | 0 | 0 | 0 | 0 | 0 | 0 | 0 | 0 | 0 | 0 | 0 | 0 | 0 | 0 | 0 | 0 | 0 | 0 | 0
F1_Commercial_Lodging_Existing_Food Preparation_Electric_Griddle_E3 | F1 | Commercial | Lodging | Existing | Food Preparation | Electric | Griddle | E3 | CCE | 0 | 0 | 0 | 0 | 0 | 0 | 0 | 0 | 0 | 0 | 0 | 0 | 0 | 0 | 0 | 0 | 0 | 0 | 0 | 0 | 0 | 0 | 0 | 0 | 0 | 0 | 0 | 0 | 0 | 0
F1_Commercial_Lodging_Existing_Food Preparation_Electric_Griddle_E4 | F1 | Commercial | Lodging | Existing | Food Preparation | Electric | Griddle | E4 | CCE | 0 | 0 | 0 | 0 | 0 | 0 | 0 | 0 | 0 | 0 | 0 | 0 | 0 | 0 | 0 | 0 | 0 | 0 | 0 | 0 | 0 | 0 | 0 | 0 | 0 | 0 | 0 | 0 | 0 | 0
F1_Commercial_Lodging_Existing_Food Preparation_Electric_Griddle_E5 | F1 | Commercial | Lodging | Existing | Food Preparation | Electric | Griddle | E5 | CCE | 0 | 0 | 0 | 0 | 0 | 0 | 0 | 0 | 0 | 0 | 0 | 0 | 0 | 0 | 0 | 0 | 0 | 0 | 0 | 0 | 0 | 0 | 0 | 0 | 0 | 0 | 0 | 0 | 0 | 0
F1_Commercial_Lodging_Existing_Food Preparation_Electric_Griddle_E6 | F1 | Commercial | Lodging | Existing | Food Preparation | Electric | Griddle | E6 | CCE | 0 | 0 | 0 | 0 | 0 | 0 | 0 | 0 | 0 | 0 | 0 | 0 | 0 | 0 | 0 | 0 | 0 | 0 | 0 | 0 | 0 | 0 | 0 | 0 | 0 | 0 | 0 | 0 | 0 | 0
F1_Commercial_Lodging_Existing_Food Preparation_Electric_Griddle_E7 | F1 | Commercial | Lodging | Existing | Food Preparation | Electric | Griddle | E7 | CCE | 0 | 0 | 0 | 0 | 0 | 0 | 0 | 0 | 0 | 0 | 0 | 0 | 0 | 0 | 0 | 0 | 0 | 0 | 0 | 0 | 0 | 0 | 0 | 0 | 0 | 0 | 0 | 0 | 0 | 0
F1_Commercial_Lodging_Existing_Food Preparation_Electric_Griddle_E8 | F1 | Commercial | Lodging | Existing | Food Preparation | Electric | Griddle | E8 | CCE | 0 | 0 | 0 | 0 | 0 | 0 | 0 | 0 | 0 | 0 | 0 | 0 | 0 | 0 | 0 | 0 | 0 | 0 | 0 | 0 | 0 | 0 | 0 | 0 | 0 | 0 | 0 | 0 | 0 | 0
F1_Commercial_Lodging_Existing_Food Preparation_Electric_Griddle_E9 | F1 | Commercial | Lodging | Existing | Food Preparation | Electric | Griddle | E9 | CCE | 0 | 0 | 0 | 0 | 0 | 0 | 0 | 0 | 0 | 0 | 0 | 0 | 0 | 0 | 0 | 0 | 0 | 0 | 0 | 0 | 0 | 0 | 0 | 0 | 0 | 0 | 0 | 0 | 0 | 0
F1_Commercial_Lodging_Existing_Food Preparation_Electric_Griddle_E10 | F1 | Commercial | Lodging | Existing | Food Preparation | Electric | Griddle | E10 | CCE | 0 | 0 | 0 | 0 | 0 | 0 | 0 | 0 | 0 | 0 | 0 | 0 | 0 | 0 | 0 | 0 | 0 | 0 | 0 | 0 | 0 | 0 | 0 | 0 | 0 | 0 | 0 | 0 | 0 | 0
F2_Commercial_Lodging_Existing_Food Preparation_Electric_Griddle_E1 | F2 | Commercial | Lodging | Existing | Food Preparation | Electric | Griddle | E1 | TRC BC Ratio | 0 | 0 | 0 | 0 | 0 | 0 | 0 | 0 | 0 | 0 | 0 | 0 | 0 | 0 | 0 | 0 | 0 | 0 | 0 | 0 | 0 | 0 | 0 | 0 | 0 | 0 | 0 | 0 | 0 | 0
F2_Commercial_Lodging_Existing_Food Preparation_Electric_Griddle_E2 | F2 | Commercial | Lodging | Existing | Food Preparation | Electric | Griddle | E2 | TRC BC Ratio | 0 | 0 | 0 | 0 | 0 | 0 | 0 | 0 | 0 | 0 | 0 | 0 | 0 | 0 | 0 | 0 | 0 | 0 | 0 | 0 | 0 | 0 | 0 | 0 | 0 | 0 | 0 | 0 | 0 | 0
F2_Commercial_Lodging_Existing_Food Preparation_Electric_Griddle_E3 | F2 | Commercial | Lodging | Existing | Food Preparation | Electric | Griddle | E3 | TRC BC Ratio | 0 | 0 | 0 | 0 | 0 | 0 | 0 | 0 | 0 | 0 | 0 | 0 | 0 | 0 | 0 | 0 | 0 | 0 | 0 | 0 | 0 | 0 | 0 | 0 | 0 | 0 | 0 | 0 | 0 | 0
F2_Commercial_Lodging_Existing_Food Preparation_Electric_Griddle_E4 | F2 | Commercial | Lodging | Existing | Food Preparation | Electric | Griddle | E4 | TRC BC Ratio | 0 | 0 | 0 | 0 | 0 | 0 | 0 | 0 | 0 | 0 | 0 | 0 | 0 | 0 | 0 | 0 | 0 | 0 | 0 | 0 | 0 | 0 | 0 | 0 | 0 | 0 | 0 | 0 | 0 | 0
F2_Commercial_Lodging_Existing_Food Preparation_Electric_Griddle_E5 | F2 | Commercial | Lodging | Existing | Food Preparation | Electric | Griddle | E5 | TRC BC Ratio | 0 | 0 | 0 | 0 | 0 | 0 | 0 | 0 | 0 | 0 | 0 | 0 | 0 | 0 | 0 | 0 | 0 | 0 | 0 | 0 | 0 | 0 | 0 | 0 | 0 | 0 | 0 | 0 | 0 | 0
F2_Commercial_Lodging_Existing_Food Preparation_Electric_Griddle_E6 | F2 | Commercial | Lodging | Existing | Food Preparation | Electric | Griddle | E6 | TRC BC Ratio | 0 | 0 | 0 | 0 | 0 | 0 | 0 | 0 | 0 | 0 | 0 | 0 | 0 | 0 | 0 | 0 | 0 | 0 | 0 | 0 | 0 | 0 | 0 | 0 | 0 | 0 | 0 | 0 | 0 | 0
F2_Commercial_Lodging_Existing_Food Preparation_Electric_Griddle_E7 | F2 | Commercial | Lodging | Existing | Food Preparation | Electric | Griddle | E7 | TRC BC Ratio | 0 | 0 | 0 | 0 | 0 | 0 | 0 | 0 | 0 | 0 | 0 | 0 | 0 | 0 | 0 | 0 | 0 | 0 | 0 | 0 | 0 | 0 | 0 | 0 | 0 | 0 | 0 | 0 | 0 | 0
F2_Commercial_Lodging_Existing_Food Preparation_Electric_Griddle_E8 | F2 | Commercial | Lodging | Existing | Food Preparation | Electric | Griddle | E8 | TRC BC Ratio | 0 | 0 | 0 | 0 | 0 | 0 | 0 | 0 | 0 | 0 | 0 | 0 | 0 | 0 | 0 | 0 | 0 | 0 | 0 | 0 | 0 | 0 | 0 | 0 | 0 | 0 | 0 | 0 | 0 | 0
F2_Commercial_Lodging_Existing_Food Preparation_Electric_Griddle_E9 | F2 | Commercial | Lodging | Existing | Food Preparation | Electric | Griddle | E9 | TRC BC Ratio | 0 | 0 | 0 | 0 | 0 | 0 | 0 | 0 | 0 | 0 | 0 | 0 | 0 | 0 | 0 | 0 | 0 | 0 | 0 | 0 | 0 | 0 | 0 | 0 | 0 | 0 | 0 | 0 | 0 | 0
F2_Commercial_Lodging_Existing_Food Preparation_Electric_Griddle_E10 | F2 | Commercial | Lodging | Existing | Food Preparation | Electric | Griddle | E10 | TRC BC Ratio | 0 | 0 | 0 | 0 | 0 | 0 | 0 | 0 | 0 | 0 | 0 | 0 | 0 | 0 | 0 | 0 | 0 | 0 | 0 | 0 | 0 | 0 | 0 | 0 | 0 | 0 | 0 | 0 | 0 | 0
F3_Commercial_Lodging_Existing_Food Preparation_Electric_Griddle_E1 | F3 | Commercial | Lodging | Existing | Food Preparation | Electric | Griddle | E1 | PACT BC Ratio | 0 | 0 | 0 | 0 | 0 | 0 | 0 | 0 | 0 | 0 | 0 | 0 | 0 | 0 | 0 | 0 | 0 | 0 | 0 | 0 | 0 | 0 | 0 | 0 | 0 | 0 | 0 | 0 | 0 | 0
F3_Commercial_Lodging_Existing_Food Preparation_Electric_Griddle_E2 | F3 | Commercial | Lodging | Existing | Food Preparation | Electric | Griddle | E2 | PACT BC Ratio | 0 | 0 | 0 | 0 | 0 | 0 | 0 | 0 | 0 | 0 | 0 | 0 | 0 | 0 | 0 | 0 | 0 | 0 | 0 | 0 | 0 | 0 | 0 | 0 | 0 | 0 | 0 | 0 | 0 | 0
F3_Commercial_Lodging_Existing_Food Preparation_Electric_Griddle_E3 | F3 | Commercial | Lodging | Existing | Food Preparation | Electric | Griddle | E3 | PACT BC Ratio | 0 | 0 | 0 | 0 | 0 | 0 | 0 | 0 | 0 | 0 | 0 | 0 | 0 | 0 | 0 | 0 | 0 | 0 | 0 | 0 | 0 | 0 | 0 | 0 | 0 | 0 | 0 | 0 | 0 | 0
F3_Commercial_Lodging_Existing_Food Preparation_Electric_Griddle_E4 | F3 | Commercial | Lodging | Existing | Food Preparation | Electric | Griddle | E4 | PACT BC Ratio | 0 | 0 | 0 | 0 | 0 | 0 | 0 | 0 | 0 | 0 | 0 | 0 | 0 | 0 | 0 | 0 | 0 | 0 | 0 | 0 | 0 | 0 | 0 | 0 | 0 | 0 | 0 | 0 | 0 | 0
F3_Commercial_Lodging_Existing_Food Preparation_Electric_Griddle_E5 | F3 | Commercial | Lodging | Existing | Food Preparation | Electric | Griddle | E5 | PACT BC Ratio | 0 | 0 | 0 | 0 | 0 | 0 | 0 | 0 | 0 | 0 | 0 | 0 | 0 | 0 | 0 | 0 | 0 | 0 | 0 | 0 | 0 | 0 | 0 | 0 | 0 | 0 | 0 | 0 | 0 | 0
F3_Commercial_Lodging_Existing_Food Preparation_Electric_Griddle_E6 | F3 | Commercial | Lodging | Existing | Food Preparation | Electric | Griddle | E6 | PACT BC Ratio | 0 | 0 | 0 | 0 | 0 | 0 | 0 | 0 | 0 | 0 | 0 | 0 | 0 | 0 | 0 | 0 | 0 | 0 | 0 | 0 | 0 | 0 | 0 | 0 | 0 | 0 | 0 | 0 | 0 | 0
F3_Commercial_Lodging_Existing_Food Preparation_Electric_Griddle_E7 | F3 | Commercial | Lodging | Existing | Food Preparation | Electric | Griddle | E7 | PACT BC Ratio | 0 | 0 | 0 | 0 | 0 | 0 | 0 | 0 | 0 | 0 | 0 | 0 | 0 | 0 | 0 | 0 | 0 | 0 | 0 | 0 | 0 | 0 | 0 | 0 | 0 | 0 | 0 | 0 | 0 | 0
F3_Commercial_Lodging_Existing_Food Preparation_Electric_Griddle_E8 | F3 | Commercial | Lodging | Existing | Food Preparation | Electric | Griddle | E8 | PACT BC Ratio | 0 | 0 | 0 | 0 | 0 | 0 | 0 | 0 | 0 | 0 | 0 | 0 | 0 | 0 | 0 | 0 | 0 | 0 | 0 | 0 | 0 | 0 | 0 | 0 | 0 | 0 | 0 | 0 | 0 | 0
F3_Commercial_Lodging_Existing_Food Preparation_Electric_Griddle_E9 | F3 | Commercial | Lodging | Existing | Food Preparation | Electric | Griddle | E9 | PACT BC Ratio | 0 | 0 | 0 | 0 | 0 | 0 | 0 | 0 | 0 | 0 | 0 | 0 | 0 | 0 | 0 | 0 | 0 | 0 | 0 | 0 | 0 | 0 | 0 | 0 | 0 | 0 | 0 | 0 | 0 | 0
F3_Commercial_Lodging_Existing_Food Preparation_Electric_Griddle_E10 | F3 | Commercial | Lodging | Existing | Food Preparation | Electric | Griddle | E10 | PACT BC Ratio | 0 | 0 | 0 | 0 | 0 | 0 | 0 | 0 | 0 | 0 | 0 | 0 | 0 | 0 | 0 | 0 | 0 | 0 | 0 | 0 | 0 | 0 | 0 | 0 | 0 | 0 | 0 | 0 | 0 | 0
F4_Commercial_Lodging_Existing_Food Preparation_Electric_Griddle_E1 | F4 | Commercial | Lodging | Existing | Food Preparation | Electric | Griddle | E1 | RVT BC Ratio | 0 | 0 | 0 | 0 | 0 | 0 | 0 | 0 | 0 | 0 | 0 | 0 | 0 | 0 | 0 | 0 | 0 | 0 | 0 | 0 | 0 | 0 | 0 | 0 | 0 | 0 | 0 | 0 | 0 | 0
F4_Commercial_Lodging_Existing_Food Preparation_Electric_Griddle_E2 | F4 | Commercial | Lodging | Existing | Food Preparation | Electric | Griddle | E2 | RVT BC Ratio | 0 | 0 | 0 | 0 | 0 | 0 | 0 | 0 | 0 | 0 | 0 | 0 | 0 | 0 | 0 | 0 | 0 | 0 | 0 | 0 | 0 | 0 | 0 | 0 | 0 | 0 | 0 | 0 | 0 | 0
F4_Commercial_Lodging_Existing_Food Preparation_Electric_Griddle_E3 | F4 | Commercial | Lodging | Existing | Food Preparation | Electric | Griddle | E3 | RVT BC Ratio | 0 | 0 | 0 | 0 | 0 | 0 | 0 | 0 | 0 | 0 | 0 | 0 | 0 | 0 | 0 | 0 | 0 | 0 | 0 | 0 | 0 | 0 | 0 | 0 | 0 | 0 | 0 | 0 | 0 | 0
F4_Commercial_Lodging_Existing_Food Preparation_Electric_Griddle_E4 | F4 | Commercial | Lodging | Existing | Food Preparation | Electric | Griddle | E4 | RVT BC Ratio | 0 | 0 | 0 | 0 | 0 | 0 | 0 | 0 | 0 | 0 | 0 | 0 | 0 | 0 | 0 | 0 | 0 | 0 | 0 | 0 | 0 | 0 | 0 | 0 | 0 | 0 | 0 | 0 | 0 | 0
F4_Commercial_Lodging_Existing_Food Preparation_Electric_Griddle_E5 | F4 | Commercial | Lodging | Existing | Food Preparation | Electric | Griddle | E5 | RVT BC Ratio | 0 | 0 | 0 | 0 | 0 | 0 | 0 | 0 | 0 | 0 | 0 | 0 | 0 | 0 | 0 | 0 | 0 | 0 | 0 | 0 | 0 | 0 | 0 | 0 | 0 | 0 | 0 | 0 | 0 | 0
F4_Commercial_Lodging_Existing_Food Preparation_Electric_Griddle_E6 | F4 | Commercial | Lodging | Existing | Food Preparation | Electric | Griddle | E6 | RVT BC Ratio | 0 | 0 | 0 | 0 | 0 | 0 | 0 | 0 | 0 | 0 | 0 | 0 | 0 | 0 | 0 | 0 | 0 | 0 | 0 | 0 | 0 | 0 | 0 | 0 | 0 | 0 | 0 | 0 | 0 | 0
F4_Commercial_Lodging_Existing_Food Preparation_Electric_Griddle_E7 | F4 | Commercial | Lodging | Existing | Food Preparation | Electric | Griddle | E7 | RVT BC Ratio | 0 | 0 | 0 | 0 | 0 | 0 | 0 | 0 | 0 | 0 | 0 | 0 | 0 | 0 | 0 | 0 | 0 | 0 | 0 | 0 | 0 | 0 | 0 | 0 | 0 | 0 | 0 | 0 | 0 | 0
F4_Commercial_Lodging_Existing_Food Preparation_Electric_Griddle_E8 | F4 | Commercial | Lodging | Existing | Food Preparation | Electric | Griddle | E8 | RVT BC Ratio | 0 | 0 | 0 | 0 | 0 | 0 | 0 | 0 | 0 | 0 | 0 | 0 | 0 | 0 | 0 | 0 | 0 | 0 | 0 | 0 | 0 | 0 | 0 | 0 | 0 | 0 | 0 | 0 | 0 | 0
F4_Commercial_Lodging_Existing_Food Preparation_Electric_Griddle_E9 | F4 | Commercial | Lodging | Existing | Food Preparation | Electric | Griddle | E9 | RVT BC Ratio | 0 | 0 | 0 | 0 | 0 | 0 | 0 | 0 | 0 | 0 | 0 | 0 | 0 | 0 | 0 | 0 | 0 | 0 | 0 | 0 | 0 | 0 | 0 | 0 | 0 | 0 | 0 | 0 | 0 | 0
F4_Commercial_Lodging_Existing_Food Preparation_Electric_Griddle_E10 | F4 | Commercial | Lodging | Existing | Food Preparation | Electric | Griddle | E10 | RVT BC Ratio | 0 | 0 | 0 | 0 | 0 | 0 | 0 | 0 | 0 | 0 | 0 | 0 | 0 | 0 | 0 | 0 | 0 | 0 | 0 | 0 | 0 | 0 | 0 | 0 | 0 | 0 | 0 | 0 | 0 | 0
F5_Commercial_Lodging_Existing_Food Preparation_Electric_Griddle_E1 | F5 | Commercial | Lodging | Existing | Food Preparation | Electric | Griddle | E1 | RIM BC Ratio | 0 | 0 | 0 | 0 | 0 | 0 | 0 | 0 | 0 | 0 | 0 | 0 | 0 | 0 | 0 | 0 | 0 | 0 | 0 | 0 | 0 | 0 | 0 | 0 | 0 | 0 | 0 | 0 | 0 | 0
F5_Commercial_Lodging_Existing_Food Preparation_Electric_Griddle_E2 | F5 | Commercial | Lodging | Existing | Food Preparation | Electric | Griddle | E2 | RIM BC Ratio | 0 | 0 | 0 | 0 | 0 | 0 | 0 | 0 | 0 | 0 | 0 | 0 | 0 | 0 | 0 | 0 | 0 | 0 | 0 | 0 | 0 | 0 | 0 | 0 | 0 | 0 | 0 | 0 | 0 | 0
F5_Commercial_Lodging_Existing_Food Preparation_Electric_Griddle_E3 | F5 | Commercial | Lodging | Existing | Food Preparation | Electric | Griddle | E3 | RIM BC Ratio | 0 | 0 | 0 | 0 | 0 | 0 | 0 | 0 | 0 | 0 | 0 | 0 | 0 | 0 | 0 | 0 | 0 | 0 | 0 | 0 | 0 | 0 | 0 | 0 | 0 | 0 | 0 | 0 | 0 | 0
F5_Commercial_Lodging_Existing_Food Preparation_Electric_Griddle_E4 | F5 | Commercial | Lodging | Existing | Food Preparation | Electric | Griddle | E4 | RIM BC Ratio | 0 | 0 | 0 | 0 | 0 | 0 | 0 | 0 | 0 | 0 | 0 | 0 | 0 | 0 | 0 | 0 | 0 | 0 | 0 | 0 | 0 | 0 | 0 | 0 | 0 | 0 | 0 | 0 | 0 | 0
F5_Commercial_Lodging_Existing_Food Preparation_Electric_Griddle_E5 | F5 | Commercial | Lodging | Existing | Food Preparation | Electric | Griddle | E5 | RIM BC Ratio | 0 | 0 | 0 | 0 | 0 | 0 | 0 | 0 | 0 | 0 | 0 | 0 | 0 | 0 | 0 | 0 | 0 | 0 | 0 | 0 | 0 | 0 | 0 | 0 | 0 | 0 | 0 | 0 | 0 | 0
F5_Commercial_Lodging_Existing_Food Preparation_Electric_Griddle_E6 | F5 | Commercial | Lodging | Existing | Food Preparation | Electric | Griddle | E6 | RIM BC Ratio | 0 | 0 | 0 | 0 | 0 | 0 | 0 | 0 | 0 | 0 | 0 | 0 | 0 | 0 | 0 | 0 | 0 | 0 | 0 | 0 | 0 | 0 | 0 | 0 | 0 | 0 | 0 | 0 | 0 | 0
F5_Commercial_Lodging_Existing_Food Preparation_Electric_Griddle_E7 | F5 | Commercial | Lodging | Existing | Food Preparation | Electric | Griddle | E7 | RIM BC Ratio | 0 | 0 | 0 | 0 | 0 | 0 | 0 | 0 | 0 | 0 | 0 | 0 | 0 | 0 | 0 | 0 | 0 | 0 | 0 | 0 | 0 | 0 | 0 | 0 | 0 | 0 | 0 | 0 | 0 | 0
F5_Commercial_Lodging_Existing_Food Preparation_Electric_Griddle_E8 | F5 | Commercial | Lodging | Existing | Food Preparation | Electric | Griddle | E8 | RIM BC Ratio | 0 | 0 | 0 | 0 | 0 | 0 | 0 | 0 | 0 | 0 | 0 | 0 | 0 | 0 | 0 | 0 | 0 | 0 | 0 | 0 | 0 | 0 | 0 | 0 | 0 | 0 | 0 | 0 | 0 | 0
F5_Commercial_Lodging_Existing_Food Preparation_Electric_Griddle_E9 | F5 | Commercial | Lodging | Existing | Food Preparation | Electric | Griddle | E9 | RIM BC Ratio | 0 | 0 | 0 | 0 | 0 | 0 | 0 | 0 | 0 | 0 | 0 | 0 | 0 | 0 | 0 | 0 | 0 | 0 | 0 | 0 | 0 | 0 | 0 | 0 | 0 | 0 | 0 | 0 | 0 | 0
F5_Commercial_Lodging_Existing_Food Preparation_Electric_Griddle_E10 | F5 | Commercial | Lodging | Existing | Food Preparation | Electric | Griddle | E10 | RIM BC Ratio | 0 | 0 | 0 | 0 | 0 | 0 | 0 | 0 | 0 | 0 | 0 | 0 | 0 | 0 | 0 | 0 | 0 | 0 | 0 | 0 | 0 | 0 | 0 | 0 | 0 | 0 | 0 | 0 | 0 | 0
F0_Commercial_Lodging_Existing_Office Equipment_Electric_Desktop Computer_E0 | F0 | Commercial | Lodging | Existing | Office Equipment | Electric | Desktop Computer | E0 | Economic Unit | 0 | 0 | 0 | 0 | 0 | 0 | 0 | 0 | 0 | 0 | 0 | 0 | 0 | 0 | 0 | 0 | 0 | 0 | 0 | 0 | 0 | 0 | 0 | 0 | 0 | 0 | 0 | 0 | 0 | 0
F1_Commercial_Lodging_Existing_Office Equipment_Electric_Desktop Computer_E1 | F1 | Commercial | Lodging | Existing | Office Equipment | Electric | Desktop Computer | E1 | CCE | 0 | 0 | 0 | 0 | 0 | 0 | 0 | 0 | 0 | 0 | 0 | 0 | 0 | 0 | 0 | 0 | 0 | 0 | 0 | 0 | 0 | 0 | 0 | 0 | 0 | 0 | 0 | 0 | 0 | 0
F1_Commercial_Lodging_Existing_Office Equipment_Electric_Desktop Computer_E2 | F1 | Commercial | Lodging | Existing | Office Equipment | Electric | Desktop Computer | E2 | CCE | 0 | 0 | 0 | 0 | 0 | 0 | 0 | 0 | 0 | 0 | 0 | 0 | 0 | 0 | 0 | 0 | 0 | 0 | 0 | 0 | 0 | 0 | 0 | 0 | 0 | 0 | 0 | 0 | 0 | 0
F1_Commercial_Lodging_Existing_Office Equipment_Electric_Desktop Computer_E3 | F1 | Commercial | Lodging | Existing | Office Equipment | Electric | Desktop Computer | E3 | CCE | 0 | 0 | 0 | 0 | 0 | 0 | 0 | 0 | 0 | 0 | 0 | 0 | 0 | 0 | 0 | 0 | 0 | 0 | 0 | 0 | 0 | 0 | 0 | 0 | 0 | 0 | 0 | 0 | 0 | 0
F1_Commercial_Lodging_Existing_Office Equipment_Electric_Desktop Computer_E4 | F1 | Commercial | Lodging | Existing | Office Equipment | Electric | Desktop Computer | E4 | CCE | 0 | 0 | 0 | 0 | 0 | 0 | 0 | 0 | 0 | 0 | 0 | 0 | 0 | 0 | 0 | 0 | 0 | 0 | 0 | 0 | 0 | 0 | 0 | 0 | 0 | 0 | 0 | 0 | 0 | 0
F1_Commercial_Lodging_Existing_Office Equipment_Electric_Desktop Computer_E5 | F1 | Commercial | Lodging | Existing | Office Equipment | Electric | Desktop Computer | E5 | CCE | 0 | 0 | 0 | 0 | 0 | 0 | 0 | 0 | 0 | 0 | 0 | 0 | 0 | 0 | 0 | 0 | 0 | 0 | 0 | 0 | 0 | 0 | 0 | 0 | 0 | 0 | 0 | 0 | 0 | 0
F1_Commercial_Lodging_Existing_Office Equipment_Electric_Desktop Computer_E6 | F1 | Commercial | Lodging | Existing | Office Equipment | Electric | Desktop Computer | E6 | CCE | 0 | 0 | 0 | 0 | 0 | 0 | 0 | 0 | 0 | 0 | 0 | 0 | 0 | 0 | 0 | 0 | 0 | 0 | 0 | 0 | 0 | 0 | 0 | 0 | 0 | 0 | 0 | 0 | 0 | 0
F1_Commercial_Lodging_Existing_Office Equipment_Electric_Desktop Computer_E7 | F1 | Commercial | Lodging | Existing | Office Equipment | Electric | Desktop Computer | E7 | CCE | 0 | 0 | 0 | 0 | 0 | 0 | 0 | 0 | 0 | 0 | 0 | 0 | 0 | 0 | 0 | 0 | 0 | 0 | 0 | 0 | 0 | 0 | 0 | 0 | 0 | 0 | 0 | 0 | 0 | 0
F1_Commercial_Lodging_Existing_Office Equipment_Electric_Desktop Computer_E8 | F1 | Commercial | Lodging | Existing | Office Equipment | Electric | Desktop Computer | E8 | CCE | 0 | 0 | 0 | 0 | 0 | 0 | 0 | 0 | 0 | 0 | 0 | 0 | 0 | 0 | 0 | 0 | 0 | 0 | 0 | 0 | 0 | 0 | 0 | 0 | 0 | 0 | 0 | 0 | 0 | 0
F1_Commercial_Lodging_Existing_Office Equipment_Electric_Desktop Computer_E9 | F1 | Commercial | Lodging | Existing | Office Equipment | Electric | Desktop Computer | E9 | CCE | 0 | 0 | 0 | 0 | 0 | 0 | 0 | 0 | 0 | 0 | 0 | 0 | 0 | 0 | 0 | 0 | 0 | 0 | 0 | 0 | 0 | 0 | 0 | 0 | 0 | 0 | 0 | 0 | 0 | 0
F1_Commercial_Lodging_Existing_Office Equipment_Electric_Desktop Computer_E10 | F1 | Commercial | Lodging | Existing | Office Equipment | Electric | Desktop Computer | E10 | CCE | 0 | 0 | 0 | 0 | 0 | 0 | 0 | 0 | 0 | 0 | 0 | 0 | 0 | 0 | 0 | 0 | 0 | 0 | 0 | 0 | 0 | 0 | 0 | 0 | 0 | 0 | 0 | 0 | 0 | 0
F2_Commercial_Lodging_Existing_Office Equipment_Electric_Desktop Computer_E1 | F2 | Commercial | Lodging | Existing | Office Equipment | Electric | Desktop Computer | E1 | TRC BC Ratio | 0 | 0 | 0 | 0 | 0 | 0 | 0 | 0 | 0 | 0 | 0 | 0 | 0 | 0 | 0 | 0 | 0 | 0 | 0 | 0 | 0 | 0 | 0 | 0 | 0 | 0 | 0 | 0 | 0 | 0
F2_Commercial_Lodging_Existing_Office Equipment_Electric_Desktop Computer_E2 | F2 | Commercial | Lodging | Existing | Office Equipment | Electric | Desktop Computer | E2 | TRC BC Ratio | 0 | 0 | 0 | 0 | 0 | 0 | 0 | 0 | 0 | 0 | 0 | 0 | 0 | 0 | 0 | 0 | 0 | 0 | 0 | 0 | 0 | 0 | 0 | 0 | 0 | 0 | 0 | 0 | 0 | 0
F2_Commercial_Lodging_Existing_Office Equipment_Electric_Desktop Computer_E3 | F2 | Commercial | Lodging | Existing | Office Equipment | Electric | Desktop Computer | E3 | TRC BC Ratio | 0 | 0 | 0 | 0 | 0 | 0 | 0 | 0 | 0 | 0 | 0 | 0 | 0 | 0 | 0 | 0 | 0 | 0 | 0 | 0 | 0 | 0 | 0 | 0 | 0 | 0 | 0 | 0 | 0 | 0
F2_Commercial_Lodging_Existing_Office Equipment_Electric_Desktop Computer_E4 | F2 | Commercial | Lodging | Existing | Office Equipment | Electric | Desktop Computer | E4 | TRC BC Ratio | 0 | 0 | 0 | 0 | 0 | 0 | 0 | 0 | 0 | 0 | 0 | 0 | 0 | 0 | 0 | 0 | 0 | 0 | 0 | 0 | 0 | 0 | 0 | 0 | 0 | 0 | 0 | 0 | 0 | 0
F2_Commercial_Lodging_Existing_Office Equipment_Electric_Desktop Computer_E5 | F2 | Commercial | Lodging | Existing | Office Equipment | Electric | Desktop Computer | E5 | TRC BC Ratio | 0 | 0 | 0 | 0 | 0 | 0 | 0 | 0 | 0 | 0 | 0 | 0 | 0 | 0 | 0 | 0 | 0 | 0 | 0 | 0 | 0 | 0 | 0 | 0 | 0 | 0 | 0 | 0 | 0 | 0
F2_Commercial_Lodging_Existing_Office Equipment_Electric_Desktop Computer_E6 | F2 | Commercial | Lodging | Existing | Office Equipment | Electric | Desktop Computer | E6 | TRC BC Ratio | 0 | 0 | 0 | 0 | 0 | 0 | 0 | 0 | 0 | 0 | 0 | 0 | 0 | 0 | 0 | 0 | 0 | 0 | 0 | 0 | 0 | 0 | 0 | 0 | 0 | 0 | 0 | 0 | 0 | 0
F2_Commercial_Lodging_Existing_Office Equipment_Electric_Desktop Computer_E7 | F2 | Commercial | Lodging | Existing | Office Equipment | Electric | Desktop Computer | E7 | TRC BC Ratio | 0 | 0 | 0 | 0 | 0 | 0 | 0 | 0 | 0 | 0 | 0 | 0 | 0 | 0 | 0 | 0 | 0 | 0 | 0 | 0 | 0 | 0 | 0 | 0 | 0 | 0 | 0 | 0 | 0 | 0
F2_Commercial_Lodging_Existing_Office Equipment_Electric_Desktop Computer_E8 | F2 | Commercial | Lodging | Existing | Office Equipment | Electric | Desktop Computer | E8 | TRC BC Ratio | 0 | 0 | 0 | 0 | 0 | 0 | 0 | 0 | 0 | 0 | 0 | 0 | 0 | 0 | 0 | 0 | 0 | 0 | 0 | 0 | 0 | 0 | 0 | 0 | 0 | 0 | 0 | 0 | 0 | 0
F2_Commercial_Lodging_Existing_Office Equipment_Electric_Desktop Computer_E9 | F2 | Commercial | Lodging | Existing | Office Equipment | Electric | Desktop Computer | E9 | TRC BC Ratio | 0 | 0 | 0 | 0 | 0 | 0 | 0 | 0 | 0 | 0 | 0 | 0 | 0 | 0 | 0 | 0 | 0 | 0 | 0 | 0 | 0 | 0 | 0 | 0 | 0 | 0 | 0 | 0 | 0 | 0
F2_Commercial_Lodging_Existing_Office Equipment_Electric_Desktop Computer_E10 | F2 | Commercial | Lodging | Existing | Office Equipment | Electric | Desktop Computer | E10 | TRC BC Ratio | 0 | 0 | 0 | 0 | 0 | 0 | 0 | 0 | 0 | 0 | 0 | 0 | 0 | 0 | 0 | 0 | 0 | 0 | 0 | 0 | 0 | 0 | 0 | 0 | 0 | 0 | 0 | 0 | 0 | 0
F3_Commercial_Lodging_Existing_Office Equipment_Electric_Desktop Computer_E1 | F3 | Commercial | Lodging | Existing | Office Equipment | Electric | Desktop Computer | E1 | PACT BC Ratio | 0 | 0 | 0 | 0 | 0 | 0 | 0 | 0 | 0 | 0 | 0 | 0 | 0 | 0 | 0 | 0 | 0 | 0 | 0 | 0 | 0 | 0 | 0 | 0 | 0 | 0 | 0 | 0 | 0 | 0
F3_Commercial_Lodging_Existing_Office Equipment_Electric_Desktop Computer_E2 | F3 | Commercial | Lodging | Existing | Office Equipment | Electric | Desktop Computer | E2 | PACT BC Ratio | 0 | 0 | 0 | 0 | 0 | 0 | 0 | 0 | 0 | 0 | 0 | 0 | 0 | 0 | 0 | 0 | 0 | 0 | 0 | 0 | 0 | 0 | 0 | 0 | 0 | 0 | 0 | 0 | 0 | 0
F3_Commercial_Lodging_Existing_Office Equipment_Electric_Desktop Computer_E3 | F3 | Commercial | Lodging | Existing | Office Equipment | Electric | Desktop Computer | E3 | PACT BC Ratio | 0 | 0 | 0 | 0 | 0 | 0 | 0 | 0 | 0 | 0 | 0 | 0 | 0 | 0 | 0 | 0 | 0 | 0 | 0 | 0 | 0 | 0 | 0 | 0 | 0 | 0 | 0 | 0 | 0 | 0
F3_Commercial_Lodging_Existing_Office Equipment_Electric_Desktop Computer_E4 | F3 | Commercial | Lodging | Existing | Office Equipment | Electric | Desktop Computer | E4 | PACT BC Ratio | 0 | 0 | 0 | 0 | 0 | 0 | 0 | 0 | 0 | 0 | 0 | 0 | 0 | 0 | 0 | 0 | 0 | 0 | 0 | 0 | 0 | 0 | 0 | 0 | 0 | 0 | 0 | 0 | 0 | 0
F3_Commercial_Lodging_Existing_Office Equipment_Electric_Desktop Computer_E5 | F3 | Commercial | Lodging | Existing | Office Equipment | Electric | Desktop Computer | E5 | PACT BC Ratio | 0 | 0 | 0 | 0 | 0 | 0 | 0 | 0 | 0 | 0 | 0 | 0 | 0 | 0 | 0 | 0 | 0 | 0 | 0 | 0 | 0 | 0 | 0 | 0 | 0 | 0 | 0 | 0 | 0 | 0
F3_Commercial_Lodging_Existing_Office Equipment_Electric_Desktop Computer_E6 | F3 | Commercial | Lodging | Existing | Office Equipment | Electric | Desktop Computer | E6 | PACT BC Ratio | 0 | 0 | 0 | 0 | 0 | 0 | 0 | 0 | 0 | 0 | 0 | 0 | 0 | 0 | 0 | 0 | 0 | 0 | 0 | 0 | 0 | 0 | 0 | 0 | 0 | 0 | 0 | 0 | 0 | 0
F3_Commercial_Lodging_Existing_Office Equipment_Electric_Desktop Computer_E7 | F3 | Commercial | Lodging | Existing | Office Equipment | Electric | Desktop Computer | E7 | PACT BC Ratio | 0 | 0 | 0 | 0 | 0 | 0 | 0 | 0 | 0 | 0 | 0 | 0 | 0 | 0 | 0 | 0 | 0 | 0 | 0 | 0 | 0 | 0 | 0 | 0 | 0 | 0 | 0 | 0 | 0 | 0
F3_Commercial_Lodging_Existing_Office Equipment_Electric_Desktop Computer_E8 | F3 | Commercial | Lodging | Existing | Office Equipment | Electric | Desktop Computer | E8 | PACT BC Ratio | 0 | 0 | 0 | 0 | 0 | 0 | 0 | 0 | 0 | 0 | 0 | 0 | 0 | 0 | 0 | 0 | 0 | 0 | 0 | 0 | 0 | 0 | 0 | 0 | 0 | 0 | 0 | 0 | 0 | 0
F3_Commercial_Lodging_Existing_Office Equipment_Electric_Desktop Computer_E9 | F3 | Commercial | Lodging | Existing | Office Equipment | Electric | Desktop Computer | E9 | PACT BC Ratio | 0 | 0 | 0 | 0 | 0 | 0 | 0 | 0 | 0 | 0 | 0 | 0 | 0 | 0 | 0 | 0 | 0 | 0 | 0 | 0 | 0 | 0 | 0 | 0 | 0 | 0 | 0 | 0 | 0 | 0
F3_Commercial_Lodging_Existing_Office Equipment_Electric_Desktop Computer_E10 | F3 | Commercial | Lodging | Existing | Office Equipment | Electric | Desktop Computer | E10 | PACT BC Ratio | 0 | 0 | 0 | 0 | 0 | 0 | 0 | 0 | 0 | 0 | 0 | 0 | 0 | 0 | 0 | 0 | 0 | 0 | 0 | 0 | 0 | 0 | 0 | 0 | 0 | 0 | 0 | 0 | 0 | 0
F4_Commercial_Lodging_Existing_Office Equipment_Electric_Desktop Computer_E1 | F4 | Commercial | Lodging | Existing | Office Equipment | Electric | Desktop Computer | E1 | RVT BC Ratio | 0 | 0 | 0 | 0 | 0 | 0 | 0 | 0 | 0 | 0 | 0 | 0 | 0 | 0 | 0 | 0 | 0 | 0 | 0 | 0 | 0 | 0 | 0 | 0 | 0 | 0 | 0 | 0 | 0 | 0
F4_Commercial_Lodging_Existing_Office Equipment_Electric_Desktop Computer_E2 | F4 | Commercial | Lodging | Existing | Office Equipment | Electric | Desktop Computer | E2 | RVT BC Ratio | 0 | 0 | 0 | 0 | 0 | 0 | 0 | 0 | 0 | 0 | 0 | 0 | 0 | 0 | 0 | 0 | 0 | 0 | 0 | 0 | 0 | 0 | 0 | 0 | 0 | 0 | 0 | 0 | 0 | 0
F4_Commercial_Lodging_Existing_Office Equipment_Electric_Desktop Computer_E3 | F4 | Commercial | Lodging | Existing | Office Equipment | Electric | Desktop Computer | E3 | RVT BC Ratio | 0 | 0 | 0 | 0 | 0 | 0 | 0 | 0 | 0 | 0 | 0 | 0 | 0 | 0 | 0 | 0 | 0 | 0 | 0 | 0 | 0 | 0 | 0 | 0 | 0 | 0 | 0 | 0 | 0 | 0
F4_Commercial_Lodging_Existing_Office Equipment_Electric_Desktop Computer_E4 | F4 | Commercial | Lodging | Existing | Office Equipment | Electric | Desktop Computer | E4 | RVT BC Ratio | 0 | 0 | 0 | 0 | 0 | 0 | 0 | 0 | 0 | 0 | 0 | 0 | 0 | 0 | 0 | 0 | 0 | 0 | 0 | 0 | 0 | 0 | 0 | 0 | 0 | 0 | 0 | 0 | 0 | 0
F4_Commercial_Lodging_Existing_Office Equipment_Electric_Desktop Computer_E5 | F4 | Commercial | Lodging | Existing | Office Equipment | Electric | Desktop Computer | E5 | RVT BC Ratio | 0 | 0 | 0 | 0 | 0 | 0 | 0 | 0 | 0 | 0 | 0 | 0 | 0 | 0 | 0 | 0 | 0 | 0 | 0 | 0 | 0 | 0 | 0 | 0 | 0 | 0 | 0 | 0 | 0 | 0
F4_Commercial_Lodging_Existing_Office Equipment_Electric_Desktop Computer_E6 | F4 | Commercial | Lodging | Existing | Office Equipment | Electric | Desktop Computer | E6 | RVT BC Ratio | 0 | 0 | 0 | 0 | 0 | 0 | 0 | 0 | 0 | 0 | 0 | 0 | 0 | 0 | 0 | 0 | 0 | 0 | 0 | 0 | 0 | 0 | 0 | 0 | 0 | 0 | 0 | 0 | 0 | 0
F4_Commercial_Lodging_Existing_Office Equipment_Electric_Desktop Computer_E7 | F4 | Commercial | Lodging | Existing | Office Equipment | Electric | Desktop Computer | E7 | RVT BC Ratio | 0 | 0 | 0 | 0 | 0 | 0 | 0 | 0 | 0 | 0 | 0 | 0 | 0 | 0 | 0 | 0 | 0 | 0 | 0 | 0 | 0 | 0 | 0 | 0 | 0 | 0 | 0 | 0 | 0 | 0
F4_Commercial_Lodging_Existing_Office Equipment_Electric_Desktop Computer_E8 | F4 | Commercial | Lodging | Existing | Office Equipment | Electric | Desktop Computer | E8 | RVT BC Ratio | 0 | 0 | 0 | 0 | 0 | 0 | 0 | 0 | 0 | 0 | 0 | 0 | 0 | 0 | 0 | 0 | 0 | 0 | 0 | 0 | 0 | 0 | 0 | 0 | 0 | 0 | 0 | 0 | 0 | 0
F4_Commercial_Lodging_Existing_Office Equipment_Electric_Desktop Computer_E9 | F4 | Commercial | Lodging | Existing | Office Equipment | Electric | Desktop Computer | E9 | RVT BC Ratio | 0 | 0 | 0 | 0 | 0 | 0 | 0 | 0 | 0 | 0 | 0 | 0 | 0 | 0 | 0 | 0 | 0 | 0 | 0 | 0 | 0 | 0 | 0 | 0 | 0 | 0 | 0 | 0 | 0 | 0
F4_Commercial_Lodging_Existing_Office Equipment_Electric_Desktop Computer_E10 | F4 | Commercial | Lodging | Existing | Office Equipment | Electric | Desktop Computer | E10 | RVT BC Ratio | 0 | 0 | 0 | 0 | 0 | 0 | 0 | 0 | 0 | 0 | 0 | 0 | 0 | 0 | 0 | 0 | 0 | 0 | 0 | 0 | 0 | 0 | 0 | 0 | 0 | 0 | 0 | 0 | 0 | 0
F5_Commercial_Lodging_Existing_Office Equipment_Electric_Desktop Computer_E1 | F5 | Commercial | Lodging | Existing | Office Equipment | Electric | Desktop Computer | E1 | RIM BC Ratio | 0 | 0 | 0 | 0 | 0 | 0 | 0 | 0 | 0 | 0 | 0 | 0 | 0 | 0 | 0 | 0 | 0 | 0 | 0 | 0 | 0 | 0 | 0 | 0 | 0 | 0 | 0 | 0 | 0 | 0
F5_Commercial_Lodging_Existing_Office Equipment_Electric_Desktop Computer_E2 | F5 | Commercial | Lodging | Existing | Office Equipment | Electric | Desktop Computer | E2 | RIM BC Ratio | 0 | 0 | 0 | 0 | 0 | 0 | 0 | 0 | 0 | 0 | 0 | 0 | 0 | 0 | 0 | 0 | 0 | 0 | 0 | 0 | 0 | 0 | 0 | 0 | 0 | 0 | 0 | 0 | 0 | 0
F5_Commercial_Lodging_Existing_Office Equipment_Electric_Desktop Computer_E3 | F5 | Commercial | Lodging | Existing | Office Equipment | Electric | Desktop Computer | E3 | RIM BC Ratio | 0 | 0 | 0 | 0 | 0 | 0 | 0 | 0 | 0 | 0 | 0 | 0 | 0 | 0 | 0 | 0 | 0 | 0 | 0 | 0 | 0 | 0 | 0 | 0 | 0 | 0 | 0 | 0 | 0 | 0
F5_Commercial_Lodging_Existing_Office Equipment_Electric_Desktop Computer_E4 | F5 | Commercial | Lodging | Existing | Office Equipment | Electric | Desktop Computer | E4 | RIM BC Ratio | 0 | 0 | 0 | 0 | 0 | 0 | 0 | 0 | 0 | 0 | 0 | 0 | 0 | 0 | 0 | 0 | 0 | 0 | 0 | 0 | 0 | 0 | 0 | 0 | 0 | 0 | 0 | 0 | 0 | 0
F5_Commercial_Lodging_Existing_Office Equipment_Electric_Desktop Computer_E5 | F5 | Commercial | Lodging | Existing | Office Equipment | Electric | Desktop Computer | E5 | RIM BC Ratio | 0 | 0 | 0 | 0 | 0 | 0 | 0 | 0 | 0 | 0 | 0 | 0 | 0 | 0 | 0 | 0 | 0 | 0 | 0 | 0 | 0 | 0 | 0 | 0 | 0 | 0 | 0 | 0 | 0 | 0
F5_Commercial_Lodging_Existing_Office Equipment_Electric_Desktop Computer_E6 | F5 | Commercial | Lodging | Existing | Office Equipment | Electric | Desktop Computer | E6 | RIM BC Ratio | 0 | 0 | 0 | 0 | 0 | 0 | 0 | 0 | 0 | 0 | 0 | 0 | 0 | 0 | 0 | 0 | 0 | 0 | 0 | 0 | 0 | 0 | 0 | 0 | 0 | 0 | 0 | 0 | 0 | 0
F5_Commercial_Lodging_Existing_Office Equipment_Electric_Desktop Computer_E7 | F5 | Commercial | Lodging | Existing | Office Equipment | Electric | Desktop Computer | E7 | RIM BC Ratio | 0 | 0 | 0 | 0 | 0 | 0 | 0 | 0 | 0 | 0 | 0 | 0 | 0 | 0 | 0 | 0 | 0 | 0 | 0 | 0 | 0 | 0 | 0 | 0 | 0 | 0 | 0 | 0 | 0 | 0
F5_Commercial_Lodging_Existing_Office Equipment_Electric_Desktop Computer_E8 | F5 | Commercial | Lodging | Existing | Office Equipment | Electric | Desktop Computer | E8 | RIM BC Ratio | 0 | 0 | 0 | 0 | 0 | 0 | 0 | 0 | 0 | 0 | 0 | 0 | 0 | 0 | 0 | 0 | 0 | 0 | 0 | 0 | 0 | 0 | 0 | 0 | 0 | 0 | 0 | 0 | 0 | 0
F5_Commercial_Lodging_Existing_Office Equipment_Electric_Desktop Computer_E9 | F5 | Commercial | Lodging | Existing | Office Equipment | Electric | Desktop Computer | E9 | RIM BC Ratio | 0 | 0 | 0 | 0 | 0 | 0 | 0 | 0 | 0 | 0 | 0 | 0 | 0 | 0 | 0 | 0 | 0 | 0 | 0 | 0 | 0 | 0 | 0 | 0 | 0 | 0 | 0 | 0 | 0 | 0
F5_Commercial_Lodging_Existing_Office Equipment_Electric_Desktop Computer_E10 | F5 | Commercial | Lodging | Existing | Office Equipment | Electric | Desktop Computer | E10 | RIM BC Ratio | 0 | 0 | 0 | 0 | 0 | 0 | 0 | 0 | 0 | 0 | 0 | 0 | 0 | 0 | 0 | 0 | 0 | 0 | 0 | 0 | 0 | 0 | 0 | 0 | 0 | 0 | 0 | 0 | 0 | 0
F0_Commercial_Lodging_Existing_Office Equipment_Electric_Laptop_E0 | F0 | Commercial | Lodging | Existing | Office Equipment | Electric | Laptop | E0 | Economic Unit | 0 | 0 | 0 | 0 | 0 | 0 | 0 | 0 | 0 | 0 | 0 | 0 | 0 | 0 | 0 | 0 | 0 | 0 | 0 | 0 | 0 | 0 | 0 | 0 | 0 | 0 | 0 | 0 | 0 | 0
F1_Commercial_Lodging_Existing_Office Equipment_Electric_Laptop_E1 | F1 | Commercial | Lodging | Existing | Office Equipment | Electric | Laptop | E1 | CCE | 0 | 0 | 0 | 0 | 0 | 0 | 0 | 0 | 0 | 0 | 0 | 0 | 0 | 0 | 0 | 0 | 0 | 0 | 0 | 0 | 0 | 0 | 0 | 0 | 0 | 0 | 0 | 0 | 0 | 0
F1_Commercial_Lodging_Existing_Office Equipment_Electric_Laptop_E2 | F1 | Commercial | Lodging | Existing | Office Equipment | Electric | Laptop | E2 | CCE | 0 | 0 | 0 | 0 | 0 | 0 | 0 | 0 | 0 | 0 | 0 | 0 | 0 | 0 | 0 | 0 | 0 | 0 | 0 | 0 | 0 | 0 | 0 | 0 | 0 | 0 | 0 | 0 | 0 | 0
F1_Commercial_Lodging_Existing_Office Equipment_Electric_Laptop_E3 | F1 | Commercial | Lodging | Existing | Office Equipment | Electric | Laptop | E3 | CCE | 0 | 0 | 0 | 0 | 0 | 0 | 0 | 0 | 0 | 0 | 0 | 0 | 0 | 0 | 0 | 0 | 0 | 0 | 0 | 0 | 0 | 0 | 0 | 0 | 0 | 0 | 0 | 0 | 0 | 0
F1_Commercial_Lodging_Existing_Office Equipment_Electric_Laptop_E4 | F1 | Commercial | Lodging | Existing | Office Equipment | Electric | Laptop | E4 | CCE | 0 | 0 | 0 | 0 | 0 | 0 | 0 | 0 | 0 | 0 | 0 | 0 | 0 | 0 | 0 | 0 | 0 | 0 | 0 | 0 | 0 | 0 | 0 | 0 | 0 | 0 | 0 | 0 | 0 | 0
F1_Commercial_Lodging_Existing_Office Equipment_Electric_Laptop_E5 | F1 | Commercial | Lodging | Existing | Office Equipment | Electric | Laptop | E5 | CCE | 0 | 0 | 0 | 0 | 0 | 0 | 0 | 0 | 0 | 0 | 0 | 0 | 0 | 0 | 0 | 0 | 0 | 0 | 0 | 0 | 0 | 0 | 0 | 0 | 0 | 0 | 0 | 0 | 0 | 0
F1_Commercial_Lodging_Existing_Office Equipment_Electric_Laptop_E6 | F1 | Commercial | Lodging | Existing | Office Equipment | Electric | Laptop | E6 | CCE | 0 | 0 | 0 | 0 | 0 | 0 | 0 | 0 | 0 | 0 | 0 | 0 | 0 | 0 | 0 | 0 | 0 | 0 | 0 | 0 | 0 | 0 | 0 | 0 | 0 | 0 | 0 | 0 | 0 | 0
F1_Commercial_Lodging_Existing_Office Equipment_Electric_Laptop_E7 | F1 | Commercial | Lodging | Existing | Office Equipment | Electric | Laptop | E7 | CCE | 0 | 0 | 0 | 0 | 0 | 0 | 0 | 0 | 0 | 0 | 0 | 0 | 0 | 0 | 0 | 0 | 0 | 0 | 0 | 0 | 0 | 0 | 0 | 0 | 0 | 0 | 0 | 0 | 0 | 0
F1_Commercial_Lodging_Existing_Office Equipment_Electric_Laptop_E8 | F1 | Commercial | Lodging | Existing | Office Equipment | Electric | Laptop | E8 | CCE | 0 | 0 | 0 | 0 | 0 | 0 | 0 | 0 | 0 | 0 | 0 | 0 | 0 | 0 | 0 | 0 | 0 | 0 | 0 | 0 | 0 | 0 | 0 | 0 | 0 | 0 | 0 | 0 | 0 | 0
F1_Commercial_Lodging_Existing_Office Equipment_Electric_Laptop_E9 | F1 | Commercial | Lodging | Existing | Office Equipment | Electric | Laptop | E9 | CCE | 0 | 0 | 0 | 0 | 0 | 0 | 0 | 0 | 0 | 0 | 0 | 0 | 0 | 0 | 0 | 0 | 0 | 0 | 0 | 0 | 0 | 0 | 0 | 0 | 0 | 0 | 0 | 0 | 0 | 0
F1_Commercial_Lodging_Existing_Office Equipment_Electric_Laptop_E10 | F1 | Commercial | Lodging | Existing | Office Equipment | Electric | Laptop | E10 | CCE | 0 | 0 | 0 | 0 | 0 | 0 | 0 | 0 | 0 | 0 | 0 | 0 | 0 | 0 | 0 | 0 | 0 | 0 | 0 | 0 | 0 | 0 | 0 | 0 | 0 | 0 | 0 | 0 | 0 | 0
F2_Commercial_Lodging_Existing_Office Equipment_Electric_Laptop_E1 | F2 | Commercial | Lodging | Existing | Office Equipment | Electric | Laptop | E1 | TRC BC Ratio | 0 | 0 | 0 | 0 | 0 | 0 | 0 | 0 | 0 | 0 | 0 | 0 | 0 | 0 | 0 | 0 | 0 | 0 | 0 | 0 | 0 | 0 | 0 | 0 | 0 | 0 | 0 | 0 | 0 | 0
F2_Commercial_Lodging_Existing_Office Equipment_Electric_Laptop_E2 | F2 | Commercial | Lodging | Existing | Office Equipment | Electric | Laptop | E2 | TRC BC Ratio | 0 | 0 | 0 | 0 | 0 | 0 | 0 | 0 | 0 | 0 | 0 | 0 | 0 | 0 | 0 | 0 | 0 | 0 | 0 | 0 | 0 | 0 | 0 | 0 | 0 | 0 | 0 | 0 | 0 | 0
F2_Commercial_Lodging_Existing_Office Equipment_Electric_Laptop_E3 | F2 | Commercial | Lodging | Existing | Office Equipment | Electric | Laptop | E3 | TRC BC Ratio | 0 | 0 | 0 | 0 | 0 | 0 | 0 | 0 | 0 | 0 | 0 | 0 | 0 | 0 | 0 | 0 | 0 | 0 | 0 | 0 | 0 | 0 | 0 | 0 | 0 | 0 | 0 | 0 | 0 | 0
F2_Commercial_Lodging_Existing_Office Equipment_Electric_Laptop_E4 | F2 | Commercial | Lodging | Existing | Office Equipment | Electric | Laptop | E4 | TRC BC Ratio | 0 | 0 | 0 | 0 | 0 | 0 | 0 | 0 | 0 | 0 | 0 | 0 | 0 | 0 | 0 | 0 | 0 | 0 | 0 | 0 | 0 | 0 | 0 | 0 | 0 | 0 | 0 | 0 | 0 | 0
F2_Commercial_Lodging_Existing_Office Equipment_Electric_Laptop_E5 | F2 | Commercial | Lodging | Existing | Office Equipment | Electric | Laptop | E5 | TRC BC Ratio | 0 | 0 | 0 | 0 | 0 | 0 | 0 | 0 | 0 | 0 | 0 | 0 | 0 | 0 | 0 | 0 | 0 | 0 | 0 | 0 | 0 | 0 | 0 | 0 | 0 | 0 | 0 | 0 | 0 | 0
F2_Commercial_Lodging_Existing_Office Equipment_Electric_Laptop_E6 | F2 | Commercial | Lodging | Existing | Office Equipment | Electric | Laptop | E6 | TRC BC Ratio | 0 | 0 | 0 | 0 | 0 | 0 | 0 | 0 | 0 | 0 | 0 | 0 | 0 | 0 | 0 | 0 | 0 | 0 | 0 | 0 | 0 | 0 | 0 | 0 | 0 | 0 | 0 | 0 | 0 | 0
F2_Commercial_Lodging_Existing_Office Equipment_Electric_Laptop_E7 | F2 | Commercial | Lodging | Existing | Office Equipment | Electric | Laptop | E7 | TRC BC Ratio | 0 | 0 | 0 | 0 | 0 | 0 | 0 | 0 | 0 | 0 | 0 | 0 | 0 | 0 | 0 | 0 | 0 | 0 | 0 | 0 | 0 | 0 | 0 | 0 | 0 | 0 | 0 | 0 | 0 | 0
F2_Commercial_Lodging_Existing_Office Equipment_Electric_Laptop_E8 | F2 | Commercial | Lodging | Existing | Office Equipment | Electric | Laptop | E8 | TRC BC Ratio | 0 | 0 | 0 | 0 | 0 | 0 | 0 | 0 | 0 | 0 | 0 | 0 | 0 | 0 | 0 | 0 | 0 | 0 | 0 | 0 | 0 | 0 | 0 | 0 | 0 | 0 | 0 | 0 | 0 | 0
F2_Commercial_Lodging_Existing_Office Equipment_Electric_Laptop_E9 | F2 | Commercial | Lodging | Existing | Office Equipment | Electric | Laptop | E9 | TRC BC Ratio | 0 | 0 | 0 | 0 | 0 | 0 | 0 | 0 | 0 | 0 | 0 | 0 | 0 | 0 | 0 | 0 | 0 | 0 | 0 | 0 | 0 | 0 | 0 | 0 | 0 | 0 | 0 | 0 | 0 | 0
F2_Commercial_Lodging_Existing_Office Equipment_Electric_Laptop_E10 | F2 | Commercial | Lodging | Existing | Office Equipment | Electric | Laptop | E10 | TRC BC Ratio | 0 | 0 | 0 | 0 | 0 | 0 | 0 | 0 | 0 | 0 | 0 | 0 | 0 | 0 | 0 | 0 | 0 | 0 | 0 | 0 | 0 | 0 | 0 | 0 | 0 | 0 | 0 | 0 | 0 | 0
F3_Commercial_Lodging_Existing_Office Equipment_Electric_Laptop_E1 | F3 | Commercial | Lodging | Existing | Office Equipment | Electric | Laptop | E1 | PACT BC Ratio | 0 | 0 | 0 | 0 | 0 | 0 | 0 | 0 | 0 | 0 | 0 | 0 | 0 | 0 | 0 | 0 | 0 | 0 | 0 | 0 | 0 | 0 | 0 | 0 | 0 | 0 | 0 | 0 | 0 | 0
F3_Commercial_Lodging_Existing_Office Equipment_Electric_Laptop_E2 | F3 | Commercial | Lodging | Existing | Office Equipment | Electric | Laptop | E2 | PACT BC Ratio | 0 | 0 | 0 | 0 | 0 | 0 | 0 | 0 | 0 | 0 | 0 | 0 | 0 | 0 | 0 | 0 | 0 | 0 | 0 | 0 | 0 | 0 | 0 | 0 | 0 | 0 | 0 | 0 | 0 | 0
F3_Commercial_Lodging_Existing_Office Equipment_Electric_Laptop_E3 | F3 | Commercial | Lodging | Existing | Office Equipment | Electric | Laptop | E3 | PACT BC Ratio | 0 | 0 | 0 | 0 | 0 | 0 | 0 | 0 | 0 | 0 | 0 | 0 | 0 | 0 | 0 | 0 | 0 | 0 | 0 | 0 | 0 | 0 | 0 | 0 | 0 | 0 | 0 | 0 | 0 | 0
F3_Commercial_Lodging_Existing_Office Equipment_Electric_Laptop_E4 | F3 | Commercial | Lodging | Existing | Office Equipment | Electric | Laptop | E4 | PACT BC Ratio | 0 | 0 | 0 | 0 | 0 | 0 | 0 | 0 | 0 | 0 | 0 | 0 | 0 | 0 | 0 | 0 | 0 | 0 | 0 | 0 | 0 | 0 | 0 | 0 | 0 | 0 | 0 | 0 | 0 | 0
F3_Commercial_Lodging_Existing_Office Equipment_Electric_Laptop_E5 | F3 | Commercial | Lodging | Existing | Office Equipment | Electric | Laptop | E5 | PACT BC Ratio | 0 | 0 | 0 | 0 | 0 | 0 | 0 | 0 | 0 | 0 | 0 | 0 | 0 | 0 | 0 | 0 | 0 | 0 | 0 | 0 | 0 | 0 | 0 | 0 | 0 | 0 | 0 | 0 | 0 | 0
F3_Commercial_Lodging_Existing_Office Equipment_Electric_Laptop_E6 | F3 | Commercial | Lodging | Existing | Office Equipment | Electric | Laptop | E6 | PACT BC Ratio | 0 | 0 | 0 | 0 | 0 | 0 | 0 | 0 | 0 | 0 | 0 | 0 | 0 | 0 | 0 | 0 | 0 | 0 | 0 | 0 | 0 | 0 | 0 | 0 | 0 | 0 | 0 | 0 | 0 | 0
F3_Commercial_Lodging_Existing_Office Equipment_Electric_Laptop_E7 | F3 | Commercial | Lodging | Existing | Office Equipment | Electric | Laptop | E7 | PACT BC Ratio | 0 | 0 | 0 | 0 | 0 | 0 | 0 | 0 | 0 | 0 | 0 | 0 | 0 | 0 | 0 | 0 | 0 | 0 | 0 | 0 | 0 | 0 | 0 | 0 | 0 | 0 | 0 | 0 | 0 | 0
F3_Commercial_Lodging_Existing_Office Equipment_Electric_Laptop_E8 | F3 | Commercial | Lodging | Existing | Office Equipment | Electric | Laptop | E8 | PACT BC Ratio | 0 | 0 | 0 | 0 | 0 | 0 | 0 | 0 | 0 | 0 | 0 | 0 | 0 | 0 | 0 | 0 | 0 | 0 | 0 | 0 | 0 | 0 | 0 | 0 | 0 | 0 | 0 | 0 | 0 | 0
F3_Commercial_Lodging_Existing_Office Equipment_Electric_Laptop_E9 | F3 | Commercial | Lodging | Existing | Office Equipment | Electric | Laptop | E9 | PACT BC Ratio | 0 | 0 | 0 | 0 | 0 | 0 | 0 | 0 | 0 | 0 | 0 | 0 | 0 | 0 | 0 | 0 | 0 | 0 | 0 | 0 | 0 | 0 | 0 | 0 | 0 | 0 | 0 | 0 | 0 | 0
F3_Commercial_Lodging_Existing_Office Equipment_Electric_Laptop_E10 | F3 | Commercial | Lodging | Existing | Office Equipment | Electric | Laptop | E10 | PACT BC Ratio | 0 | 0 | 0 | 0 | 0 | 0 | 0 | 0 | 0 | 0 | 0 | 0 | 0 | 0 | 0 | 0 | 0 | 0 | 0 | 0 | 0 | 0 | 0 | 0 | 0 | 0 | 0 | 0 | 0 | 0
F4_Commercial_Lodging_Existing_Office Equipment_Electric_Laptop_E1 | F4 | Commercial | Lodging | Existing | Office Equipment | Electric | Laptop | E1 | RVT BC Ratio | 0 | 0 | 0 | 0 | 0 | 0 | 0 | 0 | 0 | 0 | 0 | 0 | 0 | 0 | 0 | 0 | 0 | 0 | 0 | 0 | 0 | 0 | 0 | 0 | 0 | 0 | 0 | 0 | 0 | 0
F4_Commercial_Lodging_Existing_Office Equipment_Electric_Laptop_E2 | F4 | Commercial | Lodging | Existing | Office Equipment | Electric | Laptop | E2 | RVT BC Ratio | 0 | 0 | 0 | 0 | 0 | 0 | 0 | 0 | 0 | 0 | 0 | 0 | 0 | 0 | 0 | 0 | 0 | 0 | 0 | 0 | 0 | 0 | 0 | 0 | 0 | 0 | 0 | 0 | 0 | 0
F4_Commercial_Lodging_Existing_Office Equipment_Electric_Laptop_E3 | F4 | Commercial | Lodging | Existing | Office Equipment | Electric | Laptop | E3 | RVT BC Ratio | 0 | 0 | 0 | 0 | 0 | 0 | 0 | 0 | 0 | 0 | 0 | 0 | 0 | 0 | 0 | 0 | 0 | 0 | 0 | 0 | 0 | 0 | 0 | 0 | 0 | 0 | 0 | 0 | 0 | 0
F4_Commercial_Lodging_Existing_Office Equipment_Electric_Laptop_E4 | F4 | Commercial | Lodging | Existing | Office Equipment | Electric | Laptop | E4 | RVT BC Ratio | 0 | 0 | 0 | 0 | 0 | 0 | 0 | 0 | 0 | 0 | 0 | 0 | 0 | 0 | 0 | 0 | 0 | 0 | 0 | 0 | 0 | 0 | 0 | 0 | 0 | 0 | 0 | 0 | 0 | 0
F4_Commercial_Lodging_Existing_Office Equipment_Electric_Laptop_E5 | F4 | Commercial | Lodging | Existing | Office Equipment | Electric | Laptop | E5 | RVT BC Ratio | 0 | 0 | 0 | 0 | 0 | 0 | 0 | 0 | 0 | 0 | 0 | 0 | 0 | 0 | 0 | 0 | 0 | 0 | 0 | 0 | 0 | 0 | 0 | 0 | 0 | 0 | 0 | 0 | 0 | 0
F4_Commercial_Lodging_Existing_Office Equipment_Electric_Laptop_E6 | F4 | Commercial | Lodging | Existing | Office Equipment | Electric | Laptop | E6 | RVT BC Ratio | 0 | 0 | 0 | 0 | 0 | 0 | 0 | 0 | 0 | 0 | 0 | 0 | 0 | 0 | 0 | 0 | 0 | 0 | 0 | 0 | 0 | 0 | 0 | 0 | 0 | 0 | 0 | 0 | 0 | 0
F4_Commercial_Lodging_Existing_Office Equipment_Electric_Laptop_E7 | F4 | Commercial | Lodging | Existing | Office Equipment | Electric | Laptop | E7 | RVT BC Ratio | 0 | 0 | 0 | 0 | 0 | 0 | 0 | 0 | 0 | 0 | 0 | 0 | 0 | 0 | 0 | 0 | 0 | 0 | 0 | 0 | 0 | 0 | 0 | 0 | 0 | 0 | 0 | 0 | 0 | 0
F4_Commercial_Lodging_Existing_Office Equipment_Electric_Laptop_E8 | F4 | Commercial | Lodging | Existing | Office Equipment | Electric | Laptop | E8 | RVT BC Ratio | 0 | 0 | 0 | 0 | 0 | 0 | 0 | 0 | 0 | 0 | 0 | 0 | 0 | 0 | 0 | 0 | 0 | 0 | 0 | 0 | 0 | 0 | 0 | 0 | 0 | 0 | 0 | 0 | 0 | 0
F4_Commercial_Lodging_Existing_Office Equipment_Electric_Laptop_E9 | F4 | Commercial | Lodging | Existing | Office Equipment | Electric | Laptop | E9 | RVT BC Ratio | 0 | 0 | 0 | 0 | 0 | 0 | 0 | 0 | 0 | 0 | 0 | 0 | 0 | 0 | 0 | 0 | 0 | 0 | 0 | 0 | 0 | 0 | 0 | 0 | 0 | 0 | 0 | 0 | 0 | 0
F4_Commercial_Lodging_Existing_Office Equipment_Electric_Laptop_E10 | F4 | Commercial | Lodging | Existing | Office Equipment | Electric | Laptop | E10 | RVT BC Ratio | 0 | 0 | 0 | 0 | 0 | 0 | 0 | 0 | 0 | 0 | 0 | 0 | 0 | 0 | 0 | 0 | 0 | 0 | 0 | 0 | 0 | 0 | 0 | 0 | 0 | 0 | 0 | 0 | 0 | 0
F5_Commercial_Lodging_Existing_Office Equipment_Electric_Laptop_E1 | F5 | Commercial | Lodging | Existing | Office Equipment | Electric | Laptop | E1 | RIM BC Ratio | 0 | 0 | 0 | 0 | 0 | 0 | 0 | 0 | 0 | 0 | 0 | 0 | 0 | 0 | 0 | 0 | 0 | 0 | 0 | 0 | 0 | 0 | 0 | 0 | 0 | 0 | 0 | 0 | 0 | 0
F5_Commercial_Lodging_Existing_Office Equipment_Electric_Laptop_E2 | F5 | Commercial | Lodging | Existing | Office Equipment | Electric | Laptop | E2 | RIM BC Ratio | 0 | 0 | 0 | 0 | 0 | 0 | 0 | 0 | 0 | 0 | 0 | 0 | 0 | 0 | 0 | 0 | 0 | 0 | 0 | 0 | 0 | 0 | 0 | 0 | 0 | 0 | 0 | 0 | 0 | 0
F5_Commercial_Lodging_Existing_Office Equipment_Electric_Laptop_E3 | F5 | Commercial | Lodging | Existing | Office Equipment | Electric | Laptop | E3 | RIM BC Ratio | 0 | 0 | 0 | 0 | 0 | 0 | 0 | 0 | 0 | 0 | 0 | 0 | 0 | 0 | 0 | 0 | 0 | 0 | 0 | 0 | 0 | 0 | 0 | 0 | 0 | 0 | 0 | 0 | 0 | 0
F5_Commercial_Lodging_Existing_Office Equipment_Electric_Laptop_E4 | F5 | Commercial | Lodging | Existing | Office Equipment | Electric | Laptop | E4 | RIM BC Ratio | 0 | 0 | 0 | 0 | 0 | 0 | 0 | 0 | 0 | 0 | 0 | 0 | 0 | 0 | 0 | 0 | 0 | 0 | 0 | 0 | 0 | 0 | 0 | 0 | 0 | 0 | 0 | 0 | 0 | 0
F5_Commercial_Lodging_Existing_Office Equipment_Electric_Laptop_E5 | F5 | Commercial | Lodging | Existing | Office Equipment | Electric | Laptop | E5 | RIM BC Ratio | 0 | 0 | 0 | 0 | 0 | 0 | 0 | 0 | 0 | 0 | 0 | 0 | 0 | 0 | 0 | 0 | 0 | 0 | 0 | 0 | 0 | 0 | 0 | 0 | 0 | 0 | 0 | 0 | 0 | 0
F5_Commercial_Lodging_Existing_Office Equipment_Electric_Laptop_E6 | F5 | Commercial | Lodging | Existing | Office Equipment | Electric | Laptop | E6 | RIM BC Ratio | 0 | 0 | 0 | 0 | 0 | 0 | 0 | 0 | 0 | 0 | 0 | 0 | 0 | 0 | 0 | 0 | 0 | 0 | 0 | 0 | 0 | 0 | 0 | 0 | 0 | 0 | 0 | 0 | 0 | 0
F5_Commercial_Lodging_Existing_Office Equipment_Electric_Laptop_E7 | F5 | Commercial | Lodging | Existing | Office Equipment | Electric | Laptop | E7 | RIM BC Ratio | 0 | 0 | 0 | 0 | 0 | 0 | 0 | 0 | 0 | 0 | 0 | 0 | 0 | 0 | 0 | 0 | 0 | 0 | 0 | 0 | 0 | 0 | 0 | 0 | 0 | 0 | 0 | 0 | 0 | 0
F5_Commercial_Lodging_Existing_Office Equipment_Electric_Laptop_E8 | F5 | Commercial | Lodging | Existing | Office Equipment | Electric | Laptop | E8 | RIM BC Ratio | 0 | 0 | 0 | 0 | 0 | 0 | 0 | 0 | 0 | 0 | 0 | 0 | 0 | 0 | 0 | 0 | 0 | 0 | 0 | 0 | 0 | 0 | 0 | 0 | 0 | 0 | 0 | 0 | 0 | 0
F5_Commercial_Lodging_Existing_Office Equipment_Electric_Laptop_E9 | F5 | Commercial | Lodging | Existing | Office Equipment | Electric | Laptop | E9 | RIM BC Ratio | 0 | 0 | 0 | 0 | 0 | 0 | 0 | 0 | 0 | 0 | 0 | 0 | 0 | 0 | 0 | 0 | 0 | 0 | 0 | 0 | 0 | 0 | 0 | 0 | 0 | 0 | 0 | 0 | 0 | 0
F5_Commercial_Lodging_Existing_Office Equipment_Electric_Laptop_E10 | F5 | Commercial | Lodging | Existing | Office Equipment | Electric | Laptop | E10 | RIM BC Ratio | 0 | 0 | 0 | 0 | 0 | 0 | 0 | 0 | 0 | 0 | 0 | 0 | 0 | 0 | 0 | 0 | 0 | 0 | 0 | 0 | 0 | 0 | 0 | 0 | 0 | 0 | 0 | 0 | 0 | 0
F0_Commercial_Lodging_Existing_Office Equipment_Electric_Server_E0 | F0 | Commercial | Lodging | Existing | Office Equipment | Electric | Server | E0 | Economic Unit | 0 | 0 | 0 | 0 | 0 | 0 | 0 | 0 | 0 | 0 | 0 | 0 | 0 | 0 | 0 | 0 | 0 | 0 | 0 | 0 | 0 | 0 | 0 | 0 | 0 | 0 | 0 | 0 | 0 | 0
F1_Commercial_Lodging_Existing_Office Equipment_Electric_Server_E1 | F1 | Commercial | Lodging | Existing | Office Equipment | Electric | Server | E1 | CCE | 0 | 0 | 0 | 0 | 0 | 0 | 0 | 0 | 0 | 0 | 0 | 0 | 0 | 0 | 0 | 0 | 0 | 0 | 0 | 0 | 0 | 0 | 0 | 0 | 0 | 0 | 0 | 0 | 0 | 0
F1_Commercial_Lodging_Existing_Office Equipment_Electric_Server_E2 | F1 | Commercial | Lodging | Existing | Office Equipment | Electric | Server | E2 | CCE | 0 | 0 | 0 | 0 | 0 | 0 | 0 | 0 | 0 | 0 | 0 | 0 | 0 | 0 | 0 | 0 | 0 | 0 | 0 | 0 | 0 | 0 | 0 | 0 | 0 | 0 | 0 | 0 | 0 | 0
F1_Commercial_Lodging_Existing_Office Equipment_Electric_Server_E3 | F1 | Commercial | Lodging | Existing | Office Equipment | Electric | Server | E3 | CCE | 0 | 0 | 0 | 0 | 0 | 0 | 0 | 0 | 0 | 0 | 0 | 0 | 0 | 0 | 0 | 0 | 0 | 0 | 0 | 0 | 0 | 0 | 0 | 0 | 0 | 0 | 0 | 0 | 0 | 0
F1_Commercial_Lodging_Existing_Office Equipment_Electric_Server_E4 | F1 | Commercial | Lodging | Existing | Office Equipment | Electric | Server | E4 | CCE | 0 | 0 | 0 | 0 | 0 | 0 | 0 | 0 | 0 | 0 | 0 | 0 | 0 | 0 | 0 | 0 | 0 | 0 | 0 | 0 | 0 | 0 | 0 | 0 | 0 | 0 | 0 | 0 | 0 | 0
F1_Commercial_Lodging_Existing_Office Equipment_Electric_Server_E5 | F1 | Commercial | Lodging | Existing | Office Equipment | Electric | Server | E5 | CCE | 0 | 0 | 0 | 0 | 0 | 0 | 0 | 0 | 0 | 0 | 0 | 0 | 0 | 0 | 0 | 0 | 0 | 0 | 0 | 0 | 0 | 0 | 0 | 0 | 0 | 0 | 0 | 0 | 0 | 0
F1_Commercial_Lodging_Existing_Office Equipment_Electric_Server_E6 | F1 | Commercial | Lodging | Existing | Office Equipment | Electric | Server | E6 | CCE | 0 | 0 | 0 | 0 | 0 | 0 | 0 | 0 | 0 | 0 | 0 | 0 | 0 | 0 | 0 | 0 | 0 | 0 | 0 | 0 | 0 | 0 | 0 | 0 | 0 | 0 | 0 | 0 | 0 | 0
F1_Commercial_Lodging_Existing_Office Equipment_Electric_Server_E7 | F1 | Commercial | Lodging | Existing | Office Equipment | Electric | Server | E7 | CCE | 0 | 0 | 0 | 0 | 0 | 0 | 0 | 0 | 0 | 0 | 0 | 0 | 0 | 0 | 0 | 0 | 0 | 0 | 0 | 0 | 0 | 0 | 0 | 0 | 0 | 0 | 0 | 0 | 0 | 0
F1_Commercial_Lodging_Existing_Office Equipment_Electric_Server_E8 | F1 | Commercial | Lodging | Existing | Office Equipment | Electric | Server | E8 | CCE | 0 | 0 | 0 | 0 | 0 | 0 | 0 | 0 | 0 | 0 | 0 | 0 | 0 | 0 | 0 | 0 | 0 | 0 | 0 | 0 | 0 | 0 | 0 | 0 | 0 | 0 | 0 | 0 | 0 | 0
F1_Commercial_Lodging_Existing_Office Equipment_Electric_Server_E9 | F1 | Commercial | Lodging | Existing | Office Equipment | Electric | Server | E9 | CCE | 0 | 0 | 0 | 0 | 0 | 0 | 0 | 0 | 0 | 0 | 0 | 0 | 0 | 0 | 0 | 0 | 0 | 0 | 0 | 0 | 0 | 0 | 0 | 0 | 0 | 0 | 0 | 0 | 0 | 0
F1_Commercial_Lodging_Existing_Office Equipment_Electric_Server_E10 | F1 | Commercial | Lodging | Existing | Office Equipment | Electric | Server | E10 | CCE | 0 | 0 | 0 | 0 | 0 | 0 | 0 | 0 | 0 | 0 | 0 | 0 | 0 | 0 | 0 | 0 | 0 | 0 | 0 | 0 | 0 | 0 | 0 | 0 | 0 | 0 | 0 | 0 | 0 | 0
F2_Commercial_Lodging_Existing_Office Equipment_Electric_Server_E1 | F2 | Commercial | Lodging | Existing | Office Equipment | Electric | Server | E1 | TRC BC Ratio | 0 | 0 | 0 | 0 | 0 | 0 | 0 | 0 | 0 | 0 | 0 | 0 | 0 | 0 | 0 | 0 | 0 | 0 | 0 | 0 | 0 | 0 | 0 | 0 | 0 | 0 | 0 | 0 | 0 | 0
F2_Commercial_Lodging_Existing_Office Equipment_Electric_Server_E2 | F2 | Commercial | Lodging | Existing | Office Equipment | Electric | Server | E2 | TRC BC Ratio | 0 | 0 | 0 | 0 | 0 | 0 | 0 | 0 | 0 | 0 | 0 | 0 | 0 | 0 | 0 | 0 | 0 | 0 | 0 | 0 | 0 | 0 | 0 | 0 | 0 | 0 | 0 | 0 | 0 | 0
F2_Commercial_Lodging_Existing_Office Equipment_Electric_Server_E3 | F2 | Commercial | Lodging | Existing | Office Equipment | Electric | Server | E3 | TRC BC Ratio | 0 | 0 | 0 | 0 | 0 | 0 | 0 | 0 | 0 | 0 | 0 | 0 | 0 | 0 | 0 | 0 | 0 | 0 | 0 | 0 | 0 | 0 | 0 | 0 | 0 | 0 | 0 | 0 | 0 | 0
F2_Commercial_Lodging_Existing_Office Equipment_Electric_Server_E4 | F2 | Commercial | Lodging | Existing | Office Equipment | Electric | Server | E4 | TRC BC Ratio | 0 | 0 | 0 | 0 | 0 | 0 | 0 | 0 | 0 | 0 | 0 | 0 | 0 | 0 | 0 | 0 | 0 | 0 | 0 | 0 | 0 | 0 | 0 | 0 | 0 | 0 | 0 | 0 | 0 | 0
F2_Commercial_Lodging_Existing_Office Equipment_Electric_Server_E5 | F2 | Commercial | Lodging | Existing | Office Equipment | Electric | Server | E5 | TRC BC Ratio | 0 | 0 | 0 | 0 | 0 | 0 | 0 | 0 | 0 | 0 | 0 | 0 | 0 | 0 | 0 | 0 | 0 | 0 | 0 | 0 | 0 | 0 | 0 | 0 | 0 | 0 | 0 | 0 | 0 | 0
F2_Commercial_Lodging_Existing_Office Equipment_Electric_Server_E6 | F2 | Commercial | Lodging | Existing | Office Equipment | Electric | Server | E6 | TRC BC Ratio | 0 | 0 | 0 | 0 | 0 | 0 | 0 | 0 | 0 | 0 | 0 | 0 | 0 | 0 | 0 | 0 | 0 | 0 | 0 | 0 | 0 | 0 | 0 | 0 | 0 | 0 | 0 | 0 | 0 | 0
F2_Commercial_Lodging_Existing_Office Equipment_Electric_Server_E7 | F2 | Commercial | Lodging | Existing | Office Equipment | Electric | Server | E7 | TRC BC Ratio | 0 | 0 | 0 | 0 | 0 | 0 | 0 | 0 | 0 | 0 | 0 | 0 | 0 | 0 | 0 | 0 | 0 | 0 | 0 | 0 | 0 | 0 | 0 | 0 | 0 | 0 | 0 | 0 | 0 | 0
F2_Commercial_Lodging_Existing_Office Equipment_Electric_Server_E8 | F2 | Commercial | Lodging | Existing | Office Equipment | Electric | Server | E8 | TRC BC Ratio | 0 | 0 | 0 | 0 | 0 | 0 | 0 | 0 | 0 | 0 | 0 | 0 | 0 | 0 | 0 | 0 | 0 | 0 | 0 | 0 | 0 | 0 | 0 | 0 | 0 | 0 | 0 | 0 | 0 | 0
F2_Commercial_Lodging_Existing_Office Equipment_Electric_Server_E9 | F2 | Commercial | Lodging | Existing | Office Equipment | Electric | Server | E9 | TRC BC Ratio | 0 | 0 | 0 | 0 | 0 | 0 | 0 | 0 | 0 | 0 | 0 | 0 | 0 | 0 | 0 | 0 | 0 | 0 | 0 | 0 | 0 | 0 | 0 | 0 | 0 | 0 | 0 | 0 | 0 | 0
F2_Commercial_Lodging_Existing_Office Equipment_Electric_Server_E10 | F2 | Commercial | Lodging | Existing | Office Equipment | Electric | Server | E10 | TRC BC Ratio | 0 | 0 | 0 | 0 | 0 | 0 | 0 | 0 | 0 | 0 | 0 | 0 | 0 | 0 | 0 | 0 | 0 | 0 | 0 | 0 | 0 | 0 | 0 | 0 | 0 | 0 | 0 | 0 | 0 | 0
F3_Commercial_Lodging_Existing_Office Equipment_Electric_Server_E1 | F3 | Commercial | Lodging | Existing | Office Equipment | Electric | Server | E1 | PACT BC Ratio | 0 | 0 | 0 | 0 | 0 | 0 | 0 | 0 | 0 | 0 | 0 | 0 | 0 | 0 | 0 | 0 | 0 | 0 | 0 | 0 | 0 | 0 | 0 | 0 | 0 | 0 | 0 | 0 | 0 | 0
F3_Commercial_Lodging_Existing_Office Equipment_Electric_Server_E2 | F3 | Commercial | Lodging | Existing | Office Equipment | Electric | Server | E2 | PACT BC Ratio | 0 | 0 | 0 | 0 | 0 | 0 | 0 | 0 | 0 | 0 | 0 | 0 | 0 | 0 | 0 | 0 | 0 | 0 | 0 | 0 | 0 | 0 | 0 | 0 | 0 | 0 | 0 | 0 | 0 | 0
F3_Commercial_Lodging_Existing_Office Equipment_Electric_Server_E3 | F3 | Commercial | Lodging | Existing | Office Equipment | Electric | Server | E3 | PACT BC Ratio | 0 | 0 | 0 | 0 | 0 | 0 | 0 | 0 | 0 | 0 | 0 | 0 | 0 | 0 | 0 | 0 | 0 | 0 | 0 | 0 | 0 | 0 | 0 | 0 | 0 | 0 | 0 | 0 | 0 | 0
F3_Commercial_Lodging_Existing_Office Equipment_Electric_Server_E4 | F3 | Commercial | Lodging | Existing | Office Equipment | Electric | Server | E4 | PACT BC Ratio | 0 | 0 | 0 | 0 | 0 | 0 | 0 | 0 | 0 | 0 | 0 | 0 | 0 | 0 | 0 | 0 | 0 | 0 | 0 | 0 | 0 | 0 | 0 | 0 | 0 | 0 | 0 | 0 | 0 | 0
F3_Commercial_Lodging_Existing_Office Equipment_Electric_Server_E5 | F3 | Commercial | Lodging | Existing | Office Equipment | Electric | Server | E5 | PACT BC Ratio | 0 | 0 | 0 | 0 | 0 | 0 | 0 | 0 | 0 | 0 | 0 | 0 | 0 | 0 | 0 | 0 | 0 | 0 | 0 | 0 | 0 | 0 | 0 | 0 | 0 | 0 | 0 | 0 | 0 | 0
F3_Commercial_Lodging_Existing_Office Equipment_Electric_Server_E6 | F3 | Commercial | Lodging | Existing | Office Equipment | Electric | Server | E6 | PACT BC Ratio | 0 | 0 | 0 | 0 | 0 | 0 | 0 | 0 | 0 | 0 | 0 | 0 | 0 | 0 | 0 | 0 | 0 | 0 | 0 | 0 | 0 | 0 | 0 | 0 | 0 | 0 | 0 | 0 | 0 | 0
F3_Commercial_Lodging_Existing_Office Equipment_Electric_Server_E7 | F3 | Commercial | Lodging | Existing | Office Equipment | Electric | Server | E7 | PACT BC Ratio | 0 | 0 | 0 | 0 | 0 | 0 | 0 | 0 | 0 | 0 | 0 | 0 | 0 | 0 | 0 | 0 | 0 | 0 | 0 | 0 | 0 | 0 | 0 | 0 | 0 | 0 | 0 | 0 | 0 | 0
F3_Commercial_Lodging_Existing_Office Equipment_Electric_Server_E8 | F3 | Commercial | Lodging | Existing | Office Equipment | Electric | Server | E8 | PACT BC Ratio | 0 | 0 | 0 | 0 | 0 | 0 | 0 | 0 | 0 | 0 | 0 | 0 | 0 | 0 | 0 | 0 | 0 | 0 | 0 | 0 | 0 | 0 | 0 | 0 | 0 | 0 | 0 | 0 | 0 | 0
F3_Commercial_Lodging_Existing_Office Equipment_Electric_Server_E9 | F3 | Commercial | Lodging | Existing | Office Equipment | Electric | Server | E9 | PACT BC Ratio | 0 | 0 | 0 | 0 | 0 | 0 | 0 | 0 | 0 | 0 | 0 | 0 | 0 | 0 | 0 | 0 | 0 | 0 | 0 | 0 | 0 | 0 | 0 | 0 | 0 | 0 | 0 | 0 | 0 | 0
F3_Commercial_Lodging_Existing_Office Equipment_Electric_Server_E10 | F3 | Commercial | Lodging | Existing | Office Equipment | Electric | Server | E10 | PACT BC Ratio | 0 | 0 | 0 | 0 | 0 | 0 | 0 | 0 | 0 | 0 | 0 | 0 | 0 | 0 | 0 | 0 | 0 | 0 | 0 | 0 | 0 | 0 | 0 | 0 | 0 | 0 | 0 | 0 | 0 | 0
F4_Commercial_Lodging_Existing_Office Equipment_Electric_Server_E1 | F4 | Commercial | Lodging | Existing | Office Equipment | Electric | Server | E1 | RVT BC Ratio | 0 | 0 | 0 | 0 | 0 | 0 | 0 | 0 | 0 | 0 | 0 | 0 | 0 | 0 | 0 | 0 | 0 | 0 | 0 | 0 | 0 | 0 | 0 | 0 | 0 | 0 | 0 | 0 | 0 | 0
F4_Commercial_Lodging_Existing_Office Equipment_Electric_Server_E2 | F4 | Commercial | Lodging | Existing | Office Equipment | Electric | Server | E2 | RVT BC Ratio | 0 | 0 | 0 | 0 | 0 | 0 | 0 | 0 | 0 | 0 | 0 | 0 | 0 | 0 | 0 | 0 | 0 | 0 | 0 | 0 | 0 | 0 | 0 | 0 | 0 | 0 | 0 | 0 | 0 | 0
F4_Commercial_Lodging_Existing_Office Equipment_Electric_Server_E3 | F4 | Commercial | Lodging | Existing | Office Equipment | Electric | Server | E3 | RVT BC Ratio | 0 | 0 | 0 | 0 | 0 | 0 | 0 | 0 | 0 | 0 | 0 | 0 | 0 | 0 | 0 | 0 | 0 | 0 | 0 | 0 | 0 | 0 | 0 | 0 | 0 | 0 | 0 | 0 | 0 | 0
F4_Commercial_Lodging_Existing_Office Equipment_Electric_Server_E4 | F4 | Commercial | Lodging | Existing | Office Equipment | Electric | Server | E4 | RVT BC Ratio | 0 | 0 | 0 | 0 | 0 | 0 | 0 | 0 | 0 | 0 | 0 | 0 | 0 | 0 | 0 | 0 | 0 | 0 | 0 | 0 | 0 | 0 | 0 | 0 | 0 | 0 | 0 | 0 | 0 | 0
F4_Commercial_Lodging_Existing_Office Equipment_Electric_Server_E5 | F4 | Commercial | Lodging | Existing | Office Equipment | Electric | Server | E5 | RVT BC Ratio | 0 | 0 | 0 | 0 | 0 | 0 | 0 | 0 | 0 | 0 | 0 | 0 | 0 | 0 | 0 | 0 | 0 | 0 | 0 | 0 | 0 | 0 | 0 | 0 | 0 | 0 | 0 | 0 | 0 | 0
F4_Commercial_Lodging_Existing_Office Equipment_Electric_Server_E6 | F4 | Commercial | Lodging | Existing | Office Equipment | Electric | Server | E6 | RVT BC Ratio | 0 | 0 | 0 | 0 | 0 | 0 | 0 | 0 | 0 | 0 | 0 | 0 | 0 | 0 | 0 | 0 | 0 | 0 | 0 | 0 | 0 | 0 | 0 | 0 | 0 | 0 | 0 | 0 | 0 | 0
F4_Commercial_Lodging_Existing_Office Equipment_Electric_Server_E7 | F4 | Commercial | Lodging | Existing | Office Equipment | Electric | Server | E7 | RVT BC Ratio | 0 | 0 | 0 | 0 | 0 | 0 | 0 | 0 | 0 | 0 | 0 | 0 | 0 | 0 | 0 | 0 | 0 | 0 | 0 | 0 | 0 | 0 | 0 | 0 | 0 | 0 | 0 | 0 | 0 | 0
F4_Commercial_Lodging_Existing_Office Equipment_Electric_Server_E8 | F4 | Commercial | Lodging | Existing | Office Equipment | Electric | Server | E8 | RVT BC Ratio | 0 | 0 | 0 | 0 | 0 | 0 | 0 | 0 | 0 | 0 | 0 | 0 | 0 | 0 | 0 | 0 | 0 | 0 | 0 | 0 | 0 | 0 | 0 | 0 | 0 | 0 | 0 | 0 | 0 | 0
F4_Commercial_Lodging_Existing_Office Equipment_Electric_Server_E9 | F4 | Commercial | Lodging | Existing | Office Equipment | Electric | Server | E9 | RVT BC Ratio | 0 | 0 | 0 | 0 | 0 | 0 | 0 | 0 | 0 | 0 | 0 | 0 | 0 | 0 | 0 | 0 | 0 | 0 | 0 | 0 | 0 | 0 | 0 | 0 | 0 | 0 | 0 | 0 | 0 | 0
F4_Commercial_Lodging_Existing_Office Equipment_Electric_Server_E10 | F4 | Commercial | Lodging | Existing | Office Equipment | Electric | Server | E10 | RVT BC Ratio | 0 | 0 | 0 | 0 | 0 | 0 | 0 | 0 | 0 | 0 | 0 | 0 | 0 | 0 | 0 | 0 | 0 | 0 | 0 | 0 | 0 | 0 | 0 | 0 | 0 | 0 | 0 | 0 | 0 | 0
F5_Commercial_Lodging_Existing_Office Equipment_Electric_Server_E1 | F5 | Commercial | Lodging | Existing | Office Equipment | Electric | Server | E1 | RIM BC Ratio | 0 | 0 | 0 | 0 | 0 | 0 | 0 | 0 | 0 | 0 | 0 | 0 | 0 | 0 | 0 | 0 | 0 | 0 | 0 | 0 | 0 | 0 | 0 | 0 | 0 | 0 | 0 | 0 | 0 | 0
F5_Commercial_Lodging_Existing_Office Equipment_Electric_Server_E2 | F5 | Commercial | Lodging | Existing | Office Equipment | Electric | Server | E2 | RIM BC Ratio | 0 | 0 | 0 | 0 | 0 | 0 | 0 | 0 | 0 | 0 | 0 | 0 | 0 | 0 | 0 | 0 | 0 | 0 | 0 | 0 | 0 | 0 | 0 | 0 | 0 | 0 | 0 | 0 | 0 | 0
F5_Commercial_Lodging_Existing_Office Equipment_Electric_Server_E3 | F5 | Commercial | Lodging | Existing | Office Equipment | Electric | Server | E3 | RIM BC Ratio | 0 | 0 | 0 | 0 | 0 | 0 | 0 | 0 | 0 | 0 | 0 | 0 | 0 | 0 | 0 | 0 | 0 | 0 | 0 | 0 | 0 | 0 | 0 | 0 | 0 | 0 | 0 | 0 | 0 | 0
F5_Commercial_Lodging_Existing_Office Equipment_Electric_Server_E4 | F5 | Commercial | Lodging | Existing | Office Equipment | Electric | Server | E4 | RIM BC Ratio | 0 | 0 | 0 | 0 | 0 | 0 | 0 | 0 | 0 | 0 | 0 | 0 | 0 | 0 | 0 | 0 | 0 | 0 | 0 | 0 | 0 | 0 | 0 | 0 | 0 | 0 | 0 | 0 | 0 | 0
F5_Commercial_Lodging_Existing_Office Equipment_Electric_Server_E5 | F5 | Commercial | Lodging | Existing | Office Equipment | Electric | Server | E5 | RIM BC Ratio | 0 | 0 | 0 | 0 | 0 | 0 | 0 | 0 | 0 | 0 | 0 | 0 | 0 | 0 | 0 | 0 | 0 | 0 | 0 | 0 | 0 | 0 | 0 | 0 | 0 | 0 | 0 | 0 | 0 | 0
F5_Commercial_Lodging_Existing_Office Equipment_Electric_Server_E6 | F5 | Commercial | Lodging | Existing | Office Equipment | Electric | Server | E6 | RIM BC Ratio | 0 | 0 | 0 | 0 | 0 | 0 | 0 | 0 | 0 | 0 | 0 | 0 | 0 | 0 | 0 | 0 | 0 | 0 | 0 | 0 | 0 | 0 | 0 | 0 | 0 | 0 | 0 | 0 | 0 | 0
F5_Commercial_Lodging_Existing_Office Equipment_Electric_Server_E7 | F5 | Commercial | Lodging | Existing | Office Equipment | Electric | Server | E7 | RIM BC Ratio | 0 | 0 | 0 | 0 | 0 | 0 | 0 | 0 | 0 | 0 | 0 | 0 | 0 | 0 | 0 | 0 | 0 | 0 | 0 | 0 | 0 | 0 | 0 | 0 | 0 | 0 | 0 | 0 | 0 | 0
F5_Commercial_Lodging_Existing_Office Equipment_Electric_Server_E8 | F5 | Commercial | Lodging | Existing | Office Equipment | Electric | Server | E8 | RIM BC Ratio | 0 | 0 | 0 | 0 | 0 | 0 | 0 | 0 | 0 | 0 | 0 | 0 | 0 | 0 | 0 | 0 | 0 | 0 | 0 | 0 | 0 | 0 | 0 | 0 | 0 | 0 | 0 | 0 | 0 | 0
F5_Commercial_Lodging_Existing_Office Equipment_Electric_Server_E9 | F5 | Commercial | Lodging | Existing | Office Equipment | Electric | Server | E9 | RIM BC Ratio | 0 | 0 | 0 | 0 | 0 | 0 | 0 | 0 | 0 | 0 | 0 | 0 | 0 | 0 | 0 | 0 | 0 | 0 | 0 | 0 | 0 | 0 | 0 | 0 | 0 | 0 | 0 | 0 | 0 | 0
F5_Commercial_Lodging_Existing_Office Equipment_Electric_Server_E10 | F5 | Commercial | Lodging | Existing | Office Equipment | Electric | Server | E10 | RIM BC Ratio | 0 | 0 | 0 | 0 | 0 | 0 | 0 | 0 | 0 | 0 | 0 | 0 | 0 | 0 | 0 | 0 | 0 | 0 | 0 | 0 | 0 | 0 | 0 | 0 | 0 | 0 | 0 | 0 | 0 | 0
F0_Commercial_Lodging_Existing_Office Equipment_Electric_Monitor_E0 | F0 | Commercial | Lodging | Existing | Office Equipment | Electric | Monitor | E0 | Economic Unit | 0 | 0 | 0 | 0 | 0 | 0 | 0 | 0 | 0 | 0 | 0 | 0 | 0 | 0 | 0 | 0 | 0 | 0 | 0 | 0 | 0 | 0 | 0 | 0 | 0 | 0 | 0 | 0 | 0 | 0
F1_Commercial_Lodging_Existing_Office Equipment_Electric_Monitor_E1 | F1 | Commercial | Lodging | Existing | Office Equipment | Electric | Monitor | E1 | CCE | 0 | 0 | 0 | 0 | 0 | 0 | 0 | 0 | 0 | 0 | 0 | 0 | 0 | 0 | 0 | 0 | 0 | 0 | 0 | 0 | 0 | 0 | 0 | 0 | 0 | 0 | 0 | 0 | 0 | 0
F1_Commercial_Lodging_Existing_Office Equipment_Electric_Monitor_E2 | F1 | Commercial | Lodging | Existing | Office Equipment | Electric | Monitor | E2 | CCE | 0 | 0 | 0 | 0 | 0 | 0 | 0 | 0 | 0 | 0 | 0 | 0 | 0 | 0 | 0 | 0 | 0 | 0 | 0 | 0 | 0 | 0 | 0 | 0 | 0 | 0 | 0 | 0 | 0 | 0
F1_Commercial_Lodging_Existing_Office Equipment_Electric_Monitor_E3 | F1 | Commercial | Lodging | Existing | Office Equipment | Electric | Monitor | E3 | CCE | 0 | 0 | 0 | 0 | 0 | 0 | 0 | 0 | 0 | 0 | 0 | 0 | 0 | 0 | 0 | 0 | 0 | 0 | 0 | 0 | 0 | 0 | 0 | 0 | 0 | 0 | 0 | 0 | 0 | 0
F1_Commercial_Lodging_Existing_Office Equipment_Electric_Monitor_E4 | F1 | Commercial | Lodging | Existing | Office Equipment | Electric | Monitor | E4 | CCE | 0 | 0 | 0 | 0 | 0 | 0 | 0 | 0 | 0 | 0 | 0 | 0 | 0 | 0 | 0 | 0 | 0 | 0 | 0 | 0 | 0 | 0 | 0 | 0 | 0 | 0 | 0 | 0 | 0 | 0
F1_Commercial_Lodging_Existing_Office Equipment_Electric_Monitor_E5 | F1 | Commercial | Lodging | Existing | Office Equipment | Electric | Monitor | E5 | CCE | 0 | 0 | 0 | 0 | 0 | 0 | 0 | 0 | 0 | 0 | 0 | 0 | 0 | 0 | 0 | 0 | 0 | 0 | 0 | 0 | 0 | 0 | 0 | 0 | 0 | 0 | 0 | 0 | 0 | 0
F1_Commercial_Lodging_Existing_Office Equipment_Electric_Monitor_E6 | F1 | Commercial | Lodging | Existing | Office Equipment | Electric | Monitor | E6 | CCE | 0 | 0 | 0 | 0 | 0 | 0 | 0 | 0 | 0 | 0 | 0 | 0 | 0 | 0 | 0 | 0 | 0 | 0 | 0 | 0 | 0 | 0 | 0 | 0 | 0 | 0 | 0 | 0 | 0 | 0
F1_Commercial_Lodging_Existing_Office Equipment_Electric_Monitor_E7 | F1 | Commercial | Lodging | Existing | Office Equipment | Electric | Monitor | E7 | CCE | 0 | 0 | 0 | 0 | 0 | 0 | 0 | 0 | 0 | 0 | 0 | 0 | 0 | 0 | 0 | 0 | 0 | 0 | 0 | 0 | 0 | 0 | 0 | 0 | 0 | 0 | 0 | 0 | 0 | 0
F1_Commercial_Lodging_Existing_Office Equipment_Electric_Monitor_E8 | F1 | Commercial | Lodging | Existing | Office Equipment | Electric | Monitor | E8 | CCE | 0 | 0 | 0 | 0 | 0 | 0 | 0 | 0 | 0 | 0 | 0 | 0 | 0 | 0 | 0 | 0 | 0 | 0 | 0 | 0 | 0 | 0 | 0 | 0 | 0 | 0 | 0 | 0 | 0 | 0
F1_Commercial_Lodging_Existing_Office Equipment_Electric_Monitor_E9 | F1 | Commercial | Lodging | Existing | Office Equipment | Electric | Monitor | E9 | CCE | 0 | 0 | 0 | 0 | 0 | 0 | 0 | 0 | 0 | 0 | 0 | 0 | 0 | 0 | 0 | 0 | 0 | 0 | 0 | 0 | 0 | 0 | 0 | 0 | 0 | 0 | 0 | 0 | 0 | 0
F1_Commercial_Lodging_Existing_Office Equipment_Electric_Monitor_E10 | F1 | Commercial | Lodging | Existing | Office Equipment | Electric | Monitor | E10 | CCE | 0 | 0 | 0 | 0 | 0 | 0 | 0 | 0 | 0 | 0 | 0 | 0 | 0 | 0 | 0 | 0 | 0 | 0 | 0 | 0 | 0 | 0 | 0 | 0 | 0 | 0 | 0 | 0 | 0 | 0
F2_Commercial_Lodging_Existing_Office Equipment_Electric_Monitor_E1 | F2 | Commercial | Lodging | Existing | Office Equipment | Electric | Monitor | E1 | TRC BC Ratio | 0 | 0 | 0 | 0 | 0 | 0 | 0 | 0 | 0 | 0 | 0 | 0 | 0 | 0 | 0 | 0 | 0 | 0 | 0 | 0 | 0 | 0 | 0 | 0 | 0 | 0 | 0 | 0 | 0 | 0
F2_Commercial_Lodging_Existing_Office Equipment_Electric_Monitor_E2 | F2 | Commercial | Lodging | Existing | Office Equipment | Electric | Monitor | E2 | TRC BC Ratio | 0 | 0 | 0 | 0 | 0 | 0 | 0 | 0 | 0 | 0 | 0 | 0 | 0 | 0 | 0 | 0 | 0 | 0 | 0 | 0 | 0 | 0 | 0 | 0 | 0 | 0 | 0 | 0 | 0 | 0
F2_Commercial_Lodging_Existing_Office Equipment_Electric_Monitor_E3 | F2 | Commercial | Lodging | Existing | Office Equipment | Electric | Monitor | E3 | TRC BC Ratio | 0 | 0 | 0 | 0 | 0 | 0 | 0 | 0 | 0 | 0 | 0 | 0 | 0 | 0 | 0 | 0 | 0 | 0 | 0 | 0 | 0 | 0 | 0 | 0 | 0 | 0 | 0 | 0 | 0 | 0
F2_Commercial_Lodging_Existing_Office Equipment_Electric_Monitor_E4 | F2 | Commercial | Lodging | Existing | Office Equipment | Electric | Monitor | E4 | TRC BC Ratio | 0 | 0 | 0 | 0 | 0 | 0 | 0 | 0 | 0 | 0 | 0 | 0 | 0 | 0 | 0 | 0 | 0 | 0 | 0 | 0 | 0 | 0 | 0 | 0 | 0 | 0 | 0 | 0 | 0 | 0
F2_Commercial_Lodging_Existing_Office Equipment_Electric_Monitor_E5 | F2 | Commercial | Lodging | Existing | Office Equipment | Electric | Monitor | E5 | TRC BC Ratio | 0 | 0 | 0 | 0 | 0 | 0 | 0 | 0 | 0 | 0 | 0 | 0 | 0 | 0 | 0 | 0 | 0 | 0 | 0 | 0 | 0 | 0 | 0 | 0 | 0 | 0 | 0 | 0 | 0 | 0
F2_Commercial_Lodging_Existing_Office Equipment_Electric_Monitor_E6 | F2 | Commercial | Lodging | Existing | Office Equipment | Electric | Monitor | E6 | TRC BC Ratio | 0 | 0 | 0 | 0 | 0 | 0 | 0 | 0 | 0 | 0 | 0 | 0 | 0 | 0 | 0 | 0 | 0 | 0 | 0 | 0 | 0 | 0 | 0 | 0 | 0 | 0 | 0 | 0 | 0 | 0
F2_Commercial_Lodging_Existing_Office Equipment_Electric_Monitor_E7 | F2 | Commercial | Lodging | Existing | Office Equipment | Electric | Monitor | E7 | TRC BC Ratio | 0 | 0 | 0 | 0 | 0 | 0 | 0 | 0 | 0 | 0 | 0 | 0 | 0 | 0 | 0 | 0 | 0 | 0 | 0 | 0 | 0 | 0 | 0 | 0 | 0 | 0 | 0 | 0 | 0 | 0
F2_Commercial_Lodging_Existing_Office Equipment_Electric_Monitor_E8 | F2 | Commercial | Lodging | Existing | Office Equipment | Electric | Monitor | E8 | TRC BC Ratio | 0 | 0 | 0 | 0 | 0 | 0 | 0 | 0 | 0 | 0 | 0 | 0 | 0 | 0 | 0 | 0 | 0 | 0 | 0 | 0 | 0 | 0 | 0 | 0 | 0 | 0 | 0 | 0 | 0 | 0
F2_Commercial_Lodging_Existing_Office Equipment_Electric_Monitor_E9 | F2 | Commercial | Lodging | Existing | Office Equipment | Electric | Monitor | E9 | TRC BC Ratio | 0 | 0 | 0 | 0 | 0 | 0 | 0 | 0 | 0 | 0 | 0 | 0 | 0 | 0 | 0 | 0 | 0 | 0 | 0 | 0 | 0 | 0 | 0 | 0 | 0 | 0 | 0 | 0 | 0 | 0
F2_Commercial_Lodging_Existing_Office Equipment_Electric_Monitor_E10 | F2 | Commercial | Lodging | Existing | Office Equipment | Electric | Monitor | E10 | TRC BC Ratio | 0 | 0 | 0 | 0 | 0 | 0 | 0 | 0 | 0 | 0 | 0 | 0 | 0 | 0 | 0 | 0 | 0 | 0 | 0 | 0 | 0 | 0 | 0 | 0 | 0 | 0 | 0 | 0 | 0 | 0
F3_Commercial_Lodging_Existing_Office Equipment_Electric_Monitor_E1 | F3 | Commercial | Lodging | Existing | Office Equipment | Electric | Monitor | E1 | PACT BC Ratio | 0 | 0 | 0 | 0 | 0 | 0 | 0 | 0 | 0 | 0 | 0 | 0 | 0 | 0 | 0 | 0 | 0 | 0 | 0 | 0 | 0 | 0 | 0 | 0 | 0 | 0 | 0 | 0 | 0 | 0
F3_Commercial_Lodging_Existing_Office Equipment_Electric_Monitor_E2 | F3 | Commercial | Lodging | Existing | Office Equipment | Electric | Monitor | E2 | PACT BC Ratio | 0 | 0 | 0 | 0 | 0 | 0 | 0 | 0 | 0 | 0 | 0 | 0 | 0 | 0 | 0 | 0 | 0 | 0 | 0 | 0 | 0 | 0 | 0 | 0 | 0 | 0 | 0 | 0 | 0 | 0
F3_Commercial_Lodging_Existing_Office Equipment_Electric_Monitor_E3 | F3 | Commercial | Lodging | Existing | Office Equipment | Electric | Monitor | E3 | PACT BC Ratio | 0 | 0 | 0 | 0 | 0 | 0 | 0 | 0 | 0 | 0 | 0 | 0 | 0 | 0 | 0 | 0 | 0 | 0 | 0 | 0 | 0 | 0 | 0 | 0 | 0 | 0 | 0 | 0 | 0 | 0
F3_Commercial_Lodging_Existing_Office Equipment_Electric_Monitor_E4 | F3 | Commercial | Lodging | Existing | Office Equipment | Electric | Monitor | E4 | PACT BC Ratio | 0 | 0 | 0 | 0 | 0 | 0 | 0 | 0 | 0 | 0 | 0 | 0 | 0 | 0 | 0 | 0 | 0 | 0 | 0 | 0 | 0 | 0 | 0 | 0 | 0 | 0 | 0 | 0 | 0 | 0
F3_Commercial_Lodging_Existing_Office Equipment_Electric_Monitor_E5 | F3 | Commercial | Lodging | Existing | Office Equipment | Electric | Monitor | E5 | PACT BC Ratio | 0 | 0 | 0 | 0 | 0 | 0 | 0 | 0 | 0 | 0 | 0 | 0 | 0 | 0 | 0 | 0 | 0 | 0 | 0 | 0 | 0 | 0 | 0 | 0 | 0 | 0 | 0 | 0 | 0 | 0
F3_Commercial_Lodging_Existing_Office Equipment_Electric_Monitor_E6 | F3 | Commercial | Lodging | Existing | Office Equipment | Electric | Monitor | E6 | PACT BC Ratio | 0 | 0 | 0 | 0 | 0 | 0 | 0 | 0 | 0 | 0 | 0 | 0 | 0 | 0 | 0 | 0 | 0 | 0 | 0 | 0 | 0 | 0 | 0 | 0 | 0 | 0 | 0 | 0 | 0 | 0
F3_Commercial_Lodging_Existing_Office Equipment_Electric_Monitor_E7 | F3 | Commercial | Lodging | Existing | Office Equipment | Electric | Monitor | E7 | PACT BC Ratio | 0 | 0 | 0 | 0 | 0 | 0 | 0 | 0 | 0 | 0 | 0 | 0 | 0 | 0 | 0 | 0 | 0 | 0 | 0 | 0 | 0 | 0 | 0 | 0 | 0 | 0 | 0 | 0 | 0 | 0
F3_Commercial_Lodging_Existing_Office Equipment_Electric_Monitor_E8 | F3 | Commercial | Lodging | Existing | Office Equipment | Electric | Monitor | E8 | PACT BC Ratio | 0 | 0 | 0 | 0 | 0 | 0 | 0 | 0 | 0 | 0 | 0 | 0 | 0 | 0 | 0 | 0 | 0 | 0 | 0 | 0 | 0 | 0 | 0 | 0 | 0 | 0 | 0 | 0 | 0 | 0
F3_Commercial_Lodging_Existing_Office Equipment_Electric_Monitor_E9 | F3 | Commercial | Lodging | Existing | Office Equipment | Electric | Monitor | E9 | PACT BC Ratio | 0 | 0 | 0 | 0 | 0 | 0 | 0 | 0 | 0 | 0 | 0 | 0 | 0 | 0 | 0 | 0 | 0 | 0 | 0 | 0 | 0 | 0 | 0 | 0 | 0 | 0 | 0 | 0 | 0 | 0
F3_Commercial_Lodging_Existing_Office Equipment_Electric_Monitor_E10 | F3 | Commercial | Lodging | Existing | Office Equipment | Electric | Monitor | E10 | PACT BC Ratio | 0 | 0 | 0 | 0 | 0 | 0 | 0 | 0 | 0 | 0 | 0 | 0 | 0 | 0 | 0 | 0 | 0 | 0 | 0 | 0 | 0 | 0 | 0 | 0 | 0 | 0 | 0 | 0 | 0 | 0
F4_Commercial_Lodging_Existing_Office Equipment_Electric_Monitor_E1 | F4 | Commercial | Lodging | Existing | Office Equipment | Electric | Monitor | E1 | RVT BC Ratio | 0 | 0 | 0 | 0 | 0 | 0 | 0 | 0 | 0 | 0 | 0 | 0 | 0 | 0 | 0 | 0 | 0 | 0 | 0 | 0 | 0 | 0 | 0 | 0 | 0 | 0 | 0 | 0 | 0 | 0
F4_Commercial_Lodging_Existing_Office Equipment_Electric_Monitor_E2 | F4 | Commercial | Lodging | Existing | Office Equipment | Electric | Monitor | E2 | RVT BC Ratio | 0 | 0 | 0 | 0 | 0 | 0 | 0 | 0 | 0 | 0 | 0 | 0 | 0 | 0 | 0 | 0 | 0 | 0 | 0 | 0 | 0 | 0 | 0 | 0 | 0 | 0 | 0 | 0 | 0 | 0
F4_Commercial_Lodging_Existing_Office Equipment_Electric_Monitor_E3 | F4 | Commercial | Lodging | Existing | Office Equipment | Electric | Monitor | E3 | RVT BC Ratio | 0 | 0 | 0 | 0 | 0 | 0 | 0 | 0 | 0 | 0 | 0 | 0 | 0 | 0 | 0 | 0 | 0 | 0 | 0 | 0 | 0 | 0 | 0 | 0 | 0 | 0 | 0 | 0 | 0 | 0
F4_Commercial_Lodging_Existing_Office Equipment_Electric_Monitor_E4 | F4 | Commercial | Lodging | Existing | Office Equipment | Electric | Monitor | E4 | RVT BC Ratio | 0 | 0 | 0 | 0 | 0 | 0 | 0 | 0 | 0 | 0 | 0 | 0 | 0 | 0 | 0 | 0 | 0 | 0 | 0 | 0 | 0 | 0 | 0 | 0 | 0 | 0 | 0 | 0 | 0 | 0
F4_Commercial_Lodging_Existing_Office Equipment_Electric_Monitor_E5 | F4 | Commercial | Lodging | Existing | Office Equipment | Electric | Monitor | E5 | RVT BC Ratio | 0 | 0 | 0 | 0 | 0 | 0 | 0 | 0 | 0 | 0 | 0 | 0 | 0 | 0 | 0 | 0 | 0 | 0 | 0 | 0 | 0 | 0 | 0 | 0 | 0 | 0 | 0 | 0 | 0 | 0
F4_Commercial_Lodging_Existing_Office Equipment_Electric_Monitor_E6 | F4 | Commercial | Lodging | Existing | Office Equipment | Electric | Monitor | E6 | RVT BC Ratio | 0 | 0 | 0 | 0 | 0 | 0 | 0 | 0 | 0 | 0 | 0 | 0 | 0 | 0 | 0 | 0 | 0 | 0 | 0 | 0 | 0 | 0 | 0 | 0 | 0 | 0 | 0 | 0 | 0 | 0
F4_Commercial_Lodging_Existing_Office Equipment_Electric_Monitor_E7 | F4 | Commercial | Lodging | Existing | Office Equipment | Electric | Monitor | E7 | RVT BC Ratio | 0 | 0 | 0 | 0 | 0 | 0 | 0 | 0 | 0 | 0 | 0 | 0 | 0 | 0 | 0 | 0 | 0 | 0 | 0 | 0 | 0 | 0 | 0 | 0 | 0 | 0 | 0 | 0 | 0 | 0
F4_Commercial_Lodging_Existing_Office Equipment_Electric_Monitor_E8 | F4 | Commercial | Lodging | Existing | Office Equipment | Electric | Monitor | E8 | RVT BC Ratio | 0 | 0 | 0 | 0 | 0 | 0 | 0 | 0 | 0 | 0 | 0 | 0 | 0 | 0 | 0 | 0 | 0 | 0 | 0 | 0 | 0 | 0 | 0 | 0 | 0 | 0 | 0 | 0 | 0 | 0
F4_Commercial_Lodging_Existing_Office Equipment_Electric_Monitor_E9 | F4 | Commercial | Lodging | Existing | Office Equipment | Electric | Monitor | E9 | RVT BC Ratio | 0 | 0 | 0 | 0 | 0 | 0 | 0 | 0 | 0 | 0 | 0 | 0 | 0 | 0 | 0 | 0 | 0 | 0 | 0 | 0 | 0 | 0 | 0 | 0 | 0 | 0 | 0 | 0 | 0 | 0
F4_Commercial_Lodging_Existing_Office Equipment_Electric_Monitor_E10 | F4 | Commercial | Lodging | Existing | Office Equipment | Electric | Monitor | E10 | RVT BC Ratio | 0 | 0 | 0 | 0 | 0 | 0 | 0 | 0 | 0 | 0 | 0 | 0 | 0 | 0 | 0 | 0 | 0 | 0 | 0 | 0 | 0 | 0 | 0 | 0 | 0 | 0 | 0 | 0 | 0 | 0
F5_Commercial_Lodging_Existing_Office Equipment_Electric_Monitor_E1 | F5 | Commercial | Lodging | Existing | Office Equipment | Electric | Monitor | E1 | RIM BC Ratio | 0 | 0 | 0 | 0 | 0 | 0 | 0 | 0 | 0 | 0 | 0 | 0 | 0 | 0 | 0 | 0 | 0 | 0 | 0 | 0 | 0 | 0 | 0 | 0 | 0 | 0 | 0 | 0 | 0 | 0
F5_Commercial_Lodging_Existing_Office Equipment_Electric_Monitor_E2 | F5 | Commercial | Lodging | Existing | Office Equipment | Electric | Monitor | E2 | RIM BC Ratio | 0 | 0 | 0 | 0 | 0 | 0 | 0 | 0 | 0 | 0 | 0 | 0 | 0 | 0 | 0 | 0 | 0 | 0 | 0 | 0 | 0 | 0 | 0 | 0 | 0 | 0 | 0 | 0 | 0 | 0
F5_Commercial_Lodging_Existing_Office Equipment_Electric_Monitor_E3 | F5 | Commercial | Lodging | Existing | Office Equipment | Electric | Monitor | E3 | RIM BC Ratio | 0 | 0 | 0 | 0 | 0 | 0 | 0 | 0 | 0 | 0 | 0 | 0 | 0 | 0 | 0 | 0 | 0 | 0 | 0 | 0 | 0 | 0 | 0 | 0 | 0 | 0 | 0 | 0 | 0 | 0
F5_Commercial_Lodging_Existing_Office Equipment_Electric_Monitor_E4 | F5 | Commercial | Lodging | Existing | Office Equipment | Electric | Monitor | E4 | RIM BC Ratio | 0 | 0 | 0 | 0 | 0 | 0 | 0 | 0 | 0 | 0 | 0 | 0 | 0 | 0 | 0 | 0 | 0 | 0 | 0 | 0 | 0 | 0 | 0 | 0 | 0 | 0 | 0 | 0 | 0 | 0
F5_Commercial_Lodging_Existing_Office Equipment_Electric_Monitor_E5 | F5 | Commercial | Lodging | Existing | Office Equipment | Electric | Monitor | E5 | RIM BC Ratio | 0 | 0 | 0 | 0 | 0 | 0 | 0 | 0 | 0 | 0 | 0 | 0 | 0 | 0 | 0 | 0 | 0 | 0 | 0 | 0 | 0 | 0 | 0 | 0 | 0 | 0 | 0 | 0 | 0 | 0
F5_Commercial_Lodging_Existing_Office Equipment_Electric_Monitor_E6 | F5 | Commercial | Lodging | Existing | Office Equipment | Electric | Monitor | E6 | RIM BC Ratio | 0 | 0 | 0 | 0 | 0 | 0 | 0 | 0 | 0 | 0 | 0 | 0 | 0 | 0 | 0 | 0 | 0 | 0 | 0 | 0 | 0 | 0 | 0 | 0 | 0 | 0 | 0 | 0 | 0 | 0
F5_Commercial_Lodging_Existing_Office Equipment_Electric_Monitor_E7 | F5 | Commercial | Lodging | Existing | Office Equipment | Electric | Monitor | E7 | RIM BC Ratio | 0 | 0 | 0 | 0 | 0 | 0 | 0 | 0 | 0 | 0 | 0 | 0 | 0 | 0 | 0 | 0 | 0 | 0 | 0 | 0 | 0 | 0 | 0 | 0 | 0 | 0 | 0 | 0 | 0 | 0
F5_Commercial_Lodging_Existing_Office Equipment_Electric_Monitor_E8 | F5 | Commercial | Lodging | Existing | Office Equipment | Electric | Monitor | E8 | RIM BC Ratio | 0 | 0 | 0 | 0 | 0 | 0 | 0 | 0 | 0 | 0 | 0 | 0 | 0 | 0 | 0 | 0 | 0 | 0 | 0 | 0 | 0 | 0 | 0 | 0 | 0 | 0 | 0 | 0 | 0 | 0
F5_Commercial_Lodging_Existing_Office Equipment_Electric_Monitor_E9 | F5 | Commercial | Lodging | Existing | Office Equipment | Electric | Monitor | E9 | RIM BC Ratio | 0 | 0 | 0 | 0 | 0 | 0 | 0 | 0 | 0 | 0 | 0 | 0 | 0 | 0 | 0 | 0 | 0 | 0 | 0 | 0 | 0 | 0 | 0 | 0 | 0 | 0 | 0 | 0 | 0 | 0
F5_Commercial_Lodging_Existing_Office Equipment_Electric_Monitor_E10 | F5 | Commercial | Lodging | Existing | Office Equipment | Electric | Monitor | E10 | RIM BC Ratio | 0 | 0 | 0 | 0 | 0 | 0 | 0 | 0 | 0 | 0 | 0 | 0 | 0 | 0 | 0 | 0 | 0 | 0 | 0 | 0 | 0 | 0 | 0 | 0 | 0 | 0 | 0 | 0 | 0 | 0
F0_Commercial_Lodging_Existing_Office Equipment_Electric_Printer/Copier/Fax_E0 | F0 | Commercial | Lodging | Existing | Office Equipment | Electric | Printer/Copier/Fax | E0 | Economic Unit | 0 | 0 | 0 | 0 | 0 | 0 | 0 | 0 | 0 | 0 | 0 | 0 | 0 | 0 | 0 | 0 | 0 | 0 | 0 | 0 | 0 | 0 | 0 | 0 | 0 | 0 | 0 | 0 | 0 | 0
F1_Commercial_Lodging_Existing_Office Equipment_Electric_Printer/Copier/Fax_E1 | F1 | Commercial | Lodging | Existing | Office Equipment | Electric | Printer/Copier/Fax | E1 | CCE | 0 | 0 | 0 | 0 | 0 | 0 | 0 | 0 | 0 | 0 | 0 | 0 | 0 | 0 | 0 | 0 | 0 | 0 | 0 | 0 | 0 | 0 | 0 | 0 | 0 | 0 | 0 | 0 | 0 | 0
F1_Commercial_Lodging_Existing_Office Equipment_Electric_Printer/Copier/Fax_E2 | F1 | Commercial | Lodging | Existing | Office Equipment | Electric | Printer/Copier/Fax | E2 | CCE | 0 | 0 | 0 | 0 | 0 | 0 | 0 | 0 | 0 | 0 | 0 | 0 | 0 | 0 | 0 | 0 | 0 | 0 | 0 | 0 | 0 | 0 | 0 | 0 | 0 | 0 | 0 | 0 | 0 | 0
F1_Commercial_Lodging_Existing_Office Equipment_Electric_Printer/Copier/Fax_E3 | F1 | Commercial | Lodging | Existing | Office Equipment | Electric | Printer/Copier/Fax | E3 | CCE | 0 | 0 | 0 | 0 | 0 | 0 | 0 | 0 | 0 | 0 | 0 | 0 | 0 | 0 | 0 | 0 | 0 | 0 | 0 | 0 | 0 | 0 | 0 | 0 | 0 | 0 | 0 | 0 | 0 | 0
F1_Commercial_Lodging_Existing_Office Equipment_Electric_Printer/Copier/Fax_E4 | F1 | Commercial | Lodging | Existing | Office Equipment | Electric | Printer/Copier/Fax | E4 | CCE | 0 | 0 | 0 | 0 | 0 | 0 | 0 | 0 | 0 | 0 | 0 | 0 | 0 | 0 | 0 | 0 | 0 | 0 | 0 | 0 | 0 | 0 | 0 | 0 | 0 | 0 | 0 | 0 | 0 | 0
F1_Commercial_Lodging_Existing_Office Equipment_Electric_Printer/Copier/Fax_E5 | F1 | Commercial | Lodging | Existing | Office Equipment | Electric | Printer/Copier/Fax | E5 | CCE | 0 | 0 | 0 | 0 | 0 | 0 | 0 | 0 | 0 | 0 | 0 | 0 | 0 | 0 | 0 | 0 | 0 | 0 | 0 | 0 | 0 | 0 | 0 | 0 | 0 | 0 | 0 | 0 | 0 | 0
F1_Commercial_Lodging_Existing_Office Equipment_Electric_Printer/Copier/Fax_E6 | F1 | Commercial | Lodging | Existing | Office Equipment | Electric | Printer/Copier/Fax | E6 | CCE | 0 | 0 | 0 | 0 | 0 | 0 | 0 | 0 | 0 | 0 | 0 | 0 | 0 | 0 | 0 | 0 | 0 | 0 | 0 | 0 | 0 | 0 | 0 | 0 | 0 | 0 | 0 | 0 | 0 | 0
F1_Commercial_Lodging_Existing_Office Equipment_Electric_Printer/Copier/Fax_E7 | F1 | Commercial | Lodging | Existing | Office Equipment | Electric | Printer/Copier/Fax | E7 | CCE | 0 | 0 | 0 | 0 | 0 | 0 | 0 | 0 | 0 | 0 | 0 | 0 | 0 | 0 | 0 | 0 | 0 | 0 | 0 | 0 | 0 | 0 | 0 | 0 | 0 | 0 | 0 | 0 | 0 | 0
F1_Commercial_Lodging_Existing_Office Equipment_Electric_Printer/Copier/Fax_E8 | F1 | Commercial | Lodging | Existing | Office Equipment | Electric | Printer/Copier/Fax | E8 | CCE | 0 | 0 | 0 | 0 | 0 | 0 | 0 | 0 | 0 | 0 | 0 | 0 | 0 | 0 | 0 | 0 | 0 | 0 | 0 | 0 | 0 | 0 | 0 | 0 | 0 | 0 | 0 | 0 | 0 | 0
F1_Commercial_Lodging_Existing_Office Equipment_Electric_Printer/Copier/Fax_E9 | F1 | Commercial | Lodging | Existing | Office Equipment | Electric | Printer/Copier/Fax | E9 | CCE | 0 | 0 | 0 | 0 | 0 | 0 | 0 | 0 | 0 | 0 | 0 | 0 | 0 | 0 | 0 | 0 | 0 | 0 | 0 | 0 | 0 | 0 | 0 | 0 | 0 | 0 | 0 | 0 | 0 | 0
F1_Commercial_Lodging_Existing_Office Equipment_Electric_Printer/Copier/Fax_E10 | F1 | Commercial | Lodging | Existing | Office Equipment | Electric | Printer/Copier/Fax | E10 | CCE | 0 | 0 | 0 | 0 | 0 | 0 | 0 | 0 | 0 | 0 | 0 | 0 | 0 | 0 | 0 | 0 | 0 | 0 | 0 | 0 | 0 | 0 | 0 | 0 | 0 | 0 | 0 | 0 | 0 | 0
F2_Commercial_Lodging_Existing_Office Equipment_Electric_Printer/Copier/Fax_E1 | F2 | Commercial | Lodging | Existing | Office Equipment | Electric | Printer/Copier/Fax | E1 | TRC BC Ratio | 0 | 0 | 0 | 0 | 0 | 0 | 0 | 0 | 0 | 0 | 0 | 0 | 0 | 0 | 0 | 0 | 0 | 0 | 0 | 0 | 0 | 0 | 0 | 0 | 0 | 0 | 0 | 0 | 0 | 0
F2_Commercial_Lodging_Existing_Office Equipment_Electric_Printer/Copier/Fax_E2 | F2 | Commercial | Lodging | Existing | Office Equipment | Electric | Printer/Copier/Fax | E2 | TRC BC Ratio | 0 | 0 | 0 | 0 | 0 | 0 | 0 | 0 | 0 | 0 | 0 | 0 | 0 | 0 | 0 | 0 | 0 | 0 | 0 | 0 | 0 | 0 | 0 | 0 | 0 | 0 | 0 | 0 | 0 | 0
F2_Commercial_Lodging_Existing_Office Equipment_Electric_Printer/Copier/Fax_E3 | F2 | Commercial | Lodging | Existing | Office Equipment | Electric | Printer/Copier/Fax | E3 | TRC BC Ratio | 0 | 0 | 0 | 0 | 0 | 0 | 0 | 0 | 0 | 0 | 0 | 0 | 0 | 0 | 0 | 0 | 0 | 0 | 0 | 0 | 0 | 0 | 0 | 0 | 0 | 0 | 0 | 0 | 0 | 0
F2_Commercial_Lodging_Existing_Office Equipment_Electric_Printer/Copier/Fax_E4 | F2 | Commercial | Lodging | Existing | Office Equipment | Electric | Printer/Copier/Fax | E4 | TRC BC Ratio | 0 | 0 | 0 | 0 | 0 | 0 | 0 | 0 | 0 | 0 | 0 | 0 | 0 | 0 | 0 | 0 | 0 | 0 | 0 | 0 | 0 | 0 | 0 | 0 | 0 | 0 | 0 | 0 | 0 | 0
F2_Commercial_Lodging_Existing_Office Equipment_Electric_Printer/Copier/Fax_E5 | F2 | Commercial | Lodging | Existing | Office Equipment | Electric | Printer/Copier/Fax | E5 | TRC BC Ratio | 0 | 0 | 0 | 0 | 0 | 0 | 0 | 0 | 0 | 0 | 0 | 0 | 0 | 0 | 0 | 0 | 0 | 0 | 0 | 0 | 0 | 0 | 0 | 0 | 0 | 0 | 0 | 0 | 0 | 0
F2_Commercial_Lodging_Existing_Office Equipment_Electric_Printer/Copier/Fax_E6 | F2 | Commercial | Lodging | Existing | Office Equipment | Electric | Printer/Copier/Fax | E6 | TRC BC Ratio | 0 | 0 | 0 | 0 | 0 | 0 | 0 | 0 | 0 | 0 | 0 | 0 | 0 | 0 | 0 | 0 | 0 | 0 | 0 | 0 | 0 | 0 | 0 | 0 | 0 | 0 | 0 | 0 | 0 | 0
F2_Commercial_Lodging_Existing_Office Equipment_Electric_Printer/Copier/Fax_E7 | F2 | Commercial | Lodging | Existing | Office Equipment | Electric | Printer/Copier/Fax | E7 | TRC BC Ratio | 0 | 0 | 0 | 0 | 0 | 0 | 0 | 0 | 0 | 0 | 0 | 0 | 0 | 0 | 0 | 0 | 0 | 0 | 0 | 0 | 0 | 0 | 0 | 0 | 0 | 0 | 0 | 0 | 0 | 0
F2_Commercial_Lodging_Existing_Office Equipment_Electric_Printer/Copier/Fax_E8 | F2 | Commercial | Lodging | Existing | Office Equipment | Electric | Printer/Copier/Fax | E8 | TRC BC Ratio | 0 | 0 | 0 | 0 | 0 | 0 | 0 | 0 | 0 | 0 | 0 | 0 | 0 | 0 | 0 | 0 | 0 | 0 | 0 | 0 | 0 | 0 | 0 | 0 | 0 | 0 | 0 | 0 | 0 | 0
F2_Commercial_Lodging_Existing_Office Equipment_Electric_Printer/Copier/Fax_E9 | F2 | Commercial | Lodging | Existing | Office Equipment | Electric | Printer/Copier/Fax | E9 | TRC BC Ratio | 0 | 0 | 0 | 0 | 0 | 0 | 0 | 0 | 0 | 0 | 0 | 0 | 0 | 0 | 0 | 0 | 0 | 0 | 0 | 0 | 0 | 0 | 0 | 0 | 0 | 0 | 0 | 0 | 0 | 0
F2_Commercial_Lodging_Existing_Office Equipment_Electric_Printer/Copier/Fax_E10 | F2 | Commercial | Lodging | Existing | Office Equipment | Electric | Printer/Copier/Fax | E10 | TRC BC Ratio | 0 | 0 | 0 | 0 | 0 | 0 | 0 | 0 | 0 | 0 | 0 | 0 | 0 | 0 | 0 | 0 | 0 | 0 | 0 | 0 | 0 | 0 | 0 | 0 | 0 | 0 | 0 | 0 | 0 | 0
F3_Commercial_Lodging_Existing_Office Equipment_Electric_Printer/Copier/Fax_E1 | F3 | Commercial | Lodging | Existing | Office Equipment | Electric | Printer/Copier/Fax | E1 | PACT BC Ratio | 0 | 0 | 0 | 0 | 0 | 0 | 0 | 0 | 0 | 0 | 0 | 0 | 0 | 0 | 0 | 0 | 0 | 0 | 0 | 0 | 0 | 0 | 0 | 0 | 0 | 0 | 0 | 0 | 0 | 0
F3_Commercial_Lodging_Existing_Office Equipment_Electric_Printer/Copier/Fax_E2 | F3 | Commercial | Lodging | Existing | Office Equipment | Electric | Printer/Copier/Fax | E2 | PACT BC Ratio | 0 | 0 | 0 | 0 | 0 | 0 | 0 | 0 | 0 | 0 | 0 | 0 | 0 | 0 | 0 | 0 | 0 | 0 | 0 | 0 | 0 | 0 | 0 | 0 | 0 | 0 | 0 | 0 | 0 | 0
F3_Commercial_Lodging_Existing_Office Equipment_Electric_Printer/Copier/Fax_E3 | F3 | Commercial | Lodging | Existing | Office Equipment | Electric | Printer/Copier/Fax | E3 | PACT BC Ratio | 0 | 0 | 0 | 0 | 0 | 0 | 0 | 0 | 0 | 0 | 0 | 0 | 0 | 0 | 0 | 0 | 0 | 0 | 0 | 0 | 0 | 0 | 0 | 0 | 0 | 0 | 0 | 0 | 0 | 0
F3_Commercial_Lodging_Existing_Office Equipment_Electric_Printer/Copier/Fax_E4 | F3 | Commercial | Lodging | Existing | Office Equipment | Electric | Printer/Copier/Fax | E4 | PACT BC Ratio | 0 | 0 | 0 | 0 | 0 | 0 | 0 | 0 | 0 | 0 | 0 | 0 | 0 | 0 | 0 | 0 | 0 | 0 | 0 | 0 | 0 | 0 | 0 | 0 | 0 | 0 | 0 | 0 | 0 | 0
F3_Commercial_Lodging_Existing_Office Equipment_Electric_Printer/Copier/Fax_E5 | F3 | Commercial | Lodging | Existing | Office Equipment | Electric | Printer/Copier/Fax | E5 | PACT BC Ratio | 0 | 0 | 0 | 0 | 0 | 0 | 0 | 0 | 0 | 0 | 0 | 0 | 0 | 0 | 0 | 0 | 0 | 0 | 0 | 0 | 0 | 0 | 0 | 0 | 0 | 0 | 0 | 0 | 0 | 0
F3_Commercial_Lodging_Existing_Office Equipment_Electric_Printer/Copier/Fax_E6 | F3 | Commercial | Lodging | Existing | Office Equipment | Electric | Printer/Copier/Fax | E6 | PACT BC Ratio | 0 | 0 | 0 | 0 | 0 | 0 | 0 | 0 | 0 | 0 | 0 | 0 | 0 | 0 | 0 | 0 | 0 | 0 | 0 | 0 | 0 | 0 | 0 | 0 | 0 | 0 | 0 | 0 | 0 | 0
F3_Commercial_Lodging_Existing_Office Equipment_Electric_Printer/Copier/Fax_E7 | F3 | Commercial | Lodging | Existing | Office Equipment | Electric | Printer/Copier/Fax | E7 | PACT BC Ratio | 0 | 0 | 0 | 0 | 0 | 0 | 0 | 0 | 0 | 0 | 0 | 0 | 0 | 0 | 0 | 0 | 0 | 0 | 0 | 0 | 0 | 0 | 0 | 0 | 0 | 0 | 0 | 0 | 0 | 0
F3_Commercial_Lodging_Existing_Office Equipment_Electric_Printer/Copier/Fax_E8 | F3 | Commercial | Lodging | Existing | Office Equipment | Electric | Printer/Copier/Fax | E8 | PACT BC Ratio | 0 | 0 | 0 | 0 | 0 | 0 | 0 | 0 | 0 | 0 | 0 | 0 | 0 | 0 | 0 | 0 | 0 | 0 | 0 | 0 | 0 | 0 | 0 | 0 | 0 | 0 | 0 | 0 | 0 | 0
F3_Commercial_Lodging_Existing_Office Equipment_Electric_Printer/Copier/Fax_E9 | F3 | Commercial | Lodging | Existing | Office Equipment | Electric | Printer/Copier/Fax | E9 | PACT BC Ratio | 0 | 0 | 0 | 0 | 0 | 0 | 0 | 0 | 0 | 0 | 0 | 0 | 0 | 0 | 0 | 0 | 0 | 0 | 0 | 0 | 0 | 0 | 0 | 0 | 0 | 0 | 0 | 0 | 0 | 0
F3_Commercial_Lodging_Existing_Office Equipment_Electric_Printer/Copier/Fax_E10 | F3 | Commercial | Lodging | Existing | Office Equipment | Electric | Printer/Copier/Fax | E10 | PACT BC Ratio | 0 | 0 | 0 | 0 | 0 | 0 | 0 | 0 | 0 | 0 | 0 | 0 | 0 | 0 | 0 | 0 | 0 | 0 | 0 | 0 | 0 | 0 | 0 | 0 | 0 | 0 | 0 | 0 | 0 | 0
F4_Commercial_Lodging_Existing_Office Equipment_Electric_Printer/Copier/Fax_E1 | F4 | Commercial | Lodging | Existing | Office Equipment | Electric | Printer/Copier/Fax | E1 | RVT BC Ratio | 0 | 0 | 0 | 0 | 0 | 0 | 0 | 0 | 0 | 0 | 0 | 0 | 0 | 0 | 0 | 0 | 0 | 0 | 0 | 0 | 0 | 0 | 0 | 0 | 0 | 0 | 0 | 0 | 0 | 0
F4_Commercial_Lodging_Existing_Office Equipment_Electric_Printer/Copier/Fax_E2 | F4 | Commercial | Lodging | Existing | Office Equipment | Electric | Printer/Copier/Fax | E2 | RVT BC Ratio | 0 | 0 | 0 | 0 | 0 | 0 | 0 | 0 | 0 | 0 | 0 | 0 | 0 | 0 | 0 | 0 | 0 | 0 | 0 | 0 | 0 | 0 | 0 | 0 | 0 | 0 | 0 | 0 | 0 | 0
F4_Commercial_Lodging_Existing_Office Equipment_Electric_Printer/Copier/Fax_E3 | F4 | Commercial | Lodging | Existing | Office Equipment | Electric | Printer/Copier/Fax | E3 | RVT BC Ratio | 0 | 0 | 0 | 0 | 0 | 0 | 0 | 0 | 0 | 0 | 0 | 0 | 0 | 0 | 0 | 0 | 0 | 0 | 0 | 0 | 0 | 0 | 0 | 0 | 0 | 0 | 0 | 0 | 0 | 0
F4_Commercial_Lodging_Existing_Office Equipment_Electric_Printer/Copier/Fax_E4 | F4 | Commercial | Lodging | Existing | Office Equipment | Electric | Printer/Copier/Fax | E4 | RVT BC Ratio | 0 | 0 | 0 | 0 | 0 | 0 | 0 | 0 | 0 | 0 | 0 | 0 | 0 | 0 | 0 | 0 | 0 | 0 | 0 | 0 | 0 | 0 | 0 | 0 | 0 | 0 | 0 | 0 | 0 | 0
F4_Commercial_Lodging_Existing_Office Equipment_Electric_Printer/Copier/Fax_E5 | F4 | Commercial | Lodging | Existing | Office Equipment | Electric | Printer/Copier/Fax | E5 | RVT BC Ratio | 0 | 0 | 0 | 0 | 0 | 0 | 0 | 0 | 0 | 0 | 0 | 0 | 0 | 0 | 0 | 0 | 0 | 0 | 0 | 0 | 0 | 0 | 0 | 0 | 0 | 0 | 0 | 0 | 0 | 0
F4_Commercial_Lodging_Existing_Office Equipment_Electric_Printer/Copier/Fax_E6 | F4 | Commercial | Lodging | Existing | Office Equipment | Electric | Printer/Copier/Fax | E6 | RVT BC Ratio | 0 | 0 | 0 | 0 | 0 | 0 | 0 | 0 | 0 | 0 | 0 | 0 | 0 | 0 | 0 | 0 | 0 | 0 | 0 | 0 | 0 | 0 | 0 | 0 | 0 | 0 | 0 | 0 | 0 | 0
F4_Commercial_Lodging_Existing_Office Equipment_Electric_Printer/Copier/Fax_E7 | F4 | Commercial | Lodging | Existing | Office Equipment | Electric | Printer/Copier/Fax | E7 | RVT BC Ratio | 0 | 0 | 0 | 0 | 0 | 0 | 0 | 0 | 0 | 0 | 0 | 0 | 0 | 0 | 0 | 0 | 0 | 0 | 0 | 0 | 0 | 0 | 0 | 0 | 0 | 0 | 0 | 0 | 0 | 0
F4_Commercial_Lodging_Existing_Office Equipment_Electric_Printer/Copier/Fax_E8 | F4 | Commercial | Lodging | Existing | Office Equipment | Electric | Printer/Copier/Fax | E8 | RVT BC Ratio | 0 | 0 | 0 | 0 | 0 | 0 | 0 | 0 | 0 | 0 | 0 | 0 | 0 | 0 | 0 | 0 | 0 | 0 | 0 | 0 | 0 | 0 | 0 | 0 | 0 | 0 | 0 | 0 | 0 | 0
F4_Commercial_Lodging_Existing_Office Equipment_Electric_Printer/Copier/Fax_E9 | F4 | Commercial | Lodging | Existing | Office Equipment | Electric | Printer/Copier/Fax | E9 | RVT BC Ratio | 0 | 0 | 0 | 0 | 0 | 0 | 0 | 0 | 0 | 0 | 0 | 0 | 0 | 0 | 0 | 0 | 0 | 0 | 0 | 0 | 0 | 0 | 0 | 0 | 0 | 0 | 0 | 0 | 0 | 0
F4_Commercial_Lodging_Existing_Office Equipment_Electric_Printer/Copier/Fax_E10 | F4 | Commercial | Lodging | Existing | Office Equipment | Electric | Printer/Copier/Fax | E10 | RVT BC Ratio | 0 | 0 | 0 | 0 | 0 | 0 | 0 | 0 | 0 | 0 | 0 | 0 | 0 | 0 | 0 | 0 | 0 | 0 | 0 | 0 | 0 | 0 | 0 | 0 | 0 | 0 | 0 | 0 | 0 | 0
F5_Commercial_Lodging_Existing_Office Equipment_Electric_Printer/Copier/Fax_E1 | F5 | Commercial | Lodging | Existing | Office Equipment | Electric | Printer/Copier/Fax | E1 | RIM BC Ratio | 0 | 0 | 0 | 0 | 0 | 0 | 0 | 0 | 0 | 0 | 0 | 0 | 0 | 0 | 0 | 0 | 0 | 0 | 0 | 0 | 0 | 0 | 0 | 0 | 0 | 0 | 0 | 0 | 0 | 0
F5_Commercial_Lodging_Existing_Office Equipment_Electric_Printer/Copier/Fax_E2 | F5 | Commercial | Lodging | Existing | Office Equipment | Electric | Printer/Copier/Fax | E2 | RIM BC Ratio | 0 | 0 | 0 | 0 | 0 | 0 | 0 | 0 | 0 | 0 | 0 | 0 | 0 | 0 | 0 | 0 | 0 | 0 | 0 | 0 | 0 | 0 | 0 | 0 | 0 | 0 | 0 | 0 | 0 | 0
F5_Commercial_Lodging_Existing_Office Equipment_Electric_Printer/Copier/Fax_E3 | F5 | Commercial | Lodging | Existing | Office Equipment | Electric | Printer/Copier/Fax | E3 | RIM BC Ratio | 0 | 0 | 0 | 0 | 0 | 0 | 0 | 0 | 0 | 0 | 0 | 0 | 0 | 0 | 0 | 0 | 0 | 0 | 0 | 0 | 0 | 0 | 0 | 0 | 0 | 0 | 0 | 0 | 0 | 0
F5_Commercial_Lodging_Existing_Office Equipment_Electric_Printer/Copier/Fax_E4 | F5 | Commercial | Lodging | Existing | Office Equipment | Electric | Printer/Copier/Fax | E4 | RIM BC Ratio | 0 | 0 | 0 | 0 | 0 | 0 | 0 | 0 | 0 | 0 | 0 | 0 | 0 | 0 | 0 | 0 | 0 | 0 | 0 | 0 | 0 | 0 | 0 | 0 | 0 | 0 | 0 | 0 | 0 | 0
F5_Commercial_Lodging_Existing_Office Equipment_Electric_Printer/Copier/Fax_E5 | F5 | Commercial | Lodging | Existing | Office Equipment | Electric | Printer/Copier/Fax | E5 | RIM BC Ratio | 0 | 0 | 0 | 0 | 0 | 0 | 0 | 0 | 0 | 0 | 0 | 0 | 0 | 0 | 0 | 0 | 0 | 0 | 0 | 0 | 0 | 0 | 0 | 0 | 0 | 0 | 0 | 0 | 0 | 0
F5_Commercial_Lodging_Existing_Office Equipment_Electric_Printer/Copier/Fax_E6 | F5 | Commercial | Lodging | Existing | Office Equipment | Electric | Printer/Copier/Fax | E6 | RIM BC Ratio | 0 | 0 | 0 | 0 | 0 | 0 | 0 | 0 | 0 | 0 | 0 | 0 | 0 | 0 | 0 | 0 | 0 | 0 | 0 | 0 | 0 | 0 | 0 | 0 | 0 | 0 | 0 | 0 | 0 | 0
F5_Commercial_Lodging_Existing_Office Equipment_Electric_Printer/Copier/Fax_E7 | F5 | Commercial | Lodging | Existing | Office Equipment | Electric | Printer/Copier/Fax | E7 | RIM BC Ratio | 0 | 0 | 0 | 0 | 0 | 0 | 0 | 0 | 0 | 0 | 0 | 0 | 0 | 0 | 0 | 0 | 0 | 0 | 0 | 0 | 0 | 0 | 0 | 0 | 0 | 0 | 0 | 0 | 0 | 0
F5_Commercial_Lodging_Existing_Office Equipment_Electric_Printer/Copier/Fax_E8 | F5 | Commercial | Lodging | Existing | Office Equipment | Electric | Printer/Copier/Fax | E8 | RIM BC Ratio | 0 | 0 | 0 | 0 | 0 | 0 | 0 | 0 | 0 | 0 | 0 | 0 | 0 | 0 | 0 | 0 | 0 | 0 | 0 | 0 | 0 | 0 | 0 | 0 | 0 | 0 | 0 | 0 | 0 | 0
F5_Commercial_Lodging_Existing_Office Equipment_Electric_Printer/Copier/Fax_E9 | F5 | Commercial | Lodging | Existing | Office Equipment | Electric | Printer/Copier/Fax | E9 | RIM BC Ratio | 0 | 0 | 0 | 0 | 0 | 0 | 0 | 0 | 0 | 0 | 0 | 0 | 0 | 0 | 0 | 0 | 0 | 0 | 0 | 0 | 0 | 0 | 0 | 0 | 0 | 0 | 0 | 0 | 0 | 0
F5_Commercial_Lodging_Existing_Office Equipment_Electric_Printer/Copier/Fax_E10 | F5 | Commercial | Lodging | Existing | Office Equipment | Electric | Printer/Copier/Fax | E10 | RIM BC Ratio | 0 | 0 | 0 | 0 | 0 | 0 | 0 | 0 | 0 | 0 | 0 | 0 | 0 | 0 | 0 | 0 | 0 | 0 | 0 | 0 | 0 | 0 | 0 | 0 | 0 | 0 | 0 | 0 | 0 | 0
F0_Commercial_Lodging_Existing_Office Equipment_Electric_POS Terminal_E0 | F0 | Commercial | Lodging | Existing | Office Equipment | Electric | POS Terminal | E0 | Economic Unit | 0 | 0 | 0 | 0 | 0 | 0 | 0 | 0 | 0 | 0 | 0 | 0 | 0 | 0 | 0 | 0 | 0 | 0 | 0 | 0 | 0 | 0 | 0 | 0 | 0 | 0 | 0 | 0 | 0 | 0
F1_Commercial_Lodging_Existing_Office Equipment_Electric_POS Terminal_E1 | F1 | Commercial | Lodging | Existing | Office Equipment | Electric | POS Terminal | E1 | CCE | 0 | 0 | 0 | 0 | 0 | 0 | 0 | 0 | 0 | 0 | 0 | 0 | 0 | 0 | 0 | 0 | 0 | 0 | 0 | 0 | 0 | 0 | 0 | 0 | 0 | 0 | 0 | 0 | 0 | 0
F1_Commercial_Lodging_Existing_Office Equipment_Electric_POS Terminal_E2 | F1 | Commercial | Lodging | Existing | Office Equipment | Electric | POS Terminal | E2 | CCE | 0 | 0 | 0 | 0 | 0 | 0 | 0 | 0 | 0 | 0 | 0 | 0 | 0 | 0 | 0 | 0 | 0 | 0 | 0 | 0 | 0 | 0 | 0 | 0 | 0 | 0 | 0 | 0 | 0 | 0
F1_Commercial_Lodging_Existing_Office Equipment_Electric_POS Terminal_E3 | F1 | Commercial | Lodging | Existing | Office Equipment | Electric | POS Terminal | E3 | CCE | 0 | 0 | 0 | 0 | 0 | 0 | 0 | 0 | 0 | 0 | 0 | 0 | 0 | 0 | 0 | 0 | 0 | 0 | 0 | 0 | 0 | 0 | 0 | 0 | 0 | 0 | 0 | 0 | 0 | 0
F1_Commercial_Lodging_Existing_Office Equipment_Electric_POS Terminal_E4 | F1 | Commercial | Lodging | Existing | Office Equipment | Electric | POS Terminal | E4 | CCE | 0 | 0 | 0 | 0 | 0 | 0 | 0 | 0 | 0 | 0 | 0 | 0 | 0 | 0 | 0 | 0 | 0 | 0 | 0 | 0 | 0 | 0 | 0 | 0 | 0 | 0 | 0 | 0 | 0 | 0
F1_Commercial_Lodging_Existing_Office Equipment_Electric_POS Terminal_E5 | F1 | Commercial | Lodging | Existing | Office Equipment | Electric | POS Terminal | E5 | CCE | 0 | 0 | 0 | 0 | 0 | 0 | 0 | 0 | 0 | 0 | 0 | 0 | 0 | 0 | 0 | 0 | 0 | 0 | 0 | 0 | 0 | 0 | 0 | 0 | 0 | 0 | 0 | 0 | 0 | 0
F1_Commercial_Lodging_Existing_Office Equipment_Electric_POS Terminal_E6 | F1 | Commercial | Lodging | Existing | Office Equipment | Electric | POS Terminal | E6 | CCE | 0 | 0 | 0 | 0 | 0 | 0 | 0 | 0 | 0 | 0 | 0 | 0 | 0 | 0 | 0 | 0 | 0 | 0 | 0 | 0 | 0 | 0 | 0 | 0 | 0 | 0 | 0 | 0 | 0 | 0
F1_Commercial_Lodging_Existing_Office Equipment_Electric_POS Terminal_E7 | F1 | Commercial | Lodging | Existing | Office Equipment | Electric | POS Terminal | E7 | CCE | 0 | 0 | 0 | 0 | 0 | 0 | 0 | 0 | 0 | 0 | 0 | 0 | 0 | 0 | 0 | 0 | 0 | 0 | 0 | 0 | 0 | 0 | 0 | 0 | 0 | 0 | 0 | 0 | 0 | 0
F1_Commercial_Lodging_Existing_Office Equipment_Electric_POS Terminal_E8 | F1 | Commercial | Lodging | Existing | Office Equipment | Electric | POS Terminal | E8 | CCE | 0 | 0 | 0 | 0 | 0 | 0 | 0 | 0 | 0 | 0 | 0 | 0 | 0 | 0 | 0 | 0 | 0 | 0 | 0 | 0 | 0 | 0 | 0 | 0 | 0 | 0 | 0 | 0 | 0 | 0
F1_Commercial_Lodging_Existing_Office Equipment_Electric_POS Terminal_E9 | F1 | Commercial | Lodging | Existing | Office Equipment | Electric | POS Terminal | E9 | CCE | 0 | 0 | 0 | 0 | 0 | 0 | 0 | 0 | 0 | 0 | 0 | 0 | 0 | 0 | 0 | 0 | 0 | 0 | 0 | 0 | 0 | 0 | 0 | 0 | 0 | 0 | 0 | 0 | 0 | 0
F1_Commercial_Lodging_Existing_Office Equipment_Electric_POS Terminal_E10 | F1 | Commercial | Lodging | Existing | Office Equipment | Electric | POS Terminal | E10 | CCE | 0 | 0 | 0 | 0 | 0 | 0 | 0 | 0 | 0 | 0 | 0 | 0 | 0 | 0 | 0 | 0 | 0 | 0 | 0 | 0 | 0 | 0 | 0 | 0 | 0 | 0 | 0 | 0 | 0 | 0
F2_Commercial_Lodging_Existing_Office Equipment_Electric_POS Terminal_E1 | F2 | Commercial | Lodging | Existing | Office Equipment | Electric | POS Terminal | E1 | TRC BC Ratio | 0 | 0 | 0 | 0 | 0 | 0 | 0 | 0 | 0 | 0 | 0 | 0 | 0 | 0 | 0 | 0 | 0 | 0 | 0 | 0 | 0 | 0 | 0 | 0 | 0 | 0 | 0 | 0 | 0 | 0
F2_Commercial_Lodging_Existing_Office Equipment_Electric_POS Terminal_E2 | F2 | Commercial | Lodging | Existing | Office Equipment | Electric | POS Terminal | E2 | TRC BC Ratio | 0 | 0 | 0 | 0 | 0 | 0 | 0 | 0 | 0 | 0 | 0 | 0 | 0 | 0 | 0 | 0 | 0 | 0 | 0 | 0 | 0 | 0 | 0 | 0 | 0 | 0 | 0 | 0 | 0 | 0
F2_Commercial_Lodging_Existing_Office Equipment_Electric_POS Terminal_E3 | F2 | Commercial | Lodging | Existing | Office Equipment | Electric | POS Terminal | E3 | TRC BC Ratio | 0 | 0 | 0 | 0 | 0 | 0 | 0 | 0 | 0 | 0 | 0 | 0 | 0 | 0 | 0 | 0 | 0 | 0 | 0 | 0 | 0 | 0 | 0 | 0 | 0 | 0 | 0 | 0 | 0 | 0
F2_Commercial_Lodging_Existing_Office Equipment_Electric_POS Terminal_E4 | F2 | Commercial | Lodging | Existing | Office Equipment | Electric | POS Terminal | E4 | TRC BC Ratio | 0 | 0 | 0 | 0 | 0 | 0 | 0 | 0 | 0 | 0 | 0 | 0 | 0 | 0 | 0 | 0 | 0 | 0 | 0 | 0 | 0 | 0 | 0 | 0 | 0 | 0 | 0 | 0 | 0 | 0
F2_Commercial_Lodging_Existing_Office Equipment_Electric_POS Terminal_E5 | F2 | Commercial | Lodging | Existing | Office Equipment | Electric | POS Terminal | E5 | TRC BC Ratio | 0 | 0 | 0 | 0 | 0 | 0 | 0 | 0 | 0 | 0 | 0 | 0 | 0 | 0 | 0 | 0 | 0 | 0 | 0 | 0 | 0 | 0 | 0 | 0 | 0 | 0 | 0 | 0 | 0 | 0
F2_Commercial_Lodging_Existing_Office Equipment_Electric_POS Terminal_E6 | F2 | Commercial | Lodging | Existing | Office Equipment | Electric | POS Terminal | E6 | TRC BC Ratio | 0 | 0 | 0 | 0 | 0 | 0 | 0 | 0 | 0 | 0 | 0 | 0 | 0 | 0 | 0 | 0 | 0 | 0 | 0 | 0 | 0 | 0 | 0 | 0 | 0 | 0 | 0 | 0 | 0 | 0
F2_Commercial_Lodging_Existing_Office Equipment_Electric_POS Terminal_E7 | F2 | Commercial | Lodging | Existing | Office Equipment | Electric | POS Terminal | E7 | TRC BC Ratio | 0 | 0 | 0 | 0 | 0 | 0 | 0 | 0 | 0 | 0 | 0 | 0 | 0 | 0 | 0 | 0 | 0 | 0 | 0 | 0 | 0 | 0 | 0 | 0 | 0 | 0 | 0 | 0 | 0 | 0
F2_Commercial_Lodging_Existing_Office Equipment_Electric_POS Terminal_E8 | F2 | Commercial | Lodging | Existing | Office Equipment | Electric | POS Terminal | E8 | TRC BC Ratio | 0 | 0 | 0 | 0 | 0 | 0 | 0 | 0 | 0 | 0 | 0 | 0 | 0 | 0 | 0 | 0 | 0 | 0 | 0 | 0 | 0 | 0 | 0 | 0 | 0 | 0 | 0 | 0 | 0 | 0
F2_Commercial_Lodging_Existing_Office Equipment_Electric_POS Terminal_E9 | F2 | Commercial | Lodging | Existing | Office Equipment | Electric | POS Terminal | E9 | TRC BC Ratio | 0 | 0 | 0 | 0 | 0 | 0 | 0 | 0 | 0 | 0 | 0 | 0 | 0 | 0 | 0 | 0 | 0 | 0 | 0 | 0 | 0 | 0 | 0 | 0 | 0 | 0 | 0 | 0 | 0 | 0
F2_Commercial_Lodging_Existing_Office Equipment_Electric_POS Terminal_E10 | F2 | Commercial | Lodging | Existing | Office Equipment | Electric | POS Terminal | E10 | TRC BC Ratio | 0 | 0 | 0 | 0 | 0 | 0 | 0 | 0 | 0 | 0 | 0 | 0 | 0 | 0 | 0 | 0 | 0 | 0 | 0 | 0 | 0 | 0 | 0 | 0 | 0 | 0 | 0 | 0 | 0 | 0
F3_Commercial_Lodging_Existing_Office Equipment_Electric_POS Terminal_E1 | F3 | Commercial | Lodging | Existing | Office Equipment | Electric | POS Terminal | E1 | PACT BC Ratio | 0 | 0 | 0 | 0 | 0 | 0 | 0 | 0 | 0 | 0 | 0 | 0 | 0 | 0 | 0 | 0 | 0 | 0 | 0 | 0 | 0 | 0 | 0 | 0 | 0 | 0 | 0 | 0 | 0 | 0
F3_Commercial_Lodging_Existing_Office Equipment_Electric_POS Terminal_E2 | F3 | Commercial | Lodging | Existing | Office Equipment | Electric | POS Terminal | E2 | PACT BC Ratio | 0 | 0 | 0 | 0 | 0 | 0 | 0 | 0 | 0 | 0 | 0 | 0 | 0 | 0 | 0 | 0 | 0 | 0 | 0 | 0 | 0 | 0 | 0 | 0 | 0 | 0 | 0 | 0 | 0 | 0
F3_Commercial_Lodging_Existing_Office Equipment_Electric_POS Terminal_E3 | F3 | Commercial | Lodging | Existing | Office Equipment | Electric | POS Terminal | E3 | PACT BC Ratio | 0 | 0 | 0 | 0 | 0 | 0 | 0 | 0 | 0 | 0 | 0 | 0 | 0 | 0 | 0 | 0 | 0 | 0 | 0 | 0 | 0 | 0 | 0 | 0 | 0 | 0 | 0 | 0 | 0 | 0
F3_Commercial_Lodging_Existing_Office Equipment_Electric_POS Terminal_E4 | F3 | Commercial | Lodging | Existing | Office Equipment | Electric | POS Terminal | E4 | PACT BC Ratio | 0 | 0 | 0 | 0 | 0 | 0 | 0 | 0 | 0 | 0 | 0 | 0 | 0 | 0 | 0 | 0 | 0 | 0 | 0 | 0 | 0 | 0 | 0 | 0 | 0 | 0 | 0 | 0 | 0 | 0
F3_Commercial_Lodging_Existing_Office Equipment_Electric_POS Terminal_E5 | F3 | Commercial | Lodging | Existing | Office Equipment | Electric | POS Terminal | E5 | PACT BC Ratio | 0 | 0 | 0 | 0 | 0 | 0 | 0 | 0 | 0 | 0 | 0 | 0 | 0 | 0 | 0 | 0 | 0 | 0 | 0 | 0 | 0 | 0 | 0 | 0 | 0 | 0 | 0 | 0 | 0 | 0
F3_Commercial_Lodging_Existing_Office Equipment_Electric_POS Terminal_E6 | F3 | Commercial | Lodging | Existing | Office Equipment | Electric | POS Terminal | E6 | PACT BC Ratio | 0 | 0 | 0 | 0 | 0 | 0 | 0 | 0 | 0 | 0 | 0 | 0 | 0 | 0 | 0 | 0 | 0 | 0 | 0 | 0 | 0 | 0 | 0 | 0 | 0 | 0 | 0 | 0 | 0 | 0
F3_Commercial_Lodging_Existing_Office Equipment_Electric_POS Terminal_E7 | F3 | Commercial | Lodging | Existing | Office Equipment | Electric | POS Terminal | E7 | PACT BC Ratio | 0 | 0 | 0 | 0 | 0 | 0 | 0 | 0 | 0 | 0 | 0 | 0 | 0 | 0 | 0 | 0 | 0 | 0 | 0 | 0 | 0 | 0 | 0 | 0 | 0 | 0 | 0 | 0 | 0 | 0
F3_Commercial_Lodging_Existing_Office Equipment_Electric_POS Terminal_E8 | F3 | Commercial | Lodging | Existing | Office Equipment | Electric | POS Terminal | E8 | PACT BC Ratio | 0 | 0 | 0 | 0 | 0 | 0 | 0 | 0 | 0 | 0 | 0 | 0 | 0 | 0 | 0 | 0 | 0 | 0 | 0 | 0 | 0 | 0 | 0 | 0 | 0 | 0 | 0 | 0 | 0 | 0
F3_Commercial_Lodging_Existing_Office Equipment_Electric_POS Terminal_E9 | F3 | Commercial | Lodging | Existing | Office Equipment | Electric | POS Terminal | E9 | PACT BC Ratio | 0 | 0 | 0 | 0 | 0 | 0 | 0 | 0 | 0 | 0 | 0 | 0 | 0 | 0 | 0 | 0 | 0 | 0 | 0 | 0 | 0 | 0 | 0 | 0 | 0 | 0 | 0 | 0 | 0 | 0
F3_Commercial_Lodging_Existing_Office Equipment_Electric_POS Terminal_E10 | F3 | Commercial | Lodging | Existing | Office Equipment | Electric | POS Terminal | E10 | PACT BC Ratio | 0 | 0 | 0 | 0 | 0 | 0 | 0 | 0 | 0 | 0 | 0 | 0 | 0 | 0 | 0 | 0 | 0 | 0 | 0 | 0 | 0 | 0 | 0 | 0 | 0 | 0 | 0 | 0 | 0 | 0
F4_Commercial_Lodging_Existing_Office Equipment_Electric_POS Terminal_E1 | F4 | Commercial | Lodging | Existing | Office Equipment | Electric | POS Terminal | E1 | RVT BC Ratio | 0 | 0 | 0 | 0 | 0 | 0 | 0 | 0 | 0 | 0 | 0 | 0 | 0 | 0 | 0 | 0 | 0 | 0 | 0 | 0 | 0 | 0 | 0 | 0 | 0 | 0 | 0 | 0 | 0 | 0
F4_Commercial_Lodging_Existing_Office Equipment_Electric_POS Terminal_E2 | F4 | Commercial | Lodging | Existing | Office Equipment | Electric | POS Terminal | E2 | RVT BC Ratio | 0 | 0 | 0 | 0 | 0 | 0 | 0 | 0 | 0 | 0 | 0 | 0 | 0 | 0 | 0 | 0 | 0 | 0 | 0 | 0 | 0 | 0 | 0 | 0 | 0 | 0 | 0 | 0 | 0 | 0
F4_Commercial_Lodging_Existing_Office Equipment_Electric_POS Terminal_E3 | F4 | Commercial | Lodging | Existing | Office Equipment | Electric | POS Terminal | E3 | RVT BC Ratio | 0 | 0 | 0 | 0 | 0 | 0 | 0 | 0 | 0 | 0 | 0 | 0 | 0 | 0 | 0 | 0 | 0 | 0 | 0 | 0 | 0 | 0 | 0 | 0 | 0 | 0 | 0 | 0 | 0 | 0
F4_Commercial_Lodging_Existing_Office Equipment_Electric_POS Terminal_E4 | F4 | Commercial | Lodging | Existing | Office Equipment | Electric | POS Terminal | E4 | RVT BC Ratio | 0 | 0 | 0 | 0 | 0 | 0 | 0 | 0 | 0 | 0 | 0 | 0 | 0 | 0 | 0 | 0 | 0 | 0 | 0 | 0 | 0 | 0 | 0 | 0 | 0 | 0 | 0 | 0 | 0 | 0
F4_Commercial_Lodging_Existing_Office Equipment_Electric_POS Terminal_E5 | F4 | Commercial | Lodging | Existing | Office Equipment | Electric | POS Terminal | E5 | RVT BC Ratio | 0 | 0 | 0 | 0 | 0 | 0 | 0 | 0 | 0 | 0 | 0 | 0 | 0 | 0 | 0 | 0 | 0 | 0 | 0 | 0 | 0 | 0 | 0 | 0 | 0 | 0 | 0 | 0 | 0 | 0
F4_Commercial_Lodging_Existing_Office Equipment_Electric_POS Terminal_E6 | F4 | Commercial | Lodging | Existing | Office Equipment | Electric | POS Terminal | E6 | RVT BC Ratio | 0 | 0 | 0 | 0 | 0 | 0 | 0 | 0 | 0 | 0 | 0 | 0 | 0 | 0 | 0 | 0 | 0 | 0 | 0 | 0 | 0 | 0 | 0 | 0 | 0 | 0 | 0 | 0 | 0 | 0
F4_Commercial_Lodging_Existing_Office Equipment_Electric_POS Terminal_E7 | F4 | Commercial | Lodging | Existing | Office Equipment | Electric | POS Terminal | E7 | RVT BC Ratio | 0 | 0 | 0 | 0 | 0 | 0 | 0 | 0 | 0 | 0 | 0 | 0 | 0 | 0 | 0 | 0 | 0 | 0 | 0 | 0 | 0 | 0 | 0 | 0 | 0 | 0 | 0 | 0 | 0 | 0
F4_Commercial_Lodging_Existing_Office Equipment_Electric_POS Terminal_E8 | F4 | Commercial | Lodging | Existing | Office Equipment | Electric | POS Terminal | E8 | RVT BC Ratio | 0 | 0 | 0 | 0 | 0 | 0 | 0 | 0 | 0 | 0 | 0 | 0 | 0 | 0 | 0 | 0 | 0 | 0 | 0 | 0 | 0 | 0 | 0 | 0 | 0 | 0 | 0 | 0 | 0 | 0
F4_Commercial_Lodging_Existing_Office Equipment_Electric_POS Terminal_E9 | F4 | Commercial | Lodging | Existing | Office Equipment | Electric | POS Terminal | E9 | RVT BC Ratio | 0 | 0 | 0 | 0 | 0 | 0 | 0 | 0 | 0 | 0 | 0 | 0 | 0 | 0 | 0 | 0 | 0 | 0 | 0 | 0 | 0 | 0 | 0 | 0 | 0 | 0 | 0 | 0 | 0 | 0
F4_Commercial_Lodging_Existing_Office Equipment_Electric_POS Terminal_E10 | F4 | Commercial | Lodging | Existing | Office Equipment | Electric | POS Terminal | E10 | RVT BC Ratio | 0 | 0 | 0 | 0 | 0 | 0 | 0 | 0 | 0 | 0 | 0 | 0 | 0 | 0 | 0 | 0 | 0 | 0 | 0 | 0 | 0 | 0 | 0 | 0 | 0 | 0 | 0 | 0 | 0 | 0
F5_Commercial_Lodging_Existing_Office Equipment_Electric_POS Terminal_E1 | F5 | Commercial | Lodging | Existing | Office Equipment | Electric | POS Terminal | E1 | RIM BC Ratio | 0 | 0 | 0 | 0 | 0 | 0 | 0 | 0 | 0 | 0 | 0 | 0 | 0 | 0 | 0 | 0 | 0 | 0 | 0 | 0 | 0 | 0 | 0 | 0 | 0 | 0 | 0 | 0 | 0 | 0
F5_Commercial_Lodging_Existing_Office Equipment_Electric_POS Terminal_E2 | F5 | Commercial | Lodging | Existing | Office Equipment | Electric | POS Terminal | E2 | RIM BC Ratio | 0 | 0 | 0 | 0 | 0 | 0 | 0 | 0 | 0 | 0 | 0 | 0 | 0 | 0 | 0 | 0 | 0 | 0 | 0 | 0 | 0 | 0 | 0 | 0 | 0 | 0 | 0 | 0 | 0 | 0
F5_Commercial_Lodging_Existing_Office Equipment_Electric_POS Terminal_E3 | F5 | Commercial | Lodging | Existing | Office Equipment | Electric | POS Terminal | E3 | RIM BC Ratio | 0 | 0 | 0 | 0 | 0 | 0 | 0 | 0 | 0 | 0 | 0 | 0 | 0 | 0 | 0 | 0 | 0 | 0 | 0 | 0 | 0 | 0 | 0 | 0 | 0 | 0 | 0 | 0 | 0 | 0
F5_Commercial_Lodging_Existing_Office Equipment_Electric_POS Terminal_E4 | F5 | Commercial | Lodging | Existing | Office Equipment | Electric | POS Terminal | E4 | RIM BC Ratio | 0 | 0 | 0 | 0 | 0 | 0 | 0 | 0 | 0 | 0 | 0 | 0 | 0 | 0 | 0 | 0 | 0 | 0 | 0 | 0 | 0 | 0 | 0 | 0 | 0 | 0 | 0 | 0 | 0 | 0
F5_Commercial_Lodging_Existing_Office Equipment_Electric_POS Terminal_E5 | F5 | Commercial | Lodging | Existing | Office Equipment | Electric | POS Terminal | E5 | RIM BC Ratio | 0 | 0 | 0 | 0 | 0 | 0 | 0 | 0 | 0 | 0 | 0 | 0 | 0 | 0 | 0 | 0 | 0 | 0 | 0 | 0 | 0 | 0 | 0 | 0 | 0 | 0 | 0 | 0 | 0 | 0
F5_Commercial_Lodging_Existing_Office Equipment_Electric_POS Terminal_E6 | F5 | Commercial | Lodging | Existing | Office Equipment | Electric | POS Terminal | E6 | RIM BC Ratio | 0 | 0 | 0 | 0 | 0 | 0 | 0 | 0 | 0 | 0 | 0 | 0 | 0 | 0 | 0 | 0 | 0 | 0 | 0 | 0 | 0 | 0 | 0 | 0 | 0 | 0 | 0 | 0 | 0 | 0
F5_Commercial_Lodging_Existing_Office Equipment_Electric_POS Terminal_E7 | F5 | Commercial | Lodging | Existing | Office Equipment | Electric | POS Terminal | E7 | RIM BC Ratio | 0 | 0 | 0 | 0 | 0 | 0 | 0 | 0 | 0 | 0 | 0 | 0 | 0 | 0 | 0 | 0 | 0 | 0 | 0 | 0 | 0 | 0 | 0 | 0 | 0 | 0 | 0 | 0 | 0 | 0
F5_Commercial_Lodging_Existing_Office Equipment_Electric_POS Terminal_E8 | F5 | Commercial | Lodging | Existing | Office Equipment | Electric | POS Terminal | E8 | RIM BC Ratio | 0 | 0 | 0 | 0 | 0 | 0 | 0 | 0 | 0 | 0 | 0 | 0 | 0 | 0 | 0 | 0 | 0 | 0 | 0 | 0 | 0 | 0 | 0 | 0 | 0 | 0 | 0 | 0 | 0 | 0
F5_Commercial_Lodging_Existing_Office Equipment_Electric_POS Terminal_E9 | F5 | Commercial | Lodging | Existing | Office Equipment | Electric | POS Terminal | E9 | RIM BC Ratio | 0 | 0 | 0 | 0 | 0 | 0 | 0 | 0 | 0 | 0 | 0 | 0 | 0 | 0 | 0 | 0 | 0 | 0 | 0 | 0 | 0 | 0 | 0 | 0 | 0 | 0 | 0 | 0 | 0 | 0
F5_Commercial_Lodging_Existing_Office Equipment_Electric_POS Terminal_E10 | F5 | Commercial | Lodging | Existing | Office Equipment | Electric | POS Terminal | E10 | RIM BC Ratio | 0 | 0 | 0 | 0 | 0 | 0 | 0 | 0 | 0 | 0 | 0 | 0 | 0 | 0 | 0 | 0 | 0 | 0 | 0 | 0 | 0 | 0 | 0 | 0 | 0 | 0 | 0 | 0 | 0 | 0
F0_Commercial_Lodging_Existing_Miscellaneous_Electric_Non-HVAC Motors_E0 | F0 | Commercial | Lodging | Existing | Miscellaneous | Electric | Non-HVAC Motors | E0 | Economic Unit | 0 | 0 | 0 | 0 | 0 | 0 | 0 | 0 | 0 | 0 | 0 | 0 | 0 | 0 | 0 | 0 | 0 | 0 | 0 | 0 | 0 | 0 | 0 | 0 | 0 | 0 | 0 | 0 | 0 | 0
F1_Commercial_Lodging_Existing_Miscellaneous_Electric_Non-HVAC Motors_E1 | F1 | Commercial | Lodging | Existing | Miscellaneous | Electric | Non-HVAC Motors | E1 | CCE | 0 | 0 | 0 | 0 | 0 | 0 | 0 | 0 | 0 | 0 | 0 | 0 | 0 | 0 | 0 | 0 | 0 | 0 | 0 | 0 | 0 | 0 | 0 | 0 | 0 | 0 | 0 | 0 | 0 | 0
F1_Commercial_Lodging_Existing_Miscellaneous_Electric_Non-HVAC Motors_E2 | F1 | Commercial | Lodging | Existing | Miscellaneous | Electric | Non-HVAC Motors | E2 | CCE | 0 | 0 | 0 | 0 | 0 | 0 | 0 | 0 | 0 | 0 | 0 | 0 | 0 | 0 | 0 | 0 | 0 | 0 | 0 | 0 | 0 | 0 | 0 | 0 | 0 | 0 | 0 | 0 | 0 | 0
F1_Commercial_Lodging_Existing_Miscellaneous_Electric_Non-HVAC Motors_E3 | F1 | Commercial | Lodging | Existing | Miscellaneous | Electric | Non-HVAC Motors | E3 | CCE | 0 | 0 | 0 | 0 | 0 | 0 | 0 | 0 | 0 | 0 | 0 | 0 | 0 | 0 | 0 | 0 | 0 | 0 | 0 | 0 | 0 | 0 | 0 | 0 | 0 | 0 | 0 | 0 | 0 | 0
F1_Commercial_Lodging_Existing_Miscellaneous_Electric_Non-HVAC Motors_E4 | F1 | Commercial | Lodging | Existing | Miscellaneous | Electric | Non-HVAC Motors | E4 | CCE | 0 | 0 | 0 | 0 | 0 | 0 | 0 | 0 | 0 | 0 | 0 | 0 | 0 | 0 | 0 | 0 | 0 | 0 | 0 | 0 | 0 | 0 | 0 | 0 | 0 | 0 | 0 | 0 | 0 | 0
F1_Commercial_Lodging_Existing_Miscellaneous_Electric_Non-HVAC Motors_E5 | F1 | Commercial | Lodging | Existing | Miscellaneous | Electric | Non-HVAC Motors | E5 | CCE | 0 | 0 | 0 | 0 | 0 | 0 | 0 | 0 | 0 | 0 | 0 | 0 | 0 | 0 | 0 | 0 | 0 | 0 | 0 | 0 | 0 | 0 | 0 | 0 | 0 | 0 | 0 | 0 | 0 | 0
F1_Commercial_Lodging_Existing_Miscellaneous_Electric_Non-HVAC Motors_E6 | F1 | Commercial | Lodging | Existing | Miscellaneous | Electric | Non-HVAC Motors | E6 | CCE | 0 | 0 | 0 | 0 | 0 | 0 | 0 | 0 | 0 | 0 | 0 | 0 | 0 | 0 | 0 | 0 | 0 | 0 | 0 | 0 | 0 | 0 | 0 | 0 | 0 | 0 | 0 | 0 | 0 | 0
F1_Commercial_Lodging_Existing_Miscellaneous_Electric_Non-HVAC Motors_E7 | F1 | Commercial | Lodging | Existing | Miscellaneous | Electric | Non-HVAC Motors | E7 | CCE | 0 | 0 | 0 | 0 | 0 | 0 | 0 | 0 | 0 | 0 | 0 | 0 | 0 | 0 | 0 | 0 | 0 | 0 | 0 | 0 | 0 | 0 | 0 | 0 | 0 | 0 | 0 | 0 | 0 | 0
F1_Commercial_Lodging_Existing_Miscellaneous_Electric_Non-HVAC Motors_E8 | F1 | Commercial | Lodging | Existing | Miscellaneous | Electric | Non-HVAC Motors | E8 | CCE | 0 | 0 | 0 | 0 | 0 | 0 | 0 | 0 | 0 | 0 | 0 | 0 | 0 | 0 | 0 | 0 | 0 | 0 | 0 | 0 | 0 | 0 | 0 | 0 | 0 | 0 | 0 | 0 | 0 | 0
F1_Commercial_Lodging_Existing_Miscellaneous_Electric_Non-HVAC Motors_E9 | F1 | Commercial | Lodging | Existing | Miscellaneous | Electric | Non-HVAC Motors | E9 | CCE | 0 | 0 | 0 | 0 | 0 | 0 | 0 | 0 | 0 | 0 | 0 | 0 | 0 | 0 | 0 | 0 | 0 | 0 | 0 | 0 | 0 | 0 | 0 | 0 | 0 | 0 | 0 | 0 | 0 | 0
F1_Commercial_Lodging_Existing_Miscellaneous_Electric_Non-HVAC Motors_E10 | F1 | Commercial | Lodging | Existing | Miscellaneous | Electric | Non-HVAC Motors | E10 | CCE | 0 | 0 | 0 | 0 | 0 | 0 | 0 | 0 | 0 | 0 | 0 | 0 | 0 | 0 | 0 | 0 | 0 | 0 | 0 | 0 | 0 | 0 | 0 | 0 | 0 | 0 | 0 | 0 | 0 | 0
F2_Commercial_Lodging_Existing_Miscellaneous_Electric_Non-HVAC Motors_E1 | F2 | Commercial | Lodging | Existing | Miscellaneous | Electric | Non-HVAC Motors | E1 | TRC BC Ratio | 0 | 0 | 0 | 0 | 0 | 0 | 0 | 0 | 0 | 0 | 0 | 0 | 0 | 0 | 0 | 0 | 0 | 0 | 0 | 0 | 0 | 0 | 0 | 0 | 0 | 0 | 0 | 0 | 0 | 0
F2_Commercial_Lodging_Existing_Miscellaneous_Electric_Non-HVAC Motors_E2 | F2 | Commercial | Lodging | Existing | Miscellaneous | Electric | Non-HVAC Motors | E2 | TRC BC Ratio | 0 | 0 | 0 | 0 | 0 | 0 | 0 | 0 | 0 | 0 | 0 | 0 | 0 | 0 | 0 | 0 | 0 | 0 | 0 | 0 | 0 | 0 | 0 | 0 | 0 | 0 | 0 | 0 | 0 | 0
F2_Commercial_Lodging_Existing_Miscellaneous_Electric_Non-HVAC Motors_E3 | F2 | Commercial | Lodging | Existing | Miscellaneous | Electric | Non-HVAC Motors | E3 | TRC BC Ratio | 0 | 0 | 0 | 0 | 0 | 0 | 0 | 0 | 0 | 0 | 0 | 0 | 0 | 0 | 0 | 0 | 0 | 0 | 0 | 0 | 0 | 0 | 0 | 0 | 0 | 0 | 0 | 0 | 0 | 0
F2_Commercial_Lodging_Existing_Miscellaneous_Electric_Non-HVAC Motors_E4 | F2 | Commercial | Lodging | Existing | Miscellaneous | Electric | Non-HVAC Motors | E4 | TRC BC Ratio | 0 | 0 | 0 | 0 | 0 | 0 | 0 | 0 | 0 | 0 | 0 | 0 | 0 | 0 | 0 | 0 | 0 | 0 | 0 | 0 | 0 | 0 | 0 | 0 | 0 | 0 | 0 | 0 | 0 | 0
F2_Commercial_Lodging_Existing_Miscellaneous_Electric_Non-HVAC Motors_E5 | F2 | Commercial | Lodging | Existing | Miscellaneous | Electric | Non-HVAC Motors | E5 | TRC BC Ratio | 0 | 0 | 0 | 0 | 0 | 0 | 0 | 0 | 0 | 0 | 0 | 0 | 0 | 0 | 0 | 0 | 0 | 0 | 0 | 0 | 0 | 0 | 0 | 0 | 0 | 0 | 0 | 0 | 0 | 0
F2_Commercial_Lodging_Existing_Miscellaneous_Electric_Non-HVAC Motors_E6 | F2 | Commercial | Lodging | Existing | Miscellaneous | Electric | Non-HVAC Motors | E6 | TRC BC Ratio | 0 | 0 | 0 | 0 | 0 | 0 | 0 | 0 | 0 | 0 | 0 | 0 | 0 | 0 | 0 | 0 | 0 | 0 | 0 | 0 | 0 | 0 | 0 | 0 | 0 | 0 | 0 | 0 | 0 | 0
F2_Commercial_Lodging_Existing_Miscellaneous_Electric_Non-HVAC Motors_E7 | F2 | Commercial | Lodging | Existing | Miscellaneous | Electric | Non-HVAC Motors | E7 | TRC BC Ratio | 0 | 0 | 0 | 0 | 0 | 0 | 0 | 0 | 0 | 0 | 0 | 0 | 0 | 0 | 0 | 0 | 0 | 0 | 0 | 0 | 0 | 0 | 0 | 0 | 0 | 0 | 0 | 0 | 0 | 0
F2_Commercial_Lodging_Existing_Miscellaneous_Electric_Non-HVAC Motors_E8 | F2 | Commercial | Lodging | Existing | Miscellaneous | Electric | Non-HVAC Motors | E8 | TRC BC Ratio | 0 | 0 | 0 | 0 | 0 | 0 | 0 | 0 | 0 | 0 | 0 | 0 | 0 | 0 | 0 | 0 | 0 | 0 | 0 | 0 | 0 | 0 | 0 | 0 | 0 | 0 | 0 | 0 | 0 | 0
F2_Commercial_Lodging_Existing_Miscellaneous_Electric_Non-HVAC Motors_E9 | F2 | Commercial | Lodging | Existing | Miscellaneous | Electric | Non-HVAC Motors | E9 | TRC BC Ratio | 0 | 0 | 0 | 0 | 0 | 0 | 0 | 0 | 0 | 0 | 0 | 0 | 0 | 0 | 0 | 0 | 0 | 0 | 0 | 0 | 0 | 0 | 0 | 0 | 0 | 0 | 0 | 0 | 0 | 0
F2_Commercial_Lodging_Existing_Miscellaneous_Electric_Non-HVAC Motors_E10 | F2 | Commercial | Lodging | Existing | Miscellaneous | Electric | Non-HVAC Motors | E10 | TRC BC Ratio | 0 | 0 | 0 | 0 | 0 | 0 | 0 | 0 | 0 | 0 | 0 | 0 | 0 | 0 | 0 | 0 | 0 | 0 | 0 | 0 | 0 | 0 | 0 | 0 | 0 | 0 | 0 | 0 | 0 | 0
F3_Commercial_Lodging_Existing_Miscellaneous_Electric_Non-HVAC Motors_E1 | F3 | Commercial | Lodging | Existing | Miscellaneous | Electric | Non-HVAC Motors | E1 | PACT BC Ratio | 0 | 0 | 0 | 0 | 0 | 0 | 0 | 0 | 0 | 0 | 0 | 0 | 0 | 0 | 0 | 0 | 0 | 0 | 0 | 0 | 0 | 0 | 0 | 0 | 0 | 0 | 0 | 0 | 0 | 0
F3_Commercial_Lodging_Existing_Miscellaneous_Electric_Non-HVAC Motors_E2 | F3 | Commercial | Lodging | Existing | Miscellaneous | Electric | Non-HVAC Motors | E2 | PACT BC Ratio | 0 | 0 | 0 | 0 | 0 | 0 | 0 | 0 | 0 | 0 | 0 | 0 | 0 | 0 | 0 | 0 | 0 | 0 | 0 | 0 | 0 | 0 | 0 | 0 | 0 | 0 | 0 | 0 | 0 | 0
F3_Commercial_Lodging_Existing_Miscellaneous_Electric_Non-HVAC Motors_E3 | F3 | Commercial | Lodging | Existing | Miscellaneous | Electric | Non-HVAC Motors | E3 | PACT BC Ratio | 0 | 0 | 0 | 0 | 0 | 0 | 0 | 0 | 0 | 0 | 0 | 0 | 0 | 0 | 0 | 0 | 0 | 0 | 0 | 0 | 0 | 0 | 0 | 0 | 0 | 0 | 0 | 0 | 0 | 0
F3_Commercial_Lodging_Existing_Miscellaneous_Electric_Non-HVAC Motors_E4 | F3 | Commercial | Lodging | Existing | Miscellaneous | Electric | Non-HVAC Motors | E4 | PACT BC Ratio | 0 | 0 | 0 | 0 | 0 | 0 | 0 | 0 | 0 | 0 | 0 | 0 | 0 | 0 | 0 | 0 | 0 | 0 | 0 | 0 | 0 | 0 | 0 | 0 | 0 | 0 | 0 | 0 | 0 | 0
F3_Commercial_Lodging_Existing_Miscellaneous_Electric_Non-HVAC Motors_E5 | F3 | Commercial | Lodging | Existing | Miscellaneous | Electric | Non-HVAC Motors | E5 | PACT BC Ratio | 0 | 0 | 0 | 0 | 0 | 0 | 0 | 0 | 0 | 0 | 0 | 0 | 0 | 0 | 0 | 0 | 0 | 0 | 0 | 0 | 0 | 0 | 0 | 0 | 0 | 0 | 0 | 0 | 0 | 0
F3_Commercial_Lodging_Existing_Miscellaneous_Electric_Non-HVAC Motors_E6 | F3 | Commercial | Lodging | Existing | Miscellaneous | Electric | Non-HVAC Motors | E6 | PACT BC Ratio | 0 | 0 | 0 | 0 | 0 | 0 | 0 | 0 | 0 | 0 | 0 | 0 | 0 | 0 | 0 | 0 | 0 | 0 | 0 | 0 | 0 | 0 | 0 | 0 | 0 | 0 | 0 | 0 | 0 | 0
F3_Commercial_Lodging_Existing_Miscellaneous_Electric_Non-HVAC Motors_E7 | F3 | Commercial | Lodging | Existing | Miscellaneous | Electric | Non-HVAC Motors | E7 | PACT BC Ratio | 0 | 0 | 0 | 0 | 0 | 0 | 0 | 0 | 0 | 0 | 0 | 0 | 0 | 0 | 0 | 0 | 0 | 0 | 0 | 0 | 0 | 0 | 0 | 0 | 0 | 0 | 0 | 0 | 0 | 0
F3_Commercial_Lodging_Existing_Miscellaneous_Electric_Non-HVAC Motors_E8 | F3 | Commercial | Lodging | Existing | Miscellaneous | Electric | Non-HVAC Motors | E8 | PACT BC Ratio | 0 | 0 | 0 | 0 | 0 | 0 | 0 | 0 | 0 | 0 | 0 | 0 | 0 | 0 | 0 | 0 | 0 | 0 | 0 | 0 | 0 | 0 | 0 | 0 | 0 | 0 | 0 | 0 | 0 | 0
F3_Commercial_Lodging_Existing_Miscellaneous_Electric_Non-HVAC Motors_E9 | F3 | Commercial | Lodging | Existing | Miscellaneous | Electric | Non-HVAC Motors | E9 | PACT BC Ratio | 0 | 0 | 0 | 0 | 0 | 0 | 0 | 0 | 0 | 0 | 0 | 0 | 0 | 0 | 0 | 0 | 0 | 0 | 0 | 0 | 0 | 0 | 0 | 0 | 0 | 0 | 0 | 0 | 0 | 0
F3_Commercial_Lodging_Existing_Miscellaneous_Electric_Non-HVAC Motors_E10 | F3 | Commercial | Lodging | Existing | Miscellaneous | Electric | Non-HVAC Motors | E10 | PACT BC Ratio | 0 | 0 | 0 | 0 | 0 | 0 | 0 | 0 | 0 | 0 | 0 | 0 | 0 | 0 | 0 | 0 | 0 | 0 | 0 | 0 | 0 | 0 | 0 | 0 | 0 | 0 | 0 | 0 | 0 | 0
F4_Commercial_Lodging_Existing_Miscellaneous_Electric_Non-HVAC Motors_E1 | F4 | Commercial | Lodging | Existing | Miscellaneous | Electric | Non-HVAC Motors | E1 | RVT BC Ratio | 0 | 0 | 0 | 0 | 0 | 0 | 0 | 0 | 0 | 0 | 0 | 0 | 0 | 0 | 0 | 0 | 0 | 0 | 0 | 0 | 0 | 0 | 0 | 0 | 0 | 0 | 0 | 0 | 0 | 0
F4_Commercial_Lodging_Existing_Miscellaneous_Electric_Non-HVAC Motors_E2 | F4 | Commercial | Lodging | Existing | Miscellaneous | Electric | Non-HVAC Motors | E2 | RVT BC Ratio | 0 | 0 | 0 | 0 | 0 | 0 | 0 | 0 | 0 | 0 | 0 | 0 | 0 | 0 | 0 | 0 | 0 | 0 | 0 | 0 | 0 | 0 | 0 | 0 | 0 | 0 | 0 | 0 | 0 | 0
F4_Commercial_Lodging_Existing_Miscellaneous_Electric_Non-HVAC Motors_E3 | F4 | Commercial | Lodging | Existing | Miscellaneous | Electric | Non-HVAC Motors | E3 | RVT BC Ratio | 0 | 0 | 0 | 0 | 0 | 0 | 0 | 0 | 0 | 0 | 0 | 0 | 0 | 0 | 0 | 0 | 0 | 0 | 0 | 0 | 0 | 0 | 0 | 0 | 0 | 0 | 0 | 0 | 0 | 0
F4_Commercial_Lodging_Existing_Miscellaneous_Electric_Non-HVAC Motors_E4 | F4 | Commercial | Lodging | Existing | Miscellaneous | Electric | Non-HVAC Motors | E4 | RVT BC Ratio | 0 | 0 | 0 | 0 | 0 | 0 | 0 | 0 | 0 | 0 | 0 | 0 | 0 | 0 | 0 | 0 | 0 | 0 | 0 | 0 | 0 | 0 | 0 | 0 | 0 | 0 | 0 | 0 | 0 | 0
F4_Commercial_Lodging_Existing_Miscellaneous_Electric_Non-HVAC Motors_E5 | F4 | Commercial | Lodging | Existing | Miscellaneous | Electric | Non-HVAC Motors | E5 | RVT BC Ratio | 0 | 0 | 0 | 0 | 0 | 0 | 0 | 0 | 0 | 0 | 0 | 0 | 0 | 0 | 0 | 0 | 0 | 0 | 0 | 0 | 0 | 0 | 0 | 0 | 0 | 0 | 0 | 0 | 0 | 0
F4_Commercial_Lodging_Existing_Miscellaneous_Electric_Non-HVAC Motors_E6 | F4 | Commercial | Lodging | Existing | Miscellaneous | Electric | Non-HVAC Motors | E6 | RVT BC Ratio | 0 | 0 | 0 | 0 | 0 | 0 | 0 | 0 | 0 | 0 | 0 | 0 | 0 | 0 | 0 | 0 | 0 | 0 | 0 | 0 | 0 | 0 | 0 | 0 | 0 | 0 | 0 | 0 | 0 | 0
F4_Commercial_Lodging_Existing_Miscellaneous_Electric_Non-HVAC Motors_E7 | F4 | Commercial | Lodging | Existing | Miscellaneous | Electric | Non-HVAC Motors | E7 | RVT BC Ratio | 0 | 0 | 0 | 0 | 0 | 0 | 0 | 0 | 0 | 0 | 0 | 0 | 0 | 0 | 0 | 0 | 0 | 0 | 0 | 0 | 0 | 0 | 0 | 0 | 0 | 0 | 0 | 0 | 0 | 0
F4_Commercial_Lodging_Existing_Miscellaneous_Electric_Non-HVAC Motors_E8 | F4 | Commercial | Lodging | Existing | Miscellaneous | Electric | Non-HVAC Motors | E8 | RVT BC Ratio | 0 | 0 | 0 | 0 | 0 | 0 | 0 | 0 | 0 | 0 | 0 | 0 | 0 | 0 | 0 | 0 | 0 | 0 | 0 | 0 | 0 | 0 | 0 | 0 | 0 | 0 | 0 | 0 | 0 | 0
F4_Commercial_Lodging_Existing_Miscellaneous_Electric_Non-HVAC Motors_E9 | F4 | Commercial | Lodging | Existing | Miscellaneous | Electric | Non-HVAC Motors | E9 | RVT BC Ratio | 0 | 0 | 0 | 0 | 0 | 0 | 0 | 0 | 0 | 0 | 0 | 0 | 0 | 0 | 0 | 0 | 0 | 0 | 0 | 0 | 0 | 0 | 0 | 0 | 0 | 0 | 0 | 0 | 0 | 0
F4_Commercial_Lodging_Existing_Miscellaneous_Electric_Non-HVAC Motors_E10 | F4 | Commercial | Lodging | Existing | Miscellaneous | Electric | Non-HVAC Motors | E10 | RVT BC Ratio | 0 | 0 | 0 | 0 | 0 | 0 | 0 | 0 | 0 | 0 | 0 | 0 | 0 | 0 | 0 | 0 | 0 | 0 | 0 | 0 | 0 | 0 | 0 | 0 | 0 | 0 | 0 | 0 | 0 | 0
F5_Commercial_Lodging_Existing_Miscellaneous_Electric_Non-HVAC Motors_E1 | F5 | Commercial | Lodging | Existing | Miscellaneous | Electric | Non-HVAC Motors | E1 | RIM BC Ratio | 0 | 0 | 0 | 0 | 0 | 0 | 0 | 0 | 0 | 0 | 0 | 0 | 0 | 0 | 0 | 0 | 0 | 0 | 0 | 0 | 0 | 0 | 0 | 0 | 0 | 0 | 0 | 0 | 0 | 0
F5_Commercial_Lodging_Existing_Miscellaneous_Electric_Non-HVAC Motors_E2 | F5 | Commercial | Lodging | Existing | Miscellaneous | Electric | Non-HVAC Motors | E2 | RIM BC Ratio | 0 | 0 | 0 | 0 | 0 | 0 | 0 | 0 | 0 | 0 | 0 | 0 | 0 | 0 | 0 | 0 | 0 | 0 | 0 | 0 | 0 | 0 | 0 | 0 | 0 | 0 | 0 | 0 | 0 | 0
F5_Commercial_Lodging_Existing_Miscellaneous_Electric_Non-HVAC Motors_E3 | F5 | Commercial | Lodging | Existing | Miscellaneous | Electric | Non-HVAC Motors | E3 | RIM BC Ratio | 0 | 0 | 0 | 0 | 0 | 0 | 0 | 0 | 0 | 0 | 0 | 0 | 0 | 0 | 0 | 0 | 0 | 0 | 0 | 0 | 0 | 0 | 0 | 0 | 0 | 0 | 0 | 0 | 0 | 0
F5_Commercial_Lodging_Existing_Miscellaneous_Electric_Non-HVAC Motors_E4 | F5 | Commercial | Lodging | Existing | Miscellaneous | Electric | Non-HVAC Motors | E4 | RIM BC Ratio | 0 | 0 | 0 | 0 | 0 | 0 | 0 | 0 | 0 | 0 | 0 | 0 | 0 | 0 | 0 | 0 | 0 | 0 | 0 | 0 | 0 | 0 | 0 | 0 | 0 | 0 | 0 | 0 | 0 | 0
F5_Commercial_Lodging_Existing_Miscellaneous_Electric_Non-HVAC Motors_E5 | F5 | Commercial | Lodging | Existing | Miscellaneous | Electric | Non-HVAC Motors | E5 | RIM BC Ratio | 0 | 0 | 0 | 0 | 0 | 0 | 0 | 0 | 0 | 0 | 0 | 0 | 0 | 0 | 0 | 0 | 0 | 0 | 0 | 0 | 0 | 0 | 0 | 0 | 0 | 0 | 0 | 0 | 0 | 0
F5_Commercial_Lodging_Existing_Miscellaneous_Electric_Non-HVAC Motors_E6 | F5 | Commercial | Lodging | Existing | Miscellaneous | Electric | Non-HVAC Motors | E6 | RIM BC Ratio | 0 | 0 | 0 | 0 | 0 | 0 | 0 | 0 | 0 | 0 | 0 | 0 | 0 | 0 | 0 | 0 | 0 | 0 | 0 | 0 | 0 | 0 | 0 | 0 | 0 | 0 | 0 | 0 | 0 | 0
F5_Commercial_Lodging_Existing_Miscellaneous_Electric_Non-HVAC Motors_E7 | F5 | Commercial | Lodging | Existing | Miscellaneous | Electric | Non-HVAC Motors | E7 | RIM BC Ratio | 0 | 0 | 0 | 0 | 0 | 0 | 0 | 0 | 0 | 0 | 0 | 0 | 0 | 0 | 0 | 0 | 0 | 0 | 0 | 0 | 0 | 0 | 0 | 0 | 0 | 0 | 0 | 0 | 0 | 0
F5_Commercial_Lodging_Existing_Miscellaneous_Electric_Non-HVAC Motors_E8 | F5 | Commercial | Lodging | Existing | Miscellaneous | Electric | Non-HVAC Motors | E8 | RIM BC Ratio | 0 | 0 | 0 | 0 | 0 | 0 | 0 | 0 | 0 | 0 | 0 | 0 | 0 | 0 | 0 | 0 | 0 | 0 | 0 | 0 | 0 | 0 | 0 | 0 | 0 | 0 | 0 | 0 | 0 | 0
F5_Commercial_Lodging_Existing_Miscellaneous_Electric_Non-HVAC Motors_E9 | F5 | Commercial | Lodging | Existing | Miscellaneous | Electric | Non-HVAC Motors | E9 | RIM BC Ratio | 0 | 0 | 0 | 0 | 0 | 0 | 0 | 0 | 0 | 0 | 0 | 0 | 0 | 0 | 0 | 0 | 0 | 0 | 0 | 0 | 0 | 0 | 0 | 0 | 0 | 0 | 0 | 0 | 0 | 0
F5_Commercial_Lodging_Existing_Miscellaneous_Electric_Non-HVAC Motors_E10 | F5 | Commercial | Lodging | Existing | Miscellaneous | Electric | Non-HVAC Motors | E10 | RIM BC Ratio | 0 | 0 | 0 | 0 | 0 | 0 | 0 | 0 | 0 | 0 | 0 | 0 | 0 | 0 | 0 | 0 | 0 | 0 | 0 | 0 | 0 | 0 | 0 | 0 | 0 | 0 | 0 | 0 | 0 | 0
F0_Commercial_Lodging_Existing_Miscellaneous_Electric_Pool Pump_E0 | F0 | Commercial | Lodging | Existing | Miscellaneous | Electric | Pool Pump | E0 | Economic Unit | 0 | 0 | 0 | 0 | 0 | 0 | 0 | 0 | 0 | 0 | 0 | 0 | 0 | 0 | 0 | 0 | 0 | 0 | 0 | 0 | 0 | 0 | 0 | 0 | 0 | 0 | 0 | 0 | 0 | 0
F1_Commercial_Lodging_Existing_Miscellaneous_Electric_Pool Pump_E1 | F1 | Commercial | Lodging | Existing | Miscellaneous | Electric | Pool Pump | E1 | CCE | 0 | 0 | 0 | 0 | 0 | 0 | 0 | 0 | 0 | 0 | 0 | 0 | 0 | 0 | 0 | 0 | 0 | 0 | 0 | 0 | 0 | 0 | 0 | 0 | 0 | 0 | 0 | 0 | 0 | 0
F1_Commercial_Lodging_Existing_Miscellaneous_Electric_Pool Pump_E2 | F1 | Commercial | Lodging | Existing | Miscellaneous | Electric | Pool Pump | E2 | CCE | 0 | 0 | 0 | 0 | 0 | 0 | 0 | 0 | 0 | 0 | 0 | 0 | 0 | 0 | 0 | 0 | 0 | 0 | 0 | 0 | 0 | 0 | 0 | 0 | 0 | 0 | 0 | 0 | 0 | 0
F1_Commercial_Lodging_Existing_Miscellaneous_Electric_Pool Pump_E3 | F1 | Commercial | Lodging | Existing | Miscellaneous | Electric | Pool Pump | E3 | CCE | 0 | 0 | 0 | 0 | 0 | 0 | 0 | 0 | 0 | 0 | 0 | 0 | 0 | 0 | 0 | 0 | 0 | 0 | 0 | 0 | 0 | 0 | 0 | 0 | 0 | 0 | 0 | 0 | 0 | 0
F1_Commercial_Lodging_Existing_Miscellaneous_Electric_Pool Pump_E4 | F1 | Commercial | Lodging | Existing | Miscellaneous | Electric | Pool Pump | E4 | CCE | 0 | 0 | 0 | 0 | 0 | 0 | 0 | 0 | 0 | 0 | 0 | 0 | 0 | 0 | 0 | 0 | 0 | 0 | 0 | 0 | 0 | 0 | 0 | 0 | 0 | 0 | 0 | 0 | 0 | 0
F1_Commercial_Lodging_Existing_Miscellaneous_Electric_Pool Pump_E5 | F1 | Commercial | Lodging | Existing | Miscellaneous | Electric | Pool Pump | E5 | CCE | 0 | 0 | 0 | 0 | 0 | 0 | 0 | 0 | 0 | 0 | 0 | 0 | 0 | 0 | 0 | 0 | 0 | 0 | 0 | 0 | 0 | 0 | 0 | 0 | 0 | 0 | 0 | 0 | 0 | 0
F1_Commercial_Lodging_Existing_Miscellaneous_Electric_Pool Pump_E6 | F1 | Commercial | Lodging | Existing | Miscellaneous | Electric | Pool Pump | E6 | CCE | 0 | 0 | 0 | 0 | 0 | 0 | 0 | 0 | 0 | 0 | 0 | 0 | 0 | 0 | 0 | 0 | 0 | 0 | 0 | 0 | 0 | 0 | 0 | 0 | 0 | 0 | 0 | 0 | 0 | 0
F1_Commercial_Lodging_Existing_Miscellaneous_Electric_Pool Pump_E7 | F1 | Commercial | Lodging | Existing | Miscellaneous | Electric | Pool Pump | E7 | CCE | 0 | 0 | 0 | 0 | 0 | 0 | 0 | 0 | 0 | 0 | 0 | 0 | 0 | 0 | 0 | 0 | 0 | 0 | 0 | 0 | 0 | 0 | 0 | 0 | 0 | 0 | 0 | 0 | 0 | 0
F1_Commercial_Lodging_Existing_Miscellaneous_Electric_Pool Pump_E8 | F1 | Commercial | Lodging | Existing | Miscellaneous | Electric | Pool Pump | E8 | CCE | 0 | 0 | 0 | 0 | 0 | 0 | 0 | 0 | 0 | 0 | 0 | 0 | 0 | 0 | 0 | 0 | 0 | 0 | 0 | 0 | 0 | 0 | 0 | 0 | 0 | 0 | 0 | 0 | 0 | 0
F1_Commercial_Lodging_Existing_Miscellaneous_Electric_Pool Pump_E9 | F1 | Commercial | Lodging | Existing | Miscellaneous | Electric | Pool Pump | E9 | CCE | 0 | 0 | 0 | 0 | 0 | 0 | 0 | 0 | 0 | 0 | 0 | 0 | 0 | 0 | 0 | 0 | 0 | 0 | 0 | 0 | 0 | 0 | 0 | 0 | 0 | 0 | 0 | 0 | 0 | 0
F1_Commercial_Lodging_Existing_Miscellaneous_Electric_Pool Pump_E10 | F1 | Commercial | Lodging | Existing | Miscellaneous | Electric | Pool Pump | E10 | CCE | 0 | 0 | 0 | 0 | 0 | 0 | 0 | 0 | 0 | 0 | 0 | 0 | 0 | 0 | 0 | 0 | 0 | 0 | 0 | 0 | 0 | 0 | 0 | 0 | 0 | 0 | 0 | 0 | 0 | 0
F2_Commercial_Lodging_Existing_Miscellaneous_Electric_Pool Pump_E1 | F2 | Commercial | Lodging | Existing | Miscellaneous | Electric | Pool Pump | E1 | TRC BC Ratio | 0 | 0 | 0 | 0 | 0 | 0 | 0 | 0 | 0 | 0 | 0 | 0 | 0 | 0 | 0 | 0 | 0 | 0 | 0 | 0 | 0 | 0 | 0 | 0 | 0 | 0 | 0 | 0 | 0 | 0
F2_Commercial_Lodging_Existing_Miscellaneous_Electric_Pool Pump_E2 | F2 | Commercial | Lodging | Existing | Miscellaneous | Electric | Pool Pump | E2 | TRC BC Ratio | 0 | 0 | 0 | 0 | 0 | 0 | 0 | 0 | 0 | 0 | 0 | 0 | 0 | 0 | 0 | 0 | 0 | 0 | 0 | 0 | 0 | 0 | 0 | 0 | 0 | 0 | 0 | 0 | 0 | 0
F2_Commercial_Lodging_Existing_Miscellaneous_Electric_Pool Pump_E3 | F2 | Commercial | Lodging | Existing | Miscellaneous | Electric | Pool Pump | E3 | TRC BC Ratio | 0 | 0 | 0 | 0 | 0 | 0 | 0 | 0 | 0 | 0 | 0 | 0 | 0 | 0 | 0 | 0 | 0 | 0 | 0 | 0 | 0 | 0 | 0 | 0 | 0 | 0 | 0 | 0 | 0 | 0
F2_Commercial_Lodging_Existing_Miscellaneous_Electric_Pool Pump_E4 | F2 | Commercial | Lodging | Existing | Miscellaneous | Electric | Pool Pump | E4 | TRC BC Ratio | 0 | 0 | 0 | 0 | 0 | 0 | 0 | 0 | 0 | 0 | 0 | 0 | 0 | 0 | 0 | 0 | 0 | 0 | 0 | 0 | 0 | 0 | 0 | 0 | 0 | 0 | 0 | 0 | 0 | 0
F2_Commercial_Lodging_Existing_Miscellaneous_Electric_Pool Pump_E5 | F2 | Commercial | Lodging | Existing | Miscellaneous | Electric | Pool Pump | E5 | TRC BC Ratio | 0 | 0 | 0 | 0 | 0 | 0 | 0 | 0 | 0 | 0 | 0 | 0 | 0 | 0 | 0 | 0 | 0 | 0 | 0 | 0 | 0 | 0 | 0 | 0 | 0 | 0 | 0 | 0 | 0 | 0
F2_Commercial_Lodging_Existing_Miscellaneous_Electric_Pool Pump_E6 | F2 | Commercial | Lodging | Existing | Miscellaneous | Electric | Pool Pump | E6 | TRC BC Ratio | 0 | 0 | 0 | 0 | 0 | 0 | 0 | 0 | 0 | 0 | 0 | 0 | 0 | 0 | 0 | 0 | 0 | 0 | 0 | 0 | 0 | 0 | 0 | 0 | 0 | 0 | 0 | 0 | 0 | 0
F2_Commercial_Lodging_Existing_Miscellaneous_Electric_Pool Pump_E7 | F2 | Commercial | Lodging | Existing | Miscellaneous | Electric | Pool Pump | E7 | TRC BC Ratio | 0 | 0 | 0 | 0 | 0 | 0 | 0 | 0 | 0 | 0 | 0 | 0 | 0 | 0 | 0 | 0 | 0 | 0 | 0 | 0 | 0 | 0 | 0 | 0 | 0 | 0 | 0 | 0 | 0 | 0
F2_Commercial_Lodging_Existing_Miscellaneous_Electric_Pool Pump_E8 | F2 | Commercial | Lodging | Existing | Miscellaneous | Electric | Pool Pump | E8 | TRC BC Ratio | 0 | 0 | 0 | 0 | 0 | 0 | 0 | 0 | 0 | 0 | 0 | 0 | 0 | 0 | 0 | 0 | 0 | 0 | 0 | 0 | 0 | 0 | 0 | 0 | 0 | 0 | 0 | 0 | 0 | 0
F2_Commercial_Lodging_Existing_Miscellaneous_Electric_Pool Pump_E9 | F2 | Commercial | Lodging | Existing | Miscellaneous | Electric | Pool Pump | E9 | TRC BC Ratio | 0 | 0 | 0 | 0 | 0 | 0 | 0 | 0 | 0 | 0 | 0 | 0 | 0 | 0 | 0 | 0 | 0 | 0 | 0 | 0 | 0 | 0 | 0 | 0 | 0 | 0 | 0 | 0 | 0 | 0
F2_Commercial_Lodging_Existing_Miscellaneous_Electric_Pool Pump_E10 | F2 | Commercial | Lodging | Existing | Miscellaneous | Electric | Pool Pump | E10 | TRC BC Ratio | 0 | 0 | 0 | 0 | 0 | 0 | 0 | 0 | 0 | 0 | 0 | 0 | 0 | 0 | 0 | 0 | 0 | 0 | 0 | 0 | 0 | 0 | 0 | 0 | 0 | 0 | 0 | 0 | 0 | 0
F3_Commercial_Lodging_Existing_Miscellaneous_Electric_Pool Pump_E1 | F3 | Commercial | Lodging | Existing | Miscellaneous | Electric | Pool Pump | E1 | PACT BC Ratio | 0 | 0 | 0 | 0 | 0 | 0 | 0 | 0 | 0 | 0 | 0 | 0 | 0 | 0 | 0 | 0 | 0 | 0 | 0 | 0 | 0 | 0 | 0 | 0 | 0 | 0 | 0 | 0 | 0 | 0
F3_Commercial_Lodging_Existing_Miscellaneous_Electric_Pool Pump_E2 | F3 | Commercial | Lodging | Existing | Miscellaneous | Electric | Pool Pump | E2 | PACT BC Ratio | 0 | 0 | 0 | 0 | 0 | 0 | 0 | 0 | 0 | 0 | 0 | 0 | 0 | 0 | 0 | 0 | 0 | 0 | 0 | 0 | 0 | 0 | 0 | 0 | 0 | 0 | 0 | 0 | 0 | 0
F3_Commercial_Lodging_Existing_Miscellaneous_Electric_Pool Pump_E3 | F3 | Commercial | Lodging | Existing | Miscellaneous | Electric | Pool Pump | E3 | PACT BC Ratio | 0 | 0 | 0 | 0 | 0 | 0 | 0 | 0 | 0 | 0 | 0 | 0 | 0 | 0 | 0 | 0 | 0 | 0 | 0 | 0 | 0 | 0 | 0 | 0 | 0 | 0 | 0 | 0 | 0 | 0
F3_Commercial_Lodging_Existing_Miscellaneous_Electric_Pool Pump_E4 | F3 | Commercial | Lodging | Existing | Miscellaneous | Electric | Pool Pump | E4 | PACT BC Ratio | 0 | 0 | 0 | 0 | 0 | 0 | 0 | 0 | 0 | 0 | 0 | 0 | 0 | 0 | 0 | 0 | 0 | 0 | 0 | 0 | 0 | 0 | 0 | 0 | 0 | 0 | 0 | 0 | 0 | 0
F3_Commercial_Lodging_Existing_Miscellaneous_Electric_Pool Pump_E5 | F3 | Commercial | Lodging | Existing | Miscellaneous | Electric | Pool Pump | E5 | PACT BC Ratio | 0 | 0 | 0 | 0 | 0 | 0 | 0 | 0 | 0 | 0 | 0 | 0 | 0 | 0 | 0 | 0 | 0 | 0 | 0 | 0 | 0 | 0 | 0 | 0 | 0 | 0 | 0 | 0 | 0 | 0
F3_Commercial_Lodging_Existing_Miscellaneous_Electric_Pool Pump_E6 | F3 | Commercial | Lodging | Existing | Miscellaneous | Electric | Pool Pump | E6 | PACT BC Ratio | 0 | 0 | 0 | 0 | 0 | 0 | 0 | 0 | 0 | 0 | 0 | 0 | 0 | 0 | 0 | 0 | 0 | 0 | 0 | 0 | 0 | 0 | 0 | 0 | 0 | 0 | 0 | 0 | 0 | 0
F3_Commercial_Lodging_Existing_Miscellaneous_Electric_Pool Pump_E7 | F3 | Commercial | Lodging | Existing | Miscellaneous | Electric | Pool Pump | E7 | PACT BC Ratio | 0 | 0 | 0 | 0 | 0 | 0 | 0 | 0 | 0 | 0 | 0 | 0 | 0 | 0 | 0 | 0 | 0 | 0 | 0 | 0 | 0 | 0 | 0 | 0 | 0 | 0 | 0 | 0 | 0 | 0
F3_Commercial_Lodging_Existing_Miscellaneous_Electric_Pool Pump_E8 | F3 | Commercial | Lodging | Existing | Miscellaneous | Electric | Pool Pump | E8 | PACT BC Ratio | 0 | 0 | 0 | 0 | 0 | 0 | 0 | 0 | 0 | 0 | 0 | 0 | 0 | 0 | 0 | 0 | 0 | 0 | 0 | 0 | 0 | 0 | 0 | 0 | 0 | 0 | 0 | 0 | 0 | 0
F3_Commercial_Lodging_Existing_Miscellaneous_Electric_Pool Pump_E9 | F3 | Commercial | Lodging | Existing | Miscellaneous | Electric | Pool Pump | E9 | PACT BC Ratio | 0 | 0 | 0 | 0 | 0 | 0 | 0 | 0 | 0 | 0 | 0 | 0 | 0 | 0 | 0 | 0 | 0 | 0 | 0 | 0 | 0 | 0 | 0 | 0 | 0 | 0 | 0 | 0 | 0 | 0
F3_Commercial_Lodging_Existing_Miscellaneous_Electric_Pool Pump_E10 | F3 | Commercial | Lodging | Existing | Miscellaneous | Electric | Pool Pump | E10 | PACT BC Ratio | 0 | 0 | 0 | 0 | 0 | 0 | 0 | 0 | 0 | 0 | 0 | 0 | 0 | 0 | 0 | 0 | 0 | 0 | 0 | 0 | 0 | 0 | 0 | 0 | 0 | 0 | 0 | 0 | 0 | 0
F4_Commercial_Lodging_Existing_Miscellaneous_Electric_Pool Pump_E1 | F4 | Commercial | Lodging | Existing | Miscellaneous | Electric | Pool Pump | E1 | RVT BC Ratio | 0 | 0 | 0 | 0 | 0 | 0 | 0 | 0 | 0 | 0 | 0 | 0 | 0 | 0 | 0 | 0 | 0 | 0 | 0 | 0 | 0 | 0 | 0 | 0 | 0 | 0 | 0 | 0 | 0 | 0
F4_Commercial_Lodging_Existing_Miscellaneous_Electric_Pool Pump_E2 | F4 | Commercial | Lodging | Existing | Miscellaneous | Electric | Pool Pump | E2 | RVT BC Ratio | 0 | 0 | 0 | 0 | 0 | 0 | 0 | 0 | 0 | 0 | 0 | 0 | 0 | 0 | 0 | 0 | 0 | 0 | 0 | 0 | 0 | 0 | 0 | 0 | 0 | 0 | 0 | 0 | 0 | 0
F4_Commercial_Lodging_Existing_Miscellaneous_Electric_Pool Pump_E3 | F4 | Commercial | Lodging | Existing | Miscellaneous | Electric | Pool Pump | E3 | RVT BC Ratio | 0 | 0 | 0 | 0 | 0 | 0 | 0 | 0 | 0 | 0 | 0 | 0 | 0 | 0 | 0 | 0 | 0 | 0 | 0 | 0 | 0 | 0 | 0 | 0 | 0 | 0 | 0 | 0 | 0 | 0
F4_Commercial_Lodging_Existing_Miscellaneous_Electric_Pool Pump_E4 | F4 | Commercial | Lodging | Existing | Miscellaneous | Electric | Pool Pump | E4 | RVT BC Ratio | 0 | 0 | 0 | 0 | 0 | 0 | 0 | 0 | 0 | 0 | 0 | 0 | 0 | 0 | 0 | 0 | 0 | 0 | 0 | 0 | 0 | 0 | 0 | 0 | 0 | 0 | 0 | 0 | 0 | 0
F4_Commercial_Lodging_Existing_Miscellaneous_Electric_Pool Pump_E5 | F4 | Commercial | Lodging | Existing | Miscellaneous | Electric | Pool Pump | E5 | RVT BC Ratio | 0 | 0 | 0 | 0 | 0 | 0 | 0 | 0 | 0 | 0 | 0 | 0 | 0 | 0 | 0 | 0 | 0 | 0 | 0 | 0 | 0 | 0 | 0 | 0 | 0 | 0 | 0 | 0 | 0 | 0
F4_Commercial_Lodging_Existing_Miscellaneous_Electric_Pool Pump_E6 | F4 | Commercial | Lodging | Existing | Miscellaneous | Electric | Pool Pump | E6 | RVT BC Ratio | 0 | 0 | 0 | 0 | 0 | 0 | 0 | 0 | 0 | 0 | 0 | 0 | 0 | 0 | 0 | 0 | 0 | 0 | 0 | 0 | 0 | 0 | 0 | 0 | 0 | 0 | 0 | 0 | 0 | 0
F4_Commercial_Lodging_Existing_Miscellaneous_Electric_Pool Pump_E7 | F4 | Commercial | Lodging | Existing | Miscellaneous | Electric | Pool Pump | E7 | RVT BC Ratio | 0 | 0 | 0 | 0 | 0 | 0 | 0 | 0 | 0 | 0 | 0 | 0 | 0 | 0 | 0 | 0 | 0 | 0 | 0 | 0 | 0 | 0 | 0 | 0 | 0 | 0 | 0 | 0 | 0 | 0
F4_Commercial_Lodging_Existing_Miscellaneous_Electric_Pool Pump_E8 | F4 | Commercial | Lodging | Existing | Miscellaneous | Electric | Pool Pump | E8 | RVT BC Ratio | 0 | 0 | 0 | 0 | 0 | 0 | 0 | 0 | 0 | 0 | 0 | 0 | 0 | 0 | 0 | 0 | 0 | 0 | 0 | 0 | 0 | 0 | 0 | 0 | 0 | 0 | 0 | 0 | 0 | 0
F4_Commercial_Lodging_Existing_Miscellaneous_Electric_Pool Pump_E9 | F4 | Commercial | Lodging | Existing | Miscellaneous | Electric | Pool Pump | E9 | RVT BC Ratio | 0 | 0 | 0 | 0 | 0 | 0 | 0 | 0 | 0 | 0 | 0 | 0 | 0 | 0 | 0 | 0 | 0 | 0 | 0 | 0 | 0 | 0 | 0 | 0 | 0 | 0 | 0 | 0 | 0 | 0
F4_Commercial_Lodging_Existing_Miscellaneous_Electric_Pool Pump_E10 | F4 | Commercial | Lodging | Existing | Miscellaneous | Electric | Pool Pump | E10 | RVT BC Ratio | 0 | 0 | 0 | 0 | 0 | 0 | 0 | 0 | 0 | 0 | 0 | 0 | 0 | 0 | 0 | 0 | 0 | 0 | 0 | 0 | 0 | 0 | 0 | 0 | 0 | 0 | 0 | 0 | 0 | 0
F5_Commercial_Lodging_Existing_Miscellaneous_Electric_Pool Pump_E1 | F5 | Commercial | Lodging | Existing | Miscellaneous | Electric | Pool Pump | E1 | RIM BC Ratio | 0 | 0 | 0 | 0 | 0 | 0 | 0 | 0 | 0 | 0 | 0 | 0 | 0 | 0 | 0 | 0 | 0 | 0 | 0 | 0 | 0 | 0 | 0 | 0 | 0 | 0 | 0 | 0 | 0 | 0
F5_Commercial_Lodging_Existing_Miscellaneous_Electric_Pool Pump_E2 | F5 | Commercial | Lodging | Existing | Miscellaneous | Electric | Pool Pump | E2 | RIM BC Ratio | 0 | 0 | 0 | 0 | 0 | 0 | 0 | 0 | 0 | 0 | 0 | 0 | 0 | 0 | 0 | 0 | 0 | 0 | 0 | 0 | 0 | 0 | 0 | 0 | 0 | 0 | 0 | 0 | 0 | 0
F5_Commercial_Lodging_Existing_Miscellaneous_Electric_Pool Pump_E3 | F5 | Commercial | Lodging | Existing | Miscellaneous | Electric | Pool Pump | E3 | RIM BC Ratio | 0 | 0 | 0 | 0 | 0 | 0 | 0 | 0 | 0 | 0 | 0 | 0 | 0 | 0 | 0 | 0 | 0 | 0 | 0 | 0 | 0 | 0 | 0 | 0 | 0 | 0 | 0 | 0 | 0 | 0
F5_Commercial_Lodging_Existing_Miscellaneous_Electric_Pool Pump_E4 | F5 | Commercial | Lodging | Existing | Miscellaneous | Electric | Pool Pump | E4 | RIM BC Ratio | 0 | 0 | 0 | 0 | 0 | 0 | 0 | 0 | 0 | 0 | 0 | 0 | 0 | 0 | 0 | 0 | 0 | 0 | 0 | 0 | 0 | 0 | 0 | 0 | 0 | 0 | 0 | 0 | 0 | 0
F5_Commercial_Lodging_Existing_Miscellaneous_Electric_Pool Pump_E5 | F5 | Commercial | Lodging | Existing | Miscellaneous | Electric | Pool Pump | E5 | RIM BC Ratio | 0 | 0 | 0 | 0 | 0 | 0 | 0 | 0 | 0 | 0 | 0 | 0 | 0 | 0 | 0 | 0 | 0 | 0 | 0 | 0 | 0 | 0 | 0 | 0 | 0 | 0 | 0 | 0 | 0 | 0
F5_Commercial_Lodging_Existing_Miscellaneous_Electric_Pool Pump_E6 | F5 | Commercial | Lodging | Existing | Miscellaneous | Electric | Pool Pump | E6 | RIM BC Ratio | 0 | 0 | 0 | 0 | 0 | 0 | 0 | 0 | 0 | 0 | 0 | 0 | 0 | 0 | 0 | 0 | 0 | 0 | 0 | 0 | 0 | 0 | 0 | 0 | 0 | 0 | 0 | 0 | 0 | 0
F5_Commercial_Lodging_Existing_Miscellaneous_Electric_Pool Pump_E7 | F5 | Commercial | Lodging | Existing | Miscellaneous | Electric | Pool Pump | E7 | RIM BC Ratio | 0 | 0 | 0 | 0 | 0 | 0 | 0 | 0 | 0 | 0 | 0 | 0 | 0 | 0 | 0 | 0 | 0 | 0 | 0 | 0 | 0 | 0 | 0 | 0 | 0 | 0 | 0 | 0 | 0 | 0
F5_Commercial_Lodging_Existing_Miscellaneous_Electric_Pool Pump_E8 | F5 | Commercial | Lodging | Existing | Miscellaneous | Electric | Pool Pump | E8 | RIM BC Ratio | 0 | 0 | 0 | 0 | 0 | 0 | 0 | 0 | 0 | 0 | 0 | 0 | 0 | 0 | 0 | 0 | 0 | 0 | 0 | 0 | 0 | 0 | 0 | 0 | 0 | 0 | 0 | 0 | 0 | 0
F5_Commercial_Lodging_Existing_Miscellaneous_Electric_Pool Pump_E9 | F5 | Commercial | Lodging | Existing | Miscellaneous | Electric | Pool Pump | E9 | RIM BC Ratio | 0 | 0 | 0 | 0 | 0 | 0 | 0 | 0 | 0 | 0 | 0 | 0 | 0 | 0 | 0 | 0 | 0 | 0 | 0 | 0 | 0 | 0 | 0 | 0 | 0 | 0 | 0 | 0 | 0 | 0
F5_Commercial_Lodging_Existing_Miscellaneous_Electric_Pool Pump_E10 | F5 | Commercial | Lodging | Existing | Miscellaneous | Electric | Pool Pump | E10 | RIM BC Ratio | 0 | 0 | 0 | 0 | 0 | 0 | 0 | 0 | 0 | 0 | 0 | 0 | 0 | 0 | 0 | 0 | 0 | 0 | 0 | 0 | 0 | 0 | 0 | 0 | 0 | 0 | 0 | 0 | 0 | 0
F0_Commercial_Lodging_Existing_Miscellaneous_Electric_Pool Heater_E0 | F0 | Commercial | Lodging | Existing | Miscellaneous | Electric | Pool Heater | E0 | Economic Unit | 0 | 0 | 0 | 0 | 0 | 0 | 0 | 0 | 0 | 0 | 0 | 0 | 0 | 0 | 0 | 0 | 0 | 0 | 0 | 0 | 0 | 0 | 0 | 0 | 0 | 0 | 0 | 0 | 0 | 0
F1_Commercial_Lodging_Existing_Miscellaneous_Electric_Pool Heater_E1 | F1 | Commercial | Lodging | Existing | Miscellaneous | Electric | Pool Heater | E1 | CCE | 0 | 0 | 0 | 0 | 0 | 0 | 0 | 0 | 0 | 0 | 0 | 0 | 0 | 0 | 0 | 0 | 0 | 0 | 0 | 0 | 0 | 0 | 0 | 0 | 0 | 0 | 0 | 0 | 0 | 0
F1_Commercial_Lodging_Existing_Miscellaneous_Electric_Pool Heater_E2 | F1 | Commercial | Lodging | Existing | Miscellaneous | Electric | Pool Heater | E2 | CCE | 0 | 0 | 0 | 0 | 0 | 0 | 0 | 0 | 0 | 0 | 0 | 0 | 0 | 0 | 0 | 0 | 0 | 0 | 0 | 0 | 0 | 0 | 0 | 0 | 0 | 0 | 0 | 0 | 0 | 0
F1_Commercial_Lodging_Existing_Miscellaneous_Electric_Pool Heater_E3 | F1 | Commercial | Lodging | Existing | Miscellaneous | Electric | Pool Heater | E3 | CCE | 0 | 0 | 0 | 0 | 0 | 0 | 0 | 0 | 0 | 0 | 0 | 0 | 0 | 0 | 0 | 0 | 0 | 0 | 0 | 0 | 0 | 0 | 0 | 0 | 0 | 0 | 0 | 0 | 0 | 0
F1_Commercial_Lodging_Existing_Miscellaneous_Electric_Pool Heater_E4 | F1 | Commercial | Lodging | Existing | Miscellaneous | Electric | Pool Heater | E4 | CCE | 0 | 0 | 0 | 0 | 0 | 0 | 0 | 0 | 0 | 0 | 0 | 0 | 0 | 0 | 0 | 0 | 0 | 0 | 0 | 0 | 0 | 0 | 0 | 0 | 0 | 0 | 0 | 0 | 0 | 0
F1_Commercial_Lodging_Existing_Miscellaneous_Electric_Pool Heater_E5 | F1 | Commercial | Lodging | Existing | Miscellaneous | Electric | Pool Heater | E5 | CCE | 0 | 0 | 0 | 0 | 0 | 0 | 0 | 0 | 0 | 0 | 0 | 0 | 0 | 0 | 0 | 0 | 0 | 0 | 0 | 0 | 0 | 0 | 0 | 0 | 0 | 0 | 0 | 0 | 0 | 0
F1_Commercial_Lodging_Existing_Miscellaneous_Electric_Pool Heater_E6 | F1 | Commercial | Lodging | Existing | Miscellaneous | Electric | Pool Heater | E6 | CCE | 0 | 0 | 0 | 0 | 0 | 0 | 0 | 0 | 0 | 0 | 0 | 0 | 0 | 0 | 0 | 0 | 0 | 0 | 0 | 0 | 0 | 0 | 0 | 0 | 0 | 0 | 0 | 0 | 0 | 0
F1_Commercial_Lodging_Existing_Miscellaneous_Electric_Pool Heater_E7 | F1 | Commercial | Lodging | Existing | Miscellaneous | Electric | Pool Heater | E7 | CCE | 0 | 0 | 0 | 0 | 0 | 0 | 0 | 0 | 0 | 0 | 0 | 0 | 0 | 0 | 0 | 0 | 0 | 0 | 0 | 0 | 0 | 0 | 0 | 0 | 0 | 0 | 0 | 0 | 0 | 0
F1_Commercial_Lodging_Existing_Miscellaneous_Electric_Pool Heater_E8 | F1 | Commercial | Lodging | Existing | Miscellaneous | Electric | Pool Heater | E8 | CCE | 0 | 0 | 0 | 0 | 0 | 0 | 0 | 0 | 0 | 0 | 0 | 0 | 0 | 0 | 0 | 0 | 0 | 0 | 0 | 0 | 0 | 0 | 0 | 0 | 0 | 0 | 0 | 0 | 0 | 0
F1_Commercial_Lodging_Existing_Miscellaneous_Electric_Pool Heater_E9 | F1 | Commercial | Lodging | Existing | Miscellaneous | Electric | Pool Heater | E9 | CCE | 0 | 0 | 0 | 0 | 0 | 0 | 0 | 0 | 0 | 0 | 0 | 0 | 0 | 0 | 0 | 0 | 0 | 0 | 0 | 0 | 0 | 0 | 0 | 0 | 0 | 0 | 0 | 0 | 0 | 0
F1_Commercial_Lodging_Existing_Miscellaneous_Electric_Pool Heater_E10 | F1 | Commercial | Lodging | Existing | Miscellaneous | Electric | Pool Heater | E10 | CCE | 0 | 0 | 0 | 0 | 0 | 0 | 0 | 0 | 0 | 0 | 0 | 0 | 0 | 0 | 0 | 0 | 0 | 0 | 0 | 0 | 0 | 0 | 0 | 0 | 0 | 0 | 0 | 0 | 0 | 0
F2_Commercial_Lodging_Existing_Miscellaneous_Electric_Pool Heater_E1 | F2 | Commercial | Lodging | Existing | Miscellaneous | Electric | Pool Heater | E1 | TRC BC Ratio | 0 | 0 | 0 | 0 | 0 | 0 | 0 | 0 | 0 | 0 | 0 | 0 | 0 | 0 | 0 | 0 | 0 | 0 | 0 | 0 | 0 | 0 | 0 | 0 | 0 | 0 | 0 | 0 | 0 | 0
F2_Commercial_Lodging_Existing_Miscellaneous_Electric_Pool Heater_E2 | F2 | Commercial | Lodging | Existing | Miscellaneous | Electric | Pool Heater | E2 | TRC BC Ratio | 0 | 0 | 0 | 0 | 0 | 0 | 0 | 0 | 0 | 0 | 0 | 0 | 0 | 0 | 0 | 0 | 0 | 0 | 0 | 0 | 0 | 0 | 0 | 0 | 0 | 0 | 0 | 0 | 0 | 0
F2_Commercial_Lodging_Existing_Miscellaneous_Electric_Pool Heater_E3 | F2 | Commercial | Lodging | Existing | Miscellaneous | Electric | Pool Heater | E3 | TRC BC Ratio | 0 | 0 | 0 | 0 | 0 | 0 | 0 | 0 | 0 | 0 | 0 | 0 | 0 | 0 | 0 | 0 | 0 | 0 | 0 | 0 | 0 | 0 | 0 | 0 | 0 | 0 | 0 | 0 | 0 | 0
F2_Commercial_Lodging_Existing_Miscellaneous_Electric_Pool Heater_E4 | F2 | Commercial | Lodging | Existing | Miscellaneous | Electric | Pool Heater | E4 | TRC BC Ratio | 0 | 0 | 0 | 0 | 0 | 0 | 0 | 0 | 0 | 0 | 0 | 0 | 0 | 0 | 0 | 0 | 0 | 0 | 0 | 0 | 0 | 0 | 0 | 0 | 0 | 0 | 0 | 0 | 0 | 0
F2_Commercial_Lodging_Existing_Miscellaneous_Electric_Pool Heater_E5 | F2 | Commercial | Lodging | Existing | Miscellaneous | Electric | Pool Heater | E5 | TRC BC Ratio | 0 | 0 | 0 | 0 | 0 | 0 | 0 | 0 | 0 | 0 | 0 | 0 | 0 | 0 | 0 | 0 | 0 | 0 | 0 | 0 | 0 | 0 | 0 | 0 | 0 | 0 | 0 | 0 | 0 | 0
F2_Commercial_Lodging_Existing_Miscellaneous_Electric_Pool Heater_E6 | F2 | Commercial | Lodging | Existing | Miscellaneous | Electric | Pool Heater | E6 | TRC BC Ratio | 0 | 0 | 0 | 0 | 0 | 0 | 0 | 0 | 0 | 0 | 0 | 0 | 0 | 0 | 0 | 0 | 0 | 0 | 0 | 0 | 0 | 0 | 0 | 0 | 0 | 0 | 0 | 0 | 0 | 0
F2_Commercial_Lodging_Existing_Miscellaneous_Electric_Pool Heater_E7 | F2 | Commercial | Lodging | Existing | Miscellaneous | Electric | Pool Heater | E7 | TRC BC Ratio | 0 | 0 | 0 | 0 | 0 | 0 | 0 | 0 | 0 | 0 | 0 | 0 | 0 | 0 | 0 | 0 | 0 | 0 | 0 | 0 | 0 | 0 | 0 | 0 | 0 | 0 | 0 | 0 | 0 | 0
F2_Commercial_Lodging_Existing_Miscellaneous_Electric_Pool Heater_E8 | F2 | Commercial | Lodging | Existing | Miscellaneous | Electric | Pool Heater | E8 | TRC BC Ratio | 0 | 0 | 0 | 0 | 0 | 0 | 0 | 0 | 0 | 0 | 0 | 0 | 0 | 0 | 0 | 0 | 0 | 0 | 0 | 0 | 0 | 0 | 0 | 0 | 0 | 0 | 0 | 0 | 0 | 0
F2_Commercial_Lodging_Existing_Miscellaneous_Electric_Pool Heater_E9 | F2 | Commercial | Lodging | Existing | Miscellaneous | Electric | Pool Heater | E9 | TRC BC Ratio | 0 | 0 | 0 | 0 | 0 | 0 | 0 | 0 | 0 | 0 | 0 | 0 | 0 | 0 | 0 | 0 | 0 | 0 | 0 | 0 | 0 | 0 | 0 | 0 | 0 | 0 | 0 | 0 | 0 | 0
F2_Commercial_Lodging_Existing_Miscellaneous_Electric_Pool Heater_E10 | F2 | Commercial | Lodging | Existing | Miscellaneous | Electric | Pool Heater | E10 | TRC BC Ratio | 0 | 0 | 0 | 0 | 0 | 0 | 0 | 0 | 0 | 0 | 0 | 0 | 0 | 0 | 0 | 0 | 0 | 0 | 0 | 0 | 0 | 0 | 0 | 0 | 0 | 0 | 0 | 0 | 0 | 0
F3_Commercial_Lodging_Existing_Miscellaneous_Electric_Pool Heater_E1 | F3 | Commercial | Lodging | Existing | Miscellaneous | Electric | Pool Heater | E1 | PACT BC Ratio | 0 | 0 | 0 | 0 | 0 | 0 | 0 | 0 | 0 | 0 | 0 | 0 | 0 | 0 | 0 | 0 | 0 | 0 | 0 | 0 | 0 | 0 | 0 | 0 | 0 | 0 | 0 | 0 | 0 | 0
F3_Commercial_Lodging_Existing_Miscellaneous_Electric_Pool Heater_E2 | F3 | Commercial | Lodging | Existing | Miscellaneous | Electric | Pool Heater | E2 | PACT BC Ratio | 0 | 0 | 0 | 0 | 0 | 0 | 0 | 0 | 0 | 0 | 0 | 0 | 0 | 0 | 0 | 0 | 0 | 0 | 0 | 0 | 0 | 0 | 0 | 0 | 0 | 0 | 0 | 0 | 0 | 0
F3_Commercial_Lodging_Existing_Miscellaneous_Electric_Pool Heater_E3 | F3 | Commercial | Lodging | Existing | Miscellaneous | Electric | Pool Heater | E3 | PACT BC Ratio | 0 | 0 | 0 | 0 | 0 | 0 | 0 | 0 | 0 | 0 | 0 | 0 | 0 | 0 | 0 | 0 | 0 | 0 | 0 | 0 | 0 | 0 | 0 | 0 | 0 | 0 | 0 | 0 | 0 | 0
F3_Commercial_Lodging_Existing_Miscellaneous_Electric_Pool Heater_E4 | F3 | Commercial | Lodging | Existing | Miscellaneous | Electric | Pool Heater | E4 | PACT BC Ratio | 0 | 0 | 0 | 0 | 0 | 0 | 0 | 0 | 0 | 0 | 0 | 0 | 0 | 0 | 0 | 0 | 0 | 0 | 0 | 0 | 0 | 0 | 0 | 0 | 0 | 0 | 0 | 0 | 0 | 0
F3_Commercial_Lodging_Existing_Miscellaneous_Electric_Pool Heater_E5 | F3 | Commercial | Lodging | Existing | Miscellaneous | Electric | Pool Heater | E5 | PACT BC Ratio | 0 | 0 | 0 | 0 | 0 | 0 | 0 | 0 | 0 | 0 | 0 | 0 | 0 | 0 | 0 | 0 | 0 | 0 | 0 | 0 | 0 | 0 | 0 | 0 | 0 | 0 | 0 | 0 | 0 | 0
F3_Commercial_Lodging_Existing_Miscellaneous_Electric_Pool Heater_E6 | F3 | Commercial | Lodging | Existing | Miscellaneous | Electric | Pool Heater | E6 | PACT BC Ratio | 0 | 0 | 0 | 0 | 0 | 0 | 0 | 0 | 0 | 0 | 0 | 0 | 0 | 0 | 0 | 0 | 0 | 0 | 0 | 0 | 0 | 0 | 0 | 0 | 0 | 0 | 0 | 0 | 0 | 0
F3_Commercial_Lodging_Existing_Miscellaneous_Electric_Pool Heater_E7 | F3 | Commercial | Lodging | Existing | Miscellaneous | Electric | Pool Heater | E7 | PACT BC Ratio | 0 | 0 | 0 | 0 | 0 | 0 | 0 | 0 | 0 | 0 | 0 | 0 | 0 | 0 | 0 | 0 | 0 | 0 | 0 | 0 | 0 | 0 | 0 | 0 | 0 | 0 | 0 | 0 | 0 | 0
F3_Commercial_Lodging_Existing_Miscellaneous_Electric_Pool Heater_E8 | F3 | Commercial | Lodging | Existing | Miscellaneous | Electric | Pool Heater | E8 | PACT BC Ratio | 0 | 0 | 0 | 0 | 0 | 0 | 0 | 0 | 0 | 0 | 0 | 0 | 0 | 0 | 0 | 0 | 0 | 0 | 0 | 0 | 0 | 0 | 0 | 0 | 0 | 0 | 0 | 0 | 0 | 0
F3_Commercial_Lodging_Existing_Miscellaneous_Electric_Pool Heater_E9 | F3 | Commercial | Lodging | Existing | Miscellaneous | Electric | Pool Heater | E9 | PACT BC Ratio | 0 | 0 | 0 | 0 | 0 | 0 | 0 | 0 | 0 | 0 | 0 | 0 | 0 | 0 | 0 | 0 | 0 | 0 | 0 | 0 | 0 | 0 | 0 | 0 | 0 | 0 | 0 | 0 | 0 | 0
F3_Commercial_Lodging_Existing_Miscellaneous_Electric_Pool Heater_E10 | F3 | Commercial | Lodging | Existing | Miscellaneous | Electric | Pool Heater | E10 | PACT BC Ratio | 0 | 0 | 0 | 0 | 0 | 0 | 0 | 0 | 0 | 0 | 0 | 0 | 0 | 0 | 0 | 0 | 0 | 0 | 0 | 0 | 0 | 0 | 0 | 0 | 0 | 0 | 0 | 0 | 0 | 0
F4_Commercial_Lodging_Existing_Miscellaneous_Electric_Pool Heater_E1 | F4 | Commercial | Lodging | Existing | Miscellaneous | Electric | Pool Heater | E1 | RVT BC Ratio | 0 | 0 | 0 | 0 | 0 | 0 | 0 | 0 | 0 | 0 | 0 | 0 | 0 | 0 | 0 | 0 | 0 | 0 | 0 | 0 | 0 | 0 | 0 | 0 | 0 | 0 | 0 | 0 | 0 | 0
F4_Commercial_Lodging_Existing_Miscellaneous_Electric_Pool Heater_E2 | F4 | Commercial | Lodging | Existing | Miscellaneous | Electric | Pool Heater | E2 | RVT BC Ratio | 0 | 0 | 0 | 0 | 0 | 0 | 0 | 0 | 0 | 0 | 0 | 0 | 0 | 0 | 0 | 0 | 0 | 0 | 0 | 0 | 0 | 0 | 0 | 0 | 0 | 0 | 0 | 0 | 0 | 0
F4_Commercial_Lodging_Existing_Miscellaneous_Electric_Pool Heater_E3 | F4 | Commercial | Lodging | Existing | Miscellaneous | Electric | Pool Heater | E3 | RVT BC Ratio | 0 | 0 | 0 | 0 | 0 | 0 | 0 | 0 | 0 | 0 | 0 | 0 | 0 | 0 | 0 | 0 | 0 | 0 | 0 | 0 | 0 | 0 | 0 | 0 | 0 | 0 | 0 | 0 | 0 | 0
F4_Commercial_Lodging_Existing_Miscellaneous_Electric_Pool Heater_E4 | F4 | Commercial | Lodging | Existing | Miscellaneous | Electric | Pool Heater | E4 | RVT BC Ratio | 0 | 0 | 0 | 0 | 0 | 0 | 0 | 0 | 0 | 0 | 0 | 0 | 0 | 0 | 0 | 0 | 0 | 0 | 0 | 0 | 0 | 0 | 0 | 0 | 0 | 0 | 0 | 0 | 0 | 0
F4_Commercial_Lodging_Existing_Miscellaneous_Electric_Pool Heater_E5 | F4 | Commercial | Lodging | Existing | Miscellaneous | Electric | Pool Heater | E5 | RVT BC Ratio | 0 | 0 | 0 | 0 | 0 | 0 | 0 | 0 | 0 | 0 | 0 | 0 | 0 | 0 | 0 | 0 | 0 | 0 | 0 | 0 | 0 | 0 | 0 | 0 | 0 | 0 | 0 | 0 | 0 | 0
F4_Commercial_Lodging_Existing_Miscellaneous_Electric_Pool Heater_E6 | F4 | Commercial | Lodging | Existing | Miscellaneous | Electric | Pool Heater | E6 | RVT BC Ratio | 0 | 0 | 0 | 0 | 0 | 0 | 0 | 0 | 0 | 0 | 0 | 0 | 0 | 0 | 0 | 0 | 0 | 0 | 0 | 0 | 0 | 0 | 0 | 0 | 0 | 0 | 0 | 0 | 0 | 0
F4_Commercial_Lodging_Existing_Miscellaneous_Electric_Pool Heater_E7 | F4 | Commercial | Lodging | Existing | Miscellaneous | Electric | Pool Heater | E7 | RVT BC Ratio | 0 | 0 | 0 | 0 | 0 | 0 | 0 | 0 | 0 | 0 | 0 | 0 | 0 | 0 | 0 | 0 | 0 | 0 | 0 | 0 | 0 | 0 | 0 | 0 | 0 | 0 | 0 | 0 | 0 | 0
F4_Commercial_Lodging_Existing_Miscellaneous_Electric_Pool Heater_E8 | F4 | Commercial | Lodging | Existing | Miscellaneous | Electric | Pool Heater | E8 | RVT BC Ratio | 0 | 0 | 0 | 0 | 0 | 0 | 0 | 0 | 0 | 0 | 0 | 0 | 0 | 0 | 0 | 0 | 0 | 0 | 0 | 0 | 0 | 0 | 0 | 0 | 0 | 0 | 0 | 0 | 0 | 0
F4_Commercial_Lodging_Existing_Miscellaneous_Electric_Pool Heater_E9 | F4 | Commercial | Lodging | Existing | Miscellaneous | Electric | Pool Heater | E9 | RVT BC Ratio | 0 | 0 | 0 | 0 | 0 | 0 | 0 | 0 | 0 | 0 | 0 | 0 | 0 | 0 | 0 | 0 | 0 | 0 | 0 | 0 | 0 | 0 | 0 | 0 | 0 | 0 | 0 | 0 | 0 | 0
F4_Commercial_Lodging_Existing_Miscellaneous_Electric_Pool Heater_E10 | F4 | Commercial | Lodging | Existing | Miscellaneous | Electric | Pool Heater | E10 | RVT BC Ratio | 0 | 0 | 0 | 0 | 0 | 0 | 0 | 0 | 0 | 0 | 0 | 0 | 0 | 0 | 0 | 0 | 0 | 0 | 0 | 0 | 0 | 0 | 0 | 0 | 0 | 0 | 0 | 0 | 0 | 0
F5_Commercial_Lodging_Existing_Miscellaneous_Electric_Pool Heater_E1 | F5 | Commercial | Lodging | Existing | Miscellaneous | Electric | Pool Heater | E1 | RIM BC Ratio | 0 | 0 | 0 | 0 | 0 | 0 | 0 | 0 | 0 | 0 | 0 | 0 | 0 | 0 | 0 | 0 | 0 | 0 | 0 | 0 | 0 | 0 | 0 | 0 | 0 | 0 | 0 | 0 | 0 | 0
F5_Commercial_Lodging_Existing_Miscellaneous_Electric_Pool Heater_E2 | F5 | Commercial | Lodging | Existing | Miscellaneous | Electric | Pool Heater | E2 | RIM BC Ratio | 0 | 0 | 0 | 0 | 0 | 0 | 0 | 0 | 0 | 0 | 0 | 0 | 0 | 0 | 0 | 0 | 0 | 0 | 0 | 0 | 0 | 0 | 0 | 0 | 0 | 0 | 0 | 0 | 0 | 0
F5_Commercial_Lodging_Existing_Miscellaneous_Electric_Pool Heater_E3 | F5 | Commercial | Lodging | Existing | Miscellaneous | Electric | Pool Heater | E3 | RIM BC Ratio | 0 | 0 | 0 | 0 | 0 | 0 | 0 | 0 | 0 | 0 | 0 | 0 | 0 | 0 | 0 | 0 | 0 | 0 | 0 | 0 | 0 | 0 | 0 | 0 | 0 | 0 | 0 | 0 | 0 | 0
F5_Commercial_Lodging_Existing_Miscellaneous_Electric_Pool Heater_E4 | F5 | Commercial | Lodging | Existing | Miscellaneous | Electric | Pool Heater | E4 | RIM BC Ratio | 0 | 0 | 0 | 0 | 0 | 0 | 0 | 0 | 0 | 0 | 0 | 0 | 0 | 0 | 0 | 0 | 0 | 0 | 0 | 0 | 0 | 0 | 0 | 0 | 0 | 0 | 0 | 0 | 0 | 0
F5_Commercial_Lodging_Existing_Miscellaneous_Electric_Pool Heater_E5 | F5 | Commercial | Lodging | Existing | Miscellaneous | Electric | Pool Heater | E5 | RIM BC Ratio | 0 | 0 | 0 | 0 | 0 | 0 | 0 | 0 | 0 | 0 | 0 | 0 | 0 | 0 | 0 | 0 | 0 | 0 | 0 | 0 | 0 | 0 | 0 | 0 | 0 | 0 | 0 | 0 | 0 | 0
F5_Commercial_Lodging_Existing_Miscellaneous_Electric_Pool Heater_E6 | F5 | Commercial | Lodging | Existing | Miscellaneous | Electric | Pool Heater | E6 | RIM BC Ratio | 0 | 0 | 0 | 0 | 0 | 0 | 0 | 0 | 0 | 0 | 0 | 0 | 0 | 0 | 0 | 0 | 0 | 0 | 0 | 0 | 0 | 0 | 0 | 0 | 0 | 0 | 0 | 0 | 0 | 0
F5_Commercial_Lodging_Existing_Miscellaneous_Electric_Pool Heater_E7 | F5 | Commercial | Lodging | Existing | Miscellaneous | Electric | Pool Heater | E7 | RIM BC Ratio | 0 | 0 | 0 | 0 | 0 | 0 | 0 | 0 | 0 | 0 | 0 | 0 | 0 | 0 | 0 | 0 | 0 | 0 | 0 | 0 | 0 | 0 | 0 | 0 | 0 | 0 | 0 | 0 | 0 | 0
F5_Commercial_Lodging_Existing_Miscellaneous_Electric_Pool Heater_E8 | F5 | Commercial | Lodging | Existing | Miscellaneous | Electric | Pool Heater | E8 | RIM BC Ratio | 0 | 0 | 0 | 0 | 0 | 0 | 0 | 0 | 0 | 0 | 0 | 0 | 0 | 0 | 0 | 0 | 0 | 0 | 0 | 0 | 0 | 0 | 0 | 0 | 0 | 0 | 0 | 0 | 0 | 0
F5_Commercial_Lodging_Existing_Miscellaneous_Electric_Pool Heater_E9 | F5 | Commercial | Lodging | Existing | Miscellaneous | Electric | Pool Heater | E9 | RIM BC Ratio | 0 | 0 | 0 | 0 | 0 | 0 | 0 | 0 | 0 | 0 | 0 | 0 | 0 | 0 | 0 | 0 | 0 | 0 | 0 | 0 | 0 | 0 | 0 | 0 | 0 | 0 | 0 | 0 | 0 | 0
F5_Commercial_Lodging_Existing_Miscellaneous_Electric_Pool Heater_E10 | F5 | Commercial | Lodging | Existing | Miscellaneous | Electric | Pool Heater | E10 | RIM BC Ratio | 0 | 0 | 0 | 0 | 0 | 0 | 0 | 0 | 0 | 0 | 0 | 0 | 0 | 0 | 0 | 0 | 0 | 0 | 0 | 0 | 0 | 0 | 0 | 0 | 0 | 0 | 0 | 0 | 0 | 0
F0_Commercial_Lodging_Existing_Miscellaneous_Electric_Clothes Washer_E0 | F0 | Commercial | Lodging | Existing | Miscellaneous | Electric | Clothes Washer | E0 | Economic Unit | 0 | 0 | 0 | 0 | 0 | 0 | 0 | 0 | 0 | 0 | 0 | 0 | 0 | 0 | 0 | 0 | 0 | 0 | 0 | 0 | 0 | 0 | 0 | 0 | 0 | 0 | 0 | 0 | 0 | 0
F1_Commercial_Lodging_Existing_Miscellaneous_Electric_Clothes Washer_E1 | F1 | Commercial | Lodging | Existing | Miscellaneous | Electric | Clothes Washer | E1 | CCE | 0 | 0 | 0 | 0 | 0 | 0 | 0 | 0 | 0 | 0 | 0 | 0 | 0 | 0 | 0 | 0 | 0 | 0 | 0 | 0 | 0 | 0 | 0 | 0 | 0 | 0 | 0 | 0 | 0 | 0
F1_Commercial_Lodging_Existing_Miscellaneous_Electric_Clothes Washer_E2 | F1 | Commercial | Lodging | Existing | Miscellaneous | Electric | Clothes Washer | E2 | CCE | 0 | 0 | 0 | 0 | 0 | 0 | 0 | 0 | 0 | 0 | 0 | 0 | 0 | 0 | 0 | 0 | 0 | 0 | 0 | 0 | 0 | 0 | 0 | 0 | 0 | 0 | 0 | 0 | 0 | 0
F1_Commercial_Lodging_Existing_Miscellaneous_Electric_Clothes Washer_E3 | F1 | Commercial | Lodging | Existing | Miscellaneous | Electric | Clothes Washer | E3 | CCE | 0 | 0 | 0 | 0 | 0 | 0 | 0 | 0 | 0 | 0 | 0 | 0 | 0 | 0 | 0 | 0 | 0 | 0 | 0 | 0 | 0 | 0 | 0 | 0 | 0 | 0 | 0 | 0 | 0 | 0
F1_Commercial_Lodging_Existing_Miscellaneous_Electric_Clothes Washer_E4 | F1 | Commercial | Lodging | Existing | Miscellaneous | Electric | Clothes Washer | E4 | CCE | 0 | 0 | 0 | 0 | 0 | 0 | 0 | 0 | 0 | 0 | 0 | 0 | 0 | 0 | 0 | 0 | 0 | 0 | 0 | 0 | 0 | 0 | 0 | 0 | 0 | 0 | 0 | 0 | 0 | 0
F1_Commercial_Lodging_Existing_Miscellaneous_Electric_Clothes Washer_E5 | F1 | Commercial | Lodging | Existing | Miscellaneous | Electric | Clothes Washer | E5 | CCE | 0 | 0 | 0 | 0 | 0 | 0 | 0 | 0 | 0 | 0 | 0 | 0 | 0 | 0 | 0 | 0 | 0 | 0 | 0 | 0 | 0 | 0 | 0 | 0 | 0 | 0 | 0 | 0 | 0 | 0
F1_Commercial_Lodging_Existing_Miscellaneous_Electric_Clothes Washer_E6 | F1 | Commercial | Lodging | Existing | Miscellaneous | Electric | Clothes Washer | E6 | CCE | 0 | 0 | 0 | 0 | 0 | 0 | 0 | 0 | 0 | 0 | 0 | 0 | 0 | 0 | 0 | 0 | 0 | 0 | 0 | 0 | 0 | 0 | 0 | 0 | 0 | 0 | 0 | 0 | 0 | 0
F1_Commercial_Lodging_Existing_Miscellaneous_Electric_Clothes Washer_E7 | F1 | Commercial | Lodging | Existing | Miscellaneous | Electric | Clothes Washer | E7 | CCE | 0 | 0 | 0 | 0 | 0 | 0 | 0 | 0 | 0 | 0 | 0 | 0 | 0 | 0 | 0 | 0 | 0 | 0 | 0 | 0 | 0 | 0 | 0 | 0 | 0 | 0 | 0 | 0 | 0 | 0
F1_Commercial_Lodging_Existing_Miscellaneous_Electric_Clothes Washer_E8 | F1 | Commercial | Lodging | Existing | Miscellaneous | Electric | Clothes Washer | E8 | CCE | 0 | 0 | 0 | 0 | 0 | 0 | 0 | 0 | 0 | 0 | 0 | 0 | 0 | 0 | 0 | 0 | 0 | 0 | 0 | 0 | 0 | 0 | 0 | 0 | 0 | 0 | 0 | 0 | 0 | 0
F1_Commercial_Lodging_Existing_Miscellaneous_Electric_Clothes Washer_E9 | F1 | Commercial | Lodging | Existing | Miscellaneous | Electric | Clothes Washer | E9 | CCE | 0 | 0 | 0 | 0 | 0 | 0 | 0 | 0 | 0 | 0 | 0 | 0 | 0 | 0 | 0 | 0 | 0 | 0 | 0 | 0 | 0 | 0 | 0 | 0 | 0 | 0 | 0 | 0 | 0 | 0
F1_Commercial_Lodging_Existing_Miscellaneous_Electric_Clothes Washer_E10 | F1 | Commercial | Lodging | Existing | Miscellaneous | Electric | Clothes Washer | E10 | CCE | 0 | 0 | 0 | 0 | 0 | 0 | 0 | 0 | 0 | 0 | 0 | 0 | 0 | 0 | 0 | 0 | 0 | 0 | 0 | 0 | 0 | 0 | 0 | 0 | 0 | 0 | 0 | 0 | 0 | 0
F2_Commercial_Lodging_Existing_Miscellaneous_Electric_Clothes Washer_E1 | F2 | Commercial | Lodging | Existing | Miscellaneous | Electric | Clothes Washer | E1 | TRC BC Ratio | 0 | 0 | 0 | 0 | 0 | 0 | 0 | 0 | 0 | 0 | 0 | 0 | 0 | 0 | 0 | 0 | 0 | 0 | 0 | 0 | 0 | 0 | 0 | 0 | 0 | 0 | 0 | 0 | 0 | 0
F2_Commercial_Lodging_Existing_Miscellaneous_Electric_Clothes Washer_E2 | F2 | Commercial | Lodging | Existing | Miscellaneous | Electric | Clothes Washer | E2 | TRC BC Ratio | 0 | 0 | 0 | 0 | 0 | 0 | 0 | 0 | 0 | 0 | 0 | 0 | 0 | 0 | 0 | 0 | 0 | 0 | 0 | 0 | 0 | 0 | 0 | 0 | 0 | 0 | 0 | 0 | 0 | 0
F2_Commercial_Lodging_Existing_Miscellaneous_Electric_Clothes Washer_E3 | F2 | Commercial | Lodging | Existing | Miscellaneous | Electric | Clothes Washer | E3 | TRC BC Ratio | 0 | 0 | 0 | 0 | 0 | 0 | 0 | 0 | 0 | 0 | 0 | 0 | 0 | 0 | 0 | 0 | 0 | 0 | 0 | 0 | 0 | 0 | 0 | 0 | 0 | 0 | 0 | 0 | 0 | 0
F2_Commercial_Lodging_Existing_Miscellaneous_Electric_Clothes Washer_E4 | F2 | Commercial | Lodging | Existing | Miscellaneous | Electric | Clothes Washer | E4 | TRC BC Ratio | 0 | 0 | 0 | 0 | 0 | 0 | 0 | 0 | 0 | 0 | 0 | 0 | 0 | 0 | 0 | 0 | 0 | 0 | 0 | 0 | 0 | 0 | 0 | 0 | 0 | 0 | 0 | 0 | 0 | 0
F2_Commercial_Lodging_Existing_Miscellaneous_Electric_Clothes Washer_E5 | F2 | Commercial | Lodging | Existing | Miscellaneous | Electric | Clothes Washer | E5 | TRC BC Ratio | 0 | 0 | 0 | 0 | 0 | 0 | 0 | 0 | 0 | 0 | 0 | 0 | 0 | 0 | 0 | 0 | 0 | 0 | 0 | 0 | 0 | 0 | 0 | 0 | 0 | 0 | 0 | 0 | 0 | 0
F2_Commercial_Lodging_Existing_Miscellaneous_Electric_Clothes Washer_E6 | F2 | Commercial | Lodging | Existing | Miscellaneous | Electric | Clothes Washer | E6 | TRC BC Ratio | 0 | 0 | 0 | 0 | 0 | 0 | 0 | 0 | 0 | 0 | 0 | 0 | 0 | 0 | 0 | 0 | 0 | 0 | 0 | 0 | 0 | 0 | 0 | 0 | 0 | 0 | 0 | 0 | 0 | 0
F2_Commercial_Lodging_Existing_Miscellaneous_Electric_Clothes Washer_E7 | F2 | Commercial | Lodging | Existing | Miscellaneous | Electric | Clothes Washer | E7 | TRC BC Ratio | 0 | 0 | 0 | 0 | 0 | 0 | 0 | 0 | 0 | 0 | 0 | 0 | 0 | 0 | 0 | 0 | 0 | 0 | 0 | 0 | 0 | 0 | 0 | 0 | 0 | 0 | 0 | 0 | 0 | 0
F2_Commercial_Lodging_Existing_Miscellaneous_Electric_Clothes Washer_E8 | F2 | Commercial | Lodging | Existing | Miscellaneous | Electric | Clothes Washer | E8 | TRC BC Ratio | 0 | 0 | 0 | 0 | 0 | 0 | 0 | 0 | 0 | 0 | 0 | 0 | 0 | 0 | 0 | 0 | 0 | 0 | 0 | 0 | 0 | 0 | 0 | 0 | 0 | 0 | 0 | 0 | 0 | 0
F2_Commercial_Lodging_Existing_Miscellaneous_Electric_Clothes Washer_E9 | F2 | Commercial | Lodging | Existing | Miscellaneous | Electric | Clothes Washer | E9 | TRC BC Ratio | 0 | 0 | 0 | 0 | 0 | 0 | 0 | 0 | 0 | 0 | 0 | 0 | 0 | 0 | 0 | 0 | 0 | 0 | 0 | 0 | 0 | 0 | 0 | 0 | 0 | 0 | 0 | 0 | 0 | 0
F2_Commercial_Lodging_Existing_Miscellaneous_Electric_Clothes Washer_E10 | F2 | Commercial | Lodging | Existing | Miscellaneous | Electric | Clothes Washer | E10 | TRC BC Ratio | 0 | 0 | 0 | 0 | 0 | 0 | 0 | 0 | 0 | 0 | 0 | 0 | 0 | 0 | 0 | 0 | 0 | 0 | 0 | 0 | 0 | 0 | 0 | 0 | 0 | 0 | 0 | 0 | 0 | 0
F3_Commercial_Lodging_Existing_Miscellaneous_Electric_Clothes Washer_E1 | F3 | Commercial | Lodging | Existing | Miscellaneous | Electric | Clothes Washer | E1 | PACT BC Ratio | 0 | 0 | 0 | 0 | 0 | 0 | 0 | 0 | 0 | 0 | 0 | 0 | 0 | 0 | 0 | 0 | 0 | 0 | 0 | 0 | 0 | 0 | 0 | 0 | 0 | 0 | 0 | 0 | 0 | 0
F3_Commercial_Lodging_Existing_Miscellaneous_Electric_Clothes Washer_E2 | F3 | Commercial | Lodging | Existing | Miscellaneous | Electric | Clothes Washer | E2 | PACT BC Ratio | 0 | 0 | 0 | 0 | 0 | 0 | 0 | 0 | 0 | 0 | 0 | 0 | 0 | 0 | 0 | 0 | 0 | 0 | 0 | 0 | 0 | 0 | 0 | 0 | 0 | 0 | 0 | 0 | 0 | 0
F3_Commercial_Lodging_Existing_Miscellaneous_Electric_Clothes Washer_E3 | F3 | Commercial | Lodging | Existing | Miscellaneous | Electric | Clothes Washer | E3 | PACT BC Ratio | 0 | 0 | 0 | 0 | 0 | 0 | 0 | 0 | 0 | 0 | 0 | 0 | 0 | 0 | 0 | 0 | 0 | 0 | 0 | 0 | 0 | 0 | 0 | 0 | 0 | 0 | 0 | 0 | 0 | 0
F3_Commercial_Lodging_Existing_Miscellaneous_Electric_Clothes Washer_E4 | F3 | Commercial | Lodging | Existing | Miscellaneous | Electric | Clothes Washer | E4 | PACT BC Ratio | 0 | 0 | 0 | 0 | 0 | 0 | 0 | 0 | 0 | 0 | 0 | 0 | 0 | 0 | 0 | 0 | 0 | 0 | 0 | 0 | 0 | 0 | 0 | 0 | 0 | 0 | 0 | 0 | 0 | 0
F3_Commercial_Lodging_Existing_Miscellaneous_Electric_Clothes Washer_E5 | F3 | Commercial | Lodging | Existing | Miscellaneous | Electric | Clothes Washer | E5 | PACT BC Ratio | 0 | 0 | 0 | 0 | 0 | 0 | 0 | 0 | 0 | 0 | 0 | 0 | 0 | 0 | 0 | 0 | 0 | 0 | 0 | 0 | 0 | 0 | 0 | 0 | 0 | 0 | 0 | 0 | 0 | 0
F3_Commercial_Lodging_Existing_Miscellaneous_Electric_Clothes Washer_E6 | F3 | Commercial | Lodging | Existing | Miscellaneous | Electric | Clothes Washer | E6 | PACT BC Ratio | 0 | 0 | 0 | 0 | 0 | 0 | 0 | 0 | 0 | 0 | 0 | 0 | 0 | 0 | 0 | 0 | 0 | 0 | 0 | 0 | 0 | 0 | 0 | 0 | 0 | 0 | 0 | 0 | 0 | 0
F3_Commercial_Lodging_Existing_Miscellaneous_Electric_Clothes Washer_E7 | F3 | Commercial | Lodging | Existing | Miscellaneous | Electric | Clothes Washer | E7 | PACT BC Ratio | 0 | 0 | 0 | 0 | 0 | 0 | 0 | 0 | 0 | 0 | 0 | 0 | 0 | 0 | 0 | 0 | 0 | 0 | 0 | 0 | 0 | 0 | 0 | 0 | 0 | 0 | 0 | 0 | 0 | 0
F3_Commercial_Lodging_Existing_Miscellaneous_Electric_Clothes Washer_E8 | F3 | Commercial | Lodging | Existing | Miscellaneous | Electric | Clothes Washer | E8 | PACT BC Ratio | 0 | 0 | 0 | 0 | 0 | 0 | 0 | 0 | 0 | 0 | 0 | 0 | 0 | 0 | 0 | 0 | 0 | 0 | 0 | 0 | 0 | 0 | 0 | 0 | 0 | 0 | 0 | 0 | 0 | 0
F3_Commercial_Lodging_Existing_Miscellaneous_Electric_Clothes Washer_E9 | F3 | Commercial | Lodging | Existing | Miscellaneous | Electric | Clothes Washer | E9 | PACT BC Ratio | 0 | 0 | 0 | 0 | 0 | 0 | 0 | 0 | 0 | 0 | 0 | 0 | 0 | 0 | 0 | 0 | 0 | 0 | 0 | 0 | 0 | 0 | 0 | 0 | 0 | 0 | 0 | 0 | 0 | 0
F3_Commercial_Lodging_Existing_Miscellaneous_Electric_Clothes Washer_E10 | F3 | Commercial | Lodging | Existing | Miscellaneous | Electric | Clothes Washer | E10 | PACT BC Ratio | 0 | 0 | 0 | 0 | 0 | 0 | 0 | 0 | 0 | 0 | 0 | 0 | 0 | 0 | 0 | 0 | 0 | 0 | 0 | 0 | 0 | 0 | 0 | 0 | 0 | 0 | 0 | 0 | 0 | 0
F4_Commercial_Lodging_Existing_Miscellaneous_Electric_Clothes Washer_E1 | F4 | Commercial | Lodging | Existing | Miscellaneous | Electric | Clothes Washer | E1 | RVT BC Ratio | 0 | 0 | 0 | 0 | 0 | 0 | 0 | 0 | 0 | 0 | 0 | 0 | 0 | 0 | 0 | 0 | 0 | 0 | 0 | 0 | 0 | 0 | 0 | 0 | 0 | 0 | 0 | 0 | 0 | 0
F4_Commercial_Lodging_Existing_Miscellaneous_Electric_Clothes Washer_E2 | F4 | Commercial | Lodging | Existing | Miscellaneous | Electric | Clothes Washer | E2 | RVT BC Ratio | 0 | 0 | 0 | 0 | 0 | 0 | 0 | 0 | 0 | 0 | 0 | 0 | 0 | 0 | 0 | 0 | 0 | 0 | 0 | 0 | 0 | 0 | 0 | 0 | 0 | 0 | 0 | 0 | 0 | 0
F4_Commercial_Lodging_Existing_Miscellaneous_Electric_Clothes Washer_E3 | F4 | Commercial | Lodging | Existing | Miscellaneous | Electric | Clothes Washer | E3 | RVT BC Ratio | 0 | 0 | 0 | 0 | 0 | 0 | 0 | 0 | 0 | 0 | 0 | 0 | 0 | 0 | 0 | 0 | 0 | 0 | 0 | 0 | 0 | 0 | 0 | 0 | 0 | 0 | 0 | 0 | 0 | 0
F4_Commercial_Lodging_Existing_Miscellaneous_Electric_Clothes Washer_E4 | F4 | Commercial | Lodging | Existing | Miscellaneous | Electric | Clothes Washer | E4 | RVT BC Ratio | 0 | 0 | 0 | 0 | 0 | 0 | 0 | 0 | 0 | 0 | 0 | 0 | 0 | 0 | 0 | 0 | 0 | 0 | 0 | 0 | 0 | 0 | 0 | 0 | 0 | 0 | 0 | 0 | 0 | 0
F4_Commercial_Lodging_Existing_Miscellaneous_Electric_Clothes Washer_E5 | F4 | Commercial | Lodging | Existing | Miscellaneous | Electric | Clothes Washer | E5 | RVT BC Ratio | 0 | 0 | 0 | 0 | 0 | 0 | 0 | 0 | 0 | 0 | 0 | 0 | 0 | 0 | 0 | 0 | 0 | 0 | 0 | 0 | 0 | 0 | 0 | 0 | 0 | 0 | 0 | 0 | 0 | 0
F4_Commercial_Lodging_Existing_Miscellaneous_Electric_Clothes Washer_E6 | F4 | Commercial | Lodging | Existing | Miscellaneous | Electric | Clothes Washer | E6 | RVT BC Ratio | 0 | 0 | 0 | 0 | 0 | 0 | 0 | 0 | 0 | 0 | 0 | 0 | 0 | 0 | 0 | 0 | 0 | 0 | 0 | 0 | 0 | 0 | 0 | 0 | 0 | 0 | 0 | 0 | 0 | 0
F4_Commercial_Lodging_Existing_Miscellaneous_Electric_Clothes Washer_E7 | F4 | Commercial | Lodging | Existing | Miscellaneous | Electric | Clothes Washer | E7 | RVT BC Ratio | 0 | 0 | 0 | 0 | 0 | 0 | 0 | 0 | 0 | 0 | 0 | 0 | 0 | 0 | 0 | 0 | 0 | 0 | 0 | 0 | 0 | 0 | 0 | 0 | 0 | 0 | 0 | 0 | 0 | 0
F4_Commercial_Lodging_Existing_Miscellaneous_Electric_Clothes Washer_E8 | F4 | Commercial | Lodging | Existing | Miscellaneous | Electric | Clothes Washer | E8 | RVT BC Ratio | 0 | 0 | 0 | 0 | 0 | 0 | 0 | 0 | 0 | 0 | 0 | 0 | 0 | 0 | 0 | 0 | 0 | 0 | 0 | 0 | 0 | 0 | 0 | 0 | 0 | 0 | 0 | 0 | 0 | 0
F4_Commercial_Lodging_Existing_Miscellaneous_Electric_Clothes Washer_E9 | F4 | Commercial | Lodging | Existing | Miscellaneous | Electric | Clothes Washer | E9 | RVT BC Ratio | 0 | 0 | 0 | 0 | 0 | 0 | 0 | 0 | 0 | 0 | 0 | 0 | 0 | 0 | 0 | 0 | 0 | 0 | 0 | 0 | 0 | 0 | 0 | 0 | 0 | 0 | 0 | 0 | 0 | 0
F4_Commercial_Lodging_Existing_Miscellaneous_Electric_Clothes Washer_E10 | F4 | Commercial | Lodging | Existing | Miscellaneous | Electric | Clothes Washer | E10 | RVT BC Ratio | 0 | 0 | 0 | 0 | 0 | 0 | 0 | 0 | 0 | 0 | 0 | 0 | 0 | 0 | 0 | 0 | 0 | 0 | 0 | 0 | 0 | 0 | 0 | 0 | 0 | 0 | 0 | 0 | 0 | 0
F5_Commercial_Lodging_Existing_Miscellaneous_Electric_Clothes Washer_E1 | F5 | Commercial | Lodging | Existing | Miscellaneous | Electric | Clothes Washer | E1 | RIM BC Ratio | 0 | 0 | 0 | 0 | 0 | 0 | 0 | 0 | 0 | 0 | 0 | 0 | 0 | 0 | 0 | 0 | 0 | 0 | 0 | 0 | 0 | 0 | 0 | 0 | 0 | 0 | 0 | 0 | 0 | 0
F5_Commercial_Lodging_Existing_Miscellaneous_Electric_Clothes Washer_E2 | F5 | Commercial | Lodging | Existing | Miscellaneous | Electric | Clothes Washer | E2 | RIM BC Ratio | 0 | 0 | 0 | 0 | 0 | 0 | 0 | 0 | 0 | 0 | 0 | 0 | 0 | 0 | 0 | 0 | 0 | 0 | 0 | 0 | 0 | 0 | 0 | 0 | 0 | 0 | 0 | 0 | 0 | 0
F5_Commercial_Lodging_Existing_Miscellaneous_Electric_Clothes Washer_E3 | F5 | Commercial | Lodging | Existing | Miscellaneous | Electric | Clothes Washer | E3 | RIM BC Ratio | 0 | 0 | 0 | 0 | 0 | 0 | 0 | 0 | 0 | 0 | 0 | 0 | 0 | 0 | 0 | 0 | 0 | 0 | 0 | 0 | 0 | 0 | 0 | 0 | 0 | 0 | 0 | 0 | 0 | 0
F5_Commercial_Lodging_Existing_Miscellaneous_Electric_Clothes Washer_E4 | F5 | Commercial | Lodging | Existing | Miscellaneous | Electric | Clothes Washer | E4 | RIM BC Ratio | 0 | 0 | 0 | 0 | 0 | 0 | 0 | 0 | 0 | 0 | 0 | 0 | 0 | 0 | 0 | 0 | 0 | 0 | 0 | 0 | 0 | 0 | 0 | 0 | 0 | 0 | 0 | 0 | 0 | 0
F5_Commercial_Lodging_Existing_Miscellaneous_Electric_Clothes Washer_E5 | F5 | Commercial | Lodging | Existing | Miscellaneous | Electric | Clothes Washer | E5 | RIM BC Ratio | 0 | 0 | 0 | 0 | 0 | 0 | 0 | 0 | 0 | 0 | 0 | 0 | 0 | 0 | 0 | 0 | 0 | 0 | 0 | 0 | 0 | 0 | 0 | 0 | 0 | 0 | 0 | 0 | 0 | 0
F5_Commercial_Lodging_Existing_Miscellaneous_Electric_Clothes Washer_E6 | F5 | Commercial | Lodging | Existing | Miscellaneous | Electric | Clothes Washer | E6 | RIM BC Ratio | 0 | 0 | 0 | 0 | 0 | 0 | 0 | 0 | 0 | 0 | 0 | 0 | 0 | 0 | 0 | 0 | 0 | 0 | 0 | 0 | 0 | 0 | 0 | 0 | 0 | 0 | 0 | 0 | 0 | 0
F5_Commercial_Lodging_Existing_Miscellaneous_Electric_Clothes Washer_E7 | F5 | Commercial | Lodging | Existing | Miscellaneous | Electric | Clothes Washer | E7 | RIM BC Ratio | 0 | 0 | 0 | 0 | 0 | 0 | 0 | 0 | 0 | 0 | 0 | 0 | 0 | 0 | 0 | 0 | 0 | 0 | 0 | 0 | 0 | 0 | 0 | 0 | 0 | 0 | 0 | 0 | 0 | 0
F5_Commercial_Lodging_Existing_Miscellaneous_Electric_Clothes Washer_E8 | F5 | Commercial | Lodging | Existing | Miscellaneous | Electric | Clothes Washer | E8 | RIM BC Ratio | 0 | 0 | 0 | 0 | 0 | 0 | 0 | 0 | 0 | 0 | 0 | 0 | 0 | 0 | 0 | 0 | 0 | 0 | 0 | 0 | 0 | 0 | 0 | 0 | 0 | 0 | 0 | 0 | 0 | 0
F5_Commercial_Lodging_Existing_Miscellaneous_Electric_Clothes Washer_E9 | F5 | Commercial | Lodging | Existing | Miscellaneous | Electric | Clothes Washer | E9 | RIM BC Ratio | 0 | 0 | 0 | 0 | 0 | 0 | 0 | 0 | 0 | 0 | 0 | 0 | 0 | 0 | 0 | 0 | 0 | 0 | 0 | 0 | 0 | 0 | 0 | 0 | 0 | 0 | 0 | 0 | 0 | 0
F5_Commercial_Lodging_Existing_Miscellaneous_Electric_Clothes Washer_E10 | F5 | Commercial | Lodging | Existing | Miscellaneous | Electric | Clothes Washer | E10 | RIM BC Ratio | 0 | 0 | 0 | 0 | 0 | 0 | 0 | 0 | 0 | 0 | 0 | 0 | 0 | 0 | 0 | 0 | 0 | 0 | 0 | 0 | 0 | 0 | 0 | 0 | 0 | 0 | 0 | 0 | 0 | 0
F0_Commercial_Lodging_Existing_Miscellaneous_Electric_Clothes Dryer_E0 | F0 | Commercial | Lodging | Existing | Miscellaneous | Electric | Clothes Dryer | E0 | Economic Unit | 0 | 0 | 0 | 0 | 0 | 0 | 0 | 0 | 0 | 0 | 0 | 0 | 0 | 0 | 0 | 0 | 0 | 0 | 0 | 0 | 0 | 0 | 0 | 0 | 0 | 0 | 0 | 0 | 0 | 0
F1_Commercial_Lodging_Existing_Miscellaneous_Electric_Clothes Dryer_E1 | F1 | Commercial | Lodging | Existing | Miscellaneous | Electric | Clothes Dryer | E1 | CCE | 0 | 0 | 0 | 0 | 0 | 0 | 0 | 0 | 0 | 0 | 0 | 0 | 0 | 0 | 0 | 0 | 0 | 0 | 0 | 0 | 0 | 0 | 0 | 0 | 0 | 0 | 0 | 0 | 0 | 0
F1_Commercial_Lodging_Existing_Miscellaneous_Electric_Clothes Dryer_E2 | F1 | Commercial | Lodging | Existing | Miscellaneous | Electric | Clothes Dryer | E2 | CCE | 0 | 0 | 0 | 0 | 0 | 0 | 0 | 0 | 0 | 0 | 0 | 0 | 0 | 0 | 0 | 0 | 0 | 0 | 0 | 0 | 0 | 0 | 0 | 0 | 0 | 0 | 0 | 0 | 0 | 0
F1_Commercial_Lodging_Existing_Miscellaneous_Electric_Clothes Dryer_E3 | F1 | Commercial | Lodging | Existing | Miscellaneous | Electric | Clothes Dryer | E3 | CCE | 0 | 0 | 0 | 0 | 0 | 0 | 0 | 0 | 0 | 0 | 0 | 0 | 0 | 0 | 0 | 0 | 0 | 0 | 0 | 0 | 0 | 0 | 0 | 0 | 0 | 0 | 0 | 0 | 0 | 0
F1_Commercial_Lodging_Existing_Miscellaneous_Electric_Clothes Dryer_E4 | F1 | Commercial | Lodging | Existing | Miscellaneous | Electric | Clothes Dryer | E4 | CCE | 0 | 0 | 0 | 0 | 0 | 0 | 0 | 0 | 0 | 0 | 0 | 0 | 0 | 0 | 0 | 0 | 0 | 0 | 0 | 0 | 0 | 0 | 0 | 0 | 0 | 0 | 0 | 0 | 0 | 0
F1_Commercial_Lodging_Existing_Miscellaneous_Electric_Clothes Dryer_E5 | F1 | Commercial | Lodging | Existing | Miscellaneous | Electric | Clothes Dryer | E5 | CCE | 0 | 0 | 0 | 0 | 0 | 0 | 0 | 0 | 0 | 0 | 0 | 0 | 0 | 0 | 0 | 0 | 0 | 0 | 0 | 0 | 0 | 0 | 0 | 0 | 0 | 0 | 0 | 0 | 0 | 0
F1_Commercial_Lodging_Existing_Miscellaneous_Electric_Clothes Dryer_E6 | F1 | Commercial | Lodging | Existing | Miscellaneous | Electric | Clothes Dryer | E6 | CCE | 0 | 0 | 0 | 0 | 0 | 0 | 0 | 0 | 0 | 0 | 0 | 0 | 0 | 0 | 0 | 0 | 0 | 0 | 0 | 0 | 0 | 0 | 0 | 0 | 0 | 0 | 0 | 0 | 0 | 0
F1_Commercial_Lodging_Existing_Miscellaneous_Electric_Clothes Dryer_E7 | F1 | Commercial | Lodging | Existing | Miscellaneous | Electric | Clothes Dryer | E7 | CCE | 0 | 0 | 0 | 0 | 0 | 0 | 0 | 0 | 0 | 0 | 0 | 0 | 0 | 0 | 0 | 0 | 0 | 0 | 0 | 0 | 0 | 0 | 0 | 0 | 0 | 0 | 0 | 0 | 0 | 0
F1_Commercial_Lodging_Existing_Miscellaneous_Electric_Clothes Dryer_E8 | F1 | Commercial | Lodging | Existing | Miscellaneous | Electric | Clothes Dryer | E8 | CCE | 0 | 0 | 0 | 0 | 0 | 0 | 0 | 0 | 0 | 0 | 0 | 0 | 0 | 0 | 0 | 0 | 0 | 0 | 0 | 0 | 0 | 0 | 0 | 0 | 0 | 0 | 0 | 0 | 0 | 0
F1_Commercial_Lodging_Existing_Miscellaneous_Electric_Clothes Dryer_E9 | F1 | Commercial | Lodging | Existing | Miscellaneous | Electric | Clothes Dryer | E9 | CCE | 0 | 0 | 0 | 0 | 0 | 0 | 0 | 0 | 0 | 0 | 0 | 0 | 0 | 0 | 0 | 0 | 0 | 0 | 0 | 0 | 0 | 0 | 0 | 0 | 0 | 0 | 0 | 0 | 0 | 0
F1_Commercial_Lodging_Existing_Miscellaneous_Electric_Clothes Dryer_E10 | F1 | Commercial | Lodging | Existing | Miscellaneous | Electric | Clothes Dryer | E10 | CCE | 0 | 0 | 0 | 0 | 0 | 0 | 0 | 0 | 0 | 0 | 0 | 0 | 0 | 0 | 0 | 0 | 0 | 0 | 0 | 0 | 0 | 0 | 0 | 0 | 0 | 0 | 0 | 0 | 0 | 0
F2_Commercial_Lodging_Existing_Miscellaneous_Electric_Clothes Dryer_E1 | F2 | Commercial | Lodging | Existing | Miscellaneous | Electric | Clothes Dryer | E1 | TRC BC Ratio | 0 | 0 | 0 | 0 | 0 | 0 | 0 | 0 | 0 | 0 | 0 | 0 | 0 | 0 | 0 | 0 | 0 | 0 | 0 | 0 | 0 | 0 | 0 | 0 | 0 | 0 | 0 | 0 | 0 | 0
F2_Commercial_Lodging_Existing_Miscellaneous_Electric_Clothes Dryer_E2 | F2 | Commercial | Lodging | Existing | Miscellaneous | Electric | Clothes Dryer | E2 | TRC BC Ratio | 0 | 0 | 0 | 0 | 0 | 0 | 0 | 0 | 0 | 0 | 0 | 0 | 0 | 0 | 0 | 0 | 0 | 0 | 0 | 0 | 0 | 0 | 0 | 0 | 0 | 0 | 0 | 0 | 0 | 0
F2_Commercial_Lodging_Existing_Miscellaneous_Electric_Clothes Dryer_E3 | F2 | Commercial | Lodging | Existing | Miscellaneous | Electric | Clothes Dryer | E3 | TRC BC Ratio | 0 | 0 | 0 | 0 | 0 | 0 | 0 | 0 | 0 | 0 | 0 | 0 | 0 | 0 | 0 | 0 | 0 | 0 | 0 | 0 | 0 | 0 | 0 | 0 | 0 | 0 | 0 | 0 | 0 | 0
F2_Commercial_Lodging_Existing_Miscellaneous_Electric_Clothes Dryer_E4 | F2 | Commercial | Lodging | Existing | Miscellaneous | Electric | Clothes Dryer | E4 | TRC BC Ratio | 0 | 0 | 0 | 0 | 0 | 0 | 0 | 0 | 0 | 0 | 0 | 0 | 0 | 0 | 0 | 0 | 0 | 0 | 0 | 0 | 0 | 0 | 0 | 0 | 0 | 0 | 0 | 0 | 0 | 0
F2_Commercial_Lodging_Existing_Miscellaneous_Electric_Clothes Dryer_E5 | F2 | Commercial | Lodging | Existing | Miscellaneous | Electric | Clothes Dryer | E5 | TRC BC Ratio | 0 | 0 | 0 | 0 | 0 | 0 | 0 | 0 | 0 | 0 | 0 | 0 | 0 | 0 | 0 | 0 | 0 | 0 | 0 | 0 | 0 | 0 | 0 | 0 | 0 | 0 | 0 | 0 | 0 | 0
F2_Commercial_Lodging_Existing_Miscellaneous_Electric_Clothes Dryer_E6 | F2 | Commercial | Lodging | Existing | Miscellaneous | Electric | Clothes Dryer | E6 | TRC BC Ratio | 0 | 0 | 0 | 0 | 0 | 0 | 0 | 0 | 0 | 0 | 0 | 0 | 0 | 0 | 0 | 0 | 0 | 0 | 0 | 0 | 0 | 0 | 0 | 0 | 0 | 0 | 0 | 0 | 0 | 0
F2_Commercial_Lodging_Existing_Miscellaneous_Electric_Clothes Dryer_E7 | F2 | Commercial | Lodging | Existing | Miscellaneous | Electric | Clothes Dryer | E7 | TRC BC Ratio | 0 | 0 | 0 | 0 | 0 | 0 | 0 | 0 | 0 | 0 | 0 | 0 | 0 | 0 | 0 | 0 | 0 | 0 | 0 | 0 | 0 | 0 | 0 | 0 | 0 | 0 | 0 | 0 | 0 | 0
F2_Commercial_Lodging_Existing_Miscellaneous_Electric_Clothes Dryer_E8 | F2 | Commercial | Lodging | Existing | Miscellaneous | Electric | Clothes Dryer | E8 | TRC BC Ratio | 0 | 0 | 0 | 0 | 0 | 0 | 0 | 0 | 0 | 0 | 0 | 0 | 0 | 0 | 0 | 0 | 0 | 0 | 0 | 0 | 0 | 0 | 0 | 0 | 0 | 0 | 0 | 0 | 0 | 0
F2_Commercial_Lodging_Existing_Miscellaneous_Electric_Clothes Dryer_E9 | F2 | Commercial | Lodging | Existing | Miscellaneous | Electric | Clothes Dryer | E9 | TRC BC Ratio | 0 | 0 | 0 | 0 | 0 | 0 | 0 | 0 | 0 | 0 | 0 | 0 | 0 | 0 | 0 | 0 | 0 | 0 | 0 | 0 | 0 | 0 | 0 | 0 | 0 | 0 | 0 | 0 | 0 | 0
F2_Commercial_Lodging_Existing_Miscellaneous_Electric_Clothes Dryer_E10 | F2 | Commercial | Lodging | Existing | Miscellaneous | Electric | Clothes Dryer | E10 | TRC BC Ratio | 0 | 0 | 0 | 0 | 0 | 0 | 0 | 0 | 0 | 0 | 0 | 0 | 0 | 0 | 0 | 0 | 0 | 0 | 0 | 0 | 0 | 0 | 0 | 0 | 0 | 0 | 0 | 0 | 0 | 0
F3_Commercial_Lodging_Existing_Miscellaneous_Electric_Clothes Dryer_E1 | F3 | Commercial | Lodging | Existing | Miscellaneous | Electric | Clothes Dryer | E1 | PACT BC Ratio | 0 | 0 | 0 | 0 | 0 | 0 | 0 | 0 | 0 | 0 | 0 | 0 | 0 | 0 | 0 | 0 | 0 | 0 | 0 | 0 | 0 | 0 | 0 | 0 | 0 | 0 | 0 | 0 | 0 | 0
F3_Commercial_Lodging_Existing_Miscellaneous_Electric_Clothes Dryer_E2 | F3 | Commercial | Lodging | Existing | Miscellaneous | Electric | Clothes Dryer | E2 | PACT BC Ratio | 0 | 0 | 0 | 0 | 0 | 0 | 0 | 0 | 0 | 0 | 0 | 0 | 0 | 0 | 0 | 0 | 0 | 0 | 0 | 0 | 0 | 0 | 0 | 0 | 0 | 0 | 0 | 0 | 0 | 0
F3_Commercial_Lodging_Existing_Miscellaneous_Electric_Clothes Dryer_E3 | F3 | Commercial | Lodging | Existing | Miscellaneous | Electric | Clothes Dryer | E3 | PACT BC Ratio | 0 | 0 | 0 | 0 | 0 | 0 | 0 | 0 | 0 | 0 | 0 | 0 | 0 | 0 | 0 | 0 | 0 | 0 | 0 | 0 | 0 | 0 | 0 | 0 | 0 | 0 | 0 | 0 | 0 | 0
F3_Commercial_Lodging_Existing_Miscellaneous_Electric_Clothes Dryer_E4 | F3 | Commercial | Lodging | Existing | Miscellaneous | Electric | Clothes Dryer | E4 | PACT BC Ratio | 0 | 0 | 0 | 0 | 0 | 0 | 0 | 0 | 0 | 0 | 0 | 0 | 0 | 0 | 0 | 0 | 0 | 0 | 0 | 0 | 0 | 0 | 0 | 0 | 0 | 0 | 0 | 0 | 0 | 0
F3_Commercial_Lodging_Existing_Miscellaneous_Electric_Clothes Dryer_E5 | F3 | Commercial | Lodging | Existing | Miscellaneous | Electric | Clothes Dryer | E5 | PACT BC Ratio | 0 | 0 | 0 | 0 | 0 | 0 | 0 | 0 | 0 | 0 | 0 | 0 | 0 | 0 | 0 | 0 | 0 | 0 | 0 | 0 | 0 | 0 | 0 | 0 | 0 | 0 | 0 | 0 | 0 | 0
F3_Commercial_Lodging_Existing_Miscellaneous_Electric_Clothes Dryer_E6 | F3 | Commercial | Lodging | Existing | Miscellaneous | Electric | Clothes Dryer | E6 | PACT BC Ratio | 0 | 0 | 0 | 0 | 0 | 0 | 0 | 0 | 0 | 0 | 0 | 0 | 0 | 0 | 0 | 0 | 0 | 0 | 0 | 0 | 0 | 0 | 0 | 0 | 0 | 0 | 0 | 0 | 0 | 0
F3_Commercial_Lodging_Existing_Miscellaneous_Electric_Clothes Dryer_E7 | F3 | Commercial | Lodging | Existing | Miscellaneous | Electric | Clothes Dryer | E7 | PACT BC Ratio | 0 | 0 | 0 | 0 | 0 | 0 | 0 | 0 | 0 | 0 | 0 | 0 | 0 | 0 | 0 | 0 | 0 | 0 | 0 | 0 | 0 | 0 | 0 | 0 | 0 | 0 | 0 | 0 | 0 | 0
F3_Commercial_Lodging_Existing_Miscellaneous_Electric_Clothes Dryer_E8 | F3 | Commercial | Lodging | Existing | Miscellaneous | Electric | Clothes Dryer | E8 | PACT BC Ratio | 0 | 0 | 0 | 0 | 0 | 0 | 0 | 0 | 0 | 0 | 0 | 0 | 0 | 0 | 0 | 0 | 0 | 0 | 0 | 0 | 0 | 0 | 0 | 0 | 0 | 0 | 0 | 0 | 0 | 0
F3_Commercial_Lodging_Existing_Miscellaneous_Electric_Clothes Dryer_E9 | F3 | Commercial | Lodging | Existing | Miscellaneous | Electric | Clothes Dryer | E9 | PACT BC Ratio | 0 | 0 | 0 | 0 | 0 | 0 | 0 | 0 | 0 | 0 | 0 | 0 | 0 | 0 | 0 | 0 | 0 | 0 | 0 | 0 | 0 | 0 | 0 | 0 | 0 | 0 | 0 | 0 | 0 | 0
F3_Commercial_Lodging_Existing_Miscellaneous_Electric_Clothes Dryer_E10 | F3 | Commercial | Lodging | Existing | Miscellaneous | Electric | Clothes Dryer | E10 | PACT BC Ratio | 0 | 0 | 0 | 0 | 0 | 0 | 0 | 0 | 0 | 0 | 0 | 0 | 0 | 0 | 0 | 0 | 0 | 0 | 0 | 0 | 0 | 0 | 0 | 0 | 0 | 0 | 0 | 0 | 0 | 0
F4_Commercial_Lodging_Existing_Miscellaneous_Electric_Clothes Dryer_E1 | F4 | Commercial | Lodging | Existing | Miscellaneous | Electric | Clothes Dryer | E1 | RVT BC Ratio | 0 | 0 | 0 | 0 | 0 | 0 | 0 | 0 | 0 | 0 | 0 | 0 | 0 | 0 | 0 | 0 | 0 | 0 | 0 | 0 | 0 | 0 | 0 | 0 | 0 | 0 | 0 | 0 | 0 | 0
F4_Commercial_Lodging_Existing_Miscellaneous_Electric_Clothes Dryer_E2 | F4 | Commercial | Lodging | Existing | Miscellaneous | Electric | Clothes Dryer | E2 | RVT BC Ratio | 0 | 0 | 0 | 0 | 0 | 0 | 0 | 0 | 0 | 0 | 0 | 0 | 0 | 0 | 0 | 0 | 0 | 0 | 0 | 0 | 0 | 0 | 0 | 0 | 0 | 0 | 0 | 0 | 0 | 0
F4_Commercial_Lodging_Existing_Miscellaneous_Electric_Clothes Dryer_E3 | F4 | Commercial | Lodging | Existing | Miscellaneous | Electric | Clothes Dryer | E3 | RVT BC Ratio | 0 | 0 | 0 | 0 | 0 | 0 | 0 | 0 | 0 | 0 | 0 | 0 | 0 | 0 | 0 | 0 | 0 | 0 | 0 | 0 | 0 | 0 | 0 | 0 | 0 | 0 | 0 | 0 | 0 | 0
F4_Commercial_Lodging_Existing_Miscellaneous_Electric_Clothes Dryer_E4 | F4 | Commercial | Lodging | Existing | Miscellaneous | Electric | Clothes Dryer | E4 | RVT BC Ratio | 0 | 0 | 0 | 0 | 0 | 0 | 0 | 0 | 0 | 0 | 0 | 0 | 0 | 0 | 0 | 0 | 0 | 0 | 0 | 0 | 0 | 0 | 0 | 0 | 0 | 0 | 0 | 0 | 0 | 0
F4_Commercial_Lodging_Existing_Miscellaneous_Electric_Clothes Dryer_E5 | F4 | Commercial | Lodging | Existing | Miscellaneous | Electric | Clothes Dryer | E5 | RVT BC Ratio | 0 | 0 | 0 | 0 | 0 | 0 | 0 | 0 | 0 | 0 | 0 | 0 | 0 | 0 | 0 | 0 | 0 | 0 | 0 | 0 | 0 | 0 | 0 | 0 | 0 | 0 | 0 | 0 | 0 | 0
F4_Commercial_Lodging_Existing_Miscellaneous_Electric_Clothes Dryer_E6 | F4 | Commercial | Lodging | Existing | Miscellaneous | Electric | Clothes Dryer | E6 | RVT BC Ratio | 0 | 0 | 0 | 0 | 0 | 0 | 0 | 0 | 0 | 0 | 0 | 0 | 0 | 0 | 0 | 0 | 0 | 0 | 0 | 0 | 0 | 0 | 0 | 0 | 0 | 0 | 0 | 0 | 0 | 0
F4_Commercial_Lodging_Existing_Miscellaneous_Electric_Clothes Dryer_E7 | F4 | Commercial | Lodging | Existing | Miscellaneous | Electric | Clothes Dryer | E7 | RVT BC Ratio | 0 | 0 | 0 | 0 | 0 | 0 | 0 | 0 | 0 | 0 | 0 | 0 | 0 | 0 | 0 | 0 | 0 | 0 | 0 | 0 | 0 | 0 | 0 | 0 | 0 | 0 | 0 | 0 | 0 | 0
F4_Commercial_Lodging_Existing_Miscellaneous_Electric_Clothes Dryer_E8 | F4 | Commercial | Lodging | Existing | Miscellaneous | Electric | Clothes Dryer | E8 | RVT BC Ratio | 0 | 0 | 0 | 0 | 0 | 0 | 0 | 0 | 0 | 0 | 0 | 0 | 0 | 0 | 0 | 0 | 0 | 0 | 0 | 0 | 0 | 0 | 0 | 0 | 0 | 0 | 0 | 0 | 0 | 0
F4_Commercial_Lodging_Existing_Miscellaneous_Electric_Clothes Dryer_E9 | F4 | Commercial | Lodging | Existing | Miscellaneous | Electric | Clothes Dryer | E9 | RVT BC Ratio | 0 | 0 | 0 | 0 | 0 | 0 | 0 | 0 | 0 | 0 | 0 | 0 | 0 | 0 | 0 | 0 | 0 | 0 | 0 | 0 | 0 | 0 | 0 | 0 | 0 | 0 | 0 | 0 | 0 | 0
F4_Commercial_Lodging_Existing_Miscellaneous_Electric_Clothes Dryer_E10 | F4 | Commercial | Lodging | Existing | Miscellaneous | Electric | Clothes Dryer | E10 | RVT BC Ratio | 0 | 0 | 0 | 0 | 0 | 0 | 0 | 0 | 0 | 0 | 0 | 0 | 0 | 0 | 0 | 0 | 0 | 0 | 0 | 0 | 0 | 0 | 0 | 0 | 0 | 0 | 0 | 0 | 0 | 0
F5_Commercial_Lodging_Existing_Miscellaneous_Electric_Clothes Dryer_E1 | F5 | Commercial | Lodging | Existing | Miscellaneous | Electric | Clothes Dryer | E1 | RIM BC Ratio | 0 | 0 | 0 | 0 | 0 | 0 | 0 | 0 | 0 | 0 | 0 | 0 | 0 | 0 | 0 | 0 | 0 | 0 | 0 | 0 | 0 | 0 | 0 | 0 | 0 | 0 | 0 | 0 | 0 | 0
F5_Commercial_Lodging_Existing_Miscellaneous_Electric_Clothes Dryer_E2 | F5 | Commercial | Lodging | Existing | Miscellaneous | Electric | Clothes Dryer | E2 | RIM BC Ratio | 0 | 0 | 0 | 0 | 0 | 0 | 0 | 0 | 0 | 0 | 0 | 0 | 0 | 0 | 0 | 0 | 0 | 0 | 0 | 0 | 0 | 0 | 0 | 0 | 0 | 0 | 0 | 0 | 0 | 0
F5_Commercial_Lodging_Existing_Miscellaneous_Electric_Clothes Dryer_E3 | F5 | Commercial | Lodging | Existing | Miscellaneous | Electric | Clothes Dryer | E3 | RIM BC Ratio | 0 | 0 | 0 | 0 | 0 | 0 | 0 | 0 | 0 | 0 | 0 | 0 | 0 | 0 | 0 | 0 | 0 | 0 | 0 | 0 | 0 | 0 | 0 | 0 | 0 | 0 | 0 | 0 | 0 | 0
F5_Commercial_Lodging_Existing_Miscellaneous_Electric_Clothes Dryer_E4 | F5 | Commercial | Lodging | Existing | Miscellaneous | Electric | Clothes Dryer | E4 | RIM BC Ratio | 0 | 0 | 0 | 0 | 0 | 0 | 0 | 0 | 0 | 0 | 0 | 0 | 0 | 0 | 0 | 0 | 0 | 0 | 0 | 0 | 0 | 0 | 0 | 0 | 0 | 0 | 0 | 0 | 0 | 0
F5_Commercial_Lodging_Existing_Miscellaneous_Electric_Clothes Dryer_E5 | F5 | Commercial | Lodging | Existing | Miscellaneous | Electric | Clothes Dryer | E5 | RIM BC Ratio | 0 | 0 | 0 | 0 | 0 | 0 | 0 | 0 | 0 | 0 | 0 | 0 | 0 | 0 | 0 | 0 | 0 | 0 | 0 | 0 | 0 | 0 | 0 | 0 | 0 | 0 | 0 | 0 | 0 | 0
F5_Commercial_Lodging_Existing_Miscellaneous_Electric_Clothes Dryer_E6 | F5 | Commercial | Lodging | Existing | Miscellaneous | Electric | Clothes Dryer | E6 | RIM BC Ratio | 0 | 0 | 0 | 0 | 0 | 0 | 0 | 0 | 0 | 0 | 0 | 0 | 0 | 0 | 0 | 0 | 0 | 0 | 0 | 0 | 0 | 0 | 0 | 0 | 0 | 0 | 0 | 0 | 0 | 0
F5_Commercial_Lodging_Existing_Miscellaneous_Electric_Clothes Dryer_E7 | F5 | Commercial | Lodging | Existing | Miscellaneous | Electric | Clothes Dryer | E7 | RIM BC Ratio | 0 | 0 | 0 | 0 | 0 | 0 | 0 | 0 | 0 | 0 | 0 | 0 | 0 | 0 | 0 | 0 | 0 | 0 | 0 | 0 | 0 | 0 | 0 | 0 | 0 | 0 | 0 | 0 | 0 | 0
F5_Commercial_Lodging_Existing_Miscellaneous_Electric_Clothes Dryer_E8 | F5 | Commercial | Lodging | Existing | Miscellaneous | Electric | Clothes Dryer | E8 | RIM BC Ratio | 0 | 0 | 0 | 0 | 0 | 0 | 0 | 0 | 0 | 0 | 0 | 0 | 0 | 0 | 0 | 0 | 0 | 0 | 0 | 0 | 0 | 0 | 0 | 0 | 0 | 0 | 0 | 0 | 0 | 0
F5_Commercial_Lodging_Existing_Miscellaneous_Electric_Clothes Dryer_E9 | F5 | Commercial | Lodging | Existing | Miscellaneous | Electric | Clothes Dryer | E9 | RIM BC Ratio | 0 | 0 | 0 | 0 | 0 | 0 | 0 | 0 | 0 | 0 | 0 | 0 | 0 | 0 | 0 | 0 | 0 | 0 | 0 | 0 | 0 | 0 | 0 | 0 | 0 | 0 | 0 | 0 | 0 | 0
F5_Commercial_Lodging_Existing_Miscellaneous_Electric_Clothes Dryer_E10 | F5 | Commercial | Lodging | Existing | Miscellaneous | Electric | Clothes Dryer | E10 | RIM BC Ratio | 0 | 0 | 0 | 0 | 0 | 0 | 0 | 0 | 0 | 0 | 0 | 0 | 0 | 0 | 0 | 0 | 0 | 0 | 0 | 0 | 0 | 0 | 0 | 0 | 0 | 0 | 0 | 0 | 0 | 0
F0_Commercial_Lodging_Existing_Miscellaneous_Electric_Miscellaneous_E0 | F0 | Commercial | Lodging | Existing | Miscellaneous | Electric | Miscellaneous | E0 | Economic Unit | 0 | 0 | 0 | 0 | 0 | 0 | 0 | 0 | 0 | 0 | 0 | 0 | 0 | 0 | 0 | 0 | 0 | 0 | 0 | 0 | 0 | 0 | 0 | 0 | 0 | 0 | 0 | 0 | 0 | 0
F1_Commercial_Lodging_Existing_Miscellaneous_Electric_Miscellaneous_E1 | F1 | Commercial | Lodging | Existing | Miscellaneous | Electric | Miscellaneous | E1 | CCE | 0 | 0 | 0 | 0 | 0 | 0 | 0 | 0 | 0 | 0 | 0 | 0 | 0 | 0 | 0 | 0 | 0 | 0 | 0 | 0 | 0 | 0 | 0 | 0 | 0 | 0 | 0 | 0 | 0 | 0
F1_Commercial_Lodging_Existing_Miscellaneous_Electric_Miscellaneous_E2 | F1 | Commercial | Lodging | Existing | Miscellaneous | Electric | Miscellaneous | E2 | CCE | 0 | 0 | 0 | 0 | 0 | 0 | 0 | 0 | 0 | 0 | 0 | 0 | 0 | 0 | 0 | 0 | 0 | 0 | 0 | 0 | 0 | 0 | 0 | 0 | 0 | 0 | 0 | 0 | 0 | 0
F1_Commercial_Lodging_Existing_Miscellaneous_Electric_Miscellaneous_E3 | F1 | Commercial | Lodging | Existing | Miscellaneous | Electric | Miscellaneous | E3 | CCE | 0 | 0 | 0 | 0 | 0 | 0 | 0 | 0 | 0 | 0 | 0 | 0 | 0 | 0 | 0 | 0 | 0 | 0 | 0 | 0 | 0 | 0 | 0 | 0 | 0 | 0 | 0 | 0 | 0 | 0
F1_Commercial_Lodging_Existing_Miscellaneous_Electric_Miscellaneous_E4 | F1 | Commercial | Lodging | Existing | Miscellaneous | Electric | Miscellaneous | E4 | CCE | 0 | 0 | 0 | 0 | 0 | 0 | 0 | 0 | 0 | 0 | 0 | 0 | 0 | 0 | 0 | 0 | 0 | 0 | 0 | 0 | 0 | 0 | 0 | 0 | 0 | 0 | 0 | 0 | 0 | 0
F1_Commercial_Lodging_Existing_Miscellaneous_Electric_Miscellaneous_E5 | F1 | Commercial | Lodging | Existing | Miscellaneous | Electric | Miscellaneous | E5 | CCE | 0 | 0 | 0 | 0 | 0 | 0 | 0 | 0 | 0 | 0 | 0 | 0 | 0 | 0 | 0 | 0 | 0 | 0 | 0 | 0 | 0 | 0 | 0 | 0 | 0 | 0 | 0 | 0 | 0 | 0
F1_Commercial_Lodging_Existing_Miscellaneous_Electric_Miscellaneous_E6 | F1 | Commercial | Lodging | Existing | Miscellaneous | Electric | Miscellaneous | E6 | CCE | 0 | 0 | 0 | 0 | 0 | 0 | 0 | 0 | 0 | 0 | 0 | 0 | 0 | 0 | 0 | 0 | 0 | 0 | 0 | 0 | 0 | 0 | 0 | 0 | 0 | 0 | 0 | 0 | 0 | 0
F1_Commercial_Lodging_Existing_Miscellaneous_Electric_Miscellaneous_E7 | F1 | Commercial | Lodging | Existing | Miscellaneous | Electric | Miscellaneous | E7 | CCE | 0 | 0 | 0 | 0 | 0 | 0 | 0 | 0 | 0 | 0 | 0 | 0 | 0 | 0 | 0 | 0 | 0 | 0 | 0 | 0 | 0 | 0 | 0 | 0 | 0 | 0 | 0 | 0 | 0 | 0
F1_Commercial_Lodging_Existing_Miscellaneous_Electric_Miscellaneous_E8 | F1 | Commercial | Lodging | Existing | Miscellaneous | Electric | Miscellaneous | E8 | CCE | 0 | 0 | 0 | 0 | 0 | 0 | 0 | 0 | 0 | 0 | 0 | 0 | 0 | 0 | 0 | 0 | 0 | 0 | 0 | 0 | 0 | 0 | 0 | 0 | 0 | 0 | 0 | 0 | 0 | 0
F1_Commercial_Lodging_Existing_Miscellaneous_Electric_Miscellaneous_E9 | F1 | Commercial | Lodging | Existing | Miscellaneous | Electric | Miscellaneous | E9 | CCE | 0 | 0 | 0 | 0 | 0 | 0 | 0 | 0 | 0 | 0 | 0 | 0 | 0 | 0 | 0 | 0 | 0 | 0 | 0 | 0 | 0 | 0 | 0 | 0 | 0 | 0 | 0 | 0 | 0 | 0
F1_Commercial_Lodging_Existing_Miscellaneous_Electric_Miscellaneous_E10 | F1 | Commercial | Lodging | Existing | Miscellaneous | Electric | Miscellaneous | E10 | CCE | 0 | 0 | 0 | 0 | 0 | 0 | 0 | 0 | 0 | 0 | 0 | 0 | 0 | 0 | 0 | 0 | 0 | 0 | 0 | 0 | 0 | 0 | 0 | 0 | 0 | 0 | 0 | 0 | 0 | 0
F2_Commercial_Lodging_Existing_Miscellaneous_Electric_Miscellaneous_E1 | F2 | Commercial | Lodging | Existing | Miscellaneous | Electric | Miscellaneous | E1 | TRC BC Ratio | 0 | 0 | 0 | 0 | 0 | 0 | 0 | 0 | 0 | 0 | 0 | 0 | 0 | 0 | 0 | 0 | 0 | 0 | 0 | 0 | 0 | 0 | 0 | 0 | 0 | 0 | 0 | 0 | 0 | 0
F2_Commercial_Lodging_Existing_Miscellaneous_Electric_Miscellaneous_E2 | F2 | Commercial | Lodging | Existing | Miscellaneous | Electric | Miscellaneous | E2 | TRC BC Ratio | 0 | 0 | 0 | 0 | 0 | 0 | 0 | 0 | 0 | 0 | 0 | 0 | 0 | 0 | 0 | 0 | 0 | 0 | 0 | 0 | 0 | 0 | 0 | 0 | 0 | 0 | 0 | 0 | 0 | 0
F2_Commercial_Lodging_Existing_Miscellaneous_Electric_Miscellaneous_E3 | F2 | Commercial | Lodging | Existing | Miscellaneous | Electric | Miscellaneous | E3 | TRC BC Ratio | 0 | 0 | 0 | 0 | 0 | 0 | 0 | 0 | 0 | 0 | 0 | 0 | 0 | 0 | 0 | 0 | 0 | 0 | 0 | 0 | 0 | 0 | 0 | 0 | 0 | 0 | 0 | 0 | 0 | 0
F2_Commercial_Lodging_Existing_Miscellaneous_Electric_Miscellaneous_E4 | F2 | Commercial | Lodging | Existing | Miscellaneous | Electric | Miscellaneous | E4 | TRC BC Ratio | 0 | 0 | 0 | 0 | 0 | 0 | 0 | 0 | 0 | 0 | 0 | 0 | 0 | 0 | 0 | 0 | 0 | 0 | 0 | 0 | 0 | 0 | 0 | 0 | 0 | 0 | 0 | 0 | 0 | 0
F2_Commercial_Lodging_Existing_Miscellaneous_Electric_Miscellaneous_E5 | F2 | Commercial | Lodging | Existing | Miscellaneous | Electric | Miscellaneous | E5 | TRC BC Ratio | 0 | 0 | 0 | 0 | 0 | 0 | 0 | 0 | 0 | 0 | 0 | 0 | 0 | 0 | 0 | 0 | 0 | 0 | 0 | 0 | 0 | 0 | 0 | 0 | 0 | 0 | 0 | 0 | 0 | 0
F2_Commercial_Lodging_Existing_Miscellaneous_Electric_Miscellaneous_E6 | F2 | Commercial | Lodging | Existing | Miscellaneous | Electric | Miscellaneous | E6 | TRC BC Ratio | 0 | 0 | 0 | 0 | 0 | 0 | 0 | 0 | 0 | 0 | 0 | 0 | 0 | 0 | 0 | 0 | 0 | 0 | 0 | 0 | 0 | 0 | 0 | 0 | 0 | 0 | 0 | 0 | 0 | 0
F2_Commercial_Lodging_Existing_Miscellaneous_Electric_Miscellaneous_E7 | F2 | Commercial | Lodging | Existing | Miscellaneous | Electric | Miscellaneous | E7 | TRC BC Ratio | 0 | 0 | 0 | 0 | 0 | 0 | 0 | 0 | 0 | 0 | 0 | 0 | 0 | 0 | 0 | 0 | 0 | 0 | 0 | 0 | 0 | 0 | 0 | 0 | 0 | 0 | 0 | 0 | 0 | 0
F2_Commercial_Lodging_Existing_Miscellaneous_Electric_Miscellaneous_E8 | F2 | Commercial | Lodging | Existing | Miscellaneous | Electric | Miscellaneous | E8 | TRC BC Ratio | 0 | 0 | 0 | 0 | 0 | 0 | 0 | 0 | 0 | 0 | 0 | 0 | 0 | 0 | 0 | 0 | 0 | 0 | 0 | 0 | 0 | 0 | 0 | 0 | 0 | 0 | 0 | 0 | 0 | 0
F2_Commercial_Lodging_Existing_Miscellaneous_Electric_Miscellaneous_E9 | F2 | Commercial | Lodging | Existing | Miscellaneous | Electric | Miscellaneous | E9 | TRC BC Ratio | 0 | 0 | 0 | 0 | 0 | 0 | 0 | 0 | 0 | 0 | 0 | 0 | 0 | 0 | 0 | 0 | 0 | 0 | 0 | 0 | 0 | 0 | 0 | 0 | 0 | 0 | 0 | 0 | 0 | 0
F2_Commercial_Lodging_Existing_Miscellaneous_Electric_Miscellaneous_E10 | F2 | Commercial | Lodging | Existing | Miscellaneous | Electric | Miscellaneous | E10 | TRC BC Ratio | 0 | 0 | 0 | 0 | 0 | 0 | 0 | 0 | 0 | 0 | 0 | 0 | 0 | 0 | 0 | 0 | 0 | 0 | 0 | 0 | 0 | 0 | 0 | 0 | 0 | 0 | 0 | 0 | 0 | 0
F3_Commercial_Lodging_Existing_Miscellaneous_Electric_Miscellaneous_E1 | F3 | Commercial | Lodging | Existing | Miscellaneous | Electric | Miscellaneous | E1 | PACT BC Ratio | 0 | 0 | 0 | 0 | 0 | 0 | 0 | 0 | 0 | 0 | 0 | 0 | 0 | 0 | 0 | 0 | 0 | 0 | 0 | 0 | 0 | 0 | 0 | 0 | 0 | 0 | 0 | 0 | 0 | 0
F3_Commercial_Lodging_Existing_Miscellaneous_Electric_Miscellaneous_E2 | F3 | Commercial | Lodging | Existing | Miscellaneous | Electric | Miscellaneous | E2 | PACT BC Ratio | 0 | 0 | 0 | 0 | 0 | 0 | 0 | 0 | 0 | 0 | 0 | 0 | 0 | 0 | 0 | 0 | 0 | 0 | 0 | 0 | 0 | 0 | 0 | 0 | 0 | 0 | 0 | 0 | 0 | 0
F3_Commercial_Lodging_Existing_Miscellaneous_Electric_Miscellaneous_E3 | F3 | Commercial | Lodging | Existing | Miscellaneous | Electric | Miscellaneous | E3 | PACT BC Ratio | 0 | 0 | 0 | 0 | 0 | 0 | 0 | 0 | 0 | 0 | 0 | 0 | 0 | 0 | 0 | 0 | 0 | 0 | 0 | 0 | 0 | 0 | 0 | 0 | 0 | 0 | 0 | 0 | 0 | 0
F3_Commercial_Lodging_Existing_Miscellaneous_Electric_Miscellaneous_E4 | F3 | Commercial | Lodging | Existing | Miscellaneous | Electric | Miscellaneous | E4 | PACT BC Ratio | 0 | 0 | 0 | 0 | 0 | 0 | 0 | 0 | 0 | 0 | 0 | 0 | 0 | 0 | 0 | 0 | 0 | 0 | 0 | 0 | 0 | 0 | 0 | 0 | 0 | 0 | 0 | 0 | 0 | 0
F3_Commercial_Lodging_Existing_Miscellaneous_Electric_Miscellaneous_E5 | F3 | Commercial | Lodging | Existing | Miscellaneous | Electric | Miscellaneous | E5 | PACT BC Ratio | 0 | 0 | 0 | 0 | 0 | 0 | 0 | 0 | 0 | 0 | 0 | 0 | 0 | 0 | 0 | 0 | 0 | 0 | 0 | 0 | 0 | 0 | 0 | 0 | 0 | 0 | 0 | 0 | 0 | 0
F3_Commercial_Lodging_Existing_Miscellaneous_Electric_Miscellaneous_E6 | F3 | Commercial | Lodging | Existing | Miscellaneous | Electric | Miscellaneous | E6 | PACT BC Ratio | 0 | 0 | 0 | 0 | 0 | 0 | 0 | 0 | 0 | 0 | 0 | 0 | 0 | 0 | 0 | 0 | 0 | 0 | 0 | 0 | 0 | 0 | 0 | 0 | 0 | 0 | 0 | 0 | 0 | 0
F3_Commercial_Lodging_Existing_Miscellaneous_Electric_Miscellaneous_E7 | F3 | Commercial | Lodging | Existing | Miscellaneous | Electric | Miscellaneous | E7 | PACT BC Ratio | 0 | 0 | 0 | 0 | 0 | 0 | 0 | 0 | 0 | 0 | 0 | 0 | 0 | 0 | 0 | 0 | 0 | 0 | 0 | 0 | 0 | 0 | 0 | 0 | 0 | 0 | 0 | 0 | 0 | 0
F3_Commercial_Lodging_Existing_Miscellaneous_Electric_Miscellaneous_E8 | F3 | Commercial | Lodging | Existing | Miscellaneous | Electric | Miscellaneous | E8 | PACT BC Ratio | 0 | 0 | 0 | 0 | 0 | 0 | 0 | 0 | 0 | 0 | 0 | 0 | 0 | 0 | 0 | 0 | 0 | 0 | 0 | 0 | 0 | 0 | 0 | 0 | 0 | 0 | 0 | 0 | 0 | 0
F3_Commercial_Lodging_Existing_Miscellaneous_Electric_Miscellaneous_E9 | F3 | Commercial | Lodging | Existing | Miscellaneous | Electric | Miscellaneous | E9 | PACT BC Ratio | 0 | 0 | 0 | 0 | 0 | 0 | 0 | 0 | 0 | 0 | 0 | 0 | 0 | 0 | 0 | 0 | 0 | 0 | 0 | 0 | 0 | 0 | 0 | 0 | 0 | 0 | 0 | 0 | 0 | 0
F3_Commercial_Lodging_Existing_Miscellaneous_Electric_Miscellaneous_E10 | F3 | Commercial | Lodging | Existing | Miscellaneous | Electric | Miscellaneous | E10 | PACT BC Ratio | 0 | 0 | 0 | 0 | 0 | 0 | 0 | 0 | 0 | 0 | 0 | 0 | 0 | 0 | 0 | 0 | 0 | 0 | 0 | 0 | 0 | 0 | 0 | 0 | 0 | 0 | 0 | 0 | 0 | 0
F4_Commercial_Lodging_Existing_Miscellaneous_Electric_Miscellaneous_E1 | F4 | Commercial | Lodging | Existing | Miscellaneous | Electric | Miscellaneous | E1 | RVT BC Ratio | 0 | 0 | 0 | 0 | 0 | 0 | 0 | 0 | 0 | 0 | 0 | 0 | 0 | 0 | 0 | 0 | 0 | 0 | 0 | 0 | 0 | 0 | 0 | 0 | 0 | 0 | 0 | 0 | 0 | 0
F4_Commercial_Lodging_Existing_Miscellaneous_Electric_Miscellaneous_E2 | F4 | Commercial | Lodging | Existing | Miscellaneous | Electric | Miscellaneous | E2 | RVT BC Ratio | 0 | 0 | 0 | 0 | 0 | 0 | 0 | 0 | 0 | 0 | 0 | 0 | 0 | 0 | 0 | 0 | 0 | 0 | 0 | 0 | 0 | 0 | 0 | 0 | 0 | 0 | 0 | 0 | 0 | 0
F4_Commercial_Lodging_Existing_Miscellaneous_Electric_Miscellaneous_E3 | F4 | Commercial | Lodging | Existing | Miscellaneous | Electric | Miscellaneous | E3 | RVT BC Ratio | 0 | 0 | 0 | 0 | 0 | 0 | 0 | 0 | 0 | 0 | 0 | 0 | 0 | 0 | 0 | 0 | 0 | 0 | 0 | 0 | 0 | 0 | 0 | 0 | 0 | 0 | 0 | 0 | 0 | 0
F4_Commercial_Lodging_Existing_Miscellaneous_Electric_Miscellaneous_E4 | F4 | Commercial | Lodging | Existing | Miscellaneous | Electric | Miscellaneous | E4 | RVT BC Ratio | 0 | 0 | 0 | 0 | 0 | 0 | 0 | 0 | 0 | 0 | 0 | 0 | 0 | 0 | 0 | 0 | 0 | 0 | 0 | 0 | 0 | 0 | 0 | 0 | 0 | 0 | 0 | 0 | 0 | 0
F4_Commercial_Lodging_Existing_Miscellaneous_Electric_Miscellaneous_E5 | F4 | Commercial | Lodging | Existing | Miscellaneous | Electric | Miscellaneous | E5 | RVT BC Ratio | 0 | 0 | 0 | 0 | 0 | 0 | 0 | 0 | 0 | 0 | 0 | 0 | 0 | 0 | 0 | 0 | 0 | 0 | 0 | 0 | 0 | 0 | 0 | 0 | 0 | 0 | 0 | 0 | 0 | 0
F4_Commercial_Lodging_Existing_Miscellaneous_Electric_Miscellaneous_E6 | F4 | Commercial | Lodging | Existing | Miscellaneous | Electric | Miscellaneous | E6 | RVT BC Ratio | 0 | 0 | 0 | 0 | 0 | 0 | 0 | 0 | 0 | 0 | 0 | 0 | 0 | 0 | 0 | 0 | 0 | 0 | 0 | 0 | 0 | 0 | 0 | 0 | 0 | 0 | 0 | 0 | 0 | 0
F4_Commercial_Lodging_Existing_Miscellaneous_Electric_Miscellaneous_E7 | F4 | Commercial | Lodging | Existing | Miscellaneous | Electric | Miscellaneous | E7 | RVT BC Ratio | 0 | 0 | 0 | 0 | 0 | 0 | 0 | 0 | 0 | 0 | 0 | 0 | 0 | 0 | 0 | 0 | 0 | 0 | 0 | 0 | 0 | 0 | 0 | 0 | 0 | 0 | 0 | 0 | 0 | 0
F4_Commercial_Lodging_Existing_Miscellaneous_Electric_Miscellaneous_E8 | F4 | Commercial | Lodging | Existing | Miscellaneous | Electric | Miscellaneous | E8 | RVT BC Ratio | 0 | 0 | 0 | 0 | 0 | 0 | 0 | 0 | 0 | 0 | 0 | 0 | 0 | 0 | 0 | 0 | 0 | 0 | 0 | 0 | 0 | 0 | 0 | 0 | 0 | 0 | 0 | 0 | 0 | 0
F4_Commercial_Lodging_Existing_Miscellaneous_Electric_Miscellaneous_E9 | F4 | Commercial | Lodging | Existing | Miscellaneous | Electric | Miscellaneous | E9 | RVT BC Ratio | 0 | 0 | 0 | 0 | 0 | 0 | 0 | 0 | 0 | 0 | 0 | 0 | 0 | 0 | 0 | 0 | 0 | 0 | 0 | 0 | 0 | 0 | 0 | 0 | 0 | 0 | 0 | 0 | 0 | 0
F4_Commercial_Lodging_Existing_Miscellaneous_Electric_Miscellaneous_E10 | F4 | Commercial | Lodging | Existing | Miscellaneous | Electric | Miscellaneous | E10 | RVT BC Ratio | 0 | 0 | 0 | 0 | 0 | 0 | 0 | 0 | 0 | 0 | 0 | 0 | 0 | 0 | 0 | 0 | 0 | 0 | 0 | 0 | 0 | 0 | 0 | 0 | 0 | 0 | 0 | 0 | 0 | 0
F5_Commercial_Lodging_Existing_Miscellaneous_Electric_Miscellaneous_E1 | F5 | Commercial | Lodging | Existing | Miscellaneous | Electric | Miscellaneous | E1 | RIM BC Ratio | 0 | 0 | 0 | 0 | 0 | 0 | 0 | 0 | 0 | 0 | 0 | 0 | 0 | 0 | 0 | 0 | 0 | 0 | 0 | 0 | 0 | 0 | 0 | 0 | 0 | 0 | 0 | 0 | 0 | 0
F5_Commercial_Lodging_Existing_Miscellaneous_Electric_Miscellaneous_E2 | F5 | Commercial | Lodging | Existing | Miscellaneous | Electric | Miscellaneous | E2 | RIM BC Ratio | 0 | 0 | 0 | 0 | 0 | 0 | 0 | 0 | 0 | 0 | 0 | 0 | 0 | 0 | 0 | 0 | 0 | 0 | 0 | 0 | 0 | 0 | 0 | 0 | 0 | 0 | 0 | 0 | 0 | 0
F5_Commercial_Lodging_Existing_Miscellaneous_Electric_Miscellaneous_E3 | F5 | Commercial | Lodging | Existing | Miscellaneous | Electric | Miscellaneous | E3 | RIM BC Ratio | 0 | 0 | 0 | 0 | 0 | 0 | 0 | 0 | 0 | 0 | 0 | 0 | 0 | 0 | 0 | 0 | 0 | 0 | 0 | 0 | 0 | 0 | 0 | 0 | 0 | 0 | 0 | 0 | 0 | 0
F5_Commercial_Lodging_Existing_Miscellaneous_Electric_Miscellaneous_E4 | F5 | Commercial | Lodging | Existing | Miscellaneous | Electric | Miscellaneous | E4 | RIM BC Ratio | 0 | 0 | 0 | 0 | 0 | 0 | 0 | 0 | 0 | 0 | 0 | 0 | 0 | 0 | 0 | 0 | 0 | 0 | 0 | 0 | 0 | 0 | 0 | 0 | 0 | 0 | 0 | 0 | 0 | 0
F5_Commercial_Lodging_Existing_Miscellaneous_Electric_Miscellaneous_E5 | F5 | Commercial | Lodging | Existing | Miscellaneous | Electric | Miscellaneous | E5 | RIM BC Ratio | 0 | 0 | 0 | 0 | 0 | 0 | 0 | 0 | 0 | 0 | 0 | 0 | 0 | 0 | 0 | 0 | 0 | 0 | 0 | 0 | 0 | 0 | 0 | 0 | 0 | 0 | 0 | 0 | 0 | 0
F5_Commercial_Lodging_Existing_Miscellaneous_Electric_Miscellaneous_E6 | F5 | Commercial | Lodging | Existing | Miscellaneous | Electric | Miscellaneous | E6 | RIM BC Ratio | 0 | 0 | 0 | 0 | 0 | 0 | 0 | 0 | 0 | 0 | 0 | 0 | 0 | 0 | 0 | 0 | 0 | 0 | 0 | 0 | 0 | 0 | 0 | 0 | 0 | 0 | 0 | 0 | 0 | 0
F5_Commercial_Lodging_Existing_Miscellaneous_Electric_Miscellaneous_E7 | F5 | Commercial | Lodging | Existing | Miscellaneous | Electric | Miscellaneous | E7 | RIM BC Ratio | 0 | 0 | 0 | 0 | 0 | 0 | 0 | 0 | 0 | 0 | 0 | 0 | 0 | 0 | 0 | 0 | 0 | 0 | 0 | 0 | 0 | 0 | 0 | 0 | 0 | 0 | 0 | 0 | 0 | 0
F5_Commercial_Lodging_Existing_Miscellaneous_Electric_Miscellaneous_E8 | F5 | Commercial | Lodging | Existing | Miscellaneous | Electric | Miscellaneous | E8 | RIM BC Ratio | 0 | 0 | 0 | 0 | 0 | 0 | 0 | 0 | 0 | 0 | 0 | 0 | 0 | 0 | 0 | 0 | 0 | 0 | 0 | 0 | 0 | 0 | 0 | 0 | 0 | 0 | 0 | 0 | 0 | 0
F5_Commercial_Lodging_Existing_Miscellaneous_Electric_Miscellaneous_E9 | F5 | Commercial | Lodging | Existing | Miscellaneous | Electric | Miscellaneous | E9 | RIM BC Ratio | 0 | 0 | 0 | 0 | 0 | 0 | 0 | 0 | 0 | 0 | 0 | 0 | 0 | 0 | 0 | 0 | 0 | 0 | 0 | 0 | 0 | 0 | 0 | 0 | 0 | 0 | 0 | 0 | 0 | 0
F5_Commercial_Lodging_Existing_Miscellaneous_Electric_Miscellaneous_E10 | F5 | Commercial | Lodging | Existing | Miscellaneous | Electric | Miscellaneous | E10 | RIM BC Ratio | 0 | 0 | 0 | 0 | 0 | 0 | 0 | 0 | 0 | 0 | 0 | 0 | 0 | 0 | 0 | 0 | 0 | 0 | 0 | 0 | 0 | 0 | 0 | 0 | 0 | 0 | 0 | 0 | 0 | 0
F0_Commercial_Lodging_Existing_Generation_Electric_Solar PV_E0 | F0 | Commercial | Lodging | Existing | Generation | Electric | Solar PV | E0 | Economic Unit | 0 | 0 | 0 | 0 | 0 | 0 | 0 | 0 | 0 | 0 | 0 | 0 | 0 | 0 | 0 | 0 | 0 | 0 | 0 | 0 | 0 | 0 | 0 | 0 | 0 | 0 | 0 | 0 | 0 | 0
F1_Commercial_Lodging_Existing_Generation_Electric_Solar PV_E1 | F1 | Commercial | Lodging | Existing | Generation | Electric | Solar PV | E1 | CCE | 0 | 0 | 0 | 0 | 0 | 0 | 0 | 0 | 0 | 0 | 0 | 0 | 0 | 0 | 0 | 0 | 0 | 0 | 0 | 0 | 0 | 0 | 0 | 0 | 0 | 0 | 0 | 0 | 0 | 0
F1_Commercial_Lodging_Existing_Generation_Electric_Solar PV_E2 | F1 | Commercial | Lodging | Existing | Generation | Electric | Solar PV | E2 | CCE | 0 | 0 | 0 | 0 | 0 | 0 | 0 | 0 | 0 | 0 | 0 | 0 | 0 | 0 | 0 | 0 | 0 | 0 | 0 | 0 | 0 | 0 | 0 | 0 | 0 | 0 | 0 | 0 | 0 | 0
F1_Commercial_Lodging_Existing_Generation_Electric_Solar PV_E3 | F1 | Commercial | Lodging | Existing | Generation | Electric | Solar PV | E3 | CCE | 0 | 0 | 0 | 0 | 0 | 0 | 0 | 0 | 0 | 0 | 0 | 0 | 0 | 0 | 0 | 0 | 0 | 0 | 0 | 0 | 0 | 0 | 0 | 0 | 0 | 0 | 0 | 0 | 0 | 0
F1_Commercial_Lodging_Existing_Generation_Electric_Solar PV_E4 | F1 | Commercial | Lodging | Existing | Generation | Electric | Solar PV | E4 | CCE | 0 | 0 | 0 | 0 | 0 | 0 | 0 | 0 | 0 | 0 | 0 | 0 | 0 | 0 | 0 | 0 | 0 | 0 | 0 | 0 | 0 | 0 | 0 | 0 | 0 | 0 | 0 | 0 | 0 | 0
F1_Commercial_Lodging_Existing_Generation_Electric_Solar PV_E5 | F1 | Commercial | Lodging | Existing | Generation | Electric | Solar PV | E5 | CCE | 0 | 0 | 0 | 0 | 0 | 0 | 0 | 0 | 0 | 0 | 0 | 0 | 0 | 0 | 0 | 0 | 0 | 0 | 0 | 0 | 0 | 0 | 0 | 0 | 0 | 0 | 0 | 0 | 0 | 0
F1_Commercial_Lodging_Existing_Generation_Electric_Solar PV_E6 | F1 | Commercial | Lodging | Existing | Generation | Electric | Solar PV | E6 | CCE | 0 | 0 | 0 | 0 | 0 | 0 | 0 | 0 | 0 | 0 | 0 | 0 | 0 | 0 | 0 | 0 | 0 | 0 | 0 | 0 | 0 | 0 | 0 | 0 | 0 | 0 | 0 | 0 | 0 | 0
F1_Commercial_Lodging_Existing_Generation_Electric_Solar PV_E7 | F1 | Commercial | Lodging | Existing | Generation | Electric | Solar PV | E7 | CCE | 0 | 0 | 0 | 0 | 0 | 0 | 0 | 0 | 0 | 0 | 0 | 0 | 0 | 0 | 0 | 0 | 0 | 0 | 0 | 0 | 0 | 0 | 0 | 0 | 0 | 0 | 0 | 0 | 0 | 0
F1_Commercial_Lodging_Existing_Generation_Electric_Solar PV_E8 | F1 | Commercial | Lodging | Existing | Generation | Electric | Solar PV | E8 | CCE | 0 | 0 | 0 | 0 | 0 | 0 | 0 | 0 | 0 | 0 | 0 | 0 | 0 | 0 | 0 | 0 | 0 | 0 | 0 | 0 | 0 | 0 | 0 | 0 | 0 | 0 | 0 | 0 | 0 | 0
F1_Commercial_Lodging_Existing_Generation_Electric_Solar PV_E9 | F1 | Commercial | Lodging | Existing | Generation | Electric | Solar PV | E9 | CCE | 0 | 0 | 0 | 0 | 0 | 0 | 0 | 0 | 0 | 0 | 0 | 0 | 0 | 0 | 0 | 0 | 0 | 0 | 0 | 0 | 0 | 0 | 0 | 0 | 0 | 0 | 0 | 0 | 0 | 0
F1_Commercial_Lodging_Existing_Generation_Electric_Solar PV_E10 | F1 | Commercial | Lodging | Existing | Generation | Electric | Solar PV | E10 | CCE | 0 | 0 | 0 | 0 | 0 | 0 | 0 | 0 | 0 | 0 | 0 | 0 | 0 | 0 | 0 | 0 | 0 | 0 | 0 | 0 | 0 | 0 | 0 | 0 | 0 | 0 | 0 | 0 | 0 | 0
F2_Commercial_Lodging_Existing_Generation_Electric_Solar PV_E1 | F2 | Commercial | Lodging | Existing | Generation | Electric | Solar PV | E1 | TRC BC Ratio | 0 | 0 | 0 | 0 | 0 | 0 | 0 | 0 | 0 | 0 | 0 | 0 | 0 | 0 | 0 | 0 | 0 | 0 | 0 | 0 | 0 | 0 | 0 | 0 | 0 | 0 | 0 | 0 | 0 | 0
F2_Commercial_Lodging_Existing_Generation_Electric_Solar PV_E2 | F2 | Commercial | Lodging | Existing | Generation | Electric | Solar PV | E2 | TRC BC Ratio | 0 | 0 | 0 | 0 | 0 | 0 | 0 | 0 | 0 | 0 | 0 | 0 | 0 | 0 | 0 | 0 | 0 | 0 | 0 | 0 | 0 | 0 | 0 | 0 | 0 | 0 | 0 | 0 | 0 | 0
F2_Commercial_Lodging_Existing_Generation_Electric_Solar PV_E3 | F2 | Commercial | Lodging | Existing | Generation | Electric | Solar PV | E3 | TRC BC Ratio | 0 | 0 | 0 | 0 | 0 | 0 | 0 | 0 | 0 | 0 | 0 | 0 | 0 | 0 | 0 | 0 | 0 | 0 | 0 | 0 | 0 | 0 | 0 | 0 | 0 | 0 | 0 | 0 | 0 | 0
F2_Commercial_Lodging_Existing_Generation_Electric_Solar PV_E4 | F2 | Commercial | Lodging | Existing | Generation | Electric | Solar PV | E4 | TRC BC Ratio | 0 | 0 | 0 | 0 | 0 | 0 | 0 | 0 | 0 | 0 | 0 | 0 | 0 | 0 | 0 | 0 | 0 | 0 | 0 | 0 | 0 | 0 | 0 | 0 | 0 | 0 | 0 | 0 | 0 | 0
F2_Commercial_Lodging_Existing_Generation_Electric_Solar PV_E5 | F2 | Commercial | Lodging | Existing | Generation | Electric | Solar PV | E5 | TRC BC Ratio | 0 | 0 | 0 | 0 | 0 | 0 | 0 | 0 | 0 | 0 | 0 | 0 | 0 | 0 | 0 | 0 | 0 | 0 | 0 | 0 | 0 | 0 | 0 | 0 | 0 | 0 | 0 | 0 | 0 | 0
F2_Commercial_Lodging_Existing_Generation_Electric_Solar PV_E6 | F2 | Commercial | Lodging | Existing | Generation | Electric | Solar PV | E6 | TRC BC Ratio | 0 | 0 | 0 | 0 | 0 | 0 | 0 | 0 | 0 | 0 | 0 | 0 | 0 | 0 | 0 | 0 | 0 | 0 | 0 | 0 | 0 | 0 | 0 | 0 | 0 | 0 | 0 | 0 | 0 | 0
F2_Commercial_Lodging_Existing_Generation_Electric_Solar PV_E7 | F2 | Commercial | Lodging | Existing | Generation | Electric | Solar PV | E7 | TRC BC Ratio | 0 | 0 | 0 | 0 | 0 | 0 | 0 | 0 | 0 | 0 | 0 | 0 | 0 | 0 | 0 | 0 | 0 | 0 | 0 | 0 | 0 | 0 | 0 | 0 | 0 | 0 | 0 | 0 | 0 | 0
F2_Commercial_Lodging_Existing_Generation_Electric_Solar PV_E8 | F2 | Commercial | Lodging | Existing | Generation | Electric | Solar PV | E8 | TRC BC Ratio | 0 | 0 | 0 | 0 | 0 | 0 | 0 | 0 | 0 | 0 | 0 | 0 | 0 | 0 | 0 | 0 | 0 | 0 | 0 | 0 | 0 | 0 | 0 | 0 | 0 | 0 | 0 | 0 | 0 | 0
F2_Commercial_Lodging_Existing_Generation_Electric_Solar PV_E9 | F2 | Commercial | Lodging | Existing | Generation | Electric | Solar PV | E9 | TRC BC Ratio | 0 | 0 | 0 | 0 | 0 | 0 | 0 | 0 | 0 | 0 | 0 | 0 | 0 | 0 | 0 | 0 | 0 | 0 | 0 | 0 | 0 | 0 | 0 | 0 | 0 | 0 | 0 | 0 | 0 | 0
F2_Commercial_Lodging_Existing_Generation_Electric_Solar PV_E10 | F2 | Commercial | Lodging | Existing | Generation | Electric | Solar PV | E10 | TRC BC Ratio | 0 | 0 | 0 | 0 | 0 | 0 | 0 | 0 | 0 | 0 | 0 | 0 | 0 | 0 | 0 | 0 | 0 | 0 | 0 | 0 | 0 | 0 | 0 | 0 | 0 | 0 | 0 | 0 | 0 | 0
F3_Commercial_Lodging_Existing_Generation_Electric_Solar PV_E1 | F3 | Commercial | Lodging | Existing | Generation | Electric | Solar PV | E1 | PACT BC Ratio | 0 | 0 | 0 | 0 | 0 | 0 | 0 | 0 | 0 | 0 | 0 | 0 | 0 | 0 | 0 | 0 | 0 | 0 | 0 | 0 | 0 | 0 | 0 | 0 | 0 | 0 | 0 | 0 | 0 | 0
F3_Commercial_Lodging_Existing_Generation_Electric_Solar PV_E2 | F3 | Commercial | Lodging | Existing | Generation | Electric | Solar PV | E2 | PACT BC Ratio | 0 | 0 | 0 | 0 | 0 | 0 | 0 | 0 | 0 | 0 | 0 | 0 | 0 | 0 | 0 | 0 | 0 | 0 | 0 | 0 | 0 | 0 | 0 | 0 | 0 | 0 | 0 | 0 | 0 | 0
F3_Commercial_Lodging_Existing_Generation_Electric_Solar PV_E3 | F3 | Commercial | Lodging | Existing | Generation | Electric | Solar PV | E3 | PACT BC Ratio | 0 | 0 | 0 | 0 | 0 | 0 | 0 | 0 | 0 | 0 | 0 | 0 | 0 | 0 | 0 | 0 | 0 | 0 | 0 | 0 | 0 | 0 | 0 | 0 | 0 | 0 | 0 | 0 | 0 | 0
F3_Commercial_Lodging_Existing_Generation_Electric_Solar PV_E4 | F3 | Commercial | Lodging | Existing | Generation | Electric | Solar PV | E4 | PACT BC Ratio | 0 | 0 | 0 | 0 | 0 | 0 | 0 | 0 | 0 | 0 | 0 | 0 | 0 | 0 | 0 | 0 | 0 | 0 | 0 | 0 | 0 | 0 | 0 | 0 | 0 | 0 | 0 | 0 | 0 | 0
F3_Commercial_Lodging_Existing_Generation_Electric_Solar PV_E5 | F3 | Commercial | Lodging | Existing | Generation | Electric | Solar PV | E5 | PACT BC Ratio | 0 | 0 | 0 | 0 | 0 | 0 | 0 | 0 | 0 | 0 | 0 | 0 | 0 | 0 | 0 | 0 | 0 | 0 | 0 | 0 | 0 | 0 | 0 | 0 | 0 | 0 | 0 | 0 | 0 | 0
F3_Commercial_Lodging_Existing_Generation_Electric_Solar PV_E6 | F3 | Commercial | Lodging | Existing | Generation | Electric | Solar PV | E6 | PACT BC Ratio | 0 | 0 | 0 | 0 | 0 | 0 | 0 | 0 | 0 | 0 | 0 | 0 | 0 | 0 | 0 | 0 | 0 | 0 | 0 | 0 | 0 | 0 | 0 | 0 | 0 | 0 | 0 | 0 | 0 | 0
F3_Commercial_Lodging_Existing_Generation_Electric_Solar PV_E7 | F3 | Commercial | Lodging | Existing | Generation | Electric | Solar PV | E7 | PACT BC Ratio | 0 | 0 | 0 | 0 | 0 | 0 | 0 | 0 | 0 | 0 | 0 | 0 | 0 | 0 | 0 | 0 | 0 | 0 | 0 | 0 | 0 | 0 | 0 | 0 | 0 | 0 | 0 | 0 | 0 | 0
F3_Commercial_Lodging_Existing_Generation_Electric_Solar PV_E8 | F3 | Commercial | Lodging | Existing | Generation | Electric | Solar PV | E8 | PACT BC Ratio | 0 | 0 | 0 | 0 | 0 | 0 | 0 | 0 | 0 | 0 | 0 | 0 | 0 | 0 | 0 | 0 | 0 | 0 | 0 | 0 | 0 | 0 | 0 | 0 | 0 | 0 | 0 | 0 | 0 | 0
F3_Commercial_Lodging_Existing_Generation_Electric_Solar PV_E9 | F3 | Commercial | Lodging | Existing | Generation | Electric | Solar PV | E9 | PACT BC Ratio | 0 | 0 | 0 | 0 | 0 | 0 | 0 | 0 | 0 | 0 | 0 | 0 | 0 | 0 | 0 | 0 | 0 | 0 | 0 | 0 | 0 | 0 | 0 | 0 | 0 | 0 | 0 | 0 | 0 | 0
F3_Commercial_Lodging_Existing_Generation_Electric_Solar PV_E10 | F3 | Commercial | Lodging | Existing | Generation | Electric | Solar PV | E10 | PACT BC Ratio | 0 | 0 | 0 | 0 | 0 | 0 | 0 | 0 | 0 | 0 | 0 | 0 | 0 | 0 | 0 | 0 | 0 | 0 | 0 | 0 | 0 | 0 | 0 | 0 | 0 | 0 | 0 | 0 | 0 | 0
F4_Commercial_Lodging_Existing_Generation_Electric_Solar PV_E1 | F4 | Commercial | Lodging | Existing | Generation | Electric | Solar PV | E1 | RVT BC Ratio | 0 | 0 | 0 | 0 | 0 | 0 | 0 | 0 | 0 | 0 | 0 | 0 | 0 | 0 | 0 | 0 | 0 | 0 | 0 | 0 | 0 | 0 | 0 | 0 | 0 | 0 | 0 | 0 | 0 | 0
F4_Commercial_Lodging_Existing_Generation_Electric_Solar PV_E2 | F4 | Commercial | Lodging | Existing | Generation | Electric | Solar PV | E2 | RVT BC Ratio | 0 | 0 | 0 | 0 | 0 | 0 | 0 | 0 | 0 | 0 | 0 | 0 | 0 | 0 | 0 | 0 | 0 | 0 | 0 | 0 | 0 | 0 | 0 | 0 | 0 | 0 | 0 | 0 | 0 | 0
F4_Commercial_Lodging_Existing_Generation_Electric_Solar PV_E3 | F4 | Commercial | Lodging | Existing | Generation | Electric | Solar PV | E3 | RVT BC Ratio | 0 | 0 | 0 | 0 | 0 | 0 | 0 | 0 | 0 | 0 | 0 | 0 | 0 | 0 | 0 | 0 | 0 | 0 | 0 | 0 | 0 | 0 | 0 | 0 | 0 | 0 | 0 | 0 | 0 | 0
F4_Commercial_Lodging_Existing_Generation_Electric_Solar PV_E4 | F4 | Commercial | Lodging | Existing | Generation | Electric | Solar PV | E4 | RVT BC Ratio | 0 | 0 | 0 | 0 | 0 | 0 | 0 | 0 | 0 | 0 | 0 | 0 | 0 | 0 | 0 | 0 | 0 | 0 | 0 | 0 | 0 | 0 | 0 | 0 | 0 | 0 | 0 | 0 | 0 | 0
F4_Commercial_Lodging_Existing_Generation_Electric_Solar PV_E5 | F4 | Commercial | Lodging | Existing | Generation | Electric | Solar PV | E5 | RVT BC Ratio | 0 | 0 | 0 | 0 | 0 | 0 | 0 | 0 | 0 | 0 | 0 | 0 | 0 | 0 | 0 | 0 | 0 | 0 | 0 | 0 | 0 | 0 | 0 | 0 | 0 | 0 | 0 | 0 | 0 | 0
F4_Commercial_Lodging_Existing_Generation_Electric_Solar PV_E6 | F4 | Commercial | Lodging | Existing | Generation | Electric | Solar PV | E6 | RVT BC Ratio | 0 | 0 | 0 | 0 | 0 | 0 | 0 | 0 | 0 | 0 | 0 | 0 | 0 | 0 | 0 | 0 | 0 | 0 | 0 | 0 | 0 | 0 | 0 | 0 | 0 | 0 | 0 | 0 | 0 | 0
F4_Commercial_Lodging_Existing_Generation_Electric_Solar PV_E7 | F4 | Commercial | Lodging | Existing | Generation | Electric | Solar PV | E7 | RVT BC Ratio | 0 | 0 | 0 | 0 | 0 | 0 | 0 | 0 | 0 | 0 | 0 | 0 | 0 | 0 | 0 | 0 | 0 | 0 | 0 | 0 | 0 | 0 | 0 | 0 | 0 | 0 | 0 | 0 | 0 | 0
F4_Commercial_Lodging_Existing_Generation_Electric_Solar PV_E8 | F4 | Commercial | Lodging | Existing | Generation | Electric | Solar PV | E8 | RVT BC Ratio | 0 | 0 | 0 | 0 | 0 | 0 | 0 | 0 | 0 | 0 | 0 | 0 | 0 | 0 | 0 | 0 | 0 | 0 | 0 | 0 | 0 | 0 | 0 | 0 | 0 | 0 | 0 | 0 | 0 | 0
F4_Commercial_Lodging_Existing_Generation_Electric_Solar PV_E9 | F4 | Commercial | Lodging | Existing | Generation | Electric | Solar PV | E9 | RVT BC Ratio | 0 | 0 | 0 | 0 | 0 | 0 | 0 | 0 | 0 | 0 | 0 | 0 | 0 | 0 | 0 | 0 | 0 | 0 | 0 | 0 | 0 | 0 | 0 | 0 | 0 | 0 | 0 | 0 | 0 | 0
F4_Commercial_Lodging_Existing_Generation_Electric_Solar PV_E10 | F4 | Commercial | Lodging | Existing | Generation | Electric | Solar PV | E10 | RVT BC Ratio | 0 | 0 | 0 | 0 | 0 | 0 | 0 | 0 | 0 | 0 | 0 | 0 | 0 | 0 | 0 | 0 | 0 | 0 | 0 | 0 | 0 | 0 | 0 | 0 | 0 | 0 | 0 | 0 | 0 | 0
F5_Commercial_Lodging_Existing_Generation_Electric_Solar PV_E1 | F5 | Commercial | Lodging | Existing | Generation | Electric | Solar PV | E1 | RIM BC Ratio | 0 | 0 | 0 | 0 | 0 | 0 | 0 | 0 | 0 | 0 | 0 | 0 | 0 | 0 | 0 | 0 | 0 | 0 | 0 | 0 | 0 | 0 | 0 | 0 | 0 | 0 | 0 | 0 | 0 | 0
F5_Commercial_Lodging_Existing_Generation_Electric_Solar PV_E2 | F5 | Commercial | Lodging | Existing | Generation | Electric | Solar PV | E2 | RIM BC Ratio | 0 | 0 | 0 | 0 | 0 | 0 | 0 | 0 | 0 | 0 | 0 | 0 | 0 | 0 | 0 | 0 | 0 | 0 | 0 | 0 | 0 | 0 | 0 | 0 | 0 | 0 | 0 | 0 | 0 | 0
F5_Commercial_Lodging_Existing_Generation_Electric_Solar PV_E3 | F5 | Commercial | Lodging | Existing | Generation | Electric | Solar PV | E3 | RIM BC Ratio | 0 | 0 | 0 | 0 | 0 | 0 | 0 | 0 | 0 | 0 | 0 | 0 | 0 | 0 | 0 | 0 | 0 | 0 | 0 | 0 | 0 | 0 | 0 | 0 | 0 | 0 | 0 | 0 | 0 | 0
F5_Commercial_Lodging_Existing_Generation_Electric_Solar PV_E4 | F5 | Commercial | Lodging | Existing | Generation | Electric | Solar PV | E4 | RIM BC Ratio | 0 | 0 | 0 | 0 | 0 | 0 | 0 | 0 | 0 | 0 | 0 | 0 | 0 | 0 | 0 | 0 | 0 | 0 | 0 | 0 | 0 | 0 | 0 | 0 | 0 | 0 | 0 | 0 | 0 | 0
F5_Commercial_Lodging_Existing_Generation_Electric_Solar PV_E5 | F5 | Commercial | Lodging | Existing | Generation | Electric | Solar PV | E5 | RIM BC Ratio | 0 | 0 | 0 | 0 | 0 | 0 | 0 | 0 | 0 | 0 | 0 | 0 | 0 | 0 | 0 | 0 | 0 | 0 | 0 | 0 | 0 | 0 | 0 | 0 | 0 | 0 | 0 | 0 | 0 | 0
F5_Commercial_Lodging_Existing_Generation_Electric_Solar PV_E6 | F5 | Commercial | Lodging | Existing | Generation | Electric | Solar PV | E6 | RIM BC Ratio | 0 | 0 | 0 | 0 | 0 | 0 | 0 | 0 | 0 | 0 | 0 | 0 | 0 | 0 | 0 | 0 | 0 | 0 | 0 | 0 | 0 | 0 | 0 | 0 | 0 | 0 | 0 | 0 | 0 | 0
F5_Commercial_Lodging_Existing_Generation_Electric_Solar PV_E7 | F5 | Commercial | Lodging | Existing | Generation | Electric | Solar PV | E7 | RIM BC Ratio | 0 | 0 | 0 | 0 | 0 | 0 | 0 | 0 | 0 | 0 | 0 | 0 | 0 | 0 | 0 | 0 | 0 | 0 | 0 | 0 | 0 | 0 | 0 | 0 | 0 | 0 | 0 | 0 | 0 | 0
F5_Commercial_Lodging_Existing_Generation_Electric_Solar PV_E8 | F5 | Commercial | Lodging | Existing | Generation | Electric | Solar PV | E8 | RIM BC Ratio | 0 | 0 | 0 | 0 | 0 | 0 | 0 | 0 | 0 | 0 | 0 | 0 | 0 | 0 | 0 | 0 | 0 | 0 | 0 | 0 | 0 | 0 | 0 | 0 | 0 | 0 | 0 | 0 | 0 | 0
F5_Commercial_Lodging_Existing_Generation_Electric_Solar PV_E9 | F5 | Commercial | Lodging | Existing | Generation | Electric | Solar PV | E9 | RIM BC Ratio | 0 | 0 | 0 | 0 | 0 | 0 | 0 | 0 | 0 | 0 | 0 | 0 | 0 | 0 | 0 | 0 | 0 | 0 | 0 | 0 | 0 | 0 | 0 | 0 | 0 | 0 | 0 | 0 | 0 | 0
F5_Commercial_Lodging_Existing_Generation_Electric_Solar PV_E10 | F5 | Commercial | Lodging | Existing | Generation | Electric | Solar PV | E10 | RIM BC Ratio | 0 | 0 | 0 | 0 | 0 | 0 | 0 | 0 | 0 | 0 | 0 | 0 | 0 | 0 | 0 | 0 | 0 | 0 | 0 | 0 | 0 | 0 | 0 | 0 | 0 | 0 | 0 | 0 | 0 | 0
F0_Commercial_Lodging_New_Cooling_Electric_Air-Cooled Chiller_E0 | F0 | Commercial | Lodging | New | Cooling | Electric | Air-Cooled Chiller | E0 | Economic Unit | 0 | 0 | 0 | 0 | 0 | 0 | 0 | 0 | 0 | 0 | 0 | 0 | 0 | 0 | 0 | 0 | 0 | 0 | 0 | 0 | 0 | 0 | 0 | 0 | 0 | 0 | 0 | 0 | 0 | 0
F1_Commercial_Lodging_New_Cooling_Electric_Air-Cooled Chiller_E1 | F1 | Commercial | Lodging | New | Cooling | Electric | Air-Cooled Chiller | E1 | CCE | 0 | 0 | 0 | 0 | 0 | 0 | 0 | 0 | 0 | 0 | 0 | 0 | 0 | 0 | 0 | 0 | 0 | 0 | 0 | 0 | 0 | 0 | 0 | 0 | 0 | 0 | 0 | 0 | 0 | 0
F1_Commercial_Lodging_New_Cooling_Electric_Air-Cooled Chiller_E2 | F1 | Commercial | Lodging | New | Cooling | Electric | Air-Cooled Chiller | E2 | CCE | 0 | 0 | 0 | 0 | 0 | 0 | 0 | 0 | 0 | 0 | 0 | 0 | 0 | 0 | 0 | 0 | 0 | 0 | 0 | 0 | 0 | 0 | 0 | 0 | 0 | 0 | 0 | 0 | 0 | 0
F1_Commercial_Lodging_New_Cooling_Electric_Air-Cooled Chiller_E3 | F1 | Commercial | Lodging | New | Cooling | Electric | Air-Cooled Chiller | E3 | CCE | 0 | 0 | 0 | 0 | 0 | 0 | 0 | 0 | 0 | 0 | 0 | 0 | 0 | 0 | 0 | 0 | 0 | 0 | 0 | 0 | 0 | 0 | 0 | 0 | 0 | 0 | 0 | 0 | 0 | 0
F1_Commercial_Lodging_New_Cooling_Electric_Air-Cooled Chiller_E4 | F1 | Commercial | Lodging | New | Cooling | Electric | Air-Cooled Chiller | E4 | CCE | 0 | 0 | 0 | 0 | 0 | 0 | 0 | 0 | 0 | 0 | 0 | 0 | 0 | 0 | 0 | 0 | 0 | 0 | 0 | 0 | 0 | 0 | 0 | 0 | 0 | 0 | 0 | 0 | 0 | 0
F1_Commercial_Lodging_New_Cooling_Electric_Air-Cooled Chiller_E5 | F1 | Commercial | Lodging | New | Cooling | Electric | Air-Cooled Chiller | E5 | CCE | 0 | 0 | 0 | 0 | 0 | 0 | 0 | 0 | 0 | 0 | 0 | 0 | 0 | 0 | 0 | 0 | 0 | 0 | 0 | 0 | 0 | 0 | 0 | 0 | 0 | 0 | 0 | 0 | 0 | 0
F1_Commercial_Lodging_New_Cooling_Electric_Air-Cooled Chiller_E6 | F1 | Commercial | Lodging | New | Cooling | Electric | Air-Cooled Chiller | E6 | CCE | 0 | 0 | 0 | 0 | 0 | 0 | 0 | 0 | 0 | 0 | 0 | 0 | 0 | 0 | 0 | 0 | 0 | 0 | 0 | 0 | 0 | 0 | 0 | 0 | 0 | 0 | 0 | 0 | 0 | 0
F1_Commercial_Lodging_New_Cooling_Electric_Air-Cooled Chiller_E7 | F1 | Commercial | Lodging | New | Cooling | Electric | Air-Cooled Chiller | E7 | CCE | 0 | 0 | 0 | 0 | 0 | 0 | 0 | 0 | 0 | 0 | 0 | 0 | 0 | 0 | 0 | 0 | 0 | 0 | 0 | 0 | 0 | 0 | 0 | 0 | 0 | 0 | 0 | 0 | 0 | 0
F1_Commercial_Lodging_New_Cooling_Electric_Air-Cooled Chiller_E8 | F1 | Commercial | Lodging | New | Cooling | Electric | Air-Cooled Chiller | E8 | CCE | 0 | 0 | 0 | 0 | 0 | 0 | 0 | 0 | 0 | 0 | 0 | 0 | 0 | 0 | 0 | 0 | 0 | 0 | 0 | 0 | 0 | 0 | 0 | 0 | 0 | 0 | 0 | 0 | 0 | 0
F1_Commercial_Lodging_New_Cooling_Electric_Air-Cooled Chiller_E9 | F1 | Commercial | Lodging | New | Cooling | Electric | Air-Cooled Chiller | E9 | CCE | 0 | 0 | 0 | 0 | 0 | 0 | 0 | 0 | 0 | 0 | 0 | 0 | 0 | 0 | 0 | 0 | 0 | 0 | 0 | 0 | 0 | 0 | 0 | 0 | 0 | 0 | 0 | 0 | 0 | 0
F1_Commercial_Lodging_New_Cooling_Electric_Air-Cooled Chiller_E10 | F1 | Commercial | Lodging | New | Cooling | Electric | Air-Cooled Chiller | E10 | CCE | 0 | 0 | 0 | 0 | 0 | 0 | 0 | 0 | 0 | 0 | 0 | 0 | 0 | 0 | 0 | 0 | 0 | 0 | 0 | 0 | 0 | 0 | 0 | 0 | 0 | 0 | 0 | 0 | 0 | 0
F2_Commercial_Lodging_New_Cooling_Electric_Air-Cooled Chiller_E1 | F2 | Commercial | Lodging | New | Cooling | Electric | Air-Cooled Chiller | E1 | TRC BC Ratio | 0 | 0 | 0 | 0 | 0 | 0 | 0 | 0 | 0 | 0 | 0 | 0 | 0 | 0 | 0 | 0 | 0 | 0 | 0 | 0 | 0 | 0 | 0 | 0 | 0 | 0 | 0 | 0 | 0 | 0
F2_Commercial_Lodging_New_Cooling_Electric_Air-Cooled Chiller_E2 | F2 | Commercial | Lodging | New | Cooling | Electric | Air-Cooled Chiller | E2 | TRC BC Ratio | 0 | 0 | 0 | 0 | 0 | 0 | 0 | 0 | 0 | 0 | 0 | 0 | 0 | 0 | 0 | 0 | 0 | 0 | 0 | 0 | 0 | 0 | 0 | 0 | 0 | 0 | 0 | 0 | 0 | 0
F2_Commercial_Lodging_New_Cooling_Electric_Air-Cooled Chiller_E3 | F2 | Commercial | Lodging | New | Cooling | Electric | Air-Cooled Chiller | E3 | TRC BC Ratio | 0 | 0 | 0 | 0 | 0 | 0 | 0 | 0 | 0 | 0 | 0 | 0 | 0 | 0 | 0 | 0 | 0 | 0 | 0 | 0 | 0 | 0 | 0 | 0 | 0 | 0 | 0 | 0 | 0 | 0
F2_Commercial_Lodging_New_Cooling_Electric_Air-Cooled Chiller_E4 | F2 | Commercial | Lodging | New | Cooling | Electric | Air-Cooled Chiller | E4 | TRC BC Ratio | 0 | 0 | 0 | 0 | 0 | 0 | 0 | 0 | 0 | 0 | 0 | 0 | 0 | 0 | 0 | 0 | 0 | 0 | 0 | 0 | 0 | 0 | 0 | 0 | 0 | 0 | 0 | 0 | 0 | 0
F2_Commercial_Lodging_New_Cooling_Electric_Air-Cooled Chiller_E5 | F2 | Commercial | Lodging | New | Cooling | Electric | Air-Cooled Chiller | E5 | TRC BC Ratio | 0 | 0 | 0 | 0 | 0 | 0 | 0 | 0 | 0 | 0 | 0 | 0 | 0 | 0 | 0 | 0 | 0 | 0 | 0 | 0 | 0 | 0 | 0 | 0 | 0 | 0 | 0 | 0 | 0 | 0
F2_Commercial_Lodging_New_Cooling_Electric_Air-Cooled Chiller_E6 | F2 | Commercial | Lodging | New | Cooling | Electric | Air-Cooled Chiller | E6 | TRC BC Ratio | 0 | 0 | 0 | 0 | 0 | 0 | 0 | 0 | 0 | 0 | 0 | 0 | 0 | 0 | 0 | 0 | 0 | 0 | 0 | 0 | 0 | 0 | 0 | 0 | 0 | 0 | 0 | 0 | 0 | 0
F2_Commercial_Lodging_New_Cooling_Electric_Air-Cooled Chiller_E7 | F2 | Commercial | Lodging | New | Cooling | Electric | Air-Cooled Chiller | E7 | TRC BC Ratio | 0 | 0 | 0 | 0 | 0 | 0 | 0 | 0 | 0 | 0 | 0 | 0 | 0 | 0 | 0 | 0 | 0 | 0 | 0 | 0 | 0 | 0 | 0 | 0 | 0 | 0 | 0 | 0 | 0 | 0
F2_Commercial_Lodging_New_Cooling_Electric_Air-Cooled Chiller_E8 | F2 | Commercial | Lodging | New | Cooling | Electric | Air-Cooled Chiller | E8 | TRC BC Ratio | 0 | 0 | 0 | 0 | 0 | 0 | 0 | 0 | 0 | 0 | 0 | 0 | 0 | 0 | 0 | 0 | 0 | 0 | 0 | 0 | 0 | 0 | 0 | 0 | 0 | 0 | 0 | 0 | 0 | 0
F2_Commercial_Lodging_New_Cooling_Electric_Air-Cooled Chiller_E9 | F2 | Commercial | Lodging | New | Cooling | Electric | Air-Cooled Chiller | E9 | TRC BC Ratio | 0 | 0 | 0 | 0 | 0 | 0 | 0 | 0 | 0 | 0 | 0 | 0 | 0 | 0 | 0 | 0 | 0 | 0 | 0 | 0 | 0 | 0 | 0 | 0 | 0 | 0 | 0 | 0 | 0 | 0
F2_Commercial_Lodging_New_Cooling_Electric_Air-Cooled Chiller_E10 | F2 | Commercial | Lodging | New | Cooling | Electric | Air-Cooled Chiller | E10 | TRC BC Ratio | 0 | 0 | 0 | 0 | 0 | 0 | 0 | 0 | 0 | 0 | 0 | 0 | 0 | 0 | 0 | 0 | 0 | 0 | 0 | 0 | 0 | 0 | 0 | 0 | 0 | 0 | 0 | 0 | 0 | 0
F3_Commercial_Lodging_New_Cooling_Electric_Air-Cooled Chiller_E1 | F3 | Commercial | Lodging | New | Cooling | Electric | Air-Cooled Chiller | E1 | PACT BC Ratio | 0 | 0 | 0 | 0 | 0 | 0 | 0 | 0 | 0 | 0 | 0 | 0 | 0 | 0 | 0 | 0 | 0 | 0 | 0 | 0 | 0 | 0 | 0 | 0 | 0 | 0 | 0 | 0 | 0 | 0
F3_Commercial_Lodging_New_Cooling_Electric_Air-Cooled Chiller_E2 | F3 | Commercial | Lodging | New | Cooling | Electric | Air-Cooled Chiller | E2 | PACT BC Ratio | 0 | 0 | 0 | 0 | 0 | 0 | 0 | 0 | 0 | 0 | 0 | 0 | 0 | 0 | 0 | 0 | 0 | 0 | 0 | 0 | 0 | 0 | 0 | 0 | 0 | 0 | 0 | 0 | 0 | 0
F3_Commercial_Lodging_New_Cooling_Electric_Air-Cooled Chiller_E3 | F3 | Commercial | Lodging | New | Cooling | Electric | Air-Cooled Chiller | E3 | PACT BC Ratio | 0 | 0 | 0 | 0 | 0 | 0 | 0 | 0 | 0 | 0 | 0 | 0 | 0 | 0 | 0 | 0 | 0 | 0 | 0 | 0 | 0 | 0 | 0 | 0 | 0 | 0 | 0 | 0 | 0 | 0
F3_Commercial_Lodging_New_Cooling_Electric_Air-Cooled Chiller_E4 | F3 | Commercial | Lodging | New | Cooling | Electric | Air-Cooled Chiller | E4 | PACT BC Ratio | 0 | 0 | 0 | 0 | 0 | 0 | 0 | 0 | 0 | 0 | 0 | 0 | 0 | 0 | 0 | 0 | 0 | 0 | 0 | 0 | 0 | 0 | 0 | 0 | 0 | 0 | 0 | 0 | 0 | 0
F3_Commercial_Lodging_New_Cooling_Electric_Air-Cooled Chiller_E5 | F3 | Commercial | Lodging | New | Cooling | Electric | Air-Cooled Chiller | E5 | PACT BC Ratio | 0 | 0 | 0 | 0 | 0 | 0 | 0 | 0 | 0 | 0 | 0 | 0 | 0 | 0 | 0 | 0 | 0 | 0 | 0 | 0 | 0 | 0 | 0 | 0 | 0 | 0 | 0 | 0 | 0 | 0
F3_Commercial_Lodging_New_Cooling_Electric_Air-Cooled Chiller_E6 | F3 | Commercial | Lodging | New | Cooling | Electric | Air-Cooled Chiller | E6 | PACT BC Ratio | 0 | 0 | 0 | 0 | 0 | 0 | 0 | 0 | 0 | 0 | 0 | 0 | 0 | 0 | 0 | 0 | 0 | 0 | 0 | 0 | 0 | 0 | 0 | 0 | 0 | 0 | 0 | 0 | 0 | 0
F3_Commercial_Lodging_New_Cooling_Electric_Air-Cooled Chiller_E7 | F3 | Commercial | Lodging | New | Cooling | Electric | Air-Cooled Chiller | E7 | PACT BC Ratio | 0 | 0 | 0 | 0 | 0 | 0 | 0 | 0 | 0 | 0 | 0 | 0 | 0 | 0 | 0 | 0 | 0 | 0 | 0 | 0 | 0 | 0 | 0 | 0 | 0 | 0 | 0 | 0 | 0 | 0
F3_Commercial_Lodging_New_Cooling_Electric_Air-Cooled Chiller_E8 | F3 | Commercial | Lodging | New | Cooling | Electric | Air-Cooled Chiller | E8 | PACT BC Ratio | 0 | 0 | 0 | 0 | 0 | 0 | 0 | 0 | 0 | 0 | 0 | 0 | 0 | 0 | 0 | 0 | 0 | 0 | 0 | 0 | 0 | 0 | 0 | 0 | 0 | 0 | 0 | 0 | 0 | 0
F3_Commercial_Lodging_New_Cooling_Electric_Air-Cooled Chiller_E9 | F3 | Commercial | Lodging | New | Cooling | Electric | Air-Cooled Chiller | E9 | PACT BC Ratio | 0 | 0 | 0 | 0 | 0 | 0 | 0 | 0 | 0 | 0 | 0 | 0 | 0 | 0 | 0 | 0 | 0 | 0 | 0 | 0 | 0 | 0 | 0 | 0 | 0 | 0 | 0 | 0 | 0 | 0
F3_Commercial_Lodging_New_Cooling_Electric_Air-Cooled Chiller_E10 | F3 | Commercial | Lodging | New | Cooling | Electric | Air-Cooled Chiller | E10 | PACT BC Ratio | 0 | 0 | 0 | 0 | 0 | 0 | 0 | 0 | 0 | 0 | 0 | 0 | 0 | 0 | 0 | 0 | 0 | 0 | 0 | 0 | 0 | 0 | 0 | 0 | 0 | 0 | 0 | 0 | 0 | 0
F4_Commercial_Lodging_New_Cooling_Electric_Air-Cooled Chiller_E1 | F4 | Commercial | Lodging | New | Cooling | Electric | Air-Cooled Chiller | E1 | RVT BC Ratio | 0 | 0 | 0 | 0 | 0 | 0 | 0 | 0 | 0 | 0 | 0 | 0 | 0 | 0 | 0 | 0 | 0 | 0 | 0 | 0 | 0 | 0 | 0 | 0 | 0 | 0 | 0 | 0 | 0 | 0
F4_Commercial_Lodging_New_Cooling_Electric_Air-Cooled Chiller_E2 | F4 | Commercial | Lodging | New | Cooling | Electric | Air-Cooled Chiller | E2 | RVT BC Ratio | 0 | 0 | 0 | 0 | 0 | 0 | 0 | 0 | 0 | 0 | 0 | 0 | 0 | 0 | 0 | 0 | 0 | 0 | 0 | 0 | 0 | 0 | 0 | 0 | 0 | 0 | 0 | 0 | 0 | 0
F4_Commercial_Lodging_New_Cooling_Electric_Air-Cooled Chiller_E3 | F4 | Commercial | Lodging | New | Cooling | Electric | Air-Cooled Chiller | E3 | RVT BC Ratio | 0 | 0 | 0 | 0 | 0 | 0 | 0 | 0 | 0 | 0 | 0 | 0 | 0 | 0 | 0 | 0 | 0 | 0 | 0 | 0 | 0 | 0 | 0 | 0 | 0 | 0 | 0 | 0 | 0 | 0
F4_Commercial_Lodging_New_Cooling_Electric_Air-Cooled Chiller_E4 | F4 | Commercial | Lodging | New | Cooling | Electric | Air-Cooled Chiller | E4 | RVT BC Ratio | 0 | 0 | 0 | 0 | 0 | 0 | 0 | 0 | 0 | 0 | 0 | 0 | 0 | 0 | 0 | 0 | 0 | 0 | 0 | 0 | 0 | 0 | 0 | 0 | 0 | 0 | 0 | 0 | 0 | 0
F4_Commercial_Lodging_New_Cooling_Electric_Air-Cooled Chiller_E5 | F4 | Commercial | Lodging | New | Cooling | Electric | Air-Cooled Chiller | E5 | RVT BC Ratio | 0 | 0 | 0 | 0 | 0 | 0 | 0 | 0 | 0 | 0 | 0 | 0 | 0 | 0 | 0 | 0 | 0 | 0 | 0 | 0 | 0 | 0 | 0 | 0 | 0 | 0 | 0 | 0 | 0 | 0
F4_Commercial_Lodging_New_Cooling_Electric_Air-Cooled Chiller_E6 | F4 | Commercial | Lodging | New | Cooling | Electric | Air-Cooled Chiller | E6 | RVT BC Ratio | 0 | 0 | 0 | 0 | 0 | 0 | 0 | 0 | 0 | 0 | 0 | 0 | 0 | 0 | 0 | 0 | 0 | 0 | 0 | 0 | 0 | 0 | 0 | 0 | 0 | 0 | 0 | 0 | 0 | 0
F4_Commercial_Lodging_New_Cooling_Electric_Air-Cooled Chiller_E7 | F4 | Commercial | Lodging | New | Cooling | Electric | Air-Cooled Chiller | E7 | RVT BC Ratio | 0 | 0 | 0 | 0 | 0 | 0 | 0 | 0 | 0 | 0 | 0 | 0 | 0 | 0 | 0 | 0 | 0 | 0 | 0 | 0 | 0 | 0 | 0 | 0 | 0 | 0 | 0 | 0 | 0 | 0
F4_Commercial_Lodging_New_Cooling_Electric_Air-Cooled Chiller_E8 | F4 | Commercial | Lodging | New | Cooling | Electric | Air-Cooled Chiller | E8 | RVT BC Ratio | 0 | 0 | 0 | 0 | 0 | 0 | 0 | 0 | 0 | 0 | 0 | 0 | 0 | 0 | 0 | 0 | 0 | 0 | 0 | 0 | 0 | 0 | 0 | 0 | 0 | 0 | 0 | 0 | 0 | 0
F4_Commercial_Lodging_New_Cooling_Electric_Air-Cooled Chiller_E9 | F4 | Commercial | Lodging | New | Cooling | Electric | Air-Cooled Chiller | E9 | RVT BC Ratio | 0 | 0 | 0 | 0 | 0 | 0 | 0 | 0 | 0 | 0 | 0 | 0 | 0 | 0 | 0 | 0 | 0 | 0 | 0 | 0 | 0 | 0 | 0 | 0 | 0 | 0 | 0 | 0 | 0 | 0
F4_Commercial_Lodging_New_Cooling_Electric_Air-Cooled Chiller_E10 | F4 | Commercial | Lodging | New | Cooling | Electric | Air-Cooled Chiller | E10 | RVT BC Ratio | 0 | 0 | 0 | 0 | 0 | 0 | 0 | 0 | 0 | 0 | 0 | 0 | 0 | 0 | 0 | 0 | 0 | 0 | 0 | 0 | 0 | 0 | 0 | 0 | 0 | 0 | 0 | 0 | 0 | 0
F5_Commercial_Lodging_New_Cooling_Electric_Air-Cooled Chiller_E1 | F5 | Commercial | Lodging | New | Cooling | Electric | Air-Cooled Chiller | E1 | RIM BC Ratio | 0 | 0 | 0 | 0 | 0 | 0 | 0 | 0 | 0 | 0 | 0 | 0 | 0 | 0 | 0 | 0 | 0 | 0 | 0 | 0 | 0 | 0 | 0 | 0 | 0 | 0 | 0 | 0 | 0 | 0
F5_Commercial_Lodging_New_Cooling_Electric_Air-Cooled Chiller_E2 | F5 | Commercial | Lodging | New | Cooling | Electric | Air-Cooled Chiller | E2 | RIM BC Ratio | 0 | 0 | 0 | 0 | 0 | 0 | 0 | 0 | 0 | 0 | 0 | 0 | 0 | 0 | 0 | 0 | 0 | 0 | 0 | 0 | 0 | 0 | 0 | 0 | 0 | 0 | 0 | 0 | 0 | 0
F5_Commercial_Lodging_New_Cooling_Electric_Air-Cooled Chiller_E3 | F5 | Commercial | Lodging | New | Cooling | Electric | Air-Cooled Chiller | E3 | RIM BC Ratio | 0 | 0 | 0 | 0 | 0 | 0 | 0 | 0 | 0 | 0 | 0 | 0 | 0 | 0 | 0 | 0 | 0 | 0 | 0 | 0 | 0 | 0 | 0 | 0 | 0 | 0 | 0 | 0 | 0 | 0
F5_Commercial_Lodging_New_Cooling_Electric_Air-Cooled Chiller_E4 | F5 | Commercial | Lodging | New | Cooling | Electric | Air-Cooled Chiller | E4 | RIM BC Ratio | 0 | 0 | 0 | 0 | 0 | 0 | 0 | 0 | 0 | 0 | 0 | 0 | 0 | 0 | 0 | 0 | 0 | 0 | 0 | 0 | 0 | 0 | 0 | 0 | 0 | 0 | 0 | 0 | 0 | 0
F5_Commercial_Lodging_New_Cooling_Electric_Air-Cooled Chiller_E5 | F5 | Commercial | Lodging | New | Cooling | Electric | Air-Cooled Chiller | E5 | RIM BC Ratio | 0 | 0 | 0 | 0 | 0 | 0 | 0 | 0 | 0 | 0 | 0 | 0 | 0 | 0 | 0 | 0 | 0 | 0 | 0 | 0 | 0 | 0 | 0 | 0 | 0 | 0 | 0 | 0 | 0 | 0
F5_Commercial_Lodging_New_Cooling_Electric_Air-Cooled Chiller_E6 | F5 | Commercial | Lodging | New | Cooling | Electric | Air-Cooled Chiller | E6 | RIM BC Ratio | 0 | 0 | 0 | 0 | 0 | 0 | 0 | 0 | 0 | 0 | 0 | 0 | 0 | 0 | 0 | 0 | 0 | 0 | 0 | 0 | 0 | 0 | 0 | 0 | 0 | 0 | 0 | 0 | 0 | 0
F5_Commercial_Lodging_New_Cooling_Electric_Air-Cooled Chiller_E7 | F5 | Commercial | Lodging | New | Cooling | Electric | Air-Cooled Chiller | E7 | RIM BC Ratio | 0 | 0 | 0 | 0 | 0 | 0 | 0 | 0 | 0 | 0 | 0 | 0 | 0 | 0 | 0 | 0 | 0 | 0 | 0 | 0 | 0 | 0 | 0 | 0 | 0 | 0 | 0 | 0 | 0 | 0
F5_Commercial_Lodging_New_Cooling_Electric_Air-Cooled Chiller_E8 | F5 | Commercial | Lodging | New | Cooling | Electric | Air-Cooled Chiller | E8 | RIM BC Ratio | 0 | 0 | 0 | 0 | 0 | 0 | 0 | 0 | 0 | 0 | 0 | 0 | 0 | 0 | 0 | 0 | 0 | 0 | 0 | 0 | 0 | 0 | 0 | 0 | 0 | 0 | 0 | 0 | 0 | 0
F5_Commercial_Lodging_New_Cooling_Electric_Air-Cooled Chiller_E9 | F5 | Commercial | Lodging | New | Cooling | Electric | Air-Cooled Chiller | E9 | RIM BC Ratio | 0 | 0 | 0 | 0 | 0 | 0 | 0 | 0 | 0 | 0 | 0 | 0 | 0 | 0 | 0 | 0 | 0 | 0 | 0 | 0 | 0 | 0 | 0 | 0 | 0 | 0 | 0 | 0 | 0 | 0
F5_Commercial_Lodging_New_Cooling_Electric_Air-Cooled Chiller_E10 | F5 | Commercial | Lodging | New | Cooling | Electric | Air-Cooled Chiller | E10 | RIM BC Ratio | 0 | 0 | 0 | 0 | 0 | 0 | 0 | 0 | 0 | 0 | 0 | 0 | 0 | 0 | 0 | 0 | 0 | 0 | 0 | 0 | 0 | 0 | 0 | 0 | 0 | 0 | 0 | 0 | 0 | 0
F0_Commercial_Lodging_New_Cooling_Electric_Water-Cooled Chiller_E0 | F0 | Commercial | Lodging | New | Cooling | Electric | Water-Cooled Chiller | E0 | Economic Unit | 0 | 0 | 0 | 0 | 0 | 0 | 0 | 0 | 0 | 0 | 0 | 0 | 0 | 0 | 0 | 0 | 0 | 0 | 0 | 0 | 0 | 0 | 0 | 0 | 0 | 0 | 0 | 0 | 0 | 0
F1_Commercial_Lodging_New_Cooling_Electric_Water-Cooled Chiller_E1 | F1 | Commercial | Lodging | New | Cooling | Electric | Water-Cooled Chiller | E1 | CCE | 0 | 0 | 0 | 0 | 0 | 0 | 0 | 0 | 0 | 0 | 0 | 0 | 0 | 0 | 0 | 0 | 0 | 0 | 0 | 0 | 0 | 0 | 0 | 0 | 0 | 0 | 0 | 0 | 0 | 0
F1_Commercial_Lodging_New_Cooling_Electric_Water-Cooled Chiller_E2 | F1 | Commercial | Lodging | New | Cooling | Electric | Water-Cooled Chiller | E2 | CCE | 0 | 0 | 0 | 0 | 0 | 0 | 0 | 0 | 0 | 0 | 0 | 0 | 0 | 0 | 0 | 0 | 0 | 0 | 0 | 0 | 0 | 0 | 0 | 0 | 0 | 0 | 0 | 0 | 0 | 0
F1_Commercial_Lodging_New_Cooling_Electric_Water-Cooled Chiller_E3 | F1 | Commercial | Lodging | New | Cooling | Electric | Water-Cooled Chiller | E3 | CCE | 0 | 0 | 0 | 0 | 0 | 0 | 0 | 0 | 0 | 0 | 0 | 0 | 0 | 0 | 0 | 0 | 0 | 0 | 0 | 0 | 0 | 0 | 0 | 0 | 0 | 0 | 0 | 0 | 0 | 0
F1_Commercial_Lodging_New_Cooling_Electric_Water-Cooled Chiller_E4 | F1 | Commercial | Lodging | New | Cooling | Electric | Water-Cooled Chiller | E4 | CCE | 0 | 0 | 0 | 0 | 0 | 0 | 0 | 0 | 0 | 0 | 0 | 0 | 0 | 0 | 0 | 0 | 0 | 0 | 0 | 0 | 0 | 0 | 0 | 0 | 0 | 0 | 0 | 0 | 0 | 0
F1_Commercial_Lodging_New_Cooling_Electric_Water-Cooled Chiller_E5 | F1 | Commercial | Lodging | New | Cooling | Electric | Water-Cooled Chiller | E5 | CCE | 0 | 0 | 0 | 0 | 0 | 0 | 0 | 0 | 0 | 0 | 0 | 0 | 0 | 0 | 0 | 0 | 0 | 0 | 0 | 0 | 0 | 0 | 0 | 0 | 0 | 0 | 0 | 0 | 0 | 0
F1_Commercial_Lodging_New_Cooling_Electric_Water-Cooled Chiller_E6 | F1 | Commercial | Lodging | New | Cooling | Electric | Water-Cooled Chiller | E6 | CCE | 0 | 0 | 0 | 0 | 0 | 0 | 0 | 0 | 0 | 0 | 0 | 0 | 0 | 0 | 0 | 0 | 0 | 0 | 0 | 0 | 0 | 0 | 0 | 0 | 0 | 0 | 0 | 0 | 0 | 0
F1_Commercial_Lodging_New_Cooling_Electric_Water-Cooled Chiller_E7 | F1 | Commercial | Lodging | New | Cooling | Electric | Water-Cooled Chiller | E7 | CCE | 0 | 0 | 0 | 0 | 0 | 0 | 0 | 0 | 0 | 0 | 0 | 0 | 0 | 0 | 0 | 0 | 0 | 0 | 0 | 0 | 0 | 0 | 0 | 0 | 0 | 0 | 0 | 0 | 0 | 0
F1_Commercial_Lodging_New_Cooling_Electric_Water-Cooled Chiller_E8 | F1 | Commercial | Lodging | New | Cooling | Electric | Water-Cooled Chiller | E8 | CCE | 0 | 0 | 0 | 0 | 0 | 0 | 0 | 0 | 0 | 0 | 0 | 0 | 0 | 0 | 0 | 0 | 0 | 0 | 0 | 0 | 0 | 0 | 0 | 0 | 0 | 0 | 0 | 0 | 0 | 0
F1_Commercial_Lodging_New_Cooling_Electric_Water-Cooled Chiller_E9 | F1 | Commercial | Lodging | New | Cooling | Electric | Water-Cooled Chiller | E9 | CCE | 0 | 0 | 0 | 0 | 0 | 0 | 0 | 0 | 0 | 0 | 0 | 0 | 0 | 0 | 0 | 0 | 0 | 0 | 0 | 0 | 0 | 0 | 0 | 0 | 0 | 0 | 0 | 0 | 0 | 0
F1_Commercial_Lodging_New_Cooling_Electric_Water-Cooled Chiller_E10 | F1 | Commercial | Lodging | New | Cooling | Electric | Water-Cooled Chiller | E10 | CCE | 0 | 0 | 0 | 0 | 0 | 0 | 0 | 0 | 0 | 0 | 0 | 0 | 0 | 0 | 0 | 0 | 0 | 0 | 0 | 0 | 0 | 0 | 0 | 0 | 0 | 0 | 0 | 0 | 0 | 0
F2_Commercial_Lodging_New_Cooling_Electric_Water-Cooled Chiller_E1 | F2 | Commercial | Lodging | New | Cooling | Electric | Water-Cooled Chiller | E1 | TRC BC Ratio | 0 | 0 | 0 | 0 | 0 | 0 | 0 | 0 | 0 | 0 | 0 | 0 | 0 | 0 | 0 | 0 | 0 | 0 | 0 | 0 | 0 | 0 | 0 | 0 | 0 | 0 | 0 | 0 | 0 | 0
F2_Commercial_Lodging_New_Cooling_Electric_Water-Cooled Chiller_E2 | F2 | Commercial | Lodging | New | Cooling | Electric | Water-Cooled Chiller | E2 | TRC BC Ratio | 0 | 0 | 0 | 0 | 0 | 0 | 0 | 0 | 0 | 0 | 0 | 0 | 0 | 0 | 0 | 0 | 0 | 0 | 0 | 0 | 0 | 0 | 0 | 0 | 0 | 0 | 0 | 0 | 0 | 0
F2_Commercial_Lodging_New_Cooling_Electric_Water-Cooled Chiller_E3 | F2 | Commercial | Lodging | New | Cooling | Electric | Water-Cooled Chiller | E3 | TRC BC Ratio | 0 | 0 | 0 | 0 | 0 | 0 | 0 | 0 | 0 | 0 | 0 | 0 | 0 | 0 | 0 | 0 | 0 | 0 | 0 | 0 | 0 | 0 | 0 | 0 | 0 | 0 | 0 | 0 | 0 | 0
F2_Commercial_Lodging_New_Cooling_Electric_Water-Cooled Chiller_E4 | F2 | Commercial | Lodging | New | Cooling | Electric | Water-Cooled Chiller | E4 | TRC BC Ratio | 0 | 0 | 0 | 0 | 0 | 0 | 0 | 0 | 0 | 0 | 0 | 0 | 0 | 0 | 0 | 0 | 0 | 0 | 0 | 0 | 0 | 0 | 0 | 0 | 0 | 0 | 0 | 0 | 0 | 0
F2_Commercial_Lodging_New_Cooling_Electric_Water-Cooled Chiller_E5 | F2 | Commercial | Lodging | New | Cooling | Electric | Water-Cooled Chiller | E5 | TRC BC Ratio | 0 | 0 | 0 | 0 | 0 | 0 | 0 | 0 | 0 | 0 | 0 | 0 | 0 | 0 | 0 | 0 | 0 | 0 | 0 | 0 | 0 | 0 | 0 | 0 | 0 | 0 | 0 | 0 | 0 | 0
F2_Commercial_Lodging_New_Cooling_Electric_Water-Cooled Chiller_E6 | F2 | Commercial | Lodging | New | Cooling | Electric | Water-Cooled Chiller | E6 | TRC BC Ratio | 0 | 0 | 0 | 0 | 0 | 0 | 0 | 0 | 0 | 0 | 0 | 0 | 0 | 0 | 0 | 0 | 0 | 0 | 0 | 0 | 0 | 0 | 0 | 0 | 0 | 0 | 0 | 0 | 0 | 0
F2_Commercial_Lodging_New_Cooling_Electric_Water-Cooled Chiller_E7 | F2 | Commercial | Lodging | New | Cooling | Electric | Water-Cooled Chiller | E7 | TRC BC Ratio | 0 | 0 | 0 | 0 | 0 | 0 | 0 | 0 | 0 | 0 | 0 | 0 | 0 | 0 | 0 | 0 | 0 | 0 | 0 | 0 | 0 | 0 | 0 | 0 | 0 | 0 | 0 | 0 | 0 | 0
F2_Commercial_Lodging_New_Cooling_Electric_Water-Cooled Chiller_E8 | F2 | Commercial | Lodging | New | Cooling | Electric | Water-Cooled Chiller | E8 | TRC BC Ratio | 0 | 0 | 0 | 0 | 0 | 0 | 0 | 0 | 0 | 0 | 0 | 0 | 0 | 0 | 0 | 0 | 0 | 0 | 0 | 0 | 0 | 0 | 0 | 0 | 0 | 0 | 0 | 0 | 0 | 0
F2_Commercial_Lodging_New_Cooling_Electric_Water-Cooled Chiller_E9 | F2 | Commercial | Lodging | New | Cooling | Electric | Water-Cooled Chiller | E9 | TRC BC Ratio | 0 | 0 | 0 | 0 | 0 | 0 | 0 | 0 | 0 | 0 | 0 | 0 | 0 | 0 | 0 | 0 | 0 | 0 | 0 | 0 | 0 | 0 | 0 | 0 | 0 | 0 | 0 | 0 | 0 | 0
F2_Commercial_Lodging_New_Cooling_Electric_Water-Cooled Chiller_E10 | F2 | Commercial | Lodging | New | Cooling | Electric | Water-Cooled Chiller | E10 | TRC BC Ratio | 0 | 0 | 0 | 0 | 0 | 0 | 0 | 0 | 0 | 0 | 0 | 0 | 0 | 0 | 0 | 0 | 0 | 0 | 0 | 0 | 0 | 0 | 0 | 0 | 0 | 0 | 0 | 0 | 0 | 0
F3_Commercial_Lodging_New_Cooling_Electric_Water-Cooled Chiller_E1 | F3 | Commercial | Lodging | New | Cooling | Electric | Water-Cooled Chiller | E1 | PACT BC Ratio | 0 | 0 | 0 | 0 | 0 | 0 | 0 | 0 | 0 | 0 | 0 | 0 | 0 | 0 | 0 | 0 | 0 | 0 | 0 | 0 | 0 | 0 | 0 | 0 | 0 | 0 | 0 | 0 | 0 | 0
F3_Commercial_Lodging_New_Cooling_Electric_Water-Cooled Chiller_E2 | F3 | Commercial | Lodging | New | Cooling | Electric | Water-Cooled Chiller | E2 | PACT BC Ratio | 0 | 0 | 0 | 0 | 0 | 0 | 0 | 0 | 0 | 0 | 0 | 0 | 0 | 0 | 0 | 0 | 0 | 0 | 0 | 0 | 0 | 0 | 0 | 0 | 0 | 0 | 0 | 0 | 0 | 0
F3_Commercial_Lodging_New_Cooling_Electric_Water-Cooled Chiller_E3 | F3 | Commercial | Lodging | New | Cooling | Electric | Water-Cooled Chiller | E3 | PACT BC Ratio | 0 | 0 | 0 | 0 | 0 | 0 | 0 | 0 | 0 | 0 | 0 | 0 | 0 | 0 | 0 | 0 | 0 | 0 | 0 | 0 | 0 | 0 | 0 | 0 | 0 | 0 | 0 | 0 | 0 | 0
F3_Commercial_Lodging_New_Cooling_Electric_Water-Cooled Chiller_E4 | F3 | Commercial | Lodging | New | Cooling | Electric | Water-Cooled Chiller | E4 | PACT BC Ratio | 0 | 0 | 0 | 0 | 0 | 0 | 0 | 0 | 0 | 0 | 0 | 0 | 0 | 0 | 0 | 0 | 0 | 0 | 0 | 0 | 0 | 0 | 0 | 0 | 0 | 0 | 0 | 0 | 0 | 0
F3_Commercial_Lodging_New_Cooling_Electric_Water-Cooled Chiller_E5 | F3 | Commercial | Lodging | New | Cooling | Electric | Water-Cooled Chiller | E5 | PACT BC Ratio | 0 | 0 | 0 | 0 | 0 | 0 | 0 | 0 | 0 | 0 | 0 | 0 | 0 | 0 | 0 | 0 | 0 | 0 | 0 | 0 | 0 | 0 | 0 | 0 | 0 | 0 | 0 | 0 | 0 | 0
F3_Commercial_Lodging_New_Cooling_Electric_Water-Cooled Chiller_E6 | F3 | Commercial | Lodging | New | Cooling | Electric | Water-Cooled Chiller | E6 | PACT BC Ratio | 0 | 0 | 0 | 0 | 0 | 0 | 0 | 0 | 0 | 0 | 0 | 0 | 0 | 0 | 0 | 0 | 0 | 0 | 0 | 0 | 0 | 0 | 0 | 0 | 0 | 0 | 0 | 0 | 0 | 0
F3_Commercial_Lodging_New_Cooling_Electric_Water-Cooled Chiller_E7 | F3 | Commercial | Lodging | New | Cooling | Electric | Water-Cooled Chiller | E7 | PACT BC Ratio | 0 | 0 | 0 | 0 | 0 | 0 | 0 | 0 | 0 | 0 | 0 | 0 | 0 | 0 | 0 | 0 | 0 | 0 | 0 | 0 | 0 | 0 | 0 | 0 | 0 | 0 | 0 | 0 | 0 | 0
F3_Commercial_Lodging_New_Cooling_Electric_Water-Cooled Chiller_E8 | F3 | Commercial | Lodging | New | Cooling | Electric | Water-Cooled Chiller | E8 | PACT BC Ratio | 0 | 0 | 0 | 0 | 0 | 0 | 0 | 0 | 0 | 0 | 0 | 0 | 0 | 0 | 0 | 0 | 0 | 0 | 0 | 0 | 0 | 0 | 0 | 0 | 0 | 0 | 0 | 0 | 0 | 0
F3_Commercial_Lodging_New_Cooling_Electric_Water-Cooled Chiller_E9 | F3 | Commercial | Lodging | New | Cooling | Electric | Water-Cooled Chiller | E9 | PACT BC Ratio | 0 | 0 | 0 | 0 | 0 | 0 | 0 | 0 | 0 | 0 | 0 | 0 | 0 | 0 | 0 | 0 | 0 | 0 | 0 | 0 | 0 | 0 | 0 | 0 | 0 | 0 | 0 | 0 | 0 | 0
F3_Commercial_Lodging_New_Cooling_Electric_Water-Cooled Chiller_E10 | F3 | Commercial | Lodging | New | Cooling | Electric | Water-Cooled Chiller | E10 | PACT BC Ratio | 0 | 0 | 0 | 0 | 0 | 0 | 0 | 0 | 0 | 0 | 0 | 0 | 0 | 0 | 0 | 0 | 0 | 0 | 0 | 0 | 0 | 0 | 0 | 0 | 0 | 0 | 0 | 0 | 0 | 0
F4_Commercial_Lodging_New_Cooling_Electric_Water-Cooled Chiller_E1 | F4 | Commercial | Lodging | New | Cooling | Electric | Water-Cooled Chiller | E1 | RVT BC Ratio | 0 | 0 | 0 | 0 | 0 | 0 | 0 | 0 | 0 | 0 | 0 | 0 | 0 | 0 | 0 | 0 | 0 | 0 | 0 | 0 | 0 | 0 | 0 | 0 | 0 | 0 | 0 | 0 | 0 | 0
F4_Commercial_Lodging_New_Cooling_Electric_Water-Cooled Chiller_E2 | F4 | Commercial | Lodging | New | Cooling | Electric | Water-Cooled Chiller | E2 | RVT BC Ratio | 0 | 0 | 0 | 0 | 0 | 0 | 0 | 0 | 0 | 0 | 0 | 0 | 0 | 0 | 0 | 0 | 0 | 0 | 0 | 0 | 0 | 0 | 0 | 0 | 0 | 0 | 0 | 0 | 0 | 0
F4_Commercial_Lodging_New_Cooling_Electric_Water-Cooled Chiller_E3 | F4 | Commercial | Lodging | New | Cooling | Electric | Water-Cooled Chiller | E3 | RVT BC Ratio | 0 | 0 | 0 | 0 | 0 | 0 | 0 | 0 | 0 | 0 | 0 | 0 | 0 | 0 | 0 | 0 | 0 | 0 | 0 | 0 | 0 | 0 | 0 | 0 | 0 | 0 | 0 | 0 | 0 | 0
F4_Commercial_Lodging_New_Cooling_Electric_Water-Cooled Chiller_E4 | F4 | Commercial | Lodging | New | Cooling | Electric | Water-Cooled Chiller | E4 | RVT BC Ratio | 0 | 0 | 0 | 0 | 0 | 0 | 0 | 0 | 0 | 0 | 0 | 0 | 0 | 0 | 0 | 0 | 0 | 0 | 0 | 0 | 0 | 0 | 0 | 0 | 0 | 0 | 0 | 0 | 0 | 0
F4_Commercial_Lodging_New_Cooling_Electric_Water-Cooled Chiller_E5 | F4 | Commercial | Lodging | New | Cooling | Electric | Water-Cooled Chiller | E5 | RVT BC Ratio | 0 | 0 | 0 | 0 | 0 | 0 | 0 | 0 | 0 | 0 | 0 | 0 | 0 | 0 | 0 | 0 | 0 | 0 | 0 | 0 | 0 | 0 | 0 | 0 | 0 | 0 | 0 | 0 | 0 | 0
F4_Commercial_Lodging_New_Cooling_Electric_Water-Cooled Chiller_E6 | F4 | Commercial | Lodging | New | Cooling | Electric | Water-Cooled Chiller | E6 | RVT BC Ratio | 0 | 0 | 0 | 0 | 0 | 0 | 0 | 0 | 0 | 0 | 0 | 0 | 0 | 0 | 0 | 0 | 0 | 0 | 0 | 0 | 0 | 0 | 0 | 0 | 0 | 0 | 0 | 0 | 0 | 0
F4_Commercial_Lodging_New_Cooling_Electric_Water-Cooled Chiller_E7 | F4 | Commercial | Lodging | New | Cooling | Electric | Water-Cooled Chiller | E7 | RVT BC Ratio | 0 | 0 | 0 | 0 | 0 | 0 | 0 | 0 | 0 | 0 | 0 | 0 | 0 | 0 | 0 | 0 | 0 | 0 | 0 | 0 | 0 | 0 | 0 | 0 | 0 | 0 | 0 | 0 | 0 | 0
F4_Commercial_Lodging_New_Cooling_Electric_Water-Cooled Chiller_E8 | F4 | Commercial | Lodging | New | Cooling | Electric | Water-Cooled Chiller | E8 | RVT BC Ratio | 0 | 0 | 0 | 0 | 0 | 0 | 0 | 0 | 0 | 0 | 0 | 0 | 0 | 0 | 0 | 0 | 0 | 0 | 0 | 0 | 0 | 0 | 0 | 0 | 0 | 0 | 0 | 0 | 0 | 0
F4_Commercial_Lodging_New_Cooling_Electric_Water-Cooled Chiller_E9 | F4 | Commercial | Lodging | New | Cooling | Electric | Water-Cooled Chiller | E9 | RVT BC Ratio | 0 | 0 | 0 | 0 | 0 | 0 | 0 | 0 | 0 | 0 | 0 | 0 | 0 | 0 | 0 | 0 | 0 | 0 | 0 | 0 | 0 | 0 | 0 | 0 | 0 | 0 | 0 | 0 | 0 | 0
F4_Commercial_Lodging_New_Cooling_Electric_Water-Cooled Chiller_E10 | F4 | Commercial | Lodging | New | Cooling | Electric | Water-Cooled Chiller | E10 | RVT BC Ratio | 0 | 0 | 0 | 0 | 0 | 0 | 0 | 0 | 0 | 0 | 0 | 0 | 0 | 0 | 0 | 0 | 0 | 0 | 0 | 0 | 0 | 0 | 0 | 0 | 0 | 0 | 0 | 0 | 0 | 0
F5_Commercial_Lodging_New_Cooling_Electric_Water-Cooled Chiller_E1 | F5 | Commercial | Lodging | New | Cooling | Electric | Water-Cooled Chiller | E1 | RIM BC Ratio | 0 | 0 | 0 | 0 | 0 | 0 | 0 | 0 | 0 | 0 | 0 | 0 | 0 | 0 | 0 | 0 | 0 | 0 | 0 | 0 | 0 | 0 | 0 | 0 | 0 | 0 | 0 | 0 | 0 | 0
F5_Commercial_Lodging_New_Cooling_Electric_Water-Cooled Chiller_E2 | F5 | Commercial | Lodging | New | Cooling | Electric | Water-Cooled Chiller | E2 | RIM BC Ratio | 0 | 0 | 0 | 0 | 0 | 0 | 0 | 0 | 0 | 0 | 0 | 0 | 0 | 0 | 0 | 0 | 0 | 0 | 0 | 0 | 0 | 0 | 0 | 0 | 0 | 0 | 0 | 0 | 0 | 0
F5_Commercial_Lodging_New_Cooling_Electric_Water-Cooled Chiller_E3 | F5 | Commercial | Lodging | New | Cooling | Electric | Water-Cooled Chiller | E3 | RIM BC Ratio | 0 | 0 | 0 | 0 | 0 | 0 | 0 | 0 | 0 | 0 | 0 | 0 | 0 | 0 | 0 | 0 | 0 | 0 | 0 | 0 | 0 | 0 | 0 | 0 | 0 | 0 | 0 | 0 | 0 | 0
F5_Commercial_Lodging_New_Cooling_Electric_Water-Cooled Chiller_E4 | F5 | Commercial | Lodging | New | Cooling | Electric | Water-Cooled Chiller | E4 | RIM BC Ratio | 0 | 0 | 0 | 0 | 0 | 0 | 0 | 0 | 0 | 0 | 0 | 0 | 0 | 0 | 0 | 0 | 0 | 0 | 0 | 0 | 0 | 0 | 0 | 0 | 0 | 0 | 0 | 0 | 0 | 0
F5_Commercial_Lodging_New_Cooling_Electric_Water-Cooled Chiller_E5 | F5 | Commercial | Lodging | New | Cooling | Electric | Water-Cooled Chiller | E5 | RIM BC Ratio | 0 | 0 | 0 | 0 | 0 | 0 | 0 | 0 | 0 | 0 | 0 | 0 | 0 | 0 | 0 | 0 | 0 | 0 | 0 | 0 | 0 | 0 | 0 | 0 | 0 | 0 | 0 | 0 | 0 | 0
F5_Commercial_Lodging_New_Cooling_Electric_Water-Cooled Chiller_E6 | F5 | Commercial | Lodging | New | Cooling | Electric | Water-Cooled Chiller | E6 | RIM BC Ratio | 0 | 0 | 0 | 0 | 0 | 0 | 0 | 0 | 0 | 0 | 0 | 0 | 0 | 0 | 0 | 0 | 0 | 0 | 0 | 0 | 0 | 0 | 0 | 0 | 0 | 0 | 0 | 0 | 0 | 0
F5_Commercial_Lodging_New_Cooling_Electric_Water-Cooled Chiller_E7 | F5 | Commercial | Lodging | New | Cooling | Electric | Water-Cooled Chiller | E7 | RIM BC Ratio | 0 | 0 | 0 | 0 | 0 | 0 | 0 | 0 | 0 | 0 | 0 | 0 | 0 | 0 | 0 | 0 | 0 | 0 | 0 | 0 | 0 | 0 | 0 | 0 | 0 | 0 | 0 | 0 | 0 | 0
F5_Commercial_Lodging_New_Cooling_Electric_Water-Cooled Chiller_E8 | F5 | Commercial | Lodging | New | Cooling | Electric | Water-Cooled Chiller | E8 | RIM BC Ratio | 0 | 0 | 0 | 0 | 0 | 0 | 0 | 0 | 0 | 0 | 0 | 0 | 0 | 0 | 0 | 0 | 0 | 0 | 0 | 0 | 0 | 0 | 0 | 0 | 0 | 0 | 0 | 0 | 0 | 0
F5_Commercial_Lodging_New_Cooling_Electric_Water-Cooled Chiller_E9 | F5 | Commercial | Lodging | New | Cooling | Electric | Water-Cooled Chiller | E9 | RIM BC Ratio | 0 | 0 | 0 | 0 | 0 | 0 | 0 | 0 | 0 | 0 | 0 | 0 | 0 | 0 | 0 | 0 | 0 | 0 | 0 | 0 | 0 | 0 | 0 | 0 | 0 | 0 | 0 | 0 | 0 | 0
F5_Commercial_Lodging_New_Cooling_Electric_Water-Cooled Chiller_E10 | F5 | Commercial | Lodging | New | Cooling | Electric | Water-Cooled Chiller | E10 | RIM BC Ratio | 0 | 0 | 0 | 0 | 0 | 0 | 0 | 0 | 0 | 0 | 0 | 0 | 0 | 0 | 0 | 0 | 0 | 0 | 0 | 0 | 0 | 0 | 0 | 0 | 0 | 0 | 0 | 0 | 0 | 0
F0_Commercial_Lodging_New_Cooling_Electric_RTU_E0 | F0 | Commercial | Lodging | New | Cooling | Electric | RTU | E0 | Economic Unit | 0 | 0 | 0 | 0 | 0 | 0 | 0 | 0 | 0 | 0 | 0 | 0 | 0 | 0 | 0 | 0 | 0 | 0 | 0 | 0 | 0 | 0 | 0 | 0 | 0 | 0 | 0 | 0 | 0 | 0
F1_Commercial_Lodging_New_Cooling_Electric_RTU_E1 | F1 | Commercial | Lodging | New | Cooling | Electric | RTU | E1 | CCE | 0 | 0 | 0 | 0 | 0 | 0 | 0 | 0 | 0 | 0 | 0 | 0 | 0 | 0 | 0 | 0 | 0 | 0 | 0 | 0 | 0 | 0 | 0 | 0 | 0 | 0 | 0 | 0 | 0 | 0
F1_Commercial_Lodging_New_Cooling_Electric_RTU_E2 | F1 | Commercial | Lodging | New | Cooling | Electric | RTU | E2 | CCE | 0 | 0 | 0 | 0 | 0 | 0 | 0 | 0 | 0 | 0 | 0 | 0 | 0 | 0 | 0 | 0 | 0 | 0 | 0 | 0 | 0 | 0 | 0 | 0 | 0 | 0 | 0 | 0 | 0 | 0
F1_Commercial_Lodging_New_Cooling_Electric_RTU_E3 | F1 | Commercial | Lodging | New | Cooling | Electric | RTU | E3 | CCE | 0 | 0 | 0 | 0 | 0 | 0 | 0 | 0 | 0 | 0 | 0 | 0 | 0 | 0 | 0 | 0 | 0 | 0 | 0 | 0 | 0 | 0 | 0 | 0 | 0 | 0 | 0 | 0 | 0 | 0
F1_Commercial_Lodging_New_Cooling_Electric_RTU_E4 | F1 | Commercial | Lodging | New | Cooling | Electric | RTU | E4 | CCE | 0 | 0 | 0 | 0 | 0 | 0 | 0 | 0 | 0 | 0 | 0 | 0 | 0 | 0 | 0 | 0 | 0 | 0 | 0 | 0 | 0 | 0 | 0 | 0 | 0 | 0 | 0 | 0 | 0 | 0
F1_Commercial_Lodging_New_Cooling_Electric_RTU_E5 | F1 | Commercial | Lodging | New | Cooling | Electric | RTU | E5 | CCE | 0 | 0 | 0 | 0 | 0 | 0 | 0 | 0 | 0 | 0 | 0 | 0 | 0 | 0 | 0 | 0 | 0 | 0 | 0 | 0 | 0 | 0 | 0 | 0 | 0 | 0 | 0 | 0 | 0 | 0
F1_Commercial_Lodging_New_Cooling_Electric_RTU_E6 | F1 | Commercial | Lodging | New | Cooling | Electric | RTU | E6 | CCE | 0 | 0 | 0 | 0 | 0 | 0 | 0 | 0 | 0 | 0 | 0 | 0 | 0 | 0 | 0 | 0 | 0 | 0 | 0 | 0 | 0 | 0 | 0 | 0 | 0 | 0 | 0 | 0 | 0 | 0
F1_Commercial_Lodging_New_Cooling_Electric_RTU_E7 | F1 | Commercial | Lodging | New | Cooling | Electric | RTU | E7 | CCE | 0 | 0 | 0 | 0 | 0 | 0 | 0 | 0 | 0 | 0 | 0 | 0 | 0 | 0 | 0 | 0 | 0 | 0 | 0 | 0 | 0 | 0 | 0 | 0 | 0 | 0 | 0 | 0 | 0 | 0
F1_Commercial_Lodging_New_Cooling_Electric_RTU_E8 | F1 | Commercial | Lodging | New | Cooling | Electric | RTU | E8 | CCE | 0 | 0 | 0 | 0 | 0 | 0 | 0 | 0 | 0 | 0 | 0 | 0 | 0 | 0 | 0 | 0 | 0 | 0 | 0 | 0 | 0 | 0 | 0 | 0 | 0 | 0 | 0 | 0 | 0 | 0
F1_Commercial_Lodging_New_Cooling_Electric_RTU_E9 | F1 | Commercial | Lodging | New | Cooling | Electric | RTU | E9 | CCE | 0 | 0 | 0 | 0 | 0 | 0 | 0 | 0 | 0 | 0 | 0 | 0 | 0 | 0 | 0 | 0 | 0 | 0 | 0 | 0 | 0 | 0 | 0 | 0 | 0 | 0 | 0 | 0 | 0 | 0
F1_Commercial_Lodging_New_Cooling_Electric_RTU_E10 | F1 | Commercial | Lodging | New | Cooling | Electric | RTU | E10 | CCE | 0 | 0 | 0 | 0 | 0 | 0 | 0 | 0 | 0 | 0 | 0 | 0 | 0 | 0 | 0 | 0 | 0 | 0 | 0 | 0 | 0 | 0 | 0 | 0 | 0 | 0 | 0 | 0 | 0 | 0
F2_Commercial_Lodging_New_Cooling_Electric_RTU_E1 | F2 | Commercial | Lodging | New | Cooling | Electric | RTU | E1 | TRC BC Ratio | 0 | 0 | 0 | 0 | 0 | 0 | 0 | 0 | 0 | 0 | 0 | 0 | 0 | 0 | 0 | 0 | 0 | 0 | 0 | 0 | 0 | 0 | 0 | 0 | 0 | 0 | 0 | 0 | 0 | 0
F2_Commercial_Lodging_New_Cooling_Electric_RTU_E2 | F2 | Commercial | Lodging | New | Cooling | Electric | RTU | E2 | TRC BC Ratio | 0 | 0 | 0 | 0 | 0 | 0 | 0 | 0 | 0 | 0 | 0 | 0 | 0 | 0 | 0 | 0 | 0 | 0 | 0 | 0 | 0 | 0 | 0 | 0 | 0 | 0 | 0 | 0 | 0 | 0
F2_Commercial_Lodging_New_Cooling_Electric_RTU_E3 | F2 | Commercial | Lodging | New | Cooling | Electric | RTU | E3 | TRC BC Ratio | 0 | 0 | 0 | 0 | 0 | 0 | 0 | 0 | 0 | 0 | 0 | 0 | 0 | 0 | 0 | 0 | 0 | 0 | 0 | 0 | 0 | 0 | 0 | 0 | 0 | 0 | 0 | 0 | 0 | 0
F2_Commercial_Lodging_New_Cooling_Electric_RTU_E4 | F2 | Commercial | Lodging | New | Cooling | Electric | RTU | E4 | TRC BC Ratio | 0 | 0 | 0 | 0 | 0 | 0 | 0 | 0 | 0 | 0 | 0 | 0 | 0 | 0 | 0 | 0 | 0 | 0 | 0 | 0 | 0 | 0 | 0 | 0 | 0 | 0 | 0 | 0 | 0 | 0
F2_Commercial_Lodging_New_Cooling_Electric_RTU_E5 | F2 | Commercial | Lodging | New | Cooling | Electric | RTU | E5 | TRC BC Ratio | 0 | 0 | 0 | 0 | 0 | 0 | 0 | 0 | 0 | 0 | 0 | 0 | 0 | 0 | 0 | 0 | 0 | 0 | 0 | 0 | 0 | 0 | 0 | 0 | 0 | 0 | 0 | 0 | 0 | 0
F2_Commercial_Lodging_New_Cooling_Electric_RTU_E6 | F2 | Commercial | Lodging | New | Cooling | Electric | RTU | E6 | TRC BC Ratio | 0 | 0 | 0 | 0 | 0 | 0 | 0 | 0 | 0 | 0 | 0 | 0 | 0 | 0 | 0 | 0 | 0 | 0 | 0 | 0 | 0 | 0 | 0 | 0 | 0 | 0 | 0 | 0 | 0 | 0
F2_Commercial_Lodging_New_Cooling_Electric_RTU_E7 | F2 | Commercial | Lodging | New | Cooling | Electric | RTU | E7 | TRC BC Ratio | 0 | 0 | 0 | 0 | 0 | 0 | 0 | 0 | 0 | 0 | 0 | 0 | 0 | 0 | 0 | 0 | 0 | 0 | 0 | 0 | 0 | 0 | 0 | 0 | 0 | 0 | 0 | 0 | 0 | 0
F2_Commercial_Lodging_New_Cooling_Electric_RTU_E8 | F2 | Commercial | Lodging | New | Cooling | Electric | RTU | E8 | TRC BC Ratio | 0 | 0 | 0 | 0 | 0 | 0 | 0 | 0 | 0 | 0 | 0 | 0 | 0 | 0 | 0 | 0 | 0 | 0 | 0 | 0 | 0 | 0 | 0 | 0 | 0 | 0 | 0 | 0 | 0 | 0
F2_Commercial_Lodging_New_Cooling_Electric_RTU_E9 | F2 | Commercial | Lodging | New | Cooling | Electric | RTU | E9 | TRC BC Ratio | 0 | 0 | 0 | 0 | 0 | 0 | 0 | 0 | 0 | 0 | 0 | 0 | 0 | 0 | 0 | 0 | 0 | 0 | 0 | 0 | 0 | 0 | 0 | 0 | 0 | 0 | 0 | 0 | 0 | 0
F2_Commercial_Lodging_New_Cooling_Electric_RTU_E10 | F2 | Commercial | Lodging | New | Cooling | Electric | RTU | E10 | TRC BC Ratio | 0 | 0 | 0 | 0 | 0 | 0 | 0 | 0 | 0 | 0 | 0 | 0 | 0 | 0 | 0 | 0 | 0 | 0 | 0 | 0 | 0 | 0 | 0 | 0 | 0 | 0 | 0 | 0 | 0 | 0
F3_Commercial_Lodging_New_Cooling_Electric_RTU_E1 | F3 | Commercial | Lodging | New | Cooling | Electric | RTU | E1 | PACT BC Ratio | 0 | 0 | 0 | 0 | 0 | 0 | 0 | 0 | 0 | 0 | 0 | 0 | 0 | 0 | 0 | 0 | 0 | 0 | 0 | 0 | 0 | 0 | 0 | 0 | 0 | 0 | 0 | 0 | 0 | 0
F3_Commercial_Lodging_New_Cooling_Electric_RTU_E2 | F3 | Commercial | Lodging | New | Cooling | Electric | RTU | E2 | PACT BC Ratio | 0 | 0 | 0 | 0 | 0 | 0 | 0 | 0 | 0 | 0 | 0 | 0 | 0 | 0 | 0 | 0 | 0 | 0 | 0 | 0 | 0 | 0 | 0 | 0 | 0 | 0 | 0 | 0 | 0 | 0
F3_Commercial_Lodging_New_Cooling_Electric_RTU_E3 | F3 | Commercial | Lodging | New | Cooling | Electric | RTU | E3 | PACT BC Ratio | 0 | 0 | 0 | 0 | 0 | 0 | 0 | 0 | 0 | 0 | 0 | 0 | 0 | 0 | 0 | 0 | 0 | 0 | 0 | 0 | 0 | 0 | 0 | 0 | 0 | 0 | 0 | 0 | 0 | 0
F3_Commercial_Lodging_New_Cooling_Electric_RTU_E4 | F3 | Commercial | Lodging | New | Cooling | Electric | RTU | E4 | PACT BC Ratio | 0 | 0 | 0 | 0 | 0 | 0 | 0 | 0 | 0 | 0 | 0 | 0 | 0 | 0 | 0 | 0 | 0 | 0 | 0 | 0 | 0 | 0 | 0 | 0 | 0 | 0 | 0 | 0 | 0 | 0
F3_Commercial_Lodging_New_Cooling_Electric_RTU_E5 | F3 | Commercial | Lodging | New | Cooling | Electric | RTU | E5 | PACT BC Ratio | 0 | 0 | 0 | 0 | 0 | 0 | 0 | 0 | 0 | 0 | 0 | 0 | 0 | 0 | 0 | 0 | 0 | 0 | 0 | 0 | 0 | 0 | 0 | 0 | 0 | 0 | 0 | 0 | 0 | 0
F3_Commercial_Lodging_New_Cooling_Electric_RTU_E6 | F3 | Commercial | Lodging | New | Cooling | Electric | RTU | E6 | PACT BC Ratio | 0 | 0 | 0 | 0 | 0 | 0 | 0 | 0 | 0 | 0 | 0 | 0 | 0 | 0 | 0 | 0 | 0 | 0 | 0 | 0 | 0 | 0 | 0 | 0 | 0 | 0 | 0 | 0 | 0 | 0
F3_Commercial_Lodging_New_Cooling_Electric_RTU_E7 | F3 | Commercial | Lodging | New | Cooling | Electric | RTU | E7 | PACT BC Ratio | 0 | 0 | 0 | 0 | 0 | 0 | 0 | 0 | 0 | 0 | 0 | 0 | 0 | 0 | 0 | 0 | 0 | 0 | 0 | 0 | 0 | 0 | 0 | 0 | 0 | 0 | 0 | 0 | 0 | 0
F3_Commercial_Lodging_New_Cooling_Electric_RTU_E8 | F3 | Commercial | Lodging | New | Cooling | Electric | RTU | E8 | PACT BC Ratio | 0 | 0 | 0 | 0 | 0 | 0 | 0 | 0 | 0 | 0 | 0 | 0 | 0 | 0 | 0 | 0 | 0 | 0 | 0 | 0 | 0 | 0 | 0 | 0 | 0 | 0 | 0 | 0 | 0 | 0
F3_Commercial_Lodging_New_Cooling_Electric_RTU_E9 | F3 | Commercial | Lodging | New | Cooling | Electric | RTU | E9 | PACT BC Ratio | 0 | 0 | 0 | 0 | 0 | 0 | 0 | 0 | 0 | 0 | 0 | 0 | 0 | 0 | 0 | 0 | 0 | 0 | 0 | 0 | 0 | 0 | 0 | 0 | 0 | 0 | 0 | 0 | 0 | 0
F3_Commercial_Lodging_New_Cooling_Electric_RTU_E10 | F3 | Commercial | Lodging | New | Cooling | Electric | RTU | E10 | PACT BC Ratio | 0 | 0 | 0 | 0 | 0 | 0 | 0 | 0 | 0 | 0 | 0 | 0 | 0 | 0 | 0 | 0 | 0 | 0 | 0 | 0 | 0 | 0 | 0 | 0 | 0 | 0 | 0 | 0 | 0 | 0
F4_Commercial_Lodging_New_Cooling_Electric_RTU_E1 | F4 | Commercial | Lodging | New | Cooling | Electric | RTU | E1 | RVT BC Ratio | 0 | 0 | 0 | 0 | 0 | 0 | 0 | 0 | 0 | 0 | 0 | 0 | 0 | 0 | 0 | 0 | 0 | 0 | 0 | 0 | 0 | 0 | 0 | 0 | 0 | 0 | 0 | 0 | 0 | 0
F4_Commercial_Lodging_New_Cooling_Electric_RTU_E2 | F4 | Commercial | Lodging | New | Cooling | Electric | RTU | E2 | RVT BC Ratio | 0 | 0 | 0 | 0 | 0 | 0 | 0 | 0 | 0 | 0 | 0 | 0 | 0 | 0 | 0 | 0 | 0 | 0 | 0 | 0 | 0 | 0 | 0 | 0 | 0 | 0 | 0 | 0 | 0 | 0
F4_Commercial_Lodging_New_Cooling_Electric_RTU_E3 | F4 | Commercial | Lodging | New | Cooling | Electric | RTU | E3 | RVT BC Ratio | 0 | 0 | 0 | 0 | 0 | 0 | 0 | 0 | 0 | 0 | 0 | 0 | 0 | 0 | 0 | 0 | 0 | 0 | 0 | 0 | 0 | 0 | 0 | 0 | 0 | 0 | 0 | 0 | 0 | 0
F4_Commercial_Lodging_New_Cooling_Electric_RTU_E4 | F4 | Commercial | Lodging | New | Cooling | Electric | RTU | E4 | RVT BC Ratio | 0 | 0 | 0 | 0 | 0 | 0 | 0 | 0 | 0 | 0 | 0 | 0 | 0 | 0 | 0 | 0 | 0 | 0 | 0 | 0 | 0 | 0 | 0 | 0 | 0 | 0 | 0 | 0 | 0 | 0
F4_Commercial_Lodging_New_Cooling_Electric_RTU_E5 | F4 | Commercial | Lodging | New | Cooling | Electric | RTU | E5 | RVT BC Ratio | 0 | 0 | 0 | 0 | 0 | 0 | 0 | 0 | 0 | 0 | 0 | 0 | 0 | 0 | 0 | 0 | 0 | 0 | 0 | 0 | 0 | 0 | 0 | 0 | 0 | 0 | 0 | 0 | 0 | 0
F4_Commercial_Lodging_New_Cooling_Electric_RTU_E6 | F4 | Commercial | Lodging | New | Cooling | Electric | RTU | E6 | RVT BC Ratio | 0 | 0 | 0 | 0 | 0 | 0 | 0 | 0 | 0 | 0 | 0 | 0 | 0 | 0 | 0 | 0 | 0 | 0 | 0 | 0 | 0 | 0 | 0 | 0 | 0 | 0 | 0 | 0 | 0 | 0
F4_Commercial_Lodging_New_Cooling_Electric_RTU_E7 | F4 | Commercial | Lodging | New | Cooling | Electric | RTU | E7 | RVT BC Ratio | 0 | 0 | 0 | 0 | 0 | 0 | 0 | 0 | 0 | 0 | 0 | 0 | 0 | 0 | 0 | 0 | 0 | 0 | 0 | 0 | 0 | 0 | 0 | 0 | 0 | 0 | 0 | 0 | 0 | 0
F4_Commercial_Lodging_New_Cooling_Electric_RTU_E8 | F4 | Commercial | Lodging | New | Cooling | Electric | RTU | E8 | RVT BC Ratio | 0 | 0 | 0 | 0 | 0 | 0 | 0 | 0 | 0 | 0 | 0 | 0 | 0 | 0 | 0 | 0 | 0 | 0 | 0 | 0 | 0 | 0 | 0 | 0 | 0 | 0 | 0 | 0 | 0 | 0
F4_Commercial_Lodging_New_Cooling_Electric_RTU_E9 | F4 | Commercial | Lodging | New | Cooling | Electric | RTU | E9 | RVT BC Ratio | 0 | 0 | 0 | 0 | 0 | 0 | 0 | 0 | 0 | 0 | 0 | 0 | 0 | 0 | 0 | 0 | 0 | 0 | 0 | 0 | 0 | 0 | 0 | 0 | 0 | 0 | 0 | 0 | 0 | 0
F4_Commercial_Lodging_New_Cooling_Electric_RTU_E10 | F4 | Commercial | Lodging | New | Cooling | Electric | RTU | E10 | RVT BC Ratio | 0 | 0 | 0 | 0 | 0 | 0 | 0 | 0 | 0 | 0 | 0 | 0 | 0 | 0 | 0 | 0 | 0 | 0 | 0 | 0 | 0 | 0 | 0 | 0 | 0 | 0 | 0 | 0 | 0 | 0
F5_Commercial_Lodging_New_Cooling_Electric_RTU_E1 | F5 | Commercial | Lodging | New | Cooling | Electric | RTU | E1 | RIM BC Ratio | 0 | 0 | 0 | 0 | 0 | 0 | 0 | 0 | 0 | 0 | 0 | 0 | 0 | 0 | 0 | 0 | 0 | 0 | 0 | 0 | 0 | 0 | 0 | 0 | 0 | 0 | 0 | 0 | 0 | 0
F5_Commercial_Lodging_New_Cooling_Electric_RTU_E2 | F5 | Commercial | Lodging | New | Cooling | Electric | RTU | E2 | RIM BC Ratio | 0 | 0 | 0 | 0 | 0 | 0 | 0 | 0 | 0 | 0 | 0 | 0 | 0 | 0 | 0 | 0 | 0 | 0 | 0 | 0 | 0 | 0 | 0 | 0 | 0 | 0 | 0 | 0 | 0 | 0
F5_Commercial_Lodging_New_Cooling_Electric_RTU_E3 | F5 | Commercial | Lodging | New | Cooling | Electric | RTU | E3 | RIM BC Ratio | 0 | 0 | 0 | 0 | 0 | 0 | 0 | 0 | 0 | 0 | 0 | 0 | 0 | 0 | 0 | 0 | 0 | 0 | 0 | 0 | 0 | 0 | 0 | 0 | 0 | 0 | 0 | 0 | 0 | 0
F5_Commercial_Lodging_New_Cooling_Electric_RTU_E4 | F5 | Commercial | Lodging | New | Cooling | Electric | RTU | E4 | RIM BC Ratio | 0 | 0 | 0 | 0 | 0 | 0 | 0 | 0 | 0 | 0 | 0 | 0 | 0 | 0 | 0 | 0 | 0 | 0 | 0 | 0 | 0 | 0 | 0 | 0 | 0 | 0 | 0 | 0 | 0 | 0
F5_Commercial_Lodging_New_Cooling_Electric_RTU_E5 | F5 | Commercial | Lodging | New | Cooling | Electric | RTU | E5 | RIM BC Ratio | 0 | 0 | 0 | 0 | 0 | 0 | 0 | 0 | 0 | 0 | 0 | 0 | 0 | 0 | 0 | 0 | 0 | 0 | 0 | 0 | 0 | 0 | 0 | 0 | 0 | 0 | 0 | 0 | 0 | 0
F5_Commercial_Lodging_New_Cooling_Electric_RTU_E6 | F5 | Commercial | Lodging | New | Cooling | Electric | RTU | E6 | RIM BC Ratio | 0 | 0 | 0 | 0 | 0 | 0 | 0 | 0 | 0 | 0 | 0 | 0 | 0 | 0 | 0 | 0 | 0 | 0 | 0 | 0 | 0 | 0 | 0 | 0 | 0 | 0 | 0 | 0 | 0 | 0
F5_Commercial_Lodging_New_Cooling_Electric_RTU_E7 | F5 | Commercial | Lodging | New | Cooling | Electric | RTU | E7 | RIM BC Ratio | 0 | 0 | 0 | 0 | 0 | 0 | 0 | 0 | 0 | 0 | 0 | 0 | 0 | 0 | 0 | 0 | 0 | 0 | 0 | 0 | 0 | 0 | 0 | 0 | 0 | 0 | 0 | 0 | 0 | 0
F5_Commercial_Lodging_New_Cooling_Electric_RTU_E8 | F5 | Commercial | Lodging | New | Cooling | Electric | RTU | E8 | RIM BC Ratio | 0 | 0 | 0 | 0 | 0 | 0 | 0 | 0 | 0 | 0 | 0 | 0 | 0 | 0 | 0 | 0 | 0 | 0 | 0 | 0 | 0 | 0 | 0 | 0 | 0 | 0 | 0 | 0 | 0 | 0
F5_Commercial_Lodging_New_Cooling_Electric_RTU_E9 | F5 | Commercial | Lodging | New | Cooling | Electric | RTU | E9 | RIM BC Ratio | 0 | 0 | 0 | 0 | 0 | 0 | 0 | 0 | 0 | 0 | 0 | 0 | 0 | 0 | 0 | 0 | 0 | 0 | 0 | 0 | 0 | 0 | 0 | 0 | 0 | 0 | 0 | 0 | 0 | 0
F5_Commercial_Lodging_New_Cooling_Electric_RTU_E10 | F5 | Commercial | Lodging | New | Cooling | Electric | RTU | E10 | RIM BC Ratio | 0 | 0 | 0 | 0 | 0 | 0 | 0 | 0 | 0 | 0 | 0 | 0 | 0 | 0 | 0 | 0 | 0 | 0 | 0 | 0 | 0 | 0 | 0 | 0 | 0 | 0 | 0 | 0 | 0 | 0
F0_Commercial_Lodging_New_Cooling_Electric_Packaged Terminal AC_E0 | F0 | Commercial | Lodging | New | Cooling | Electric | Packaged Terminal AC | E0 | Economic Unit | 0 | 0 | 0 | 0 | 0 | 0 | 0 | 0 | 0 | 0 | 0 | 0 | 0 | 0 | 0 | 0 | 0 | 0 | 0 | 0 | 0 | 0 | 0 | 0 | 0 | 0 | 0 | 0 | 0 | 0
F1_Commercial_Lodging_New_Cooling_Electric_Packaged Terminal AC_E1 | F1 | Commercial | Lodging | New | Cooling | Electric | Packaged Terminal AC | E1 | CCE | 0 | 0 | 0 | 0 | 0 | 0 | 0 | 0 | 0 | 0 | 0 | 0 | 0 | 0 | 0 | 0 | 0 | 0 | 0 | 0 | 0 | 0 | 0 | 0 | 0 | 0 | 0 | 0 | 0 | 0
F1_Commercial_Lodging_New_Cooling_Electric_Packaged Terminal AC_E2 | F1 | Commercial | Lodging | New | Cooling | Electric | Packaged Terminal AC | E2 | CCE | 0 | 0 | 0 | 0 | 0 | 0 | 0 | 0 | 0 | 0 | 0 | 0 | 0 | 0 | 0 | 0 | 0 | 0 | 0 | 0 | 0 | 0 | 0 | 0 | 0 | 0 | 0 | 0 | 0 | 0
F1_Commercial_Lodging_New_Cooling_Electric_Packaged Terminal AC_E3 | F1 | Commercial | Lodging | New | Cooling | Electric | Packaged Terminal AC | E3 | CCE | 0 | 0 | 0 | 0 | 0 | 0 | 0 | 0 | 0 | 0 | 0 | 0 | 0 | 0 | 0 | 0 | 0 | 0 | 0 | 0 | 0 | 0 | 0 | 0 | 0 | 0 | 0 | 0 | 0 | 0
F1_Commercial_Lodging_New_Cooling_Electric_Packaged Terminal AC_E4 | F1 | Commercial | Lodging | New | Cooling | Electric | Packaged Terminal AC | E4 | CCE | 0 | 0 | 0 | 0 | 0 | 0 | 0 | 0 | 0 | 0 | 0 | 0 | 0 | 0 | 0 | 0 | 0 | 0 | 0 | 0 | 0 | 0 | 0 | 0 | 0 | 0 | 0 | 0 | 0 | 0
F1_Commercial_Lodging_New_Cooling_Electric_Packaged Terminal AC_E5 | F1 | Commercial | Lodging | New | Cooling | Electric | Packaged Terminal AC | E5 | CCE | 0 | 0 | 0 | 0 | 0 | 0 | 0 | 0 | 0 | 0 | 0 | 0 | 0 | 0 | 0 | 0 | 0 | 0 | 0 | 0 | 0 | 0 | 0 | 0 | 0 | 0 | 0 | 0 | 0 | 0
F1_Commercial_Lodging_New_Cooling_Electric_Packaged Terminal AC_E6 | F1 | Commercial | Lodging | New | Cooling | Electric | Packaged Terminal AC | E6 | CCE | 0 | 0 | 0 | 0 | 0 | 0 | 0 | 0 | 0 | 0 | 0 | 0 | 0 | 0 | 0 | 0 | 0 | 0 | 0 | 0 | 0 | 0 | 0 | 0 | 0 | 0 | 0 | 0 | 0 | 0
F1_Commercial_Lodging_New_Cooling_Electric_Packaged Terminal AC_E7 | F1 | Commercial | Lodging | New | Cooling | Electric | Packaged Terminal AC | E7 | CCE | 0 | 0 | 0 | 0 | 0 | 0 | 0 | 0 | 0 | 0 | 0 | 0 | 0 | 0 | 0 | 0 | 0 | 0 | 0 | 0 | 0 | 0 | 0 | 0 | 0 | 0 | 0 | 0 | 0 | 0
F1_Commercial_Lodging_New_Cooling_Electric_Packaged Terminal AC_E8 | F1 | Commercial | Lodging | New | Cooling | Electric | Packaged Terminal AC | E8 | CCE | 0 | 0 | 0 | 0 | 0 | 0 | 0 | 0 | 0 | 0 | 0 | 0 | 0 | 0 | 0 | 0 | 0 | 0 | 0 | 0 | 0 | 0 | 0 | 0 | 0 | 0 | 0 | 0 | 0 | 0
F1_Commercial_Lodging_New_Cooling_Electric_Packaged Terminal AC_E9 | F1 | Commercial | Lodging | New | Cooling | Electric | Packaged Terminal AC | E9 | CCE | 0 | 0 | 0 | 0 | 0 | 0 | 0 | 0 | 0 | 0 | 0 | 0 | 0 | 0 | 0 | 0 | 0 | 0 | 0 | 0 | 0 | 0 | 0 | 0 | 0 | 0 | 0 | 0 | 0 | 0
F1_Commercial_Lodging_New_Cooling_Electric_Packaged Terminal AC_E10 | F1 | Commercial | Lodging | New | Cooling | Electric | Packaged Terminal AC | E10 | CCE | 0 | 0 | 0 | 0 | 0 | 0 | 0 | 0 | 0 | 0 | 0 | 0 | 0 | 0 | 0 | 0 | 0 | 0 | 0 | 0 | 0 | 0 | 0 | 0 | 0 | 0 | 0 | 0 | 0 | 0
F2_Commercial_Lodging_New_Cooling_Electric_Packaged Terminal AC_E1 | F2 | Commercial | Lodging | New | Cooling | Electric | Packaged Terminal AC | E1 | TRC BC Ratio | 0 | 0 | 0 | 0 | 0 | 0 | 0 | 0 | 0 | 0 | 0 | 0 | 0 | 0 | 0 | 0 | 0 | 0 | 0 | 0 | 0 | 0 | 0 | 0 | 0 | 0 | 0 | 0 | 0 | 0
F2_Commercial_Lodging_New_Cooling_Electric_Packaged Terminal AC_E2 | F2 | Commercial | Lodging | New | Cooling | Electric | Packaged Terminal AC | E2 | TRC BC Ratio | 0 | 0 | 0 | 0 | 0 | 0 | 0 | 0 | 0 | 0 | 0 | 0 | 0 | 0 | 0 | 0 | 0 | 0 | 0 | 0 | 0 | 0 | 0 | 0 | 0 | 0 | 0 | 0 | 0 | 0
F2_Commercial_Lodging_New_Cooling_Electric_Packaged Terminal AC_E3 | F2 | Commercial | Lodging | New | Cooling | Electric | Packaged Terminal AC | E3 | TRC BC Ratio | 0 | 0 | 0 | 0 | 0 | 0 | 0 | 0 | 0 | 0 | 0 | 0 | 0 | 0 | 0 | 0 | 0 | 0 | 0 | 0 | 0 | 0 | 0 | 0 | 0 | 0 | 0 | 0 | 0 | 0
F2_Commercial_Lodging_New_Cooling_Electric_Packaged Terminal AC_E4 | F2 | Commercial | Lodging | New | Cooling | Electric | Packaged Terminal AC | E4 | TRC BC Ratio | 0 | 0 | 0 | 0 | 0 | 0 | 0 | 0 | 0 | 0 | 0 | 0 | 0 | 0 | 0 | 0 | 0 | 0 | 0 | 0 | 0 | 0 | 0 | 0 | 0 | 0 | 0 | 0 | 0 | 0
F2_Commercial_Lodging_New_Cooling_Electric_Packaged Terminal AC_E5 | F2 | Commercial | Lodging | New | Cooling | Electric | Packaged Terminal AC | E5 | TRC BC Ratio | 0 | 0 | 0 | 0 | 0 | 0 | 0 | 0 | 0 | 0 | 0 | 0 | 0 | 0 | 0 | 0 | 0 | 0 | 0 | 0 | 0 | 0 | 0 | 0 | 0 | 0 | 0 | 0 | 0 | 0
F2_Commercial_Lodging_New_Cooling_Electric_Packaged Terminal AC_E6 | F2 | Commercial | Lodging | New | Cooling | Electric | Packaged Terminal AC | E6 | TRC BC Ratio | 0 | 0 | 0 | 0 | 0 | 0 | 0 | 0 | 0 | 0 | 0 | 0 | 0 | 0 | 0 | 0 | 0 | 0 | 0 | 0 | 0 | 0 | 0 | 0 | 0 | 0 | 0 | 0 | 0 | 0
F2_Commercial_Lodging_New_Cooling_Electric_Packaged Terminal AC_E7 | F2 | Commercial | Lodging | New | Cooling | Electric | Packaged Terminal AC | E7 | TRC BC Ratio | 0 | 0 | 0 | 0 | 0 | 0 | 0 | 0 | 0 | 0 | 0 | 0 | 0 | 0 | 0 | 0 | 0 | 0 | 0 | 0 | 0 | 0 | 0 | 0 | 0 | 0 | 0 | 0 | 0 | 0
F2_Commercial_Lodging_New_Cooling_Electric_Packaged Terminal AC_E8 | F2 | Commercial | Lodging | New | Cooling | Electric | Packaged Terminal AC | E8 | TRC BC Ratio | 0 | 0 | 0 | 0 | 0 | 0 | 0 | 0 | 0 | 0 | 0 | 0 | 0 | 0 | 0 | 0 | 0 | 0 | 0 | 0 | 0 | 0 | 0 | 0 | 0 | 0 | 0 | 0 | 0 | 0
F2_Commercial_Lodging_New_Cooling_Electric_Packaged Terminal AC_E9 | F2 | Commercial | Lodging | New | Cooling | Electric | Packaged Terminal AC | E9 | TRC BC Ratio | 0 | 0 | 0 | 0 | 0 | 0 | 0 | 0 | 0 | 0 | 0 | 0 | 0 | 0 | 0 | 0 | 0 | 0 | 0 | 0 | 0 | 0 | 0 | 0 | 0 | 0 | 0 | 0 | 0 | 0
F2_Commercial_Lodging_New_Cooling_Electric_Packaged Terminal AC_E10 | F2 | Commercial | Lodging | New | Cooling | Electric | Packaged Terminal AC | E10 | TRC BC Ratio | 0 | 0 | 0 | 0 | 0 | 0 | 0 | 0 | 0 | 0 | 0 | 0 | 0 | 0 | 0 | 0 | 0 | 0 | 0 | 0 | 0 | 0 | 0 | 0 | 0 | 0 | 0 | 0 | 0 | 0
F3_Commercial_Lodging_New_Cooling_Electric_Packaged Terminal AC_E1 | F3 | Commercial | Lodging | New | Cooling | Electric | Packaged Terminal AC | E1 | PACT BC Ratio | 0 | 0 | 0 | 0 | 0 | 0 | 0 | 0 | 0 | 0 | 0 | 0 | 0 | 0 | 0 | 0 | 0 | 0 | 0 | 0 | 0 | 0 | 0 | 0 | 0 | 0 | 0 | 0 | 0 | 0
F3_Commercial_Lodging_New_Cooling_Electric_Packaged Terminal AC_E2 | F3 | Commercial | Lodging | New | Cooling | Electric | Packaged Terminal AC | E2 | PACT BC Ratio | 0 | 0 | 0 | 0 | 0 | 0 | 0 | 0 | 0 | 0 | 0 | 0 | 0 | 0 | 0 | 0 | 0 | 0 | 0 | 0 | 0 | 0 | 0 | 0 | 0 | 0 | 0 | 0 | 0 | 0
F3_Commercial_Lodging_New_Cooling_Electric_Packaged Terminal AC_E3 | F3 | Commercial | Lodging | New | Cooling | Electric | Packaged Terminal AC | E3 | PACT BC Ratio | 0 | 0 | 0 | 0 | 0 | 0 | 0 | 0 | 0 | 0 | 0 | 0 | 0 | 0 | 0 | 0 | 0 | 0 | 0 | 0 | 0 | 0 | 0 | 0 | 0 | 0 | 0 | 0 | 0 | 0
F3_Commercial_Lodging_New_Cooling_Electric_Packaged Terminal AC_E4 | F3 | Commercial | Lodging | New | Cooling | Electric | Packaged Terminal AC | E4 | PACT BC Ratio | 0 | 0 | 0 | 0 | 0 | 0 | 0 | 0 | 0 | 0 | 0 | 0 | 0 | 0 | 0 | 0 | 0 | 0 | 0 | 0 | 0 | 0 | 0 | 0 | 0 | 0 | 0 | 0 | 0 | 0
F3_Commercial_Lodging_New_Cooling_Electric_Packaged Terminal AC_E5 | F3 | Commercial | Lodging | New | Cooling | Electric | Packaged Terminal AC | E5 | PACT BC Ratio | 0 | 0 | 0 | 0 | 0 | 0 | 0 | 0 | 0 | 0 | 0 | 0 | 0 | 0 | 0 | 0 | 0 | 0 | 0 | 0 | 0 | 0 | 0 | 0 | 0 | 0 | 0 | 0 | 0 | 0
F3_Commercial_Lodging_New_Cooling_Electric_Packaged Terminal AC_E6 | F3 | Commercial | Lodging | New | Cooling | Electric | Packaged Terminal AC | E6 | PACT BC Ratio | 0 | 0 | 0 | 0 | 0 | 0 | 0 | 0 | 0 | 0 | 0 | 0 | 0 | 0 | 0 | 0 | 0 | 0 | 0 | 0 | 0 | 0 | 0 | 0 | 0 | 0 | 0 | 0 | 0 | 0
F3_Commercial_Lodging_New_Cooling_Electric_Packaged Terminal AC_E7 | F3 | Commercial | Lodging | New | Cooling | Electric | Packaged Terminal AC | E7 | PACT BC Ratio | 0 | 0 | 0 | 0 | 0 | 0 | 0 | 0 | 0 | 0 | 0 | 0 | 0 | 0 | 0 | 0 | 0 | 0 | 0 | 0 | 0 | 0 | 0 | 0 | 0 | 0 | 0 | 0 | 0 | 0
F3_Commercial_Lodging_New_Cooling_Electric_Packaged Terminal AC_E8 | F3 | Commercial | Lodging | New | Cooling | Electric | Packaged Terminal AC | E8 | PACT BC Ratio | 0 | 0 | 0 | 0 | 0 | 0 | 0 | 0 | 0 | 0 | 0 | 0 | 0 | 0 | 0 | 0 | 0 | 0 | 0 | 0 | 0 | 0 | 0 | 0 | 0 | 0 | 0 | 0 | 0 | 0
F3_Commercial_Lodging_New_Cooling_Electric_Packaged Terminal AC_E9 | F3 | Commercial | Lodging | New | Cooling | Electric | Packaged Terminal AC | E9 | PACT BC Ratio | 0 | 0 | 0 | 0 | 0 | 0 | 0 | 0 | 0 | 0 | 0 | 0 | 0 | 0 | 0 | 0 | 0 | 0 | 0 | 0 | 0 | 0 | 0 | 0 | 0 | 0 | 0 | 0 | 0 | 0
F3_Commercial_Lodging_New_Cooling_Electric_Packaged Terminal AC_E10 | F3 | Commercial | Lodging | New | Cooling | Electric | Packaged Terminal AC | E10 | PACT BC Ratio | 0 | 0 | 0 | 0 | 0 | 0 | 0 | 0 | 0 | 0 | 0 | 0 | 0 | 0 | 0 | 0 | 0 | 0 | 0 | 0 | 0 | 0 | 0 | 0 | 0 | 0 | 0 | 0 | 0 | 0
F4_Commercial_Lodging_New_Cooling_Electric_Packaged Terminal AC_E1 | F4 | Commercial | Lodging | New | Cooling | Electric | Packaged Terminal AC | E1 | RVT BC Ratio | 0 | 0 | 0 | 0 | 0 | 0 | 0 | 0 | 0 | 0 | 0 | 0 | 0 | 0 | 0 | 0 | 0 | 0 | 0 | 0 | 0 | 0 | 0 | 0 | 0 | 0 | 0 | 0 | 0 | 0
F4_Commercial_Lodging_New_Cooling_Electric_Packaged Terminal AC_E2 | F4 | Commercial | Lodging | New | Cooling | Electric | Packaged Terminal AC | E2 | RVT BC Ratio | 0 | 0 | 0 | 0 | 0 | 0 | 0 | 0 | 0 | 0 | 0 | 0 | 0 | 0 | 0 | 0 | 0 | 0 | 0 | 0 | 0 | 0 | 0 | 0 | 0 | 0 | 0 | 0 | 0 | 0
F4_Commercial_Lodging_New_Cooling_Electric_Packaged Terminal AC_E3 | F4 | Commercial | Lodging | New | Cooling | Electric | Packaged Terminal AC | E3 | RVT BC Ratio | 0 | 0 | 0 | 0 | 0 | 0 | 0 | 0 | 0 | 0 | 0 | 0 | 0 | 0 | 0 | 0 | 0 | 0 | 0 | 0 | 0 | 0 | 0 | 0 | 0 | 0 | 0 | 0 | 0 | 0
F4_Commercial_Lodging_New_Cooling_Electric_Packaged Terminal AC_E4 | F4 | Commercial | Lodging | New | Cooling | Electric | Packaged Terminal AC | E4 | RVT BC Ratio | 0 | 0 | 0 | 0 | 0 | 0 | 0 | 0 | 0 | 0 | 0 | 0 | 0 | 0 | 0 | 0 | 0 | 0 | 0 | 0 | 0 | 0 | 0 | 0 | 0 | 0 | 0 | 0 | 0 | 0
F4_Commercial_Lodging_New_Cooling_Electric_Packaged Terminal AC_E5 | F4 | Commercial | Lodging | New | Cooling | Electric | Packaged Terminal AC | E5 | RVT BC Ratio | 0 | 0 | 0 | 0 | 0 | 0 | 0 | 0 | 0 | 0 | 0 | 0 | 0 | 0 | 0 | 0 | 0 | 0 | 0 | 0 | 0 | 0 | 0 | 0 | 0 | 0 | 0 | 0 | 0 | 0
F4_Commercial_Lodging_New_Cooling_Electric_Packaged Terminal AC_E6 | F4 | Commercial | Lodging | New | Cooling | Electric | Packaged Terminal AC | E6 | RVT BC Ratio | 0 | 0 | 0 | 0 | 0 | 0 | 0 | 0 | 0 | 0 | 0 | 0 | 0 | 0 | 0 | 0 | 0 | 0 | 0 | 0 | 0 | 0 | 0 | 0 | 0 | 0 | 0 | 0 | 0 | 0
F4_Commercial_Lodging_New_Cooling_Electric_Packaged Terminal AC_E7 | F4 | Commercial | Lodging | New | Cooling | Electric | Packaged Terminal AC | E7 | RVT BC Ratio | 0 | 0 | 0 | 0 | 0 | 0 | 0 | 0 | 0 | 0 | 0 | 0 | 0 | 0 | 0 | 0 | 0 | 0 | 0 | 0 | 0 | 0 | 0 | 0 | 0 | 0 | 0 | 0 | 0 | 0
F4_Commercial_Lodging_New_Cooling_Electric_Packaged Terminal AC_E8 | F4 | Commercial | Lodging | New | Cooling | Electric | Packaged Terminal AC | E8 | RVT BC Ratio | 0 | 0 | 0 | 0 | 0 | 0 | 0 | 0 | 0 | 0 | 0 | 0 | 0 | 0 | 0 | 0 | 0 | 0 | 0 | 0 | 0 | 0 | 0 | 0 | 0 | 0 | 0 | 0 | 0 | 0
F4_Commercial_Lodging_New_Cooling_Electric_Packaged Terminal AC_E9 | F4 | Commercial | Lodging | New | Cooling | Electric | Packaged Terminal AC | E9 | RVT BC Ratio | 0 | 0 | 0 | 0 | 0 | 0 | 0 | 0 | 0 | 0 | 0 | 0 | 0 | 0 | 0 | 0 | 0 | 0 | 0 | 0 | 0 | 0 | 0 | 0 | 0 | 0 | 0 | 0 | 0 | 0
F4_Commercial_Lodging_New_Cooling_Electric_Packaged Terminal AC_E10 | F4 | Commercial | Lodging | New | Cooling | Electric | Packaged Terminal AC | E10 | RVT BC Ratio | 0 | 0 | 0 | 0 | 0 | 0 | 0 | 0 | 0 | 0 | 0 | 0 | 0 | 0 | 0 | 0 | 0 | 0 | 0 | 0 | 0 | 0 | 0 | 0 | 0 | 0 | 0 | 0 | 0 | 0
F5_Commercial_Lodging_New_Cooling_Electric_Packaged Terminal AC_E1 | F5 | Commercial | Lodging | New | Cooling | Electric | Packaged Terminal AC | E1 | RIM BC Ratio | 0 | 0 | 0 | 0 | 0 | 0 | 0 | 0 | 0 | 0 | 0 | 0 | 0 | 0 | 0 | 0 | 0 | 0 | 0 | 0 | 0 | 0 | 0 | 0 | 0 | 0 | 0 | 0 | 0 | 0
F5_Commercial_Lodging_New_Cooling_Electric_Packaged Terminal AC_E2 | F5 | Commercial | Lodging | New | Cooling | Electric | Packaged Terminal AC | E2 | RIM BC Ratio | 0 | 0 | 0 | 0 | 0 | 0 | 0 | 0 | 0 | 0 | 0 | 0 | 0 | 0 | 0 | 0 | 0 | 0 | 0 | 0 | 0 | 0 | 0 | 0 | 0 | 0 | 0 | 0 | 0 | 0
F5_Commercial_Lodging_New_Cooling_Electric_Packaged Terminal AC_E3 | F5 | Commercial | Lodging | New | Cooling | Electric | Packaged Terminal AC | E3 | RIM BC Ratio | 0 | 0 | 0 | 0 | 0 | 0 | 0 | 0 | 0 | 0 | 0 | 0 | 0 | 0 | 0 | 0 | 0 | 0 | 0 | 0 | 0 | 0 | 0 | 0 | 0 | 0 | 0 | 0 | 0 | 0
F5_Commercial_Lodging_New_Cooling_Electric_Packaged Terminal AC_E4 | F5 | Commercial | Lodging | New | Cooling | Electric | Packaged Terminal AC | E4 | RIM BC Ratio | 0 | 0 | 0 | 0 | 0 | 0 | 0 | 0 | 0 | 0 | 0 | 0 | 0 | 0 | 0 | 0 | 0 | 0 | 0 | 0 | 0 | 0 | 0 | 0 | 0 | 0 | 0 | 0 | 0 | 0
F5_Commercial_Lodging_New_Cooling_Electric_Packaged Terminal AC_E5 | F5 | Commercial | Lodging | New | Cooling | Electric | Packaged Terminal AC | E5 | RIM BC Ratio | 0 | 0 | 0 | 0 | 0 | 0 | 0 | 0 | 0 | 0 | 0 | 0 | 0 | 0 | 0 | 0 | 0 | 0 | 0 | 0 | 0 | 0 | 0 | 0 | 0 | 0 | 0 | 0 | 0 | 0
F5_Commercial_Lodging_New_Cooling_Electric_Packaged Terminal AC_E6 | F5 | Commercial | Lodging | New | Cooling | Electric | Packaged Terminal AC | E6 | RIM BC Ratio | 0 | 0 | 0 | 0 | 0 | 0 | 0 | 0 | 0 | 0 | 0 | 0 | 0 | 0 | 0 | 0 | 0 | 0 | 0 | 0 | 0 | 0 | 0 | 0 | 0 | 0 | 0 | 0 | 0 | 0
F5_Commercial_Lodging_New_Cooling_Electric_Packaged Terminal AC_E7 | F5 | Commercial | Lodging | New | Cooling | Electric | Packaged Terminal AC | E7 | RIM BC Ratio | 0 | 0 | 0 | 0 | 0 | 0 | 0 | 0 | 0 | 0 | 0 | 0 | 0 | 0 | 0 | 0 | 0 | 0 | 0 | 0 | 0 | 0 | 0 | 0 | 0 | 0 | 0 | 0 | 0 | 0
F5_Commercial_Lodging_New_Cooling_Electric_Packaged Terminal AC_E8 | F5 | Commercial | Lodging | New | Cooling | Electric | Packaged Terminal AC | E8 | RIM BC Ratio | 0 | 0 | 0 | 0 | 0 | 0 | 0 | 0 | 0 | 0 | 0 | 0 | 0 | 0 | 0 | 0 | 0 | 0 | 0 | 0 | 0 | 0 | 0 | 0 | 0 | 0 | 0 | 0 | 0 | 0
F5_Commercial_Lodging_New_Cooling_Electric_Packaged Terminal AC_E9 | F5 | Commercial | Lodging | New | Cooling | Electric | Packaged Terminal AC | E9 | RIM BC Ratio | 0 | 0 | 0 | 0 | 0 | 0 | 0 | 0 | 0 | 0 | 0 | 0 | 0 | 0 | 0 | 0 | 0 | 0 | 0 | 0 | 0 | 0 | 0 | 0 | 0 | 0 | 0 | 0 | 0 | 0
F5_Commercial_Lodging_New_Cooling_Electric_Packaged Terminal AC_E10 | F5 | Commercial | Lodging | New | Cooling | Electric | Packaged Terminal AC | E10 | RIM BC Ratio | 0 | 0 | 0 | 0 | 0 | 0 | 0 | 0 | 0 | 0 | 0 | 0 | 0 | 0 | 0 | 0 | 0 | 0 | 0 | 0 | 0 | 0 | 0 | 0 | 0 | 0 | 0 | 0 | 0 | 0
F0_Commercial_Lodging_New_Cooling_Electric_Packaged Terminal HP_E0 | F0 | Commercial | Lodging | New | Cooling | Electric | Packaged Terminal HP | E0 | Economic Unit | 0 | 0 | 0 | 0 | 0 | 0 | 0 | 0 | 0 | 0 | 0 | 0 | 0 | 0 | 0 | 0 | 0 | 0 | 0 | 0 | 0 | 0 | 0 | 0 | 0 | 0 | 0 | 0 | 0 | 0
F1_Commercial_Lodging_New_Cooling_Electric_Packaged Terminal HP_E1 | F1 | Commercial | Lodging | New | Cooling | Electric | Packaged Terminal HP | E1 | CCE | 0 | 0 | 0 | 0 | 0 | 0 | 0 | 0 | 0 | 0 | 0 | 0 | 0 | 0 | 0 | 0 | 0 | 0 | 0 | 0 | 0 | 0 | 0 | 0 | 0 | 0 | 0 | 0 | 0 | 0
F1_Commercial_Lodging_New_Cooling_Electric_Packaged Terminal HP_E2 | F1 | Commercial | Lodging | New | Cooling | Electric | Packaged Terminal HP | E2 | CCE | 0 | 0 | 0 | 0 | 0 | 0 | 0 | 0 | 0 | 0 | 0 | 0 | 0 | 0 | 0 | 0 | 0 | 0 | 0 | 0 | 0 | 0 | 0 | 0 | 0 | 0 | 0 | 0 | 0 | 0
F1_Commercial_Lodging_New_Cooling_Electric_Packaged Terminal HP_E3 | F1 | Commercial | Lodging | New | Cooling | Electric | Packaged Terminal HP | E3 | CCE | 0 | 0 | 0 | 0 | 0 | 0 | 0 | 0 | 0 | 0 | 0 | 0 | 0 | 0 | 0 | 0 | 0 | 0 | 0 | 0 | 0 | 0 | 0 | 0 | 0 | 0 | 0 | 0 | 0 | 0
F1_Commercial_Lodging_New_Cooling_Electric_Packaged Terminal HP_E4 | F1 | Commercial | Lodging | New | Cooling | Electric | Packaged Terminal HP | E4 | CCE | 0 | 0 | 0 | 0 | 0 | 0 | 0 | 0 | 0 | 0 | 0 | 0 | 0 | 0 | 0 | 0 | 0 | 0 | 0 | 0 | 0 | 0 | 0 | 0 | 0 | 0 | 0 | 0 | 0 | 0
F1_Commercial_Lodging_New_Cooling_Electric_Packaged Terminal HP_E5 | F1 | Commercial | Lodging | New | Cooling | Electric | Packaged Terminal HP | E5 | CCE | 0 | 0 | 0 | 0 | 0 | 0 | 0 | 0 | 0 | 0 | 0 | 0 | 0 | 0 | 0 | 0 | 0 | 0 | 0 | 0 | 0 | 0 | 0 | 0 | 0 | 0 | 0 | 0 | 0 | 0
F1_Commercial_Lodging_New_Cooling_Electric_Packaged Terminal HP_E6 | F1 | Commercial | Lodging | New | Cooling | Electric | Packaged Terminal HP | E6 | CCE | 0 | 0 | 0 | 0 | 0 | 0 | 0 | 0 | 0 | 0 | 0 | 0 | 0 | 0 | 0 | 0 | 0 | 0 | 0 | 0 | 0 | 0 | 0 | 0 | 0 | 0 | 0 | 0 | 0 | 0
F1_Commercial_Lodging_New_Cooling_Electric_Packaged Terminal HP_E7 | F1 | Commercial | Lodging | New | Cooling | Electric | Packaged Terminal HP | E7 | CCE | 0 | 0 | 0 | 0 | 0 | 0 | 0 | 0 | 0 | 0 | 0 | 0 | 0 | 0 | 0 | 0 | 0 | 0 | 0 | 0 | 0 | 0 | 0 | 0 | 0 | 0 | 0 | 0 | 0 | 0
F1_Commercial_Lodging_New_Cooling_Electric_Packaged Terminal HP_E8 | F1 | Commercial | Lodging | New | Cooling | Electric | Packaged Terminal HP | E8 | CCE | 0 | 0 | 0 | 0 | 0 | 0 | 0 | 0 | 0 | 0 | 0 | 0 | 0 | 0 | 0 | 0 | 0 | 0 | 0 | 0 | 0 | 0 | 0 | 0 | 0 | 0 | 0 | 0 | 0 | 0
F1_Commercial_Lodging_New_Cooling_Electric_Packaged Terminal HP_E9 | F1 | Commercial | Lodging | New | Cooling | Electric | Packaged Terminal HP | E9 | CCE | 0 | 0 | 0 | 0 | 0 | 0 | 0 | 0 | 0 | 0 | 0 | 0 | 0 | 0 | 0 | 0 | 0 | 0 | 0 | 0 | 0 | 0 | 0 | 0 | 0 | 0 | 0 | 0 | 0 | 0
F1_Commercial_Lodging_New_Cooling_Electric_Packaged Terminal HP_E10 | F1 | Commercial | Lodging | New | Cooling | Electric | Packaged Terminal HP | E10 | CCE | 0 | 0 | 0 | 0 | 0 | 0 | 0 | 0 | 0 | 0 | 0 | 0 | 0 | 0 | 0 | 0 | 0 | 0 | 0 | 0 | 0 | 0 | 0 | 0 | 0 | 0 | 0 | 0 | 0 | 0
F2_Commercial_Lodging_New_Cooling_Electric_Packaged Terminal HP_E1 | F2 | Commercial | Lodging | New | Cooling | Electric | Packaged Terminal HP | E1 | TRC BC Ratio | 0 | 0 | 0 | 0 | 0 | 0 | 0 | 0 | 0 | 0 | 0 | 0 | 0 | 0 | 0 | 0 | 0 | 0 | 0 | 0 | 0 | 0 | 0 | 0 | 0 | 0 | 0 | 0 | 0 | 0
F2_Commercial_Lodging_New_Cooling_Electric_Packaged Terminal HP_E2 | F2 | Commercial | Lodging | New | Cooling | Electric | Packaged Terminal HP | E2 | TRC BC Ratio | 0 | 0 | 0 | 0 | 0 | 0 | 0 | 0 | 0 | 0 | 0 | 0 | 0 | 0 | 0 | 0 | 0 | 0 | 0 | 0 | 0 | 0 | 0 | 0 | 0 | 0 | 0 | 0 | 0 | 0
F2_Commercial_Lodging_New_Cooling_Electric_Packaged Terminal HP_E3 | F2 | Commercial | Lodging | New | Cooling | Electric | Packaged Terminal HP | E3 | TRC BC Ratio | 0 | 0 | 0 | 0 | 0 | 0 | 0 | 0 | 0 | 0 | 0 | 0 | 0 | 0 | 0 | 0 | 0 | 0 | 0 | 0 | 0 | 0 | 0 | 0 | 0 | 0 | 0 | 0 | 0 | 0
F2_Commercial_Lodging_New_Cooling_Electric_Packaged Terminal HP_E4 | F2 | Commercial | Lodging | New | Cooling | Electric | Packaged Terminal HP | E4 | TRC BC Ratio | 0 | 0 | 0 | 0 | 0 | 0 | 0 | 0 | 0 | 0 | 0 | 0 | 0 | 0 | 0 | 0 | 0 | 0 | 0 | 0 | 0 | 0 | 0 | 0 | 0 | 0 | 0 | 0 | 0 | 0
F2_Commercial_Lodging_New_Cooling_Electric_Packaged Terminal HP_E5 | F2 | Commercial | Lodging | New | Cooling | Electric | Packaged Terminal HP | E5 | TRC BC Ratio | 0 | 0 | 0 | 0 | 0 | 0 | 0 | 0 | 0 | 0 | 0 | 0 | 0 | 0 | 0 | 0 | 0 | 0 | 0 | 0 | 0 | 0 | 0 | 0 | 0 | 0 | 0 | 0 | 0 | 0
F2_Commercial_Lodging_New_Cooling_Electric_Packaged Terminal HP_E6 | F2 | Commercial | Lodging | New | Cooling | Electric | Packaged Terminal HP | E6 | TRC BC Ratio | 0 | 0 | 0 | 0 | 0 | 0 | 0 | 0 | 0 | 0 | 0 | 0 | 0 | 0 | 0 | 0 | 0 | 0 | 0 | 0 | 0 | 0 | 0 | 0 | 0 | 0 | 0 | 0 | 0 | 0
F2_Commercial_Lodging_New_Cooling_Electric_Packaged Terminal HP_E7 | F2 | Commercial | Lodging | New | Cooling | Electric | Packaged Terminal HP | E7 | TRC BC Ratio | 0 | 0 | 0 | 0 | 0 | 0 | 0 | 0 | 0 | 0 | 0 | 0 | 0 | 0 | 0 | 0 | 0 | 0 | 0 | 0 | 0 | 0 | 0 | 0 | 0 | 0 | 0 | 0 | 0 | 0
F2_Commercial_Lodging_New_Cooling_Electric_Packaged Terminal HP_E8 | F2 | Commercial | Lodging | New | Cooling | Electric | Packaged Terminal HP | E8 | TRC BC Ratio | 0 | 0 | 0 | 0 | 0 | 0 | 0 | 0 | 0 | 0 | 0 | 0 | 0 | 0 | 0 | 0 | 0 | 0 | 0 | 0 | 0 | 0 | 0 | 0 | 0 | 0 | 0 | 0 | 0 | 0
F2_Commercial_Lodging_New_Cooling_Electric_Packaged Terminal HP_E9 | F2 | Commercial | Lodging | New | Cooling | Electric | Packaged Terminal HP | E9 | TRC BC Ratio | 0 | 0 | 0 | 0 | 0 | 0 | 0 | 0 | 0 | 0 | 0 | 0 | 0 | 0 | 0 | 0 | 0 | 0 | 0 | 0 | 0 | 0 | 0 | 0 | 0 | 0 | 0 | 0 | 0 | 0
F2_Commercial_Lodging_New_Cooling_Electric_Packaged Terminal HP_E10 | F2 | Commercial | Lodging | New | Cooling | Electric | Packaged Terminal HP | E10 | TRC BC Ratio | 0 | 0 | 0 | 0 | 0 | 0 | 0 | 0 | 0 | 0 | 0 | 0 | 0 | 0 | 0 | 0 | 0 | 0 | 0 | 0 | 0 | 0 | 0 | 0 | 0 | 0 | 0 | 0 | 0 | 0
F3_Commercial_Lodging_New_Cooling_Electric_Packaged Terminal HP_E1 | F3 | Commercial | Lodging | New | Cooling | Electric | Packaged Terminal HP | E1 | PACT BC Ratio | 0 | 0 | 0 | 0 | 0 | 0 | 0 | 0 | 0 | 0 | 0 | 0 | 0 | 0 | 0 | 0 | 0 | 0 | 0 | 0 | 0 | 0 | 0 | 0 | 0 | 0 | 0 | 0 | 0 | 0
F3_Commercial_Lodging_New_Cooling_Electric_Packaged Terminal HP_E2 | F3 | Commercial | Lodging | New | Cooling | Electric | Packaged Terminal HP | E2 | PACT BC Ratio | 0 | 0 | 0 | 0 | 0 | 0 | 0 | 0 | 0 | 0 | 0 | 0 | 0 | 0 | 0 | 0 | 0 | 0 | 0 | 0 | 0 | 0 | 0 | 0 | 0 | 0 | 0 | 0 | 0 | 0
F3_Commercial_Lodging_New_Cooling_Electric_Packaged Terminal HP_E3 | F3 | Commercial | Lodging | New | Cooling | Electric | Packaged Terminal HP | E3 | PACT BC Ratio | 0 | 0 | 0 | 0 | 0 | 0 | 0 | 0 | 0 | 0 | 0 | 0 | 0 | 0 | 0 | 0 | 0 | 0 | 0 | 0 | 0 | 0 | 0 | 0 | 0 | 0 | 0 | 0 | 0 | 0
F3_Commercial_Lodging_New_Cooling_Electric_Packaged Terminal HP_E4 | F3 | Commercial | Lodging | New | Cooling | Electric | Packaged Terminal HP | E4 | PACT BC Ratio | 0 | 0 | 0 | 0 | 0 | 0 | 0 | 0 | 0 | 0 | 0 | 0 | 0 | 0 | 0 | 0 | 0 | 0 | 0 | 0 | 0 | 0 | 0 | 0 | 0 | 0 | 0 | 0 | 0 | 0
F3_Commercial_Lodging_New_Cooling_Electric_Packaged Terminal HP_E5 | F3 | Commercial | Lodging | New | Cooling | Electric | Packaged Terminal HP | E5 | PACT BC Ratio | 0 | 0 | 0 | 0 | 0 | 0 | 0 | 0 | 0 | 0 | 0 | 0 | 0 | 0 | 0 | 0 | 0 | 0 | 0 | 0 | 0 | 0 | 0 | 0 | 0 | 0 | 0 | 0 | 0 | 0
F3_Commercial_Lodging_New_Cooling_Electric_Packaged Terminal HP_E6 | F3 | Commercial | Lodging | New | Cooling | Electric | Packaged Terminal HP | E6 | PACT BC Ratio | 0 | 0 | 0 | 0 | 0 | 0 | 0 | 0 | 0 | 0 | 0 | 0 | 0 | 0 | 0 | 0 | 0 | 0 | 0 | 0 | 0 | 0 | 0 | 0 | 0 | 0 | 0 | 0 | 0 | 0
F3_Commercial_Lodging_New_Cooling_Electric_Packaged Terminal HP_E7 | F3 | Commercial | Lodging | New | Cooling | Electric | Packaged Terminal HP | E7 | PACT BC Ratio | 0 | 0 | 0 | 0 | 0 | 0 | 0 | 0 | 0 | 0 | 0 | 0 | 0 | 0 | 0 | 0 | 0 | 0 | 0 | 0 | 0 | 0 | 0 | 0 | 0 | 0 | 0 | 0 | 0 | 0
F3_Commercial_Lodging_New_Cooling_Electric_Packaged Terminal HP_E8 | F3 | Commercial | Lodging | New | Cooling | Electric | Packaged Terminal HP | E8 | PACT BC Ratio | 0 | 0 | 0 | 0 | 0 | 0 | 0 | 0 | 0 | 0 | 0 | 0 | 0 | 0 | 0 | 0 | 0 | 0 | 0 | 0 | 0 | 0 | 0 | 0 | 0 | 0 | 0 | 0 | 0 | 0
F3_Commercial_Lodging_New_Cooling_Electric_Packaged Terminal HP_E9 | F3 | Commercial | Lodging | New | Cooling | Electric | Packaged Terminal HP | E9 | PACT BC Ratio | 0 | 0 | 0 | 0 | 0 | 0 | 0 | 0 | 0 | 0 | 0 | 0 | 0 | 0 | 0 | 0 | 0 | 0 | 0 | 0 | 0 | 0 | 0 | 0 | 0 | 0 | 0 | 0 | 0 | 0
F3_Commercial_Lodging_New_Cooling_Electric_Packaged Terminal HP_E10 | F3 | Commercial | Lodging | New | Cooling | Electric | Packaged Terminal HP | E10 | PACT BC Ratio | 0 | 0 | 0 | 0 | 0 | 0 | 0 | 0 | 0 | 0 | 0 | 0 | 0 | 0 | 0 | 0 | 0 | 0 | 0 | 0 | 0 | 0 | 0 | 0 | 0 | 0 | 0 | 0 | 0 | 0
F4_Commercial_Lodging_New_Cooling_Electric_Packaged Terminal HP_E1 | F4 | Commercial | Lodging | New | Cooling | Electric | Packaged Terminal HP | E1 | RVT BC Ratio | 0 | 0 | 0 | 0 | 0 | 0 | 0 | 0 | 0 | 0 | 0 | 0 | 0 | 0 | 0 | 0 | 0 | 0 | 0 | 0 | 0 | 0 | 0 | 0 | 0 | 0 | 0 | 0 | 0 | 0
F4_Commercial_Lodging_New_Cooling_Electric_Packaged Terminal HP_E2 | F4 | Commercial | Lodging | New | Cooling | Electric | Packaged Terminal HP | E2 | RVT BC Ratio | 0 | 0 | 0 | 0 | 0 | 0 | 0 | 0 | 0 | 0 | 0 | 0 | 0 | 0 | 0 | 0 | 0 | 0 | 0 | 0 | 0 | 0 | 0 | 0 | 0 | 0 | 0 | 0 | 0 | 0
F4_Commercial_Lodging_New_Cooling_Electric_Packaged Terminal HP_E3 | F4 | Commercial | Lodging | New | Cooling | Electric | Packaged Terminal HP | E3 | RVT BC Ratio | 0 | 0 | 0 | 0 | 0 | 0 | 0 | 0 | 0 | 0 | 0 | 0 | 0 | 0 | 0 | 0 | 0 | 0 | 0 | 0 | 0 | 0 | 0 | 0 | 0 | 0 | 0 | 0 | 0 | 0
F4_Commercial_Lodging_New_Cooling_Electric_Packaged Terminal HP_E4 | F4 | Commercial | Lodging | New | Cooling | Electric | Packaged Terminal HP | E4 | RVT BC Ratio | 0 | 0 | 0 | 0 | 0 | 0 | 0 | 0 | 0 | 0 | 0 | 0 | 0 | 0 | 0 | 0 | 0 | 0 | 0 | 0 | 0 | 0 | 0 | 0 | 0 | 0 | 0 | 0 | 0 | 0
F4_Commercial_Lodging_New_Cooling_Electric_Packaged Terminal HP_E5 | F4 | Commercial | Lodging | New | Cooling | Electric | Packaged Terminal HP | E5 | RVT BC Ratio | 0 | 0 | 0 | 0 | 0 | 0 | 0 | 0 | 0 | 0 | 0 | 0 | 0 | 0 | 0 | 0 | 0 | 0 | 0 | 0 | 0 | 0 | 0 | 0 | 0 | 0 | 0 | 0 | 0 | 0
F4_Commercial_Lodging_New_Cooling_Electric_Packaged Terminal HP_E6 | F4 | Commercial | Lodging | New | Cooling | Electric | Packaged Terminal HP | E6 | RVT BC Ratio | 0 | 0 | 0 | 0 | 0 | 0 | 0 | 0 | 0 | 0 | 0 | 0 | 0 | 0 | 0 | 0 | 0 | 0 | 0 | 0 | 0 | 0 | 0 | 0 | 0 | 0 | 0 | 0 | 0 | 0
F4_Commercial_Lodging_New_Cooling_Electric_Packaged Terminal HP_E7 | F4 | Commercial | Lodging | New | Cooling | Electric | Packaged Terminal HP | E7 | RVT BC Ratio | 0 | 0 | 0 | 0 | 0 | 0 | 0 | 0 | 0 | 0 | 0 | 0 | 0 | 0 | 0 | 0 | 0 | 0 | 0 | 0 | 0 | 0 | 0 | 0 | 0 | 0 | 0 | 0 | 0 | 0
F4_Commercial_Lodging_New_Cooling_Electric_Packaged Terminal HP_E8 | F4 | Commercial | Lodging | New | Cooling | Electric | Packaged Terminal HP | E8 | RVT BC Ratio | 0 | 0 | 0 | 0 | 0 | 0 | 0 | 0 | 0 | 0 | 0 | 0 | 0 | 0 | 0 | 0 | 0 | 0 | 0 | 0 | 0 | 0 | 0 | 0 | 0 | 0 | 0 | 0 | 0 | 0
F4_Commercial_Lodging_New_Cooling_Electric_Packaged Terminal HP_E9 | F4 | Commercial | Lodging | New | Cooling | Electric | Packaged Terminal HP | E9 | RVT BC Ratio | 0 | 0 | 0 | 0 | 0 | 0 | 0 | 0 | 0 | 0 | 0 | 0 | 0 | 0 | 0 | 0 | 0 | 0 | 0 | 0 | 0 | 0 | 0 | 0 | 0 | 0 | 0 | 0 | 0 | 0
F4_Commercial_Lodging_New_Cooling_Electric_Packaged Terminal HP_E10 | F4 | Commercial | Lodging | New | Cooling | Electric | Packaged Terminal HP | E10 | RVT BC Ratio | 0 | 0 | 0 | 0 | 0 | 0 | 0 | 0 | 0 | 0 | 0 | 0 | 0 | 0 | 0 | 0 | 0 | 0 | 0 | 0 | 0 | 0 | 0 | 0 | 0 | 0 | 0 | 0 | 0 | 0
F5_Commercial_Lodging_New_Cooling_Electric_Packaged Terminal HP_E1 | F5 | Commercial | Lodging | New | Cooling | Electric | Packaged Terminal HP | E1 | RIM BC Ratio | 0 | 0 | 0 | 0 | 0 | 0 | 0 | 0 | 0 | 0 | 0 | 0 | 0 | 0 | 0 | 0 | 0 | 0 | 0 | 0 | 0 | 0 | 0 | 0 | 0 | 0 | 0 | 0 | 0 | 0
F5_Commercial_Lodging_New_Cooling_Electric_Packaged Terminal HP_E2 | F5 | Commercial | Lodging | New | Cooling | Electric | Packaged Terminal HP | E2 | RIM BC Ratio | 0 | 0 | 0 | 0 | 0 | 0 | 0 | 0 | 0 | 0 | 0 | 0 | 0 | 0 | 0 | 0 | 0 | 0 | 0 | 0 | 0 | 0 | 0 | 0 | 0 | 0 | 0 | 0 | 0 | 0
F5_Commercial_Lodging_New_Cooling_Electric_Packaged Terminal HP_E3 | F5 | Commercial | Lodging | New | Cooling | Electric | Packaged Terminal HP | E3 | RIM BC Ratio | 0 | 0 | 0 | 0 | 0 | 0 | 0 | 0 | 0 | 0 | 0 | 0 | 0 | 0 | 0 | 0 | 0 | 0 | 0 | 0 | 0 | 0 | 0 | 0 | 0 | 0 | 0 | 0 | 0 | 0
F5_Commercial_Lodging_New_Cooling_Electric_Packaged Terminal HP_E4 | F5 | Commercial | Lodging | New | Cooling | Electric | Packaged Terminal HP | E4 | RIM BC Ratio | 0 | 0 | 0 | 0 | 0 | 0 | 0 | 0 | 0 | 0 | 0 | 0 | 0 | 0 | 0 | 0 | 0 | 0 | 0 | 0 | 0 | 0 | 0 | 0 | 0 | 0 | 0 | 0 | 0 | 0
F5_Commercial_Lodging_New_Cooling_Electric_Packaged Terminal HP_E5 | F5 | Commercial | Lodging | New | Cooling | Electric | Packaged Terminal HP | E5 | RIM BC Ratio | 0 | 0 | 0 | 0 | 0 | 0 | 0 | 0 | 0 | 0 | 0 | 0 | 0 | 0 | 0 | 0 | 0 | 0 | 0 | 0 | 0 | 0 | 0 | 0 | 0 | 0 | 0 | 0 | 0 | 0
F5_Commercial_Lodging_New_Cooling_Electric_Packaged Terminal HP_E6 | F5 | Commercial | Lodging | New | Cooling | Electric | Packaged Terminal HP | E6 | RIM BC Ratio | 0 | 0 | 0 | 0 | 0 | 0 | 0 | 0 | 0 | 0 | 0 | 0 | 0 | 0 | 0 | 0 | 0 | 0 | 0 | 0 | 0 | 0 | 0 | 0 | 0 | 0 | 0 | 0 | 0 | 0
F5_Commercial_Lodging_New_Cooling_Electric_Packaged Terminal HP_E7 | F5 | Commercial | Lodging | New | Cooling | Electric | Packaged Terminal HP | E7 | RIM BC Ratio | 0 | 0 | 0 | 0 | 0 | 0 | 0 | 0 | 0 | 0 | 0 | 0 | 0 | 0 | 0 | 0 | 0 | 0 | 0 | 0 | 0 | 0 | 0 | 0 | 0 | 0 | 0 | 0 | 0 | 0
F5_Commercial_Lodging_New_Cooling_Electric_Packaged Terminal HP_E8 | F5 | Commercial | Lodging | New | Cooling | Electric | Packaged Terminal HP | E8 | RIM BC Ratio | 0 | 0 | 0 | 0 | 0 | 0 | 0 | 0 | 0 | 0 | 0 | 0 | 0 | 0 | 0 | 0 | 0 | 0 | 0 | 0 | 0 | 0 | 0 | 0 | 0 | 0 | 0 | 0 | 0 | 0
F5_Commercial_Lodging_New_Cooling_Electric_Packaged Terminal HP_E9 | F5 | Commercial | Lodging | New | Cooling | Electric | Packaged Terminal HP | E9 | RIM BC Ratio | 0 | 0 | 0 | 0 | 0 | 0 | 0 | 0 | 0 | 0 | 0 | 0 | 0 | 0 | 0 | 0 | 0 | 0 | 0 | 0 | 0 | 0 | 0 | 0 | 0 | 0 | 0 | 0 | 0 | 0
F5_Commercial_Lodging_New_Cooling_Electric_Packaged Terminal HP_E10 | F5 | Commercial | Lodging | New | Cooling | Electric | Packaged Terminal HP | E10 | RIM BC Ratio | 0 | 0 | 0 | 0 | 0 | 0 | 0 | 0 | 0 | 0 | 0 | 0 | 0 | 0 | 0 | 0 | 0 | 0 | 0 | 0 | 0 | 0 | 0 | 0 | 0 | 0 | 0 | 0 | 0 | 0
F0_Commercial_Lodging_New_Cooling_Electric_Evaporative Central AC_E0 | F0 | Commercial | Lodging | New | Cooling | Electric | Evaporative Central AC | E0 | Economic Unit | 0 | 0 | 0 | 0 | 0 | 0 | 0 | 0 | 0 | 0 | 0 | 0 | 0 | 0 | 0 | 0 | 0 | 0 | 0 | 0 | 0 | 0 | 0 | 0 | 0 | 0 | 0 | 0 | 0 | 0
F1_Commercial_Lodging_New_Cooling_Electric_Evaporative Central AC_E1 | F1 | Commercial | Lodging | New | Cooling | Electric | Evaporative Central AC | E1 | CCE | 0 | 0 | 0 | 0 | 0 | 0 | 0 | 0 | 0 | 0 | 0 | 0 | 0 | 0 | 0 | 0 | 0 | 0 | 0 | 0 | 0 | 0 | 0 | 0 | 0 | 0 | 0 | 0 | 0 | 0
F1_Commercial_Lodging_New_Cooling_Electric_Evaporative Central AC_E2 | F1 | Commercial | Lodging | New | Cooling | Electric | Evaporative Central AC | E2 | CCE | 0 | 0 | 0 | 0 | 0 | 0 | 0 | 0 | 0 | 0 | 0 | 0 | 0 | 0 | 0 | 0 | 0 | 0 | 0 | 0 | 0 | 0 | 0 | 0 | 0 | 0 | 0 | 0 | 0 | 0
F1_Commercial_Lodging_New_Cooling_Electric_Evaporative Central AC_E3 | F1 | Commercial | Lodging | New | Cooling | Electric | Evaporative Central AC | E3 | CCE | 0 | 0 | 0 | 0 | 0 | 0 | 0 | 0 | 0 | 0 | 0 | 0 | 0 | 0 | 0 | 0 | 0 | 0 | 0 | 0 | 0 | 0 | 0 | 0 | 0 | 0 | 0 | 0 | 0 | 0
F1_Commercial_Lodging_New_Cooling_Electric_Evaporative Central AC_E4 | F1 | Commercial | Lodging | New | Cooling | Electric | Evaporative Central AC | E4 | CCE | 0 | 0 | 0 | 0 | 0 | 0 | 0 | 0 | 0 | 0 | 0 | 0 | 0 | 0 | 0 | 0 | 0 | 0 | 0 | 0 | 0 | 0 | 0 | 0 | 0 | 0 | 0 | 0 | 0 | 0
F1_Commercial_Lodging_New_Cooling_Electric_Evaporative Central AC_E5 | F1 | Commercial | Lodging | New | Cooling | Electric | Evaporative Central AC | E5 | CCE | 0 | 0 | 0 | 0 | 0 | 0 | 0 | 0 | 0 | 0 | 0 | 0 | 0 | 0 | 0 | 0 | 0 | 0 | 0 | 0 | 0 | 0 | 0 | 0 | 0 | 0 | 0 | 0 | 0 | 0
F1_Commercial_Lodging_New_Cooling_Electric_Evaporative Central AC_E6 | F1 | Commercial | Lodging | New | Cooling | Electric | Evaporative Central AC | E6 | CCE | 0 | 0 | 0 | 0 | 0 | 0 | 0 | 0 | 0 | 0 | 0 | 0 | 0 | 0 | 0 | 0 | 0 | 0 | 0 | 0 | 0 | 0 | 0 | 0 | 0 | 0 | 0 | 0 | 0 | 0
F1_Commercial_Lodging_New_Cooling_Electric_Evaporative Central AC_E7 | F1 | Commercial | Lodging | New | Cooling | Electric | Evaporative Central AC | E7 | CCE | 0 | 0 | 0 | 0 | 0 | 0 | 0 | 0 | 0 | 0 | 0 | 0 | 0 | 0 | 0 | 0 | 0 | 0 | 0 | 0 | 0 | 0 | 0 | 0 | 0 | 0 | 0 | 0 | 0 | 0
F1_Commercial_Lodging_New_Cooling_Electric_Evaporative Central AC_E8 | F1 | Commercial | Lodging | New | Cooling | Electric | Evaporative Central AC | E8 | CCE | 0 | 0 | 0 | 0 | 0 | 0 | 0 | 0 | 0 | 0 | 0 | 0 | 0 | 0 | 0 | 0 | 0 | 0 | 0 | 0 | 0 | 0 | 0 | 0 | 0 | 0 | 0 | 0 | 0 | 0
F1_Commercial_Lodging_New_Cooling_Electric_Evaporative Central AC_E9 | F1 | Commercial | Lodging | New | Cooling | Electric | Evaporative Central AC | E9 | CCE | 0 | 0 | 0 | 0 | 0 | 0 | 0 | 0 | 0 | 0 | 0 | 0 | 0 | 0 | 0 | 0 | 0 | 0 | 0 | 0 | 0 | 0 | 0 | 0 | 0 | 0 | 0 | 0 | 0 | 0
F1_Commercial_Lodging_New_Cooling_Electric_Evaporative Central AC_E10 | F1 | Commercial | Lodging | New | Cooling | Electric | Evaporative Central AC | E10 | CCE | 0 | 0 | 0 | 0 | 0 | 0 | 0 | 0 | 0 | 0 | 0 | 0 | 0 | 0 | 0 | 0 | 0 | 0 | 0 | 0 | 0 | 0 | 0 | 0 | 0 | 0 | 0 | 0 | 0 | 0
F2_Commercial_Lodging_New_Cooling_Electric_Evaporative Central AC_E1 | F2 | Commercial | Lodging | New | Cooling | Electric | Evaporative Central AC | E1 | TRC BC Ratio | 0 | 0 | 0 | 0 | 0 | 0 | 0 | 0 | 0 | 0 | 0 | 0 | 0 | 0 | 0 | 0 | 0 | 0 | 0 | 0 | 0 | 0 | 0 | 0 | 0 | 0 | 0 | 0 | 0 | 0
F2_Commercial_Lodging_New_Cooling_Electric_Evaporative Central AC_E2 | F2 | Commercial | Lodging | New | Cooling | Electric | Evaporative Central AC | E2 | TRC BC Ratio | 0 | 0 | 0 | 0 | 0 | 0 | 0 | 0 | 0 | 0 | 0 | 0 | 0 | 0 | 0 | 0 | 0 | 0 | 0 | 0 | 0 | 0 | 0 | 0 | 0 | 0 | 0 | 0 | 0 | 0
F2_Commercial_Lodging_New_Cooling_Electric_Evaporative Central AC_E3 | F2 | Commercial | Lodging | New | Cooling | Electric | Evaporative Central AC | E3 | TRC BC Ratio | 0 | 0 | 0 | 0 | 0 | 0 | 0 | 0 | 0 | 0 | 0 | 0 | 0 | 0 | 0 | 0 | 0 | 0 | 0 | 0 | 0 | 0 | 0 | 0 | 0 | 0 | 0 | 0 | 0 | 0
F2_Commercial_Lodging_New_Cooling_Electric_Evaporative Central AC_E4 | F2 | Commercial | Lodging | New | Cooling | Electric | Evaporative Central AC | E4 | TRC BC Ratio | 0 | 0 | 0 | 0 | 0 | 0 | 0 | 0 | 0 | 0 | 0 | 0 | 0 | 0 | 0 | 0 | 0 | 0 | 0 | 0 | 0 | 0 | 0 | 0 | 0 | 0 | 0 | 0 | 0 | 0
F2_Commercial_Lodging_New_Cooling_Electric_Evaporative Central AC_E5 | F2 | Commercial | Lodging | New | Cooling | Electric | Evaporative Central AC | E5 | TRC BC Ratio | 0 | 0 | 0 | 0 | 0 | 0 | 0 | 0 | 0 | 0 | 0 | 0 | 0 | 0 | 0 | 0 | 0 | 0 | 0 | 0 | 0 | 0 | 0 | 0 | 0 | 0 | 0 | 0 | 0 | 0
F2_Commercial_Lodging_New_Cooling_Electric_Evaporative Central AC_E6 | F2 | Commercial | Lodging | New | Cooling | Electric | Evaporative Central AC | E6 | TRC BC Ratio | 0 | 0 | 0 | 0 | 0 | 0 | 0 | 0 | 0 | 0 | 0 | 0 | 0 | 0 | 0 | 0 | 0 | 0 | 0 | 0 | 0 | 0 | 0 | 0 | 0 | 0 | 0 | 0 | 0 | 0
F2_Commercial_Lodging_New_Cooling_Electric_Evaporative Central AC_E7 | F2 | Commercial | Lodging | New | Cooling | Electric | Evaporative Central AC | E7 | TRC BC Ratio | 0 | 0 | 0 | 0 | 0 | 0 | 0 | 0 | 0 | 0 | 0 | 0 | 0 | 0 | 0 | 0 | 0 | 0 | 0 | 0 | 0 | 0 | 0 | 0 | 0 | 0 | 0 | 0 | 0 | 0
F2_Commercial_Lodging_New_Cooling_Electric_Evaporative Central AC_E8 | F2 | Commercial | Lodging | New | Cooling | Electric | Evaporative Central AC | E8 | TRC BC Ratio | 0 | 0 | 0 | 0 | 0 | 0 | 0 | 0 | 0 | 0 | 0 | 0 | 0 | 0 | 0 | 0 | 0 | 0 | 0 | 0 | 0 | 0 | 0 | 0 | 0 | 0 | 0 | 0 | 0 | 0
F2_Commercial_Lodging_New_Cooling_Electric_Evaporative Central AC_E9 | F2 | Commercial | Lodging | New | Cooling | Electric | Evaporative Central AC | E9 | TRC BC Ratio | 0 | 0 | 0 | 0 | 0 | 0 | 0 | 0 | 0 | 0 | 0 | 0 | 0 | 0 | 0 | 0 | 0 | 0 | 0 | 0 | 0 | 0 | 0 | 0 | 0 | 0 | 0 | 0 | 0 | 0
F2_Commercial_Lodging_New_Cooling_Electric_Evaporative Central AC_E10 | F2 | Commercial | Lodging | New | Cooling | Electric | Evaporative Central AC | E10 | TRC BC Ratio | 0 | 0 | 0 | 0 | 0 | 0 | 0 | 0 | 0 | 0 | 0 | 0 | 0 | 0 | 0 | 0 | 0 | 0 | 0 | 0 | 0 | 0 | 0 | 0 | 0 | 0 | 0 | 0 | 0 | 0
F3_Commercial_Lodging_New_Cooling_Electric_Evaporative Central AC_E1 | F3 | Commercial | Lodging | New | Cooling | Electric | Evaporative Central AC | E1 | PACT BC Ratio | 0 | 0 | 0 | 0 | 0 | 0 | 0 | 0 | 0 | 0 | 0 | 0 | 0 | 0 | 0 | 0 | 0 | 0 | 0 | 0 | 0 | 0 | 0 | 0 | 0 | 0 | 0 | 0 | 0 | 0
F3_Commercial_Lodging_New_Cooling_Electric_Evaporative Central AC_E2 | F3 | Commercial | Lodging | New | Cooling | Electric | Evaporative Central AC | E2 | PACT BC Ratio | 0 | 0 | 0 | 0 | 0 | 0 | 0 | 0 | 0 | 0 | 0 | 0 | 0 | 0 | 0 | 0 | 0 | 0 | 0 | 0 | 0 | 0 | 0 | 0 | 0 | 0 | 0 | 0 | 0 | 0
F3_Commercial_Lodging_New_Cooling_Electric_Evaporative Central AC_E3 | F3 | Commercial | Lodging | New | Cooling | Electric | Evaporative Central AC | E3 | PACT BC Ratio | 0 | 0 | 0 | 0 | 0 | 0 | 0 | 0 | 0 | 0 | 0 | 0 | 0 | 0 | 0 | 0 | 0 | 0 | 0 | 0 | 0 | 0 | 0 | 0 | 0 | 0 | 0 | 0 | 0 | 0
F3_Commercial_Lodging_New_Cooling_Electric_Evaporative Central AC_E4 | F3 | Commercial | Lodging | New | Cooling | Electric | Evaporative Central AC | E4 | PACT BC Ratio | 0 | 0 | 0 | 0 | 0 | 0 | 0 | 0 | 0 | 0 | 0 | 0 | 0 | 0 | 0 | 0 | 0 | 0 | 0 | 0 | 0 | 0 | 0 | 0 | 0 | 0 | 0 | 0 | 0 | 0
F3_Commercial_Lodging_New_Cooling_Electric_Evaporative Central AC_E5 | F3 | Commercial | Lodging | New | Cooling | Electric | Evaporative Central AC | E5 | PACT BC Ratio | 0 | 0 | 0 | 0 | 0 | 0 | 0 | 0 | 0 | 0 | 0 | 0 | 0 | 0 | 0 | 0 | 0 | 0 | 0 | 0 | 0 | 0 | 0 | 0 | 0 | 0 | 0 | 0 | 0 | 0
F3_Commercial_Lodging_New_Cooling_Electric_Evaporative Central AC_E6 | F3 | Commercial | Lodging | New | Cooling | Electric | Evaporative Central AC | E6 | PACT BC Ratio | 0 | 0 | 0 | 0 | 0 | 0 | 0 | 0 | 0 | 0 | 0 | 0 | 0 | 0 | 0 | 0 | 0 | 0 | 0 | 0 | 0 | 0 | 0 | 0 | 0 | 0 | 0 | 0 | 0 | 0
F3_Commercial_Lodging_New_Cooling_Electric_Evaporative Central AC_E7 | F3 | Commercial | Lodging | New | Cooling | Electric | Evaporative Central AC | E7 | PACT BC Ratio | 0 | 0 | 0 | 0 | 0 | 0 | 0 | 0 | 0 | 0 | 0 | 0 | 0 | 0 | 0 | 0 | 0 | 0 | 0 | 0 | 0 | 0 | 0 | 0 | 0 | 0 | 0 | 0 | 0 | 0
F3_Commercial_Lodging_New_Cooling_Electric_Evaporative Central AC_E8 | F3 | Commercial | Lodging | New | Cooling | Electric | Evaporative Central AC | E8 | PACT BC Ratio | 0 | 0 | 0 | 0 | 0 | 0 | 0 | 0 | 0 | 0 | 0 | 0 | 0 | 0 | 0 | 0 | 0 | 0 | 0 | 0 | 0 | 0 | 0 | 0 | 0 | 0 | 0 | 0 | 0 | 0
F3_Commercial_Lodging_New_Cooling_Electric_Evaporative Central AC_E9 | F3 | Commercial | Lodging | New | Cooling | Electric | Evaporative Central AC | E9 | PACT BC Ratio | 0 | 0 | 0 | 0 | 0 | 0 | 0 | 0 | 0 | 0 | 0 | 0 | 0 | 0 | 0 | 0 | 0 | 0 | 0 | 0 | 0 | 0 | 0 | 0 | 0 | 0 | 0 | 0 | 0 | 0
F3_Commercial_Lodging_New_Cooling_Electric_Evaporative Central AC_E10 | F3 | Commercial | Lodging | New | Cooling | Electric | Evaporative Central AC | E10 | PACT BC Ratio | 0 | 0 | 0 | 0 | 0 | 0 | 0 | 0 | 0 | 0 | 0 | 0 | 0 | 0 | 0 | 0 | 0 | 0 | 0 | 0 | 0 | 0 | 0 | 0 | 0 | 0 | 0 | 0 | 0 | 0
F4_Commercial_Lodging_New_Cooling_Electric_Evaporative Central AC_E1 | F4 | Commercial | Lodging | New | Cooling | Electric | Evaporative Central AC | E1 | RVT BC Ratio | 0 | 0 | 0 | 0 | 0 | 0 | 0 | 0 | 0 | 0 | 0 | 0 | 0 | 0 | 0 | 0 | 0 | 0 | 0 | 0 | 0 | 0 | 0 | 0 | 0 | 0 | 0 | 0 | 0 | 0
F4_Commercial_Lodging_New_Cooling_Electric_Evaporative Central AC_E2 | F4 | Commercial | Lodging | New | Cooling | Electric | Evaporative Central AC | E2 | RVT BC Ratio | 0 | 0 | 0 | 0 | 0 | 0 | 0 | 0 | 0 | 0 | 0 | 0 | 0 | 0 | 0 | 0 | 0 | 0 | 0 | 0 | 0 | 0 | 0 | 0 | 0 | 0 | 0 | 0 | 0 | 0
F4_Commercial_Lodging_New_Cooling_Electric_Evaporative Central AC_E3 | F4 | Commercial | Lodging | New | Cooling | Electric | Evaporative Central AC | E3 | RVT BC Ratio | 0 | 0 | 0 | 0 | 0 | 0 | 0 | 0 | 0 | 0 | 0 | 0 | 0 | 0 | 0 | 0 | 0 | 0 | 0 | 0 | 0 | 0 | 0 | 0 | 0 | 0 | 0 | 0 | 0 | 0
F4_Commercial_Lodging_New_Cooling_Electric_Evaporative Central AC_E4 | F4 | Commercial | Lodging | New | Cooling | Electric | Evaporative Central AC | E4 | RVT BC Ratio | 0 | 0 | 0 | 0 | 0 | 0 | 0 | 0 | 0 | 0 | 0 | 0 | 0 | 0 | 0 | 0 | 0 | 0 | 0 | 0 | 0 | 0 | 0 | 0 | 0 | 0 | 0 | 0 | 0 | 0
F4_Commercial_Lodging_New_Cooling_Electric_Evaporative Central AC_E5 | F4 | Commercial | Lodging | New | Cooling | Electric | Evaporative Central AC | E5 | RVT BC Ratio | 0 | 0 | 0 | 0 | 0 | 0 | 0 | 0 | 0 | 0 | 0 | 0 | 0 | 0 | 0 | 0 | 0 | 0 | 0 | 0 | 0 | 0 | 0 | 0 | 0 | 0 | 0 | 0 | 0 | 0
F4_Commercial_Lodging_New_Cooling_Electric_Evaporative Central AC_E6 | F4 | Commercial | Lodging | New | Cooling | Electric | Evaporative Central AC | E6 | RVT BC Ratio | 0 | 0 | 0 | 0 | 0 | 0 | 0 | 0 | 0 | 0 | 0 | 0 | 0 | 0 | 0 | 0 | 0 | 0 | 0 | 0 | 0 | 0 | 0 | 0 | 0 | 0 | 0 | 0 | 0 | 0
F4_Commercial_Lodging_New_Cooling_Electric_Evaporative Central AC_E7 | F4 | Commercial | Lodging | New | Cooling | Electric | Evaporative Central AC | E7 | RVT BC Ratio | 0 | 0 | 0 | 0 | 0 | 0 | 0 | 0 | 0 | 0 | 0 | 0 | 0 | 0 | 0 | 0 | 0 | 0 | 0 | 0 | 0 | 0 | 0 | 0 | 0 | 0 | 0 | 0 | 0 | 0
F4_Commercial_Lodging_New_Cooling_Electric_Evaporative Central AC_E8 | F4 | Commercial | Lodging | New | Cooling | Electric | Evaporative Central AC | E8 | RVT BC Ratio | 0 | 0 | 0 | 0 | 0 | 0 | 0 | 0 | 0 | 0 | 0 | 0 | 0 | 0 | 0 | 0 | 0 | 0 | 0 | 0 | 0 | 0 | 0 | 0 | 0 | 0 | 0 | 0 | 0 | 0
F4_Commercial_Lodging_New_Cooling_Electric_Evaporative Central AC_E9 | F4 | Commercial | Lodging | New | Cooling | Electric | Evaporative Central AC | E9 | RVT BC Ratio | 0 | 0 | 0 | 0 | 0 | 0 | 0 | 0 | 0 | 0 | 0 | 0 | 0 | 0 | 0 | 0 | 0 | 0 | 0 | 0 | 0 | 0 | 0 | 0 | 0 | 0 | 0 | 0 | 0 | 0
F4_Commercial_Lodging_New_Cooling_Electric_Evaporative Central AC_E10 | F4 | Commercial | Lodging | New | Cooling | Electric | Evaporative Central AC | E10 | RVT BC Ratio | 0 | 0 | 0 | 0 | 0 | 0 | 0 | 0 | 0 | 0 | 0 | 0 | 0 | 0 | 0 | 0 | 0 | 0 | 0 | 0 | 0 | 0 | 0 | 0 | 0 | 0 | 0 | 0 | 0 | 0
F5_Commercial_Lodging_New_Cooling_Electric_Evaporative Central AC_E1 | F5 | Commercial | Lodging | New | Cooling | Electric | Evaporative Central AC | E1 | RIM BC Ratio | 0 | 0 | 0 | 0 | 0 | 0 | 0 | 0 | 0 | 0 | 0 | 0 | 0 | 0 | 0 | 0 | 0 | 0 | 0 | 0 | 0 | 0 | 0 | 0 | 0 | 0 | 0 | 0 | 0 | 0
F5_Commercial_Lodging_New_Cooling_Electric_Evaporative Central AC_E2 | F5 | Commercial | Lodging | New | Cooling | Electric | Evaporative Central AC | E2 | RIM BC Ratio | 0 | 0 | 0 | 0 | 0 | 0 | 0 | 0 | 0 | 0 | 0 | 0 | 0 | 0 | 0 | 0 | 0 | 0 | 0 | 0 | 0 | 0 | 0 | 0 | 0 | 0 | 0 | 0 | 0 | 0
F5_Commercial_Lodging_New_Cooling_Electric_Evaporative Central AC_E3 | F5 | Commercial | Lodging | New | Cooling | Electric | Evaporative Central AC | E3 | RIM BC Ratio | 0 | 0 | 0 | 0 | 0 | 0 | 0 | 0 | 0 | 0 | 0 | 0 | 0 | 0 | 0 | 0 | 0 | 0 | 0 | 0 | 0 | 0 | 0 | 0 | 0 | 0 | 0 | 0 | 0 | 0
F5_Commercial_Lodging_New_Cooling_Electric_Evaporative Central AC_E4 | F5 | Commercial | Lodging | New | Cooling | Electric | Evaporative Central AC | E4 | RIM BC Ratio | 0 | 0 | 0 | 0 | 0 | 0 | 0 | 0 | 0 | 0 | 0 | 0 | 0 | 0 | 0 | 0 | 0 | 0 | 0 | 0 | 0 | 0 | 0 | 0 | 0 | 0 | 0 | 0 | 0 | 0
F5_Commercial_Lodging_New_Cooling_Electric_Evaporative Central AC_E5 | F5 | Commercial | Lodging | New | Cooling | Electric | Evaporative Central AC | E5 | RIM BC Ratio | 0 | 0 | 0 | 0 | 0 | 0 | 0 | 0 | 0 | 0 | 0 | 0 | 0 | 0 | 0 | 0 | 0 | 0 | 0 | 0 | 0 | 0 | 0 | 0 | 0 | 0 | 0 | 0 | 0 | 0
F5_Commercial_Lodging_New_Cooling_Electric_Evaporative Central AC_E6 | F5 | Commercial | Lodging | New | Cooling | Electric | Evaporative Central AC | E6 | RIM BC Ratio | 0 | 0 | 0 | 0 | 0 | 0 | 0 | 0 | 0 | 0 | 0 | 0 | 0 | 0 | 0 | 0 | 0 | 0 | 0 | 0 | 0 | 0 | 0 | 0 | 0 | 0 | 0 | 0 | 0 | 0
F5_Commercial_Lodging_New_Cooling_Electric_Evaporative Central AC_E7 | F5 | Commercial | Lodging | New | Cooling | Electric | Evaporative Central AC | E7 | RIM BC Ratio | 0 | 0 | 0 | 0 | 0 | 0 | 0 | 0 | 0 | 0 | 0 | 0 | 0 | 0 | 0 | 0 | 0 | 0 | 0 | 0 | 0 | 0 | 0 | 0 | 0 | 0 | 0 | 0 | 0 | 0
F5_Commercial_Lodging_New_Cooling_Electric_Evaporative Central AC_E8 | F5 | Commercial | Lodging | New | Cooling | Electric | Evaporative Central AC | E8 | RIM BC Ratio | 0 | 0 | 0 | 0 | 0 | 0 | 0 | 0 | 0 | 0 | 0 | 0 | 0 | 0 | 0 | 0 | 0 | 0 | 0 | 0 | 0 | 0 | 0 | 0 | 0 | 0 | 0 | 0 | 0 | 0
F5_Commercial_Lodging_New_Cooling_Electric_Evaporative Central AC_E9 | F5 | Commercial | Lodging | New | Cooling | Electric | Evaporative Central AC | E9 | RIM BC Ratio | 0 | 0 | 0 | 0 | 0 | 0 | 0 | 0 | 0 | 0 | 0 | 0 | 0 | 0 | 0 | 0 | 0 | 0 | 0 | 0 | 0 | 0 | 0 | 0 | 0 | 0 | 0 | 0 | 0 | 0
F5_Commercial_Lodging_New_Cooling_Electric_Evaporative Central AC_E10 | F5 | Commercial | Lodging | New | Cooling | Electric | Evaporative Central AC | E10 | RIM BC Ratio | 0 | 0 | 0 | 0 | 0 | 0 | 0 | 0 | 0 | 0 | 0 | 0 | 0 | 0 | 0 | 0 | 0 | 0 | 0 | 0 | 0 | 0 | 0 | 0 | 0 | 0 | 0 | 0 | 0 | 0
F0_Commercial_Lodging_New_Cooling_Electric_Air-Source Heat Pump_E0 | F0 | Commercial | Lodging | New | Cooling | Electric | Air-Source Heat Pump | E0 | Economic Unit | 0 | 0 | 0 | 0 | 0 | 0 | 0 | 0 | 0 | 0 | 0 | 0 | 0 | 0 | 0 | 0 | 0 | 0 | 0 | 0 | 0 | 0 | 0 | 0 | 0 | 0 | 0 | 0 | 0 | 0
F1_Commercial_Lodging_New_Cooling_Electric_Air-Source Heat Pump_E1 | F1 | Commercial | Lodging | New | Cooling | Electric | Air-Source Heat Pump | E1 | CCE | 0 | 0 | 0 | 0 | 0 | 0 | 0 | 0 | 0 | 0 | 0 | 0 | 0 | 0 | 0 | 0 | 0 | 0 | 0 | 0 | 0 | 0 | 0 | 0 | 0 | 0 | 0 | 0 | 0 | 0
F1_Commercial_Lodging_New_Cooling_Electric_Air-Source Heat Pump_E2 | F1 | Commercial | Lodging | New | Cooling | Electric | Air-Source Heat Pump | E2 | CCE | 0 | 0 | 0 | 0 | 0 | 0 | 0 | 0 | 0 | 0 | 0 | 0 | 0 | 0 | 0 | 0 | 0 | 0 | 0 | 0 | 0 | 0 | 0 | 0 | 0 | 0 | 0 | 0 | 0 | 0
F1_Commercial_Lodging_New_Cooling_Electric_Air-Source Heat Pump_E3 | F1 | Commercial | Lodging | New | Cooling | Electric | Air-Source Heat Pump | E3 | CCE | 0 | 0 | 0 | 0 | 0 | 0 | 0 | 0 | 0 | 0 | 0 | 0 | 0 | 0 | 0 | 0 | 0 | 0 | 0 | 0 | 0 | 0 | 0 | 0 | 0 | 0 | 0 | 0 | 0 | 0
F1_Commercial_Lodging_New_Cooling_Electric_Air-Source Heat Pump_E4 | F1 | Commercial | Lodging | New | Cooling | Electric | Air-Source Heat Pump | E4 | CCE | 0 | 0 | 0 | 0 | 0 | 0 | 0 | 0 | 0 | 0 | 0 | 0 | 0 | 0 | 0 | 0 | 0 | 0 | 0 | 0 | 0 | 0 | 0 | 0 | 0 | 0 | 0 | 0 | 0 | 0
F1_Commercial_Lodging_New_Cooling_Electric_Air-Source Heat Pump_E5 | F1 | Commercial | Lodging | New | Cooling | Electric | Air-Source Heat Pump | E5 | CCE | 0 | 0 | 0 | 0 | 0 | 0 | 0 | 0 | 0 | 0 | 0 | 0 | 0 | 0 | 0 | 0 | 0 | 0 | 0 | 0 | 0 | 0 | 0 | 0 | 0 | 0 | 0 | 0 | 0 | 0
F1_Commercial_Lodging_New_Cooling_Electric_Air-Source Heat Pump_E6 | F1 | Commercial | Lodging | New | Cooling | Electric | Air-Source Heat Pump | E6 | CCE | 0 | 0 | 0 | 0 | 0 | 0 | 0 | 0 | 0 | 0 | 0 | 0 | 0 | 0 | 0 | 0 | 0 | 0 | 0 | 0 | 0 | 0 | 0 | 0 | 0 | 0 | 0 | 0 | 0 | 0
F1_Commercial_Lodging_New_Cooling_Electric_Air-Source Heat Pump_E7 | F1 | Commercial | Lodging | New | Cooling | Electric | Air-Source Heat Pump | E7 | CCE | 0 | 0 | 0 | 0 | 0 | 0 | 0 | 0 | 0 | 0 | 0 | 0 | 0 | 0 | 0 | 0 | 0 | 0 | 0 | 0 | 0 | 0 | 0 | 0 | 0 | 0 | 0 | 0 | 0 | 0
F1_Commercial_Lodging_New_Cooling_Electric_Air-Source Heat Pump_E8 | F1 | Commercial | Lodging | New | Cooling | Electric | Air-Source Heat Pump | E8 | CCE | 0 | 0 | 0 | 0 | 0 | 0 | 0 | 0 | 0 | 0 | 0 | 0 | 0 | 0 | 0 | 0 | 0 | 0 | 0 | 0 | 0 | 0 | 0 | 0 | 0 | 0 | 0 | 0 | 0 | 0
F1_Commercial_Lodging_New_Cooling_Electric_Air-Source Heat Pump_E9 | F1 | Commercial | Lodging | New | Cooling | Electric | Air-Source Heat Pump | E9 | CCE | 0 | 0 | 0 | 0 | 0 | 0 | 0 | 0 | 0 | 0 | 0 | 0 | 0 | 0 | 0 | 0 | 0 | 0 | 0 | 0 | 0 | 0 | 0 | 0 | 0 | 0 | 0 | 0 | 0 | 0
F1_Commercial_Lodging_New_Cooling_Electric_Air-Source Heat Pump_E10 | F1 | Commercial | Lodging | New | Cooling | Electric | Air-Source Heat Pump | E10 | CCE | 0 | 0 | 0 | 0 | 0 | 0 | 0 | 0 | 0 | 0 | 0 | 0 | 0 | 0 | 0 | 0 | 0 | 0 | 0 | 0 | 0 | 0 | 0 | 0 | 0 | 0 | 0 | 0 | 0 | 0
F2_Commercial_Lodging_New_Cooling_Electric_Air-Source Heat Pump_E1 | F2 | Commercial | Lodging | New | Cooling | Electric | Air-Source Heat Pump | E1 | TRC BC Ratio | 0 | 0 | 0 | 0 | 0 | 0 | 0 | 0 | 0 | 0 | 0 | 0 | 0 | 0 | 0 | 0 | 0 | 0 | 0 | 0 | 0 | 0 | 0 | 0 | 0 | 0 | 0 | 0 | 0 | 0
F2_Commercial_Lodging_New_Cooling_Electric_Air-Source Heat Pump_E2 | F2 | Commercial | Lodging | New | Cooling | Electric | Air-Source Heat Pump | E2 | TRC BC Ratio | 0 | 0 | 0 | 0 | 0 | 0 | 0 | 0 | 0 | 0 | 0 | 0 | 0 | 0 | 0 | 0 | 0 | 0 | 0 | 0 | 0 | 0 | 0 | 0 | 0 | 0 | 0 | 0 | 0 | 0
F2_Commercial_Lodging_New_Cooling_Electric_Air-Source Heat Pump_E3 | F2 | Commercial | Lodging | New | Cooling | Electric | Air-Source Heat Pump | E3 | TRC BC Ratio | 0 | 0 | 0 | 0 | 0 | 0 | 0 | 0 | 0 | 0 | 0 | 0 | 0 | 0 | 0 | 0 | 0 | 0 | 0 | 0 | 0 | 0 | 0 | 0 | 0 | 0 | 0 | 0 | 0 | 0
F2_Commercial_Lodging_New_Cooling_Electric_Air-Source Heat Pump_E4 | F2 | Commercial | Lodging | New | Cooling | Electric | Air-Source Heat Pump | E4 | TRC BC Ratio | 0 | 0 | 0 | 0 | 0 | 0 | 0 | 0 | 0 | 0 | 0 | 0 | 0 | 0 | 0 | 0 | 0 | 0 | 0 | 0 | 0 | 0 | 0 | 0 | 0 | 0 | 0 | 0 | 0 | 0
F2_Commercial_Lodging_New_Cooling_Electric_Air-Source Heat Pump_E5 | F2 | Commercial | Lodging | New | Cooling | Electric | Air-Source Heat Pump | E5 | TRC BC Ratio | 0 | 0 | 0 | 0 | 0 | 0 | 0 | 0 | 0 | 0 | 0 | 0 | 0 | 0 | 0 | 0 | 0 | 0 | 0 | 0 | 0 | 0 | 0 | 0 | 0 | 0 | 0 | 0 | 0 | 0
F2_Commercial_Lodging_New_Cooling_Electric_Air-Source Heat Pump_E6 | F2 | Commercial | Lodging | New | Cooling | Electric | Air-Source Heat Pump | E6 | TRC BC Ratio | 0 | 0 | 0 | 0 | 0 | 0 | 0 | 0 | 0 | 0 | 0 | 0 | 0 | 0 | 0 | 0 | 0 | 0 | 0 | 0 | 0 | 0 | 0 | 0 | 0 | 0 | 0 | 0 | 0 | 0
F2_Commercial_Lodging_New_Cooling_Electric_Air-Source Heat Pump_E7 | F2 | Commercial | Lodging | New | Cooling | Electric | Air-Source Heat Pump | E7 | TRC BC Ratio | 0 | 0 | 0 | 0 | 0 | 0 | 0 | 0 | 0 | 0 | 0 | 0 | 0 | 0 | 0 | 0 | 0 | 0 | 0 | 0 | 0 | 0 | 0 | 0 | 0 | 0 | 0 | 0 | 0 | 0
F2_Commercial_Lodging_New_Cooling_Electric_Air-Source Heat Pump_E8 | F2 | Commercial | Lodging | New | Cooling | Electric | Air-Source Heat Pump | E8 | TRC BC Ratio | 0 | 0 | 0 | 0 | 0 | 0 | 0 | 0 | 0 | 0 | 0 | 0 | 0 | 0 | 0 | 0 | 0 | 0 | 0 | 0 | 0 | 0 | 0 | 0 | 0 | 0 | 0 | 0 | 0 | 0
F2_Commercial_Lodging_New_Cooling_Electric_Air-Source Heat Pump_E9 | F2 | Commercial | Lodging | New | Cooling | Electric | Air-Source Heat Pump | E9 | TRC BC Ratio | 0 | 0 | 0 | 0 | 0 | 0 | 0 | 0 | 0 | 0 | 0 | 0 | 0 | 0 | 0 | 0 | 0 | 0 | 0 | 0 | 0 | 0 | 0 | 0 | 0 | 0 | 0 | 0 | 0 | 0
F2_Commercial_Lodging_New_Cooling_Electric_Air-Source Heat Pump_E10 | F2 | Commercial | Lodging | New | Cooling | Electric | Air-Source Heat Pump | E10 | TRC BC Ratio | 0 | 0 | 0 | 0 | 0 | 0 | 0 | 0 | 0 | 0 | 0 | 0 | 0 | 0 | 0 | 0 | 0 | 0 | 0 | 0 | 0 | 0 | 0 | 0 | 0 | 0 | 0 | 0 | 0 | 0
F3_Commercial_Lodging_New_Cooling_Electric_Air-Source Heat Pump_E1 | F3 | Commercial | Lodging | New | Cooling | Electric | Air-Source Heat Pump | E1 | PACT BC Ratio | 0 | 0 | 0 | 0 | 0 | 0 | 0 | 0 | 0 | 0 | 0 | 0 | 0 | 0 | 0 | 0 | 0 | 0 | 0 | 0 | 0 | 0 | 0 | 0 | 0 | 0 | 0 | 0 | 0 | 0
F3_Commercial_Lodging_New_Cooling_Electric_Air-Source Heat Pump_E2 | F3 | Commercial | Lodging | New | Cooling | Electric | Air-Source Heat Pump | E2 | PACT BC Ratio | 0 | 0 | 0 | 0 | 0 | 0 | 0 | 0 | 0 | 0 | 0 | 0 | 0 | 0 | 0 | 0 | 0 | 0 | 0 | 0 | 0 | 0 | 0 | 0 | 0 | 0 | 0 | 0 | 0 | 0
F3_Commercial_Lodging_New_Cooling_Electric_Air-Source Heat Pump_E3 | F3 | Commercial | Lodging | New | Cooling | Electric | Air-Source Heat Pump | E3 | PACT BC Ratio | 0 | 0 | 0 | 0 | 0 | 0 | 0 | 0 | 0 | 0 | 0 | 0 | 0 | 0 | 0 | 0 | 0 | 0 | 0 | 0 | 0 | 0 | 0 | 0 | 0 | 0 | 0 | 0 | 0 | 0
F3_Commercial_Lodging_New_Cooling_Electric_Air-Source Heat Pump_E4 | F3 | Commercial | Lodging | New | Cooling | Electric | Air-Source Heat Pump | E4 | PACT BC Ratio | 0 | 0 | 0 | 0 | 0 | 0 | 0 | 0 | 0 | 0 | 0 | 0 | 0 | 0 | 0 | 0 | 0 | 0 | 0 | 0 | 0 | 0 | 0 | 0 | 0 | 0 | 0 | 0 | 0 | 0
F3_Commercial_Lodging_New_Cooling_Electric_Air-Source Heat Pump_E5 | F3 | Commercial | Lodging | New | Cooling | Electric | Air-Source Heat Pump | E5 | PACT BC Ratio | 0 | 0 | 0 | 0 | 0 | 0 | 0 | 0 | 0 | 0 | 0 | 0 | 0 | 0 | 0 | 0 | 0 | 0 | 0 | 0 | 0 | 0 | 0 | 0 | 0 | 0 | 0 | 0 | 0 | 0
F3_Commercial_Lodging_New_Cooling_Electric_Air-Source Heat Pump_E6 | F3 | Commercial | Lodging | New | Cooling | Electric | Air-Source Heat Pump | E6 | PACT BC Ratio | 0 | 0 | 0 | 0 | 0 | 0 | 0 | 0 | 0 | 0 | 0 | 0 | 0 | 0 | 0 | 0 | 0 | 0 | 0 | 0 | 0 | 0 | 0 | 0 | 0 | 0 | 0 | 0 | 0 | 0
F3_Commercial_Lodging_New_Cooling_Electric_Air-Source Heat Pump_E7 | F3 | Commercial | Lodging | New | Cooling | Electric | Air-Source Heat Pump | E7 | PACT BC Ratio | 0 | 0 | 0 | 0 | 0 | 0 | 0 | 0 | 0 | 0 | 0 | 0 | 0 | 0 | 0 | 0 | 0 | 0 | 0 | 0 | 0 | 0 | 0 | 0 | 0 | 0 | 0 | 0 | 0 | 0
F3_Commercial_Lodging_New_Cooling_Electric_Air-Source Heat Pump_E8 | F3 | Commercial | Lodging | New | Cooling | Electric | Air-Source Heat Pump | E8 | PACT BC Ratio | 0 | 0 | 0 | 0 | 0 | 0 | 0 | 0 | 0 | 0 | 0 | 0 | 0 | 0 | 0 | 0 | 0 | 0 | 0 | 0 | 0 | 0 | 0 | 0 | 0 | 0 | 0 | 0 | 0 | 0
F3_Commercial_Lodging_New_Cooling_Electric_Air-Source Heat Pump_E9 | F3 | Commercial | Lodging | New | Cooling | Electric | Air-Source Heat Pump | E9 | PACT BC Ratio | 0 | 0 | 0 | 0 | 0 | 0 | 0 | 0 | 0 | 0 | 0 | 0 | 0 | 0 | 0 | 0 | 0 | 0 | 0 | 0 | 0 | 0 | 0 | 0 | 0 | 0 | 0 | 0 | 0 | 0
F3_Commercial_Lodging_New_Cooling_Electric_Air-Source Heat Pump_E10 | F3 | Commercial | Lodging | New | Cooling | Electric | Air-Source Heat Pump | E10 | PACT BC Ratio | 0 | 0 | 0 | 0 | 0 | 0 | 0 | 0 | 0 | 0 | 0 | 0 | 0 | 0 | 0 | 0 | 0 | 0 | 0 | 0 | 0 | 0 | 0 | 0 | 0 | 0 | 0 | 0 | 0 | 0
F4_Commercial_Lodging_New_Cooling_Electric_Air-Source Heat Pump_E1 | F4 | Commercial | Lodging | New | Cooling | Electric | Air-Source Heat Pump | E1 | RVT BC Ratio | 0 | 0 | 0 | 0 | 0 | 0 | 0 | 0 | 0 | 0 | 0 | 0 | 0 | 0 | 0 | 0 | 0 | 0 | 0 | 0 | 0 | 0 | 0 | 0 | 0 | 0 | 0 | 0 | 0 | 0
F4_Commercial_Lodging_New_Cooling_Electric_Air-Source Heat Pump_E2 | F4 | Commercial | Lodging | New | Cooling | Electric | Air-Source Heat Pump | E2 | RVT BC Ratio | 0 | 0 | 0 | 0 | 0 | 0 | 0 | 0 | 0 | 0 | 0 | 0 | 0 | 0 | 0 | 0 | 0 | 0 | 0 | 0 | 0 | 0 | 0 | 0 | 0 | 0 | 0 | 0 | 0 | 0
F4_Commercial_Lodging_New_Cooling_Electric_Air-Source Heat Pump_E3 | F4 | Commercial | Lodging | New | Cooling | Electric | Air-Source Heat Pump | E3 | RVT BC Ratio | 0 | 0 | 0 | 0 | 0 | 0 | 0 | 0 | 0 | 0 | 0 | 0 | 0 | 0 | 0 | 0 | 0 | 0 | 0 | 0 | 0 | 0 | 0 | 0 | 0 | 0 | 0 | 0 | 0 | 0
F4_Commercial_Lodging_New_Cooling_Electric_Air-Source Heat Pump_E4 | F4 | Commercial | Lodging | New | Cooling | Electric | Air-Source Heat Pump | E4 | RVT BC Ratio | 0 | 0 | 0 | 0 | 0 | 0 | 0 | 0 | 0 | 0 | 0 | 0 | 0 | 0 | 0 | 0 | 0 | 0 | 0 | 0 | 0 | 0 | 0 | 0 | 0 | 0 | 0 | 0 | 0 | 0
F4_Commercial_Lodging_New_Cooling_Electric_Air-Source Heat Pump_E5 | F4 | Commercial | Lodging | New | Cooling | Electric | Air-Source Heat Pump | E5 | RVT BC Ratio | 0 | 0 | 0 | 0 | 0 | 0 | 0 | 0 | 0 | 0 | 0 | 0 | 0 | 0 | 0 | 0 | 0 | 0 | 0 | 0 | 0 | 0 | 0 | 0 | 0 | 0 | 0 | 0 | 0 | 0
F4_Commercial_Lodging_New_Cooling_Electric_Air-Source Heat Pump_E6 | F4 | Commercial | Lodging | New | Cooling | Electric | Air-Source Heat Pump | E6 | RVT BC Ratio | 0 | 0 | 0 | 0 | 0 | 0 | 0 | 0 | 0 | 0 | 0 | 0 | 0 | 0 | 0 | 0 | 0 | 0 | 0 | 0 | 0 | 0 | 0 | 0 | 0 | 0 | 0 | 0 | 0 | 0
F4_Commercial_Lodging_New_Cooling_Electric_Air-Source Heat Pump_E7 | F4 | Commercial | Lodging | New | Cooling | Electric | Air-Source Heat Pump | E7 | RVT BC Ratio | 0 | 0 | 0 | 0 | 0 | 0 | 0 | 0 | 0 | 0 | 0 | 0 | 0 | 0 | 0 | 0 | 0 | 0 | 0 | 0 | 0 | 0 | 0 | 0 | 0 | 0 | 0 | 0 | 0 | 0
F4_Commercial_Lodging_New_Cooling_Electric_Air-Source Heat Pump_E8 | F4 | Commercial | Lodging | New | Cooling | Electric | Air-Source Heat Pump | E8 | RVT BC Ratio | 0 | 0 | 0 | 0 | 0 | 0 | 0 | 0 | 0 | 0 | 0 | 0 | 0 | 0 | 0 | 0 | 0 | 0 | 0 | 0 | 0 | 0 | 0 | 0 | 0 | 0 | 0 | 0 | 0 | 0
F4_Commercial_Lodging_New_Cooling_Electric_Air-Source Heat Pump_E9 | F4 | Commercial | Lodging | New | Cooling | Electric | Air-Source Heat Pump | E9 | RVT BC Ratio | 0 | 0 | 0 | 0 | 0 | 0 | 0 | 0 | 0 | 0 | 0 | 0 | 0 | 0 | 0 | 0 | 0 | 0 | 0 | 0 | 0 | 0 | 0 | 0 | 0 | 0 | 0 | 0 | 0 | 0
F4_Commercial_Lodging_New_Cooling_Electric_Air-Source Heat Pump_E10 | F4 | Commercial | Lodging | New | Cooling | Electric | Air-Source Heat Pump | E10 | RVT BC Ratio | 0 | 0 | 0 | 0 | 0 | 0 | 0 | 0 | 0 | 0 | 0 | 0 | 0 | 0 | 0 | 0 | 0 | 0 | 0 | 0 | 0 | 0 | 0 | 0 | 0 | 0 | 0 | 0 | 0 | 0
F5_Commercial_Lodging_New_Cooling_Electric_Air-Source Heat Pump_E1 | F5 | Commercial | Lodging | New | Cooling | Electric | Air-Source Heat Pump | E1 | RIM BC Ratio | 0 | 0 | 0 | 0 | 0 | 0 | 0 | 0 | 0 | 0 | 0 | 0 | 0 | 0 | 0 | 0 | 0 | 0 | 0 | 0 | 0 | 0 | 0 | 0 | 0 | 0 | 0 | 0 | 0 | 0
F5_Commercial_Lodging_New_Cooling_Electric_Air-Source Heat Pump_E2 | F5 | Commercial | Lodging | New | Cooling | Electric | Air-Source Heat Pump | E2 | RIM BC Ratio | 0 | 0 | 0 | 0 | 0 | 0 | 0 | 0 | 0 | 0 | 0 | 0 | 0 | 0 | 0 | 0 | 0 | 0 | 0 | 0 | 0 | 0 | 0 | 0 | 0 | 0 | 0 | 0 | 0 | 0
F5_Commercial_Lodging_New_Cooling_Electric_Air-Source Heat Pump_E3 | F5 | Commercial | Lodging | New | Cooling | Electric | Air-Source Heat Pump | E3 | RIM BC Ratio | 0 | 0 | 0 | 0 | 0 | 0 | 0 | 0 | 0 | 0 | 0 | 0 | 0 | 0 | 0 | 0 | 0 | 0 | 0 | 0 | 0 | 0 | 0 | 0 | 0 | 0 | 0 | 0 | 0 | 0
F5_Commercial_Lodging_New_Cooling_Electric_Air-Source Heat Pump_E4 | F5 | Commercial | Lodging | New | Cooling | Electric | Air-Source Heat Pump | E4 | RIM BC Ratio | 0 | 0 | 0 | 0 | 0 | 0 | 0 | 0 | 0 | 0 | 0 | 0 | 0 | 0 | 0 | 0 | 0 | 0 | 0 | 0 | 0 | 0 | 0 | 0 | 0 | 0 | 0 | 0 | 0 | 0
F5_Commercial_Lodging_New_Cooling_Electric_Air-Source Heat Pump_E5 | F5 | Commercial | Lodging | New | Cooling | Electric | Air-Source Heat Pump | E5 | RIM BC Ratio | 0 | 0 | 0 | 0 | 0 | 0 | 0 | 0 | 0 | 0 | 0 | 0 | 0 | 0 | 0 | 0 | 0 | 0 | 0 | 0 | 0 | 0 | 0 | 0 | 0 | 0 | 0 | 0 | 0 | 0
F5_Commercial_Lodging_New_Cooling_Electric_Air-Source Heat Pump_E6 | F5 | Commercial | Lodging | New | Cooling | Electric | Air-Source Heat Pump | E6 | RIM BC Ratio | 0 | 0 | 0 | 0 | 0 | 0 | 0 | 0 | 0 | 0 | 0 | 0 | 0 | 0 | 0 | 0 | 0 | 0 | 0 | 0 | 0 | 0 | 0 | 0 | 0 | 0 | 0 | 0 | 0 | 0
F5_Commercial_Lodging_New_Cooling_Electric_Air-Source Heat Pump_E7 | F5 | Commercial | Lodging | New | Cooling | Electric | Air-Source Heat Pump | E7 | RIM BC Ratio | 0 | 0 | 0 | 0 | 0 | 0 | 0 | 0 | 0 | 0 | 0 | 0 | 0 | 0 | 0 | 0 | 0 | 0 | 0 | 0 | 0 | 0 | 0 | 0 | 0 | 0 | 0 | 0 | 0 | 0
F5_Commercial_Lodging_New_Cooling_Electric_Air-Source Heat Pump_E8 | F5 | Commercial | Lodging | New | Cooling | Electric | Air-Source Heat Pump | E8 | RIM BC Ratio | 0 | 0 | 0 | 0 | 0 | 0 | 0 | 0 | 0 | 0 | 0 | 0 | 0 | 0 | 0 | 0 | 0 | 0 | 0 | 0 | 0 | 0 | 0 | 0 | 0 | 0 | 0 | 0 | 0 | 0
F5_Commercial_Lodging_New_Cooling_Electric_Air-Source Heat Pump_E9 | F5 | Commercial | Lodging | New | Cooling | Electric | Air-Source Heat Pump | E9 | RIM BC Ratio | 0 | 0 | 0 | 0 | 0 | 0 | 0 | 0 | 0 | 0 | 0 | 0 | 0 | 0 | 0 | 0 | 0 | 0 | 0 | 0 | 0 | 0 | 0 | 0 | 0 | 0 | 0 | 0 | 0 | 0
F5_Commercial_Lodging_New_Cooling_Electric_Air-Source Heat Pump_E10 | F5 | Commercial | Lodging | New | Cooling | Electric | Air-Source Heat Pump | E10 | RIM BC Ratio | 0 | 0 | 0 | 0 | 0 | 0 | 0 | 0 | 0 | 0 | 0 | 0 | 0 | 0 | 0 | 0 | 0 | 0 | 0 | 0 | 0 | 0 | 0 | 0 | 0 | 0 | 0 | 0 | 0 | 0
F0_Commercial_Lodging_New_Cooling_Electric_Geothermal Heat Pump_E0 | F0 | Commercial | Lodging | New | Cooling | Electric | Geothermal Heat Pump | E0 | Economic Unit | 0 | 0 | 0 | 0 | 0 | 0 | 0 | 0 | 0 | 0 | 0 | 0 | 0 | 0 | 0 | 0 | 0 | 0 | 0 | 0 | 0 | 0 | 0 | 0 | 0 | 0 | 0 | 0 | 0 | 0
F1_Commercial_Lodging_New_Cooling_Electric_Geothermal Heat Pump_E1 | F1 | Commercial | Lodging | New | Cooling | Electric | Geothermal Heat Pump | E1 | CCE | 0 | 0 | 0 | 0 | 0 | 0 | 0 | 0 | 0 | 0 | 0 | 0 | 0 | 0 | 0 | 0 | 0 | 0 | 0 | 0 | 0 | 0 | 0 | 0 | 0 | 0 | 0 | 0 | 0 | 0
F1_Commercial_Lodging_New_Cooling_Electric_Geothermal Heat Pump_E2 | F1 | Commercial | Lodging | New | Cooling | Electric | Geothermal Heat Pump | E2 | CCE | 0 | 0 | 0 | 0 | 0 | 0 | 0 | 0 | 0 | 0 | 0 | 0 | 0 | 0 | 0 | 0 | 0 | 0 | 0 | 0 | 0 | 0 | 0 | 0 | 0 | 0 | 0 | 0 | 0 | 0
F1_Commercial_Lodging_New_Cooling_Electric_Geothermal Heat Pump_E3 | F1 | Commercial | Lodging | New | Cooling | Electric | Geothermal Heat Pump | E3 | CCE | 0 | 0 | 0 | 0 | 0 | 0 | 0 | 0 | 0 | 0 | 0 | 0 | 0 | 0 | 0 | 0 | 0 | 0 | 0 | 0 | 0 | 0 | 0 | 0 | 0 | 0 | 0 | 0 | 0 | 0
F1_Commercial_Lodging_New_Cooling_Electric_Geothermal Heat Pump_E4 | F1 | Commercial | Lodging | New | Cooling | Electric | Geothermal Heat Pump | E4 | CCE | 0 | 0 | 0 | 0 | 0 | 0 | 0 | 0 | 0 | 0 | 0 | 0 | 0 | 0 | 0 | 0 | 0 | 0 | 0 | 0 | 0 | 0 | 0 | 0 | 0 | 0 | 0 | 0 | 0 | 0
F1_Commercial_Lodging_New_Cooling_Electric_Geothermal Heat Pump_E5 | F1 | Commercial | Lodging | New | Cooling | Electric | Geothermal Heat Pump | E5 | CCE | 0 | 0 | 0 | 0 | 0 | 0 | 0 | 0 | 0 | 0 | 0 | 0 | 0 | 0 | 0 | 0 | 0 | 0 | 0 | 0 | 0 | 0 | 0 | 0 | 0 | 0 | 0 | 0 | 0 | 0
F1_Commercial_Lodging_New_Cooling_Electric_Geothermal Heat Pump_E6 | F1 | Commercial | Lodging | New | Cooling | Electric | Geothermal Heat Pump | E6 | CCE | 0 | 0 | 0 | 0 | 0 | 0 | 0 | 0 | 0 | 0 | 0 | 0 | 0 | 0 | 0 | 0 | 0 | 0 | 0 | 0 | 0 | 0 | 0 | 0 | 0 | 0 | 0 | 0 | 0 | 0
F1_Commercial_Lodging_New_Cooling_Electric_Geothermal Heat Pump_E7 | F1 | Commercial | Lodging | New | Cooling | Electric | Geothermal Heat Pump | E7 | CCE | 0 | 0 | 0 | 0 | 0 | 0 | 0 | 0 | 0 | 0 | 0 | 0 | 0 | 0 | 0 | 0 | 0 | 0 | 0 | 0 | 0 | 0 | 0 | 0 | 0 | 0 | 0 | 0 | 0 | 0
F1_Commercial_Lodging_New_Cooling_Electric_Geothermal Heat Pump_E8 | F1 | Commercial | Lodging | New | Cooling | Electric | Geothermal Heat Pump | E8 | CCE | 0 | 0 | 0 | 0 | 0 | 0 | 0 | 0 | 0 | 0 | 0 | 0 | 0 | 0 | 0 | 0 | 0 | 0 | 0 | 0 | 0 | 0 | 0 | 0 | 0 | 0 | 0 | 0 | 0 | 0
F1_Commercial_Lodging_New_Cooling_Electric_Geothermal Heat Pump_E9 | F1 | Commercial | Lodging | New | Cooling | Electric | Geothermal Heat Pump | E9 | CCE | 0 | 0 | 0 | 0 | 0 | 0 | 0 | 0 | 0 | 0 | 0 | 0 | 0 | 0 | 0 | 0 | 0 | 0 | 0 | 0 | 0 | 0 | 0 | 0 | 0 | 0 | 0 | 0 | 0 | 0
F1_Commercial_Lodging_New_Cooling_Electric_Geothermal Heat Pump_E10 | F1 | Commercial | Lodging | New | Cooling | Electric | Geothermal Heat Pump | E10 | CCE | 0 | 0 | 0 | 0 | 0 | 0 | 0 | 0 | 0 | 0 | 0 | 0 | 0 | 0 | 0 | 0 | 0 | 0 | 0 | 0 | 0 | 0 | 0 | 0 | 0 | 0 | 0 | 0 | 0 | 0
F2_Commercial_Lodging_New_Cooling_Electric_Geothermal Heat Pump_E1 | F2 | Commercial | Lodging | New | Cooling | Electric | Geothermal Heat Pump | E1 | TRC BC Ratio | 0 | 0 | 0 | 0 | 0 | 0 | 0 | 0 | 0 | 0 | 0 | 0 | 0 | 0 | 0 | 0 | 0 | 0 | 0 | 0 | 0 | 0 | 0 | 0 | 0 | 0 | 0 | 0 | 0 | 0
F2_Commercial_Lodging_New_Cooling_Electric_Geothermal Heat Pump_E2 | F2 | Commercial | Lodging | New | Cooling | Electric | Geothermal Heat Pump | E2 | TRC BC Ratio | 0 | 0 | 0 | 0 | 0 | 0 | 0 | 0 | 0 | 0 | 0 | 0 | 0 | 0 | 0 | 0 | 0 | 0 | 0 | 0 | 0 | 0 | 0 | 0 | 0 | 0 | 0 | 0 | 0 | 0
F2_Commercial_Lodging_New_Cooling_Electric_Geothermal Heat Pump_E3 | F2 | Commercial | Lodging | New | Cooling | Electric | Geothermal Heat Pump | E3 | TRC BC Ratio | 0 | 0 | 0 | 0 | 0 | 0 | 0 | 0 | 0 | 0 | 0 | 0 | 0 | 0 | 0 | 0 | 0 | 0 | 0 | 0 | 0 | 0 | 0 | 0 | 0 | 0 | 0 | 0 | 0 | 0
F2_Commercial_Lodging_New_Cooling_Electric_Geothermal Heat Pump_E4 | F2 | Commercial | Lodging | New | Cooling | Electric | Geothermal Heat Pump | E4 | TRC BC Ratio | 0 | 0 | 0 | 0 | 0 | 0 | 0 | 0 | 0 | 0 | 0 | 0 | 0 | 0 | 0 | 0 | 0 | 0 | 0 | 0 | 0 | 0 | 0 | 0 | 0 | 0 | 0 | 0 | 0 | 0
F2_Commercial_Lodging_New_Cooling_Electric_Geothermal Heat Pump_E5 | F2 | Commercial | Lodging | New | Cooling | Electric | Geothermal Heat Pump | E5 | TRC BC Ratio | 0 | 0 | 0 | 0 | 0 | 0 | 0 | 0 | 0 | 0 | 0 | 0 | 0 | 0 | 0 | 0 | 0 | 0 | 0 | 0 | 0 | 0 | 0 | 0 | 0 | 0 | 0 | 0 | 0 | 0
F2_Commercial_Lodging_New_Cooling_Electric_Geothermal Heat Pump_E6 | F2 | Commercial | Lodging | New | Cooling | Electric | Geothermal Heat Pump | E6 | TRC BC Ratio | 0 | 0 | 0 | 0 | 0 | 0 | 0 | 0 | 0 | 0 | 0 | 0 | 0 | 0 | 0 | 0 | 0 | 0 | 0 | 0 | 0 | 0 | 0 | 0 | 0 | 0 | 0 | 0 | 0 | 0
F2_Commercial_Lodging_New_Cooling_Electric_Geothermal Heat Pump_E7 | F2 | Commercial | Lodging | New | Cooling | Electric | Geothermal Heat Pump | E7 | TRC BC Ratio | 0 | 0 | 0 | 0 | 0 | 0 | 0 | 0 | 0 | 0 | 0 | 0 | 0 | 0 | 0 | 0 | 0 | 0 | 0 | 0 | 0 | 0 | 0 | 0 | 0 | 0 | 0 | 0 | 0 | 0
F2_Commercial_Lodging_New_Cooling_Electric_Geothermal Heat Pump_E8 | F2 | Commercial | Lodging | New | Cooling | Electric | Geothermal Heat Pump | E8 | TRC BC Ratio | 0 | 0 | 0 | 0 | 0 | 0 | 0 | 0 | 0 | 0 | 0 | 0 | 0 | 0 | 0 | 0 | 0 | 0 | 0 | 0 | 0 | 0 | 0 | 0 | 0 | 0 | 0 | 0 | 0 | 0
F2_Commercial_Lodging_New_Cooling_Electric_Geothermal Heat Pump_E9 | F2 | Commercial | Lodging | New | Cooling | Electric | Geothermal Heat Pump | E9 | TRC BC Ratio | 0 | 0 | 0 | 0 | 0 | 0 | 0 | 0 | 0 | 0 | 0 | 0 | 0 | 0 | 0 | 0 | 0 | 0 | 0 | 0 | 0 | 0 | 0 | 0 | 0 | 0 | 0 | 0 | 0 | 0
F2_Commercial_Lodging_New_Cooling_Electric_Geothermal Heat Pump_E10 | F2 | Commercial | Lodging | New | Cooling | Electric | Geothermal Heat Pump | E10 | TRC BC Ratio | 0 | 0 | 0 | 0 | 0 | 0 | 0 | 0 | 0 | 0 | 0 | 0 | 0 | 0 | 0 | 0 | 0 | 0 | 0 | 0 | 0 | 0 | 0 | 0 | 0 | 0 | 0 | 0 | 0 | 0
F3_Commercial_Lodging_New_Cooling_Electric_Geothermal Heat Pump_E1 | F3 | Commercial | Lodging | New | Cooling | Electric | Geothermal Heat Pump | E1 | PACT BC Ratio | 0 | 0 | 0 | 0 | 0 | 0 | 0 | 0 | 0 | 0 | 0 | 0 | 0 | 0 | 0 | 0 | 0 | 0 | 0 | 0 | 0 | 0 | 0 | 0 | 0 | 0 | 0 | 0 | 0 | 0
F3_Commercial_Lodging_New_Cooling_Electric_Geothermal Heat Pump_E2 | F3 | Commercial | Lodging | New | Cooling | Electric | Geothermal Heat Pump | E2 | PACT BC Ratio | 0 | 0 | 0 | 0 | 0 | 0 | 0 | 0 | 0 | 0 | 0 | 0 | 0 | 0 | 0 | 0 | 0 | 0 | 0 | 0 | 0 | 0 | 0 | 0 | 0 | 0 | 0 | 0 | 0 | 0
F3_Commercial_Lodging_New_Cooling_Electric_Geothermal Heat Pump_E3 | F3 | Commercial | Lodging | New | Cooling | Electric | Geothermal Heat Pump | E3 | PACT BC Ratio | 0 | 0 | 0 | 0 | 0 | 0 | 0 | 0 | 0 | 0 | 0 | 0 | 0 | 0 | 0 | 0 | 0 | 0 | 0 | 0 | 0 | 0 | 0 | 0 | 0 | 0 | 0 | 0 | 0 | 0
F3_Commercial_Lodging_New_Cooling_Electric_Geothermal Heat Pump_E4 | F3 | Commercial | Lodging | New | Cooling | Electric | Geothermal Heat Pump | E4 | PACT BC Ratio | 0 | 0 | 0 | 0 | 0 | 0 | 0 | 0 | 0 | 0 | 0 | 0 | 0 | 0 | 0 | 0 | 0 | 0 | 0 | 0 | 0 | 0 | 0 | 0 | 0 | 0 | 0 | 0 | 0 | 0
F3_Commercial_Lodging_New_Cooling_Electric_Geothermal Heat Pump_E5 | F3 | Commercial | Lodging | New | Cooling | Electric | Geothermal Heat Pump | E5 | PACT BC Ratio | 0 | 0 | 0 | 0 | 0 | 0 | 0 | 0 | 0 | 0 | 0 | 0 | 0 | 0 | 0 | 0 | 0 | 0 | 0 | 0 | 0 | 0 | 0 | 0 | 0 | 0 | 0 | 0 | 0 | 0
F3_Commercial_Lodging_New_Cooling_Electric_Geothermal Heat Pump_E6 | F3 | Commercial | Lodging | New | Cooling | Electric | Geothermal Heat Pump | E6 | PACT BC Ratio | 0 | 0 | 0 | 0 | 0 | 0 | 0 | 0 | 0 | 0 | 0 | 0 | 0 | 0 | 0 | 0 | 0 | 0 | 0 | 0 | 0 | 0 | 0 | 0 | 0 | 0 | 0 | 0 | 0 | 0
F3_Commercial_Lodging_New_Cooling_Electric_Geothermal Heat Pump_E7 | F3 | Commercial | Lodging | New | Cooling | Electric | Geothermal Heat Pump | E7 | PACT BC Ratio | 0 | 0 | 0 | 0 | 0 | 0 | 0 | 0 | 0 | 0 | 0 | 0 | 0 | 0 | 0 | 0 | 0 | 0 | 0 | 0 | 0 | 0 | 0 | 0 | 0 | 0 | 0 | 0 | 0 | 0
F3_Commercial_Lodging_New_Cooling_Electric_Geothermal Heat Pump_E8 | F3 | Commercial | Lodging | New | Cooling | Electric | Geothermal Heat Pump | E8 | PACT BC Ratio | 0 | 0 | 0 | 0 | 0 | 0 | 0 | 0 | 0 | 0 | 0 | 0 | 0 | 0 | 0 | 0 | 0 | 0 | 0 | 0 | 0 | 0 | 0 | 0 | 0 | 0 | 0 | 0 | 0 | 0
F3_Commercial_Lodging_New_Cooling_Electric_Geothermal Heat Pump_E9 | F3 | Commercial | Lodging | New | Cooling | Electric | Geothermal Heat Pump | E9 | PACT BC Ratio | 0 | 0 | 0 | 0 | 0 | 0 | 0 | 0 | 0 | 0 | 0 | 0 | 0 | 0 | 0 | 0 | 0 | 0 | 0 | 0 | 0 | 0 | 0 | 0 | 0 | 0 | 0 | 0 | 0 | 0
F3_Commercial_Lodging_New_Cooling_Electric_Geothermal Heat Pump_E10 | F3 | Commercial | Lodging | New | Cooling | Electric | Geothermal Heat Pump | E10 | PACT BC Ratio | 0 | 0 | 0 | 0 | 0 | 0 | 0 | 0 | 0 | 0 | 0 | 0 | 0 | 0 | 0 | 0 | 0 | 0 | 0 | 0 | 0 | 0 | 0 | 0 | 0 | 0 | 0 | 0 | 0 | 0
F4_Commercial_Lodging_New_Cooling_Electric_Geothermal Heat Pump_E1 | F4 | Commercial | Lodging | New | Cooling | Electric | Geothermal Heat Pump | E1 | RVT BC Ratio | 0 | 0 | 0 | 0 | 0 | 0 | 0 | 0 | 0 | 0 | 0 | 0 | 0 | 0 | 0 | 0 | 0 | 0 | 0 | 0 | 0 | 0 | 0 | 0 | 0 | 0 | 0 | 0 | 0 | 0
F4_Commercial_Lodging_New_Cooling_Electric_Geothermal Heat Pump_E2 | F4 | Commercial | Lodging | New | Cooling | Electric | Geothermal Heat Pump | E2 | RVT BC Ratio | 0 | 0 | 0 | 0 | 0 | 0 | 0 | 0 | 0 | 0 | 0 | 0 | 0 | 0 | 0 | 0 | 0 | 0 | 0 | 0 | 0 | 0 | 0 | 0 | 0 | 0 | 0 | 0 | 0 | 0
F4_Commercial_Lodging_New_Cooling_Electric_Geothermal Heat Pump_E3 | F4 | Commercial | Lodging | New | Cooling | Electric | Geothermal Heat Pump | E3 | RVT BC Ratio | 0 | 0 | 0 | 0 | 0 | 0 | 0 | 0 | 0 | 0 | 0 | 0 | 0 | 0 | 0 | 0 | 0 | 0 | 0 | 0 | 0 | 0 | 0 | 0 | 0 | 0 | 0 | 0 | 0 | 0
F4_Commercial_Lodging_New_Cooling_Electric_Geothermal Heat Pump_E4 | F4 | Commercial | Lodging | New | Cooling | Electric | Geothermal Heat Pump | E4 | RVT BC Ratio | 0 | 0 | 0 | 0 | 0 | 0 | 0 | 0 | 0 | 0 | 0 | 0 | 0 | 0 | 0 | 0 | 0 | 0 | 0 | 0 | 0 | 0 | 0 | 0 | 0 | 0 | 0 | 0 | 0 | 0
F4_Commercial_Lodging_New_Cooling_Electric_Geothermal Heat Pump_E5 | F4 | Commercial | Lodging | New | Cooling | Electric | Geothermal Heat Pump | E5 | RVT BC Ratio | 0 | 0 | 0 | 0 | 0 | 0 | 0 | 0 | 0 | 0 | 0 | 0 | 0 | 0 | 0 | 0 | 0 | 0 | 0 | 0 | 0 | 0 | 0 | 0 | 0 | 0 | 0 | 0 | 0 | 0
F4_Commercial_Lodging_New_Cooling_Electric_Geothermal Heat Pump_E6 | F4 | Commercial | Lodging | New | Cooling | Electric | Geothermal Heat Pump | E6 | RVT BC Ratio | 0 | 0 | 0 | 0 | 0 | 0 | 0 | 0 | 0 | 0 | 0 | 0 | 0 | 0 | 0 | 0 | 0 | 0 | 0 | 0 | 0 | 0 | 0 | 0 | 0 | 0 | 0 | 0 | 0 | 0
F4_Commercial_Lodging_New_Cooling_Electric_Geothermal Heat Pump_E7 | F4 | Commercial | Lodging | New | Cooling | Electric | Geothermal Heat Pump | E7 | RVT BC Ratio | 0 | 0 | 0 | 0 | 0 | 0 | 0 | 0 | 0 | 0 | 0 | 0 | 0 | 0 | 0 | 0 | 0 | 0 | 0 | 0 | 0 | 0 | 0 | 0 | 0 | 0 | 0 | 0 | 0 | 0
F4_Commercial_Lodging_New_Cooling_Electric_Geothermal Heat Pump_E8 | F4 | Commercial | Lodging | New | Cooling | Electric | Geothermal Heat Pump | E8 | RVT BC Ratio | 0 | 0 | 0 | 0 | 0 | 0 | 0 | 0 | 0 | 0 | 0 | 0 | 0 | 0 | 0 | 0 | 0 | 0 | 0 | 0 | 0 | 0 | 0 | 0 | 0 | 0 | 0 | 0 | 0 | 0
F4_Commercial_Lodging_New_Cooling_Electric_Geothermal Heat Pump_E9 | F4 | Commercial | Lodging | New | Cooling | Electric | Geothermal Heat Pump | E9 | RVT BC Ratio | 0 | 0 | 0 | 0 | 0 | 0 | 0 | 0 | 0 | 0 | 0 | 0 | 0 | 0 | 0 | 0 | 0 | 0 | 0 | 0 | 0 | 0 | 0 | 0 | 0 | 0 | 0 | 0 | 0 | 0
F4_Commercial_Lodging_New_Cooling_Electric_Geothermal Heat Pump_E10 | F4 | Commercial | Lodging | New | Cooling | Electric | Geothermal Heat Pump | E10 | RVT BC Ratio | 0 | 0 | 0 | 0 | 0 | 0 | 0 | 0 | 0 | 0 | 0 | 0 | 0 | 0 | 0 | 0 | 0 | 0 | 0 | 0 | 0 | 0 | 0 | 0 | 0 | 0 | 0 | 0 | 0 | 0
F5_Commercial_Lodging_New_Cooling_Electric_Geothermal Heat Pump_E1 | F5 | Commercial | Lodging | New | Cooling | Electric | Geothermal Heat Pump | E1 | RIM BC Ratio | 0 | 0 | 0 | 0 | 0 | 0 | 0 | 0 | 0 | 0 | 0 | 0 | 0 | 0 | 0 | 0 | 0 | 0 | 0 | 0 | 0 | 0 | 0 | 0 | 0 | 0 | 0 | 0 | 0 | 0
F5_Commercial_Lodging_New_Cooling_Electric_Geothermal Heat Pump_E2 | F5 | Commercial | Lodging | New | Cooling | Electric | Geothermal Heat Pump | E2 | RIM BC Ratio | 0 | 0 | 0 | 0 | 0 | 0 | 0 | 0 | 0 | 0 | 0 | 0 | 0 | 0 | 0 | 0 | 0 | 0 | 0 | 0 | 0 | 0 | 0 | 0 | 0 | 0 | 0 | 0 | 0 | 0
F5_Commercial_Lodging_New_Cooling_Electric_Geothermal Heat Pump_E3 | F5 | Commercial | Lodging | New | Cooling | Electric | Geothermal Heat Pump | E3 | RIM BC Ratio | 0 | 0 | 0 | 0 | 0 | 0 | 0 | 0 | 0 | 0 | 0 | 0 | 0 | 0 | 0 | 0 | 0 | 0 | 0 | 0 | 0 | 0 | 0 | 0 | 0 | 0 | 0 | 0 | 0 | 0
F5_Commercial_Lodging_New_Cooling_Electric_Geothermal Heat Pump_E4 | F5 | Commercial | Lodging | New | Cooling | Electric | Geothermal Heat Pump | E4 | RIM BC Ratio | 0 | 0 | 0 | 0 | 0 | 0 | 0 | 0 | 0 | 0 | 0 | 0 | 0 | 0 | 0 | 0 | 0 | 0 | 0 | 0 | 0 | 0 | 0 | 0 | 0 | 0 | 0 | 0 | 0 | 0
F5_Commercial_Lodging_New_Cooling_Electric_Geothermal Heat Pump_E5 | F5 | Commercial | Lodging | New | Cooling | Electric | Geothermal Heat Pump | E5 | RIM BC Ratio | 0 | 0 | 0 | 0 | 0 | 0 | 0 | 0 | 0 | 0 | 0 | 0 | 0 | 0 | 0 | 0 | 0 | 0 | 0 | 0 | 0 | 0 | 0 | 0 | 0 | 0 | 0 | 0 | 0 | 0
F5_Commercial_Lodging_New_Cooling_Electric_Geothermal Heat Pump_E6 | F5 | Commercial | Lodging | New | Cooling | Electric | Geothermal Heat Pump | E6 | RIM BC Ratio | 0 | 0 | 0 | 0 | 0 | 0 | 0 | 0 | 0 | 0 | 0 | 0 | 0 | 0 | 0 | 0 | 0 | 0 | 0 | 0 | 0 | 0 | 0 | 0 | 0 | 0 | 0 | 0 | 0 | 0
F5_Commercial_Lodging_New_Cooling_Electric_Geothermal Heat Pump_E7 | F5 | Commercial | Lodging | New | Cooling | Electric | Geothermal Heat Pump | E7 | RIM BC Ratio | 0 | 0 | 0 | 0 | 0 | 0 | 0 | 0 | 0 | 0 | 0 | 0 | 0 | 0 | 0 | 0 | 0 | 0 | 0 | 0 | 0 | 0 | 0 | 0 | 0 | 0 | 0 | 0 | 0 | 0
F5_Commercial_Lodging_New_Cooling_Electric_Geothermal Heat Pump_E8 | F5 | Commercial | Lodging | New | Cooling | Electric | Geothermal Heat Pump | E8 | RIM BC Ratio | 0 | 0 | 0 | 0 | 0 | 0 | 0 | 0 | 0 | 0 | 0 | 0 | 0 | 0 | 0 | 0 | 0 | 0 | 0 | 0 | 0 | 0 | 0 | 0 | 0 | 0 | 0 | 0 | 0 | 0
F5_Commercial_Lodging_New_Cooling_Electric_Geothermal Heat Pump_E9 | F5 | Commercial | Lodging | New | Cooling | Electric | Geothermal Heat Pump | E9 | RIM BC Ratio | 0 | 0 | 0 | 0 | 0 | 0 | 0 | 0 | 0 | 0 | 0 | 0 | 0 | 0 | 0 | 0 | 0 | 0 | 0 | 0 | 0 | 0 | 0 | 0 | 0 | 0 | 0 | 0 | 0 | 0
F5_Commercial_Lodging_New_Cooling_Electric_Geothermal Heat Pump_E10 | F5 | Commercial | Lodging | New | Cooling | Electric | Geothermal Heat Pump | E10 | RIM BC Ratio | 0 | 0 | 0 | 0 | 0 | 0 | 0 | 0 | 0 | 0 | 0 | 0 | 0 | 0 | 0 | 0 | 0 | 0 | 0 | 0 | 0 | 0 | 0 | 0 | 0 | 0 | 0 | 0 | 0 | 0
F0_Commercial_Lodging_New_Space Heating_Electric_Electric Furnace_E0 | F0 | Commercial | Lodging | New | Space Heating | Electric | Electric Furnace | E0 | Economic Unit | 0 | 0 | 0 | 0 | 0 | 0 | 0 | 0 | 0 | 0 | 0 | 0 | 0 | 0 | 0 | 0 | 0 | 0 | 0 | 0 | 0 | 0 | 0 | 0 | 0 | 0 | 0 | 0 | 0 | 0
F1_Commercial_Lodging_New_Space Heating_Electric_Electric Furnace_E1 | F1 | Commercial | Lodging | New | Space Heating | Electric | Electric Furnace | E1 | CCE | 0 | 0 | 0 | 0 | 0 | 0 | 0 | 0 | 0 | 0 | 0 | 0 | 0 | 0 | 0 | 0 | 0 | 0 | 0 | 0 | 0 | 0 | 0 | 0 | 0 | 0 | 0 | 0 | 0 | 0
F1_Commercial_Lodging_New_Space Heating_Electric_Electric Furnace_E2 | F1 | Commercial | Lodging | New | Space Heating | Electric | Electric Furnace | E2 | CCE | 0 | 0 | 0 | 0 | 0 | 0 | 0 | 0 | 0 | 0 | 0 | 0 | 0 | 0 | 0 | 0 | 0 | 0 | 0 | 0 | 0 | 0 | 0 | 0 | 0 | 0 | 0 | 0 | 0 | 0
F1_Commercial_Lodging_New_Space Heating_Electric_Electric Furnace_E3 | F1 | Commercial | Lodging | New | Space Heating | Electric | Electric Furnace | E3 | CCE | 0 | 0 | 0 | 0 | 0 | 0 | 0 | 0 | 0 | 0 | 0 | 0 | 0 | 0 | 0 | 0 | 0 | 0 | 0 | 0 | 0 | 0 | 0 | 0 | 0 | 0 | 0 | 0 | 0 | 0
F1_Commercial_Lodging_New_Space Heating_Electric_Electric Furnace_E4 | F1 | Commercial | Lodging | New | Space Heating | Electric | Electric Furnace | E4 | CCE | 0 | 0 | 0 | 0 | 0 | 0 | 0 | 0 | 0 | 0 | 0 | 0 | 0 | 0 | 0 | 0 | 0 | 0 | 0 | 0 | 0 | 0 | 0 | 0 | 0 | 0 | 0 | 0 | 0 | 0
F1_Commercial_Lodging_New_Space Heating_Electric_Electric Furnace_E5 | F1 | Commercial | Lodging | New | Space Heating | Electric | Electric Furnace | E5 | CCE | 0 | 0 | 0 | 0 | 0 | 0 | 0 | 0 | 0 | 0 | 0 | 0 | 0 | 0 | 0 | 0 | 0 | 0 | 0 | 0 | 0 | 0 | 0 | 0 | 0 | 0 | 0 | 0 | 0 | 0
F1_Commercial_Lodging_New_Space Heating_Electric_Electric Furnace_E6 | F1 | Commercial | Lodging | New | Space Heating | Electric | Electric Furnace | E6 | CCE | 0 | 0 | 0 | 0 | 0 | 0 | 0 | 0 | 0 | 0 | 0 | 0 | 0 | 0 | 0 | 0 | 0 | 0 | 0 | 0 | 0 | 0 | 0 | 0 | 0 | 0 | 0 | 0 | 0 | 0
F1_Commercial_Lodging_New_Space Heating_Electric_Electric Furnace_E7 | F1 | Commercial | Lodging | New | Space Heating | Electric | Electric Furnace | E7 | CCE | 0 | 0 | 0 | 0 | 0 | 0 | 0 | 0 | 0 | 0 | 0 | 0 | 0 | 0 | 0 | 0 | 0 | 0 | 0 | 0 | 0 | 0 | 0 | 0 | 0 | 0 | 0 | 0 | 0 | 0
F1_Commercial_Lodging_New_Space Heating_Electric_Electric Furnace_E8 | F1 | Commercial | Lodging | New | Space Heating | Electric | Electric Furnace | E8 | CCE | 0 | 0 | 0 | 0 | 0 | 0 | 0 | 0 | 0 | 0 | 0 | 0 | 0 | 0 | 0 | 0 | 0 | 0 | 0 | 0 | 0 | 0 | 0 | 0 | 0 | 0 | 0 | 0 | 0 | 0
F1_Commercial_Lodging_New_Space Heating_Electric_Electric Furnace_E9 | F1 | Commercial | Lodging | New | Space Heating | Electric | Electric Furnace | E9 | CCE | 0 | 0 | 0 | 0 | 0 | 0 | 0 | 0 | 0 | 0 | 0 | 0 | 0 | 0 | 0 | 0 | 0 | 0 | 0 | 0 | 0 | 0 | 0 | 0 | 0 | 0 | 0 | 0 | 0 | 0
F1_Commercial_Lodging_New_Space Heating_Electric_Electric Furnace_E10 | F1 | Commercial | Lodging | New | Space Heating | Electric | Electric Furnace | E10 | CCE | 0 | 0 | 0 | 0 | 0 | 0 | 0 | 0 | 0 | 0 | 0 | 0 | 0 | 0 | 0 | 0 | 0 | 0 | 0 | 0 | 0 | 0 | 0 | 0 | 0 | 0 | 0 | 0 | 0 | 0
F2_Commercial_Lodging_New_Space Heating_Electric_Electric Furnace_E1 | F2 | Commercial | Lodging | New | Space Heating | Electric | Electric Furnace | E1 | TRC BC Ratio | 0 | 0 | 0 | 0 | 0 | 0 | 0 | 0 | 0 | 0 | 0 | 0 | 0 | 0 | 0 | 0 | 0 | 0 | 0 | 0 | 0 | 0 | 0 | 0 | 0 | 0 | 0 | 0 | 0 | 0
F2_Commercial_Lodging_New_Space Heating_Electric_Electric Furnace_E2 | F2 | Commercial | Lodging | New | Space Heating | Electric | Electric Furnace | E2 | TRC BC Ratio | 0 | 0 | 0 | 0 | 0 | 0 | 0 | 0 | 0 | 0 | 0 | 0 | 0 | 0 | 0 | 0 | 0 | 0 | 0 | 0 | 0 | 0 | 0 | 0 | 0 | 0 | 0 | 0 | 0 | 0
F2_Commercial_Lodging_New_Space Heating_Electric_Electric Furnace_E3 | F2 | Commercial | Lodging | New | Space Heating | Electric | Electric Furnace | E3 | TRC BC Ratio | 0 | 0 | 0 | 0 | 0 | 0 | 0 | 0 | 0 | 0 | 0 | 0 | 0 | 0 | 0 | 0 | 0 | 0 | 0 | 0 | 0 | 0 | 0 | 0 | 0 | 0 | 0 | 0 | 0 | 0
F2_Commercial_Lodging_New_Space Heating_Electric_Electric Furnace_E4 | F2 | Commercial | Lodging | New | Space Heating | Electric | Electric Furnace | E4 | TRC BC Ratio | 0 | 0 | 0 | 0 | 0 | 0 | 0 | 0 | 0 | 0 | 0 | 0 | 0 | 0 | 0 | 0 | 0 | 0 | 0 | 0 | 0 | 0 | 0 | 0 | 0 | 0 | 0 | 0 | 0 | 0
F2_Commercial_Lodging_New_Space Heating_Electric_Electric Furnace_E5 | F2 | Commercial | Lodging | New | Space Heating | Electric | Electric Furnace | E5 | TRC BC Ratio | 0 | 0 | 0 | 0 | 0 | 0 | 0 | 0 | 0 | 0 | 0 | 0 | 0 | 0 | 0 | 0 | 0 | 0 | 0 | 0 | 0 | 0 | 0 | 0 | 0 | 0 | 0 | 0 | 0 | 0
F2_Commercial_Lodging_New_Space Heating_Electric_Electric Furnace_E6 | F2 | Commercial | Lodging | New | Space Heating | Electric | Electric Furnace | E6 | TRC BC Ratio | 0 | 0 | 0 | 0 | 0 | 0 | 0 | 0 | 0 | 0 | 0 | 0 | 0 | 0 | 0 | 0 | 0 | 0 | 0 | 0 | 0 | 0 | 0 | 0 | 0 | 0 | 0 | 0 | 0 | 0
F2_Commercial_Lodging_New_Space Heating_Electric_Electric Furnace_E7 | F2 | Commercial | Lodging | New | Space Heating | Electric | Electric Furnace | E7 | TRC BC Ratio | 0 | 0 | 0 | 0 | 0 | 0 | 0 | 0 | 0 | 0 | 0 | 0 | 0 | 0 | 0 | 0 | 0 | 0 | 0 | 0 | 0 | 0 | 0 | 0 | 0 | 0 | 0 | 0 | 0 | 0
F2_Commercial_Lodging_New_Space Heating_Electric_Electric Furnace_E8 | F2 | Commercial | Lodging | New | Space Heating | Electric | Electric Furnace | E8 | TRC BC Ratio | 0 | 0 | 0 | 0 | 0 | 0 | 0 | 0 | 0 | 0 | 0 | 0 | 0 | 0 | 0 | 0 | 0 | 0 | 0 | 0 | 0 | 0 | 0 | 0 | 0 | 0 | 0 | 0 | 0 | 0
F2_Commercial_Lodging_New_Space Heating_Electric_Electric Furnace_E9 | F2 | Commercial | Lodging | New | Space Heating | Electric | Electric Furnace | E9 | TRC BC Ratio | 0 | 0 | 0 | 0 | 0 | 0 | 0 | 0 | 0 | 0 | 0 | 0 | 0 | 0 | 0 | 0 | 0 | 0 | 0 | 0 | 0 | 0 | 0 | 0 | 0 | 0 | 0 | 0 | 0 | 0
F2_Commercial_Lodging_New_Space Heating_Electric_Electric Furnace_E10 | F2 | Commercial | Lodging | New | Space Heating | Electric | Electric Furnace | E10 | TRC BC Ratio | 0 | 0 | 0 | 0 | 0 | 0 | 0 | 0 | 0 | 0 | 0 | 0 | 0 | 0 | 0 | 0 | 0 | 0 | 0 | 0 | 0 | 0 | 0 | 0 | 0 | 0 | 0 | 0 | 0 | 0
F3_Commercial_Lodging_New_Space Heating_Electric_Electric Furnace_E1 | F3 | Commercial | Lodging | New | Space Heating | Electric | Electric Furnace | E1 | PACT BC Ratio | 0 | 0 | 0 | 0 | 0 | 0 | 0 | 0 | 0 | 0 | 0 | 0 | 0 | 0 | 0 | 0 | 0 | 0 | 0 | 0 | 0 | 0 | 0 | 0 | 0 | 0 | 0 | 0 | 0 | 0
F3_Commercial_Lodging_New_Space Heating_Electric_Electric Furnace_E2 | F3 | Commercial | Lodging | New | Space Heating | Electric | Electric Furnace | E2 | PACT BC Ratio | 0 | 0 | 0 | 0 | 0 | 0 | 0 | 0 | 0 | 0 | 0 | 0 | 0 | 0 | 0 | 0 | 0 | 0 | 0 | 0 | 0 | 0 | 0 | 0 | 0 | 0 | 0 | 0 | 0 | 0
F3_Commercial_Lodging_New_Space Heating_Electric_Electric Furnace_E3 | F3 | Commercial | Lodging | New | Space Heating | Electric | Electric Furnace | E3 | PACT BC Ratio | 0 | 0 | 0 | 0 | 0 | 0 | 0 | 0 | 0 | 0 | 0 | 0 | 0 | 0 | 0 | 0 | 0 | 0 | 0 | 0 | 0 | 0 | 0 | 0 | 0 | 0 | 0 | 0 | 0 | 0
F3_Commercial_Lodging_New_Space Heating_Electric_Electric Furnace_E4 | F3 | Commercial | Lodging | New | Space Heating | Electric | Electric Furnace | E4 | PACT BC Ratio | 0 | 0 | 0 | 0 | 0 | 0 | 0 | 0 | 0 | 0 | 0 | 0 | 0 | 0 | 0 | 0 | 0 | 0 | 0 | 0 | 0 | 0 | 0 | 0 | 0 | 0 | 0 | 0 | 0 | 0
F3_Commercial_Lodging_New_Space Heating_Electric_Electric Furnace_E5 | F3 | Commercial | Lodging | New | Space Heating | Electric | Electric Furnace | E5 | PACT BC Ratio | 0 | 0 | 0 | 0 | 0 | 0 | 0 | 0 | 0 | 0 | 0 | 0 | 0 | 0 | 0 | 0 | 0 | 0 | 0 | 0 | 0 | 0 | 0 | 0 | 0 | 0 | 0 | 0 | 0 | 0
F3_Commercial_Lodging_New_Space Heating_Electric_Electric Furnace_E6 | F3 | Commercial | Lodging | New | Space Heating | Electric | Electric Furnace | E6 | PACT BC Ratio | 0 | 0 | 0 | 0 | 0 | 0 | 0 | 0 | 0 | 0 | 0 | 0 | 0 | 0 | 0 | 0 | 0 | 0 | 0 | 0 | 0 | 0 | 0 | 0 | 0 | 0 | 0 | 0 | 0 | 0
F3_Commercial_Lodging_New_Space Heating_Electric_Electric Furnace_E7 | F3 | Commercial | Lodging | New | Space Heating | Electric | Electric Furnace | E7 | PACT BC Ratio | 0 | 0 | 0 | 0 | 0 | 0 | 0 | 0 | 0 | 0 | 0 | 0 | 0 | 0 | 0 | 0 | 0 | 0 | 0 | 0 | 0 | 0 | 0 | 0 | 0 | 0 | 0 | 0 | 0 | 0
F3_Commercial_Lodging_New_Space Heating_Electric_Electric Furnace_E8 | F3 | Commercial | Lodging | New | Space Heating | Electric | Electric Furnace | E8 | PACT BC Ratio | 0 | 0 | 0 | 0 | 0 | 0 | 0 | 0 | 0 | 0 | 0 | 0 | 0 | 0 | 0 | 0 | 0 | 0 | 0 | 0 | 0 | 0 | 0 | 0 | 0 | 0 | 0 | 0 | 0 | 0
F3_Commercial_Lodging_New_Space Heating_Electric_Electric Furnace_E9 | F3 | Commercial | Lodging | New | Space Heating | Electric | Electric Furnace | E9 | PACT BC Ratio | 0 | 0 | 0 | 0 | 0 | 0 | 0 | 0 | 0 | 0 | 0 | 0 | 0 | 0 | 0 | 0 | 0 | 0 | 0 | 0 | 0 | 0 | 0 | 0 | 0 | 0 | 0 | 0 | 0 | 0
F3_Commercial_Lodging_New_Space Heating_Electric_Electric Furnace_E10 | F3 | Commercial | Lodging | New | Space Heating | Electric | Electric Furnace | E10 | PACT BC Ratio | 0 | 0 | 0 | 0 | 0 | 0 | 0 | 0 | 0 | 0 | 0 | 0 | 0 | 0 | 0 | 0 | 0 | 0 | 0 | 0 | 0 | 0 | 0 | 0 | 0 | 0 | 0 | 0 | 0 | 0
F4_Commercial_Lodging_New_Space Heating_Electric_Electric Furnace_E1 | F4 | Commercial | Lodging | New | Space Heating | Electric | Electric Furnace | E1 | RVT BC Ratio | 0 | 0 | 0 | 0 | 0 | 0 | 0 | 0 | 0 | 0 | 0 | 0 | 0 | 0 | 0 | 0 | 0 | 0 | 0 | 0 | 0 | 0 | 0 | 0 | 0 | 0 | 0 | 0 | 0 | 0
F4_Commercial_Lodging_New_Space Heating_Electric_Electric Furnace_E2 | F4 | Commercial | Lodging | New | Space Heating | Electric | Electric Furnace | E2 | RVT BC Ratio | 0 | 0 | 0 | 0 | 0 | 0 | 0 | 0 | 0 | 0 | 0 | 0 | 0 | 0 | 0 | 0 | 0 | 0 | 0 | 0 | 0 | 0 | 0 | 0 | 0 | 0 | 0 | 0 | 0 | 0
F4_Commercial_Lodging_New_Space Heating_Electric_Electric Furnace_E3 | F4 | Commercial | Lodging | New | Space Heating | Electric | Electric Furnace | E3 | RVT BC Ratio | 0 | 0 | 0 | 0 | 0 | 0 | 0 | 0 | 0 | 0 | 0 | 0 | 0 | 0 | 0 | 0 | 0 | 0 | 0 | 0 | 0 | 0 | 0 | 0 | 0 | 0 | 0 | 0 | 0 | 0
F4_Commercial_Lodging_New_Space Heating_Electric_Electric Furnace_E4 | F4 | Commercial | Lodging | New | Space Heating | Electric | Electric Furnace | E4 | RVT BC Ratio | 0 | 0 | 0 | 0 | 0 | 0 | 0 | 0 | 0 | 0 | 0 | 0 | 0 | 0 | 0 | 0 | 0 | 0 | 0 | 0 | 0 | 0 | 0 | 0 | 0 | 0 | 0 | 0 | 0 | 0
F4_Commercial_Lodging_New_Space Heating_Electric_Electric Furnace_E5 | F4 | Commercial | Lodging | New | Space Heating | Electric | Electric Furnace | E5 | RVT BC Ratio | 0 | 0 | 0 | 0 | 0 | 0 | 0 | 0 | 0 | 0 | 0 | 0 | 0 | 0 | 0 | 0 | 0 | 0 | 0 | 0 | 0 | 0 | 0 | 0 | 0 | 0 | 0 | 0 | 0 | 0
F4_Commercial_Lodging_New_Space Heating_Electric_Electric Furnace_E6 | F4 | Commercial | Lodging | New | Space Heating | Electric | Electric Furnace | E6 | RVT BC Ratio | 0 | 0 | 0 | 0 | 0 | 0 | 0 | 0 | 0 | 0 | 0 | 0 | 0 | 0 | 0 | 0 | 0 | 0 | 0 | 0 | 0 | 0 | 0 | 0 | 0 | 0 | 0 | 0 | 0 | 0
F4_Commercial_Lodging_New_Space Heating_Electric_Electric Furnace_E7 | F4 | Commercial | Lodging | New | Space Heating | Electric | Electric Furnace | E7 | RVT BC Ratio | 0 | 0 | 0 | 0 | 0 | 0 | 0 | 0 | 0 | 0 | 0 | 0 | 0 | 0 | 0 | 0 | 0 | 0 | 0 | 0 | 0 | 0 | 0 | 0 | 0 | 0 | 0 | 0 | 0 | 0
F4_Commercial_Lodging_New_Space Heating_Electric_Electric Furnace_E8 | F4 | Commercial | Lodging | New | Space Heating | Electric | Electric Furnace | E8 | RVT BC Ratio | 0 | 0 | 0 | 0 | 0 | 0 | 0 | 0 | 0 | 0 | 0 | 0 | 0 | 0 | 0 | 0 | 0 | 0 | 0 | 0 | 0 | 0 | 0 | 0 | 0 | 0 | 0 | 0 | 0 | 0
F4_Commercial_Lodging_New_Space Heating_Electric_Electric Furnace_E9 | F4 | Commercial | Lodging | New | Space Heating | Electric | Electric Furnace | E9 | RVT BC Ratio | 0 | 0 | 0 | 0 | 0 | 0 | 0 | 0 | 0 | 0 | 0 | 0 | 0 | 0 | 0 | 0 | 0 | 0 | 0 | 0 | 0 | 0 | 0 | 0 | 0 | 0 | 0 | 0 | 0 | 0
F4_Commercial_Lodging_New_Space Heating_Electric_Electric Furnace_E10 | F4 | Commercial | Lodging | New | Space Heating | Electric | Electric Furnace | E10 | RVT BC Ratio | 0 | 0 | 0 | 0 | 0 | 0 | 0 | 0 | 0 | 0 | 0 | 0 | 0 | 0 | 0 | 0 | 0 | 0 | 0 | 0 | 0 | 0 | 0 | 0 | 0 | 0 | 0 | 0 | 0 | 0
F5_Commercial_Lodging_New_Space Heating_Electric_Electric Furnace_E1 | F5 | Commercial | Lodging | New | Space Heating | Electric | Electric Furnace | E1 | RIM BC Ratio | 0 | 0 | 0 | 0 | 0 | 0 | 0 | 0 | 0 | 0 | 0 | 0 | 0 | 0 | 0 | 0 | 0 | 0 | 0 | 0 | 0 | 0 | 0 | 0 | 0 | 0 | 0 | 0 | 0 | 0
F5_Commercial_Lodging_New_Space Heating_Electric_Electric Furnace_E2 | F5 | Commercial | Lodging | New | Space Heating | Electric | Electric Furnace | E2 | RIM BC Ratio | 0 | 0 | 0 | 0 | 0 | 0 | 0 | 0 | 0 | 0 | 0 | 0 | 0 | 0 | 0 | 0 | 0 | 0 | 0 | 0 | 0 | 0 | 0 | 0 | 0 | 0 | 0 | 0 | 0 | 0
F5_Commercial_Lodging_New_Space Heating_Electric_Electric Furnace_E3 | F5 | Commercial | Lodging | New | Space Heating | Electric | Electric Furnace | E3 | RIM BC Ratio | 0 | 0 | 0 | 0 | 0 | 0 | 0 | 0 | 0 | 0 | 0 | 0 | 0 | 0 | 0 | 0 | 0 | 0 | 0 | 0 | 0 | 0 | 0 | 0 | 0 | 0 | 0 | 0 | 0 | 0
F5_Commercial_Lodging_New_Space Heating_Electric_Electric Furnace_E4 | F5 | Commercial | Lodging | New | Space Heating | Electric | Electric Furnace | E4 | RIM BC Ratio | 0 | 0 | 0 | 0 | 0 | 0 | 0 | 0 | 0 | 0 | 0 | 0 | 0 | 0 | 0 | 0 | 0 | 0 | 0 | 0 | 0 | 0 | 0 | 0 | 0 | 0 | 0 | 0 | 0 | 0
F5_Commercial_Lodging_New_Space Heating_Electric_Electric Furnace_E5 | F5 | Commercial | Lodging | New | Space Heating | Electric | Electric Furnace | E5 | RIM BC Ratio | 0 | 0 | 0 | 0 | 0 | 0 | 0 | 0 | 0 | 0 | 0 | 0 | 0 | 0 | 0 | 0 | 0 | 0 | 0 | 0 | 0 | 0 | 0 | 0 | 0 | 0 | 0 | 0 | 0 | 0
F5_Commercial_Lodging_New_Space Heating_Electric_Electric Furnace_E6 | F5 | Commercial | Lodging | New | Space Heating | Electric | Electric Furnace | E6 | RIM BC Ratio | 0 | 0 | 0 | 0 | 0 | 0 | 0 | 0 | 0 | 0 | 0 | 0 | 0 | 0 | 0 | 0 | 0 | 0 | 0 | 0 | 0 | 0 | 0 | 0 | 0 | 0 | 0 | 0 | 0 | 0
F5_Commercial_Lodging_New_Space Heating_Electric_Electric Furnace_E7 | F5 | Commercial | Lodging | New | Space Heating | Electric | Electric Furnace | E7 | RIM BC Ratio | 0 | 0 | 0 | 0 | 0 | 0 | 0 | 0 | 0 | 0 | 0 | 0 | 0 | 0 | 0 | 0 | 0 | 0 | 0 | 0 | 0 | 0 | 0 | 0 | 0 | 0 | 0 | 0 | 0 | 0
F5_Commercial_Lodging_New_Space Heating_Electric_Electric Furnace_E8 | F5 | Commercial | Lodging | New | Space Heating | Electric | Electric Furnace | E8 | RIM BC Ratio | 0 | 0 | 0 | 0 | 0 | 0 | 0 | 0 | 0 | 0 | 0 | 0 | 0 | 0 | 0 | 0 | 0 | 0 | 0 | 0 | 0 | 0 | 0 | 0 | 0 | 0 | 0 | 0 | 0 | 0
F5_Commercial_Lodging_New_Space Heating_Electric_Electric Furnace_E9 | F5 | Commercial | Lodging | New | Space Heating | Electric | Electric Furnace | E9 | RIM BC Ratio | 0 | 0 | 0 | 0 | 0 | 0 | 0 | 0 | 0 | 0 | 0 | 0 | 0 | 0 | 0 | 0 | 0 | 0 | 0 | 0 | 0 | 0 | 0 | 0 | 0 | 0 | 0 | 0 | 0 | 0
F5_Commercial_Lodging_New_Space Heating_Electric_Electric Furnace_E10 | F5 | Commercial | Lodging | New | Space Heating | Electric | Electric Furnace | E10 | RIM BC Ratio | 0 | 0 | 0 | 0 | 0 | 0 | 0 | 0 | 0 | 0 | 0 | 0 | 0 | 0 | 0 | 0 | 0 | 0 | 0 | 0 | 0 | 0 | 0 | 0 | 0 | 0 | 0 | 0 | 0 | 0
F0_Commercial_Lodging_New_Space Heating_Electric_Electric Room Heat_E0 | F0 | Commercial | Lodging | New | Space Heating | Electric | Electric Room Heat | E0 | Economic Unit | 0 | 0 | 0 | 0 | 0 | 0 | 0 | 0 | 0 | 0 | 0 | 0 | 0 | 0 | 0 | 0 | 0 | 0 | 0 | 0 | 0 | 0 | 0 | 0 | 0 | 0 | 0 | 0 | 0 | 0
F1_Commercial_Lodging_New_Space Heating_Electric_Electric Room Heat_E1 | F1 | Commercial | Lodging | New | Space Heating | Electric | Electric Room Heat | E1 | CCE | 0 | 0 | 0 | 0 | 0 | 0 | 0 | 0 | 0 | 0 | 0 | 0 | 0 | 0 | 0 | 0 | 0 | 0 | 0 | 0 | 0 | 0 | 0 | 0 | 0 | 0 | 0 | 0 | 0 | 0
F1_Commercial_Lodging_New_Space Heating_Electric_Electric Room Heat_E2 | F1 | Commercial | Lodging | New | Space Heating | Electric | Electric Room Heat | E2 | CCE | 0 | 0 | 0 | 0 | 0 | 0 | 0 | 0 | 0 | 0 | 0 | 0 | 0 | 0 | 0 | 0 | 0 | 0 | 0 | 0 | 0 | 0 | 0 | 0 | 0 | 0 | 0 | 0 | 0 | 0
F1_Commercial_Lodging_New_Space Heating_Electric_Electric Room Heat_E3 | F1 | Commercial | Lodging | New | Space Heating | Electric | Electric Room Heat | E3 | CCE | 0 | 0 | 0 | 0 | 0 | 0 | 0 | 0 | 0 | 0 | 0 | 0 | 0 | 0 | 0 | 0 | 0 | 0 | 0 | 0 | 0 | 0 | 0 | 0 | 0 | 0 | 0 | 0 | 0 | 0
F1_Commercial_Lodging_New_Space Heating_Electric_Electric Room Heat_E4 | F1 | Commercial | Lodging | New | Space Heating | Electric | Electric Room Heat | E4 | CCE | 0 | 0 | 0 | 0 | 0 | 0 | 0 | 0 | 0 | 0 | 0 | 0 | 0 | 0 | 0 | 0 | 0 | 0 | 0 | 0 | 0 | 0 | 0 | 0 | 0 | 0 | 0 | 0 | 0 | 0
F1_Commercial_Lodging_New_Space Heating_Electric_Electric Room Heat_E5 | F1 | Commercial | Lodging | New | Space Heating | Electric | Electric Room Heat | E5 | CCE | 0 | 0 | 0 | 0 | 0 | 0 | 0 | 0 | 0 | 0 | 0 | 0 | 0 | 0 | 0 | 0 | 0 | 0 | 0 | 0 | 0 | 0 | 0 | 0 | 0 | 0 | 0 | 0 | 0 | 0
F1_Commercial_Lodging_New_Space Heating_Electric_Electric Room Heat_E6 | F1 | Commercial | Lodging | New | Space Heating | Electric | Electric Room Heat | E6 | CCE | 0 | 0 | 0 | 0 | 0 | 0 | 0 | 0 | 0 | 0 | 0 | 0 | 0 | 0 | 0 | 0 | 0 | 0 | 0 | 0 | 0 | 0 | 0 | 0 | 0 | 0 | 0 | 0 | 0 | 0
F1_Commercial_Lodging_New_Space Heating_Electric_Electric Room Heat_E7 | F1 | Commercial | Lodging | New | Space Heating | Electric | Electric Room Heat | E7 | CCE | 0 | 0 | 0 | 0 | 0 | 0 | 0 | 0 | 0 | 0 | 0 | 0 | 0 | 0 | 0 | 0 | 0 | 0 | 0 | 0 | 0 | 0 | 0 | 0 | 0 | 0 | 0 | 0 | 0 | 0
F1_Commercial_Lodging_New_Space Heating_Electric_Electric Room Heat_E8 | F1 | Commercial | Lodging | New | Space Heating | Electric | Electric Room Heat | E8 | CCE | 0 | 0 | 0 | 0 | 0 | 0 | 0 | 0 | 0 | 0 | 0 | 0 | 0 | 0 | 0 | 0 | 0 | 0 | 0 | 0 | 0 | 0 | 0 | 0 | 0 | 0 | 0 | 0 | 0 | 0
F1_Commercial_Lodging_New_Space Heating_Electric_Electric Room Heat_E9 | F1 | Commercial | Lodging | New | Space Heating | Electric | Electric Room Heat | E9 | CCE | 0 | 0 | 0 | 0 | 0 | 0 | 0 | 0 | 0 | 0 | 0 | 0 | 0 | 0 | 0 | 0 | 0 | 0 | 0 | 0 | 0 | 0 | 0 | 0 | 0 | 0 | 0 | 0 | 0 | 0
F1_Commercial_Lodging_New_Space Heating_Electric_Electric Room Heat_E10 | F1 | Commercial | Lodging | New | Space Heating | Electric | Electric Room Heat | E10 | CCE | 0 | 0 | 0 | 0 | 0 | 0 | 0 | 0 | 0 | 0 | 0 | 0 | 0 | 0 | 0 | 0 | 0 | 0 | 0 | 0 | 0 | 0 | 0 | 0 | 0 | 0 | 0 | 0 | 0 | 0
F2_Commercial_Lodging_New_Space Heating_Electric_Electric Room Heat_E1 | F2 | Commercial | Lodging | New | Space Heating | Electric | Electric Room Heat | E1 | TRC BC Ratio | 0 | 0 | 0 | 0 | 0 | 0 | 0 | 0 | 0 | 0 | 0 | 0 | 0 | 0 | 0 | 0 | 0 | 0 | 0 | 0 | 0 | 0 | 0 | 0 | 0 | 0 | 0 | 0 | 0 | 0
F2_Commercial_Lodging_New_Space Heating_Electric_Electric Room Heat_E2 | F2 | Commercial | Lodging | New | Space Heating | Electric | Electric Room Heat | E2 | TRC BC Ratio | 0 | 0 | 0 | 0 | 0 | 0 | 0 | 0 | 0 | 0 | 0 | 0 | 0 | 0 | 0 | 0 | 0 | 0 | 0 | 0 | 0 | 0 | 0 | 0 | 0 | 0 | 0 | 0 | 0 | 0
F2_Commercial_Lodging_New_Space Heating_Electric_Electric Room Heat_E3 | F2 | Commercial | Lodging | New | Space Heating | Electric | Electric Room Heat | E3 | TRC BC Ratio | 0 | 0 | 0 | 0 | 0 | 0 | 0 | 0 | 0 | 0 | 0 | 0 | 0 | 0 | 0 | 0 | 0 | 0 | 0 | 0 | 0 | 0 | 0 | 0 | 0 | 0 | 0 | 0 | 0 | 0
F2_Commercial_Lodging_New_Space Heating_Electric_Electric Room Heat_E4 | F2 | Commercial | Lodging | New | Space Heating | Electric | Electric Room Heat | E4 | TRC BC Ratio | 0 | 0 | 0 | 0 | 0 | 0 | 0 | 0 | 0 | 0 | 0 | 0 | 0 | 0 | 0 | 0 | 0 | 0 | 0 | 0 | 0 | 0 | 0 | 0 | 0 | 0 | 0 | 0 | 0 | 0
F2_Commercial_Lodging_New_Space Heating_Electric_Electric Room Heat_E5 | F2 | Commercial | Lodging | New | Space Heating | Electric | Electric Room Heat | E5 | TRC BC Ratio | 0 | 0 | 0 | 0 | 0 | 0 | 0 | 0 | 0 | 0 | 0 | 0 | 0 | 0 | 0 | 0 | 0 | 0 | 0 | 0 | 0 | 0 | 0 | 0 | 0 | 0 | 0 | 0 | 0 | 0
F2_Commercial_Lodging_New_Space Heating_Electric_Electric Room Heat_E6 | F2 | Commercial | Lodging | New | Space Heating | Electric | Electric Room Heat | E6 | TRC BC Ratio | 0 | 0 | 0 | 0 | 0 | 0 | 0 | 0 | 0 | 0 | 0 | 0 | 0 | 0 | 0 | 0 | 0 | 0 | 0 | 0 | 0 | 0 | 0 | 0 | 0 | 0 | 0 | 0 | 0 | 0
F2_Commercial_Lodging_New_Space Heating_Electric_Electric Room Heat_E7 | F2 | Commercial | Lodging | New | Space Heating | Electric | Electric Room Heat | E7 | TRC BC Ratio | 0 | 0 | 0 | 0 | 0 | 0 | 0 | 0 | 0 | 0 | 0 | 0 | 0 | 0 | 0 | 0 | 0 | 0 | 0 | 0 | 0 | 0 | 0 | 0 | 0 | 0 | 0 | 0 | 0 | 0
F2_Commercial_Lodging_New_Space Heating_Electric_Electric Room Heat_E8 | F2 | Commercial | Lodging | New | Space Heating | Electric | Electric Room Heat | E8 | TRC BC Ratio | 0 | 0 | 0 | 0 | 0 | 0 | 0 | 0 | 0 | 0 | 0 | 0 | 0 | 0 | 0 | 0 | 0 | 0 | 0 | 0 | 0 | 0 | 0 | 0 | 0 | 0 | 0 | 0 | 0 | 0
F2_Commercial_Lodging_New_Space Heating_Electric_Electric Room Heat_E9 | F2 | Commercial | Lodging | New | Space Heating | Electric | Electric Room Heat | E9 | TRC BC Ratio | 0 | 0 | 0 | 0 | 0 | 0 | 0 | 0 | 0 | 0 | 0 | 0 | 0 | 0 | 0 | 0 | 0 | 0 | 0 | 0 | 0 | 0 | 0 | 0 | 0 | 0 | 0 | 0 | 0 | 0
F2_Commercial_Lodging_New_Space Heating_Electric_Electric Room Heat_E10 | F2 | Commercial | Lodging | New | Space Heating | Electric | Electric Room Heat | E10 | TRC BC Ratio | 0 | 0 | 0 | 0 | 0 | 0 | 0 | 0 | 0 | 0 | 0 | 0 | 0 | 0 | 0 | 0 | 0 | 0 | 0 | 0 | 0 | 0 | 0 | 0 | 0 | 0 | 0 | 0 | 0 | 0
F3_Commercial_Lodging_New_Space Heating_Electric_Electric Room Heat_E1 | F3 | Commercial | Lodging | New | Space Heating | Electric | Electric Room Heat | E1 | PACT BC Ratio | 0 | 0 | 0 | 0 | 0 | 0 | 0 | 0 | 0 | 0 | 0 | 0 | 0 | 0 | 0 | 0 | 0 | 0 | 0 | 0 | 0 | 0 | 0 | 0 | 0 | 0 | 0 | 0 | 0 | 0
F3_Commercial_Lodging_New_Space Heating_Electric_Electric Room Heat_E2 | F3 | Commercial | Lodging | New | Space Heating | Electric | Electric Room Heat | E2 | PACT BC Ratio | 0 | 0 | 0 | 0 | 0 | 0 | 0 | 0 | 0 | 0 | 0 | 0 | 0 | 0 | 0 | 0 | 0 | 0 | 0 | 0 | 0 | 0 | 0 | 0 | 0 | 0 | 0 | 0 | 0 | 0
F3_Commercial_Lodging_New_Space Heating_Electric_Electric Room Heat_E3 | F3 | Commercial | Lodging | New | Space Heating | Electric | Electric Room Heat | E3 | PACT BC Ratio | 0 | 0 | 0 | 0 | 0 | 0 | 0 | 0 | 0 | 0 | 0 | 0 | 0 | 0 | 0 | 0 | 0 | 0 | 0 | 0 | 0 | 0 | 0 | 0 | 0 | 0 | 0 | 0 | 0 | 0
F3_Commercial_Lodging_New_Space Heating_Electric_Electric Room Heat_E4 | F3 | Commercial | Lodging | New | Space Heating | Electric | Electric Room Heat | E4 | PACT BC Ratio | 0 | 0 | 0 | 0 | 0 | 0 | 0 | 0 | 0 | 0 | 0 | 0 | 0 | 0 | 0 | 0 | 0 | 0 | 0 | 0 | 0 | 0 | 0 | 0 | 0 | 0 | 0 | 0 | 0 | 0
F3_Commercial_Lodging_New_Space Heating_Electric_Electric Room Heat_E5 | F3 | Commercial | Lodging | New | Space Heating | Electric | Electric Room Heat | E5 | PACT BC Ratio | 0 | 0 | 0 | 0 | 0 | 0 | 0 | 0 | 0 | 0 | 0 | 0 | 0 | 0 | 0 | 0 | 0 | 0 | 0 | 0 | 0 | 0 | 0 | 0 | 0 | 0 | 0 | 0 | 0 | 0
F3_Commercial_Lodging_New_Space Heating_Electric_Electric Room Heat_E6 | F3 | Commercial | Lodging | New | Space Heating | Electric | Electric Room Heat | E6 | PACT BC Ratio | 0 | 0 | 0 | 0 | 0 | 0 | 0 | 0 | 0 | 0 | 0 | 0 | 0 | 0 | 0 | 0 | 0 | 0 | 0 | 0 | 0 | 0 | 0 | 0 | 0 | 0 | 0 | 0 | 0 | 0
F3_Commercial_Lodging_New_Space Heating_Electric_Electric Room Heat_E7 | F3 | Commercial | Lodging | New | Space Heating | Electric | Electric Room Heat | E7 | PACT BC Ratio | 0 | 0 | 0 | 0 | 0 | 0 | 0 | 0 | 0 | 0 | 0 | 0 | 0 | 0 | 0 | 0 | 0 | 0 | 0 | 0 | 0 | 0 | 0 | 0 | 0 | 0 | 0 | 0 | 0 | 0
F3_Commercial_Lodging_New_Space Heating_Electric_Electric Room Heat_E8 | F3 | Commercial | Lodging | New | Space Heating | Electric | Electric Room Heat | E8 | PACT BC Ratio | 0 | 0 | 0 | 0 | 0 | 0 | 0 | 0 | 0 | 0 | 0 | 0 | 0 | 0 | 0 | 0 | 0 | 0 | 0 | 0 | 0 | 0 | 0 | 0 | 0 | 0 | 0 | 0 | 0 | 0
F3_Commercial_Lodging_New_Space Heating_Electric_Electric Room Heat_E9 | F3 | Commercial | Lodging | New | Space Heating | Electric | Electric Room Heat | E9 | PACT BC Ratio | 0 | 0 | 0 | 0 | 0 | 0 | 0 | 0 | 0 | 0 | 0 | 0 | 0 | 0 | 0 | 0 | 0 | 0 | 0 | 0 | 0 | 0 | 0 | 0 | 0 | 0 | 0 | 0 | 0 | 0
F3_Commercial_Lodging_New_Space Heating_Electric_Electric Room Heat_E10 | F3 | Commercial | Lodging | New | Space Heating | Electric | Electric Room Heat | E10 | PACT BC Ratio | 0 | 0 | 0 | 0 | 0 | 0 | 0 | 0 | 0 | 0 | 0 | 0 | 0 | 0 | 0 | 0 | 0 | 0 | 0 | 0 | 0 | 0 | 0 | 0 | 0 | 0 | 0 | 0 | 0 | 0
F4_Commercial_Lodging_New_Space Heating_Electric_Electric Room Heat_E1 | F4 | Commercial | Lodging | New | Space Heating | Electric | Electric Room Heat | E1 | RVT BC Ratio | 0 | 0 | 0 | 0 | 0 | 0 | 0 | 0 | 0 | 0 | 0 | 0 | 0 | 0 | 0 | 0 | 0 | 0 | 0 | 0 | 0 | 0 | 0 | 0 | 0 | 0 | 0 | 0 | 0 | 0
F4_Commercial_Lodging_New_Space Heating_Electric_Electric Room Heat_E2 | F4 | Commercial | Lodging | New | Space Heating | Electric | Electric Room Heat | E2 | RVT BC Ratio | 0 | 0 | 0 | 0 | 0 | 0 | 0 | 0 | 0 | 0 | 0 | 0 | 0 | 0 | 0 | 0 | 0 | 0 | 0 | 0 | 0 | 0 | 0 | 0 | 0 | 0 | 0 | 0 | 0 | 0
F4_Commercial_Lodging_New_Space Heating_Electric_Electric Room Heat_E3 | F4 | Commercial | Lodging | New | Space Heating | Electric | Electric Room Heat | E3 | RVT BC Ratio | 0 | 0 | 0 | 0 | 0 | 0 | 0 | 0 | 0 | 0 | 0 | 0 | 0 | 0 | 0 | 0 | 0 | 0 | 0 | 0 | 0 | 0 | 0 | 0 | 0 | 0 | 0 | 0 | 0 | 0
F4_Commercial_Lodging_New_Space Heating_Electric_Electric Room Heat_E4 | F4 | Commercial | Lodging | New | Space Heating | Electric | Electric Room Heat | E4 | RVT BC Ratio | 0 | 0 | 0 | 0 | 0 | 0 | 0 | 0 | 0 | 0 | 0 | 0 | 0 | 0 | 0 | 0 | 0 | 0 | 0 | 0 | 0 | 0 | 0 | 0 | 0 | 0 | 0 | 0 | 0 | 0
F4_Commercial_Lodging_New_Space Heating_Electric_Electric Room Heat_E5 | F4 | Commercial | Lodging | New | Space Heating | Electric | Electric Room Heat | E5 | RVT BC Ratio | 0 | 0 | 0 | 0 | 0 | 0 | 0 | 0 | 0 | 0 | 0 | 0 | 0 | 0 | 0 | 0 | 0 | 0 | 0 | 0 | 0 | 0 | 0 | 0 | 0 | 0 | 0 | 0 | 0 | 0
F4_Commercial_Lodging_New_Space Heating_Electric_Electric Room Heat_E6 | F4 | Commercial | Lodging | New | Space Heating | Electric | Electric Room Heat | E6 | RVT BC Ratio | 0 | 0 | 0 | 0 | 0 | 0 | 0 | 0 | 0 | 0 | 0 | 0 | 0 | 0 | 0 | 0 | 0 | 0 | 0 | 0 | 0 | 0 | 0 | 0 | 0 | 0 | 0 | 0 | 0 | 0
F4_Commercial_Lodging_New_Space Heating_Electric_Electric Room Heat_E7 | F4 | Commercial | Lodging | New | Space Heating | Electric | Electric Room Heat | E7 | RVT BC Ratio | 0 | 0 | 0 | 0 | 0 | 0 | 0 | 0 | 0 | 0 | 0 | 0 | 0 | 0 | 0 | 0 | 0 | 0 | 0 | 0 | 0 | 0 | 0 | 0 | 0 | 0 | 0 | 0 | 0 | 0
F4_Commercial_Lodging_New_Space Heating_Electric_Electric Room Heat_E8 | F4 | Commercial | Lodging | New | Space Heating | Electric | Electric Room Heat | E8 | RVT BC Ratio | 0 | 0 | 0 | 0 | 0 | 0 | 0 | 0 | 0 | 0 | 0 | 0 | 0 | 0 | 0 | 0 | 0 | 0 | 0 | 0 | 0 | 0 | 0 | 0 | 0 | 0 | 0 | 0 | 0 | 0
F4_Commercial_Lodging_New_Space Heating_Electric_Electric Room Heat_E9 | F4 | Commercial | Lodging | New | Space Heating | Electric | Electric Room Heat | E9 | RVT BC Ratio | 0 | 0 | 0 | 0 | 0 | 0 | 0 | 0 | 0 | 0 | 0 | 0 | 0 | 0 | 0 | 0 | 0 | 0 | 0 | 0 | 0 | 0 | 0 | 0 | 0 | 0 | 0 | 0 | 0 | 0
F4_Commercial_Lodging_New_Space Heating_Electric_Electric Room Heat_E10 | F4 | Commercial | Lodging | New | Space Heating | Electric | Electric Room Heat | E10 | RVT BC Ratio | 0 | 0 | 0 | 0 | 0 | 0 | 0 | 0 | 0 | 0 | 0 | 0 | 0 | 0 | 0 | 0 | 0 | 0 | 0 | 0 | 0 | 0 | 0 | 0 | 0 | 0 | 0 | 0 | 0 | 0
F5_Commercial_Lodging_New_Space Heating_Electric_Electric Room Heat_E1 | F5 | Commercial | Lodging | New | Space Heating | Electric | Electric Room Heat | E1 | RIM BC Ratio | 0 | 0 | 0 | 0 | 0 | 0 | 0 | 0 | 0 | 0 | 0 | 0 | 0 | 0 | 0 | 0 | 0 | 0 | 0 | 0 | 0 | 0 | 0 | 0 | 0 | 0 | 0 | 0 | 0 | 0
F5_Commercial_Lodging_New_Space Heating_Electric_Electric Room Heat_E2 | F5 | Commercial | Lodging | New | Space Heating | Electric | Electric Room Heat | E2 | RIM BC Ratio | 0 | 0 | 0 | 0 | 0 | 0 | 0 | 0 | 0 | 0 | 0 | 0 | 0 | 0 | 0 | 0 | 0 | 0 | 0 | 0 | 0 | 0 | 0 | 0 | 0 | 0 | 0 | 0 | 0 | 0
F5_Commercial_Lodging_New_Space Heating_Electric_Electric Room Heat_E3 | F5 | Commercial | Lodging | New | Space Heating | Electric | Electric Room Heat | E3 | RIM BC Ratio | 0 | 0 | 0 | 0 | 0 | 0 | 0 | 0 | 0 | 0 | 0 | 0 | 0 | 0 | 0 | 0 | 0 | 0 | 0 | 0 | 0 | 0 | 0 | 0 | 0 | 0 | 0 | 0 | 0 | 0
F5_Commercial_Lodging_New_Space Heating_Electric_Electric Room Heat_E4 | F5 | Commercial | Lodging | New | Space Heating | Electric | Electric Room Heat | E4 | RIM BC Ratio | 0 | 0 | 0 | 0 | 0 | 0 | 0 | 0 | 0 | 0 | 0 | 0 | 0 | 0 | 0 | 0 | 0 | 0 | 0 | 0 | 0 | 0 | 0 | 0 | 0 | 0 | 0 | 0 | 0 | 0
F5_Commercial_Lodging_New_Space Heating_Electric_Electric Room Heat_E5 | F5 | Commercial | Lodging | New | Space Heating | Electric | Electric Room Heat | E5 | RIM BC Ratio | 0 | 0 | 0 | 0 | 0 | 0 | 0 | 0 | 0 | 0 | 0 | 0 | 0 | 0 | 0 | 0 | 0 | 0 | 0 | 0 | 0 | 0 | 0 | 0 | 0 | 0 | 0 | 0 | 0 | 0
F5_Commercial_Lodging_New_Space Heating_Electric_Electric Room Heat_E6 | F5 | Commercial | Lodging | New | Space Heating | Electric | Electric Room Heat | E6 | RIM BC Ratio | 0 | 0 | 0 | 0 | 0 | 0 | 0 | 0 | 0 | 0 | 0 | 0 | 0 | 0 | 0 | 0 | 0 | 0 | 0 | 0 | 0 | 0 | 0 | 0 | 0 | 0 | 0 | 0 | 0 | 0
F5_Commercial_Lodging_New_Space Heating_Electric_Electric Room Heat_E7 | F5 | Commercial | Lodging | New | Space Heating | Electric | Electric Room Heat | E7 | RIM BC Ratio | 0 | 0 | 0 | 0 | 0 | 0 | 0 | 0 | 0 | 0 | 0 | 0 | 0 | 0 | 0 | 0 | 0 | 0 | 0 | 0 | 0 | 0 | 0 | 0 | 0 | 0 | 0 | 0 | 0 | 0
F5_Commercial_Lodging_New_Space Heating_Electric_Electric Room Heat_E8 | F5 | Commercial | Lodging | New | Space Heating | Electric | Electric Room Heat | E8 | RIM BC Ratio | 0 | 0 | 0 | 0 | 0 | 0 | 0 | 0 | 0 | 0 | 0 | 0 | 0 | 0 | 0 | 0 | 0 | 0 | 0 | 0 | 0 | 0 | 0 | 0 | 0 | 0 | 0 | 0 | 0 | 0
F5_Commercial_Lodging_New_Space Heating_Electric_Electric Room Heat_E9 | F5 | Commercial | Lodging | New | Space Heating | Electric | Electric Room Heat | E9 | RIM BC Ratio | 0 | 0 | 0 | 0 | 0 | 0 | 0 | 0 | 0 | 0 | 0 | 0 | 0 | 0 | 0 | 0 | 0 | 0 | 0 | 0 | 0 | 0 | 0 | 0 | 0 | 0 | 0 | 0 | 0 | 0
F5_Commercial_Lodging_New_Space Heating_Electric_Electric Room Heat_E10 | F5 | Commercial | Lodging | New | Space Heating | Electric | Electric Room Heat | E10 | RIM BC Ratio | 0 | 0 | 0 | 0 | 0 | 0 | 0 | 0 | 0 | 0 | 0 | 0 | 0 | 0 | 0 | 0 | 0 | 0 | 0 | 0 | 0 | 0 | 0 | 0 | 0 | 0 | 0 | 0 | 0 | 0
F0_Commercial_Lodging_New_Space Heating_Electric_Packaged Terminal HP_E0 | F0 | Commercial | Lodging | New | Space Heating | Electric | Packaged Terminal HP | E0 | Economic Unit | 0 | 0 | 0 | 0 | 0 | 0 | 0 | 0 | 0 | 0 | 0 | 0 | 0 | 0 | 0 | 0 | 0 | 0 | 0 | 0 | 0 | 0 | 0 | 0 | 0 | 0 | 0 | 0 | 0 | 0
F1_Commercial_Lodging_New_Space Heating_Electric_Packaged Terminal HP_E1 | F1 | Commercial | Lodging | New | Space Heating | Electric | Packaged Terminal HP | E1 | CCE | 0 | 0 | 0 | 0 | 0 | 0 | 0 | 0 | 0 | 0 | 0 | 0 | 0 | 0 | 0 | 0 | 0 | 0 | 0 | 0 | 0 | 0 | 0 | 0 | 0 | 0 | 0 | 0 | 0 | 0
F1_Commercial_Lodging_New_Space Heating_Electric_Packaged Terminal HP_E2 | F1 | Commercial | Lodging | New | Space Heating | Electric | Packaged Terminal HP | E2 | CCE | 0 | 0 | 0 | 0 | 0 | 0 | 0 | 0 | 0 | 0 | 0 | 0 | 0 | 0 | 0 | 0 | 0 | 0 | 0 | 0 | 0 | 0 | 0 | 0 | 0 | 0 | 0 | 0 | 0 | 0
F1_Commercial_Lodging_New_Space Heating_Electric_Packaged Terminal HP_E3 | F1 | Commercial | Lodging | New | Space Heating | Electric | Packaged Terminal HP | E3 | CCE | 0 | 0 | 0 | 0 | 0 | 0 | 0 | 0 | 0 | 0 | 0 | 0 | 0 | 0 | 0 | 0 | 0 | 0 | 0 | 0 | 0 | 0 | 0 | 0 | 0 | 0 | 0 | 0 | 0 | 0
F1_Commercial_Lodging_New_Space Heating_Electric_Packaged Terminal HP_E4 | F1 | Commercial | Lodging | New | Space Heating | Electric | Packaged Terminal HP | E4 | CCE | 0 | 0 | 0 | 0 | 0 | 0 | 0 | 0 | 0 | 0 | 0 | 0 | 0 | 0 | 0 | 0 | 0 | 0 | 0 | 0 | 0 | 0 | 0 | 0 | 0 | 0 | 0 | 0 | 0 | 0
F1_Commercial_Lodging_New_Space Heating_Electric_Packaged Terminal HP_E5 | F1 | Commercial | Lodging | New | Space Heating | Electric | Packaged Terminal HP | E5 | CCE | 0 | 0 | 0 | 0 | 0 | 0 | 0 | 0 | 0 | 0 | 0 | 0 | 0 | 0 | 0 | 0 | 0 | 0 | 0 | 0 | 0 | 0 | 0 | 0 | 0 | 0 | 0 | 0 | 0 | 0
F1_Commercial_Lodging_New_Space Heating_Electric_Packaged Terminal HP_E6 | F1 | Commercial | Lodging | New | Space Heating | Electric | Packaged Terminal HP | E6 | CCE | 0 | 0 | 0 | 0 | 0 | 0 | 0 | 0 | 0 | 0 | 0 | 0 | 0 | 0 | 0 | 0 | 0 | 0 | 0 | 0 | 0 | 0 | 0 | 0 | 0 | 0 | 0 | 0 | 0 | 0
F1_Commercial_Lodging_New_Space Heating_Electric_Packaged Terminal HP_E7 | F1 | Commercial | Lodging | New | Space Heating | Electric | Packaged Terminal HP | E7 | CCE | 0 | 0 | 0 | 0 | 0 | 0 | 0 | 0 | 0 | 0 | 0 | 0 | 0 | 0 | 0 | 0 | 0 | 0 | 0 | 0 | 0 | 0 | 0 | 0 | 0 | 0 | 0 | 0 | 0 | 0
F1_Commercial_Lodging_New_Space Heating_Electric_Packaged Terminal HP_E8 | F1 | Commercial | Lodging | New | Space Heating | Electric | Packaged Terminal HP | E8 | CCE | 0 | 0 | 0 | 0 | 0 | 0 | 0 | 0 | 0 | 0 | 0 | 0 | 0 | 0 | 0 | 0 | 0 | 0 | 0 | 0 | 0 | 0 | 0 | 0 | 0 | 0 | 0 | 0 | 0 | 0
F1_Commercial_Lodging_New_Space Heating_Electric_Packaged Terminal HP_E9 | F1 | Commercial | Lodging | New | Space Heating | Electric | Packaged Terminal HP | E9 | CCE | 0 | 0 | 0 | 0 | 0 | 0 | 0 | 0 | 0 | 0 | 0 | 0 | 0 | 0 | 0 | 0 | 0 | 0 | 0 | 0 | 0 | 0 | 0 | 0 | 0 | 0 | 0 | 0 | 0 | 0
F1_Commercial_Lodging_New_Space Heating_Electric_Packaged Terminal HP_E10 | F1 | Commercial | Lodging | New | Space Heating | Electric | Packaged Terminal HP | E10 | CCE | 0 | 0 | 0 | 0 | 0 | 0 | 0 | 0 | 0 | 0 | 0 | 0 | 0 | 0 | 0 | 0 | 0 | 0 | 0 | 0 | 0 | 0 | 0 | 0 | 0 | 0 | 0 | 0 | 0 | 0
F2_Commercial_Lodging_New_Space Heating_Electric_Packaged Terminal HP_E1 | F2 | Commercial | Lodging | New | Space Heating | Electric | Packaged Terminal HP | E1 | TRC BC Ratio | 0 | 0 | 0 | 0 | 0 | 0 | 0 | 0 | 0 | 0 | 0 | 0 | 0 | 0 | 0 | 0 | 0 | 0 | 0 | 0 | 0 | 0 | 0 | 0 | 0 | 0 | 0 | 0 | 0 | 0
F2_Commercial_Lodging_New_Space Heating_Electric_Packaged Terminal HP_E2 | F2 | Commercial | Lodging | New | Space Heating | Electric | Packaged Terminal HP | E2 | TRC BC Ratio | 0 | 0 | 0 | 0 | 0 | 0 | 0 | 0 | 0 | 0 | 0 | 0 | 0 | 0 | 0 | 0 | 0 | 0 | 0 | 0 | 0 | 0 | 0 | 0 | 0 | 0 | 0 | 0 | 0 | 0
F2_Commercial_Lodging_New_Space Heating_Electric_Packaged Terminal HP_E3 | F2 | Commercial | Lodging | New | Space Heating | Electric | Packaged Terminal HP | E3 | TRC BC Ratio | 0 | 0 | 0 | 0 | 0 | 0 | 0 | 0 | 0 | 0 | 0 | 0 | 0 | 0 | 0 | 0 | 0 | 0 | 0 | 0 | 0 | 0 | 0 | 0 | 0 | 0 | 0 | 0 | 0 | 0
F2_Commercial_Lodging_New_Space Heating_Electric_Packaged Terminal HP_E4 | F2 | Commercial | Lodging | New | Space Heating | Electric | Packaged Terminal HP | E4 | TRC BC Ratio | 0 | 0 | 0 | 0 | 0 | 0 | 0 | 0 | 0 | 0 | 0 | 0 | 0 | 0 | 0 | 0 | 0 | 0 | 0 | 0 | 0 | 0 | 0 | 0 | 0 | 0 | 0 | 0 | 0 | 0
F2_Commercial_Lodging_New_Space Heating_Electric_Packaged Terminal HP_E5 | F2 | Commercial | Lodging | New | Space Heating | Electric | Packaged Terminal HP | E5 | TRC BC Ratio | 0 | 0 | 0 | 0 | 0 | 0 | 0 | 0 | 0 | 0 | 0 | 0 | 0 | 0 | 0 | 0 | 0 | 0 | 0 | 0 | 0 | 0 | 0 | 0 | 0 | 0 | 0 | 0 | 0 | 0
F2_Commercial_Lodging_New_Space Heating_Electric_Packaged Terminal HP_E6 | F2 | Commercial | Lodging | New | Space Heating | Electric | Packaged Terminal HP | E6 | TRC BC Ratio | 0 | 0 | 0 | 0 | 0 | 0 | 0 | 0 | 0 | 0 | 0 | 0 | 0 | 0 | 0 | 0 | 0 | 0 | 0 | 0 | 0 | 0 | 0 | 0 | 0 | 0 | 0 | 0 | 0 | 0
F2_Commercial_Lodging_New_Space Heating_Electric_Packaged Terminal HP_E7 | F2 | Commercial | Lodging | New | Space Heating | Electric | Packaged Terminal HP | E7 | TRC BC Ratio | 0 | 0 | 0 | 0 | 0 | 0 | 0 | 0 | 0 | 0 | 0 | 0 | 0 | 0 | 0 | 0 | 0 | 0 | 0 | 0 | 0 | 0 | 0 | 0 | 0 | 0 | 0 | 0 | 0 | 0
F2_Commercial_Lodging_New_Space Heating_Electric_Packaged Terminal HP_E8 | F2 | Commercial | Lodging | New | Space Heating | Electric | Packaged Terminal HP | E8 | TRC BC Ratio | 0 | 0 | 0 | 0 | 0 | 0 | 0 | 0 | 0 | 0 | 0 | 0 | 0 | 0 | 0 | 0 | 0 | 0 | 0 | 0 | 0 | 0 | 0 | 0 | 0 | 0 | 0 | 0 | 0 | 0
F2_Commercial_Lodging_New_Space Heating_Electric_Packaged Terminal HP_E9 | F2 | Commercial | Lodging | New | Space Heating | Electric | Packaged Terminal HP | E9 | TRC BC Ratio | 0 | 0 | 0 | 0 | 0 | 0 | 0 | 0 | 0 | 0 | 0 | 0 | 0 | 0 | 0 | 0 | 0 | 0 | 0 | 0 | 0 | 0 | 0 | 0 | 0 | 0 | 0 | 0 | 0 | 0
F2_Commercial_Lodging_New_Space Heating_Electric_Packaged Terminal HP_E10 | F2 | Commercial | Lodging | New | Space Heating | Electric | Packaged Terminal HP | E10 | TRC BC Ratio | 0 | 0 | 0 | 0 | 0 | 0 | 0 | 0 | 0 | 0 | 0 | 0 | 0 | 0 | 0 | 0 | 0 | 0 | 0 | 0 | 0 | 0 | 0 | 0 | 0 | 0 | 0 | 0 | 0 | 0
F3_Commercial_Lodging_New_Space Heating_Electric_Packaged Terminal HP_E1 | F3 | Commercial | Lodging | New | Space Heating | Electric | Packaged Terminal HP | E1 | PACT BC Ratio | 0 | 0 | 0 | 0 | 0 | 0 | 0 | 0 | 0 | 0 | 0 | 0 | 0 | 0 | 0 | 0 | 0 | 0 | 0 | 0 | 0 | 0 | 0 | 0 | 0 | 0 | 0 | 0 | 0 | 0
F3_Commercial_Lodging_New_Space Heating_Electric_Packaged Terminal HP_E2 | F3 | Commercial | Lodging | New | Space Heating | Electric | Packaged Terminal HP | E2 | PACT BC Ratio | 0 | 0 | 0 | 0 | 0 | 0 | 0 | 0 | 0 | 0 | 0 | 0 | 0 | 0 | 0 | 0 | 0 | 0 | 0 | 0 | 0 | 0 | 0 | 0 | 0 | 0 | 0 | 0 | 0 | 0
F3_Commercial_Lodging_New_Space Heating_Electric_Packaged Terminal HP_E3 | F3 | Commercial | Lodging | New | Space Heating | Electric | Packaged Terminal HP | E3 | PACT BC Ratio | 0 | 0 | 0 | 0 | 0 | 0 | 0 | 0 | 0 | 0 | 0 | 0 | 0 | 0 | 0 | 0 | 0 | 0 | 0 | 0 | 0 | 0 | 0 | 0 | 0 | 0 | 0 | 0 | 0 | 0
F3_Commercial_Lodging_New_Space Heating_Electric_Packaged Terminal HP_E4 | F3 | Commercial | Lodging | New | Space Heating | Electric | Packaged Terminal HP | E4 | PACT BC Ratio | 0 | 0 | 0 | 0 | 0 | 0 | 0 | 0 | 0 | 0 | 0 | 0 | 0 | 0 | 0 | 0 | 0 | 0 | 0 | 0 | 0 | 0 | 0 | 0 | 0 | 0 | 0 | 0 | 0 | 0
F3_Commercial_Lodging_New_Space Heating_Electric_Packaged Terminal HP_E5 | F3 | Commercial | Lodging | New | Space Heating | Electric | Packaged Terminal HP | E5 | PACT BC Ratio | 0 | 0 | 0 | 0 | 0 | 0 | 0 | 0 | 0 | 0 | 0 | 0 | 0 | 0 | 0 | 0 | 0 | 0 | 0 | 0 | 0 | 0 | 0 | 0 | 0 | 0 | 0 | 0 | 0 | 0
F3_Commercial_Lodging_New_Space Heating_Electric_Packaged Terminal HP_E6 | F3 | Commercial | Lodging | New | Space Heating | Electric | Packaged Terminal HP | E6 | PACT BC Ratio | 0 | 0 | 0 | 0 | 0 | 0 | 0 | 0 | 0 | 0 | 0 | 0 | 0 | 0 | 0 | 0 | 0 | 0 | 0 | 0 | 0 | 0 | 0 | 0 | 0 | 0 | 0 | 0 | 0 | 0
F3_Commercial_Lodging_New_Space Heating_Electric_Packaged Terminal HP_E7 | F3 | Commercial | Lodging | New | Space Heating | Electric | Packaged Terminal HP | E7 | PACT BC Ratio | 0 | 0 | 0 | 0 | 0 | 0 | 0 | 0 | 0 | 0 | 0 | 0 | 0 | 0 | 0 | 0 | 0 | 0 | 0 | 0 | 0 | 0 | 0 | 0 | 0 | 0 | 0 | 0 | 0 | 0
F3_Commercial_Lodging_New_Space Heating_Electric_Packaged Terminal HP_E8 | F3 | Commercial | Lodging | New | Space Heating | Electric | Packaged Terminal HP | E8 | PACT BC Ratio | 0 | 0 | 0 | 0 | 0 | 0 | 0 | 0 | 0 | 0 | 0 | 0 | 0 | 0 | 0 | 0 | 0 | 0 | 0 | 0 | 0 | 0 | 0 | 0 | 0 | 0 | 0 | 0 | 0 | 0
F3_Commercial_Lodging_New_Space Heating_Electric_Packaged Terminal HP_E9 | F3 | Commercial | Lodging | New | Space Heating | Electric | Packaged Terminal HP | E9 | PACT BC Ratio | 0 | 0 | 0 | 0 | 0 | 0 | 0 | 0 | 0 | 0 | 0 | 0 | 0 | 0 | 0 | 0 | 0 | 0 | 0 | 0 | 0 | 0 | 0 | 0 | 0 | 0 | 0 | 0 | 0 | 0
F3_Commercial_Lodging_New_Space Heating_Electric_Packaged Terminal HP_E10 | F3 | Commercial | Lodging | New | Space Heating | Electric | Packaged Terminal HP | E10 | PACT BC Ratio | 0 | 0 | 0 | 0 | 0 | 0 | 0 | 0 | 0 | 0 | 0 | 0 | 0 | 0 | 0 | 0 | 0 | 0 | 0 | 0 | 0 | 0 | 0 | 0 | 0 | 0 | 0 | 0 | 0 | 0
F4_Commercial_Lodging_New_Space Heating_Electric_Packaged Terminal HP_E1 | F4 | Commercial | Lodging | New | Space Heating | Electric | Packaged Terminal HP | E1 | RVT BC Ratio | 0 | 0 | 0 | 0 | 0 | 0 | 0 | 0 | 0 | 0 | 0 | 0 | 0 | 0 | 0 | 0 | 0 | 0 | 0 | 0 | 0 | 0 | 0 | 0 | 0 | 0 | 0 | 0 | 0 | 0
F4_Commercial_Lodging_New_Space Heating_Electric_Packaged Terminal HP_E2 | F4 | Commercial | Lodging | New | Space Heating | Electric | Packaged Terminal HP | E2 | RVT BC Ratio | 0 | 0 | 0 | 0 | 0 | 0 | 0 | 0 | 0 | 0 | 0 | 0 | 0 | 0 | 0 | 0 | 0 | 0 | 0 | 0 | 0 | 0 | 0 | 0 | 0 | 0 | 0 | 0 | 0 | 0
F4_Commercial_Lodging_New_Space Heating_Electric_Packaged Terminal HP_E3 | F4 | Commercial | Lodging | New | Space Heating | Electric | Packaged Terminal HP | E3 | RVT BC Ratio | 0 | 0 | 0 | 0 | 0 | 0 | 0 | 0 | 0 | 0 | 0 | 0 | 0 | 0 | 0 | 0 | 0 | 0 | 0 | 0 | 0 | 0 | 0 | 0 | 0 | 0 | 0 | 0 | 0 | 0
F4_Commercial_Lodging_New_Space Heating_Electric_Packaged Terminal HP_E4 | F4 | Commercial | Lodging | New | Space Heating | Electric | Packaged Terminal HP | E4 | RVT BC Ratio | 0 | 0 | 0 | 0 | 0 | 0 | 0 | 0 | 0 | 0 | 0 | 0 | 0 | 0 | 0 | 0 | 0 | 0 | 0 | 0 | 0 | 0 | 0 | 0 | 0 | 0 | 0 | 0 | 0 | 0
F4_Commercial_Lodging_New_Space Heating_Electric_Packaged Terminal HP_E5 | F4 | Commercial | Lodging | New | Space Heating | Electric | Packaged Terminal HP | E5 | RVT BC Ratio | 0 | 0 | 0 | 0 | 0 | 0 | 0 | 0 | 0 | 0 | 0 | 0 | 0 | 0 | 0 | 0 | 0 | 0 | 0 | 0 | 0 | 0 | 0 | 0 | 0 | 0 | 0 | 0 | 0 | 0
F4_Commercial_Lodging_New_Space Heating_Electric_Packaged Terminal HP_E6 | F4 | Commercial | Lodging | New | Space Heating | Electric | Packaged Terminal HP | E6 | RVT BC Ratio | 0 | 0 | 0 | 0 | 0 | 0 | 0 | 0 | 0 | 0 | 0 | 0 | 0 | 0 | 0 | 0 | 0 | 0 | 0 | 0 | 0 | 0 | 0 | 0 | 0 | 0 | 0 | 0 | 0 | 0
F4_Commercial_Lodging_New_Space Heating_Electric_Packaged Terminal HP_E7 | F4 | Commercial | Lodging | New | Space Heating | Electric | Packaged Terminal HP | E7 | RVT BC Ratio | 0 | 0 | 0 | 0 | 0 | 0 | 0 | 0 | 0 | 0 | 0 | 0 | 0 | 0 | 0 | 0 | 0 | 0 | 0 | 0 | 0 | 0 | 0 | 0 | 0 | 0 | 0 | 0 | 0 | 0
F4_Commercial_Lodging_New_Space Heating_Electric_Packaged Terminal HP_E8 | F4 | Commercial | Lodging | New | Space Heating | Electric | Packaged Terminal HP | E8 | RVT BC Ratio | 0 | 0 | 0 | 0 | 0 | 0 | 0 | 0 | 0 | 0 | 0 | 0 | 0 | 0 | 0 | 0 | 0 | 0 | 0 | 0 | 0 | 0 | 0 | 0 | 0 | 0 | 0 | 0 | 0 | 0
F4_Commercial_Lodging_New_Space Heating_Electric_Packaged Terminal HP_E9 | F4 | Commercial | Lodging | New | Space Heating | Electric | Packaged Terminal HP | E9 | RVT BC Ratio | 0 | 0 | 0 | 0 | 0 | 0 | 0 | 0 | 0 | 0 | 0 | 0 | 0 | 0 | 0 | 0 | 0 | 0 | 0 | 0 | 0 | 0 | 0 | 0 | 0 | 0 | 0 | 0 | 0 | 0
F4_Commercial_Lodging_New_Space Heating_Electric_Packaged Terminal HP_E10 | F4 | Commercial | Lodging | New | Space Heating | Electric | Packaged Terminal HP | E10 | RVT BC Ratio | 0 | 0 | 0 | 0 | 0 | 0 | 0 | 0 | 0 | 0 | 0 | 0 | 0 | 0 | 0 | 0 | 0 | 0 | 0 | 0 | 0 | 0 | 0 | 0 | 0 | 0 | 0 | 0 | 0 | 0
F5_Commercial_Lodging_New_Space Heating_Electric_Packaged Terminal HP_E1 | F5 | Commercial | Lodging | New | Space Heating | Electric | Packaged Terminal HP | E1 | RIM BC Ratio | 0 | 0 | 0 | 0 | 0 | 0 | 0 | 0 | 0 | 0 | 0 | 0 | 0 | 0 | 0 | 0 | 0 | 0 | 0 | 0 | 0 | 0 | 0 | 0 | 0 | 0 | 0 | 0 | 0 | 0
F5_Commercial_Lodging_New_Space Heating_Electric_Packaged Terminal HP_E2 | F5 | Commercial | Lodging | New | Space Heating | Electric | Packaged Terminal HP | E2 | RIM BC Ratio | 0 | 0 | 0 | 0 | 0 | 0 | 0 | 0 | 0 | 0 | 0 | 0 | 0 | 0 | 0 | 0 | 0 | 0 | 0 | 0 | 0 | 0 | 0 | 0 | 0 | 0 | 0 | 0 | 0 | 0
F5_Commercial_Lodging_New_Space Heating_Electric_Packaged Terminal HP_E3 | F5 | Commercial | Lodging | New | Space Heating | Electric | Packaged Terminal HP | E3 | RIM BC Ratio | 0 | 0 | 0 | 0 | 0 | 0 | 0 | 0 | 0 | 0 | 0 | 0 | 0 | 0 | 0 | 0 | 0 | 0 | 0 | 0 | 0 | 0 | 0 | 0 | 0 | 0 | 0 | 0 | 0 | 0
F5_Commercial_Lodging_New_Space Heating_Electric_Packaged Terminal HP_E4 | F5 | Commercial | Lodging | New | Space Heating | Electric | Packaged Terminal HP | E4 | RIM BC Ratio | 0 | 0 | 0 | 0 | 0 | 0 | 0 | 0 | 0 | 0 | 0 | 0 | 0 | 0 | 0 | 0 | 0 | 0 | 0 | 0 | 0 | 0 | 0 | 0 | 0 | 0 | 0 | 0 | 0 | 0
F5_Commercial_Lodging_New_Space Heating_Electric_Packaged Terminal HP_E5 | F5 | Commercial | Lodging | New | Space Heating | Electric | Packaged Terminal HP | E5 | RIM BC Ratio | 0 | 0 | 0 | 0 | 0 | 0 | 0 | 0 | 0 | 0 | 0 | 0 | 0 | 0 | 0 | 0 | 0 | 0 | 0 | 0 | 0 | 0 | 0 | 0 | 0 | 0 | 0 | 0 | 0 | 0
F5_Commercial_Lodging_New_Space Heating_Electric_Packaged Terminal HP_E6 | F5 | Commercial | Lodging | New | Space Heating | Electric | Packaged Terminal HP | E6 | RIM BC Ratio | 0 | 0 | 0 | 0 | 0 | 0 | 0 | 0 | 0 | 0 | 0 | 0 | 0 | 0 | 0 | 0 | 0 | 0 | 0 | 0 | 0 | 0 | 0 | 0 | 0 | 0 | 0 | 0 | 0 | 0
F5_Commercial_Lodging_New_Space Heating_Electric_Packaged Terminal HP_E7 | F5 | Commercial | Lodging | New | Space Heating | Electric | Packaged Terminal HP | E7 | RIM BC Ratio | 0 | 0 | 0 | 0 | 0 | 0 | 0 | 0 | 0 | 0 | 0 | 0 | 0 | 0 | 0 | 0 | 0 | 0 | 0 | 0 | 0 | 0 | 0 | 0 | 0 | 0 | 0 | 0 | 0 | 0
F5_Commercial_Lodging_New_Space Heating_Electric_Packaged Terminal HP_E8 | F5 | Commercial | Lodging | New | Space Heating | Electric | Packaged Terminal HP | E8 | RIM BC Ratio | 0 | 0 | 0 | 0 | 0 | 0 | 0 | 0 | 0 | 0 | 0 | 0 | 0 | 0 | 0 | 0 | 0 | 0 | 0 | 0 | 0 | 0 | 0 | 0 | 0 | 0 | 0 | 0 | 0 | 0
F5_Commercial_Lodging_New_Space Heating_Electric_Packaged Terminal HP_E9 | F5 | Commercial | Lodging | New | Space Heating | Electric | Packaged Terminal HP | E9 | RIM BC Ratio | 0 | 0 | 0 | 0 | 0 | 0 | 0 | 0 | 0 | 0 | 0 | 0 | 0 | 0 | 0 | 0 | 0 | 0 | 0 | 0 | 0 | 0 | 0 | 0 | 0 | 0 | 0 | 0 | 0 | 0
F5_Commercial_Lodging_New_Space Heating_Electric_Packaged Terminal HP_E10 | F5 | Commercial | Lodging | New | Space Heating | Electric | Packaged Terminal HP | E10 | RIM BC Ratio | 0 | 0 | 0 | 0 | 0 | 0 | 0 | 0 | 0 | 0 | 0 | 0 | 0 | 0 | 0 | 0 | 0 | 0 | 0 | 0 | 0 | 0 | 0 | 0 | 0 | 0 | 0 | 0 | 0 | 0
F0_Commercial_Lodging_New_Space Heating_Electric_Air-Source Heat Pump_E0 | F0 | Commercial | Lodging | New | Space Heating | Electric | Air-Source Heat Pump | E0 | Economic Unit | 0 | 0 | 0 | 0 | 0 | 0 | 0 | 0 | 0 | 0 | 0 | 0 | 0 | 0 | 0 | 0 | 0 | 0 | 0 | 0 | 0 | 0 | 0 | 0 | 0 | 0 | 0 | 0 | 0 | 0
F1_Commercial_Lodging_New_Space Heating_Electric_Air-Source Heat Pump_E1 | F1 | Commercial | Lodging | New | Space Heating | Electric | Air-Source Heat Pump | E1 | CCE | 0 | 0 | 0 | 0 | 0 | 0 | 0 | 0 | 0 | 0 | 0 | 0 | 0 | 0 | 0 | 0 | 0 | 0 | 0 | 0 | 0 | 0 | 0 | 0 | 0 | 0 | 0 | 0 | 0 | 0
F1_Commercial_Lodging_New_Space Heating_Electric_Air-Source Heat Pump_E2 | F1 | Commercial | Lodging | New | Space Heating | Electric | Air-Source Heat Pump | E2 | CCE | 0 | 0 | 0 | 0 | 0 | 0 | 0 | 0 | 0 | 0 | 0 | 0 | 0 | 0 | 0 | 0 | 0 | 0 | 0 | 0 | 0 | 0 | 0 | 0 | 0 | 0 | 0 | 0 | 0 | 0
F1_Commercial_Lodging_New_Space Heating_Electric_Air-Source Heat Pump_E3 | F1 | Commercial | Lodging | New | Space Heating | Electric | Air-Source Heat Pump | E3 | CCE | 0 | 0 | 0 | 0 | 0 | 0 | 0 | 0 | 0 | 0 | 0 | 0 | 0 | 0 | 0 | 0 | 0 | 0 | 0 | 0 | 0 | 0 | 0 | 0 | 0 | 0 | 0 | 0 | 0 | 0
F1_Commercial_Lodging_New_Space Heating_Electric_Air-Source Heat Pump_E4 | F1 | Commercial | Lodging | New | Space Heating | Electric | Air-Source Heat Pump | E4 | CCE | 0 | 0 | 0 | 0 | 0 | 0 | 0 | 0 | 0 | 0 | 0 | 0 | 0 | 0 | 0 | 0 | 0 | 0 | 0 | 0 | 0 | 0 | 0 | 0 | 0 | 0 | 0 | 0 | 0 | 0
F1_Commercial_Lodging_New_Space Heating_Electric_Air-Source Heat Pump_E5 | F1 | Commercial | Lodging | New | Space Heating | Electric | Air-Source Heat Pump | E5 | CCE | 0 | 0 | 0 | 0 | 0 | 0 | 0 | 0 | 0 | 0 | 0 | 0 | 0 | 0 | 0 | 0 | 0 | 0 | 0 | 0 | 0 | 0 | 0 | 0 | 0 | 0 | 0 | 0 | 0 | 0
F1_Commercial_Lodging_New_Space Heating_Electric_Air-Source Heat Pump_E6 | F1 | Commercial | Lodging | New | Space Heating | Electric | Air-Source Heat Pump | E6 | CCE | 0 | 0 | 0 | 0 | 0 | 0 | 0 | 0 | 0 | 0 | 0 | 0 | 0 | 0 | 0 | 0 | 0 | 0 | 0 | 0 | 0 | 0 | 0 | 0 | 0 | 0 | 0 | 0 | 0 | 0
F1_Commercial_Lodging_New_Space Heating_Electric_Air-Source Heat Pump_E7 | F1 | Commercial | Lodging | New | Space Heating | Electric | Air-Source Heat Pump | E7 | CCE | 0 | 0 | 0 | 0 | 0 | 0 | 0 | 0 | 0 | 0 | 0 | 0 | 0 | 0 | 0 | 0 | 0 | 0 | 0 | 0 | 0 | 0 | 0 | 0 | 0 | 0 | 0 | 0 | 0 | 0
F1_Commercial_Lodging_New_Space Heating_Electric_Air-Source Heat Pump_E8 | F1 | Commercial | Lodging | New | Space Heating | Electric | Air-Source Heat Pump | E8 | CCE | 0 | 0 | 0 | 0 | 0 | 0 | 0 | 0 | 0 | 0 | 0 | 0 | 0 | 0 | 0 | 0 | 0 | 0 | 0 | 0 | 0 | 0 | 0 | 0 | 0 | 0 | 0 | 0 | 0 | 0
F1_Commercial_Lodging_New_Space Heating_Electric_Air-Source Heat Pump_E9 | F1 | Commercial | Lodging | New | Space Heating | Electric | Air-Source Heat Pump | E9 | CCE | 0 | 0 | 0 | 0 | 0 | 0 | 0 | 0 | 0 | 0 | 0 | 0 | 0 | 0 | 0 | 0 | 0 | 0 | 0 | 0 | 0 | 0 | 0 | 0 | 0 | 0 | 0 | 0 | 0 | 0
F1_Commercial_Lodging_New_Space Heating_Electric_Air-Source Heat Pump_E10 | F1 | Commercial | Lodging | New | Space Heating | Electric | Air-Source Heat Pump | E10 | CCE | 0 | 0 | 0 | 0 | 0 | 0 | 0 | 0 | 0 | 0 | 0 | 0 | 0 | 0 | 0 | 0 | 0 | 0 | 0 | 0 | 0 | 0 | 0 | 0 | 0 | 0 | 0 | 0 | 0 | 0
F2_Commercial_Lodging_New_Space Heating_Electric_Air-Source Heat Pump_E1 | F2 | Commercial | Lodging | New | Space Heating | Electric | Air-Source Heat Pump | E1 | TRC BC Ratio | 0 | 0 | 0 | 0 | 0 | 0 | 0 | 0 | 0 | 0 | 0 | 0 | 0 | 0 | 0 | 0 | 0 | 0 | 0 | 0 | 0 | 0 | 0 | 0 | 0 | 0 | 0 | 0 | 0 | 0
F2_Commercial_Lodging_New_Space Heating_Electric_Air-Source Heat Pump_E2 | F2 | Commercial | Lodging | New | Space Heating | Electric | Air-Source Heat Pump | E2 | TRC BC Ratio | 0 | 0 | 0 | 0 | 0 | 0 | 0 | 0 | 0 | 0 | 0 | 0 | 0 | 0 | 0 | 0 | 0 | 0 | 0 | 0 | 0 | 0 | 0 | 0 | 0 | 0 | 0 | 0 | 0 | 0
F2_Commercial_Lodging_New_Space Heating_Electric_Air-Source Heat Pump_E3 | F2 | Commercial | Lodging | New | Space Heating | Electric | Air-Source Heat Pump | E3 | TRC BC Ratio | 0 | 0 | 0 | 0 | 0 | 0 | 0 | 0 | 0 | 0 | 0 | 0 | 0 | 0 | 0 | 0 | 0 | 0 | 0 | 0 | 0 | 0 | 0 | 0 | 0 | 0 | 0 | 0 | 0 | 0
F2_Commercial_Lodging_New_Space Heating_Electric_Air-Source Heat Pump_E4 | F2 | Commercial | Lodging | New | Space Heating | Electric | Air-Source Heat Pump | E4 | TRC BC Ratio | 0 | 0 | 0 | 0 | 0 | 0 | 0 | 0 | 0 | 0 | 0 | 0 | 0 | 0 | 0 | 0 | 0 | 0 | 0 | 0 | 0 | 0 | 0 | 0 | 0 | 0 | 0 | 0 | 0 | 0
F2_Commercial_Lodging_New_Space Heating_Electric_Air-Source Heat Pump_E5 | F2 | Commercial | Lodging | New | Space Heating | Electric | Air-Source Heat Pump | E5 | TRC BC Ratio | 0 | 0 | 0 | 0 | 0 | 0 | 0 | 0 | 0 | 0 | 0 | 0 | 0 | 0 | 0 | 0 | 0 | 0 | 0 | 0 | 0 | 0 | 0 | 0 | 0 | 0 | 0 | 0 | 0 | 0
F2_Commercial_Lodging_New_Space Heating_Electric_Air-Source Heat Pump_E6 | F2 | Commercial | Lodging | New | Space Heating | Electric | Air-Source Heat Pump | E6 | TRC BC Ratio | 0 | 0 | 0 | 0 | 0 | 0 | 0 | 0 | 0 | 0 | 0 | 0 | 0 | 0 | 0 | 0 | 0 | 0 | 0 | 0 | 0 | 0 | 0 | 0 | 0 | 0 | 0 | 0 | 0 | 0
F2_Commercial_Lodging_New_Space Heating_Electric_Air-Source Heat Pump_E7 | F2 | Commercial | Lodging | New | Space Heating | Electric | Air-Source Heat Pump | E7 | TRC BC Ratio | 0 | 0 | 0 | 0 | 0 | 0 | 0 | 0 | 0 | 0 | 0 | 0 | 0 | 0 | 0 | 0 | 0 | 0 | 0 | 0 | 0 | 0 | 0 | 0 | 0 | 0 | 0 | 0 | 0 | 0
F2_Commercial_Lodging_New_Space Heating_Electric_Air-Source Heat Pump_E8 | F2 | Commercial | Lodging | New | Space Heating | Electric | Air-Source Heat Pump | E8 | TRC BC Ratio | 0 | 0 | 0 | 0 | 0 | 0 | 0 | 0 | 0 | 0 | 0 | 0 | 0 | 0 | 0 | 0 | 0 | 0 | 0 | 0 | 0 | 0 | 0 | 0 | 0 | 0 | 0 | 0 | 0 | 0
F2_Commercial_Lodging_New_Space Heating_Electric_Air-Source Heat Pump_E9 | F2 | Commercial | Lodging | New | Space Heating | Electric | Air-Source Heat Pump | E9 | TRC BC Ratio | 0 | 0 | 0 | 0 | 0 | 0 | 0 | 0 | 0 | 0 | 0 | 0 | 0 | 0 | 0 | 0 | 0 | 0 | 0 | 0 | 0 | 0 | 0 | 0 | 0 | 0 | 0 | 0 | 0 | 0
F2_Commercial_Lodging_New_Space Heating_Electric_Air-Source Heat Pump_E10 | F2 | Commercial | Lodging | New | Space Heating | Electric | Air-Source Heat Pump | E10 | TRC BC Ratio | 0 | 0 | 0 | 0 | 0 | 0 | 0 | 0 | 0 | 0 | 0 | 0 | 0 | 0 | 0 | 0 | 0 | 0 | 0 | 0 | 0 | 0 | 0 | 0 | 0 | 0 | 0 | 0 | 0 | 0
F3_Commercial_Lodging_New_Space Heating_Electric_Air-Source Heat Pump_E1 | F3 | Commercial | Lodging | New | Space Heating | Electric | Air-Source Heat Pump | E1 | PACT BC Ratio | 0 | 0 | 0 | 0 | 0 | 0 | 0 | 0 | 0 | 0 | 0 | 0 | 0 | 0 | 0 | 0 | 0 | 0 | 0 | 0 | 0 | 0 | 0 | 0 | 0 | 0 | 0 | 0 | 0 | 0
F3_Commercial_Lodging_New_Space Heating_Electric_Air-Source Heat Pump_E2 | F3 | Commercial | Lodging | New | Space Heating | Electric | Air-Source Heat Pump | E2 | PACT BC Ratio | 0 | 0 | 0 | 0 | 0 | 0 | 0 | 0 | 0 | 0 | 0 | 0 | 0 | 0 | 0 | 0 | 0 | 0 | 0 | 0 | 0 | 0 | 0 | 0 | 0 | 0 | 0 | 0 | 0 | 0
F3_Commercial_Lodging_New_Space Heating_Electric_Air-Source Heat Pump_E3 | F3 | Commercial | Lodging | New | Space Heating | Electric | Air-Source Heat Pump | E3 | PACT BC Ratio | 0 | 0 | 0 | 0 | 0 | 0 | 0 | 0 | 0 | 0 | 0 | 0 | 0 | 0 | 0 | 0 | 0 | 0 | 0 | 0 | 0 | 0 | 0 | 0 | 0 | 0 | 0 | 0 | 0 | 0
F3_Commercial_Lodging_New_Space Heating_Electric_Air-Source Heat Pump_E4 | F3 | Commercial | Lodging | New | Space Heating | Electric | Air-Source Heat Pump | E4 | PACT BC Ratio | 0 | 0 | 0 | 0 | 0 | 0 | 0 | 0 | 0 | 0 | 0 | 0 | 0 | 0 | 0 | 0 | 0 | 0 | 0 | 0 | 0 | 0 | 0 | 0 | 0 | 0 | 0 | 0 | 0 | 0
F3_Commercial_Lodging_New_Space Heating_Electric_Air-Source Heat Pump_E5 | F3 | Commercial | Lodging | New | Space Heating | Electric | Air-Source Heat Pump | E5 | PACT BC Ratio | 0 | 0 | 0 | 0 | 0 | 0 | 0 | 0 | 0 | 0 | 0 | 0 | 0 | 0 | 0 | 0 | 0 | 0 | 0 | 0 | 0 | 0 | 0 | 0 | 0 | 0 | 0 | 0 | 0 | 0
F3_Commercial_Lodging_New_Space Heating_Electric_Air-Source Heat Pump_E6 | F3 | Commercial | Lodging | New | Space Heating | Electric | Air-Source Heat Pump | E6 | PACT BC Ratio | 0 | 0 | 0 | 0 | 0 | 0 | 0 | 0 | 0 | 0 | 0 | 0 | 0 | 0 | 0 | 0 | 0 | 0 | 0 | 0 | 0 | 0 | 0 | 0 | 0 | 0 | 0 | 0 | 0 | 0
F3_Commercial_Lodging_New_Space Heating_Electric_Air-Source Heat Pump_E7 | F3 | Commercial | Lodging | New | Space Heating | Electric | Air-Source Heat Pump | E7 | PACT BC Ratio | 0 | 0 | 0 | 0 | 0 | 0 | 0 | 0 | 0 | 0 | 0 | 0 | 0 | 0 | 0 | 0 | 0 | 0 | 0 | 0 | 0 | 0 | 0 | 0 | 0 | 0 | 0 | 0 | 0 | 0
F3_Commercial_Lodging_New_Space Heating_Electric_Air-Source Heat Pump_E8 | F3 | Commercial | Lodging | New | Space Heating | Electric | Air-Source Heat Pump | E8 | PACT BC Ratio | 0 | 0 | 0 | 0 | 0 | 0 | 0 | 0 | 0 | 0 | 0 | 0 | 0 | 0 | 0 | 0 | 0 | 0 | 0 | 0 | 0 | 0 | 0 | 0 | 0 | 0 | 0 | 0 | 0 | 0
F3_Commercial_Lodging_New_Space Heating_Electric_Air-Source Heat Pump_E9 | F3 | Commercial | Lodging | New | Space Heating | Electric | Air-Source Heat Pump | E9 | PACT BC Ratio | 0 | 0 | 0 | 0 | 0 | 0 | 0 | 0 | 0 | 0 | 0 | 0 | 0 | 0 | 0 | 0 | 0 | 0 | 0 | 0 | 0 | 0 | 0 | 0 | 0 | 0 | 0 | 0 | 0 | 0
F3_Commercial_Lodging_New_Space Heating_Electric_Air-Source Heat Pump_E10 | F3 | Commercial | Lodging | New | Space Heating | Electric | Air-Source Heat Pump | E10 | PACT BC Ratio | 0 | 0 | 0 | 0 | 0 | 0 | 0 | 0 | 0 | 0 | 0 | 0 | 0 | 0 | 0 | 0 | 0 | 0 | 0 | 0 | 0 | 0 | 0 | 0 | 0 | 0 | 0 | 0 | 0 | 0
F4_Commercial_Lodging_New_Space Heating_Electric_Air-Source Heat Pump_E1 | F4 | Commercial | Lodging | New | Space Heating | Electric | Air-Source Heat Pump | E1 | RVT BC Ratio | 0 | 0 | 0 | 0 | 0 | 0 | 0 | 0 | 0 | 0 | 0 | 0 | 0 | 0 | 0 | 0 | 0 | 0 | 0 | 0 | 0 | 0 | 0 | 0 | 0 | 0 | 0 | 0 | 0 | 0
F4_Commercial_Lodging_New_Space Heating_Electric_Air-Source Heat Pump_E2 | F4 | Commercial | Lodging | New | Space Heating | Electric | Air-Source Heat Pump | E2 | RVT BC Ratio | 0 | 0 | 0 | 0 | 0 | 0 | 0 | 0 | 0 | 0 | 0 | 0 | 0 | 0 | 0 | 0 | 0 | 0 | 0 | 0 | 0 | 0 | 0 | 0 | 0 | 0 | 0 | 0 | 0 | 0
F4_Commercial_Lodging_New_Space Heating_Electric_Air-Source Heat Pump_E3 | F4 | Commercial | Lodging | New | Space Heating | Electric | Air-Source Heat Pump | E3 | RVT BC Ratio | 0 | 0 | 0 | 0 | 0 | 0 | 0 | 0 | 0 | 0 | 0 | 0 | 0 | 0 | 0 | 0 | 0 | 0 | 0 | 0 | 0 | 0 | 0 | 0 | 0 | 0 | 0 | 0 | 0 | 0
F4_Commercial_Lodging_New_Space Heating_Electric_Air-Source Heat Pump_E4 | F4 | Commercial | Lodging | New | Space Heating | Electric | Air-Source Heat Pump | E4 | RVT BC Ratio | 0 | 0 | 0 | 0 | 0 | 0 | 0 | 0 | 0 | 0 | 0 | 0 | 0 | 0 | 0 | 0 | 0 | 0 | 0 | 0 | 0 | 0 | 0 | 0 | 0 | 0 | 0 | 0 | 0 | 0
F4_Commercial_Lodging_New_Space Heating_Electric_Air-Source Heat Pump_E5 | F4 | Commercial | Lodging | New | Space Heating | Electric | Air-Source Heat Pump | E5 | RVT BC Ratio | 0 | 0 | 0 | 0 | 0 | 0 | 0 | 0 | 0 | 0 | 0 | 0 | 0 | 0 | 0 | 0 | 0 | 0 | 0 | 0 | 0 | 0 | 0 | 0 | 0 | 0 | 0 | 0 | 0 | 0
F4_Commercial_Lodging_New_Space Heating_Electric_Air-Source Heat Pump_E6 | F4 | Commercial | Lodging | New | Space Heating | Electric | Air-Source Heat Pump | E6 | RVT BC Ratio | 0 | 0 | 0 | 0 | 0 | 0 | 0 | 0 | 0 | 0 | 0 | 0 | 0 | 0 | 0 | 0 | 0 | 0 | 0 | 0 | 0 | 0 | 0 | 0 | 0 | 0 | 0 | 0 | 0 | 0
F4_Commercial_Lodging_New_Space Heating_Electric_Air-Source Heat Pump_E7 | F4 | Commercial | Lodging | New | Space Heating | Electric | Air-Source Heat Pump | E7 | RVT BC Ratio | 0 | 0 | 0 | 0 | 0 | 0 | 0 | 0 | 0 | 0 | 0 | 0 | 0 | 0 | 0 | 0 | 0 | 0 | 0 | 0 | 0 | 0 | 0 | 0 | 0 | 0 | 0 | 0 | 0 | 0
F4_Commercial_Lodging_New_Space Heating_Electric_Air-Source Heat Pump_E8 | F4 | Commercial | Lodging | New | Space Heating | Electric | Air-Source Heat Pump | E8 | RVT BC Ratio | 0 | 0 | 0 | 0 | 0 | 0 | 0 | 0 | 0 | 0 | 0 | 0 | 0 | 0 | 0 | 0 | 0 | 0 | 0 | 0 | 0 | 0 | 0 | 0 | 0 | 0 | 0 | 0 | 0 | 0
F4_Commercial_Lodging_New_Space Heating_Electric_Air-Source Heat Pump_E9 | F4 | Commercial | Lodging | New | Space Heating | Electric | Air-Source Heat Pump | E9 | RVT BC Ratio | 0 | 0 | 0 | 0 | 0 | 0 | 0 | 0 | 0 | 0 | 0 | 0 | 0 | 0 | 0 | 0 | 0 | 0 | 0 | 0 | 0 | 0 | 0 | 0 | 0 | 0 | 0 | 0 | 0 | 0
F4_Commercial_Lodging_New_Space Heating_Electric_Air-Source Heat Pump_E10 | F4 | Commercial | Lodging | New | Space Heating | Electric | Air-Source Heat Pump | E10 | RVT BC Ratio | 0 | 0 | 0 | 0 | 0 | 0 | 0 | 0 | 0 | 0 | 0 | 0 | 0 | 0 | 0 | 0 | 0 | 0 | 0 | 0 | 0 | 0 | 0 | 0 | 0 | 0 | 0 | 0 | 0 | 0
F5_Commercial_Lodging_New_Space Heating_Electric_Air-Source Heat Pump_E1 | F5 | Commercial | Lodging | New | Space Heating | Electric | Air-Source Heat Pump | E1 | RIM BC Ratio | 0 | 0 | 0 | 0 | 0 | 0 | 0 | 0 | 0 | 0 | 0 | 0 | 0 | 0 | 0 | 0 | 0 | 0 | 0 | 0 | 0 | 0 | 0 | 0 | 0 | 0 | 0 | 0 | 0 | 0
F5_Commercial_Lodging_New_Space Heating_Electric_Air-Source Heat Pump_E2 | F5 | Commercial | Lodging | New | Space Heating | Electric | Air-Source Heat Pump | E2 | RIM BC Ratio | 0 | 0 | 0 | 0 | 0 | 0 | 0 | 0 | 0 | 0 | 0 | 0 | 0 | 0 | 0 | 0 | 0 | 0 | 0 | 0 | 0 | 0 | 0 | 0 | 0 | 0 | 0 | 0 | 0 | 0
F5_Commercial_Lodging_New_Space Heating_Electric_Air-Source Heat Pump_E3 | F5 | Commercial | Lodging | New | Space Heating | Electric | Air-Source Heat Pump | E3 | RIM BC Ratio | 0 | 0 | 0 | 0 | 0 | 0 | 0 | 0 | 0 | 0 | 0 | 0 | 0 | 0 | 0 | 0 | 0 | 0 | 0 | 0 | 0 | 0 | 0 | 0 | 0 | 0 | 0 | 0 | 0 | 0
F5_Commercial_Lodging_New_Space Heating_Electric_Air-Source Heat Pump_E4 | F5 | Commercial | Lodging | New | Space Heating | Electric | Air-Source Heat Pump | E4 | RIM BC Ratio | 0 | 0 | 0 | 0 | 0 | 0 | 0 | 0 | 0 | 0 | 0 | 0 | 0 | 0 | 0 | 0 | 0 | 0 | 0 | 0 | 0 | 0 | 0 | 0 | 0 | 0 | 0 | 0 | 0 | 0
F5_Commercial_Lodging_New_Space Heating_Electric_Air-Source Heat Pump_E5 | F5 | Commercial | Lodging | New | Space Heating | Electric | Air-Source Heat Pump | E5 | RIM BC Ratio | 0 | 0 | 0 | 0 | 0 | 0 | 0 | 0 | 0 | 0 | 0 | 0 | 0 | 0 | 0 | 0 | 0 | 0 | 0 | 0 | 0 | 0 | 0 | 0 | 0 | 0 | 0 | 0 | 0 | 0
F5_Commercial_Lodging_New_Space Heating_Electric_Air-Source Heat Pump_E6 | F5 | Commercial | Lodging | New | Space Heating | Electric | Air-Source Heat Pump | E6 | RIM BC Ratio | 0 | 0 | 0 | 0 | 0 | 0 | 0 | 0 | 0 | 0 | 0 | 0 | 0 | 0 | 0 | 0 | 0 | 0 | 0 | 0 | 0 | 0 | 0 | 0 | 0 | 0 | 0 | 0 | 0 | 0
F5_Commercial_Lodging_New_Space Heating_Electric_Air-Source Heat Pump_E7 | F5 | Commercial | Lodging | New | Space Heating | Electric | Air-Source Heat Pump | E7 | RIM BC Ratio | 0 | 0 | 0 | 0 | 0 | 0 | 0 | 0 | 0 | 0 | 0 | 0 | 0 | 0 | 0 | 0 | 0 | 0 | 0 | 0 | 0 | 0 | 0 | 0 | 0 | 0 | 0 | 0 | 0 | 0
F5_Commercial_Lodging_New_Space Heating_Electric_Air-Source Heat Pump_E8 | F5 | Commercial | Lodging | New | Space Heating | Electric | Air-Source Heat Pump | E8 | RIM BC Ratio | 0 | 0 | 0 | 0 | 0 | 0 | 0 | 0 | 0 | 0 | 0 | 0 | 0 | 0 | 0 | 0 | 0 | 0 | 0 | 0 | 0 | 0 | 0 | 0 | 0 | 0 | 0 | 0 | 0 | 0
F5_Commercial_Lodging_New_Space Heating_Electric_Air-Source Heat Pump_E9 | F5 | Commercial | Lodging | New | Space Heating | Electric | Air-Source Heat Pump | E9 | RIM BC Ratio | 0 | 0 | 0 | 0 | 0 | 0 | 0 | 0 | 0 | 0 | 0 | 0 | 0 | 0 | 0 | 0 | 0 | 0 | 0 | 0 | 0 | 0 | 0 | 0 | 0 | 0 | 0 | 0 | 0 | 0
F5_Commercial_Lodging_New_Space Heating_Electric_Air-Source Heat Pump_E10 | F5 | Commercial | Lodging | New | Space Heating | Electric | Air-Source Heat Pump | E10 | RIM BC Ratio | 0 | 0 | 0 | 0 | 0 | 0 | 0 | 0 | 0 | 0 | 0 | 0 | 0 | 0 | 0 | 0 | 0 | 0 | 0 | 0 | 0 | 0 | 0 | 0 | 0 | 0 | 0 | 0 | 0 | 0
F0_Commercial_Lodging_New_Space Heating_Electric_Geothermal Heat Pump_E0 | F0 | Commercial | Lodging | New | Space Heating | Electric | Geothermal Heat Pump | E0 | Economic Unit | 0 | 0 | 0 | 0 | 0 | 0 | 0 | 0 | 0 | 0 | 0 | 0 | 0 | 0 | 0 | 0 | 0 | 0 | 0 | 0 | 0 | 0 | 0 | 0 | 0 | 0 | 0 | 0 | 0 | 0
F1_Commercial_Lodging_New_Space Heating_Electric_Geothermal Heat Pump_E1 | F1 | Commercial | Lodging | New | Space Heating | Electric | Geothermal Heat Pump | E1 | CCE | 0 | 0 | 0 | 0 | 0 | 0 | 0 | 0 | 0 | 0 | 0 | 0 | 0 | 0 | 0 | 0 | 0 | 0 | 0 | 0 | 0 | 0 | 0 | 0 | 0 | 0 | 0 | 0 | 0 | 0
F1_Commercial_Lodging_New_Space Heating_Electric_Geothermal Heat Pump_E2 | F1 | Commercial | Lodging | New | Space Heating | Electric | Geothermal Heat Pump | E2 | CCE | 0 | 0 | 0 | 0 | 0 | 0 | 0 | 0 | 0 | 0 | 0 | 0 | 0 | 0 | 0 | 0 | 0 | 0 | 0 | 0 | 0 | 0 | 0 | 0 | 0 | 0 | 0 | 0 | 0 | 0
F1_Commercial_Lodging_New_Space Heating_Electric_Geothermal Heat Pump_E3 | F1 | Commercial | Lodging | New | Space Heating | Electric | Geothermal Heat Pump | E3 | CCE | 0 | 0 | 0 | 0 | 0 | 0 | 0 | 0 | 0 | 0 | 0 | 0 | 0 | 0 | 0 | 0 | 0 | 0 | 0 | 0 | 0 | 0 | 0 | 0 | 0 | 0 | 0 | 0 | 0 | 0
F1_Commercial_Lodging_New_Space Heating_Electric_Geothermal Heat Pump_E4 | F1 | Commercial | Lodging | New | Space Heating | Electric | Geothermal Heat Pump | E4 | CCE | 0 | 0 | 0 | 0 | 0 | 0 | 0 | 0 | 0 | 0 | 0 | 0 | 0 | 0 | 0 | 0 | 0 | 0 | 0 | 0 | 0 | 0 | 0 | 0 | 0 | 0 | 0 | 0 | 0 | 0
F1_Commercial_Lodging_New_Space Heating_Electric_Geothermal Heat Pump_E5 | F1 | Commercial | Lodging | New | Space Heating | Electric | Geothermal Heat Pump | E5 | CCE | 0 | 0 | 0 | 0 | 0 | 0 | 0 | 0 | 0 | 0 | 0 | 0 | 0 | 0 | 0 | 0 | 0 | 0 | 0 | 0 | 0 | 0 | 0 | 0 | 0 | 0 | 0 | 0 | 0 | 0
F1_Commercial_Lodging_New_Space Heating_Electric_Geothermal Heat Pump_E6 | F1 | Commercial | Lodging | New | Space Heating | Electric | Geothermal Heat Pump | E6 | CCE | 0 | 0 | 0 | 0 | 0 | 0 | 0 | 0 | 0 | 0 | 0 | 0 | 0 | 0 | 0 | 0 | 0 | 0 | 0 | 0 | 0 | 0 | 0 | 0 | 0 | 0 | 0 | 0 | 0 | 0
F1_Commercial_Lodging_New_Space Heating_Electric_Geothermal Heat Pump_E7 | F1 | Commercial | Lodging | New | Space Heating | Electric | Geothermal Heat Pump | E7 | CCE | 0 | 0 | 0 | 0 | 0 | 0 | 0 | 0 | 0 | 0 | 0 | 0 | 0 | 0 | 0 | 0 | 0 | 0 | 0 | 0 | 0 | 0 | 0 | 0 | 0 | 0 | 0 | 0 | 0 | 0
F1_Commercial_Lodging_New_Space Heating_Electric_Geothermal Heat Pump_E8 | F1 | Commercial | Lodging | New | Space Heating | Electric | Geothermal Heat Pump | E8 | CCE | 0 | 0 | 0 | 0 | 0 | 0 | 0 | 0 | 0 | 0 | 0 | 0 | 0 | 0 | 0 | 0 | 0 | 0 | 0 | 0 | 0 | 0 | 0 | 0 | 0 | 0 | 0 | 0 | 0 | 0
F1_Commercial_Lodging_New_Space Heating_Electric_Geothermal Heat Pump_E9 | F1 | Commercial | Lodging | New | Space Heating | Electric | Geothermal Heat Pump | E9 | CCE | 0 | 0 | 0 | 0 | 0 | 0 | 0 | 0 | 0 | 0 | 0 | 0 | 0 | 0 | 0 | 0 | 0 | 0 | 0 | 0 | 0 | 0 | 0 | 0 | 0 | 0 | 0 | 0 | 0 | 0
F1_Commercial_Lodging_New_Space Heating_Electric_Geothermal Heat Pump_E10 | F1 | Commercial | Lodging | New | Space Heating | Electric | Geothermal Heat Pump | E10 | CCE | 0 | 0 | 0 | 0 | 0 | 0 | 0 | 0 | 0 | 0 | 0 | 0 | 0 | 0 | 0 | 0 | 0 | 0 | 0 | 0 | 0 | 0 | 0 | 0 | 0 | 0 | 0 | 0 | 0 | 0
F2_Commercial_Lodging_New_Space Heating_Electric_Geothermal Heat Pump_E1 | F2 | Commercial | Lodging | New | Space Heating | Electric | Geothermal Heat Pump | E1 | TRC BC Ratio | 0 | 0 | 0 | 0 | 0 | 0 | 0 | 0 | 0 | 0 | 0 | 0 | 0 | 0 | 0 | 0 | 0 | 0 | 0 | 0 | 0 | 0 | 0 | 0 | 0 | 0 | 0 | 0 | 0 | 0
F2_Commercial_Lodging_New_Space Heating_Electric_Geothermal Heat Pump_E2 | F2 | Commercial | Lodging | New | Space Heating | Electric | Geothermal Heat Pump | E2 | TRC BC Ratio | 0 | 0 | 0 | 0 | 0 | 0 | 0 | 0 | 0 | 0 | 0 | 0 | 0 | 0 | 0 | 0 | 0 | 0 | 0 | 0 | 0 | 0 | 0 | 0 | 0 | 0 | 0 | 0 | 0 | 0
F2_Commercial_Lodging_New_Space Heating_Electric_Geothermal Heat Pump_E3 | F2 | Commercial | Lodging | New | Space Heating | Electric | Geothermal Heat Pump | E3 | TRC BC Ratio | 0 | 0 | 0 | 0 | 0 | 0 | 0 | 0 | 0 | 0 | 0 | 0 | 0 | 0 | 0 | 0 | 0 | 0 | 0 | 0 | 0 | 0 | 0 | 0 | 0 | 0 | 0 | 0 | 0 | 0
F2_Commercial_Lodging_New_Space Heating_Electric_Geothermal Heat Pump_E4 | F2 | Commercial | Lodging | New | Space Heating | Electric | Geothermal Heat Pump | E4 | TRC BC Ratio | 0 | 0 | 0 | 0 | 0 | 0 | 0 | 0 | 0 | 0 | 0 | 0 | 0 | 0 | 0 | 0 | 0 | 0 | 0 | 0 | 0 | 0 | 0 | 0 | 0 | 0 | 0 | 0 | 0 | 0
F2_Commercial_Lodging_New_Space Heating_Electric_Geothermal Heat Pump_E5 | F2 | Commercial | Lodging | New | Space Heating | Electric | Geothermal Heat Pump | E5 | TRC BC Ratio | 0 | 0 | 0 | 0 | 0 | 0 | 0 | 0 | 0 | 0 | 0 | 0 | 0 | 0 | 0 | 0 | 0 | 0 | 0 | 0 | 0 | 0 | 0 | 0 | 0 | 0 | 0 | 0 | 0 | 0
F2_Commercial_Lodging_New_Space Heating_Electric_Geothermal Heat Pump_E6 | F2 | Commercial | Lodging | New | Space Heating | Electric | Geothermal Heat Pump | E6 | TRC BC Ratio | 0 | 0 | 0 | 0 | 0 | 0 | 0 | 0 | 0 | 0 | 0 | 0 | 0 | 0 | 0 | 0 | 0 | 0 | 0 | 0 | 0 | 0 | 0 | 0 | 0 | 0 | 0 | 0 | 0 | 0
F2_Commercial_Lodging_New_Space Heating_Electric_Geothermal Heat Pump_E7 | F2 | Commercial | Lodging | New | Space Heating | Electric | Geothermal Heat Pump | E7 | TRC BC Ratio | 0 | 0 | 0 | 0 | 0 | 0 | 0 | 0 | 0 | 0 | 0 | 0 | 0 | 0 | 0 | 0 | 0 | 0 | 0 | 0 | 0 | 0 | 0 | 0 | 0 | 0 | 0 | 0 | 0 | 0
F2_Commercial_Lodging_New_Space Heating_Electric_Geothermal Heat Pump_E8 | F2 | Commercial | Lodging | New | Space Heating | Electric | Geothermal Heat Pump | E8 | TRC BC Ratio | 0 | 0 | 0 | 0 | 0 | 0 | 0 | 0 | 0 | 0 | 0 | 0 | 0 | 0 | 0 | 0 | 0 | 0 | 0 | 0 | 0 | 0 | 0 | 0 | 0 | 0 | 0 | 0 | 0 | 0
F2_Commercial_Lodging_New_Space Heating_Electric_Geothermal Heat Pump_E9 | F2 | Commercial | Lodging | New | Space Heating | Electric | Geothermal Heat Pump | E9 | TRC BC Ratio | 0 | 0 | 0 | 0 | 0 | 0 | 0 | 0 | 0 | 0 | 0 | 0 | 0 | 0 | 0 | 0 | 0 | 0 | 0 | 0 | 0 | 0 | 0 | 0 | 0 | 0 | 0 | 0 | 0 | 0
F2_Commercial_Lodging_New_Space Heating_Electric_Geothermal Heat Pump_E10 | F2 | Commercial | Lodging | New | Space Heating | Electric | Geothermal Heat Pump | E10 | TRC BC Ratio | 0 | 0 | 0 | 0 | 0 | 0 | 0 | 0 | 0 | 0 | 0 | 0 | 0 | 0 | 0 | 0 | 0 | 0 | 0 | 0 | 0 | 0 | 0 | 0 | 0 | 0 | 0 | 0 | 0 | 0
F3_Commercial_Lodging_New_Space Heating_Electric_Geothermal Heat Pump_E1 | F3 | Commercial | Lodging | New | Space Heating | Electric | Geothermal Heat Pump | E1 | PACT BC Ratio | 0 | 0 | 0 | 0 | 0 | 0 | 0 | 0 | 0 | 0 | 0 | 0 | 0 | 0 | 0 | 0 | 0 | 0 | 0 | 0 | 0 | 0 | 0 | 0 | 0 | 0 | 0 | 0 | 0 | 0
F3_Commercial_Lodging_New_Space Heating_Electric_Geothermal Heat Pump_E2 | F3 | Commercial | Lodging | New | Space Heating | Electric | Geothermal Heat Pump | E2 | PACT BC Ratio | 0 | 0 | 0 | 0 | 0 | 0 | 0 | 0 | 0 | 0 | 0 | 0 | 0 | 0 | 0 | 0 | 0 | 0 | 0 | 0 | 0 | 0 | 0 | 0 | 0 | 0 | 0 | 0 | 0 | 0
F3_Commercial_Lodging_New_Space Heating_Electric_Geothermal Heat Pump_E3 | F3 | Commercial | Lodging | New | Space Heating | Electric | Geothermal Heat Pump | E3 | PACT BC Ratio | 0 | 0 | 0 | 0 | 0 | 0 | 0 | 0 | 0 | 0 | 0 | 0 | 0 | 0 | 0 | 0 | 0 | 0 | 0 | 0 | 0 | 0 | 0 | 0 | 0 | 0 | 0 | 0 | 0 | 0
F3_Commercial_Lodging_New_Space Heating_Electric_Geothermal Heat Pump_E4 | F3 | Commercial | Lodging | New | Space Heating | Electric | Geothermal Heat Pump | E4 | PACT BC Ratio | 0 | 0 | 0 | 0 | 0 | 0 | 0 | 0 | 0 | 0 | 0 | 0 | 0 | 0 | 0 | 0 | 0 | 0 | 0 | 0 | 0 | 0 | 0 | 0 | 0 | 0 | 0 | 0 | 0 | 0
F3_Commercial_Lodging_New_Space Heating_Electric_Geothermal Heat Pump_E5 | F3 | Commercial | Lodging | New | Space Heating | Electric | Geothermal Heat Pump | E5 | PACT BC Ratio | 0 | 0 | 0 | 0 | 0 | 0 | 0 | 0 | 0 | 0 | 0 | 0 | 0 | 0 | 0 | 0 | 0 | 0 | 0 | 0 | 0 | 0 | 0 | 0 | 0 | 0 | 0 | 0 | 0 | 0
F3_Commercial_Lodging_New_Space Heating_Electric_Geothermal Heat Pump_E6 | F3 | Commercial | Lodging | New | Space Heating | Electric | Geothermal Heat Pump | E6 | PACT BC Ratio | 0 | 0 | 0 | 0 | 0 | 0 | 0 | 0 | 0 | 0 | 0 | 0 | 0 | 0 | 0 | 0 | 0 | 0 | 0 | 0 | 0 | 0 | 0 | 0 | 0 | 0 | 0 | 0 | 0 | 0
F3_Commercial_Lodging_New_Space Heating_Electric_Geothermal Heat Pump_E7 | F3 | Commercial | Lodging | New | Space Heating | Electric | Geothermal Heat Pump | E7 | PACT BC Ratio | 0 | 0 | 0 | 0 | 0 | 0 | 0 | 0 | 0 | 0 | 0 | 0 | 0 | 0 | 0 | 0 | 0 | 0 | 0 | 0 | 0 | 0 | 0 | 0 | 0 | 0 | 0 | 0 | 0 | 0
F3_Commercial_Lodging_New_Space Heating_Electric_Geothermal Heat Pump_E8 | F3 | Commercial | Lodging | New | Space Heating | Electric | Geothermal Heat Pump | E8 | PACT BC Ratio | 0 | 0 | 0 | 0 | 0 | 0 | 0 | 0 | 0 | 0 | 0 | 0 | 0 | 0 | 0 | 0 | 0 | 0 | 0 | 0 | 0 | 0 | 0 | 0 | 0 | 0 | 0 | 0 | 0 | 0
F3_Commercial_Lodging_New_Space Heating_Electric_Geothermal Heat Pump_E9 | F3 | Commercial | Lodging | New | Space Heating | Electric | Geothermal Heat Pump | E9 | PACT BC Ratio | 0 | 0 | 0 | 0 | 0 | 0 | 0 | 0 | 0 | 0 | 0 | 0 | 0 | 0 | 0 | 0 | 0 | 0 | 0 | 0 | 0 | 0 | 0 | 0 | 0 | 0 | 0 | 0 | 0 | 0
F3_Commercial_Lodging_New_Space Heating_Electric_Geothermal Heat Pump_E10 | F3 | Commercial | Lodging | New | Space Heating | Electric | Geothermal Heat Pump | E10 | PACT BC Ratio | 0 | 0 | 0 | 0 | 0 | 0 | 0 | 0 | 0 | 0 | 0 | 0 | 0 | 0 | 0 | 0 | 0 | 0 | 0 | 0 | 0 | 0 | 0 | 0 | 0 | 0 | 0 | 0 | 0 | 0
F4_Commercial_Lodging_New_Space Heating_Electric_Geothermal Heat Pump_E1 | F4 | Commercial | Lodging | New | Space Heating | Electric | Geothermal Heat Pump | E1 | RVT BC Ratio | 0 | 0 | 0 | 0 | 0 | 0 | 0 | 0 | 0 | 0 | 0 | 0 | 0 | 0 | 0 | 0 | 0 | 0 | 0 | 0 | 0 | 0 | 0 | 0 | 0 | 0 | 0 | 0 | 0 | 0
F4_Commercial_Lodging_New_Space Heating_Electric_Geothermal Heat Pump_E2 | F4 | Commercial | Lodging | New | Space Heating | Electric | Geothermal Heat Pump | E2 | RVT BC Ratio | 0 | 0 | 0 | 0 | 0 | 0 | 0 | 0 | 0 | 0 | 0 | 0 | 0 | 0 | 0 | 0 | 0 | 0 | 0 | 0 | 0 | 0 | 0 | 0 | 0 | 0 | 0 | 0 | 0 | 0
F4_Commercial_Lodging_New_Space Heating_Electric_Geothermal Heat Pump_E3 | F4 | Commercial | Lodging | New | Space Heating | Electric | Geothermal Heat Pump | E3 | RVT BC Ratio | 0 | 0 | 0 | 0 | 0 | 0 | 0 | 0 | 0 | 0 | 0 | 0 | 0 | 0 | 0 | 0 | 0 | 0 | 0 | 0 | 0 | 0 | 0 | 0 | 0 | 0 | 0 | 0 | 0 | 0
F4_Commercial_Lodging_New_Space Heating_Electric_Geothermal Heat Pump_E4 | F4 | Commercial | Lodging | New | Space Heating | Electric | Geothermal Heat Pump | E4 | RVT BC Ratio | 0 | 0 | 0 | 0 | 0 | 0 | 0 | 0 | 0 | 0 | 0 | 0 | 0 | 0 | 0 | 0 | 0 | 0 | 0 | 0 | 0 | 0 | 0 | 0 | 0 | 0 | 0 | 0 | 0 | 0
F4_Commercial_Lodging_New_Space Heating_Electric_Geothermal Heat Pump_E5 | F4 | Commercial | Lodging | New | Space Heating | Electric | Geothermal Heat Pump | E5 | RVT BC Ratio | 0 | 0 | 0 | 0 | 0 | 0 | 0 | 0 | 0 | 0 | 0 | 0 | 0 | 0 | 0 | 0 | 0 | 0 | 0 | 0 | 0 | 0 | 0 | 0 | 0 | 0 | 0 | 0 | 0 | 0
F4_Commercial_Lodging_New_Space Heating_Electric_Geothermal Heat Pump_E6 | F4 | Commercial | Lodging | New | Space Heating | Electric | Geothermal Heat Pump | E6 | RVT BC Ratio | 0 | 0 | 0 | 0 | 0 | 0 | 0 | 0 | 0 | 0 | 0 | 0 | 0 | 0 | 0 | 0 | 0 | 0 | 0 | 0 | 0 | 0 | 0 | 0 | 0 | 0 | 0 | 0 | 0 | 0
F4_Commercial_Lodging_New_Space Heating_Electric_Geothermal Heat Pump_E7 | F4 | Commercial | Lodging | New | Space Heating | Electric | Geothermal Heat Pump | E7 | RVT BC Ratio | 0 | 0 | 0 | 0 | 0 | 0 | 0 | 0 | 0 | 0 | 0 | 0 | 0 | 0 | 0 | 0 | 0 | 0 | 0 | 0 | 0 | 0 | 0 | 0 | 0 | 0 | 0 | 0 | 0 | 0
F4_Commercial_Lodging_New_Space Heating_Electric_Geothermal Heat Pump_E8 | F4 | Commercial | Lodging | New | Space Heating | Electric | Geothermal Heat Pump | E8 | RVT BC Ratio | 0 | 0 | 0 | 0 | 0 | 0 | 0 | 0 | 0 | 0 | 0 | 0 | 0 | 0 | 0 | 0 | 0 | 0 | 0 | 0 | 0 | 0 | 0 | 0 | 0 | 0 | 0 | 0 | 0 | 0
F4_Commercial_Lodging_New_Space Heating_Electric_Geothermal Heat Pump_E9 | F4 | Commercial | Lodging | New | Space Heating | Electric | Geothermal Heat Pump | E9 | RVT BC Ratio | 0 | 0 | 0 | 0 | 0 | 0 | 0 | 0 | 0 | 0 | 0 | 0 | 0 | 0 | 0 | 0 | 0 | 0 | 0 | 0 | 0 | 0 | 0 | 0 | 0 | 0 | 0 | 0 | 0 | 0
F4_Commercial_Lodging_New_Space Heating_Electric_Geothermal Heat Pump_E10 | F4 | Commercial | Lodging | New | Space Heating | Electric | Geothermal Heat Pump | E10 | RVT BC Ratio | 0 | 0 | 0 | 0 | 0 | 0 | 0 | 0 | 0 | 0 | 0 | 0 | 0 | 0 | 0 | 0 | 0 | 0 | 0 | 0 | 0 | 0 | 0 | 0 | 0 | 0 | 0 | 0 | 0 | 0
F5_Commercial_Lodging_New_Space Heating_Electric_Geothermal Heat Pump_E1 | F5 | Commercial | Lodging | New | Space Heating | Electric | Geothermal Heat Pump | E1 | RIM BC Ratio | 0 | 0 | 0 | 0 | 0 | 0 | 0 | 0 | 0 | 0 | 0 | 0 | 0 | 0 | 0 | 0 | 0 | 0 | 0 | 0 | 0 | 0 | 0 | 0 | 0 | 0 | 0 | 0 | 0 | 0
F5_Commercial_Lodging_New_Space Heating_Electric_Geothermal Heat Pump_E2 | F5 | Commercial | Lodging | New | Space Heating | Electric | Geothermal Heat Pump | E2 | RIM BC Ratio | 0 | 0 | 0 | 0 | 0 | 0 | 0 | 0 | 0 | 0 | 0 | 0 | 0 | 0 | 0 | 0 | 0 | 0 | 0 | 0 | 0 | 0 | 0 | 0 | 0 | 0 | 0 | 0 | 0 | 0
F5_Commercial_Lodging_New_Space Heating_Electric_Geothermal Heat Pump_E3 | F5 | Commercial | Lodging | New | Space Heating | Electric | Geothermal Heat Pump | E3 | RIM BC Ratio | 0 | 0 | 0 | 0 | 0 | 0 | 0 | 0 | 0 | 0 | 0 | 0 | 0 | 0 | 0 | 0 | 0 | 0 | 0 | 0 | 0 | 0 | 0 | 0 | 0 | 0 | 0 | 0 | 0 | 0
F5_Commercial_Lodging_New_Space Heating_Electric_Geothermal Heat Pump_E4 | F5 | Commercial | Lodging | New | Space Heating | Electric | Geothermal Heat Pump | E4 | RIM BC Ratio | 0 | 0 | 0 | 0 | 0 | 0 | 0 | 0 | 0 | 0 | 0 | 0 | 0 | 0 | 0 | 0 | 0 | 0 | 0 | 0 | 0 | 0 | 0 | 0 | 0 | 0 | 0 | 0 | 0 | 0
F5_Commercial_Lodging_New_Space Heating_Electric_Geothermal Heat Pump_E5 | F5 | Commercial | Lodging | New | Space Heating | Electric | Geothermal Heat Pump | E5 | RIM BC Ratio | 0 | 0 | 0 | 0 | 0 | 0 | 0 | 0 | 0 | 0 | 0 | 0 | 0 | 0 | 0 | 0 | 0 | 0 | 0 | 0 | 0 | 0 | 0 | 0 | 0 | 0 | 0 | 0 | 0 | 0
F5_Commercial_Lodging_New_Space Heating_Electric_Geothermal Heat Pump_E6 | F5 | Commercial | Lodging | New | Space Heating | Electric | Geothermal Heat Pump | E6 | RIM BC Ratio | 0 | 0 | 0 | 0 | 0 | 0 | 0 | 0 | 0 | 0 | 0 | 0 | 0 | 0 | 0 | 0 | 0 | 0 | 0 | 0 | 0 | 0 | 0 | 0 | 0 | 0 | 0 | 0 | 0 | 0
F5_Commercial_Lodging_New_Space Heating_Electric_Geothermal Heat Pump_E7 | F5 | Commercial | Lodging | New | Space Heating | Electric | Geothermal Heat Pump | E7 | RIM BC Ratio | 0 | 0 | 0 | 0 | 0 | 0 | 0 | 0 | 0 | 0 | 0 | 0 | 0 | 0 | 0 | 0 | 0 | 0 | 0 | 0 | 0 | 0 | 0 | 0 | 0 | 0 | 0 | 0 | 0 | 0
F5_Commercial_Lodging_New_Space Heating_Electric_Geothermal Heat Pump_E8 | F5 | Commercial | Lodging | New | Space Heating | Electric | Geothermal Heat Pump | E8 | RIM BC Ratio | 0 | 0 | 0 | 0 | 0 | 0 | 0 | 0 | 0 | 0 | 0 | 0 | 0 | 0 | 0 | 0 | 0 | 0 | 0 | 0 | 0 | 0 | 0 | 0 | 0 | 0 | 0 | 0 | 0 | 0
F5_Commercial_Lodging_New_Space Heating_Electric_Geothermal Heat Pump_E9 | F5 | Commercial | Lodging | New | Space Heating | Electric | Geothermal Heat Pump | E9 | RIM BC Ratio | 0 | 0 | 0 | 0 | 0 | 0 | 0 | 0 | 0 | 0 | 0 | 0 | 0 | 0 | 0 | 0 | 0 | 0 | 0 | 0 | 0 | 0 | 0 | 0 | 0 | 0 | 0 | 0 | 0 | 0
F5_Commercial_Lodging_New_Space Heating_Electric_Geothermal Heat Pump_E10 | F5 | Commercial | Lodging | New | Space Heating | Electric | Geothermal Heat Pump | E10 | RIM BC Ratio | 0 | 0 | 0 | 0 | 0 | 0 | 0 | 0 | 0 | 0 | 0 | 0 | 0 | 0 | 0 | 0 | 0 | 0 | 0 | 0 | 0 | 0 | 0 | 0 | 0 | 0 | 0 | 0 | 0 | 0
F0_Commercial_Lodging_New_Ventilation_Electric_Ventilation_E0 | F0 | Commercial | Lodging | New | Ventilation | Electric | Ventilation | E0 | Economic Unit | 0 | 0 | 0 | 0 | 0 | 0 | 0 | 0 | 0 | 0 | 0 | 0 | 0 | 0 | 0 | 0 | 0 | 0 | 0 | 0 | 0 | 0 | 0 | 0 | 0 | 0 | 0 | 0 | 0 | 0
F1_Commercial_Lodging_New_Ventilation_Electric_Ventilation_E1 | F1 | Commercial | Lodging | New | Ventilation | Electric | Ventilation | E1 | CCE | 0 | 0 | 0 | 0 | 0 | 0 | 0 | 0 | 0 | 0 | 0 | 0 | 0 | 0 | 0 | 0 | 0 | 0 | 0 | 0 | 0 | 0 | 0 | 0 | 0 | 0 | 0 | 0 | 0 | 0
F1_Commercial_Lodging_New_Ventilation_Electric_Ventilation_E2 | F1 | Commercial | Lodging | New | Ventilation | Electric | Ventilation | E2 | CCE | 0 | 0 | 0 | 0 | 0 | 0 | 0 | 0 | 0 | 0 | 0 | 0 | 0 | 0 | 0 | 0 | 0 | 0 | 0 | 0 | 0 | 0 | 0 | 0 | 0 | 0 | 0 | 0 | 0 | 0
F1_Commercial_Lodging_New_Ventilation_Electric_Ventilation_E3 | F1 | Commercial | Lodging | New | Ventilation | Electric | Ventilation | E3 | CCE | 0 | 0 | 0 | 0 | 0 | 0 | 0 | 0 | 0 | 0 | 0 | 0 | 0 | 0 | 0 | 0 | 0 | 0 | 0 | 0 | 0 | 0 | 0 | 0 | 0 | 0 | 0 | 0 | 0 | 0
F1_Commercial_Lodging_New_Ventilation_Electric_Ventilation_E4 | F1 | Commercial | Lodging | New | Ventilation | Electric | Ventilation | E4 | CCE | 0 | 0 | 0 | 0 | 0 | 0 | 0 | 0 | 0 | 0 | 0 | 0 | 0 | 0 | 0 | 0 | 0 | 0 | 0 | 0 | 0 | 0 | 0 | 0 | 0 | 0 | 0 | 0 | 0 | 0
F1_Commercial_Lodging_New_Ventilation_Electric_Ventilation_E5 | F1 | Commercial | Lodging | New | Ventilation | Electric | Ventilation | E5 | CCE | 0 | 0 | 0 | 0 | 0 | 0 | 0 | 0 | 0 | 0 | 0 | 0 | 0 | 0 | 0 | 0 | 0 | 0 | 0 | 0 | 0 | 0 | 0 | 0 | 0 | 0 | 0 | 0 | 0 | 0
F1_Commercial_Lodging_New_Ventilation_Electric_Ventilation_E6 | F1 | Commercial | Lodging | New | Ventilation | Electric | Ventilation | E6 | CCE | 0 | 0 | 0 | 0 | 0 | 0 | 0 | 0 | 0 | 0 | 0 | 0 | 0 | 0 | 0 | 0 | 0 | 0 | 0 | 0 | 0 | 0 | 0 | 0 | 0 | 0 | 0 | 0 | 0 | 0
F1_Commercial_Lodging_New_Ventilation_Electric_Ventilation_E7 | F1 | Commercial | Lodging | New | Ventilation | Electric | Ventilation | E7 | CCE | 0 | 0 | 0 | 0 | 0 | 0 | 0 | 0 | 0 | 0 | 0 | 0 | 0 | 0 | 0 | 0 | 0 | 0 | 0 | 0 | 0 | 0 | 0 | 0 | 0 | 0 | 0 | 0 | 0 | 0
F1_Commercial_Lodging_New_Ventilation_Electric_Ventilation_E8 | F1 | Commercial | Lodging | New | Ventilation | Electric | Ventilation | E8 | CCE | 0 | 0 | 0 | 0 | 0 | 0 | 0 | 0 | 0 | 0 | 0 | 0 | 0 | 0 | 0 | 0 | 0 | 0 | 0 | 0 | 0 | 0 | 0 | 0 | 0 | 0 | 0 | 0 | 0 | 0
F1_Commercial_Lodging_New_Ventilation_Electric_Ventilation_E9 | F1 | Commercial | Lodging | New | Ventilation | Electric | Ventilation | E9 | CCE | 0 | 0 | 0 | 0 | 0 | 0 | 0 | 0 | 0 | 0 | 0 | 0 | 0 | 0 | 0 | 0 | 0 | 0 | 0 | 0 | 0 | 0 | 0 | 0 | 0 | 0 | 0 | 0 | 0 | 0
F1_Commercial_Lodging_New_Ventilation_Electric_Ventilation_E10 | F1 | Commercial | Lodging | New | Ventilation | Electric | Ventilation | E10 | CCE | 0 | 0 | 0 | 0 | 0 | 0 | 0 | 0 | 0 | 0 | 0 | 0 | 0 | 0 | 0 | 0 | 0 | 0 | 0 | 0 | 0 | 0 | 0 | 0 | 0 | 0 | 0 | 0 | 0 | 0
F2_Commercial_Lodging_New_Ventilation_Electric_Ventilation_E1 | F2 | Commercial | Lodging | New | Ventilation | Electric | Ventilation | E1 | TRC BC Ratio | 0 | 0 | 0 | 0 | 0 | 0 | 0 | 0 | 0 | 0 | 0 | 0 | 0 | 0 | 0 | 0 | 0 | 0 | 0 | 0 | 0 | 0 | 0 | 0 | 0 | 0 | 0 | 0 | 0 | 0
F2_Commercial_Lodging_New_Ventilation_Electric_Ventilation_E2 | F2 | Commercial | Lodging | New | Ventilation | Electric | Ventilation | E2 | TRC BC Ratio | 0 | 0 | 0 | 0 | 0 | 0 | 0 | 0 | 0 | 0 | 0 | 0 | 0 | 0 | 0 | 0 | 0 | 0 | 0 | 0 | 0 | 0 | 0 | 0 | 0 | 0 | 0 | 0 | 0 | 0
F2_Commercial_Lodging_New_Ventilation_Electric_Ventilation_E3 | F2 | Commercial | Lodging | New | Ventilation | Electric | Ventilation | E3 | TRC BC Ratio | 0 | 0 | 0 | 0 | 0 | 0 | 0 | 0 | 0 | 0 | 0 | 0 | 0 | 0 | 0 | 0 | 0 | 0 | 0 | 0 | 0 | 0 | 0 | 0 | 0 | 0 | 0 | 0 | 0 | 0
F2_Commercial_Lodging_New_Ventilation_Electric_Ventilation_E4 | F2 | Commercial | Lodging | New | Ventilation | Electric | Ventilation | E4 | TRC BC Ratio | 0 | 0 | 0 | 0 | 0 | 0 | 0 | 0 | 0 | 0 | 0 | 0 | 0 | 0 | 0 | 0 | 0 | 0 | 0 | 0 | 0 | 0 | 0 | 0 | 0 | 0 | 0 | 0 | 0 | 0
F2_Commercial_Lodging_New_Ventilation_Electric_Ventilation_E5 | F2 | Commercial | Lodging | New | Ventilation | Electric | Ventilation | E5 | TRC BC Ratio | 0 | 0 | 0 | 0 | 0 | 0 | 0 | 0 | 0 | 0 | 0 | 0 | 0 | 0 | 0 | 0 | 0 | 0 | 0 | 0 | 0 | 0 | 0 | 0 | 0 | 0 | 0 | 0 | 0 | 0
F2_Commercial_Lodging_New_Ventilation_Electric_Ventilation_E6 | F2 | Commercial | Lodging | New | Ventilation | Electric | Ventilation | E6 | TRC BC Ratio | 0 | 0 | 0 | 0 | 0 | 0 | 0 | 0 | 0 | 0 | 0 | 0 | 0 | 0 | 0 | 0 | 0 | 0 | 0 | 0 | 0 | 0 | 0 | 0 | 0 | 0 | 0 | 0 | 0 | 0
F2_Commercial_Lodging_New_Ventilation_Electric_Ventilation_E7 | F2 | Commercial | Lodging | New | Ventilation | Electric | Ventilation | E7 | TRC BC Ratio | 0 | 0 | 0 | 0 | 0 | 0 | 0 | 0 | 0 | 0 | 0 | 0 | 0 | 0 | 0 | 0 | 0 | 0 | 0 | 0 | 0 | 0 | 0 | 0 | 0 | 0 | 0 | 0 | 0 | 0
F2_Commercial_Lodging_New_Ventilation_Electric_Ventilation_E8 | F2 | Commercial | Lodging | New | Ventilation | Electric | Ventilation | E8 | TRC BC Ratio | 0 | 0 | 0 | 0 | 0 | 0 | 0 | 0 | 0 | 0 | 0 | 0 | 0 | 0 | 0 | 0 | 0 | 0 | 0 | 0 | 0 | 0 | 0 | 0 | 0 | 0 | 0 | 0 | 0 | 0
F2_Commercial_Lodging_New_Ventilation_Electric_Ventilation_E9 | F2 | Commercial | Lodging | New | Ventilation | Electric | Ventilation | E9 | TRC BC Ratio | 0 | 0 | 0 | 0 | 0 | 0 | 0 | 0 | 0 | 0 | 0 | 0 | 0 | 0 | 0 | 0 | 0 | 0 | 0 | 0 | 0 | 0 | 0 | 0 | 0 | 0 | 0 | 0 | 0 | 0
F2_Commercial_Lodging_New_Ventilation_Electric_Ventilation_E10 | F2 | Commercial | Lodging | New | Ventilation | Electric | Ventilation | E10 | TRC BC Ratio | 0 | 0 | 0 | 0 | 0 | 0 | 0 | 0 | 0 | 0 | 0 | 0 | 0 | 0 | 0 | 0 | 0 | 0 | 0 | 0 | 0 | 0 | 0 | 0 | 0 | 0 | 0 | 0 | 0 | 0
F3_Commercial_Lodging_New_Ventilation_Electric_Ventilation_E1 | F3 | Commercial | Lodging | New | Ventilation | Electric | Ventilation | E1 | PACT BC Ratio | 0 | 0 | 0 | 0 | 0 | 0 | 0 | 0 | 0 | 0 | 0 | 0 | 0 | 0 | 0 | 0 | 0 | 0 | 0 | 0 | 0 | 0 | 0 | 0 | 0 | 0 | 0 | 0 | 0 | 0
F3_Commercial_Lodging_New_Ventilation_Electric_Ventilation_E2 | F3 | Commercial | Lodging | New | Ventilation | Electric | Ventilation | E2 | PACT BC Ratio | 0 | 0 | 0 | 0 | 0 | 0 | 0 | 0 | 0 | 0 | 0 | 0 | 0 | 0 | 0 | 0 | 0 | 0 | 0 | 0 | 0 | 0 | 0 | 0 | 0 | 0 | 0 | 0 | 0 | 0
F3_Commercial_Lodging_New_Ventilation_Electric_Ventilation_E3 | F3 | Commercial | Lodging | New | Ventilation | Electric | Ventilation | E3 | PACT BC Ratio | 0 | 0 | 0 | 0 | 0 | 0 | 0 | 0 | 0 | 0 | 0 | 0 | 0 | 0 | 0 | 0 | 0 | 0 | 0 | 0 | 0 | 0 | 0 | 0 | 0 | 0 | 0 | 0 | 0 | 0
F3_Commercial_Lodging_New_Ventilation_Electric_Ventilation_E4 | F3 | Commercial | Lodging | New | Ventilation | Electric | Ventilation | E4 | PACT BC Ratio | 0 | 0 | 0 | 0 | 0 | 0 | 0 | 0 | 0 | 0 | 0 | 0 | 0 | 0 | 0 | 0 | 0 | 0 | 0 | 0 | 0 | 0 | 0 | 0 | 0 | 0 | 0 | 0 | 0 | 0
F3_Commercial_Lodging_New_Ventilation_Electric_Ventilation_E5 | F3 | Commercial | Lodging | New | Ventilation | Electric | Ventilation | E5 | PACT BC Ratio | 0 | 0 | 0 | 0 | 0 | 0 | 0 | 0 | 0 | 0 | 0 | 0 | 0 | 0 | 0 | 0 | 0 | 0 | 0 | 0 | 0 | 0 | 0 | 0 | 0 | 0 | 0 | 0 | 0 | 0
F3_Commercial_Lodging_New_Ventilation_Electric_Ventilation_E6 | F3 | Commercial | Lodging | New | Ventilation | Electric | Ventilation | E6 | PACT BC Ratio | 0 | 0 | 0 | 0 | 0 | 0 | 0 | 0 | 0 | 0 | 0 | 0 | 0 | 0 | 0 | 0 | 0 | 0 | 0 | 0 | 0 | 0 | 0 | 0 | 0 | 0 | 0 | 0 | 0 | 0
F3_Commercial_Lodging_New_Ventilation_Electric_Ventilation_E7 | F3 | Commercial | Lodging | New | Ventilation | Electric | Ventilation | E7 | PACT BC Ratio | 0 | 0 | 0 | 0 | 0 | 0 | 0 | 0 | 0 | 0 | 0 | 0 | 0 | 0 | 0 | 0 | 0 | 0 | 0 | 0 | 0 | 0 | 0 | 0 | 0 | 0 | 0 | 0 | 0 | 0
F3_Commercial_Lodging_New_Ventilation_Electric_Ventilation_E8 | F3 | Commercial | Lodging | New | Ventilation | Electric | Ventilation | E8 | PACT BC Ratio | 0 | 0 | 0 | 0 | 0 | 0 | 0 | 0 | 0 | 0 | 0 | 0 | 0 | 0 | 0 | 0 | 0 | 0 | 0 | 0 | 0 | 0 | 0 | 0 | 0 | 0 | 0 | 0 | 0 | 0
F3_Commercial_Lodging_New_Ventilation_Electric_Ventilation_E9 | F3 | Commercial | Lodging | New | Ventilation | Electric | Ventilation | E9 | PACT BC Ratio | 0 | 0 | 0 | 0 | 0 | 0 | 0 | 0 | 0 | 0 | 0 | 0 | 0 | 0 | 0 | 0 | 0 | 0 | 0 | 0 | 0 | 0 | 0 | 0 | 0 | 0 | 0 | 0 | 0 | 0
F3_Commercial_Lodging_New_Ventilation_Electric_Ventilation_E10 | F3 | Commercial | Lodging | New | Ventilation | Electric | Ventilation | E10 | PACT BC Ratio | 0 | 0 | 0 | 0 | 0 | 0 | 0 | 0 | 0 | 0 | 0 | 0 | 0 | 0 | 0 | 0 | 0 | 0 | 0 | 0 | 0 | 0 | 0 | 0 | 0 | 0 | 0 | 0 | 0 | 0
F4_Commercial_Lodging_New_Ventilation_Electric_Ventilation_E1 | F4 | Commercial | Lodging | New | Ventilation | Electric | Ventilation | E1 | RVT BC Ratio | 0 | 0 | 0 | 0 | 0 | 0 | 0 | 0 | 0 | 0 | 0 | 0 | 0 | 0 | 0 | 0 | 0 | 0 | 0 | 0 | 0 | 0 | 0 | 0 | 0 | 0 | 0 | 0 | 0 | 0
F4_Commercial_Lodging_New_Ventilation_Electric_Ventilation_E2 | F4 | Commercial | Lodging | New | Ventilation | Electric | Ventilation | E2 | RVT BC Ratio | 0 | 0 | 0 | 0 | 0 | 0 | 0 | 0 | 0 | 0 | 0 | 0 | 0 | 0 | 0 | 0 | 0 | 0 | 0 | 0 | 0 | 0 | 0 | 0 | 0 | 0 | 0 | 0 | 0 | 0
F4_Commercial_Lodging_New_Ventilation_Electric_Ventilation_E3 | F4 | Commercial | Lodging | New | Ventilation | Electric | Ventilation | E3 | RVT BC Ratio | 0 | 0 | 0 | 0 | 0 | 0 | 0 | 0 | 0 | 0 | 0 | 0 | 0 | 0 | 0 | 0 | 0 | 0 | 0 | 0 | 0 | 0 | 0 | 0 | 0 | 0 | 0 | 0 | 0 | 0
F4_Commercial_Lodging_New_Ventilation_Electric_Ventilation_E4 | F4 | Commercial | Lodging | New | Ventilation | Electric | Ventilation | E4 | RVT BC Ratio | 0 | 0 | 0 | 0 | 0 | 0 | 0 | 0 | 0 | 0 | 0 | 0 | 0 | 0 | 0 | 0 | 0 | 0 | 0 | 0 | 0 | 0 | 0 | 0 | 0 | 0 | 0 | 0 | 0 | 0
F4_Commercial_Lodging_New_Ventilation_Electric_Ventilation_E5 | F4 | Commercial | Lodging | New | Ventilation | Electric | Ventilation | E5 | RVT BC Ratio | 0 | 0 | 0 | 0 | 0 | 0 | 0 | 0 | 0 | 0 | 0 | 0 | 0 | 0 | 0 | 0 | 0 | 0 | 0 | 0 | 0 | 0 | 0 | 0 | 0 | 0 | 0 | 0 | 0 | 0
F4_Commercial_Lodging_New_Ventilation_Electric_Ventilation_E6 | F4 | Commercial | Lodging | New | Ventilation | Electric | Ventilation | E6 | RVT BC Ratio | 0 | 0 | 0 | 0 | 0 | 0 | 0 | 0 | 0 | 0 | 0 | 0 | 0 | 0 | 0 | 0 | 0 | 0 | 0 | 0 | 0 | 0 | 0 | 0 | 0 | 0 | 0 | 0 | 0 | 0
F4_Commercial_Lodging_New_Ventilation_Electric_Ventilation_E7 | F4 | Commercial | Lodging | New | Ventilation | Electric | Ventilation | E7 | RVT BC Ratio | 0 | 0 | 0 | 0 | 0 | 0 | 0 | 0 | 0 | 0 | 0 | 0 | 0 | 0 | 0 | 0 | 0 | 0 | 0 | 0 | 0 | 0 | 0 | 0 | 0 | 0 | 0 | 0 | 0 | 0
F4_Commercial_Lodging_New_Ventilation_Electric_Ventilation_E8 | F4 | Commercial | Lodging | New | Ventilation | Electric | Ventilation | E8 | RVT BC Ratio | 0 | 0 | 0 | 0 | 0 | 0 | 0 | 0 | 0 | 0 | 0 | 0 | 0 | 0 | 0 | 0 | 0 | 0 | 0 | 0 | 0 | 0 | 0 | 0 | 0 | 0 | 0 | 0 | 0 | 0
F4_Commercial_Lodging_New_Ventilation_Electric_Ventilation_E9 | F4 | Commercial | Lodging | New | Ventilation | Electric | Ventilation | E9 | RVT BC Ratio | 0 | 0 | 0 | 0 | 0 | 0 | 0 | 0 | 0 | 0 | 0 | 0 | 0 | 0 | 0 | 0 | 0 | 0 | 0 | 0 | 0 | 0 | 0 | 0 | 0 | 0 | 0 | 0 | 0 | 0
F4_Commercial_Lodging_New_Ventilation_Electric_Ventilation_E10 | F4 | Commercial | Lodging | New | Ventilation | Electric | Ventilation | E10 | RVT BC Ratio | 0 | 0 | 0 | 0 | 0 | 0 | 0 | 0 | 0 | 0 | 0 | 0 | 0 | 0 | 0 | 0 | 0 | 0 | 0 | 0 | 0 | 0 | 0 | 0 | 0 | 0 | 0 | 0 | 0 | 0
F5_Commercial_Lodging_New_Ventilation_Electric_Ventilation_E1 | F5 | Commercial | Lodging | New | Ventilation | Electric | Ventilation | E1 | RIM BC Ratio | 0 | 0 | 0 | 0 | 0 | 0 | 0 | 0 | 0 | 0 | 0 | 0 | 0 | 0 | 0 | 0 | 0 | 0 | 0 | 0 | 0 | 0 | 0 | 0 | 0 | 0 | 0 | 0 | 0 | 0
F5_Commercial_Lodging_New_Ventilation_Electric_Ventilation_E2 | F5 | Commercial | Lodging | New | Ventilation | Electric | Ventilation | E2 | RIM BC Ratio | 0 | 0 | 0 | 0 | 0 | 0 | 0 | 0 | 0 | 0 | 0 | 0 | 0 | 0 | 0 | 0 | 0 | 0 | 0 | 0 | 0 | 0 | 0 | 0 | 0 | 0 | 0 | 0 | 0 | 0
F5_Commercial_Lodging_New_Ventilation_Electric_Ventilation_E3 | F5 | Commercial | Lodging | New | Ventilation | Electric | Ventilation | E3 | RIM BC Ratio | 0 | 0 | 0 | 0 | 0 | 0 | 0 | 0 | 0 | 0 | 0 | 0 | 0 | 0 | 0 | 0 | 0 | 0 | 0 | 0 | 0 | 0 | 0 | 0 | 0 | 0 | 0 | 0 | 0 | 0
F5_Commercial_Lodging_New_Ventilation_Electric_Ventilation_E4 | F5 | Commercial | Lodging | New | Ventilation | Electric | Ventilation | E4 | RIM BC Ratio | 0 | 0 | 0 | 0 | 0 | 0 | 0 | 0 | 0 | 0 | 0 | 0 | 0 | 0 | 0 | 0 | 0 | 0 | 0 | 0 | 0 | 0 | 0 | 0 | 0 | 0 | 0 | 0 | 0 | 0
F5_Commercial_Lodging_New_Ventilation_Electric_Ventilation_E5 | F5 | Commercial | Lodging | New | Ventilation | Electric | Ventilation | E5 | RIM BC Ratio | 0 | 0 | 0 | 0 | 0 | 0 | 0 | 0 | 0 | 0 | 0 | 0 | 0 | 0 | 0 | 0 | 0 | 0 | 0 | 0 | 0 | 0 | 0 | 0 | 0 | 0 | 0 | 0 | 0 | 0
F5_Commercial_Lodging_New_Ventilation_Electric_Ventilation_E6 | F5 | Commercial | Lodging | New | Ventilation | Electric | Ventilation | E6 | RIM BC Ratio | 0 | 0 | 0 | 0 | 0 | 0 | 0 | 0 | 0 | 0 | 0 | 0 | 0 | 0 | 0 | 0 | 0 | 0 | 0 | 0 | 0 | 0 | 0 | 0 | 0 | 0 | 0 | 0 | 0 | 0
F5_Commercial_Lodging_New_Ventilation_Electric_Ventilation_E7 | F5 | Commercial | Lodging | New | Ventilation | Electric | Ventilation | E7 | RIM BC Ratio | 0 | 0 | 0 | 0 | 0 | 0 | 0 | 0 | 0 | 0 | 0 | 0 | 0 | 0 | 0 | 0 | 0 | 0 | 0 | 0 | 0 | 0 | 0 | 0 | 0 | 0 | 0 | 0 | 0 | 0
F5_Commercial_Lodging_New_Ventilation_Electric_Ventilation_E8 | F5 | Commercial | Lodging | New | Ventilation | Electric | Ventilation | E8 | RIM BC Ratio | 0 | 0 | 0 | 0 | 0 | 0 | 0 | 0 | 0 | 0 | 0 | 0 | 0 | 0 | 0 | 0 | 0 | 0 | 0 | 0 | 0 | 0 | 0 | 0 | 0 | 0 | 0 | 0 | 0 | 0
F5_Commercial_Lodging_New_Ventilation_Electric_Ventilation_E9 | F5 | Commercial | Lodging | New | Ventilation | Electric | Ventilation | E9 | RIM BC Ratio | 0 | 0 | 0 | 0 | 0 | 0 | 0 | 0 | 0 | 0 | 0 | 0 | 0 | 0 | 0 | 0 | 0 | 0 | 0 | 0 | 0 | 0 | 0 | 0 | 0 | 0 | 0 | 0 | 0 | 0
F5_Commercial_Lodging_New_Ventilation_Electric_Ventilation_E10 | F5 | Commercial | Lodging | New | Ventilation | Electric | Ventilation | E10 | RIM BC Ratio | 0 | 0 | 0 | 0 | 0 | 0 | 0 | 0 | 0 | 0 | 0 | 0 | 0 | 0 | 0 | 0 | 0 | 0 | 0 | 0 | 0 | 0 | 0 | 0 | 0 | 0 | 0 | 0 | 0 | 0
F0_Commercial_Lodging_New_Water Heating_Electric_Water Heater_E0 | F0 | Commercial | Lodging | New | Water Heating | Electric | Water Heater | E0 | Economic Unit | 0 | 0 | 0 | 0 | 0 | 0 | 0 | 0 | 0 | 0 | 0 | 0 | 0 | 0 | 0 | 0 | 0 | 0 | 0 | 0 | 0 | 0 | 0 | 0 | 0 | 0 | 0 | 0 | 0 | 0
F1_Commercial_Lodging_New_Water Heating_Electric_Water Heater_E1 | F1 | Commercial | Lodging | New | Water Heating | Electric | Water Heater | E1 | CCE | 0 | 0 | 0 | 0 | 0 | 0 | 0 | 0 | 0 | 0 | 0 | 0 | 0 | 0 | 0 | 0 | 0 | 0 | 0 | 0 | 0 | 0 | 0 | 0 | 0 | 0 | 0 | 0 | 0 | 0
F1_Commercial_Lodging_New_Water Heating_Electric_Water Heater_E2 | F1 | Commercial | Lodging | New | Water Heating | Electric | Water Heater | E2 | CCE | 0 | 0 | 0 | 0 | 0 | 0 | 0 | 0 | 0 | 0 | 0 | 0 | 0 | 0 | 0 | 0 | 0 | 0 | 0 | 0 | 0 | 0 | 0 | 0 | 0 | 0 | 0 | 0 | 0 | 0
F1_Commercial_Lodging_New_Water Heating_Electric_Water Heater_E3 | F1 | Commercial | Lodging | New | Water Heating | Electric | Water Heater | E3 | CCE | 0 | 0 | 0 | 0 | 0 | 0 | 0 | 0 | 0 | 0 | 0 | 0 | 0 | 0 | 0 | 0 | 0 | 0 | 0 | 0 | 0 | 0 | 0 | 0 | 0 | 0 | 0 | 0 | 0 | 0
F1_Commercial_Lodging_New_Water Heating_Electric_Water Heater_E4 | F1 | Commercial | Lodging | New | Water Heating | Electric | Water Heater | E4 | CCE | 0 | 0 | 0 | 0 | 0 | 0 | 0 | 0 | 0 | 0 | 0 | 0 | 0 | 0 | 0 | 0 | 0 | 0 | 0 | 0 | 0 | 0 | 0 | 0 | 0 | 0 | 0 | 0 | 0 | 0
F1_Commercial_Lodging_New_Water Heating_Electric_Water Heater_E5 | F1 | Commercial | Lodging | New | Water Heating | Electric | Water Heater | E5 | CCE | 0 | 0 | 0 | 0 | 0 | 0 | 0 | 0 | 0 | 0 | 0 | 0 | 0 | 0 | 0 | 0 | 0 | 0 | 0 | 0 | 0 | 0 | 0 | 0 | 0 | 0 | 0 | 0 | 0 | 0
F1_Commercial_Lodging_New_Water Heating_Electric_Water Heater_E6 | F1 | Commercial | Lodging | New | Water Heating | Electric | Water Heater | E6 | CCE | 0 | 0 | 0 | 0 | 0 | 0 | 0 | 0 | 0 | 0 | 0 | 0 | 0 | 0 | 0 | 0 | 0 | 0 | 0 | 0 | 0 | 0 | 0 | 0 | 0 | 0 | 0 | 0 | 0 | 0
F1_Commercial_Lodging_New_Water Heating_Electric_Water Heater_E7 | F1 | Commercial | Lodging | New | Water Heating | Electric | Water Heater | E7 | CCE | 0 | 0 | 0 | 0 | 0 | 0 | 0 | 0 | 0 | 0 | 0 | 0 | 0 | 0 | 0 | 0 | 0 | 0 | 0 | 0 | 0 | 0 | 0 | 0 | 0 | 0 | 0 | 0 | 0 | 0
F1_Commercial_Lodging_New_Water Heating_Electric_Water Heater_E8 | F1 | Commercial | Lodging | New | Water Heating | Electric | Water Heater | E8 | CCE | 0 | 0 | 0 | 0 | 0 | 0 | 0 | 0 | 0 | 0 | 0 | 0 | 0 | 0 | 0 | 0 | 0 | 0 | 0 | 0 | 0 | 0 | 0 | 0 | 0 | 0 | 0 | 0 | 0 | 0
F1_Commercial_Lodging_New_Water Heating_Electric_Water Heater_E9 | F1 | Commercial | Lodging | New | Water Heating | Electric | Water Heater | E9 | CCE | 0 | 0 | 0 | 0 | 0 | 0 | 0 | 0 | 0 | 0 | 0 | 0 | 0 | 0 | 0 | 0 | 0 | 0 | 0 | 0 | 0 | 0 | 0 | 0 | 0 | 0 | 0 | 0 | 0 | 0
F1_Commercial_Lodging_New_Water Heating_Electric_Water Heater_E10 | F1 | Commercial | Lodging | New | Water Heating | Electric | Water Heater | E10 | CCE | 0 | 0 | 0 | 0 | 0 | 0 | 0 | 0 | 0 | 0 | 0 | 0 | 0 | 0 | 0 | 0 | 0 | 0 | 0 | 0 | 0 | 0 | 0 | 0 | 0 | 0 | 0 | 0 | 0 | 0
F2_Commercial_Lodging_New_Water Heating_Electric_Water Heater_E1 | F2 | Commercial | Lodging | New | Water Heating | Electric | Water Heater | E1 | TRC BC Ratio | 0 | 0 | 0 | 0 | 0 | 0 | 0 | 0 | 0 | 0 | 0 | 0 | 0 | 0 | 0 | 0 | 0 | 0 | 0 | 0 | 0 | 0 | 0 | 0 | 0 | 0 | 0 | 0 | 0 | 0
F2_Commercial_Lodging_New_Water Heating_Electric_Water Heater_E2 | F2 | Commercial | Lodging | New | Water Heating | Electric | Water Heater | E2 | TRC BC Ratio | 0 | 0 | 0 | 0 | 0 | 0 | 0 | 0 | 0 | 0 | 0 | 0 | 0 | 0 | 0 | 0 | 0 | 0 | 0 | 0 | 0 | 0 | 0 | 0 | 0 | 0 | 0 | 0 | 0 | 0
F2_Commercial_Lodging_New_Water Heating_Electric_Water Heater_E3 | F2 | Commercial | Lodging | New | Water Heating | Electric | Water Heater | E3 | TRC BC Ratio | 0 | 0 | 0 | 0 | 0 | 0 | 0 | 0 | 0 | 0 | 0 | 0 | 0 | 0 | 0 | 0 | 0 | 0 | 0 | 0 | 0 | 0 | 0 | 0 | 0 | 0 | 0 | 0 | 0 | 0
F2_Commercial_Lodging_New_Water Heating_Electric_Water Heater_E4 | F2 | Commercial | Lodging | New | Water Heating | Electric | Water Heater | E4 | TRC BC Ratio | 0 | 0 | 0 | 0 | 0 | 0 | 0 | 0 | 0 | 0 | 0 | 0 | 0 | 0 | 0 | 0 | 0 | 0 | 0 | 0 | 0 | 0 | 0 | 0 | 0 | 0 | 0 | 0 | 0 | 0
F2_Commercial_Lodging_New_Water Heating_Electric_Water Heater_E5 | F2 | Commercial | Lodging | New | Water Heating | Electric | Water Heater | E5 | TRC BC Ratio | 0 | 0 | 0 | 0 | 0 | 0 | 0 | 0 | 0 | 0 | 0 | 0 | 0 | 0 | 0 | 0 | 0 | 0 | 0 | 0 | 0 | 0 | 0 | 0 | 0 | 0 | 0 | 0 | 0 | 0
F2_Commercial_Lodging_New_Water Heating_Electric_Water Heater_E6 | F2 | Commercial | Lodging | New | Water Heating | Electric | Water Heater | E6 | TRC BC Ratio | 0 | 0 | 0 | 0 | 0 | 0 | 0 | 0 | 0 | 0 | 0 | 0 | 0 | 0 | 0 | 0 | 0 | 0 | 0 | 0 | 0 | 0 | 0 | 0 | 0 | 0 | 0 | 0 | 0 | 0
F2_Commercial_Lodging_New_Water Heating_Electric_Water Heater_E7 | F2 | Commercial | Lodging | New | Water Heating | Electric | Water Heater | E7 | TRC BC Ratio | 0 | 0 | 0 | 0 | 0 | 0 | 0 | 0 | 0 | 0 | 0 | 0 | 0 | 0 | 0 | 0 | 0 | 0 | 0 | 0 | 0 | 0 | 0 | 0 | 0 | 0 | 0 | 0 | 0 | 0
F2_Commercial_Lodging_New_Water Heating_Electric_Water Heater_E8 | F2 | Commercial | Lodging | New | Water Heating | Electric | Water Heater | E8 | TRC BC Ratio | 0 | 0 | 0 | 0 | 0 | 0 | 0 | 0 | 0 | 0 | 0 | 0 | 0 | 0 | 0 | 0 | 0 | 0 | 0 | 0 | 0 | 0 | 0 | 0 | 0 | 0 | 0 | 0 | 0 | 0
F2_Commercial_Lodging_New_Water Heating_Electric_Water Heater_E9 | F2 | Commercial | Lodging | New | Water Heating | Electric | Water Heater | E9 | TRC BC Ratio | 0 | 0 | 0 | 0 | 0 | 0 | 0 | 0 | 0 | 0 | 0 | 0 | 0 | 0 | 0 | 0 | 0 | 0 | 0 | 0 | 0 | 0 | 0 | 0 | 0 | 0 | 0 | 0 | 0 | 0
F2_Commercial_Lodging_New_Water Heating_Electric_Water Heater_E10 | F2 | Commercial | Lodging | New | Water Heating | Electric | Water Heater | E10 | TRC BC Ratio | 0 | 0 | 0 | 0 | 0 | 0 | 0 | 0 | 0 | 0 | 0 | 0 | 0 | 0 | 0 | 0 | 0 | 0 | 0 | 0 | 0 | 0 | 0 | 0 | 0 | 0 | 0 | 0 | 0 | 0
F3_Commercial_Lodging_New_Water Heating_Electric_Water Heater_E1 | F3 | Commercial | Lodging | New | Water Heating | Electric | Water Heater | E1 | PACT BC Ratio | 0 | 0 | 0 | 0 | 0 | 0 | 0 | 0 | 0 | 0 | 0 | 0 | 0 | 0 | 0 | 0 | 0 | 0 | 0 | 0 | 0 | 0 | 0 | 0 | 0 | 0 | 0 | 0 | 0 | 0
F3_Commercial_Lodging_New_Water Heating_Electric_Water Heater_E2 | F3 | Commercial | Lodging | New | Water Heating | Electric | Water Heater | E2 | PACT BC Ratio | 0 | 0 | 0 | 0 | 0 | 0 | 0 | 0 | 0 | 0 | 0 | 0 | 0 | 0 | 0 | 0 | 0 | 0 | 0 | 0 | 0 | 0 | 0 | 0 | 0 | 0 | 0 | 0 | 0 | 0
F3_Commercial_Lodging_New_Water Heating_Electric_Water Heater_E3 | F3 | Commercial | Lodging | New | Water Heating | Electric | Water Heater | E3 | PACT BC Ratio | 0 | 0 | 0 | 0 | 0 | 0 | 0 | 0 | 0 | 0 | 0 | 0 | 0 | 0 | 0 | 0 | 0 | 0 | 0 | 0 | 0 | 0 | 0 | 0 | 0 | 0 | 0 | 0 | 0 | 0
F3_Commercial_Lodging_New_Water Heating_Electric_Water Heater_E4 | F3 | Commercial | Lodging | New | Water Heating | Electric | Water Heater | E4 | PACT BC Ratio | 0 | 0 | 0 | 0 | 0 | 0 | 0 | 0 | 0 | 0 | 0 | 0 | 0 | 0 | 0 | 0 | 0 | 0 | 0 | 0 | 0 | 0 | 0 | 0 | 0 | 0 | 0 | 0 | 0 | 0
F3_Commercial_Lodging_New_Water Heating_Electric_Water Heater_E5 | F3 | Commercial | Lodging | New | Water Heating | Electric | Water Heater | E5 | PACT BC Ratio | 0 | 0 | 0 | 0 | 0 | 0 | 0 | 0 | 0 | 0 | 0 | 0 | 0 | 0 | 0 | 0 | 0 | 0 | 0 | 0 | 0 | 0 | 0 | 0 | 0 | 0 | 0 | 0 | 0 | 0
F3_Commercial_Lodging_New_Water Heating_Electric_Water Heater_E6 | F3 | Commercial | Lodging | New | Water Heating | Electric | Water Heater | E6 | PACT BC Ratio | 0 | 0 | 0 | 0 | 0 | 0 | 0 | 0 | 0 | 0 | 0 | 0 | 0 | 0 | 0 | 0 | 0 | 0 | 0 | 0 | 0 | 0 | 0 | 0 | 0 | 0 | 0 | 0 | 0 | 0
F3_Commercial_Lodging_New_Water Heating_Electric_Water Heater_E7 | F3 | Commercial | Lodging | New | Water Heating | Electric | Water Heater | E7 | PACT BC Ratio | 0 | 0 | 0 | 0 | 0 | 0 | 0 | 0 | 0 | 0 | 0 | 0 | 0 | 0 | 0 | 0 | 0 | 0 | 0 | 0 | 0 | 0 | 0 | 0 | 0 | 0 | 0 | 0 | 0 | 0
F3_Commercial_Lodging_New_Water Heating_Electric_Water Heater_E8 | F3 | Commercial | Lodging | New | Water Heating | Electric | Water Heater | E8 | PACT BC Ratio | 0 | 0 | 0 | 0 | 0 | 0 | 0 | 0 | 0 | 0 | 0 | 0 | 0 | 0 | 0 | 0 | 0 | 0 | 0 | 0 | 0 | 0 | 0 | 0 | 0 | 0 | 0 | 0 | 0 | 0
F3_Commercial_Lodging_New_Water Heating_Electric_Water Heater_E9 | F3 | Commercial | Lodging | New | Water Heating | Electric | Water Heater | E9 | PACT BC Ratio | 0 | 0 | 0 | 0 | 0 | 0 | 0 | 0 | 0 | 0 | 0 | 0 | 0 | 0 | 0 | 0 | 0 | 0 | 0 | 0 | 0 | 0 | 0 | 0 | 0 | 0 | 0 | 0 | 0 | 0
F3_Commercial_Lodging_New_Water Heating_Electric_Water Heater_E10 | F3 | Commercial | Lodging | New | Water Heating | Electric | Water Heater | E10 | PACT BC Ratio | 0 | 0 | 0 | 0 | 0 | 0 | 0 | 0 | 0 | 0 | 0 | 0 | 0 | 0 | 0 | 0 | 0 | 0 | 0 | 0 | 0 | 0 | 0 | 0 | 0 | 0 | 0 | 0 | 0 | 0
F4_Commercial_Lodging_New_Water Heating_Electric_Water Heater_E1 | F4 | Commercial | Lodging | New | Water Heating | Electric | Water Heater | E1 | RVT BC Ratio | 0 | 0 | 0 | 0 | 0 | 0 | 0 | 0 | 0 | 0 | 0 | 0 | 0 | 0 | 0 | 0 | 0 | 0 | 0 | 0 | 0 | 0 | 0 | 0 | 0 | 0 | 0 | 0 | 0 | 0
F4_Commercial_Lodging_New_Water Heating_Electric_Water Heater_E2 | F4 | Commercial | Lodging | New | Water Heating | Electric | Water Heater | E2 | RVT BC Ratio | 0 | 0 | 0 | 0 | 0 | 0 | 0 | 0 | 0 | 0 | 0 | 0 | 0 | 0 | 0 | 0 | 0 | 0 | 0 | 0 | 0 | 0 | 0 | 0 | 0 | 0 | 0 | 0 | 0 | 0
F4_Commercial_Lodging_New_Water Heating_Electric_Water Heater_E3 | F4 | Commercial | Lodging | New | Water Heating | Electric | Water Heater | E3 | RVT BC Ratio | 0 | 0 | 0 | 0 | 0 | 0 | 0 | 0 | 0 | 0 | 0 | 0 | 0 | 0 | 0 | 0 | 0 | 0 | 0 | 0 | 0 | 0 | 0 | 0 | 0 | 0 | 0 | 0 | 0 | 0
F4_Commercial_Lodging_New_Water Heating_Electric_Water Heater_E4 | F4 | Commercial | Lodging | New | Water Heating | Electric | Water Heater | E4 | RVT BC Ratio | 0 | 0 | 0 | 0 | 0 | 0 | 0 | 0 | 0 | 0 | 0 | 0 | 0 | 0 | 0 | 0 | 0 | 0 | 0 | 0 | 0 | 0 | 0 | 0 | 0 | 0 | 0 | 0 | 0 | 0
F4_Commercial_Lodging_New_Water Heating_Electric_Water Heater_E5 | F4 | Commercial | Lodging | New | Water Heating | Electric | Water Heater | E5 | RVT BC Ratio | 0 | 0 | 0 | 0 | 0 | 0 | 0 | 0 | 0 | 0 | 0 | 0 | 0 | 0 | 0 | 0 | 0 | 0 | 0 | 0 | 0 | 0 | 0 | 0 | 0 | 0 | 0 | 0 | 0 | 0
F4_Commercial_Lodging_New_Water Heating_Electric_Water Heater_E6 | F4 | Commercial | Lodging | New | Water Heating | Electric | Water Heater | E6 | RVT BC Ratio | 0 | 0 | 0 | 0 | 0 | 0 | 0 | 0 | 0 | 0 | 0 | 0 | 0 | 0 | 0 | 0 | 0 | 0 | 0 | 0 | 0 | 0 | 0 | 0 | 0 | 0 | 0 | 0 | 0 | 0
F4_Commercial_Lodging_New_Water Heating_Electric_Water Heater_E7 | F4 | Commercial | Lodging | New | Water Heating | Electric | Water Heater | E7 | RVT BC Ratio | 0 | 0 | 0 | 0 | 0 | 0 | 0 | 0 | 0 | 0 | 0 | 0 | 0 | 0 | 0 | 0 | 0 | 0 | 0 | 0 | 0 | 0 | 0 | 0 | 0 | 0 | 0 | 0 | 0 | 0
F4_Commercial_Lodging_New_Water Heating_Electric_Water Heater_E8 | F4 | Commercial | Lodging | New | Water Heating | Electric | Water Heater | E8 | RVT BC Ratio | 0 | 0 | 0 | 0 | 0 | 0 | 0 | 0 | 0 | 0 | 0 | 0 | 0 | 0 | 0 | 0 | 0 | 0 | 0 | 0 | 0 | 0 | 0 | 0 | 0 | 0 | 0 | 0 | 0 | 0
F4_Commercial_Lodging_New_Water Heating_Electric_Water Heater_E9 | F4 | Commercial | Lodging | New | Water Heating | Electric | Water Heater | E9 | RVT BC Ratio | 0 | 0 | 0 | 0 | 0 | 0 | 0 | 0 | 0 | 0 | 0 | 0 | 0 | 0 | 0 | 0 | 0 | 0 | 0 | 0 | 0 | 0 | 0 | 0 | 0 | 0 | 0 | 0 | 0 | 0
F4_Commercial_Lodging_New_Water Heating_Electric_Water Heater_E10 | F4 | Commercial | Lodging | New | Water Heating | Electric | Water Heater | E10 | RVT BC Ratio | 0 | 0 | 0 | 0 | 0 | 0 | 0 | 0 | 0 | 0 | 0 | 0 | 0 | 0 | 0 | 0 | 0 | 0 | 0 | 0 | 0 | 0 | 0 | 0 | 0 | 0 | 0 | 0 | 0 | 0
F5_Commercial_Lodging_New_Water Heating_Electric_Water Heater_E1 | F5 | Commercial | Lodging | New | Water Heating | Electric | Water Heater | E1 | RIM BC Ratio | 0 | 0 | 0 | 0 | 0 | 0 | 0 | 0 | 0 | 0 | 0 | 0 | 0 | 0 | 0 | 0 | 0 | 0 | 0 | 0 | 0 | 0 | 0 | 0 | 0 | 0 | 0 | 0 | 0 | 0
F5_Commercial_Lodging_New_Water Heating_Electric_Water Heater_E2 | F5 | Commercial | Lodging | New | Water Heating | Electric | Water Heater | E2 | RIM BC Ratio | 0 | 0 | 0 | 0 | 0 | 0 | 0 | 0 | 0 | 0 | 0 | 0 | 0 | 0 | 0 | 0 | 0 | 0 | 0 | 0 | 0 | 0 | 0 | 0 | 0 | 0 | 0 | 0 | 0 | 0
F5_Commercial_Lodging_New_Water Heating_Electric_Water Heater_E3 | F5 | Commercial | Lodging | New | Water Heating | Electric | Water Heater | E3 | RIM BC Ratio | 0 | 0 | 0 | 0 | 0 | 0 | 0 | 0 | 0 | 0 | 0 | 0 | 0 | 0 | 0 | 0 | 0 | 0 | 0 | 0 | 0 | 0 | 0 | 0 | 0 | 0 | 0 | 0 | 0 | 0
F5_Commercial_Lodging_New_Water Heating_Electric_Water Heater_E4 | F5 | Commercial | Lodging | New | Water Heating | Electric | Water Heater | E4 | RIM BC Ratio | 0 | 0 | 0 | 0 | 0 | 0 | 0 | 0 | 0 | 0 | 0 | 0 | 0 | 0 | 0 | 0 | 0 | 0 | 0 | 0 | 0 | 0 | 0 | 0 | 0 | 0 | 0 | 0 | 0 | 0
F5_Commercial_Lodging_New_Water Heating_Electric_Water Heater_E5 | F5 | Commercial | Lodging | New | Water Heating | Electric | Water Heater | E5 | RIM BC Ratio | 0 | 0 | 0 | 0 | 0 | 0 | 0 | 0 | 0 | 0 | 0 | 0 | 0 | 0 | 0 | 0 | 0 | 0 | 0 | 0 | 0 | 0 | 0 | 0 | 0 | 0 | 0 | 0 | 0 | 0
F5_Commercial_Lodging_New_Water Heating_Electric_Water Heater_E6 | F5 | Commercial | Lodging | New | Water Heating | Electric | Water Heater | E6 | RIM BC Ratio | 0 | 0 | 0 | 0 | 0 | 0 | 0 | 0 | 0 | 0 | 0 | 0 | 0 | 0 | 0 | 0 | 0 | 0 | 0 | 0 | 0 | 0 | 0 | 0 | 0 | 0 | 0 | 0 | 0 | 0
F5_Commercial_Lodging_New_Water Heating_Electric_Water Heater_E7 | F5 | Commercial | Lodging | New | Water Heating | Electric | Water Heater | E7 | RIM BC Ratio | 0 | 0 | 0 | 0 | 0 | 0 | 0 | 0 | 0 | 0 | 0 | 0 | 0 | 0 | 0 | 0 | 0 | 0 | 0 | 0 | 0 | 0 | 0 | 0 | 0 | 0 | 0 | 0 | 0 | 0
F5_Commercial_Lodging_New_Water Heating_Electric_Water Heater_E8 | F5 | Commercial | Lodging | New | Water Heating | Electric | Water Heater | E8 | RIM BC Ratio | 0 | 0 | 0 | 0 | 0 | 0 | 0 | 0 | 0 | 0 | 0 | 0 | 0 | 0 | 0 | 0 | 0 | 0 | 0 | 0 | 0 | 0 | 0 | 0 | 0 | 0 | 0 | 0 | 0 | 0
F5_Commercial_Lodging_New_Water Heating_Electric_Water Heater_E9 | F5 | Commercial | Lodging | New | Water Heating | Electric | Water Heater | E9 | RIM BC Ratio | 0 | 0 | 0 | 0 | 0 | 0 | 0 | 0 | 0 | 0 | 0 | 0 | 0 | 0 | 0 | 0 | 0 | 0 | 0 | 0 | 0 | 0 | 0 | 0 | 0 | 0 | 0 | 0 | 0 | 0
F5_Commercial_Lodging_New_Water Heating_Electric_Water Heater_E10 | F5 | Commercial | Lodging | New | Water Heating | Electric | Water Heater | E10 | RIM BC Ratio | 0 | 0 | 0 | 0 | 0 | 0 | 0 | 0 | 0 | 0 | 0 | 0 | 0 | 0 | 0 | 0 | 0 | 0 | 0 | 0 | 0 | 0 | 0 | 0 | 0 | 0 | 0 | 0 | 0 | 0
F0_Commercial_Lodging_New_Interior Lighting_Electric_General Service Lighting_E0 | F0 | Commercial | Lodging | New | Interior Lighting | Electric | General Service Lighting | E0 | Economic Unit | 0 | 0 | 0 | 0 | 0 | 0 | 0 | 0 | 0 | 0 | 0 | 0 | 0 | 0 | 0 | 0 | 0 | 0 | 0 | 0 | 0 | 0 | 0 | 0 | 0 | 0 | 0 | 0 | 0 | 0
F1_Commercial_Lodging_New_Interior Lighting_Electric_General Service Lighting_E1 | F1 | Commercial | Lodging | New | Interior Lighting | Electric | General Service Lighting | E1 | CCE | 0 | 0 | 0 | 0 | 0 | 0 | 0 | 0 | 0 | 0 | 0 | 0 | 0 | 0 | 0 | 0 | 0 | 0 | 0 | 0 | 0 | 0 | 0 | 0 | 0 | 0 | 0 | 0 | 0 | 0
F1_Commercial_Lodging_New_Interior Lighting_Electric_General Service Lighting_E2 | F1 | Commercial | Lodging | New | Interior Lighting | Electric | General Service Lighting | E2 | CCE | 0 | 0 | 0 | 0 | 0 | 0 | 0 | 0 | 0 | 0 | 0 | 0 | 0 | 0 | 0 | 0 | 0 | 0 | 0 | 0 | 0 | 0 | 0 | 0 | 0 | 0 | 0 | 0 | 0 | 0
F1_Commercial_Lodging_New_Interior Lighting_Electric_General Service Lighting_E3 | F1 | Commercial | Lodging | New | Interior Lighting | Electric | General Service Lighting | E3 | CCE | 0 | 0 | 0 | 0 | 0 | 0 | 0 | 0 | 0 | 0 | 0 | 0 | 0 | 0 | 0 | 0 | 0 | 0 | 0 | 0 | 0 | 0 | 0 | 0 | 0 | 0 | 0 | 0 | 0 | 0
F1_Commercial_Lodging_New_Interior Lighting_Electric_General Service Lighting_E4 | F1 | Commercial | Lodging | New | Interior Lighting | Electric | General Service Lighting | E4 | CCE | 0 | 0 | 0 | 0 | 0 | 0 | 0 | 0 | 0 | 0 | 0 | 0 | 0 | 0 | 0 | 0 | 0 | 0 | 0 | 0 | 0 | 0 | 0 | 0 | 0 | 0 | 0 | 0 | 0 | 0
F1_Commercial_Lodging_New_Interior Lighting_Electric_General Service Lighting_E5 | F1 | Commercial | Lodging | New | Interior Lighting | Electric | General Service Lighting | E5 | CCE | 0 | 0 | 0 | 0 | 0 | 0 | 0 | 0 | 0 | 0 | 0 | 0 | 0 | 0 | 0 | 0 | 0 | 0 | 0 | 0 | 0 | 0 | 0 | 0 | 0 | 0 | 0 | 0 | 0 | 0
F1_Commercial_Lodging_New_Interior Lighting_Electric_General Service Lighting_E6 | F1 | Commercial | Lodging | New | Interior Lighting | Electric | General Service Lighting | E6 | CCE | 0 | 0 | 0 | 0 | 0 | 0 | 0 | 0 | 0 | 0 | 0 | 0 | 0 | 0 | 0 | 0 | 0 | 0 | 0 | 0 | 0 | 0 | 0 | 0 | 0 | 0 | 0 | 0 | 0 | 0
F1_Commercial_Lodging_New_Interior Lighting_Electric_General Service Lighting_E7 | F1 | Commercial | Lodging | New | Interior Lighting | Electric | General Service Lighting | E7 | CCE | 0 | 0 | 0 | 0 | 0 | 0 | 0 | 0 | 0 | 0 | 0 | 0 | 0 | 0 | 0 | 0 | 0 | 0 | 0 | 0 | 0 | 0 | 0 | 0 | 0 | 0 | 0 | 0 | 0 | 0
F1_Commercial_Lodging_New_Interior Lighting_Electric_General Service Lighting_E8 | F1 | Commercial | Lodging | New | Interior Lighting | Electric | General Service Lighting | E8 | CCE | 0 | 0 | 0 | 0 | 0 | 0 | 0 | 0 | 0 | 0 | 0 | 0 | 0 | 0 | 0 | 0 | 0 | 0 | 0 | 0 | 0 | 0 | 0 | 0 | 0 | 0 | 0 | 0 | 0 | 0
F1_Commercial_Lodging_New_Interior Lighting_Electric_General Service Lighting_E9 | F1 | Commercial | Lodging | New | Interior Lighting | Electric | General Service Lighting | E9 | CCE | 0 | 0 | 0 | 0 | 0 | 0 | 0 | 0 | 0 | 0 | 0 | 0 | 0 | 0 | 0 | 0 | 0 | 0 | 0 | 0 | 0 | 0 | 0 | 0 | 0 | 0 | 0 | 0 | 0 | 0
F1_Commercial_Lodging_New_Interior Lighting_Electric_General Service Lighting_E10 | F1 | Commercial | Lodging | New | Interior Lighting | Electric | General Service Lighting | E10 | CCE | 0 | 0 | 0 | 0 | 0 | 0 | 0 | 0 | 0 | 0 | 0 | 0 | 0 | 0 | 0 | 0 | 0 | 0 | 0 | 0 | 0 | 0 | 0 | 0 | 0 | 0 | 0 | 0 | 0 | 0
F2_Commercial_Lodging_New_Interior Lighting_Electric_General Service Lighting_E1 | F2 | Commercial | Lodging | New | Interior Lighting | Electric | General Service Lighting | E1 | TRC BC Ratio | 0 | 0 | 0 | 0 | 0 | 0 | 0 | 0 | 0 | 0 | 0 | 0 | 0 | 0 | 0 | 0 | 0 | 0 | 0 | 0 | 0 | 0 | 0 | 0 | 0 | 0 | 0 | 0 | 0 | 0
F2_Commercial_Lodging_New_Interior Lighting_Electric_General Service Lighting_E2 | F2 | Commercial | Lodging | New | Interior Lighting | Electric | General Service Lighting | E2 | TRC BC Ratio | 0 | 0 | 0 | 0 | 0 | 0 | 0 | 0 | 0 | 0 | 0 | 0 | 0 | 0 | 0 | 0 | 0 | 0 | 0 | 0 | 0 | 0 | 0 | 0 | 0 | 0 | 0 | 0 | 0 | 0
F2_Commercial_Lodging_New_Interior Lighting_Electric_General Service Lighting_E3 | F2 | Commercial | Lodging | New | Interior Lighting | Electric | General Service Lighting | E3 | TRC BC Ratio | 0 | 0 | 0 | 0 | 0 | 0 | 0 | 0 | 0 | 0 | 0 | 0 | 0 | 0 | 0 | 0 | 0 | 0 | 0 | 0 | 0 | 0 | 0 | 0 | 0 | 0 | 0 | 0 | 0 | 0
F2_Commercial_Lodging_New_Interior Lighting_Electric_General Service Lighting_E4 | F2 | Commercial | Lodging | New | Interior Lighting | Electric | General Service Lighting | E4 | TRC BC Ratio | 0 | 0 | 0 | 0 | 0 | 0 | 0 | 0 | 0 | 0 | 0 | 0 | 0 | 0 | 0 | 0 | 0 | 0 | 0 | 0 | 0 | 0 | 0 | 0 | 0 | 0 | 0 | 0 | 0 | 0
F2_Commercial_Lodging_New_Interior Lighting_Electric_General Service Lighting_E5 | F2 | Commercial | Lodging | New | Interior Lighting | Electric | General Service Lighting | E5 | TRC BC Ratio | 0 | 0 | 0 | 0 | 0 | 0 | 0 | 0 | 0 | 0 | 0 | 0 | 0 | 0 | 0 | 0 | 0 | 0 | 0 | 0 | 0 | 0 | 0 | 0 | 0 | 0 | 0 | 0 | 0 | 0
F2_Commercial_Lodging_New_Interior Lighting_Electric_General Service Lighting_E6 | F2 | Commercial | Lodging | New | Interior Lighting | Electric | General Service Lighting | E6 | TRC BC Ratio | 0 | 0 | 0 | 0 | 0 | 0 | 0 | 0 | 0 | 0 | 0 | 0 | 0 | 0 | 0 | 0 | 0 | 0 | 0 | 0 | 0 | 0 | 0 | 0 | 0 | 0 | 0 | 0 | 0 | 0
F2_Commercial_Lodging_New_Interior Lighting_Electric_General Service Lighting_E7 | F2 | Commercial | Lodging | New | Interior Lighting | Electric | General Service Lighting | E7 | TRC BC Ratio | 0 | 0 | 0 | 0 | 0 | 0 | 0 | 0 | 0 | 0 | 0 | 0 | 0 | 0 | 0 | 0 | 0 | 0 | 0 | 0 | 0 | 0 | 0 | 0 | 0 | 0 | 0 | 0 | 0 | 0
F2_Commercial_Lodging_New_Interior Lighting_Electric_General Service Lighting_E8 | F2 | Commercial | Lodging | New | Interior Lighting | Electric | General Service Lighting | E8 | TRC BC Ratio | 0 | 0 | 0 | 0 | 0 | 0 | 0 | 0 | 0 | 0 | 0 | 0 | 0 | 0 | 0 | 0 | 0 | 0 | 0 | 0 | 0 | 0 | 0 | 0 | 0 | 0 | 0 | 0 | 0 | 0
F2_Commercial_Lodging_New_Interior Lighting_Electric_General Service Lighting_E9 | F2 | Commercial | Lodging | New | Interior Lighting | Electric | General Service Lighting | E9 | TRC BC Ratio | 0 | 0 | 0 | 0 | 0 | 0 | 0 | 0 | 0 | 0 | 0 | 0 | 0 | 0 | 0 | 0 | 0 | 0 | 0 | 0 | 0 | 0 | 0 | 0 | 0 | 0 | 0 | 0 | 0 | 0
F2_Commercial_Lodging_New_Interior Lighting_Electric_General Service Lighting_E10 | F2 | Commercial | Lodging | New | Interior Lighting | Electric | General Service Lighting | E10 | TRC BC Ratio | 0 | 0 | 0 | 0 | 0 | 0 | 0 | 0 | 0 | 0 | 0 | 0 | 0 | 0 | 0 | 0 | 0 | 0 | 0 | 0 | 0 | 0 | 0 | 0 | 0 | 0 | 0 | 0 | 0 | 0
F3_Commercial_Lodging_New_Interior Lighting_Electric_General Service Lighting_E1 | F3 | Commercial | Lodging | New | Interior Lighting | Electric | General Service Lighting | E1 | PACT BC Ratio | 0 | 0 | 0 | 0 | 0 | 0 | 0 | 0 | 0 | 0 | 0 | 0 | 0 | 0 | 0 | 0 | 0 | 0 | 0 | 0 | 0 | 0 | 0 | 0 | 0 | 0 | 0 | 0 | 0 | 0
F3_Commercial_Lodging_New_Interior Lighting_Electric_General Service Lighting_E2 | F3 | Commercial | Lodging | New | Interior Lighting | Electric | General Service Lighting | E2 | PACT BC Ratio | 0 | 0 | 0 | 0 | 0 | 0 | 0 | 0 | 0 | 0 | 0 | 0 | 0 | 0 | 0 | 0 | 0 | 0 | 0 | 0 | 0 | 0 | 0 | 0 | 0 | 0 | 0 | 0 | 0 | 0
F3_Commercial_Lodging_New_Interior Lighting_Electric_General Service Lighting_E3 | F3 | Commercial | Lodging | New | Interior Lighting | Electric | General Service Lighting | E3 | PACT BC Ratio | 0 | 0 | 0 | 0 | 0 | 0 | 0 | 0 | 0 | 0 | 0 | 0 | 0 | 0 | 0 | 0 | 0 | 0 | 0 | 0 | 0 | 0 | 0 | 0 | 0 | 0 | 0 | 0 | 0 | 0
F3_Commercial_Lodging_New_Interior Lighting_Electric_General Service Lighting_E4 | F3 | Commercial | Lodging | New | Interior Lighting | Electric | General Service Lighting | E4 | PACT BC Ratio | 0 | 0 | 0 | 0 | 0 | 0 | 0 | 0 | 0 | 0 | 0 | 0 | 0 | 0 | 0 | 0 | 0 | 0 | 0 | 0 | 0 | 0 | 0 | 0 | 0 | 0 | 0 | 0 | 0 | 0
F3_Commercial_Lodging_New_Interior Lighting_Electric_General Service Lighting_E5 | F3 | Commercial | Lodging | New | Interior Lighting | Electric | General Service Lighting | E5 | PACT BC Ratio | 0 | 0 | 0 | 0 | 0 | 0 | 0 | 0 | 0 | 0 | 0 | 0 | 0 | 0 | 0 | 0 | 0 | 0 | 0 | 0 | 0 | 0 | 0 | 0 | 0 | 0 | 0 | 0 | 0 | 0
F3_Commercial_Lodging_New_Interior Lighting_Electric_General Service Lighting_E6 | F3 | Commercial | Lodging | New | Interior Lighting | Electric | General Service Lighting | E6 | PACT BC Ratio | 0 | 0 | 0 | 0 | 0 | 0 | 0 | 0 | 0 | 0 | 0 | 0 | 0 | 0 | 0 | 0 | 0 | 0 | 0 | 0 | 0 | 0 | 0 | 0 | 0 | 0 | 0 | 0 | 0 | 0
F3_Commercial_Lodging_New_Interior Lighting_Electric_General Service Lighting_E7 | F3 | Commercial | Lodging | New | Interior Lighting | Electric | General Service Lighting | E7 | PACT BC Ratio | 0 | 0 | 0 | 0 | 0 | 0 | 0 | 0 | 0 | 0 | 0 | 0 | 0 | 0 | 0 | 0 | 0 | 0 | 0 | 0 | 0 | 0 | 0 | 0 | 0 | 0 | 0 | 0 | 0 | 0
F3_Commercial_Lodging_New_Interior Lighting_Electric_General Service Lighting_E8 | F3 | Commercial | Lodging | New | Interior Lighting | Electric | General Service Lighting | E8 | PACT BC Ratio | 0 | 0 | 0 | 0 | 0 | 0 | 0 | 0 | 0 | 0 | 0 | 0 | 0 | 0 | 0 | 0 | 0 | 0 | 0 | 0 | 0 | 0 | 0 | 0 | 0 | 0 | 0 | 0 | 0 | 0
F3_Commercial_Lodging_New_Interior Lighting_Electric_General Service Lighting_E9 | F3 | Commercial | Lodging | New | Interior Lighting | Electric | General Service Lighting | E9 | PACT BC Ratio | 0 | 0 | 0 | 0 | 0 | 0 | 0 | 0 | 0 | 0 | 0 | 0 | 0 | 0 | 0 | 0 | 0 | 0 | 0 | 0 | 0 | 0 | 0 | 0 | 0 | 0 | 0 | 0 | 0 | 0
F3_Commercial_Lodging_New_Interior Lighting_Electric_General Service Lighting_E10 | F3 | Commercial | Lodging | New | Interior Lighting | Electric | General Service Lighting | E10 | PACT BC Ratio | 0 | 0 | 0 | 0 | 0 | 0 | 0 | 0 | 0 | 0 | 0 | 0 | 0 | 0 | 0 | 0 | 0 | 0 | 0 | 0 | 0 | 0 | 0 | 0 | 0 | 0 | 0 | 0 | 0 | 0
F4_Commercial_Lodging_New_Interior Lighting_Electric_General Service Lighting_E1 | F4 | Commercial | Lodging | New | Interior Lighting | Electric | General Service Lighting | E1 | RVT BC Ratio | 0 | 0 | 0 | 0 | 0 | 0 | 0 | 0 | 0 | 0 | 0 | 0 | 0 | 0 | 0 | 0 | 0 | 0 | 0 | 0 | 0 | 0 | 0 | 0 | 0 | 0 | 0 | 0 | 0 | 0
F4_Commercial_Lodging_New_Interior Lighting_Electric_General Service Lighting_E2 | F4 | Commercial | Lodging | New | Interior Lighting | Electric | General Service Lighting | E2 | RVT BC Ratio | 0 | 0 | 0 | 0 | 0 | 0 | 0 | 0 | 0 | 0 | 0 | 0 | 0 | 0 | 0 | 0 | 0 | 0 | 0 | 0 | 0 | 0 | 0 | 0 | 0 | 0 | 0 | 0 | 0 | 0
F4_Commercial_Lodging_New_Interior Lighting_Electric_General Service Lighting_E3 | F4 | Commercial | Lodging | New | Interior Lighting | Electric | General Service Lighting | E3 | RVT BC Ratio | 0 | 0 | 0 | 0 | 0 | 0 | 0 | 0 | 0 | 0 | 0 | 0 | 0 | 0 | 0 | 0 | 0 | 0 | 0 | 0 | 0 | 0 | 0 | 0 | 0 | 0 | 0 | 0 | 0 | 0
F4_Commercial_Lodging_New_Interior Lighting_Electric_General Service Lighting_E4 | F4 | Commercial | Lodging | New | Interior Lighting | Electric | General Service Lighting | E4 | RVT BC Ratio | 0 | 0 | 0 | 0 | 0 | 0 | 0 | 0 | 0 | 0 | 0 | 0 | 0 | 0 | 0 | 0 | 0 | 0 | 0 | 0 | 0 | 0 | 0 | 0 | 0 | 0 | 0 | 0 | 0 | 0
F4_Commercial_Lodging_New_Interior Lighting_Electric_General Service Lighting_E5 | F4 | Commercial | Lodging | New | Interior Lighting | Electric | General Service Lighting | E5 | RVT BC Ratio | 0 | 0 | 0 | 0 | 0 | 0 | 0 | 0 | 0 | 0 | 0 | 0 | 0 | 0 | 0 | 0 | 0 | 0 | 0 | 0 | 0 | 0 | 0 | 0 | 0 | 0 | 0 | 0 | 0 | 0
F4_Commercial_Lodging_New_Interior Lighting_Electric_General Service Lighting_E6 | F4 | Commercial | Lodging | New | Interior Lighting | Electric | General Service Lighting | E6 | RVT BC Ratio | 0 | 0 | 0 | 0 | 0 | 0 | 0 | 0 | 0 | 0 | 0 | 0 | 0 | 0 | 0 | 0 | 0 | 0 | 0 | 0 | 0 | 0 | 0 | 0 | 0 | 0 | 0 | 0 | 0 | 0
F4_Commercial_Lodging_New_Interior Lighting_Electric_General Service Lighting_E7 | F4 | Commercial | Lodging | New | Interior Lighting | Electric | General Service Lighting | E7 | RVT BC Ratio | 0 | 0 | 0 | 0 | 0 | 0 | 0 | 0 | 0 | 0 | 0 | 0 | 0 | 0 | 0 | 0 | 0 | 0 | 0 | 0 | 0 | 0 | 0 | 0 | 0 | 0 | 0 | 0 | 0 | 0
F4_Commercial_Lodging_New_Interior Lighting_Electric_General Service Lighting_E8 | F4 | Commercial | Lodging | New | Interior Lighting | Electric | General Service Lighting | E8 | RVT BC Ratio | 0 | 0 | 0 | 0 | 0 | 0 | 0 | 0 | 0 | 0 | 0 | 0 | 0 | 0 | 0 | 0 | 0 | 0 | 0 | 0 | 0 | 0 | 0 | 0 | 0 | 0 | 0 | 0 | 0 | 0
F4_Commercial_Lodging_New_Interior Lighting_Electric_General Service Lighting_E9 | F4 | Commercial | Lodging | New | Interior Lighting | Electric | General Service Lighting | E9 | RVT BC Ratio | 0 | 0 | 0 | 0 | 0 | 0 | 0 | 0 | 0 | 0 | 0 | 0 | 0 | 0 | 0 | 0 | 0 | 0 | 0 | 0 | 0 | 0 | 0 | 0 | 0 | 0 | 0 | 0 | 0 | 0
F4_Commercial_Lodging_New_Interior Lighting_Electric_General Service Lighting_E10 | F4 | Commercial | Lodging | New | Interior Lighting | Electric | General Service Lighting | E10 | RVT BC Ratio | 0 | 0 | 0 | 0 | 0 | 0 | 0 | 0 | 0 | 0 | 0 | 0 | 0 | 0 | 0 | 0 | 0 | 0 | 0 | 0 | 0 | 0 | 0 | 0 | 0 | 0 | 0 | 0 | 0 | 0
F5_Commercial_Lodging_New_Interior Lighting_Electric_General Service Lighting_E1 | F5 | Commercial | Lodging | New | Interior Lighting | Electric | General Service Lighting | E1 | RIM BC Ratio | 0 | 0 | 0 | 0 | 0 | 0 | 0 | 0 | 0 | 0 | 0 | 0 | 0 | 0 | 0 | 0 | 0 | 0 | 0 | 0 | 0 | 0 | 0 | 0 | 0 | 0 | 0 | 0 | 0 | 0
F5_Commercial_Lodging_New_Interior Lighting_Electric_General Service Lighting_E2 | F5 | Commercial | Lodging | New | Interior Lighting | Electric | General Service Lighting | E2 | RIM BC Ratio | 0 | 0 | 0 | 0 | 0 | 0 | 0 | 0 | 0 | 0 | 0 | 0 | 0 | 0 | 0 | 0 | 0 | 0 | 0 | 0 | 0 | 0 | 0 | 0 | 0 | 0 | 0 | 0 | 0 | 0
F5_Commercial_Lodging_New_Interior Lighting_Electric_General Service Lighting_E3 | F5 | Commercial | Lodging | New | Interior Lighting | Electric | General Service Lighting | E3 | RIM BC Ratio | 0 | 0 | 0 | 0 | 0 | 0 | 0 | 0 | 0 | 0 | 0 | 0 | 0 | 0 | 0 | 0 | 0 | 0 | 0 | 0 | 0 | 0 | 0 | 0 | 0 | 0 | 0 | 0 | 0 | 0
F5_Commercial_Lodging_New_Interior Lighting_Electric_General Service Lighting_E4 | F5 | Commercial | Lodging | New | Interior Lighting | Electric | General Service Lighting | E4 | RIM BC Ratio | 0 | 0 | 0 | 0 | 0 | 0 | 0 | 0 | 0 | 0 | 0 | 0 | 0 | 0 | 0 | 0 | 0 | 0 | 0 | 0 | 0 | 0 | 0 | 0 | 0 | 0 | 0 | 0 | 0 | 0
F5_Commercial_Lodging_New_Interior Lighting_Electric_General Service Lighting_E5 | F5 | Commercial | Lodging | New | Interior Lighting | Electric | General Service Lighting | E5 | RIM BC Ratio | 0 | 0 | 0 | 0 | 0 | 0 | 0 | 0 | 0 | 0 | 0 | 0 | 0 | 0 | 0 | 0 | 0 | 0 | 0 | 0 | 0 | 0 | 0 | 0 | 0 | 0 | 0 | 0 | 0 | 0
F5_Commercial_Lodging_New_Interior Lighting_Electric_General Service Lighting_E6 | F5 | Commercial | Lodging | New | Interior Lighting | Electric | General Service Lighting | E6 | RIM BC Ratio | 0 | 0 | 0 | 0 | 0 | 0 | 0 | 0 | 0 | 0 | 0 | 0 | 0 | 0 | 0 | 0 | 0 | 0 | 0 | 0 | 0 | 0 | 0 | 0 | 0 | 0 | 0 | 0 | 0 | 0
F5_Commercial_Lodging_New_Interior Lighting_Electric_General Service Lighting_E7 | F5 | Commercial | Lodging | New | Interior Lighting | Electric | General Service Lighting | E7 | RIM BC Ratio | 0 | 0 | 0 | 0 | 0 | 0 | 0 | 0 | 0 | 0 | 0 | 0 | 0 | 0 | 0 | 0 | 0 | 0 | 0 | 0 | 0 | 0 | 0 | 0 | 0 | 0 | 0 | 0 | 0 | 0
F5_Commercial_Lodging_New_Interior Lighting_Electric_General Service Lighting_E8 | F5 | Commercial | Lodging | New | Interior Lighting | Electric | General Service Lighting | E8 | RIM BC Ratio | 0 | 0 | 0 | 0 | 0 | 0 | 0 | 0 | 0 | 0 | 0 | 0 | 0 | 0 | 0 | 0 | 0 | 0 | 0 | 0 | 0 | 0 | 0 | 0 | 0 | 0 | 0 | 0 | 0 | 0
F5_Commercial_Lodging_New_Interior Lighting_Electric_General Service Lighting_E9 | F5 | Commercial | Lodging | New | Interior Lighting | Electric | General Service Lighting | E9 | RIM BC Ratio | 0 | 0 | 0 | 0 | 0 | 0 | 0 | 0 | 0 | 0 | 0 | 0 | 0 | 0 | 0 | 0 | 0 | 0 | 0 | 0 | 0 | 0 | 0 | 0 | 0 | 0 | 0 | 0 | 0 | 0
F5_Commercial_Lodging_New_Interior Lighting_Electric_General Service Lighting_E10 | F5 | Commercial | Lodging | New | Interior Lighting | Electric | General Service Lighting | E10 | RIM BC Ratio | 0 | 0 | 0 | 0 | 0 | 0 | 0 | 0 | 0 | 0 | 0 | 0 | 0 | 0 | 0 | 0 | 0 | 0 | 0 | 0 | 0 | 0 | 0 | 0 | 0 | 0 | 0 | 0 | 0 | 0
F0_Commercial_Lodging_New_Interior Lighting_Electric_Exempted Lighting_E0 | F0 | Commercial | Lodging | New | Interior Lighting | Electric | Exempted Lighting | E0 | Economic Unit | 0 | 0 | 0 | 0 | 0 | 0 | 0 | 0 | 0 | 0 | 0 | 0 | 0 | 0 | 0 | 0 | 0 | 0 | 0 | 0 | 0 | 0 | 0 | 0 | 0 | 0 | 0 | 0 | 0 | 0
F1_Commercial_Lodging_New_Interior Lighting_Electric_Exempted Lighting_E1 | F1 | Commercial | Lodging | New | Interior Lighting | Electric | Exempted Lighting | E1 | CCE | 0 | 0 | 0 | 0 | 0 | 0 | 0 | 0 | 0 | 0 | 0 | 0 | 0 | 0 | 0 | 0 | 0 | 0 | 0 | 0 | 0 | 0 | 0 | 0 | 0 | 0 | 0 | 0 | 0 | 0
F1_Commercial_Lodging_New_Interior Lighting_Electric_Exempted Lighting_E2 | F1 | Commercial | Lodging | New | Interior Lighting | Electric | Exempted Lighting | E2 | CCE | 0 | 0 | 0 | 0 | 0 | 0 | 0 | 0 | 0 | 0 | 0 | 0 | 0 | 0 | 0 | 0 | 0 | 0 | 0 | 0 | 0 | 0 | 0 | 0 | 0 | 0 | 0 | 0 | 0 | 0
F1_Commercial_Lodging_New_Interior Lighting_Electric_Exempted Lighting_E3 | F1 | Commercial | Lodging | New | Interior Lighting | Electric | Exempted Lighting | E3 | CCE | 0 | 0 | 0 | 0 | 0 | 0 | 0 | 0 | 0 | 0 | 0 | 0 | 0 | 0 | 0 | 0 | 0 | 0 | 0 | 0 | 0 | 0 | 0 | 0 | 0 | 0 | 0 | 0 | 0 | 0
F1_Commercial_Lodging_New_Interior Lighting_Electric_Exempted Lighting_E4 | F1 | Commercial | Lodging | New | Interior Lighting | Electric | Exempted Lighting | E4 | CCE | 0 | 0 | 0 | 0 | 0 | 0 | 0 | 0 | 0 | 0 | 0 | 0 | 0 | 0 | 0 | 0 | 0 | 0 | 0 | 0 | 0 | 0 | 0 | 0 | 0 | 0 | 0 | 0 | 0 | 0
F1_Commercial_Lodging_New_Interior Lighting_Electric_Exempted Lighting_E5 | F1 | Commercial | Lodging | New | Interior Lighting | Electric | Exempted Lighting | E5 | CCE | 0 | 0 | 0 | 0 | 0 | 0 | 0 | 0 | 0 | 0 | 0 | 0 | 0 | 0 | 0 | 0 | 0 | 0 | 0 | 0 | 0 | 0 | 0 | 0 | 0 | 0 | 0 | 0 | 0 | 0
F1_Commercial_Lodging_New_Interior Lighting_Electric_Exempted Lighting_E6 | F1 | Commercial | Lodging | New | Interior Lighting | Electric | Exempted Lighting | E6 | CCE | 0 | 0 | 0 | 0 | 0 | 0 | 0 | 0 | 0 | 0 | 0 | 0 | 0 | 0 | 0 | 0 | 0 | 0 | 0 | 0 | 0 | 0 | 0 | 0 | 0 | 0 | 0 | 0 | 0 | 0
F1_Commercial_Lodging_New_Interior Lighting_Electric_Exempted Lighting_E7 | F1 | Commercial | Lodging | New | Interior Lighting | Electric | Exempted Lighting | E7 | CCE | 0 | 0 | 0 | 0 | 0 | 0 | 0 | 0 | 0 | 0 | 0 | 0 | 0 | 0 | 0 | 0 | 0 | 0 | 0 | 0 | 0 | 0 | 0 | 0 | 0 | 0 | 0 | 0 | 0 | 0
F1_Commercial_Lodging_New_Interior Lighting_Electric_Exempted Lighting_E8 | F1 | Commercial | Lodging | New | Interior Lighting | Electric | Exempted Lighting | E8 | CCE | 0 | 0 | 0 | 0 | 0 | 0 | 0 | 0 | 0 | 0 | 0 | 0 | 0 | 0 | 0 | 0 | 0 | 0 | 0 | 0 | 0 | 0 | 0 | 0 | 0 | 0 | 0 | 0 | 0 | 0
F1_Commercial_Lodging_New_Interior Lighting_Electric_Exempted Lighting_E9 | F1 | Commercial | Lodging | New | Interior Lighting | Electric | Exempted Lighting | E9 | CCE | 0 | 0 | 0 | 0 | 0 | 0 | 0 | 0 | 0 | 0 | 0 | 0 | 0 | 0 | 0 | 0 | 0 | 0 | 0 | 0 | 0 | 0 | 0 | 0 | 0 | 0 | 0 | 0 | 0 | 0
F1_Commercial_Lodging_New_Interior Lighting_Electric_Exempted Lighting_E10 | F1 | Commercial | Lodging | New | Interior Lighting | Electric | Exempted Lighting | E10 | CCE | 0 | 0 | 0 | 0 | 0 | 0 | 0 | 0 | 0 | 0 | 0 | 0 | 0 | 0 | 0 | 0 | 0 | 0 | 0 | 0 | 0 | 0 | 0 | 0 | 0 | 0 | 0 | 0 | 0 | 0
F2_Commercial_Lodging_New_Interior Lighting_Electric_Exempted Lighting_E1 | F2 | Commercial | Lodging | New | Interior Lighting | Electric | Exempted Lighting | E1 | TRC BC Ratio | 0 | 0 | 0 | 0 | 0 | 0 | 0 | 0 | 0 | 0 | 0 | 0 | 0 | 0 | 0 | 0 | 0 | 0 | 0 | 0 | 0 | 0 | 0 | 0 | 0 | 0 | 0 | 0 | 0 | 0
F2_Commercial_Lodging_New_Interior Lighting_Electric_Exempted Lighting_E2 | F2 | Commercial | Lodging | New | Interior Lighting | Electric | Exempted Lighting | E2 | TRC BC Ratio | 0 | 0 | 0 | 0 | 0 | 0 | 0 | 0 | 0 | 0 | 0 | 0 | 0 | 0 | 0 | 0 | 0 | 0 | 0 | 0 | 0 | 0 | 0 | 0 | 0 | 0 | 0 | 0 | 0 | 0
F2_Commercial_Lodging_New_Interior Lighting_Electric_Exempted Lighting_E3 | F2 | Commercial | Lodging | New | Interior Lighting | Electric | Exempted Lighting | E3 | TRC BC Ratio | 0 | 0 | 0 | 0 | 0 | 0 | 0 | 0 | 0 | 0 | 0 | 0 | 0 | 0 | 0 | 0 | 0 | 0 | 0 | 0 | 0 | 0 | 0 | 0 | 0 | 0 | 0 | 0 | 0 | 0
F2_Commercial_Lodging_New_Interior Lighting_Electric_Exempted Lighting_E4 | F2 | Commercial | Lodging | New | Interior Lighting | Electric | Exempted Lighting | E4 | TRC BC Ratio | 0 | 0 | 0 | 0 | 0 | 0 | 0 | 0 | 0 | 0 | 0 | 0 | 0 | 0 | 0 | 0 | 0 | 0 | 0 | 0 | 0 | 0 | 0 | 0 | 0 | 0 | 0 | 0 | 0 | 0
F2_Commercial_Lodging_New_Interior Lighting_Electric_Exempted Lighting_E5 | F2 | Commercial | Lodging | New | Interior Lighting | Electric | Exempted Lighting | E5 | TRC BC Ratio | 0 | 0 | 0 | 0 | 0 | 0 | 0 | 0 | 0 | 0 | 0 | 0 | 0 | 0 | 0 | 0 | 0 | 0 | 0 | 0 | 0 | 0 | 0 | 0 | 0 | 0 | 0 | 0 | 0 | 0
F2_Commercial_Lodging_New_Interior Lighting_Electric_Exempted Lighting_E6 | F2 | Commercial | Lodging | New | Interior Lighting | Electric | Exempted Lighting | E6 | TRC BC Ratio | 0 | 0 | 0 | 0 | 0 | 0 | 0 | 0 | 0 | 0 | 0 | 0 | 0 | 0 | 0 | 0 | 0 | 0 | 0 | 0 | 0 | 0 | 0 | 0 | 0 | 0 | 0 | 0 | 0 | 0
F2_Commercial_Lodging_New_Interior Lighting_Electric_Exempted Lighting_E7 | F2 | Commercial | Lodging | New | Interior Lighting | Electric | Exempted Lighting | E7 | TRC BC Ratio | 0 | 0 | 0 | 0 | 0 | 0 | 0 | 0 | 0 | 0 | 0 | 0 | 0 | 0 | 0 | 0 | 0 | 0 | 0 | 0 | 0 | 0 | 0 | 0 | 0 | 0 | 0 | 0 | 0 | 0
F2_Commercial_Lodging_New_Interior Lighting_Electric_Exempted Lighting_E8 | F2 | Commercial | Lodging | New | Interior Lighting | Electric | Exempted Lighting | E8 | TRC BC Ratio | 0 | 0 | 0 | 0 | 0 | 0 | 0 | 0 | 0 | 0 | 0 | 0 | 0 | 0 | 0 | 0 | 0 | 0 | 0 | 0 | 0 | 0 | 0 | 0 | 0 | 0 | 0 | 0 | 0 | 0
F2_Commercial_Lodging_New_Interior Lighting_Electric_Exempted Lighting_E9 | F2 | Commercial | Lodging | New | Interior Lighting | Electric | Exempted Lighting | E9 | TRC BC Ratio | 0 | 0 | 0 | 0 | 0 | 0 | 0 | 0 | 0 | 0 | 0 | 0 | 0 | 0 | 0 | 0 | 0 | 0 | 0 | 0 | 0 | 0 | 0 | 0 | 0 | 0 | 0 | 0 | 0 | 0
F2_Commercial_Lodging_New_Interior Lighting_Electric_Exempted Lighting_E10 | F2 | Commercial | Lodging | New | Interior Lighting | Electric | Exempted Lighting | E10 | TRC BC Ratio | 0 | 0 | 0 | 0 | 0 | 0 | 0 | 0 | 0 | 0 | 0 | 0 | 0 | 0 | 0 | 0 | 0 | 0 | 0 | 0 | 0 | 0 | 0 | 0 | 0 | 0 | 0 | 0 | 0 | 0
F3_Commercial_Lodging_New_Interior Lighting_Electric_Exempted Lighting_E1 | F3 | Commercial | Lodging | New | Interior Lighting | Electric | Exempted Lighting | E1 | PACT BC Ratio | 0 | 0 | 0 | 0 | 0 | 0 | 0 | 0 | 0 | 0 | 0 | 0 | 0 | 0 | 0 | 0 | 0 | 0 | 0 | 0 | 0 | 0 | 0 | 0 | 0 | 0 | 0 | 0 | 0 | 0
F3_Commercial_Lodging_New_Interior Lighting_Electric_Exempted Lighting_E2 | F3 | Commercial | Lodging | New | Interior Lighting | Electric | Exempted Lighting | E2 | PACT BC Ratio | 0 | 0 | 0 | 0 | 0 | 0 | 0 | 0 | 0 | 0 | 0 | 0 | 0 | 0 | 0 | 0 | 0 | 0 | 0 | 0 | 0 | 0 | 0 | 0 | 0 | 0 | 0 | 0 | 0 | 0
F3_Commercial_Lodging_New_Interior Lighting_Electric_Exempted Lighting_E3 | F3 | Commercial | Lodging | New | Interior Lighting | Electric | Exempted Lighting | E3 | PACT BC Ratio | 0 | 0 | 0 | 0 | 0 | 0 | 0 | 0 | 0 | 0 | 0 | 0 | 0 | 0 | 0 | 0 | 0 | 0 | 0 | 0 | 0 | 0 | 0 | 0 | 0 | 0 | 0 | 0 | 0 | 0
F3_Commercial_Lodging_New_Interior Lighting_Electric_Exempted Lighting_E4 | F3 | Commercial | Lodging | New | Interior Lighting | Electric | Exempted Lighting | E4 | PACT BC Ratio | 0 | 0 | 0 | 0 | 0 | 0 | 0 | 0 | 0 | 0 | 0 | 0 | 0 | 0 | 0 | 0 | 0 | 0 | 0 | 0 | 0 | 0 | 0 | 0 | 0 | 0 | 0 | 0 | 0 | 0
F3_Commercial_Lodging_New_Interior Lighting_Electric_Exempted Lighting_E5 | F3 | Commercial | Lodging | New | Interior Lighting | Electric | Exempted Lighting | E5 | PACT BC Ratio | 0 | 0 | 0 | 0 | 0 | 0 | 0 | 0 | 0 | 0 | 0 | 0 | 0 | 0 | 0 | 0 | 0 | 0 | 0 | 0 | 0 | 0 | 0 | 0 | 0 | 0 | 0 | 0 | 0 | 0
F3_Commercial_Lodging_New_Interior Lighting_Electric_Exempted Lighting_E6 | F3 | Commercial | Lodging | New | Interior Lighting | Electric | Exempted Lighting | E6 | PACT BC Ratio | 0 | 0 | 0 | 0 | 0 | 0 | 0 | 0 | 0 | 0 | 0 | 0 | 0 | 0 | 0 | 0 | 0 | 0 | 0 | 0 | 0 | 0 | 0 | 0 | 0 | 0 | 0 | 0 | 0 | 0
F3_Commercial_Lodging_New_Interior Lighting_Electric_Exempted Lighting_E7 | F3 | Commercial | Lodging | New | Interior Lighting | Electric | Exempted Lighting | E7 | PACT BC Ratio | 0 | 0 | 0 | 0 | 0 | 0 | 0 | 0 | 0 | 0 | 0 | 0 | 0 | 0 | 0 | 0 | 0 | 0 | 0 | 0 | 0 | 0 | 0 | 0 | 0 | 0 | 0 | 0 | 0 | 0
F3_Commercial_Lodging_New_Interior Lighting_Electric_Exempted Lighting_E8 | F3 | Commercial | Lodging | New | Interior Lighting | Electric | Exempted Lighting | E8 | PACT BC Ratio | 0 | 0 | 0 | 0 | 0 | 0 | 0 | 0 | 0 | 0 | 0 | 0 | 0 | 0 | 0 | 0 | 0 | 0 | 0 | 0 | 0 | 0 | 0 | 0 | 0 | 0 | 0 | 0 | 0 | 0
F3_Commercial_Lodging_New_Interior Lighting_Electric_Exempted Lighting_E9 | F3 | Commercial | Lodging | New | Interior Lighting | Electric | Exempted Lighting | E9 | PACT BC Ratio | 0 | 0 | 0 | 0 | 0 | 0 | 0 | 0 | 0 | 0 | 0 | 0 | 0 | 0 | 0 | 0 | 0 | 0 | 0 | 0 | 0 | 0 | 0 | 0 | 0 | 0 | 0 | 0 | 0 | 0
F3_Commercial_Lodging_New_Interior Lighting_Electric_Exempted Lighting_E10 | F3 | Commercial | Lodging | New | Interior Lighting | Electric | Exempted Lighting | E10 | PACT BC Ratio | 0 | 0 | 0 | 0 | 0 | 0 | 0 | 0 | 0 | 0 | 0 | 0 | 0 | 0 | 0 | 0 | 0 | 0 | 0 | 0 | 0 | 0 | 0 | 0 | 0 | 0 | 0 | 0 | 0 | 0
F4_Commercial_Lodging_New_Interior Lighting_Electric_Exempted Lighting_E1 | F4 | Commercial | Lodging | New | Interior Lighting | Electric | Exempted Lighting | E1 | RVT BC Ratio | 0 | 0 | 0 | 0 | 0 | 0 | 0 | 0 | 0 | 0 | 0 | 0 | 0 | 0 | 0 | 0 | 0 | 0 | 0 | 0 | 0 | 0 | 0 | 0 | 0 | 0 | 0 | 0 | 0 | 0
F4_Commercial_Lodging_New_Interior Lighting_Electric_Exempted Lighting_E2 | F4 | Commercial | Lodging | New | Interior Lighting | Electric | Exempted Lighting | E2 | RVT BC Ratio | 0 | 0 | 0 | 0 | 0 | 0 | 0 | 0 | 0 | 0 | 0 | 0 | 0 | 0 | 0 | 0 | 0 | 0 | 0 | 0 | 0 | 0 | 0 | 0 | 0 | 0 | 0 | 0 | 0 | 0
F4_Commercial_Lodging_New_Interior Lighting_Electric_Exempted Lighting_E3 | F4 | Commercial | Lodging | New | Interior Lighting | Electric | Exempted Lighting | E3 | RVT BC Ratio | 0 | 0 | 0 | 0 | 0 | 0 | 0 | 0 | 0 | 0 | 0 | 0 | 0 | 0 | 0 | 0 | 0 | 0 | 0 | 0 | 0 | 0 | 0 | 0 | 0 | 0 | 0 | 0 | 0 | 0
F4_Commercial_Lodging_New_Interior Lighting_Electric_Exempted Lighting_E4 | F4 | Commercial | Lodging | New | Interior Lighting | Electric | Exempted Lighting | E4 | RVT BC Ratio | 0 | 0 | 0 | 0 | 0 | 0 | 0 | 0 | 0 | 0 | 0 | 0 | 0 | 0 | 0 | 0 | 0 | 0 | 0 | 0 | 0 | 0 | 0 | 0 | 0 | 0 | 0 | 0 | 0 | 0
F4_Commercial_Lodging_New_Interior Lighting_Electric_Exempted Lighting_E5 | F4 | Commercial | Lodging | New | Interior Lighting | Electric | Exempted Lighting | E5 | RVT BC Ratio | 0 | 0 | 0 | 0 | 0 | 0 | 0 | 0 | 0 | 0 | 0 | 0 | 0 | 0 | 0 | 0 | 0 | 0 | 0 | 0 | 0 | 0 | 0 | 0 | 0 | 0 | 0 | 0 | 0 | 0
F4_Commercial_Lodging_New_Interior Lighting_Electric_Exempted Lighting_E6 | F4 | Commercial | Lodging | New | Interior Lighting | Electric | Exempted Lighting | E6 | RVT BC Ratio | 0 | 0 | 0 | 0 | 0 | 0 | 0 | 0 | 0 | 0 | 0 | 0 | 0 | 0 | 0 | 0 | 0 | 0 | 0 | 0 | 0 | 0 | 0 | 0 | 0 | 0 | 0 | 0 | 0 | 0
F4_Commercial_Lodging_New_Interior Lighting_Electric_Exempted Lighting_E7 | F4 | Commercial | Lodging | New | Interior Lighting | Electric | Exempted Lighting | E7 | RVT BC Ratio | 0 | 0 | 0 | 0 | 0 | 0 | 0 | 0 | 0 | 0 | 0 | 0 | 0 | 0 | 0 | 0 | 0 | 0 | 0 | 0 | 0 | 0 | 0 | 0 | 0 | 0 | 0 | 0 | 0 | 0
F4_Commercial_Lodging_New_Interior Lighting_Electric_Exempted Lighting_E8 | F4 | Commercial | Lodging | New | Interior Lighting | Electric | Exempted Lighting | E8 | RVT BC Ratio | 0 | 0 | 0 | 0 | 0 | 0 | 0 | 0 | 0 | 0 | 0 | 0 | 0 | 0 | 0 | 0 | 0 | 0 | 0 | 0 | 0 | 0 | 0 | 0 | 0 | 0 | 0 | 0 | 0 | 0
F4_Commercial_Lodging_New_Interior Lighting_Electric_Exempted Lighting_E9 | F4 | Commercial | Lodging | New | Interior Lighting | Electric | Exempted Lighting | E9 | RVT BC Ratio | 0 | 0 | 0 | 0 | 0 | 0 | 0 | 0 | 0 | 0 | 0 | 0 | 0 | 0 | 0 | 0 | 0 | 0 | 0 | 0 | 0 | 0 | 0 | 0 | 0 | 0 | 0 | 0 | 0 | 0
F4_Commercial_Lodging_New_Interior Lighting_Electric_Exempted Lighting_E10 | F4 | Commercial | Lodging | New | Interior Lighting | Electric | Exempted Lighting | E10 | RVT BC Ratio | 0 | 0 | 0 | 0 | 0 | 0 | 0 | 0 | 0 | 0 | 0 | 0 | 0 | 0 | 0 | 0 | 0 | 0 | 0 | 0 | 0 | 0 | 0 | 0 | 0 | 0 | 0 | 0 | 0 | 0
F5_Commercial_Lodging_New_Interior Lighting_Electric_Exempted Lighting_E1 | F5 | Commercial | Lodging | New | Interior Lighting | Electric | Exempted Lighting | E1 | RIM BC Ratio | 0 | 0 | 0 | 0 | 0 | 0 | 0 | 0 | 0 | 0 | 0 | 0 | 0 | 0 | 0 | 0 | 0 | 0 | 0 | 0 | 0 | 0 | 0 | 0 | 0 | 0 | 0 | 0 | 0 | 0
F5_Commercial_Lodging_New_Interior Lighting_Electric_Exempted Lighting_E2 | F5 | Commercial | Lodging | New | Interior Lighting | Electric | Exempted Lighting | E2 | RIM BC Ratio | 0 | 0 | 0 | 0 | 0 | 0 | 0 | 0 | 0 | 0 | 0 | 0 | 0 | 0 | 0 | 0 | 0 | 0 | 0 | 0 | 0 | 0 | 0 | 0 | 0 | 0 | 0 | 0 | 0 | 0
F5_Commercial_Lodging_New_Interior Lighting_Electric_Exempted Lighting_E3 | F5 | Commercial | Lodging | New | Interior Lighting | Electric | Exempted Lighting | E3 | RIM BC Ratio | 0 | 0 | 0 | 0 | 0 | 0 | 0 | 0 | 0 | 0 | 0 | 0 | 0 | 0 | 0 | 0 | 0 | 0 | 0 | 0 | 0 | 0 | 0 | 0 | 0 | 0 | 0 | 0 | 0 | 0
F5_Commercial_Lodging_New_Interior Lighting_Electric_Exempted Lighting_E4 | F5 | Commercial | Lodging | New | Interior Lighting | Electric | Exempted Lighting | E4 | RIM BC Ratio | 0 | 0 | 0 | 0 | 0 | 0 | 0 | 0 | 0 | 0 | 0 | 0 | 0 | 0 | 0 | 0 | 0 | 0 | 0 | 0 | 0 | 0 | 0 | 0 | 0 | 0 | 0 | 0 | 0 | 0
F5_Commercial_Lodging_New_Interior Lighting_Electric_Exempted Lighting_E5 | F5 | Commercial | Lodging | New | Interior Lighting | Electric | Exempted Lighting | E5 | RIM BC Ratio | 0 | 0 | 0 | 0 | 0 | 0 | 0 | 0 | 0 | 0 | 0 | 0 | 0 | 0 | 0 | 0 | 0 | 0 | 0 | 0 | 0 | 0 | 0 | 0 | 0 | 0 | 0 | 0 | 0 | 0
F5_Commercial_Lodging_New_Interior Lighting_Electric_Exempted Lighting_E6 | F5 | Commercial | Lodging | New | Interior Lighting | Electric | Exempted Lighting | E6 | RIM BC Ratio | 0 | 0 | 0 | 0 | 0 | 0 | 0 | 0 | 0 | 0 | 0 | 0 | 0 | 0 | 0 | 0 | 0 | 0 | 0 | 0 | 0 | 0 | 0 | 0 | 0 | 0 | 0 | 0 | 0 | 0
F5_Commercial_Lodging_New_Interior Lighting_Electric_Exempted Lighting_E7 | F5 | Commercial | Lodging | New | Interior Lighting | Electric | Exempted Lighting | E7 | RIM BC Ratio | 0 | 0 | 0 | 0 | 0 | 0 | 0 | 0 | 0 | 0 | 0 | 0 | 0 | 0 | 0 | 0 | 0 | 0 | 0 | 0 | 0 | 0 | 0 | 0 | 0 | 0 | 0 | 0 | 0 | 0
F5_Commercial_Lodging_New_Interior Lighting_Electric_Exempted Lighting_E8 | F5 | Commercial | Lodging | New | Interior Lighting | Electric | Exempted Lighting | E8 | RIM BC Ratio | 0 | 0 | 0 | 0 | 0 | 0 | 0 | 0 | 0 | 0 | 0 | 0 | 0 | 0 | 0 | 0 | 0 | 0 | 0 | 0 | 0 | 0 | 0 | 0 | 0 | 0 | 0 | 0 | 0 | 0
F5_Commercial_Lodging_New_Interior Lighting_Electric_Exempted Lighting_E9 | F5 | Commercial | Lodging | New | Interior Lighting | Electric | Exempted Lighting | E9 | RIM BC Ratio | 0 | 0 | 0 | 0 | 0 | 0 | 0 | 0 | 0 | 0 | 0 | 0 | 0 | 0 | 0 | 0 | 0 | 0 | 0 | 0 | 0 | 0 | 0 | 0 | 0 | 0 | 0 | 0 | 0 | 0
F5_Commercial_Lodging_New_Interior Lighting_Electric_Exempted Lighting_E10 | F5 | Commercial | Lodging | New | Interior Lighting | Electric | Exempted Lighting | E10 | RIM BC Ratio | 0 | 0 | 0 | 0 | 0 | 0 | 0 | 0 | 0 | 0 | 0 | 0 | 0 | 0 | 0 | 0 | 0 | 0 | 0 | 0 | 0 | 0 | 0 | 0 | 0 | 0 | 0 | 0 | 0 | 0
F0_Commercial_Lodging_New_Interior Lighting_Electric_High-Bay Lighting_E0 | F0 | Commercial | Lodging | New | Interior Lighting | Electric | High-Bay Lighting | E0 | Economic Unit | 0 | 0 | 0 | 0 | 0 | 0 | 0 | 0 | 0 | 0 | 0 | 0 | 0 | 0 | 0 | 0 | 0 | 0 | 0 | 0 | 0 | 0 | 0 | 0 | 0 | 0 | 0 | 0 | 0 | 0
F1_Commercial_Lodging_New_Interior Lighting_Electric_High-Bay Lighting_E1 | F1 | Commercial | Lodging | New | Interior Lighting | Electric | High-Bay Lighting | E1 | CCE | 0 | 0 | 0 | 0 | 0 | 0 | 0 | 0 | 0 | 0 | 0 | 0 | 0 | 0 | 0 | 0 | 0 | 0 | 0 | 0 | 0 | 0 | 0 | 0 | 0 | 0 | 0 | 0 | 0 | 0
F1_Commercial_Lodging_New_Interior Lighting_Electric_High-Bay Lighting_E2 | F1 | Commercial | Lodging | New | Interior Lighting | Electric | High-Bay Lighting | E2 | CCE | 0 | 0 | 0 | 0 | 0 | 0 | 0 | 0 | 0 | 0 | 0 | 0 | 0 | 0 | 0 | 0 | 0 | 0 | 0 | 0 | 0 | 0 | 0 | 0 | 0 | 0 | 0 | 0 | 0 | 0
F1_Commercial_Lodging_New_Interior Lighting_Electric_High-Bay Lighting_E3 | F1 | Commercial | Lodging | New | Interior Lighting | Electric | High-Bay Lighting | E3 | CCE | 0 | 0 | 0 | 0 | 0 | 0 | 0 | 0 | 0 | 0 | 0 | 0 | 0 | 0 | 0 | 0 | 0 | 0 | 0 | 0 | 0 | 0 | 0 | 0 | 0 | 0 | 0 | 0 | 0 | 0
F1_Commercial_Lodging_New_Interior Lighting_Electric_High-Bay Lighting_E4 | F1 | Commercial | Lodging | New | Interior Lighting | Electric | High-Bay Lighting | E4 | CCE | 0 | 0 | 0 | 0 | 0 | 0 | 0 | 0 | 0 | 0 | 0 | 0 | 0 | 0 | 0 | 0 | 0 | 0 | 0 | 0 | 0 | 0 | 0 | 0 | 0 | 0 | 0 | 0 | 0 | 0
F1_Commercial_Lodging_New_Interior Lighting_Electric_High-Bay Lighting_E5 | F1 | Commercial | Lodging | New | Interior Lighting | Electric | High-Bay Lighting | E5 | CCE | 0 | 0 | 0 | 0 | 0 | 0 | 0 | 0 | 0 | 0 | 0 | 0 | 0 | 0 | 0 | 0 | 0 | 0 | 0 | 0 | 0 | 0 | 0 | 0 | 0 | 0 | 0 | 0 | 0 | 0
F1_Commercial_Lodging_New_Interior Lighting_Electric_High-Bay Lighting_E6 | F1 | Commercial | Lodging | New | Interior Lighting | Electric | High-Bay Lighting | E6 | CCE | 0 | 0 | 0 | 0 | 0 | 0 | 0 | 0 | 0 | 0 | 0 | 0 | 0 | 0 | 0 | 0 | 0 | 0 | 0 | 0 | 0 | 0 | 0 | 0 | 0 | 0 | 0 | 0 | 0 | 0
F1_Commercial_Lodging_New_Interior Lighting_Electric_High-Bay Lighting_E7 | F1 | Commercial | Lodging | New | Interior Lighting | Electric | High-Bay Lighting | E7 | CCE | 0 | 0 | 0 | 0 | 0 | 0 | 0 | 0 | 0 | 0 | 0 | 0 | 0 | 0 | 0 | 0 | 0 | 0 | 0 | 0 | 0 | 0 | 0 | 0 | 0 | 0 | 0 | 0 | 0 | 0
F1_Commercial_Lodging_New_Interior Lighting_Electric_High-Bay Lighting_E8 | F1 | Commercial | Lodging | New | Interior Lighting | Electric | High-Bay Lighting | E8 | CCE | 0 | 0 | 0 | 0 | 0 | 0 | 0 | 0 | 0 | 0 | 0 | 0 | 0 | 0 | 0 | 0 | 0 | 0 | 0 | 0 | 0 | 0 | 0 | 0 | 0 | 0 | 0 | 0 | 0 | 0
F1_Commercial_Lodging_New_Interior Lighting_Electric_High-Bay Lighting_E9 | F1 | Commercial | Lodging | New | Interior Lighting | Electric | High-Bay Lighting | E9 | CCE | 0 | 0 | 0 | 0 | 0 | 0 | 0 | 0 | 0 | 0 | 0 | 0 | 0 | 0 | 0 | 0 | 0 | 0 | 0 | 0 | 0 | 0 | 0 | 0 | 0 | 0 | 0 | 0 | 0 | 0
F1_Commercial_Lodging_New_Interior Lighting_Electric_High-Bay Lighting_E10 | F1 | Commercial | Lodging | New | Interior Lighting | Electric | High-Bay Lighting | E10 | CCE | 0 | 0 | 0 | 0 | 0 | 0 | 0 | 0 | 0 | 0 | 0 | 0 | 0 | 0 | 0 | 0 | 0 | 0 | 0 | 0 | 0 | 0 | 0 | 0 | 0 | 0 | 0 | 0 | 0 | 0
F2_Commercial_Lodging_New_Interior Lighting_Electric_High-Bay Lighting_E1 | F2 | Commercial | Lodging | New | Interior Lighting | Electric | High-Bay Lighting | E1 | TRC BC Ratio | 0 | 0 | 0 | 0 | 0 | 0 | 0 | 0 | 0 | 0 | 0 | 0 | 0 | 0 | 0 | 0 | 0 | 0 | 0 | 0 | 0 | 0 | 0 | 0 | 0 | 0 | 0 | 0 | 0 | 0
F2_Commercial_Lodging_New_Interior Lighting_Electric_High-Bay Lighting_E2 | F2 | Commercial | Lodging | New | Interior Lighting | Electric | High-Bay Lighting | E2 | TRC BC Ratio | 0 | 0 | 0 | 0 | 0 | 0 | 0 | 0 | 0 | 0 | 0 | 0 | 0 | 0 | 0 | 0 | 0 | 0 | 0 | 0 | 0 | 0 | 0 | 0 | 0 | 0 | 0 | 0 | 0 | 0
F2_Commercial_Lodging_New_Interior Lighting_Electric_High-Bay Lighting_E3 | F2 | Commercial | Lodging | New | Interior Lighting | Electric | High-Bay Lighting | E3 | TRC BC Ratio | 0 | 0 | 0 | 0 | 0 | 0 | 0 | 0 | 0 | 0 | 0 | 0 | 0 | 0 | 0 | 0 | 0 | 0 | 0 | 0 | 0 | 0 | 0 | 0 | 0 | 0 | 0 | 0 | 0 | 0
F2_Commercial_Lodging_New_Interior Lighting_Electric_High-Bay Lighting_E4 | F2 | Commercial | Lodging | New | Interior Lighting | Electric | High-Bay Lighting | E4 | TRC BC Ratio | 0 | 0 | 0 | 0 | 0 | 0 | 0 | 0 | 0 | 0 | 0 | 0 | 0 | 0 | 0 | 0 | 0 | 0 | 0 | 0 | 0 | 0 | 0 | 0 | 0 | 0 | 0 | 0 | 0 | 0
F2_Commercial_Lodging_New_Interior Lighting_Electric_High-Bay Lighting_E5 | F2 | Commercial | Lodging | New | Interior Lighting | Electric | High-Bay Lighting | E5 | TRC BC Ratio | 0 | 0 | 0 | 0 | 0 | 0 | 0 | 0 | 0 | 0 | 0 | 0 | 0 | 0 | 0 | 0 | 0 | 0 | 0 | 0 | 0 | 0 | 0 | 0 | 0 | 0 | 0 | 0 | 0 | 0
F2_Commercial_Lodging_New_Interior Lighting_Electric_High-Bay Lighting_E6 | F2 | Commercial | Lodging | New | Interior Lighting | Electric | High-Bay Lighting | E6 | TRC BC Ratio | 0 | 0 | 0 | 0 | 0 | 0 | 0 | 0 | 0 | 0 | 0 | 0 | 0 | 0 | 0 | 0 | 0 | 0 | 0 | 0 | 0 | 0 | 0 | 0 | 0 | 0 | 0 | 0 | 0 | 0
F2_Commercial_Lodging_New_Interior Lighting_Electric_High-Bay Lighting_E7 | F2 | Commercial | Lodging | New | Interior Lighting | Electric | High-Bay Lighting | E7 | TRC BC Ratio | 0 | 0 | 0 | 0 | 0 | 0 | 0 | 0 | 0 | 0 | 0 | 0 | 0 | 0 | 0 | 0 | 0 | 0 | 0 | 0 | 0 | 0 | 0 | 0 | 0 | 0 | 0 | 0 | 0 | 0
F2_Commercial_Lodging_New_Interior Lighting_Electric_High-Bay Lighting_E8 | F2 | Commercial | Lodging | New | Interior Lighting | Electric | High-Bay Lighting | E8 | TRC BC Ratio | 0 | 0 | 0 | 0 | 0 | 0 | 0 | 0 | 0 | 0 | 0 | 0 | 0 | 0 | 0 | 0 | 0 | 0 | 0 | 0 | 0 | 0 | 0 | 0 | 0 | 0 | 0 | 0 | 0 | 0
F2_Commercial_Lodging_New_Interior Lighting_Electric_High-Bay Lighting_E9 | F2 | Commercial | Lodging | New | Interior Lighting | Electric | High-Bay Lighting | E9 | TRC BC Ratio | 0 | 0 | 0 | 0 | 0 | 0 | 0 | 0 | 0 | 0 | 0 | 0 | 0 | 0 | 0 | 0 | 0 | 0 | 0 | 0 | 0 | 0 | 0 | 0 | 0 | 0 | 0 | 0 | 0 | 0
F2_Commercial_Lodging_New_Interior Lighting_Electric_High-Bay Lighting_E10 | F2 | Commercial | Lodging | New | Interior Lighting | Electric | High-Bay Lighting | E10 | TRC BC Ratio | 0 | 0 | 0 | 0 | 0 | 0 | 0 | 0 | 0 | 0 | 0 | 0 | 0 | 0 | 0 | 0 | 0 | 0 | 0 | 0 | 0 | 0 | 0 | 0 | 0 | 0 | 0 | 0 | 0 | 0
F3_Commercial_Lodging_New_Interior Lighting_Electric_High-Bay Lighting_E1 | F3 | Commercial | Lodging | New | Interior Lighting | Electric | High-Bay Lighting | E1 | PACT BC Ratio | 0 | 0 | 0 | 0 | 0 | 0 | 0 | 0 | 0 | 0 | 0 | 0 | 0 | 0 | 0 | 0 | 0 | 0 | 0 | 0 | 0 | 0 | 0 | 0 | 0 | 0 | 0 | 0 | 0 | 0
F3_Commercial_Lodging_New_Interior Lighting_Electric_High-Bay Lighting_E2 | F3 | Commercial | Lodging | New | Interior Lighting | Electric | High-Bay Lighting | E2 | PACT BC Ratio | 0 | 0 | 0 | 0 | 0 | 0 | 0 | 0 | 0 | 0 | 0 | 0 | 0 | 0 | 0 | 0 | 0 | 0 | 0 | 0 | 0 | 0 | 0 | 0 | 0 | 0 | 0 | 0 | 0 | 0
F3_Commercial_Lodging_New_Interior Lighting_Electric_High-Bay Lighting_E3 | F3 | Commercial | Lodging | New | Interior Lighting | Electric | High-Bay Lighting | E3 | PACT BC Ratio | 0 | 0 | 0 | 0 | 0 | 0 | 0 | 0 | 0 | 0 | 0 | 0 | 0 | 0 | 0 | 0 | 0 | 0 | 0 | 0 | 0 | 0 | 0 | 0 | 0 | 0 | 0 | 0 | 0 | 0
F3_Commercial_Lodging_New_Interior Lighting_Electric_High-Bay Lighting_E4 | F3 | Commercial | Lodging | New | Interior Lighting | Electric | High-Bay Lighting | E4 | PACT BC Ratio | 0 | 0 | 0 | 0 | 0 | 0 | 0 | 0 | 0 | 0 | 0 | 0 | 0 | 0 | 0 | 0 | 0 | 0 | 0 | 0 | 0 | 0 | 0 | 0 | 0 | 0 | 0 | 0 | 0 | 0
F3_Commercial_Lodging_New_Interior Lighting_Electric_High-Bay Lighting_E5 | F3 | Commercial | Lodging | New | Interior Lighting | Electric | High-Bay Lighting | E5 | PACT BC Ratio | 0 | 0 | 0 | 0 | 0 | 0 | 0 | 0 | 0 | 0 | 0 | 0 | 0 | 0 | 0 | 0 | 0 | 0 | 0 | 0 | 0 | 0 | 0 | 0 | 0 | 0 | 0 | 0 | 0 | 0
F3_Commercial_Lodging_New_Interior Lighting_Electric_High-Bay Lighting_E6 | F3 | Commercial | Lodging | New | Interior Lighting | Electric | High-Bay Lighting | E6 | PACT BC Ratio | 0 | 0 | 0 | 0 | 0 | 0 | 0 | 0 | 0 | 0 | 0 | 0 | 0 | 0 | 0 | 0 | 0 | 0 | 0 | 0 | 0 | 0 | 0 | 0 | 0 | 0 | 0 | 0 | 0 | 0
F3_Commercial_Lodging_New_Interior Lighting_Electric_High-Bay Lighting_E7 | F3 | Commercial | Lodging | New | Interior Lighting | Electric | High-Bay Lighting | E7 | PACT BC Ratio | 0 | 0 | 0 | 0 | 0 | 0 | 0 | 0 | 0 | 0 | 0 | 0 | 0 | 0 | 0 | 0 | 0 | 0 | 0 | 0 | 0 | 0 | 0 | 0 | 0 | 0 | 0 | 0 | 0 | 0
F3_Commercial_Lodging_New_Interior Lighting_Electric_High-Bay Lighting_E8 | F3 | Commercial | Lodging | New | Interior Lighting | Electric | High-Bay Lighting | E8 | PACT BC Ratio | 0 | 0 | 0 | 0 | 0 | 0 | 0 | 0 | 0 | 0 | 0 | 0 | 0 | 0 | 0 | 0 | 0 | 0 | 0 | 0 | 0 | 0 | 0 | 0 | 0 | 0 | 0 | 0 | 0 | 0
F3_Commercial_Lodging_New_Interior Lighting_Electric_High-Bay Lighting_E9 | F3 | Commercial | Lodging | New | Interior Lighting | Electric | High-Bay Lighting | E9 | PACT BC Ratio | 0 | 0 | 0 | 0 | 0 | 0 | 0 | 0 | 0 | 0 | 0 | 0 | 0 | 0 | 0 | 0 | 0 | 0 | 0 | 0 | 0 | 0 | 0 | 0 | 0 | 0 | 0 | 0 | 0 | 0
F3_Commercial_Lodging_New_Interior Lighting_Electric_High-Bay Lighting_E10 | F3 | Commercial | Lodging | New | Interior Lighting | Electric | High-Bay Lighting | E10 | PACT BC Ratio | 0 | 0 | 0 | 0 | 0 | 0 | 0 | 0 | 0 | 0 | 0 | 0 | 0 | 0 | 0 | 0 | 0 | 0 | 0 | 0 | 0 | 0 | 0 | 0 | 0 | 0 | 0 | 0 | 0 | 0
F4_Commercial_Lodging_New_Interior Lighting_Electric_High-Bay Lighting_E1 | F4 | Commercial | Lodging | New | Interior Lighting | Electric | High-Bay Lighting | E1 | RVT BC Ratio | 0 | 0 | 0 | 0 | 0 | 0 | 0 | 0 | 0 | 0 | 0 | 0 | 0 | 0 | 0 | 0 | 0 | 0 | 0 | 0 | 0 | 0 | 0 | 0 | 0 | 0 | 0 | 0 | 0 | 0
F4_Commercial_Lodging_New_Interior Lighting_Electric_High-Bay Lighting_E2 | F4 | Commercial | Lodging | New | Interior Lighting | Electric | High-Bay Lighting | E2 | RVT BC Ratio | 0 | 0 | 0 | 0 | 0 | 0 | 0 | 0 | 0 | 0 | 0 | 0 | 0 | 0 | 0 | 0 | 0 | 0 | 0 | 0 | 0 | 0 | 0 | 0 | 0 | 0 | 0 | 0 | 0 | 0
F4_Commercial_Lodging_New_Interior Lighting_Electric_High-Bay Lighting_E3 | F4 | Commercial | Lodging | New | Interior Lighting | Electric | High-Bay Lighting | E3 | RVT BC Ratio | 0 | 0 | 0 | 0 | 0 | 0 | 0 | 0 | 0 | 0 | 0 | 0 | 0 | 0 | 0 | 0 | 0 | 0 | 0 | 0 | 0 | 0 | 0 | 0 | 0 | 0 | 0 | 0 | 0 | 0
F4_Commercial_Lodging_New_Interior Lighting_Electric_High-Bay Lighting_E4 | F4 | Commercial | Lodging | New | Interior Lighting | Electric | High-Bay Lighting | E4 | RVT BC Ratio | 0 | 0 | 0 | 0 | 0 | 0 | 0 | 0 | 0 | 0 | 0 | 0 | 0 | 0 | 0 | 0 | 0 | 0 | 0 | 0 | 0 | 0 | 0 | 0 | 0 | 0 | 0 | 0 | 0 | 0
F4_Commercial_Lodging_New_Interior Lighting_Electric_High-Bay Lighting_E5 | F4 | Commercial | Lodging | New | Interior Lighting | Electric | High-Bay Lighting | E5 | RVT BC Ratio | 0 | 0 | 0 | 0 | 0 | 0 | 0 | 0 | 0 | 0 | 0 | 0 | 0 | 0 | 0 | 0 | 0 | 0 | 0 | 0 | 0 | 0 | 0 | 0 | 0 | 0 | 0 | 0 | 0 | 0
F4_Commercial_Lodging_New_Interior Lighting_Electric_High-Bay Lighting_E6 | F4 | Commercial | Lodging | New | Interior Lighting | Electric | High-Bay Lighting | E6 | RVT BC Ratio | 0 | 0 | 0 | 0 | 0 | 0 | 0 | 0 | 0 | 0 | 0 | 0 | 0 | 0 | 0 | 0 | 0 | 0 | 0 | 0 | 0 | 0 | 0 | 0 | 0 | 0 | 0 | 0 | 0 | 0
F4_Commercial_Lodging_New_Interior Lighting_Electric_High-Bay Lighting_E7 | F4 | Commercial | Lodging | New | Interior Lighting | Electric | High-Bay Lighting | E7 | RVT BC Ratio | 0 | 0 | 0 | 0 | 0 | 0 | 0 | 0 | 0 | 0 | 0 | 0 | 0 | 0 | 0 | 0 | 0 | 0 | 0 | 0 | 0 | 0 | 0 | 0 | 0 | 0 | 0 | 0 | 0 | 0
F4_Commercial_Lodging_New_Interior Lighting_Electric_High-Bay Lighting_E8 | F4 | Commercial | Lodging | New | Interior Lighting | Electric | High-Bay Lighting | E8 | RVT BC Ratio | 0 | 0 | 0 | 0 | 0 | 0 | 0 | 0 | 0 | 0 | 0 | 0 | 0 | 0 | 0 | 0 | 0 | 0 | 0 | 0 | 0 | 0 | 0 | 0 | 0 | 0 | 0 | 0 | 0 | 0
F4_Commercial_Lodging_New_Interior Lighting_Electric_High-Bay Lighting_E9 | F4 | Commercial | Lodging | New | Interior Lighting | Electric | High-Bay Lighting | E9 | RVT BC Ratio | 0 | 0 | 0 | 0 | 0 | 0 | 0 | 0 | 0 | 0 | 0 | 0 | 0 | 0 | 0 | 0 | 0 | 0 | 0 | 0 | 0 | 0 | 0 | 0 | 0 | 0 | 0 | 0 | 0 | 0
F4_Commercial_Lodging_New_Interior Lighting_Electric_High-Bay Lighting_E10 | F4 | Commercial | Lodging | New | Interior Lighting | Electric | High-Bay Lighting | E10 | RVT BC Ratio | 0 | 0 | 0 | 0 | 0 | 0 | 0 | 0 | 0 | 0 | 0 | 0 | 0 | 0 | 0 | 0 | 0 | 0 | 0 | 0 | 0 | 0 | 0 | 0 | 0 | 0 | 0 | 0 | 0 | 0
F5_Commercial_Lodging_New_Interior Lighting_Electric_High-Bay Lighting_E1 | F5 | Commercial | Lodging | New | Interior Lighting | Electric | High-Bay Lighting | E1 | RIM BC Ratio | 0 | 0 | 0 | 0 | 0 | 0 | 0 | 0 | 0 | 0 | 0 | 0 | 0 | 0 | 0 | 0 | 0 | 0 | 0 | 0 | 0 | 0 | 0 | 0 | 0 | 0 | 0 | 0 | 0 | 0
F5_Commercial_Lodging_New_Interior Lighting_Electric_High-Bay Lighting_E2 | F5 | Commercial | Lodging | New | Interior Lighting | Electric | High-Bay Lighting | E2 | RIM BC Ratio | 0 | 0 | 0 | 0 | 0 | 0 | 0 | 0 | 0 | 0 | 0 | 0 | 0 | 0 | 0 | 0 | 0 | 0 | 0 | 0 | 0 | 0 | 0 | 0 | 0 | 0 | 0 | 0 | 0 | 0
F5_Commercial_Lodging_New_Interior Lighting_Electric_High-Bay Lighting_E3 | F5 | Commercial | Lodging | New | Interior Lighting | Electric | High-Bay Lighting | E3 | RIM BC Ratio | 0 | 0 | 0 | 0 | 0 | 0 | 0 | 0 | 0 | 0 | 0 | 0 | 0 | 0 | 0 | 0 | 0 | 0 | 0 | 0 | 0 | 0 | 0 | 0 | 0 | 0 | 0 | 0 | 0 | 0
F5_Commercial_Lodging_New_Interior Lighting_Electric_High-Bay Lighting_E4 | F5 | Commercial | Lodging | New | Interior Lighting | Electric | High-Bay Lighting | E4 | RIM BC Ratio | 0 | 0 | 0 | 0 | 0 | 0 | 0 | 0 | 0 | 0 | 0 | 0 | 0 | 0 | 0 | 0 | 0 | 0 | 0 | 0 | 0 | 0 | 0 | 0 | 0 | 0 | 0 | 0 | 0 | 0
F5_Commercial_Lodging_New_Interior Lighting_Electric_High-Bay Lighting_E5 | F5 | Commercial | Lodging | New | Interior Lighting | Electric | High-Bay Lighting | E5 | RIM BC Ratio | 0 | 0 | 0 | 0 | 0 | 0 | 0 | 0 | 0 | 0 | 0 | 0 | 0 | 0 | 0 | 0 | 0 | 0 | 0 | 0 | 0 | 0 | 0 | 0 | 0 | 0 | 0 | 0 | 0 | 0
F5_Commercial_Lodging_New_Interior Lighting_Electric_High-Bay Lighting_E6 | F5 | Commercial | Lodging | New | Interior Lighting | Electric | High-Bay Lighting | E6 | RIM BC Ratio | 0 | 0 | 0 | 0 | 0 | 0 | 0 | 0 | 0 | 0 | 0 | 0 | 0 | 0 | 0 | 0 | 0 | 0 | 0 | 0 | 0 | 0 | 0 | 0 | 0 | 0 | 0 | 0 | 0 | 0
F5_Commercial_Lodging_New_Interior Lighting_Electric_High-Bay Lighting_E7 | F5 | Commercial | Lodging | New | Interior Lighting | Electric | High-Bay Lighting | E7 | RIM BC Ratio | 0 | 0 | 0 | 0 | 0 | 0 | 0 | 0 | 0 | 0 | 0 | 0 | 0 | 0 | 0 | 0 | 0 | 0 | 0 | 0 | 0 | 0 | 0 | 0 | 0 | 0 | 0 | 0 | 0 | 0
F5_Commercial_Lodging_New_Interior Lighting_Electric_High-Bay Lighting_E8 | F5 | Commercial | Lodging | New | Interior Lighting | Electric | High-Bay Lighting | E8 | RIM BC Ratio | 0 | 0 | 0 | 0 | 0 | 0 | 0 | 0 | 0 | 0 | 0 | 0 | 0 | 0 | 0 | 0 | 0 | 0 | 0 | 0 | 0 | 0 | 0 | 0 | 0 | 0 | 0 | 0 | 0 | 0
F5_Commercial_Lodging_New_Interior Lighting_Electric_High-Bay Lighting_E9 | F5 | Commercial | Lodging | New | Interior Lighting | Electric | High-Bay Lighting | E9 | RIM BC Ratio | 0 | 0 | 0 | 0 | 0 | 0 | 0 | 0 | 0 | 0 | 0 | 0 | 0 | 0 | 0 | 0 | 0 | 0 | 0 | 0 | 0 | 0 | 0 | 0 | 0 | 0 | 0 | 0 | 0 | 0
F5_Commercial_Lodging_New_Interior Lighting_Electric_High-Bay Lighting_E10 | F5 | Commercial | Lodging | New | Interior Lighting | Electric | High-Bay Lighting | E10 | RIM BC Ratio | 0 | 0 | 0 | 0 | 0 | 0 | 0 | 0 | 0 | 0 | 0 | 0 | 0 | 0 | 0 | 0 | 0 | 0 | 0 | 0 | 0 | 0 | 0 | 0 | 0 | 0 | 0 | 0 | 0 | 0
F0_Commercial_Lodging_New_Interior Lighting_Electric_Linear Lighting_E0 | F0 | Commercial | Lodging | New | Interior Lighting | Electric | Linear Lighting | E0 | Economic Unit | 0 | 0 | 0 | 0 | 0 | 0 | 0 | 0 | 0 | 0 | 0 | 0 | 0 | 0 | 0 | 0 | 0 | 0 | 0 | 0 | 0 | 0 | 0 | 0 | 0 | 0 | 0 | 0 | 0 | 0
F1_Commercial_Lodging_New_Interior Lighting_Electric_Linear Lighting_E1 | F1 | Commercial | Lodging | New | Interior Lighting | Electric | Linear Lighting | E1 | CCE | 0 | 0 | 0 | 0 | 0 | 0 | 0 | 0 | 0 | 0 | 0 | 0 | 0 | 0 | 0 | 0 | 0 | 0 | 0 | 0 | 0 | 0 | 0 | 0 | 0 | 0 | 0 | 0 | 0 | 0
F1_Commercial_Lodging_New_Interior Lighting_Electric_Linear Lighting_E2 | F1 | Commercial | Lodging | New | Interior Lighting | Electric | Linear Lighting | E2 | CCE | 0 | 0 | 0 | 0 | 0 | 0 | 0 | 0 | 0 | 0 | 0 | 0 | 0 | 0 | 0 | 0 | 0 | 0 | 0 | 0 | 0 | 0 | 0 | 0 | 0 | 0 | 0 | 0 | 0 | 0
F1_Commercial_Lodging_New_Interior Lighting_Electric_Linear Lighting_E3 | F1 | Commercial | Lodging | New | Interior Lighting | Electric | Linear Lighting | E3 | CCE | 0 | 0 | 0 | 0 | 0 | 0 | 0 | 0 | 0 | 0 | 0 | 0 | 0 | 0 | 0 | 0 | 0 | 0 | 0 | 0 | 0 | 0 | 0 | 0 | 0 | 0 | 0 | 0 | 0 | 0
F1_Commercial_Lodging_New_Interior Lighting_Electric_Linear Lighting_E4 | F1 | Commercial | Lodging | New | Interior Lighting | Electric | Linear Lighting | E4 | CCE | 0 | 0 | 0 | 0 | 0 | 0 | 0 | 0 | 0 | 0 | 0 | 0 | 0 | 0 | 0 | 0 | 0 | 0 | 0 | 0 | 0 | 0 | 0 | 0 | 0 | 0 | 0 | 0 | 0 | 0
F1_Commercial_Lodging_New_Interior Lighting_Electric_Linear Lighting_E5 | F1 | Commercial | Lodging | New | Interior Lighting | Electric | Linear Lighting | E5 | CCE | 0 | 0 | 0 | 0 | 0 | 0 | 0 | 0 | 0 | 0 | 0 | 0 | 0 | 0 | 0 | 0 | 0 | 0 | 0 | 0 | 0 | 0 | 0 | 0 | 0 | 0 | 0 | 0 | 0 | 0
F1_Commercial_Lodging_New_Interior Lighting_Electric_Linear Lighting_E6 | F1 | Commercial | Lodging | New | Interior Lighting | Electric | Linear Lighting | E6 | CCE | 0 | 0 | 0 | 0 | 0 | 0 | 0 | 0 | 0 | 0 | 0 | 0 | 0 | 0 | 0 | 0 | 0 | 0 | 0 | 0 | 0 | 0 | 0 | 0 | 0 | 0 | 0 | 0 | 0 | 0
F1_Commercial_Lodging_New_Interior Lighting_Electric_Linear Lighting_E7 | F1 | Commercial | Lodging | New | Interior Lighting | Electric | Linear Lighting | E7 | CCE | 0 | 0 | 0 | 0 | 0 | 0 | 0 | 0 | 0 | 0 | 0 | 0 | 0 | 0 | 0 | 0 | 0 | 0 | 0 | 0 | 0 | 0 | 0 | 0 | 0 | 0 | 0 | 0 | 0 | 0
F1_Commercial_Lodging_New_Interior Lighting_Electric_Linear Lighting_E8 | F1 | Commercial | Lodging | New | Interior Lighting | Electric | Linear Lighting | E8 | CCE | 0 | 0 | 0 | 0 | 0 | 0 | 0 | 0 | 0 | 0 | 0 | 0 | 0 | 0 | 0 | 0 | 0 | 0 | 0 | 0 | 0 | 0 | 0 | 0 | 0 | 0 | 0 | 0 | 0 | 0
F1_Commercial_Lodging_New_Interior Lighting_Electric_Linear Lighting_E9 | F1 | Commercial | Lodging | New | Interior Lighting | Electric | Linear Lighting | E9 | CCE | 0 | 0 | 0 | 0 | 0 | 0 | 0 | 0 | 0 | 0 | 0 | 0 | 0 | 0 | 0 | 0 | 0 | 0 | 0 | 0 | 0 | 0 | 0 | 0 | 0 | 0 | 0 | 0 | 0 | 0
F1_Commercial_Lodging_New_Interior Lighting_Electric_Linear Lighting_E10 | F1 | Commercial | Lodging | New | Interior Lighting | Electric | Linear Lighting | E10 | CCE | 0 | 0 | 0 | 0 | 0 | 0 | 0 | 0 | 0 | 0 | 0 | 0 | 0 | 0 | 0 | 0 | 0 | 0 | 0 | 0 | 0 | 0 | 0 | 0 | 0 | 0 | 0 | 0 | 0 | 0
F2_Commercial_Lodging_New_Interior Lighting_Electric_Linear Lighting_E1 | F2 | Commercial | Lodging | New | Interior Lighting | Electric | Linear Lighting | E1 | TRC BC Ratio | 0 | 0 | 0 | 0 | 0 | 0 | 0 | 0 | 0 | 0 | 0 | 0 | 0 | 0 | 0 | 0 | 0 | 0 | 0 | 0 | 0 | 0 | 0 | 0 | 0 | 0 | 0 | 0 | 0 | 0
F2_Commercial_Lodging_New_Interior Lighting_Electric_Linear Lighting_E2 | F2 | Commercial | Lodging | New | Interior Lighting | Electric | Linear Lighting | E2 | TRC BC Ratio | 0 | 0 | 0 | 0 | 0 | 0 | 0 | 0 | 0 | 0 | 0 | 0 | 0 | 0 | 0 | 0 | 0 | 0 | 0 | 0 | 0 | 0 | 0 | 0 | 0 | 0 | 0 | 0 | 0 | 0
F2_Commercial_Lodging_New_Interior Lighting_Electric_Linear Lighting_E3 | F2 | Commercial | Lodging | New | Interior Lighting | Electric | Linear Lighting | E3 | TRC BC Ratio | 0 | 0 | 0 | 0 | 0 | 0 | 0 | 0 | 0 | 0 | 0 | 0 | 0 | 0 | 0 | 0 | 0 | 0 | 0 | 0 | 0 | 0 | 0 | 0 | 0 | 0 | 0 | 0 | 0 | 0
F2_Commercial_Lodging_New_Interior Lighting_Electric_Linear Lighting_E4 | F2 | Commercial | Lodging | New | Interior Lighting | Electric | Linear Lighting | E4 | TRC BC Ratio | 0 | 0 | 0 | 0 | 0 | 0 | 0 | 0 | 0 | 0 | 0 | 0 | 0 | 0 | 0 | 0 | 0 | 0 | 0 | 0 | 0 | 0 | 0 | 0 | 0 | 0 | 0 | 0 | 0 | 0
F2_Commercial_Lodging_New_Interior Lighting_Electric_Linear Lighting_E5 | F2 | Commercial | Lodging | New | Interior Lighting | Electric | Linear Lighting | E5 | TRC BC Ratio | 0 | 0 | 0 | 0 | 0 | 0 | 0 | 0 | 0 | 0 | 0 | 0 | 0 | 0 | 0 | 0 | 0 | 0 | 0 | 0 | 0 | 0 | 0 | 0 | 0 | 0 | 0 | 0 | 0 | 0
F2_Commercial_Lodging_New_Interior Lighting_Electric_Linear Lighting_E6 | F2 | Commercial | Lodging | New | Interior Lighting | Electric | Linear Lighting | E6 | TRC BC Ratio | 0 | 0 | 0 | 0 | 0 | 0 | 0 | 0 | 0 | 0 | 0 | 0 | 0 | 0 | 0 | 0 | 0 | 0 | 0 | 0 | 0 | 0 | 0 | 0 | 0 | 0 | 0 | 0 | 0 | 0
F2_Commercial_Lodging_New_Interior Lighting_Electric_Linear Lighting_E7 | F2 | Commercial | Lodging | New | Interior Lighting | Electric | Linear Lighting | E7 | TRC BC Ratio | 0 | 0 | 0 | 0 | 0 | 0 | 0 | 0 | 0 | 0 | 0 | 0 | 0 | 0 | 0 | 0 | 0 | 0 | 0 | 0 | 0 | 0 | 0 | 0 | 0 | 0 | 0 | 0 | 0 | 0
F2_Commercial_Lodging_New_Interior Lighting_Electric_Linear Lighting_E8 | F2 | Commercial | Lodging | New | Interior Lighting | Electric | Linear Lighting | E8 | TRC BC Ratio | 0 | 0 | 0 | 0 | 0 | 0 | 0 | 0 | 0 | 0 | 0 | 0 | 0 | 0 | 0 | 0 | 0 | 0 | 0 | 0 | 0 | 0 | 0 | 0 | 0 | 0 | 0 | 0 | 0 | 0
F2_Commercial_Lodging_New_Interior Lighting_Electric_Linear Lighting_E9 | F2 | Commercial | Lodging | New | Interior Lighting | Electric | Linear Lighting | E9 | TRC BC Ratio | 0 | 0 | 0 | 0 | 0 | 0 | 0 | 0 | 0 | 0 | 0 | 0 | 0 | 0 | 0 | 0 | 0 | 0 | 0 | 0 | 0 | 0 | 0 | 0 | 0 | 0 | 0 | 0 | 0 | 0
F2_Commercial_Lodging_New_Interior Lighting_Electric_Linear Lighting_E10 | F2 | Commercial | Lodging | New | Interior Lighting | Electric | Linear Lighting | E10 | TRC BC Ratio | 0 | 0 | 0 | 0 | 0 | 0 | 0 | 0 | 0 | 0 | 0 | 0 | 0 | 0 | 0 | 0 | 0 | 0 | 0 | 0 | 0 | 0 | 0 | 0 | 0 | 0 | 0 | 0 | 0 | 0
F3_Commercial_Lodging_New_Interior Lighting_Electric_Linear Lighting_E1 | F3 | Commercial | Lodging | New | Interior Lighting | Electric | Linear Lighting | E1 | PACT BC Ratio | 0 | 0 | 0 | 0 | 0 | 0 | 0 | 0 | 0 | 0 | 0 | 0 | 0 | 0 | 0 | 0 | 0 | 0 | 0 | 0 | 0 | 0 | 0 | 0 | 0 | 0 | 0 | 0 | 0 | 0
F3_Commercial_Lodging_New_Interior Lighting_Electric_Linear Lighting_E2 | F3 | Commercial | Lodging | New | Interior Lighting | Electric | Linear Lighting | E2 | PACT BC Ratio | 0 | 0 | 0 | 0 | 0 | 0 | 0 | 0 | 0 | 0 | 0 | 0 | 0 | 0 | 0 | 0 | 0 | 0 | 0 | 0 | 0 | 0 | 0 | 0 | 0 | 0 | 0 | 0 | 0 | 0
F3_Commercial_Lodging_New_Interior Lighting_Electric_Linear Lighting_E3 | F3 | Commercial | Lodging | New | Interior Lighting | Electric | Linear Lighting | E3 | PACT BC Ratio | 0 | 0 | 0 | 0 | 0 | 0 | 0 | 0 | 0 | 0 | 0 | 0 | 0 | 0 | 0 | 0 | 0 | 0 | 0 | 0 | 0 | 0 | 0 | 0 | 0 | 0 | 0 | 0 | 0 | 0
F3_Commercial_Lodging_New_Interior Lighting_Electric_Linear Lighting_E4 | F3 | Commercial | Lodging | New | Interior Lighting | Electric | Linear Lighting | E4 | PACT BC Ratio | 0 | 0 | 0 | 0 | 0 | 0 | 0 | 0 | 0 | 0 | 0 | 0 | 0 | 0 | 0 | 0 | 0 | 0 | 0 | 0 | 0 | 0 | 0 | 0 | 0 | 0 | 0 | 0 | 0 | 0
F3_Commercial_Lodging_New_Interior Lighting_Electric_Linear Lighting_E5 | F3 | Commercial | Lodging | New | Interior Lighting | Electric | Linear Lighting | E5 | PACT BC Ratio | 0 | 0 | 0 | 0 | 0 | 0 | 0 | 0 | 0 | 0 | 0 | 0 | 0 | 0 | 0 | 0 | 0 | 0 | 0 | 0 | 0 | 0 | 0 | 0 | 0 | 0 | 0 | 0 | 0 | 0
F3_Commercial_Lodging_New_Interior Lighting_Electric_Linear Lighting_E6 | F3 | Commercial | Lodging | New | Interior Lighting | Electric | Linear Lighting | E6 | PACT BC Ratio | 0 | 0 | 0 | 0 | 0 | 0 | 0 | 0 | 0 | 0 | 0 | 0 | 0 | 0 | 0 | 0 | 0 | 0 | 0 | 0 | 0 | 0 | 0 | 0 | 0 | 0 | 0 | 0 | 0 | 0
F3_Commercial_Lodging_New_Interior Lighting_Electric_Linear Lighting_E7 | F3 | Commercial | Lodging | New | Interior Lighting | Electric | Linear Lighting | E7 | PACT BC Ratio | 0 | 0 | 0 | 0 | 0 | 0 | 0 | 0 | 0 | 0 | 0 | 0 | 0 | 0 | 0 | 0 | 0 | 0 | 0 | 0 | 0 | 0 | 0 | 0 | 0 | 0 | 0 | 0 | 0 | 0
F3_Commercial_Lodging_New_Interior Lighting_Electric_Linear Lighting_E8 | F3 | Commercial | Lodging | New | Interior Lighting | Electric | Linear Lighting | E8 | PACT BC Ratio | 0 | 0 | 0 | 0 | 0 | 0 | 0 | 0 | 0 | 0 | 0 | 0 | 0 | 0 | 0 | 0 | 0 | 0 | 0 | 0 | 0 | 0 | 0 | 0 | 0 | 0 | 0 | 0 | 0 | 0
F3_Commercial_Lodging_New_Interior Lighting_Electric_Linear Lighting_E9 | F3 | Commercial | Lodging | New | Interior Lighting | Electric | Linear Lighting | E9 | PACT BC Ratio | 0 | 0 | 0 | 0 | 0 | 0 | 0 | 0 | 0 | 0 | 0 | 0 | 0 | 0 | 0 | 0 | 0 | 0 | 0 | 0 | 0 | 0 | 0 | 0 | 0 | 0 | 0 | 0 | 0 | 0
F3_Commercial_Lodging_New_Interior Lighting_Electric_Linear Lighting_E10 | F3 | Commercial | Lodging | New | Interior Lighting | Electric | Linear Lighting | E10 | PACT BC Ratio | 0 | 0 | 0 | 0 | 0 | 0 | 0 | 0 | 0 | 0 | 0 | 0 | 0 | 0 | 0 | 0 | 0 | 0 | 0 | 0 | 0 | 0 | 0 | 0 | 0 | 0 | 0 | 0 | 0 | 0
F4_Commercial_Lodging_New_Interior Lighting_Electric_Linear Lighting_E1 | F4 | Commercial | Lodging | New | Interior Lighting | Electric | Linear Lighting | E1 | RVT BC Ratio | 0 | 0 | 0 | 0 | 0 | 0 | 0 | 0 | 0 | 0 | 0 | 0 | 0 | 0 | 0 | 0 | 0 | 0 | 0 | 0 | 0 | 0 | 0 | 0 | 0 | 0 | 0 | 0 | 0 | 0
F4_Commercial_Lodging_New_Interior Lighting_Electric_Linear Lighting_E2 | F4 | Commercial | Lodging | New | Interior Lighting | Electric | Linear Lighting | E2 | RVT BC Ratio | 0 | 0 | 0 | 0 | 0 | 0 | 0 | 0 | 0 | 0 | 0 | 0 | 0 | 0 | 0 | 0 | 0 | 0 | 0 | 0 | 0 | 0 | 0 | 0 | 0 | 0 | 0 | 0 | 0 | 0
F4_Commercial_Lodging_New_Interior Lighting_Electric_Linear Lighting_E3 | F4 | Commercial | Lodging | New | Interior Lighting | Electric | Linear Lighting | E3 | RVT BC Ratio | 0 | 0 | 0 | 0 | 0 | 0 | 0 | 0 | 0 | 0 | 0 | 0 | 0 | 0 | 0 | 0 | 0 | 0 | 0 | 0 | 0 | 0 | 0 | 0 | 0 | 0 | 0 | 0 | 0 | 0
F4_Commercial_Lodging_New_Interior Lighting_Electric_Linear Lighting_E4 | F4 | Commercial | Lodging | New | Interior Lighting | Electric | Linear Lighting | E4 | RVT BC Ratio | 0 | 0 | 0 | 0 | 0 | 0 | 0 | 0 | 0 | 0 | 0 | 0 | 0 | 0 | 0 | 0 | 0 | 0 | 0 | 0 | 0 | 0 | 0 | 0 | 0 | 0 | 0 | 0 | 0 | 0
F4_Commercial_Lodging_New_Interior Lighting_Electric_Linear Lighting_E5 | F4 | Commercial | Lodging | New | Interior Lighting | Electric | Linear Lighting | E5 | RVT BC Ratio | 0 | 0 | 0 | 0 | 0 | 0 | 0 | 0 | 0 | 0 | 0 | 0 | 0 | 0 | 0 | 0 | 0 | 0 | 0 | 0 | 0 | 0 | 0 | 0 | 0 | 0 | 0 | 0 | 0 | 0
F4_Commercial_Lodging_New_Interior Lighting_Electric_Linear Lighting_E6 | F4 | Commercial | Lodging | New | Interior Lighting | Electric | Linear Lighting | E6 | RVT BC Ratio | 0 | 0 | 0 | 0 | 0 | 0 | 0 | 0 | 0 | 0 | 0 | 0 | 0 | 0 | 0 | 0 | 0 | 0 | 0 | 0 | 0 | 0 | 0 | 0 | 0 | 0 | 0 | 0 | 0 | 0
F4_Commercial_Lodging_New_Interior Lighting_Electric_Linear Lighting_E7 | F4 | Commercial | Lodging | New | Interior Lighting | Electric | Linear Lighting | E7 | RVT BC Ratio | 0 | 0 | 0 | 0 | 0 | 0 | 0 | 0 | 0 | 0 | 0 | 0 | 0 | 0 | 0 | 0 | 0 | 0 | 0 | 0 | 0 | 0 | 0 | 0 | 0 | 0 | 0 | 0 | 0 | 0
F4_Commercial_Lodging_New_Interior Lighting_Electric_Linear Lighting_E8 | F4 | Commercial | Lodging | New | Interior Lighting | Electric | Linear Lighting | E8 | RVT BC Ratio | 0 | 0 | 0 | 0 | 0 | 0 | 0 | 0 | 0 | 0 | 0 | 0 | 0 | 0 | 0 | 0 | 0 | 0 | 0 | 0 | 0 | 0 | 0 | 0 | 0 | 0 | 0 | 0 | 0 | 0
F4_Commercial_Lodging_New_Interior Lighting_Electric_Linear Lighting_E9 | F4 | Commercial | Lodging | New | Interior Lighting | Electric | Linear Lighting | E9 | RVT BC Ratio | 0 | 0 | 0 | 0 | 0 | 0 | 0 | 0 | 0 | 0 | 0 | 0 | 0 | 0 | 0 | 0 | 0 | 0 | 0 | 0 | 0 | 0 | 0 | 0 | 0 | 0 | 0 | 0 | 0 | 0
F4_Commercial_Lodging_New_Interior Lighting_Electric_Linear Lighting_E10 | F4 | Commercial | Lodging | New | Interior Lighting | Electric | Linear Lighting | E10 | RVT BC Ratio | 0 | 0 | 0 | 0 | 0 | 0 | 0 | 0 | 0 | 0 | 0 | 0 | 0 | 0 | 0 | 0 | 0 | 0 | 0 | 0 | 0 | 0 | 0 | 0 | 0 | 0 | 0 | 0 | 0 | 0
F5_Commercial_Lodging_New_Interior Lighting_Electric_Linear Lighting_E1 | F5 | Commercial | Lodging | New | Interior Lighting | Electric | Linear Lighting | E1 | RIM BC Ratio | 0 | 0 | 0 | 0 | 0 | 0 | 0 | 0 | 0 | 0 | 0 | 0 | 0 | 0 | 0 | 0 | 0 | 0 | 0 | 0 | 0 | 0 | 0 | 0 | 0 | 0 | 0 | 0 | 0 | 0
F5_Commercial_Lodging_New_Interior Lighting_Electric_Linear Lighting_E2 | F5 | Commercial | Lodging | New | Interior Lighting | Electric | Linear Lighting | E2 | RIM BC Ratio | 0 | 0 | 0 | 0 | 0 | 0 | 0 | 0 | 0 | 0 | 0 | 0 | 0 | 0 | 0 | 0 | 0 | 0 | 0 | 0 | 0 | 0 | 0 | 0 | 0 | 0 | 0 | 0 | 0 | 0
F5_Commercial_Lodging_New_Interior Lighting_Electric_Linear Lighting_E3 | F5 | Commercial | Lodging | New | Interior Lighting | Electric | Linear Lighting | E3 | RIM BC Ratio | 0 | 0 | 0 | 0 | 0 | 0 | 0 | 0 | 0 | 0 | 0 | 0 | 0 | 0 | 0 | 0 | 0 | 0 | 0 | 0 | 0 | 0 | 0 | 0 | 0 | 0 | 0 | 0 | 0 | 0
F5_Commercial_Lodging_New_Interior Lighting_Electric_Linear Lighting_E4 | F5 | Commercial | Lodging | New | Interior Lighting | Electric | Linear Lighting | E4 | RIM BC Ratio | 0 | 0 | 0 | 0 | 0 | 0 | 0 | 0 | 0 | 0 | 0 | 0 | 0 | 0 | 0 | 0 | 0 | 0 | 0 | 0 | 0 | 0 | 0 | 0 | 0 | 0 | 0 | 0 | 0 | 0
F5_Commercial_Lodging_New_Interior Lighting_Electric_Linear Lighting_E5 | F5 | Commercial | Lodging | New | Interior Lighting | Electric | Linear Lighting | E5 | RIM BC Ratio | 0 | 0 | 0 | 0 | 0 | 0 | 0 | 0 | 0 | 0 | 0 | 0 | 0 | 0 | 0 | 0 | 0 | 0 | 0 | 0 | 0 | 0 | 0 | 0 | 0 | 0 | 0 | 0 | 0 | 0
F5_Commercial_Lodging_New_Interior Lighting_Electric_Linear Lighting_E6 | F5 | Commercial | Lodging | New | Interior Lighting | Electric | Linear Lighting | E6 | RIM BC Ratio | 0 | 0 | 0 | 0 | 0 | 0 | 0 | 0 | 0 | 0 | 0 | 0 | 0 | 0 | 0 | 0 | 0 | 0 | 0 | 0 | 0 | 0 | 0 | 0 | 0 | 0 | 0 | 0 | 0 | 0
F5_Commercial_Lodging_New_Interior Lighting_Electric_Linear Lighting_E7 | F5 | Commercial | Lodging | New | Interior Lighting | Electric | Linear Lighting | E7 | RIM BC Ratio | 0 | 0 | 0 | 0 | 0 | 0 | 0 | 0 | 0 | 0 | 0 | 0 | 0 | 0 | 0 | 0 | 0 | 0 | 0 | 0 | 0 | 0 | 0 | 0 | 0 | 0 | 0 | 0 | 0 | 0
F5_Commercial_Lodging_New_Interior Lighting_Electric_Linear Lighting_E8 | F5 | Commercial | Lodging | New | Interior Lighting | Electric | Linear Lighting | E8 | RIM BC Ratio | 0 | 0 | 0 | 0 | 0 | 0 | 0 | 0 | 0 | 0 | 0 | 0 | 0 | 0 | 0 | 0 | 0 | 0 | 0 | 0 | 0 | 0 | 0 | 0 | 0 | 0 | 0 | 0 | 0 | 0
F5_Commercial_Lodging_New_Interior Lighting_Electric_Linear Lighting_E9 | F5 | Commercial | Lodging | New | Interior Lighting | Electric | Linear Lighting | E9 | RIM BC Ratio | 0 | 0 | 0 | 0 | 0 | 0 | 0 | 0 | 0 | 0 | 0 | 0 | 0 | 0 | 0 | 0 | 0 | 0 | 0 | 0 | 0 | 0 | 0 | 0 | 0 | 0 | 0 | 0 | 0 | 0
F5_Commercial_Lodging_New_Interior Lighting_Electric_Linear Lighting_E10 | F5 | Commercial | Lodging | New | Interior Lighting | Electric | Linear Lighting | E10 | RIM BC Ratio | 0 | 0 | 0 | 0 | 0 | 0 | 0 | 0 | 0 | 0 | 0 | 0 | 0 | 0 | 0 | 0 | 0 | 0 | 0 | 0 | 0 | 0 | 0 | 0 | 0 | 0 | 0 | 0 | 0 | 0
F0_Commercial_Lodging_New_Exterior Lighting_Electric_General Service Lighting_E0 | F0 | Commercial | Lodging | New | Exterior Lighting | Electric | General Service Lighting | E0 | Economic Unit | 0 | 0 | 0 | 0 | 0 | 0 | 0 | 0 | 0 | 0 | 0 | 0 | 0 | 0 | 0 | 0 | 0 | 0 | 0 | 0 | 0 | 0 | 0 | 0 | 0 | 0 | 0 | 0 | 0 | 0
F1_Commercial_Lodging_New_Exterior Lighting_Electric_General Service Lighting_E1 | F1 | Commercial | Lodging | New | Exterior Lighting | Electric | General Service Lighting | E1 | CCE | 0 | 0 | 0 | 0 | 0 | 0 | 0 | 0 | 0 | 0 | 0 | 0 | 0 | 0 | 0 | 0 | 0 | 0 | 0 | 0 | 0 | 0 | 0 | 0 | 0 | 0 | 0 | 0 | 0 | 0
F1_Commercial_Lodging_New_Exterior Lighting_Electric_General Service Lighting_E2 | F1 | Commercial | Lodging | New | Exterior Lighting | Electric | General Service Lighting | E2 | CCE | 0 | 0 | 0 | 0 | 0 | 0 | 0 | 0 | 0 | 0 | 0 | 0 | 0 | 0 | 0 | 0 | 0 | 0 | 0 | 0 | 0 | 0 | 0 | 0 | 0 | 0 | 0 | 0 | 0 | 0
F1_Commercial_Lodging_New_Exterior Lighting_Electric_General Service Lighting_E3 | F1 | Commercial | Lodging | New | Exterior Lighting | Electric | General Service Lighting | E3 | CCE | 0 | 0 | 0 | 0 | 0 | 0 | 0 | 0 | 0 | 0 | 0 | 0 | 0 | 0 | 0 | 0 | 0 | 0 | 0 | 0 | 0 | 0 | 0 | 0 | 0 | 0 | 0 | 0 | 0 | 0
F1_Commercial_Lodging_New_Exterior Lighting_Electric_General Service Lighting_E4 | F1 | Commercial | Lodging | New | Exterior Lighting | Electric | General Service Lighting | E4 | CCE | 0 | 0 | 0 | 0 | 0 | 0 | 0 | 0 | 0 | 0 | 0 | 0 | 0 | 0 | 0 | 0 | 0 | 0 | 0 | 0 | 0 | 0 | 0 | 0 | 0 | 0 | 0 | 0 | 0 | 0
F1_Commercial_Lodging_New_Exterior Lighting_Electric_General Service Lighting_E5 | F1 | Commercial | Lodging | New | Exterior Lighting | Electric | General Service Lighting | E5 | CCE | 0 | 0 | 0 | 0 | 0 | 0 | 0 | 0 | 0 | 0 | 0 | 0 | 0 | 0 | 0 | 0 | 0 | 0 | 0 | 0 | 0 | 0 | 0 | 0 | 0 | 0 | 0 | 0 | 0 | 0
F1_Commercial_Lodging_New_Exterior Lighting_Electric_General Service Lighting_E6 | F1 | Commercial | Lodging | New | Exterior Lighting | Electric | General Service Lighting | E6 | CCE | 0 | 0 | 0 | 0 | 0 | 0 | 0 | 0 | 0 | 0 | 0 | 0 | 0 | 0 | 0 | 0 | 0 | 0 | 0 | 0 | 0 | 0 | 0 | 0 | 0 | 0 | 0 | 0 | 0 | 0
F1_Commercial_Lodging_New_Exterior Lighting_Electric_General Service Lighting_E7 | F1 | Commercial | Lodging | New | Exterior Lighting | Electric | General Service Lighting | E7 | CCE | 0 | 0 | 0 | 0 | 0 | 0 | 0 | 0 | 0 | 0 | 0 | 0 | 0 | 0 | 0 | 0 | 0 | 0 | 0 | 0 | 0 | 0 | 0 | 0 | 0 | 0 | 0 | 0 | 0 | 0
F1_Commercial_Lodging_New_Exterior Lighting_Electric_General Service Lighting_E8 | F1 | Commercial | Lodging | New | Exterior Lighting | Electric | General Service Lighting | E8 | CCE | 0 | 0 | 0 | 0 | 0 | 0 | 0 | 0 | 0 | 0 | 0 | 0 | 0 | 0 | 0 | 0 | 0 | 0 | 0 | 0 | 0 | 0 | 0 | 0 | 0 | 0 | 0 | 0 | 0 | 0
F1_Commercial_Lodging_New_Exterior Lighting_Electric_General Service Lighting_E9 | F1 | Commercial | Lodging | New | Exterior Lighting | Electric | General Service Lighting | E9 | CCE | 0 | 0 | 0 | 0 | 0 | 0 | 0 | 0 | 0 | 0 | 0 | 0 | 0 | 0 | 0 | 0 | 0 | 0 | 0 | 0 | 0 | 0 | 0 | 0 | 0 | 0 | 0 | 0 | 0 | 0
F1_Commercial_Lodging_New_Exterior Lighting_Electric_General Service Lighting_E10 | F1 | Commercial | Lodging | New | Exterior Lighting | Electric | General Service Lighting | E10 | CCE | 0 | 0 | 0 | 0 | 0 | 0 | 0 | 0 | 0 | 0 | 0 | 0 | 0 | 0 | 0 | 0 | 0 | 0 | 0 | 0 | 0 | 0 | 0 | 0 | 0 | 0 | 0 | 0 | 0 | 0
F2_Commercial_Lodging_New_Exterior Lighting_Electric_General Service Lighting_E1 | F2 | Commercial | Lodging | New | Exterior Lighting | Electric | General Service Lighting | E1 | TRC BC Ratio | 0 | 0 | 0 | 0 | 0 | 0 | 0 | 0 | 0 | 0 | 0 | 0 | 0 | 0 | 0 | 0 | 0 | 0 | 0 | 0 | 0 | 0 | 0 | 0 | 0 | 0 | 0 | 0 | 0 | 0
F2_Commercial_Lodging_New_Exterior Lighting_Electric_General Service Lighting_E2 | F2 | Commercial | Lodging | New | Exterior Lighting | Electric | General Service Lighting | E2 | TRC BC Ratio | 0 | 0 | 0 | 0 | 0 | 0 | 0 | 0 | 0 | 0 | 0 | 0 | 0 | 0 | 0 | 0 | 0 | 0 | 0 | 0 | 0 | 0 | 0 | 0 | 0 | 0 | 0 | 0 | 0 | 0
F2_Commercial_Lodging_New_Exterior Lighting_Electric_General Service Lighting_E3 | F2 | Commercial | Lodging | New | Exterior Lighting | Electric | General Service Lighting | E3 | TRC BC Ratio | 0 | 0 | 0 | 0 | 0 | 0 | 0 | 0 | 0 | 0 | 0 | 0 | 0 | 0 | 0 | 0 | 0 | 0 | 0 | 0 | 0 | 0 | 0 | 0 | 0 | 0 | 0 | 0 | 0 | 0
F2_Commercial_Lodging_New_Exterior Lighting_Electric_General Service Lighting_E4 | F2 | Commercial | Lodging | New | Exterior Lighting | Electric | General Service Lighting | E4 | TRC BC Ratio | 0 | 0 | 0 | 0 | 0 | 0 | 0 | 0 | 0 | 0 | 0 | 0 | 0 | 0 | 0 | 0 | 0 | 0 | 0 | 0 | 0 | 0 | 0 | 0 | 0 | 0 | 0 | 0 | 0 | 0
F2_Commercial_Lodging_New_Exterior Lighting_Electric_General Service Lighting_E5 | F2 | Commercial | Lodging | New | Exterior Lighting | Electric | General Service Lighting | E5 | TRC BC Ratio | 0 | 0 | 0 | 0 | 0 | 0 | 0 | 0 | 0 | 0 | 0 | 0 | 0 | 0 | 0 | 0 | 0 | 0 | 0 | 0 | 0 | 0 | 0 | 0 | 0 | 0 | 0 | 0 | 0 | 0
F2_Commercial_Lodging_New_Exterior Lighting_Electric_General Service Lighting_E6 | F2 | Commercial | Lodging | New | Exterior Lighting | Electric | General Service Lighting | E6 | TRC BC Ratio | 0 | 0 | 0 | 0 | 0 | 0 | 0 | 0 | 0 | 0 | 0 | 0 | 0 | 0 | 0 | 0 | 0 | 0 | 0 | 0 | 0 | 0 | 0 | 0 | 0 | 0 | 0 | 0 | 0 | 0
F2_Commercial_Lodging_New_Exterior Lighting_Electric_General Service Lighting_E7 | F2 | Commercial | Lodging | New | Exterior Lighting | Electric | General Service Lighting | E7 | TRC BC Ratio | 0 | 0 | 0 | 0 | 0 | 0 | 0 | 0 | 0 | 0 | 0 | 0 | 0 | 0 | 0 | 0 | 0 | 0 | 0 | 0 | 0 | 0 | 0 | 0 | 0 | 0 | 0 | 0 | 0 | 0
F2_Commercial_Lodging_New_Exterior Lighting_Electric_General Service Lighting_E8 | F2 | Commercial | Lodging | New | Exterior Lighting | Electric | General Service Lighting | E8 | TRC BC Ratio | 0 | 0 | 0 | 0 | 0 | 0 | 0 | 0 | 0 | 0 | 0 | 0 | 0 | 0 | 0 | 0 | 0 | 0 | 0 | 0 | 0 | 0 | 0 | 0 | 0 | 0 | 0 | 0 | 0 | 0
F2_Commercial_Lodging_New_Exterior Lighting_Electric_General Service Lighting_E9 | F2 | Commercial | Lodging | New | Exterior Lighting | Electric | General Service Lighting | E9 | TRC BC Ratio | 0 | 0 | 0 | 0 | 0 | 0 | 0 | 0 | 0 | 0 | 0 | 0 | 0 | 0 | 0 | 0 | 0 | 0 | 0 | 0 | 0 | 0 | 0 | 0 | 0 | 0 | 0 | 0 | 0 | 0
F2_Commercial_Lodging_New_Exterior Lighting_Electric_General Service Lighting_E10 | F2 | Commercial | Lodging | New | Exterior Lighting | Electric | General Service Lighting | E10 | TRC BC Ratio | 0 | 0 | 0 | 0 | 0 | 0 | 0 | 0 | 0 | 0 | 0 | 0 | 0 | 0 | 0 | 0 | 0 | 0 | 0 | 0 | 0 | 0 | 0 | 0 | 0 | 0 | 0 | 0 | 0 | 0
F3_Commercial_Lodging_New_Exterior Lighting_Electric_General Service Lighting_E1 | F3 | Commercial | Lodging | New | Exterior Lighting | Electric | General Service Lighting | E1 | PACT BC Ratio | 0 | 0 | 0 | 0 | 0 | 0 | 0 | 0 | 0 | 0 | 0 | 0 | 0 | 0 | 0 | 0 | 0 | 0 | 0 | 0 | 0 | 0 | 0 | 0 | 0 | 0 | 0 | 0 | 0 | 0
F3_Commercial_Lodging_New_Exterior Lighting_Electric_General Service Lighting_E2 | F3 | Commercial | Lodging | New | Exterior Lighting | Electric | General Service Lighting | E2 | PACT BC Ratio | 0 | 0 | 0 | 0 | 0 | 0 | 0 | 0 | 0 | 0 | 0 | 0 | 0 | 0 | 0 | 0 | 0 | 0 | 0 | 0 | 0 | 0 | 0 | 0 | 0 | 0 | 0 | 0 | 0 | 0
F3_Commercial_Lodging_New_Exterior Lighting_Electric_General Service Lighting_E3 | F3 | Commercial | Lodging | New | Exterior Lighting | Electric | General Service Lighting | E3 | PACT BC Ratio | 0 | 0 | 0 | 0 | 0 | 0 | 0 | 0 | 0 | 0 | 0 | 0 | 0 | 0 | 0 | 0 | 0 | 0 | 0 | 0 | 0 | 0 | 0 | 0 | 0 | 0 | 0 | 0 | 0 | 0
F3_Commercial_Lodging_New_Exterior Lighting_Electric_General Service Lighting_E4 | F3 | Commercial | Lodging | New | Exterior Lighting | Electric | General Service Lighting | E4 | PACT BC Ratio | 0 | 0 | 0 | 0 | 0 | 0 | 0 | 0 | 0 | 0 | 0 | 0 | 0 | 0 | 0 | 0 | 0 | 0 | 0 | 0 | 0 | 0 | 0 | 0 | 0 | 0 | 0 | 0 | 0 | 0
F3_Commercial_Lodging_New_Exterior Lighting_Electric_General Service Lighting_E5 | F3 | Commercial | Lodging | New | Exterior Lighting | Electric | General Service Lighting | E5 | PACT BC Ratio | 0 | 0 | 0 | 0 | 0 | 0 | 0 | 0 | 0 | 0 | 0 | 0 | 0 | 0 | 0 | 0 | 0 | 0 | 0 | 0 | 0 | 0 | 0 | 0 | 0 | 0 | 0 | 0 | 0 | 0
F3_Commercial_Lodging_New_Exterior Lighting_Electric_General Service Lighting_E6 | F3 | Commercial | Lodging | New | Exterior Lighting | Electric | General Service Lighting | E6 | PACT BC Ratio | 0 | 0 | 0 | 0 | 0 | 0 | 0 | 0 | 0 | 0 | 0 | 0 | 0 | 0 | 0 | 0 | 0 | 0 | 0 | 0 | 0 | 0 | 0 | 0 | 0 | 0 | 0 | 0 | 0 | 0
F3_Commercial_Lodging_New_Exterior Lighting_Electric_General Service Lighting_E7 | F3 | Commercial | Lodging | New | Exterior Lighting | Electric | General Service Lighting | E7 | PACT BC Ratio | 0 | 0 | 0 | 0 | 0 | 0 | 0 | 0 | 0 | 0 | 0 | 0 | 0 | 0 | 0 | 0 | 0 | 0 | 0 | 0 | 0 | 0 | 0 | 0 | 0 | 0 | 0 | 0 | 0 | 0
F3_Commercial_Lodging_New_Exterior Lighting_Electric_General Service Lighting_E8 | F3 | Commercial | Lodging | New | Exterior Lighting | Electric | General Service Lighting | E8 | PACT BC Ratio | 0 | 0 | 0 | 0 | 0 | 0 | 0 | 0 | 0 | 0 | 0 | 0 | 0 | 0 | 0 | 0 | 0 | 0 | 0 | 0 | 0 | 0 | 0 | 0 | 0 | 0 | 0 | 0 | 0 | 0
F3_Commercial_Lodging_New_Exterior Lighting_Electric_General Service Lighting_E9 | F3 | Commercial | Lodging | New | Exterior Lighting | Electric | General Service Lighting | E9 | PACT BC Ratio | 0 | 0 | 0 | 0 | 0 | 0 | 0 | 0 | 0 | 0 | 0 | 0 | 0 | 0 | 0 | 0 | 0 | 0 | 0 | 0 | 0 | 0 | 0 | 0 | 0 | 0 | 0 | 0 | 0 | 0
F3_Commercial_Lodging_New_Exterior Lighting_Electric_General Service Lighting_E10 | F3 | Commercial | Lodging | New | Exterior Lighting | Electric | General Service Lighting | E10 | PACT BC Ratio | 0 | 0 | 0 | 0 | 0 | 0 | 0 | 0 | 0 | 0 | 0 | 0 | 0 | 0 | 0 | 0 | 0 | 0 | 0 | 0 | 0 | 0 | 0 | 0 | 0 | 0 | 0 | 0 | 0 | 0
F4_Commercial_Lodging_New_Exterior Lighting_Electric_General Service Lighting_E1 | F4 | Commercial | Lodging | New | Exterior Lighting | Electric | General Service Lighting | E1 | RVT BC Ratio | 0 | 0 | 0 | 0 | 0 | 0 | 0 | 0 | 0 | 0 | 0 | 0 | 0 | 0 | 0 | 0 | 0 | 0 | 0 | 0 | 0 | 0 | 0 | 0 | 0 | 0 | 0 | 0 | 0 | 0
F4_Commercial_Lodging_New_Exterior Lighting_Electric_General Service Lighting_E2 | F4 | Commercial | Lodging | New | Exterior Lighting | Electric | General Service Lighting | E2 | RVT BC Ratio | 0 | 0 | 0 | 0 | 0 | 0 | 0 | 0 | 0 | 0 | 0 | 0 | 0 | 0 | 0 | 0 | 0 | 0 | 0 | 0 | 0 | 0 | 0 | 0 | 0 | 0 | 0 | 0 | 0 | 0
F4_Commercial_Lodging_New_Exterior Lighting_Electric_General Service Lighting_E3 | F4 | Commercial | Lodging | New | Exterior Lighting | Electric | General Service Lighting | E3 | RVT BC Ratio | 0 | 0 | 0 | 0 | 0 | 0 | 0 | 0 | 0 | 0 | 0 | 0 | 0 | 0 | 0 | 0 | 0 | 0 | 0 | 0 | 0 | 0 | 0 | 0 | 0 | 0 | 0 | 0 | 0 | 0
F4_Commercial_Lodging_New_Exterior Lighting_Electric_General Service Lighting_E4 | F4 | Commercial | Lodging | New | Exterior Lighting | Electric | General Service Lighting | E4 | RVT BC Ratio | 0 | 0 | 0 | 0 | 0 | 0 | 0 | 0 | 0 | 0 | 0 | 0 | 0 | 0 | 0 | 0 | 0 | 0 | 0 | 0 | 0 | 0 | 0 | 0 | 0 | 0 | 0 | 0 | 0 | 0
F4_Commercial_Lodging_New_Exterior Lighting_Electric_General Service Lighting_E5 | F4 | Commercial | Lodging | New | Exterior Lighting | Electric | General Service Lighting | E5 | RVT BC Ratio | 0 | 0 | 0 | 0 | 0 | 0 | 0 | 0 | 0 | 0 | 0 | 0 | 0 | 0 | 0 | 0 | 0 | 0 | 0 | 0 | 0 | 0 | 0 | 0 | 0 | 0 | 0 | 0 | 0 | 0
F4_Commercial_Lodging_New_Exterior Lighting_Electric_General Service Lighting_E6 | F4 | Commercial | Lodging | New | Exterior Lighting | Electric | General Service Lighting | E6 | RVT BC Ratio | 0 | 0 | 0 | 0 | 0 | 0 | 0 | 0 | 0 | 0 | 0 | 0 | 0 | 0 | 0 | 0 | 0 | 0 | 0 | 0 | 0 | 0 | 0 | 0 | 0 | 0 | 0 | 0 | 0 | 0
F4_Commercial_Lodging_New_Exterior Lighting_Electric_General Service Lighting_E7 | F4 | Commercial | Lodging | New | Exterior Lighting | Electric | General Service Lighting | E7 | RVT BC Ratio | 0 | 0 | 0 | 0 | 0 | 0 | 0 | 0 | 0 | 0 | 0 | 0 | 0 | 0 | 0 | 0 | 0 | 0 | 0 | 0 | 0 | 0 | 0 | 0 | 0 | 0 | 0 | 0 | 0 | 0
F4_Commercial_Lodging_New_Exterior Lighting_Electric_General Service Lighting_E8 | F4 | Commercial | Lodging | New | Exterior Lighting | Electric | General Service Lighting | E8 | RVT BC Ratio | 0 | 0 | 0 | 0 | 0 | 0 | 0 | 0 | 0 | 0 | 0 | 0 | 0 | 0 | 0 | 0 | 0 | 0 | 0 | 0 | 0 | 0 | 0 | 0 | 0 | 0 | 0 | 0 | 0 | 0
F4_Commercial_Lodging_New_Exterior Lighting_Electric_General Service Lighting_E9 | F4 | Commercial | Lodging | New | Exterior Lighting | Electric | General Service Lighting | E9 | RVT BC Ratio | 0 | 0 | 0 | 0 | 0 | 0 | 0 | 0 | 0 | 0 | 0 | 0 | 0 | 0 | 0 | 0 | 0 | 0 | 0 | 0 | 0 | 0 | 0 | 0 | 0 | 0 | 0 | 0 | 0 | 0
F4_Commercial_Lodging_New_Exterior Lighting_Electric_General Service Lighting_E10 | F4 | Commercial | Lodging | New | Exterior Lighting | Electric | General Service Lighting | E10 | RVT BC Ratio | 0 | 0 | 0 | 0 | 0 | 0 | 0 | 0 | 0 | 0 | 0 | 0 | 0 | 0 | 0 | 0 | 0 | 0 | 0 | 0 | 0 | 0 | 0 | 0 | 0 | 0 | 0 | 0 | 0 | 0
F5_Commercial_Lodging_New_Exterior Lighting_Electric_General Service Lighting_E1 | F5 | Commercial | Lodging | New | Exterior Lighting | Electric | General Service Lighting | E1 | RIM BC Ratio | 0 | 0 | 0 | 0 | 0 | 0 | 0 | 0 | 0 | 0 | 0 | 0 | 0 | 0 | 0 | 0 | 0 | 0 | 0 | 0 | 0 | 0 | 0 | 0 | 0 | 0 | 0 | 0 | 0 | 0
F5_Commercial_Lodging_New_Exterior Lighting_Electric_General Service Lighting_E2 | F5 | Commercial | Lodging | New | Exterior Lighting | Electric | General Service Lighting | E2 | RIM BC Ratio | 0 | 0 | 0 | 0 | 0 | 0 | 0 | 0 | 0 | 0 | 0 | 0 | 0 | 0 | 0 | 0 | 0 | 0 | 0 | 0 | 0 | 0 | 0 | 0 | 0 | 0 | 0 | 0 | 0 | 0
F5_Commercial_Lodging_New_Exterior Lighting_Electric_General Service Lighting_E3 | F5 | Commercial | Lodging | New | Exterior Lighting | Electric | General Service Lighting | E3 | RIM BC Ratio | 0 | 0 | 0 | 0 | 0 | 0 | 0 | 0 | 0 | 0 | 0 | 0 | 0 | 0 | 0 | 0 | 0 | 0 | 0 | 0 | 0 | 0 | 0 | 0 | 0 | 0 | 0 | 0 | 0 | 0
F5_Commercial_Lodging_New_Exterior Lighting_Electric_General Service Lighting_E4 | F5 | Commercial | Lodging | New | Exterior Lighting | Electric | General Service Lighting | E4 | RIM BC Ratio | 0 | 0 | 0 | 0 | 0 | 0 | 0 | 0 | 0 | 0 | 0 | 0 | 0 | 0 | 0 | 0 | 0 | 0 | 0 | 0 | 0 | 0 | 0 | 0 | 0 | 0 | 0 | 0 | 0 | 0
F5_Commercial_Lodging_New_Exterior Lighting_Electric_General Service Lighting_E5 | F5 | Commercial | Lodging | New | Exterior Lighting | Electric | General Service Lighting | E5 | RIM BC Ratio | 0 | 0 | 0 | 0 | 0 | 0 | 0 | 0 | 0 | 0 | 0 | 0 | 0 | 0 | 0 | 0 | 0 | 0 | 0 | 0 | 0 | 0 | 0 | 0 | 0 | 0 | 0 | 0 | 0 | 0
F5_Commercial_Lodging_New_Exterior Lighting_Electric_General Service Lighting_E6 | F5 | Commercial | Lodging | New | Exterior Lighting | Electric | General Service Lighting | E6 | RIM BC Ratio | 0 | 0 | 0 | 0 | 0 | 0 | 0 | 0 | 0 | 0 | 0 | 0 | 0 | 0 | 0 | 0 | 0 | 0 | 0 | 0 | 0 | 0 | 0 | 0 | 0 | 0 | 0 | 0 | 0 | 0
F5_Commercial_Lodging_New_Exterior Lighting_Electric_General Service Lighting_E7 | F5 | Commercial | Lodging | New | Exterior Lighting | Electric | General Service Lighting | E7 | RIM BC Ratio | 0 | 0 | 0 | 0 | 0 | 0 | 0 | 0 | 0 | 0 | 0 | 0 | 0 | 0 | 0 | 0 | 0 | 0 | 0 | 0 | 0 | 0 | 0 | 0 | 0 | 0 | 0 | 0 | 0 | 0
F5_Commercial_Lodging_New_Exterior Lighting_Electric_General Service Lighting_E8 | F5 | Commercial | Lodging | New | Exterior Lighting | Electric | General Service Lighting | E8 | RIM BC Ratio | 0 | 0 | 0 | 0 | 0 | 0 | 0 | 0 | 0 | 0 | 0 | 0 | 0 | 0 | 0 | 0 | 0 | 0 | 0 | 0 | 0 | 0 | 0 | 0 | 0 | 0 | 0 | 0 | 0 | 0
F5_Commercial_Lodging_New_Exterior Lighting_Electric_General Service Lighting_E9 | F5 | Commercial | Lodging | New | Exterior Lighting | Electric | General Service Lighting | E9 | RIM BC Ratio | 0 | 0 | 0 | 0 | 0 | 0 | 0 | 0 | 0 | 0 | 0 | 0 | 0 | 0 | 0 | 0 | 0 | 0 | 0 | 0 | 0 | 0 | 0 | 0 | 0 | 0 | 0 | 0 | 0 | 0
F5_Commercial_Lodging_New_Exterior Lighting_Electric_General Service Lighting_E10 | F5 | Commercial | Lodging | New | Exterior Lighting | Electric | General Service Lighting | E10 | RIM BC Ratio | 0 | 0 | 0 | 0 | 0 | 0 | 0 | 0 | 0 | 0 | 0 | 0 | 0 | 0 | 0 | 0 | 0 | 0 | 0 | 0 | 0 | 0 | 0 | 0 | 0 | 0 | 0 | 0 | 0 | 0
F0_Commercial_Lodging_New_Exterior Lighting_Electric_Area Lighting_E0 | F0 | Commercial | Lodging | New | Exterior Lighting | Electric | Area Lighting | E0 | Economic Unit | 0 | 0 | 0 | 0 | 0 | 0 | 0 | 0 | 0 | 0 | 0 | 0 | 0 | 0 | 0 | 0 | 0 | 0 | 0 | 0 | 0 | 0 | 0 | 0 | 0 | 0 | 0 | 0 | 0 | 0
F1_Commercial_Lodging_New_Exterior Lighting_Electric_Area Lighting_E1 | F1 | Commercial | Lodging | New | Exterior Lighting | Electric | Area Lighting | E1 | CCE | 0 | 0 | 0 | 0 | 0 | 0 | 0 | 0 | 0 | 0 | 0 | 0 | 0 | 0 | 0 | 0 | 0 | 0 | 0 | 0 | 0 | 0 | 0 | 0 | 0 | 0 | 0 | 0 | 0 | 0
F1_Commercial_Lodging_New_Exterior Lighting_Electric_Area Lighting_E2 | F1 | Commercial | Lodging | New | Exterior Lighting | Electric | Area Lighting | E2 | CCE | 0 | 0 | 0 | 0 | 0 | 0 | 0 | 0 | 0 | 0 | 0 | 0 | 0 | 0 | 0 | 0 | 0 | 0 | 0 | 0 | 0 | 0 | 0 | 0 | 0 | 0 | 0 | 0 | 0 | 0
F1_Commercial_Lodging_New_Exterior Lighting_Electric_Area Lighting_E3 | F1 | Commercial | Lodging | New | Exterior Lighting | Electric | Area Lighting | E3 | CCE | 0 | 0 | 0 | 0 | 0 | 0 | 0 | 0 | 0 | 0 | 0 | 0 | 0 | 0 | 0 | 0 | 0 | 0 | 0 | 0 | 0 | 0 | 0 | 0 | 0 | 0 | 0 | 0 | 0 | 0
F1_Commercial_Lodging_New_Exterior Lighting_Electric_Area Lighting_E4 | F1 | Commercial | Lodging | New | Exterior Lighting | Electric | Area Lighting | E4 | CCE | 0 | 0 | 0 | 0 | 0 | 0 | 0 | 0 | 0 | 0 | 0 | 0 | 0 | 0 | 0 | 0 | 0 | 0 | 0 | 0 | 0 | 0 | 0 | 0 | 0 | 0 | 0 | 0 | 0 | 0
F1_Commercial_Lodging_New_Exterior Lighting_Electric_Area Lighting_E5 | F1 | Commercial | Lodging | New | Exterior Lighting | Electric | Area Lighting | E5 | CCE | 0 | 0 | 0 | 0 | 0 | 0 | 0 | 0 | 0 | 0 | 0 | 0 | 0 | 0 | 0 | 0 | 0 | 0 | 0 | 0 | 0 | 0 | 0 | 0 | 0 | 0 | 0 | 0 | 0 | 0
F1_Commercial_Lodging_New_Exterior Lighting_Electric_Area Lighting_E6 | F1 | Commercial | Lodging | New | Exterior Lighting | Electric | Area Lighting | E6 | CCE | 0 | 0 | 0 | 0 | 0 | 0 | 0 | 0 | 0 | 0 | 0 | 0 | 0 | 0 | 0 | 0 | 0 | 0 | 0 | 0 | 0 | 0 | 0 | 0 | 0 | 0 | 0 | 0 | 0 | 0
F1_Commercial_Lodging_New_Exterior Lighting_Electric_Area Lighting_E7 | F1 | Commercial | Lodging | New | Exterior Lighting | Electric | Area Lighting | E7 | CCE | 0 | 0 | 0 | 0 | 0 | 0 | 0 | 0 | 0 | 0 | 0 | 0 | 0 | 0 | 0 | 0 | 0 | 0 | 0 | 0 | 0 | 0 | 0 | 0 | 0 | 0 | 0 | 0 | 0 | 0
F1_Commercial_Lodging_New_Exterior Lighting_Electric_Area Lighting_E8 | F1 | Commercial | Lodging | New | Exterior Lighting | Electric | Area Lighting | E8 | CCE | 0 | 0 | 0 | 0 | 0 | 0 | 0 | 0 | 0 | 0 | 0 | 0 | 0 | 0 | 0 | 0 | 0 | 0 | 0 | 0 | 0 | 0 | 0 | 0 | 0 | 0 | 0 | 0 | 0 | 0
F1_Commercial_Lodging_New_Exterior Lighting_Electric_Area Lighting_E9 | F1 | Commercial | Lodging | New | Exterior Lighting | Electric | Area Lighting | E9 | CCE | 0 | 0 | 0 | 0 | 0 | 0 | 0 | 0 | 0 | 0 | 0 | 0 | 0 | 0 | 0 | 0 | 0 | 0 | 0 | 0 | 0 | 0 | 0 | 0 | 0 | 0 | 0 | 0 | 0 | 0
F1_Commercial_Lodging_New_Exterior Lighting_Electric_Area Lighting_E10 | F1 | Commercial | Lodging | New | Exterior Lighting | Electric | Area Lighting | E10 | CCE | 0 | 0 | 0 | 0 | 0 | 0 | 0 | 0 | 0 | 0 | 0 | 0 | 0 | 0 | 0 | 0 | 0 | 0 | 0 | 0 | 0 | 0 | 0 | 0 | 0 | 0 | 0 | 0 | 0 | 0
F2_Commercial_Lodging_New_Exterior Lighting_Electric_Area Lighting_E1 | F2 | Commercial | Lodging | New | Exterior Lighting | Electric | Area Lighting | E1 | TRC BC Ratio | 0 | 0 | 0 | 0 | 0 | 0 | 0 | 0 | 0 | 0 | 0 | 0 | 0 | 0 | 0 | 0 | 0 | 0 | 0 | 0 | 0 | 0 | 0 | 0 | 0 | 0 | 0 | 0 | 0 | 0
F2_Commercial_Lodging_New_Exterior Lighting_Electric_Area Lighting_E2 | F2 | Commercial | Lodging | New | Exterior Lighting | Electric | Area Lighting | E2 | TRC BC Ratio | 0 | 0 | 0 | 0 | 0 | 0 | 0 | 0 | 0 | 0 | 0 | 0 | 0 | 0 | 0 | 0 | 0 | 0 | 0 | 0 | 0 | 0 | 0 | 0 | 0 | 0 | 0 | 0 | 0 | 0
F2_Commercial_Lodging_New_Exterior Lighting_Electric_Area Lighting_E3 | F2 | Commercial | Lodging | New | Exterior Lighting | Electric | Area Lighting | E3 | TRC BC Ratio | 0 | 0 | 0 | 0 | 0 | 0 | 0 | 0 | 0 | 0 | 0 | 0 | 0 | 0 | 0 | 0 | 0 | 0 | 0 | 0 | 0 | 0 | 0 | 0 | 0 | 0 | 0 | 0 | 0 | 0
F2_Commercial_Lodging_New_Exterior Lighting_Electric_Area Lighting_E4 | F2 | Commercial | Lodging | New | Exterior Lighting | Electric | Area Lighting | E4 | TRC BC Ratio | 0 | 0 | 0 | 0 | 0 | 0 | 0 | 0 | 0 | 0 | 0 | 0 | 0 | 0 | 0 | 0 | 0 | 0 | 0 | 0 | 0 | 0 | 0 | 0 | 0 | 0 | 0 | 0 | 0 | 0
F2_Commercial_Lodging_New_Exterior Lighting_Electric_Area Lighting_E5 | F2 | Commercial | Lodging | New | Exterior Lighting | Electric | Area Lighting | E5 | TRC BC Ratio | 0 | 0 | 0 | 0 | 0 | 0 | 0 | 0 | 0 | 0 | 0 | 0 | 0 | 0 | 0 | 0 | 0 | 0 | 0 | 0 | 0 | 0 | 0 | 0 | 0 | 0 | 0 | 0 | 0 | 0
F2_Commercial_Lodging_New_Exterior Lighting_Electric_Area Lighting_E6 | F2 | Commercial | Lodging | New | Exterior Lighting | Electric | Area Lighting | E6 | TRC BC Ratio | 0 | 0 | 0 | 0 | 0 | 0 | 0 | 0 | 0 | 0 | 0 | 0 | 0 | 0 | 0 | 0 | 0 | 0 | 0 | 0 | 0 | 0 | 0 | 0 | 0 | 0 | 0 | 0 | 0 | 0
F2_Commercial_Lodging_New_Exterior Lighting_Electric_Area Lighting_E7 | F2 | Commercial | Lodging | New | Exterior Lighting | Electric | Area Lighting | E7 | TRC BC Ratio | 0 | 0 | 0 | 0 | 0 | 0 | 0 | 0 | 0 | 0 | 0 | 0 | 0 | 0 | 0 | 0 | 0 | 0 | 0 | 0 | 0 | 0 | 0 | 0 | 0 | 0 | 0 | 0 | 0 | 0
F2_Commercial_Lodging_New_Exterior Lighting_Electric_Area Lighting_E8 | F2 | Commercial | Lodging | New | Exterior Lighting | Electric | Area Lighting | E8 | TRC BC Ratio | 0 | 0 | 0 | 0 | 0 | 0 | 0 | 0 | 0 | 0 | 0 | 0 | 0 | 0 | 0 | 0 | 0 | 0 | 0 | 0 | 0 | 0 | 0 | 0 | 0 | 0 | 0 | 0 | 0 | 0
F2_Commercial_Lodging_New_Exterior Lighting_Electric_Area Lighting_E9 | F2 | Commercial | Lodging | New | Exterior Lighting | Electric | Area Lighting | E9 | TRC BC Ratio | 0 | 0 | 0 | 0 | 0 | 0 | 0 | 0 | 0 | 0 | 0 | 0 | 0 | 0 | 0 | 0 | 0 | 0 | 0 | 0 | 0 | 0 | 0 | 0 | 0 | 0 | 0 | 0 | 0 | 0
F2_Commercial_Lodging_New_Exterior Lighting_Electric_Area Lighting_E10 | F2 | Commercial | Lodging | New | Exterior Lighting | Electric | Area Lighting | E10 | TRC BC Ratio | 0 | 0 | 0 | 0 | 0 | 0 | 0 | 0 | 0 | 0 | 0 | 0 | 0 | 0 | 0 | 0 | 0 | 0 | 0 | 0 | 0 | 0 | 0 | 0 | 0 | 0 | 0 | 0 | 0 | 0
F3_Commercial_Lodging_New_Exterior Lighting_Electric_Area Lighting_E1 | F3 | Commercial | Lodging | New | Exterior Lighting | Electric | Area Lighting | E1 | PACT BC Ratio | 0 | 0 | 0 | 0 | 0 | 0 | 0 | 0 | 0 | 0 | 0 | 0 | 0 | 0 | 0 | 0 | 0 | 0 | 0 | 0 | 0 | 0 | 0 | 0 | 0 | 0 | 0 | 0 | 0 | 0
F3_Commercial_Lodging_New_Exterior Lighting_Electric_Area Lighting_E2 | F3 | Commercial | Lodging | New | Exterior Lighting | Electric | Area Lighting | E2 | PACT BC Ratio | 0 | 0 | 0 | 0 | 0 | 0 | 0 | 0 | 0 | 0 | 0 | 0 | 0 | 0 | 0 | 0 | 0 | 0 | 0 | 0 | 0 | 0 | 0 | 0 | 0 | 0 | 0 | 0 | 0 | 0
F3_Commercial_Lodging_New_Exterior Lighting_Electric_Area Lighting_E3 | F3 | Commercial | Lodging | New | Exterior Lighting | Electric | Area Lighting | E3 | PACT BC Ratio | 0 | 0 | 0 | 0 | 0 | 0 | 0 | 0 | 0 | 0 | 0 | 0 | 0 | 0 | 0 | 0 | 0 | 0 | 0 | 0 | 0 | 0 | 0 | 0 | 0 | 0 | 0 | 0 | 0 | 0
F3_Commercial_Lodging_New_Exterior Lighting_Electric_Area Lighting_E4 | F3 | Commercial | Lodging | New | Exterior Lighting | Electric | Area Lighting | E4 | PACT BC Ratio | 0 | 0 | 0 | 0 | 0 | 0 | 0 | 0 | 0 | 0 | 0 | 0 | 0 | 0 | 0 | 0 | 0 | 0 | 0 | 0 | 0 | 0 | 0 | 0 | 0 | 0 | 0 | 0 | 0 | 0
F3_Commercial_Lodging_New_Exterior Lighting_Electric_Area Lighting_E5 | F3 | Commercial | Lodging | New | Exterior Lighting | Electric | Area Lighting | E5 | PACT BC Ratio | 0 | 0 | 0 | 0 | 0 | 0 | 0 | 0 | 0 | 0 | 0 | 0 | 0 | 0 | 0 | 0 | 0 | 0 | 0 | 0 | 0 | 0 | 0 | 0 | 0 | 0 | 0 | 0 | 0 | 0
F3_Commercial_Lodging_New_Exterior Lighting_Electric_Area Lighting_E6 | F3 | Commercial | Lodging | New | Exterior Lighting | Electric | Area Lighting | E6 | PACT BC Ratio | 0 | 0 | 0 | 0 | 0 | 0 | 0 | 0 | 0 | 0 | 0 | 0 | 0 | 0 | 0 | 0 | 0 | 0 | 0 | 0 | 0 | 0 | 0 | 0 | 0 | 0 | 0 | 0 | 0 | 0
F3_Commercial_Lodging_New_Exterior Lighting_Electric_Area Lighting_E7 | F3 | Commercial | Lodging | New | Exterior Lighting | Electric | Area Lighting | E7 | PACT BC Ratio | 0 | 0 | 0 | 0 | 0 | 0 | 0 | 0 | 0 | 0 | 0 | 0 | 0 | 0 | 0 | 0 | 0 | 0 | 0 | 0 | 0 | 0 | 0 | 0 | 0 | 0 | 0 | 0 | 0 | 0
F3_Commercial_Lodging_New_Exterior Lighting_Electric_Area Lighting_E8 | F3 | Commercial | Lodging | New | Exterior Lighting | Electric | Area Lighting | E8 | PACT BC Ratio | 0 | 0 | 0 | 0 | 0 | 0 | 0 | 0 | 0 | 0 | 0 | 0 | 0 | 0 | 0 | 0 | 0 | 0 | 0 | 0 | 0 | 0 | 0 | 0 | 0 | 0 | 0 | 0 | 0 | 0
F3_Commercial_Lodging_New_Exterior Lighting_Electric_Area Lighting_E9 | F3 | Commercial | Lodging | New | Exterior Lighting | Electric | Area Lighting | E9 | PACT BC Ratio | 0 | 0 | 0 | 0 | 0 | 0 | 0 | 0 | 0 | 0 | 0 | 0 | 0 | 0 | 0 | 0 | 0 | 0 | 0 | 0 | 0 | 0 | 0 | 0 | 0 | 0 | 0 | 0 | 0 | 0
F3_Commercial_Lodging_New_Exterior Lighting_Electric_Area Lighting_E10 | F3 | Commercial | Lodging | New | Exterior Lighting | Electric | Area Lighting | E10 | PACT BC Ratio | 0 | 0 | 0 | 0 | 0 | 0 | 0 | 0 | 0 | 0 | 0 | 0 | 0 | 0 | 0 | 0 | 0 | 0 | 0 | 0 | 0 | 0 | 0 | 0 | 0 | 0 | 0 | 0 | 0 | 0
F4_Commercial_Lodging_New_Exterior Lighting_Electric_Area Lighting_E1 | F4 | Commercial | Lodging | New | Exterior Lighting | Electric | Area Lighting | E1 | RVT BC Ratio | 0 | 0 | 0 | 0 | 0 | 0 | 0 | 0 | 0 | 0 | 0 | 0 | 0 | 0 | 0 | 0 | 0 | 0 | 0 | 0 | 0 | 0 | 0 | 0 | 0 | 0 | 0 | 0 | 0 | 0
F4_Commercial_Lodging_New_Exterior Lighting_Electric_Area Lighting_E2 | F4 | Commercial | Lodging | New | Exterior Lighting | Electric | Area Lighting | E2 | RVT BC Ratio | 0 | 0 | 0 | 0 | 0 | 0 | 0 | 0 | 0 | 0 | 0 | 0 | 0 | 0 | 0 | 0 | 0 | 0 | 0 | 0 | 0 | 0 | 0 | 0 | 0 | 0 | 0 | 0 | 0 | 0
F4_Commercial_Lodging_New_Exterior Lighting_Electric_Area Lighting_E3 | F4 | Commercial | Lodging | New | Exterior Lighting | Electric | Area Lighting | E3 | RVT BC Ratio | 0 | 0 | 0 | 0 | 0 | 0 | 0 | 0 | 0 | 0 | 0 | 0 | 0 | 0 | 0 | 0 | 0 | 0 | 0 | 0 | 0 | 0 | 0 | 0 | 0 | 0 | 0 | 0 | 0 | 0
F4_Commercial_Lodging_New_Exterior Lighting_Electric_Area Lighting_E4 | F4 | Commercial | Lodging | New | Exterior Lighting | Electric | Area Lighting | E4 | RVT BC Ratio | 0 | 0 | 0 | 0 | 0 | 0 | 0 | 0 | 0 | 0 | 0 | 0 | 0 | 0 | 0 | 0 | 0 | 0 | 0 | 0 | 0 | 0 | 0 | 0 | 0 | 0 | 0 | 0 | 0 | 0
F4_Commercial_Lodging_New_Exterior Lighting_Electric_Area Lighting_E5 | F4 | Commercial | Lodging | New | Exterior Lighting | Electric | Area Lighting | E5 | RVT BC Ratio | 0 | 0 | 0 | 0 | 0 | 0 | 0 | 0 | 0 | 0 | 0 | 0 | 0 | 0 | 0 | 0 | 0 | 0 | 0 | 0 | 0 | 0 | 0 | 0 | 0 | 0 | 0 | 0 | 0 | 0
F4_Commercial_Lodging_New_Exterior Lighting_Electric_Area Lighting_E6 | F4 | Commercial | Lodging | New | Exterior Lighting | Electric | Area Lighting | E6 | RVT BC Ratio | 0 | 0 | 0 | 0 | 0 | 0 | 0 | 0 | 0 | 0 | 0 | 0 | 0 | 0 | 0 | 0 | 0 | 0 | 0 | 0 | 0 | 0 | 0 | 0 | 0 | 0 | 0 | 0 | 0 | 0
F4_Commercial_Lodging_New_Exterior Lighting_Electric_Area Lighting_E7 | F4 | Commercial | Lodging | New | Exterior Lighting | Electric | Area Lighting | E7 | RVT BC Ratio | 0 | 0 | 0 | 0 | 0 | 0 | 0 | 0 | 0 | 0 | 0 | 0 | 0 | 0 | 0 | 0 | 0 | 0 | 0 | 0 | 0 | 0 | 0 | 0 | 0 | 0 | 0 | 0 | 0 | 0
F4_Commercial_Lodging_New_Exterior Lighting_Electric_Area Lighting_E8 | F4 | Commercial | Lodging | New | Exterior Lighting | Electric | Area Lighting | E8 | RVT BC Ratio | 0 | 0 | 0 | 0 | 0 | 0 | 0 | 0 | 0 | 0 | 0 | 0 | 0 | 0 | 0 | 0 | 0 | 0 | 0 | 0 | 0 | 0 | 0 | 0 | 0 | 0 | 0 | 0 | 0 | 0
F4_Commercial_Lodging_New_Exterior Lighting_Electric_Area Lighting_E9 | F4 | Commercial | Lodging | New | Exterior Lighting | Electric | Area Lighting | E9 | RVT BC Ratio | 0 | 0 | 0 | 0 | 0 | 0 | 0 | 0 | 0 | 0 | 0 | 0 | 0 | 0 | 0 | 0 | 0 | 0 | 0 | 0 | 0 | 0 | 0 | 0 | 0 | 0 | 0 | 0 | 0 | 0
F4_Commercial_Lodging_New_Exterior Lighting_Electric_Area Lighting_E10 | F4 | Commercial | Lodging | New | Exterior Lighting | Electric | Area Lighting | E10 | RVT BC Ratio | 0 | 0 | 0 | 0 | 0 | 0 | 0 | 0 | 0 | 0 | 0 | 0 | 0 | 0 | 0 | 0 | 0 | 0 | 0 | 0 | 0 | 0 | 0 | 0 | 0 | 0 | 0 | 0 | 0 | 0
F5_Commercial_Lodging_New_Exterior Lighting_Electric_Area Lighting_E1 | F5 | Commercial | Lodging | New | Exterior Lighting | Electric | Area Lighting | E1 | RIM BC Ratio | 0 | 0 | 0 | 0 | 0 | 0 | 0 | 0 | 0 | 0 | 0 | 0 | 0 | 0 | 0 | 0 | 0 | 0 | 0 | 0 | 0 | 0 | 0 | 0 | 0 | 0 | 0 | 0 | 0 | 0
F5_Commercial_Lodging_New_Exterior Lighting_Electric_Area Lighting_E2 | F5 | Commercial | Lodging | New | Exterior Lighting | Electric | Area Lighting | E2 | RIM BC Ratio | 0 | 0 | 0 | 0 | 0 | 0 | 0 | 0 | 0 | 0 | 0 | 0 | 0 | 0 | 0 | 0 | 0 | 0 | 0 | 0 | 0 | 0 | 0 | 0 | 0 | 0 | 0 | 0 | 0 | 0
F5_Commercial_Lodging_New_Exterior Lighting_Electric_Area Lighting_E3 | F5 | Commercial | Lodging | New | Exterior Lighting | Electric | Area Lighting | E3 | RIM BC Ratio | 0 | 0 | 0 | 0 | 0 | 0 | 0 | 0 | 0 | 0 | 0 | 0 | 0 | 0 | 0 | 0 | 0 | 0 | 0 | 0 | 0 | 0 | 0 | 0 | 0 | 0 | 0 | 0 | 0 | 0
F5_Commercial_Lodging_New_Exterior Lighting_Electric_Area Lighting_E4 | F5 | Commercial | Lodging | New | Exterior Lighting | Electric | Area Lighting | E4 | RIM BC Ratio | 0 | 0 | 0 | 0 | 0 | 0 | 0 | 0 | 0 | 0 | 0 | 0 | 0 | 0 | 0 | 0 | 0 | 0 | 0 | 0 | 0 | 0 | 0 | 0 | 0 | 0 | 0 | 0 | 0 | 0
F5_Commercial_Lodging_New_Exterior Lighting_Electric_Area Lighting_E5 | F5 | Commercial | Lodging | New | Exterior Lighting | Electric | Area Lighting | E5 | RIM BC Ratio | 0 | 0 | 0 | 0 | 0 | 0 | 0 | 0 | 0 | 0 | 0 | 0 | 0 | 0 | 0 | 0 | 0 | 0 | 0 | 0 | 0 | 0 | 0 | 0 | 0 | 0 | 0 | 0 | 0 | 0
F5_Commercial_Lodging_New_Exterior Lighting_Electric_Area Lighting_E6 | F5 | Commercial | Lodging | New | Exterior Lighting | Electric | Area Lighting | E6 | RIM BC Ratio | 0 | 0 | 0 | 0 | 0 | 0 | 0 | 0 | 0 | 0 | 0 | 0 | 0 | 0 | 0 | 0 | 0 | 0 | 0 | 0 | 0 | 0 | 0 | 0 | 0 | 0 | 0 | 0 | 0 | 0
F5_Commercial_Lodging_New_Exterior Lighting_Electric_Area Lighting_E7 | F5 | Commercial | Lodging | New | Exterior Lighting | Electric | Area Lighting | E7 | RIM BC Ratio | 0 | 0 | 0 | 0 | 0 | 0 | 0 | 0 | 0 | 0 | 0 | 0 | 0 | 0 | 0 | 0 | 0 | 0 | 0 | 0 | 0 | 0 | 0 | 0 | 0 | 0 | 0 | 0 | 0 | 0
F5_Commercial_Lodging_New_Exterior Lighting_Electric_Area Lighting_E8 | F5 | Commercial | Lodging | New | Exterior Lighting | Electric | Area Lighting | E8 | RIM BC Ratio | 0 | 0 | 0 | 0 | 0 | 0 | 0 | 0 | 0 | 0 | 0 | 0 | 0 | 0 | 0 | 0 | 0 | 0 | 0 | 0 | 0 | 0 | 0 | 0 | 0 | 0 | 0 | 0 | 0 | 0
F5_Commercial_Lodging_New_Exterior Lighting_Electric_Area Lighting_E9 | F5 | Commercial | Lodging | New | Exterior Lighting | Electric | Area Lighting | E9 | RIM BC Ratio | 0 | 0 | 0 | 0 | 0 | 0 | 0 | 0 | 0 | 0 | 0 | 0 | 0 | 0 | 0 | 0 | 0 | 0 | 0 | 0 | 0 | 0 | 0 | 0 | 0 | 0 | 0 | 0 | 0 | 0
F5_Commercial_Lodging_New_Exterior Lighting_Electric_Area Lighting_E10 | F5 | Commercial | Lodging | New | Exterior Lighting | Electric | Area Lighting | E10 | RIM BC Ratio | 0 | 0 | 0 | 0 | 0 | 0 | 0 | 0 | 0 | 0 | 0 | 0 | 0 | 0 | 0 | 0 | 0 | 0 | 0 | 0 | 0 | 0 | 0 | 0 | 0 | 0 | 0 | 0 | 0 | 0
F0_Commercial_Lodging_New_Exterior Lighting_Electric_Linear Lighting_E0 | F0 | Commercial | Lodging | New | Exterior Lighting | Electric | Linear Lighting | E0 | Economic Unit | 0 | 0 | 0 | 0 | 0 | 0 | 0 | 0 | 0 | 0 | 0 | 0 | 0 | 0 | 0 | 0 | 0 | 0 | 0 | 0 | 0 | 0 | 0 | 0 | 0 | 0 | 0 | 0 | 0 | 0
F1_Commercial_Lodging_New_Exterior Lighting_Electric_Linear Lighting_E1 | F1 | Commercial | Lodging | New | Exterior Lighting | Electric | Linear Lighting | E1 | CCE | 0 | 0 | 0 | 0 | 0 | 0 | 0 | 0 | 0 | 0 | 0 | 0 | 0 | 0 | 0 | 0 | 0 | 0 | 0 | 0 | 0 | 0 | 0 | 0 | 0 | 0 | 0 | 0 | 0 | 0
F1_Commercial_Lodging_New_Exterior Lighting_Electric_Linear Lighting_E2 | F1 | Commercial | Lodging | New | Exterior Lighting | Electric | Linear Lighting | E2 | CCE | 0 | 0 | 0 | 0 | 0 | 0 | 0 | 0 | 0 | 0 | 0 | 0 | 0 | 0 | 0 | 0 | 0 | 0 | 0 | 0 | 0 | 0 | 0 | 0 | 0 | 0 | 0 | 0 | 0 | 0
F1_Commercial_Lodging_New_Exterior Lighting_Electric_Linear Lighting_E3 | F1 | Commercial | Lodging | New | Exterior Lighting | Electric | Linear Lighting | E3 | CCE | 0 | 0 | 0 | 0 | 0 | 0 | 0 | 0 | 0 | 0 | 0 | 0 | 0 | 0 | 0 | 0 | 0 | 0 | 0 | 0 | 0 | 0 | 0 | 0 | 0 | 0 | 0 | 0 | 0 | 0
F1_Commercial_Lodging_New_Exterior Lighting_Electric_Linear Lighting_E4 | F1 | Commercial | Lodging | New | Exterior Lighting | Electric | Linear Lighting | E4 | CCE | 0 | 0 | 0 | 0 | 0 | 0 | 0 | 0 | 0 | 0 | 0 | 0 | 0 | 0 | 0 | 0 | 0 | 0 | 0 | 0 | 0 | 0 | 0 | 0 | 0 | 0 | 0 | 0 | 0 | 0
F1_Commercial_Lodging_New_Exterior Lighting_Electric_Linear Lighting_E5 | F1 | Commercial | Lodging | New | Exterior Lighting | Electric | Linear Lighting | E5 | CCE | 0 | 0 | 0 | 0 | 0 | 0 | 0 | 0 | 0 | 0 | 0 | 0 | 0 | 0 | 0 | 0 | 0 | 0 | 0 | 0 | 0 | 0 | 0 | 0 | 0 | 0 | 0 | 0 | 0 | 0
F1_Commercial_Lodging_New_Exterior Lighting_Electric_Linear Lighting_E6 | F1 | Commercial | Lodging | New | Exterior Lighting | Electric | Linear Lighting | E6 | CCE | 0 | 0 | 0 | 0 | 0 | 0 | 0 | 0 | 0 | 0 | 0 | 0 | 0 | 0 | 0 | 0 | 0 | 0 | 0 | 0 | 0 | 0 | 0 | 0 | 0 | 0 | 0 | 0 | 0 | 0
F1_Commercial_Lodging_New_Exterior Lighting_Electric_Linear Lighting_E7 | F1 | Commercial | Lodging | New | Exterior Lighting | Electric | Linear Lighting | E7 | CCE | 0 | 0 | 0 | 0 | 0 | 0 | 0 | 0 | 0 | 0 | 0 | 0 | 0 | 0 | 0 | 0 | 0 | 0 | 0 | 0 | 0 | 0 | 0 | 0 | 0 | 0 | 0 | 0 | 0 | 0
F1_Commercial_Lodging_New_Exterior Lighting_Electric_Linear Lighting_E8 | F1 | Commercial | Lodging | New | Exterior Lighting | Electric | Linear Lighting | E8 | CCE | 0 | 0 | 0 | 0 | 0 | 0 | 0 | 0 | 0 | 0 | 0 | 0 | 0 | 0 | 0 | 0 | 0 | 0 | 0 | 0 | 0 | 0 | 0 | 0 | 0 | 0 | 0 | 0 | 0 | 0
F1_Commercial_Lodging_New_Exterior Lighting_Electric_Linear Lighting_E9 | F1 | Commercial | Lodging | New | Exterior Lighting | Electric | Linear Lighting | E9 | CCE | 0 | 0 | 0 | 0 | 0 | 0 | 0 | 0 | 0 | 0 | 0 | 0 | 0 | 0 | 0 | 0 | 0 | 0 | 0 | 0 | 0 | 0 | 0 | 0 | 0 | 0 | 0 | 0 | 0 | 0
F1_Commercial_Lodging_New_Exterior Lighting_Electric_Linear Lighting_E10 | F1 | Commercial | Lodging | New | Exterior Lighting | Electric | Linear Lighting | E10 | CCE | 0 | 0 | 0 | 0 | 0 | 0 | 0 | 0 | 0 | 0 | 0 | 0 | 0 | 0 | 0 | 0 | 0 | 0 | 0 | 0 | 0 | 0 | 0 | 0 | 0 | 0 | 0 | 0 | 0 | 0
F2_Commercial_Lodging_New_Exterior Lighting_Electric_Linear Lighting_E1 | F2 | Commercial | Lodging | New | Exterior Lighting | Electric | Linear Lighting | E1 | TRC BC Ratio | 0 | 0 | 0 | 0 | 0 | 0 | 0 | 0 | 0 | 0 | 0 | 0 | 0 | 0 | 0 | 0 | 0 | 0 | 0 | 0 | 0 | 0 | 0 | 0 | 0 | 0 | 0 | 0 | 0 | 0
F2_Commercial_Lodging_New_Exterior Lighting_Electric_Linear Lighting_E2 | F2 | Commercial | Lodging | New | Exterior Lighting | Electric | Linear Lighting | E2 | TRC BC Ratio | 0 | 0 | 0 | 0 | 0 | 0 | 0 | 0 | 0 | 0 | 0 | 0 | 0 | 0 | 0 | 0 | 0 | 0 | 0 | 0 | 0 | 0 | 0 | 0 | 0 | 0 | 0 | 0 | 0 | 0
F2_Commercial_Lodging_New_Exterior Lighting_Electric_Linear Lighting_E3 | F2 | Commercial | Lodging | New | Exterior Lighting | Electric | Linear Lighting | E3 | TRC BC Ratio | 0 | 0 | 0 | 0 | 0 | 0 | 0 | 0 | 0 | 0 | 0 | 0 | 0 | 0 | 0 | 0 | 0 | 0 | 0 | 0 | 0 | 0 | 0 | 0 | 0 | 0 | 0 | 0 | 0 | 0
F2_Commercial_Lodging_New_Exterior Lighting_Electric_Linear Lighting_E4 | F2 | Commercial | Lodging | New | Exterior Lighting | Electric | Linear Lighting | E4 | TRC BC Ratio | 0 | 0 | 0 | 0 | 0 | 0 | 0 | 0 | 0 | 0 | 0 | 0 | 0 | 0 | 0 | 0 | 0 | 0 | 0 | 0 | 0 | 0 | 0 | 0 | 0 | 0 | 0 | 0 | 0 | 0
F2_Commercial_Lodging_New_Exterior Lighting_Electric_Linear Lighting_E5 | F2 | Commercial | Lodging | New | Exterior Lighting | Electric | Linear Lighting | E5 | TRC BC Ratio | 0 | 0 | 0 | 0 | 0 | 0 | 0 | 0 | 0 | 0 | 0 | 0 | 0 | 0 | 0 | 0 | 0 | 0 | 0 | 0 | 0 | 0 | 0 | 0 | 0 | 0 | 0 | 0 | 0 | 0
F2_Commercial_Lodging_New_Exterior Lighting_Electric_Linear Lighting_E6 | F2 | Commercial | Lodging | New | Exterior Lighting | Electric | Linear Lighting | E6 | TRC BC Ratio | 0 | 0 | 0 | 0 | 0 | 0 | 0 | 0 | 0 | 0 | 0 | 0 | 0 | 0 | 0 | 0 | 0 | 0 | 0 | 0 | 0 | 0 | 0 | 0 | 0 | 0 | 0 | 0 | 0 | 0
F2_Commercial_Lodging_New_Exterior Lighting_Electric_Linear Lighting_E7 | F2 | Commercial | Lodging | New | Exterior Lighting | Electric | Linear Lighting | E7 | TRC BC Ratio | 0 | 0 | 0 | 0 | 0 | 0 | 0 | 0 | 0 | 0 | 0 | 0 | 0 | 0 | 0 | 0 | 0 | 0 | 0 | 0 | 0 | 0 | 0 | 0 | 0 | 0 | 0 | 0 | 0 | 0
F2_Commercial_Lodging_New_Exterior Lighting_Electric_Linear Lighting_E8 | F2 | Commercial | Lodging | New | Exterior Lighting | Electric | Linear Lighting | E8 | TRC BC Ratio | 0 | 0 | 0 | 0 | 0 | 0 | 0 | 0 | 0 | 0 | 0 | 0 | 0 | 0 | 0 | 0 | 0 | 0 | 0 | 0 | 0 | 0 | 0 | 0 | 0 | 0 | 0 | 0 | 0 | 0
F2_Commercial_Lodging_New_Exterior Lighting_Electric_Linear Lighting_E9 | F2 | Commercial | Lodging | New | Exterior Lighting | Electric | Linear Lighting | E9 | TRC BC Ratio | 0 | 0 | 0 | 0 | 0 | 0 | 0 | 0 | 0 | 0 | 0 | 0 | 0 | 0 | 0 | 0 | 0 | 0 | 0 | 0 | 0 | 0 | 0 | 0 | 0 | 0 | 0 | 0 | 0 | 0
F2_Commercial_Lodging_New_Exterior Lighting_Electric_Linear Lighting_E10 | F2 | Commercial | Lodging | New | Exterior Lighting | Electric | Linear Lighting | E10 | TRC BC Ratio | 0 | 0 | 0 | 0 | 0 | 0 | 0 | 0 | 0 | 0 | 0 | 0 | 0 | 0 | 0 | 0 | 0 | 0 | 0 | 0 | 0 | 0 | 0 | 0 | 0 | 0 | 0 | 0 | 0 | 0
F3_Commercial_Lodging_New_Exterior Lighting_Electric_Linear Lighting_E1 | F3 | Commercial | Lodging | New | Exterior Lighting | Electric | Linear Lighting | E1 | PACT BC Ratio | 0 | 0 | 0 | 0 | 0 | 0 | 0 | 0 | 0 | 0 | 0 | 0 | 0 | 0 | 0 | 0 | 0 | 0 | 0 | 0 | 0 | 0 | 0 | 0 | 0 | 0 | 0 | 0 | 0 | 0
F3_Commercial_Lodging_New_Exterior Lighting_Electric_Linear Lighting_E2 | F3 | Commercial | Lodging | New | Exterior Lighting | Electric | Linear Lighting | E2 | PACT BC Ratio | 0 | 0 | 0 | 0 | 0 | 0 | 0 | 0 | 0 | 0 | 0 | 0 | 0 | 0 | 0 | 0 | 0 | 0 | 0 | 0 | 0 | 0 | 0 | 0 | 0 | 0 | 0 | 0 | 0 | 0
F3_Commercial_Lodging_New_Exterior Lighting_Electric_Linear Lighting_E3 | F3 | Commercial | Lodging | New | Exterior Lighting | Electric | Linear Lighting | E3 | PACT BC Ratio | 0 | 0 | 0 | 0 | 0 | 0 | 0 | 0 | 0 | 0 | 0 | 0 | 0 | 0 | 0 | 0 | 0 | 0 | 0 | 0 | 0 | 0 | 0 | 0 | 0 | 0 | 0 | 0 | 0 | 0
F3_Commercial_Lodging_New_Exterior Lighting_Electric_Linear Lighting_E4 | F3 | Commercial | Lodging | New | Exterior Lighting | Electric | Linear Lighting | E4 | PACT BC Ratio | 0 | 0 | 0 | 0 | 0 | 0 | 0 | 0 | 0 | 0 | 0 | 0 | 0 | 0 | 0 | 0 | 0 | 0 | 0 | 0 | 0 | 0 | 0 | 0 | 0 | 0 | 0 | 0 | 0 | 0
F3_Commercial_Lodging_New_Exterior Lighting_Electric_Linear Lighting_E5 | F3 | Commercial | Lodging | New | Exterior Lighting | Electric | Linear Lighting | E5 | PACT BC Ratio | 0 | 0 | 0 | 0 | 0 | 0 | 0 | 0 | 0 | 0 | 0 | 0 | 0 | 0 | 0 | 0 | 0 | 0 | 0 | 0 | 0 | 0 | 0 | 0 | 0 | 0 | 0 | 0 | 0 | 0
F3_Commercial_Lodging_New_Exterior Lighting_Electric_Linear Lighting_E6 | F3 | Commercial | Lodging | New | Exterior Lighting | Electric | Linear Lighting | E6 | PACT BC Ratio | 0 | 0 | 0 | 0 | 0 | 0 | 0 | 0 | 0 | 0 | 0 | 0 | 0 | 0 | 0 | 0 | 0 | 0 | 0 | 0 | 0 | 0 | 0 | 0 | 0 | 0 | 0 | 0 | 0 | 0
F3_Commercial_Lodging_New_Exterior Lighting_Electric_Linear Lighting_E7 | F3 | Commercial | Lodging | New | Exterior Lighting | Electric | Linear Lighting | E7 | PACT BC Ratio | 0 | 0 | 0 | 0 | 0 | 0 | 0 | 0 | 0 | 0 | 0 | 0 | 0 | 0 | 0 | 0 | 0 | 0 | 0 | 0 | 0 | 0 | 0 | 0 | 0 | 0 | 0 | 0 | 0 | 0
F3_Commercial_Lodging_New_Exterior Lighting_Electric_Linear Lighting_E8 | F3 | Commercial | Lodging | New | Exterior Lighting | Electric | Linear Lighting | E8 | PACT BC Ratio | 0 | 0 | 0 | 0 | 0 | 0 | 0 | 0 | 0 | 0 | 0 | 0 | 0 | 0 | 0 | 0 | 0 | 0 | 0 | 0 | 0 | 0 | 0 | 0 | 0 | 0 | 0 | 0 | 0 | 0
F3_Commercial_Lodging_New_Exterior Lighting_Electric_Linear Lighting_E9 | F3 | Commercial | Lodging | New | Exterior Lighting | Electric | Linear Lighting | E9 | PACT BC Ratio | 0 | 0 | 0 | 0 | 0 | 0 | 0 | 0 | 0 | 0 | 0 | 0 | 0 | 0 | 0 | 0 | 0 | 0 | 0 | 0 | 0 | 0 | 0 | 0 | 0 | 0 | 0 | 0 | 0 | 0
F3_Commercial_Lodging_New_Exterior Lighting_Electric_Linear Lighting_E10 | F3 | Commercial | Lodging | New | Exterior Lighting | Electric | Linear Lighting | E10 | PACT BC Ratio | 0 | 0 | 0 | 0 | 0 | 0 | 0 | 0 | 0 | 0 | 0 | 0 | 0 | 0 | 0 | 0 | 0 | 0 | 0 | 0 | 0 | 0 | 0 | 0 | 0 | 0 | 0 | 0 | 0 | 0
F4_Commercial_Lodging_New_Exterior Lighting_Electric_Linear Lighting_E1 | F4 | Commercial | Lodging | New | Exterior Lighting | Electric | Linear Lighting | E1 | RVT BC Ratio | 0 | 0 | 0 | 0 | 0 | 0 | 0 | 0 | 0 | 0 | 0 | 0 | 0 | 0 | 0 | 0 | 0 | 0 | 0 | 0 | 0 | 0 | 0 | 0 | 0 | 0 | 0 | 0 | 0 | 0
F4_Commercial_Lodging_New_Exterior Lighting_Electric_Linear Lighting_E2 | F4 | Commercial | Lodging | New | Exterior Lighting | Electric | Linear Lighting | E2 | RVT BC Ratio | 0 | 0 | 0 | 0 | 0 | 0 | 0 | 0 | 0 | 0 | 0 | 0 | 0 | 0 | 0 | 0 | 0 | 0 | 0 | 0 | 0 | 0 | 0 | 0 | 0 | 0 | 0 | 0 | 0 | 0
F4_Commercial_Lodging_New_Exterior Lighting_Electric_Linear Lighting_E3 | F4 | Commercial | Lodging | New | Exterior Lighting | Electric | Linear Lighting | E3 | RVT BC Ratio | 0 | 0 | 0 | 0 | 0 | 0 | 0 | 0 | 0 | 0 | 0 | 0 | 0 | 0 | 0 | 0 | 0 | 0 | 0 | 0 | 0 | 0 | 0 | 0 | 0 | 0 | 0 | 0 | 0 | 0
F4_Commercial_Lodging_New_Exterior Lighting_Electric_Linear Lighting_E4 | F4 | Commercial | Lodging | New | Exterior Lighting | Electric | Linear Lighting | E4 | RVT BC Ratio | 0 | 0 | 0 | 0 | 0 | 0 | 0 | 0 | 0 | 0 | 0 | 0 | 0 | 0 | 0 | 0 | 0 | 0 | 0 | 0 | 0 | 0 | 0 | 0 | 0 | 0 | 0 | 0 | 0 | 0
F4_Commercial_Lodging_New_Exterior Lighting_Electric_Linear Lighting_E5 | F4 | Commercial | Lodging | New | Exterior Lighting | Electric | Linear Lighting | E5 | RVT BC Ratio | 0 | 0 | 0 | 0 | 0 | 0 | 0 | 0 | 0 | 0 | 0 | 0 | 0 | 0 | 0 | 0 | 0 | 0 | 0 | 0 | 0 | 0 | 0 | 0 | 0 | 0 | 0 | 0 | 0 | 0
F4_Commercial_Lodging_New_Exterior Lighting_Electric_Linear Lighting_E6 | F4 | Commercial | Lodging | New | Exterior Lighting | Electric | Linear Lighting | E6 | RVT BC Ratio | 0 | 0 | 0 | 0 | 0 | 0 | 0 | 0 | 0 | 0 | 0 | 0 | 0 | 0 | 0 | 0 | 0 | 0 | 0 | 0 | 0 | 0 | 0 | 0 | 0 | 0 | 0 | 0 | 0 | 0
F4_Commercial_Lodging_New_Exterior Lighting_Electric_Linear Lighting_E7 | F4 | Commercial | Lodging | New | Exterior Lighting | Electric | Linear Lighting | E7 | RVT BC Ratio | 0 | 0 | 0 | 0 | 0 | 0 | 0 | 0 | 0 | 0 | 0 | 0 | 0 | 0 | 0 | 0 | 0 | 0 | 0 | 0 | 0 | 0 | 0 | 0 | 0 | 0 | 0 | 0 | 0 | 0
F4_Commercial_Lodging_New_Exterior Lighting_Electric_Linear Lighting_E8 | F4 | Commercial | Lodging | New | Exterior Lighting | Electric | Linear Lighting | E8 | RVT BC Ratio | 0 | 0 | 0 | 0 | 0 | 0 | 0 | 0 | 0 | 0 | 0 | 0 | 0 | 0 | 0 | 0 | 0 | 0 | 0 | 0 | 0 | 0 | 0 | 0 | 0 | 0 | 0 | 0 | 0 | 0
F4_Commercial_Lodging_New_Exterior Lighting_Electric_Linear Lighting_E9 | F4 | Commercial | Lodging | New | Exterior Lighting | Electric | Linear Lighting | E9 | RVT BC Ratio | 0 | 0 | 0 | 0 | 0 | 0 | 0 | 0 | 0 | 0 | 0 | 0 | 0 | 0 | 0 | 0 | 0 | 0 | 0 | 0 | 0 | 0 | 0 | 0 | 0 | 0 | 0 | 0 | 0 | 0
F4_Commercial_Lodging_New_Exterior Lighting_Electric_Linear Lighting_E10 | F4 | Commercial | Lodging | New | Exterior Lighting | Electric | Linear Lighting | E10 | RVT BC Ratio | 0 | 0 | 0 | 0 | 0 | 0 | 0 | 0 | 0 | 0 | 0 | 0 | 0 | 0 | 0 | 0 | 0 | 0 | 0 | 0 | 0 | 0 | 0 | 0 | 0 | 0 | 0 | 0 | 0 | 0
F5_Commercial_Lodging_New_Exterior Lighting_Electric_Linear Lighting_E1 | F5 | Commercial | Lodging | New | Exterior Lighting | Electric | Linear Lighting | E1 | RIM BC Ratio | 0 | 0 | 0 | 0 | 0 | 0 | 0 | 0 | 0 | 0 | 0 | 0 | 0 | 0 | 0 | 0 | 0 | 0 | 0 | 0 | 0 | 0 | 0 | 0 | 0 | 0 | 0 | 0 | 0 | 0
F5_Commercial_Lodging_New_Exterior Lighting_Electric_Linear Lighting_E2 | F5 | Commercial | Lodging | New | Exterior Lighting | Electric | Linear Lighting | E2 | RIM BC Ratio | 0 | 0 | 0 | 0 | 0 | 0 | 0 | 0 | 0 | 0 | 0 | 0 | 0 | 0 | 0 | 0 | 0 | 0 | 0 | 0 | 0 | 0 | 0 | 0 | 0 | 0 | 0 | 0 | 0 | 0
F5_Commercial_Lodging_New_Exterior Lighting_Electric_Linear Lighting_E3 | F5 | Commercial | Lodging | New | Exterior Lighting | Electric | Linear Lighting | E3 | RIM BC Ratio | 0 | 0 | 0 | 0 | 0 | 0 | 0 | 0 | 0 | 0 | 0 | 0 | 0 | 0 | 0 | 0 | 0 | 0 | 0 | 0 | 0 | 0 | 0 | 0 | 0 | 0 | 0 | 0 | 0 | 0
F5_Commercial_Lodging_New_Exterior Lighting_Electric_Linear Lighting_E4 | F5 | Commercial | Lodging | New | Exterior Lighting | Electric | Linear Lighting | E4 | RIM BC Ratio | 0 | 0 | 0 | 0 | 0 | 0 | 0 | 0 | 0 | 0 | 0 | 0 | 0 | 0 | 0 | 0 | 0 | 0 | 0 | 0 | 0 | 0 | 0 | 0 | 0 | 0 | 0 | 0 | 0 | 0
F5_Commercial_Lodging_New_Exterior Lighting_Electric_Linear Lighting_E5 | F5 | Commercial | Lodging | New | Exterior Lighting | Electric | Linear Lighting | E5 | RIM BC Ratio | 0 | 0 | 0 | 0 | 0 | 0 | 0 | 0 | 0 | 0 | 0 | 0 | 0 | 0 | 0 | 0 | 0 | 0 | 0 | 0 | 0 | 0 | 0 | 0 | 0 | 0 | 0 | 0 | 0 | 0
F5_Commercial_Lodging_New_Exterior Lighting_Electric_Linear Lighting_E6 | F5 | Commercial | Lodging | New | Exterior Lighting | Electric | Linear Lighting | E6 | RIM BC Ratio | 0 | 0 | 0 | 0 | 0 | 0 | 0 | 0 | 0 | 0 | 0 | 0 | 0 | 0 | 0 | 0 | 0 | 0 | 0 | 0 | 0 | 0 | 0 | 0 | 0 | 0 | 0 | 0 | 0 | 0
F5_Commercial_Lodging_New_Exterior Lighting_Electric_Linear Lighting_E7 | F5 | Commercial | Lodging | New | Exterior Lighting | Electric | Linear Lighting | E7 | RIM BC Ratio | 0 | 0 | 0 | 0 | 0 | 0 | 0 | 0 | 0 | 0 | 0 | 0 | 0 | 0 | 0 | 0 | 0 | 0 | 0 | 0 | 0 | 0 | 0 | 0 | 0 | 0 | 0 | 0 | 0 | 0
F5_Commercial_Lodging_New_Exterior Lighting_Electric_Linear Lighting_E8 | F5 | Commercial | Lodging | New | Exterior Lighting | Electric | Linear Lighting | E8 | RIM BC Ratio | 0 | 0 | 0 | 0 | 0 | 0 | 0 | 0 | 0 | 0 | 0 | 0 | 0 | 0 | 0 | 0 | 0 | 0 | 0 | 0 | 0 | 0 | 0 | 0 | 0 | 0 | 0 | 0 | 0 | 0
F5_Commercial_Lodging_New_Exterior Lighting_Electric_Linear Lighting_E9 | F5 | Commercial | Lodging | New | Exterior Lighting | Electric | Linear Lighting | E9 | RIM BC Ratio | 0 | 0 | 0 | 0 | 0 | 0 | 0 | 0 | 0 | 0 | 0 | 0 | 0 | 0 | 0 | 0 | 0 | 0 | 0 | 0 | 0 | 0 | 0 | 0 | 0 | 0 | 0 | 0 | 0 | 0
F5_Commercial_Lodging_New_Exterior Lighting_Electric_Linear Lighting_E10 | F5 | Commercial | Lodging | New | Exterior Lighting | Electric | Linear Lighting | E10 | RIM BC Ratio | 0 | 0 | 0 | 0 | 0 | 0 | 0 | 0 | 0 | 0 | 0 | 0 | 0 | 0 | 0 | 0 | 0 | 0 | 0 | 0 | 0 | 0 | 0 | 0 | 0 | 0 | 0 | 0 | 0 | 0
F0_Commercial_Lodging_New_Refrigeration_Electric_Walk-in Refrigerator/Freezer_E0 | F0 | Commercial | Lodging | New | Refrigeration | Electric | Walk-in Refrigerator/Freezer | E0 | Economic Unit | 0 | 0 | 0 | 0 | 0 | 0 | 0 | 0 | 0 | 0 | 0 | 0 | 0 | 0 | 0 | 0 | 0 | 0 | 0 | 0 | 0 | 0 | 0 | 0 | 0 | 0 | 0 | 0 | 0 | 0
F1_Commercial_Lodging_New_Refrigeration_Electric_Walk-in Refrigerator/Freezer_E1 | F1 | Commercial | Lodging | New | Refrigeration | Electric | Walk-in Refrigerator/Freezer | E1 | CCE | 0 | 0 | 0 | 0 | 0 | 0 | 0 | 0 | 0 | 0 | 0 | 0 | 0 | 0 | 0 | 0 | 0 | 0 | 0 | 0 | 0 | 0 | 0 | 0 | 0 | 0 | 0 | 0 | 0 | 0
F1_Commercial_Lodging_New_Refrigeration_Electric_Walk-in Refrigerator/Freezer_E2 | F1 | Commercial | Lodging | New | Refrigeration | Electric | Walk-in Refrigerator/Freezer | E2 | CCE | 0 | 0 | 0 | 0 | 0 | 0 | 0 | 0 | 0 | 0 | 0 | 0 | 0 | 0 | 0 | 0 | 0 | 0 | 0 | 0 | 0 | 0 | 0 | 0 | 0 | 0 | 0 | 0 | 0 | 0
F1_Commercial_Lodging_New_Refrigeration_Electric_Walk-in Refrigerator/Freezer_E3 | F1 | Commercial | Lodging | New | Refrigeration | Electric | Walk-in Refrigerator/Freezer | E3 | CCE | 0 | 0 | 0 | 0 | 0 | 0 | 0 | 0 | 0 | 0 | 0 | 0 | 0 | 0 | 0 | 0 | 0 | 0 | 0 | 0 | 0 | 0 | 0 | 0 | 0 | 0 | 0 | 0 | 0 | 0
F1_Commercial_Lodging_New_Refrigeration_Electric_Walk-in Refrigerator/Freezer_E4 | F1 | Commercial | Lodging | New | Refrigeration | Electric | Walk-in Refrigerator/Freezer | E4 | CCE | 0 | 0 | 0 | 0 | 0 | 0 | 0 | 0 | 0 | 0 | 0 | 0 | 0 | 0 | 0 | 0 | 0 | 0 | 0 | 0 | 0 | 0 | 0 | 0 | 0 | 0 | 0 | 0 | 0 | 0
F1_Commercial_Lodging_New_Refrigeration_Electric_Walk-in Refrigerator/Freezer_E5 | F1 | Commercial | Lodging | New | Refrigeration | Electric | Walk-in Refrigerator/Freezer | E5 | CCE | 0 | 0 | 0 | 0 | 0 | 0 | 0 | 0 | 0 | 0 | 0 | 0 | 0 | 0 | 0 | 0 | 0 | 0 | 0 | 0 | 0 | 0 | 0 | 0 | 0 | 0 | 0 | 0 | 0 | 0
F1_Commercial_Lodging_New_Refrigeration_Electric_Walk-in Refrigerator/Freezer_E6 | F1 | Commercial | Lodging | New | Refrigeration | Electric | Walk-in Refrigerator/Freezer | E6 | CCE | 0 | 0 | 0 | 0 | 0 | 0 | 0 | 0 | 0 | 0 | 0 | 0 | 0 | 0 | 0 | 0 | 0 | 0 | 0 | 0 | 0 | 0 | 0 | 0 | 0 | 0 | 0 | 0 | 0 | 0
F1_Commercial_Lodging_New_Refrigeration_Electric_Walk-in Refrigerator/Freezer_E7 | F1 | Commercial | Lodging | New | Refrigeration | Electric | Walk-in Refrigerator/Freezer | E7 | CCE | 0 | 0 | 0 | 0 | 0 | 0 | 0 | 0 | 0 | 0 | 0 | 0 | 0 | 0 | 0 | 0 | 0 | 0 | 0 | 0 | 0 | 0 | 0 | 0 | 0 | 0 | 0 | 0 | 0 | 0
F1_Commercial_Lodging_New_Refrigeration_Electric_Walk-in Refrigerator/Freezer_E8 | F1 | Commercial | Lodging | New | Refrigeration | Electric | Walk-in Refrigerator/Freezer | E8 | CCE | 0 | 0 | 0 | 0 | 0 | 0 | 0 | 0 | 0 | 0 | 0 | 0 | 0 | 0 | 0 | 0 | 0 | 0 | 0 | 0 | 0 | 0 | 0 | 0 | 0 | 0 | 0 | 0 | 0 | 0
F1_Commercial_Lodging_New_Refrigeration_Electric_Walk-in Refrigerator/Freezer_E9 | F1 | Commercial | Lodging | New | Refrigeration | Electric | Walk-in Refrigerator/Freezer | E9 | CCE | 0 | 0 | 0 | 0 | 0 | 0 | 0 | 0 | 0 | 0 | 0 | 0 | 0 | 0 | 0 | 0 | 0 | 0 | 0 | 0 | 0 | 0 | 0 | 0 | 0 | 0 | 0 | 0 | 0 | 0
F1_Commercial_Lodging_New_Refrigeration_Electric_Walk-in Refrigerator/Freezer_E10 | F1 | Commercial | Lodging | New | Refrigeration | Electric | Walk-in Refrigerator/Freezer | E10 | CCE | 0 | 0 | 0 | 0 | 0 | 0 | 0 | 0 | 0 | 0 | 0 | 0 | 0 | 0 | 0 | 0 | 0 | 0 | 0 | 0 | 0 | 0 | 0 | 0 | 0 | 0 | 0 | 0 | 0 | 0
F2_Commercial_Lodging_New_Refrigeration_Electric_Walk-in Refrigerator/Freezer_E1 | F2 | Commercial | Lodging | New | Refrigeration | Electric | Walk-in Refrigerator/Freezer | E1 | TRC BC Ratio | 0 | 0 | 0 | 0 | 0 | 0 | 0 | 0 | 0 | 0 | 0 | 0 | 0 | 0 | 0 | 0 | 0 | 0 | 0 | 0 | 0 | 0 | 0 | 0 | 0 | 0 | 0 | 0 | 0 | 0
F2_Commercial_Lodging_New_Refrigeration_Electric_Walk-in Refrigerator/Freezer_E2 | F2 | Commercial | Lodging | New | Refrigeration | Electric | Walk-in Refrigerator/Freezer | E2 | TRC BC Ratio | 0 | 0 | 0 | 0 | 0 | 0 | 0 | 0 | 0 | 0 | 0 | 0 | 0 | 0 | 0 | 0 | 0 | 0 | 0 | 0 | 0 | 0 | 0 | 0 | 0 | 0 | 0 | 0 | 0 | 0
F2_Commercial_Lodging_New_Refrigeration_Electric_Walk-in Refrigerator/Freezer_E3 | F2 | Commercial | Lodging | New | Refrigeration | Electric | Walk-in Refrigerator/Freezer | E3 | TRC BC Ratio | 0 | 0 | 0 | 0 | 0 | 0 | 0 | 0 | 0 | 0 | 0 | 0 | 0 | 0 | 0 | 0 | 0 | 0 | 0 | 0 | 0 | 0 | 0 | 0 | 0 | 0 | 0 | 0 | 0 | 0
F2_Commercial_Lodging_New_Refrigeration_Electric_Walk-in Refrigerator/Freezer_E4 | F2 | Commercial | Lodging | New | Refrigeration | Electric | Walk-in Refrigerator/Freezer | E4 | TRC BC Ratio | 0 | 0 | 0 | 0 | 0 | 0 | 0 | 0 | 0 | 0 | 0 | 0 | 0 | 0 | 0 | 0 | 0 | 0 | 0 | 0 | 0 | 0 | 0 | 0 | 0 | 0 | 0 | 0 | 0 | 0
F2_Commercial_Lodging_New_Refrigeration_Electric_Walk-in Refrigerator/Freezer_E5 | F2 | Commercial | Lodging | New | Refrigeration | Electric | Walk-in Refrigerator/Freezer | E5 | TRC BC Ratio | 0 | 0 | 0 | 0 | 0 | 0 | 0 | 0 | 0 | 0 | 0 | 0 | 0 | 0 | 0 | 0 | 0 | 0 | 0 | 0 | 0 | 0 | 0 | 0 | 0 | 0 | 0 | 0 | 0 | 0
F2_Commercial_Lodging_New_Refrigeration_Electric_Walk-in Refrigerator/Freezer_E6 | F2 | Commercial | Lodging | New | Refrigeration | Electric | Walk-in Refrigerator/Freezer | E6 | TRC BC Ratio | 0 | 0 | 0 | 0 | 0 | 0 | 0 | 0 | 0 | 0 | 0 | 0 | 0 | 0 | 0 | 0 | 0 | 0 | 0 | 0 | 0 | 0 | 0 | 0 | 0 | 0 | 0 | 0 | 0 | 0
F2_Commercial_Lodging_New_Refrigeration_Electric_Walk-in Refrigerator/Freezer_E7 | F2 | Commercial | Lodging | New | Refrigeration | Electric | Walk-in Refrigerator/Freezer | E7 | TRC BC Ratio | 0 | 0 | 0 | 0 | 0 | 0 | 0 | 0 | 0 | 0 | 0 | 0 | 0 | 0 | 0 | 0 | 0 | 0 | 0 | 0 | 0 | 0 | 0 | 0 | 0 | 0 | 0 | 0 | 0 | 0
F2_Commercial_Lodging_New_Refrigeration_Electric_Walk-in Refrigerator/Freezer_E8 | F2 | Commercial | Lodging | New | Refrigeration | Electric | Walk-in Refrigerator/Freezer | E8 | TRC BC Ratio | 0 | 0 | 0 | 0 | 0 | 0 | 0 | 0 | 0 | 0 | 0 | 0 | 0 | 0 | 0 | 0 | 0 | 0 | 0 | 0 | 0 | 0 | 0 | 0 | 0 | 0 | 0 | 0 | 0 | 0
F2_Commercial_Lodging_New_Refrigeration_Electric_Walk-in Refrigerator/Freezer_E9 | F2 | Commercial | Lodging | New | Refrigeration | Electric | Walk-in Refrigerator/Freezer | E9 | TRC BC Ratio | 0 | 0 | 0 | 0 | 0 | 0 | 0 | 0 | 0 | 0 | 0 | 0 | 0 | 0 | 0 | 0 | 0 | 0 | 0 | 0 | 0 | 0 | 0 | 0 | 0 | 0 | 0 | 0 | 0 | 0
F2_Commercial_Lodging_New_Refrigeration_Electric_Walk-in Refrigerator/Freezer_E10 | F2 | Commercial | Lodging | New | Refrigeration | Electric | Walk-in Refrigerator/Freezer | E10 | TRC BC Ratio | 0 | 0 | 0 | 0 | 0 | 0 | 0 | 0 | 0 | 0 | 0 | 0 | 0 | 0 | 0 | 0 | 0 | 0 | 0 | 0 | 0 | 0 | 0 | 0 | 0 | 0 | 0 | 0 | 0 | 0
F3_Commercial_Lodging_New_Refrigeration_Electric_Walk-in Refrigerator/Freezer_E1 | F3 | Commercial | Lodging | New | Refrigeration | Electric | Walk-in Refrigerator/Freezer | E1 | PACT BC Ratio | 0 | 0 | 0 | 0 | 0 | 0 | 0 | 0 | 0 | 0 | 0 | 0 | 0 | 0 | 0 | 0 | 0 | 0 | 0 | 0 | 0 | 0 | 0 | 0 | 0 | 0 | 0 | 0 | 0 | 0
F3_Commercial_Lodging_New_Refrigeration_Electric_Walk-in Refrigerator/Freezer_E2 | F3 | Commercial | Lodging | New | Refrigeration | Electric | Walk-in Refrigerator/Freezer | E2 | PACT BC Ratio | 0 | 0 | 0 | 0 | 0 | 0 | 0 | 0 | 0 | 0 | 0 | 0 | 0 | 0 | 0 | 0 | 0 | 0 | 0 | 0 | 0 | 0 | 0 | 0 | 0 | 0 | 0 | 0 | 0 | 0
F3_Commercial_Lodging_New_Refrigeration_Electric_Walk-in Refrigerator/Freezer_E3 | F3 | Commercial | Lodging | New | Refrigeration | Electric | Walk-in Refrigerator/Freezer | E3 | PACT BC Ratio | 0 | 0 | 0 | 0 | 0 | 0 | 0 | 0 | 0 | 0 | 0 | 0 | 0 | 0 | 0 | 0 | 0 | 0 | 0 | 0 | 0 | 0 | 0 | 0 | 0 | 0 | 0 | 0 | 0 | 0
F3_Commercial_Lodging_New_Refrigeration_Electric_Walk-in Refrigerator/Freezer_E4 | F3 | Commercial | Lodging | New | Refrigeration | Electric | Walk-in Refrigerator/Freezer | E4 | PACT BC Ratio | 0 | 0 | 0 | 0 | 0 | 0 | 0 | 0 | 0 | 0 | 0 | 0 | 0 | 0 | 0 | 0 | 0 | 0 | 0 | 0 | 0 | 0 | 0 | 0 | 0 | 0 | 0 | 0 | 0 | 0
F3_Commercial_Lodging_New_Refrigeration_Electric_Walk-in Refrigerator/Freezer_E5 | F3 | Commercial | Lodging | New | Refrigeration | Electric | Walk-in Refrigerator/Freezer | E5 | PACT BC Ratio | 0 | 0 | 0 | 0 | 0 | 0 | 0 | 0 | 0 | 0 | 0 | 0 | 0 | 0 | 0 | 0 | 0 | 0 | 0 | 0 | 0 | 0 | 0 | 0 | 0 | 0 | 0 | 0 | 0 | 0
F3_Commercial_Lodging_New_Refrigeration_Electric_Walk-in Refrigerator/Freezer_E6 | F3 | Commercial | Lodging | New | Refrigeration | Electric | Walk-in Refrigerator/Freezer | E6 | PACT BC Ratio | 0 | 0 | 0 | 0 | 0 | 0 | 0 | 0 | 0 | 0 | 0 | 0 | 0 | 0 | 0 | 0 | 0 | 0 | 0 | 0 | 0 | 0 | 0 | 0 | 0 | 0 | 0 | 0 | 0 | 0
F3_Commercial_Lodging_New_Refrigeration_Electric_Walk-in Refrigerator/Freezer_E7 | F3 | Commercial | Lodging | New | Refrigeration | Electric | Walk-in Refrigerator/Freezer | E7 | PACT BC Ratio | 0 | 0 | 0 | 0 | 0 | 0 | 0 | 0 | 0 | 0 | 0 | 0 | 0 | 0 | 0 | 0 | 0 | 0 | 0 | 0 | 0 | 0 | 0 | 0 | 0 | 0 | 0 | 0 | 0 | 0
F3_Commercial_Lodging_New_Refrigeration_Electric_Walk-in Refrigerator/Freezer_E8 | F3 | Commercial | Lodging | New | Refrigeration | Electric | Walk-in Refrigerator/Freezer | E8 | PACT BC Ratio | 0 | 0 | 0 | 0 | 0 | 0 | 0 | 0 | 0 | 0 | 0 | 0 | 0 | 0 | 0 | 0 | 0 | 0 | 0 | 0 | 0 | 0 | 0 | 0 | 0 | 0 | 0 | 0 | 0 | 0
F3_Commercial_Lodging_New_Refrigeration_Electric_Walk-in Refrigerator/Freezer_E9 | F3 | Commercial | Lodging | New | Refrigeration | Electric | Walk-in Refrigerator/Freezer | E9 | PACT BC Ratio | 0 | 0 | 0 | 0 | 0 | 0 | 0 | 0 | 0 | 0 | 0 | 0 | 0 | 0 | 0 | 0 | 0 | 0 | 0 | 0 | 0 | 0 | 0 | 0 | 0 | 0 | 0 | 0 | 0 | 0
F3_Commercial_Lodging_New_Refrigeration_Electric_Walk-in Refrigerator/Freezer_E10 | F3 | Commercial | Lodging | New | Refrigeration | Electric | Walk-in Refrigerator/Freezer | E10 | PACT BC Ratio | 0 | 0 | 0 | 0 | 0 | 0 | 0 | 0 | 0 | 0 | 0 | 0 | 0 | 0 | 0 | 0 | 0 | 0 | 0 | 0 | 0 | 0 | 0 | 0 | 0 | 0 | 0 | 0 | 0 | 0
F4_Commercial_Lodging_New_Refrigeration_Electric_Walk-in Refrigerator/Freezer_E1 | F4 | Commercial | Lodging | New | Refrigeration | Electric | Walk-in Refrigerator/Freezer | E1 | RVT BC Ratio | 0 | 0 | 0 | 0 | 0 | 0 | 0 | 0 | 0 | 0 | 0 | 0 | 0 | 0 | 0 | 0 | 0 | 0 | 0 | 0 | 0 | 0 | 0 | 0 | 0 | 0 | 0 | 0 | 0 | 0
F4_Commercial_Lodging_New_Refrigeration_Electric_Walk-in Refrigerator/Freezer_E2 | F4 | Commercial | Lodging | New | Refrigeration | Electric | Walk-in Refrigerator/Freezer | E2 | RVT BC Ratio | 0 | 0 | 0 | 0 | 0 | 0 | 0 | 0 | 0 | 0 | 0 | 0 | 0 | 0 | 0 | 0 | 0 | 0 | 0 | 0 | 0 | 0 | 0 | 0 | 0 | 0 | 0 | 0 | 0 | 0
F4_Commercial_Lodging_New_Refrigeration_Electric_Walk-in Refrigerator/Freezer_E3 | F4 | Commercial | Lodging | New | Refrigeration | Electric | Walk-in Refrigerator/Freezer | E3 | RVT BC Ratio | 0 | 0 | 0 | 0 | 0 | 0 | 0 | 0 | 0 | 0 | 0 | 0 | 0 | 0 | 0 | 0 | 0 | 0 | 0 | 0 | 0 | 0 | 0 | 0 | 0 | 0 | 0 | 0 | 0 | 0
F4_Commercial_Lodging_New_Refrigeration_Electric_Walk-in Refrigerator/Freezer_E4 | F4 | Commercial | Lodging | New | Refrigeration | Electric | Walk-in Refrigerator/Freezer | E4 | RVT BC Ratio | 0 | 0 | 0 | 0 | 0 | 0 | 0 | 0 | 0 | 0 | 0 | 0 | 0 | 0 | 0 | 0 | 0 | 0 | 0 | 0 | 0 | 0 | 0 | 0 | 0 | 0 | 0 | 0 | 0 | 0
F4_Commercial_Lodging_New_Refrigeration_Electric_Walk-in Refrigerator/Freezer_E5 | F4 | Commercial | Lodging | New | Refrigeration | Electric | Walk-in Refrigerator/Freezer | E5 | RVT BC Ratio | 0 | 0 | 0 | 0 | 0 | 0 | 0 | 0 | 0 | 0 | 0 | 0 | 0 | 0 | 0 | 0 | 0 | 0 | 0 | 0 | 0 | 0 | 0 | 0 | 0 | 0 | 0 | 0 | 0 | 0
F4_Commercial_Lodging_New_Refrigeration_Electric_Walk-in Refrigerator/Freezer_E6 | F4 | Commercial | Lodging | New | Refrigeration | Electric | Walk-in Refrigerator/Freezer | E6 | RVT BC Ratio | 0 | 0 | 0 | 0 | 0 | 0 | 0 | 0 | 0 | 0 | 0 | 0 | 0 | 0 | 0 | 0 | 0 | 0 | 0 | 0 | 0 | 0 | 0 | 0 | 0 | 0 | 0 | 0 | 0 | 0
F4_Commercial_Lodging_New_Refrigeration_Electric_Walk-in Refrigerator/Freezer_E7 | F4 | Commercial | Lodging | New | Refrigeration | Electric | Walk-in Refrigerator/Freezer | E7 | RVT BC Ratio | 0 | 0 | 0 | 0 | 0 | 0 | 0 | 0 | 0 | 0 | 0 | 0 | 0 | 0 | 0 | 0 | 0 | 0 | 0 | 0 | 0 | 0 | 0 | 0 | 0 | 0 | 0 | 0 | 0 | 0
F4_Commercial_Lodging_New_Refrigeration_Electric_Walk-in Refrigerator/Freezer_E8 | F4 | Commercial | Lodging | New | Refrigeration | Electric | Walk-in Refrigerator/Freezer | E8 | RVT BC Ratio | 0 | 0 | 0 | 0 | 0 | 0 | 0 | 0 | 0 | 0 | 0 | 0 | 0 | 0 | 0 | 0 | 0 | 0 | 0 | 0 | 0 | 0 | 0 | 0 | 0 | 0 | 0 | 0 | 0 | 0
F4_Commercial_Lodging_New_Refrigeration_Electric_Walk-in Refrigerator/Freezer_E9 | F4 | Commercial | Lodging | New | Refrigeration | Electric | Walk-in Refrigerator/Freezer | E9 | RVT BC Ratio | 0 | 0 | 0 | 0 | 0 | 0 | 0 | 0 | 0 | 0 | 0 | 0 | 0 | 0 | 0 | 0 | 0 | 0 | 0 | 0 | 0 | 0 | 0 | 0 | 0 | 0 | 0 | 0 | 0 | 0
F4_Commercial_Lodging_New_Refrigeration_Electric_Walk-in Refrigerator/Freezer_E10 | F4 | Commercial | Lodging | New | Refrigeration | Electric | Walk-in Refrigerator/Freezer | E10 | RVT BC Ratio | 0 | 0 | 0 | 0 | 0 | 0 | 0 | 0 | 0 | 0 | 0 | 0 | 0 | 0 | 0 | 0 | 0 | 0 | 0 | 0 | 0 | 0 | 0 | 0 | 0 | 0 | 0 | 0 | 0 | 0
F5_Commercial_Lodging_New_Refrigeration_Electric_Walk-in Refrigerator/Freezer_E1 | F5 | Commercial | Lodging | New | Refrigeration | Electric | Walk-in Refrigerator/Freezer | E1 | RIM BC Ratio | 0 | 0 | 0 | 0 | 0 | 0 | 0 | 0 | 0 | 0 | 0 | 0 | 0 | 0 | 0 | 0 | 0 | 0 | 0 | 0 | 0 | 0 | 0 | 0 | 0 | 0 | 0 | 0 | 0 | 0
F5_Commercial_Lodging_New_Refrigeration_Electric_Walk-in Refrigerator/Freezer_E2 | F5 | Commercial | Lodging | New | Refrigeration | Electric | Walk-in Refrigerator/Freezer | E2 | RIM BC Ratio | 0 | 0 | 0 | 0 | 0 | 0 | 0 | 0 | 0 | 0 | 0 | 0 | 0 | 0 | 0 | 0 | 0 | 0 | 0 | 0 | 0 | 0 | 0 | 0 | 0 | 0 | 0 | 0 | 0 | 0
F5_Commercial_Lodging_New_Refrigeration_Electric_Walk-in Refrigerator/Freezer_E3 | F5 | Commercial | Lodging | New | Refrigeration | Electric | Walk-in Refrigerator/Freezer | E3 | RIM BC Ratio | 0 | 0 | 0 | 0 | 0 | 0 | 0 | 0 | 0 | 0 | 0 | 0 | 0 | 0 | 0 | 0 | 0 | 0 | 0 | 0 | 0 | 0 | 0 | 0 | 0 | 0 | 0 | 0 | 0 | 0
F5_Commercial_Lodging_New_Refrigeration_Electric_Walk-in Refrigerator/Freezer_E4 | F5 | Commercial | Lodging | New | Refrigeration | Electric | Walk-in Refrigerator/Freezer | E4 | RIM BC Ratio | 0 | 0 | 0 | 0 | 0 | 0 | 0 | 0 | 0 | 0 | 0 | 0 | 0 | 0 | 0 | 0 | 0 | 0 | 0 | 0 | 0 | 0 | 0 | 0 | 0 | 0 | 0 | 0 | 0 | 0
F5_Commercial_Lodging_New_Refrigeration_Electric_Walk-in Refrigerator/Freezer_E5 | F5 | Commercial | Lodging | New | Refrigeration | Electric | Walk-in Refrigerator/Freezer | E5 | RIM BC Ratio | 0 | 0 | 0 | 0 | 0 | 0 | 0 | 0 | 0 | 0 | 0 | 0 | 0 | 0 | 0 | 0 | 0 | 0 | 0 | 0 | 0 | 0 | 0 | 0 | 0 | 0 | 0 | 0 | 0 | 0
F5_Commercial_Lodging_New_Refrigeration_Electric_Walk-in Refrigerator/Freezer_E6 | F5 | Commercial | Lodging | New | Refrigeration | Electric | Walk-in Refrigerator/Freezer | E6 | RIM BC Ratio | 0 | 0 | 0 | 0 | 0 | 0 | 0 | 0 | 0 | 0 | 0 | 0 | 0 | 0 | 0 | 0 | 0 | 0 | 0 | 0 | 0 | 0 | 0 | 0 | 0 | 0 | 0 | 0 | 0 | 0
F5_Commercial_Lodging_New_Refrigeration_Electric_Walk-in Refrigerator/Freezer_E7 | F5 | Commercial | Lodging | New | Refrigeration | Electric | Walk-in Refrigerator/Freezer | E7 | RIM BC Ratio | 0 | 0 | 0 | 0 | 0 | 0 | 0 | 0 | 0 | 0 | 0 | 0 | 0 | 0 | 0 | 0 | 0 | 0 | 0 | 0 | 0 | 0 | 0 | 0 | 0 | 0 | 0 | 0 | 0 | 0
F5_Commercial_Lodging_New_Refrigeration_Electric_Walk-in Refrigerator/Freezer_E8 | F5 | Commercial | Lodging | New | Refrigeration | Electric | Walk-in Refrigerator/Freezer | E8 | RIM BC Ratio | 0 | 0 | 0 | 0 | 0 | 0 | 0 | 0 | 0 | 0 | 0 | 0 | 0 | 0 | 0 | 0 | 0 | 0 | 0 | 0 | 0 | 0 | 0 | 0 | 0 | 0 | 0 | 0 | 0 | 0
F5_Commercial_Lodging_New_Refrigeration_Electric_Walk-in Refrigerator/Freezer_E9 | F5 | Commercial | Lodging | New | Refrigeration | Electric | Walk-in Refrigerator/Freezer | E9 | RIM BC Ratio | 0 | 0 | 0 | 0 | 0 | 0 | 0 | 0 | 0 | 0 | 0 | 0 | 0 | 0 | 0 | 0 | 0 | 0 | 0 | 0 | 0 | 0 | 0 | 0 | 0 | 0 | 0 | 0 | 0 | 0
F5_Commercial_Lodging_New_Refrigeration_Electric_Walk-in Refrigerator/Freezer_E10 | F5 | Commercial | Lodging | New | Refrigeration | Electric | Walk-in Refrigerator/Freezer | E10 | RIM BC Ratio | 0 | 0 | 0 | 0 | 0 | 0 | 0 | 0 | 0 | 0 | 0 | 0 | 0 | 0 | 0 | 0 | 0 | 0 | 0 | 0 | 0 | 0 | 0 | 0 | 0 | 0 | 0 | 0 | 0 | 0
F0_Commercial_Lodging_New_Refrigeration_Electric_Reach-in Refrigerator/Freezer_E0 | F0 | Commercial | Lodging | New | Refrigeration | Electric | Reach-in Refrigerator/Freezer | E0 | Economic Unit | 0 | 0 | 0 | 0 | 0 | 0 | 0 | 0 | 0 | 0 | 0 | 0 | 0 | 0 | 0 | 0 | 0 | 0 | 0 | 0 | 0 | 0 | 0 | 0 | 0 | 0 | 0 | 0 | 0 | 0
F1_Commercial_Lodging_New_Refrigeration_Electric_Reach-in Refrigerator/Freezer_E1 | F1 | Commercial | Lodging | New | Refrigeration | Electric | Reach-in Refrigerator/Freezer | E1 | CCE | 0 | 0 | 0 | 0 | 0 | 0 | 0 | 0 | 0 | 0 | 0 | 0 | 0 | 0 | 0 | 0 | 0 | 0 | 0 | 0 | 0 | 0 | 0 | 0 | 0 | 0 | 0 | 0 | 0 | 0
F1_Commercial_Lodging_New_Refrigeration_Electric_Reach-in Refrigerator/Freezer_E2 | F1 | Commercial | Lodging | New | Refrigeration | Electric | Reach-in Refrigerator/Freezer | E2 | CCE | 0 | 0 | 0 | 0 | 0 | 0 | 0 | 0 | 0 | 0 | 0 | 0 | 0 | 0 | 0 | 0 | 0 | 0 | 0 | 0 | 0 | 0 | 0 | 0 | 0 | 0 | 0 | 0 | 0 | 0
F1_Commercial_Lodging_New_Refrigeration_Electric_Reach-in Refrigerator/Freezer_E3 | F1 | Commercial | Lodging | New | Refrigeration | Electric | Reach-in Refrigerator/Freezer | E3 | CCE | 0 | 0 | 0 | 0 | 0 | 0 | 0 | 0 | 0 | 0 | 0 | 0 | 0 | 0 | 0 | 0 | 0 | 0 | 0 | 0 | 0 | 0 | 0 | 0 | 0 | 0 | 0 | 0 | 0 | 0
F1_Commercial_Lodging_New_Refrigeration_Electric_Reach-in Refrigerator/Freezer_E4 | F1 | Commercial | Lodging | New | Refrigeration | Electric | Reach-in Refrigerator/Freezer | E4 | CCE | 0 | 0 | 0 | 0 | 0 | 0 | 0 | 0 | 0 | 0 | 0 | 0 | 0 | 0 | 0 | 0 | 0 | 0 | 0 | 0 | 0 | 0 | 0 | 0 | 0 | 0 | 0 | 0 | 0 | 0
F1_Commercial_Lodging_New_Refrigeration_Electric_Reach-in Refrigerator/Freezer_E5 | F1 | Commercial | Lodging | New | Refrigeration | Electric | Reach-in Refrigerator/Freezer | E5 | CCE | 0 | 0 | 0 | 0 | 0 | 0 | 0 | 0 | 0 | 0 | 0 | 0 | 0 | 0 | 0 | 0 | 0 | 0 | 0 | 0 | 0 | 0 | 0 | 0 | 0 | 0 | 0 | 0 | 0 | 0
F1_Commercial_Lodging_New_Refrigeration_Electric_Reach-in Refrigerator/Freezer_E6 | F1 | Commercial | Lodging | New | Refrigeration | Electric | Reach-in Refrigerator/Freezer | E6 | CCE | 0 | 0 | 0 | 0 | 0 | 0 | 0 | 0 | 0 | 0 | 0 | 0 | 0 | 0 | 0 | 0 | 0 | 0 | 0 | 0 | 0 | 0 | 0 | 0 | 0 | 0 | 0 | 0 | 0 | 0
F1_Commercial_Lodging_New_Refrigeration_Electric_Reach-in Refrigerator/Freezer_E7 | F1 | Commercial | Lodging | New | Refrigeration | Electric | Reach-in Refrigerator/Freezer | E7 | CCE | 0 | 0 | 0 | 0 | 0 | 0 | 0 | 0 | 0 | 0 | 0 | 0 | 0 | 0 | 0 | 0 | 0 | 0 | 0 | 0 | 0 | 0 | 0 | 0 | 0 | 0 | 0 | 0 | 0 | 0
F1_Commercial_Lodging_New_Refrigeration_Electric_Reach-in Refrigerator/Freezer_E8 | F1 | Commercial | Lodging | New | Refrigeration | Electric | Reach-in Refrigerator/Freezer | E8 | CCE | 0 | 0 | 0 | 0 | 0 | 0 | 0 | 0 | 0 | 0 | 0 | 0 | 0 | 0 | 0 | 0 | 0 | 0 | 0 | 0 | 0 | 0 | 0 | 0 | 0 | 0 | 0 | 0 | 0 | 0
F1_Commercial_Lodging_New_Refrigeration_Electric_Reach-in Refrigerator/Freezer_E9 | F1 | Commercial | Lodging | New | Refrigeration | Electric | Reach-in Refrigerator/Freezer | E9 | CCE | 0 | 0 | 0 | 0 | 0 | 0 | 0 | 0 | 0 | 0 | 0 | 0 | 0 | 0 | 0 | 0 | 0 | 0 | 0 | 0 | 0 | 0 | 0 | 0 | 0 | 0 | 0 | 0 | 0 | 0
F1_Commercial_Lodging_New_Refrigeration_Electric_Reach-in Refrigerator/Freezer_E10 | F1 | Commercial | Lodging | New | Refrigeration | Electric | Reach-in Refrigerator/Freezer | E10 | CCE | 0 | 0 | 0 | 0 | 0 | 0 | 0 | 0 | 0 | 0 | 0 | 0 | 0 | 0 | 0 | 0 | 0 | 0 | 0 | 0 | 0 | 0 | 0 | 0 | 0 | 0 | 0 | 0 | 0 | 0
F2_Commercial_Lodging_New_Refrigeration_Electric_Reach-in Refrigerator/Freezer_E1 | F2 | Commercial | Lodging | New | Refrigeration | Electric | Reach-in Refrigerator/Freezer | E1 | TRC BC Ratio | 0 | 0 | 0 | 0 | 0 | 0 | 0 | 0 | 0 | 0 | 0 | 0 | 0 | 0 | 0 | 0 | 0 | 0 | 0 | 0 | 0 | 0 | 0 | 0 | 0 | 0 | 0 | 0 | 0 | 0
F2_Commercial_Lodging_New_Refrigeration_Electric_Reach-in Refrigerator/Freezer_E2 | F2 | Commercial | Lodging | New | Refrigeration | Electric | Reach-in Refrigerator/Freezer | E2 | TRC BC Ratio | 0 | 0 | 0 | 0 | 0 | 0 | 0 | 0 | 0 | 0 | 0 | 0 | 0 | 0 | 0 | 0 | 0 | 0 | 0 | 0 | 0 | 0 | 0 | 0 | 0 | 0 | 0 | 0 | 0 | 0
F2_Commercial_Lodging_New_Refrigeration_Electric_Reach-in Refrigerator/Freezer_E3 | F2 | Commercial | Lodging | New | Refrigeration | Electric | Reach-in Refrigerator/Freezer | E3 | TRC BC Ratio | 0 | 0 | 0 | 0 | 0 | 0 | 0 | 0 | 0 | 0 | 0 | 0 | 0 | 0 | 0 | 0 | 0 | 0 | 0 | 0 | 0 | 0 | 0 | 0 | 0 | 0 | 0 | 0 | 0 | 0
F2_Commercial_Lodging_New_Refrigeration_Electric_Reach-in Refrigerator/Freezer_E4 | F2 | Commercial | Lodging | New | Refrigeration | Electric | Reach-in Refrigerator/Freezer | E4 | TRC BC Ratio | 0 | 0 | 0 | 0 | 0 | 0 | 0 | 0 | 0 | 0 | 0 | 0 | 0 | 0 | 0 | 0 | 0 | 0 | 0 | 0 | 0 | 0 | 0 | 0 | 0 | 0 | 0 | 0 | 0 | 0
F2_Commercial_Lodging_New_Refrigeration_Electric_Reach-in Refrigerator/Freezer_E5 | F2 | Commercial | Lodging | New | Refrigeration | Electric | Reach-in Refrigerator/Freezer | E5 | TRC BC Ratio | 0 | 0 | 0 | 0 | 0 | 0 | 0 | 0 | 0 | 0 | 0 | 0 | 0 | 0 | 0 | 0 | 0 | 0 | 0 | 0 | 0 | 0 | 0 | 0 | 0 | 0 | 0 | 0 | 0 | 0
F2_Commercial_Lodging_New_Refrigeration_Electric_Reach-in Refrigerator/Freezer_E6 | F2 | Commercial | Lodging | New | Refrigeration | Electric | Reach-in Refrigerator/Freezer | E6 | TRC BC Ratio | 0 | 0 | 0 | 0 | 0 | 0 | 0 | 0 | 0 | 0 | 0 | 0 | 0 | 0 | 0 | 0 | 0 | 0 | 0 | 0 | 0 | 0 | 0 | 0 | 0 | 0 | 0 | 0 | 0 | 0
F2_Commercial_Lodging_New_Refrigeration_Electric_Reach-in Refrigerator/Freezer_E7 | F2 | Commercial | Lodging | New | Refrigeration | Electric | Reach-in Refrigerator/Freezer | E7 | TRC BC Ratio | 0 | 0 | 0 | 0 | 0 | 0 | 0 | 0 | 0 | 0 | 0 | 0 | 0 | 0 | 0 | 0 | 0 | 0 | 0 | 0 | 0 | 0 | 0 | 0 | 0 | 0 | 0 | 0 | 0 | 0
F2_Commercial_Lodging_New_Refrigeration_Electric_Reach-in Refrigerator/Freezer_E8 | F2 | Commercial | Lodging | New | Refrigeration | Electric | Reach-in Refrigerator/Freezer | E8 | TRC BC Ratio | 0 | 0 | 0 | 0 | 0 | 0 | 0 | 0 | 0 | 0 | 0 | 0 | 0 | 0 | 0 | 0 | 0 | 0 | 0 | 0 | 0 | 0 | 0 | 0 | 0 | 0 | 0 | 0 | 0 | 0
F2_Commercial_Lodging_New_Refrigeration_Electric_Reach-in Refrigerator/Freezer_E9 | F2 | Commercial | Lodging | New | Refrigeration | Electric | Reach-in Refrigerator/Freezer | E9 | TRC BC Ratio | 0 | 0 | 0 | 0 | 0 | 0 | 0 | 0 | 0 | 0 | 0 | 0 | 0 | 0 | 0 | 0 | 0 | 0 | 0 | 0 | 0 | 0 | 0 | 0 | 0 | 0 | 0 | 0 | 0 | 0
F2_Commercial_Lodging_New_Refrigeration_Electric_Reach-in Refrigerator/Freezer_E10 | F2 | Commercial | Lodging | New | Refrigeration | Electric | Reach-in Refrigerator/Freezer | E10 | TRC BC Ratio | 0 | 0 | 0 | 0 | 0 | 0 | 0 | 0 | 0 | 0 | 0 | 0 | 0 | 0 | 0 | 0 | 0 | 0 | 0 | 0 | 0 | 0 | 0 | 0 | 0 | 0 | 0 | 0 | 0 | 0
F3_Commercial_Lodging_New_Refrigeration_Electric_Reach-in Refrigerator/Freezer_E1 | F3 | Commercial | Lodging | New | Refrigeration | Electric | Reach-in Refrigerator/Freezer | E1 | PACT BC Ratio | 0 | 0 | 0 | 0 | 0 | 0 | 0 | 0 | 0 | 0 | 0 | 0 | 0 | 0 | 0 | 0 | 0 | 0 | 0 | 0 | 0 | 0 | 0 | 0 | 0 | 0 | 0 | 0 | 0 | 0
F3_Commercial_Lodging_New_Refrigeration_Electric_Reach-in Refrigerator/Freezer_E2 | F3 | Commercial | Lodging | New | Refrigeration | Electric | Reach-in Refrigerator/Freezer | E2 | PACT BC Ratio | 0 | 0 | 0 | 0 | 0 | 0 | 0 | 0 | 0 | 0 | 0 | 0 | 0 | 0 | 0 | 0 | 0 | 0 | 0 | 0 | 0 | 0 | 0 | 0 | 0 | 0 | 0 | 0 | 0 | 0
F3_Commercial_Lodging_New_Refrigeration_Electric_Reach-in Refrigerator/Freezer_E3 | F3 | Commercial | Lodging | New | Refrigeration | Electric | Reach-in Refrigerator/Freezer | E3 | PACT BC Ratio | 0 | 0 | 0 | 0 | 0 | 0 | 0 | 0 | 0 | 0 | 0 | 0 | 0 | 0 | 0 | 0 | 0 | 0 | 0 | 0 | 0 | 0 | 0 | 0 | 0 | 0 | 0 | 0 | 0 | 0
F3_Commercial_Lodging_New_Refrigeration_Electric_Reach-in Refrigerator/Freezer_E4 | F3 | Commercial | Lodging | New | Refrigeration | Electric | Reach-in Refrigerator/Freezer | E4 | PACT BC Ratio | 0 | 0 | 0 | 0 | 0 | 0 | 0 | 0 | 0 | 0 | 0 | 0 | 0 | 0 | 0 | 0 | 0 | 0 | 0 | 0 | 0 | 0 | 0 | 0 | 0 | 0 | 0 | 0 | 0 | 0
F3_Commercial_Lodging_New_Refrigeration_Electric_Reach-in Refrigerator/Freezer_E5 | F3 | Commercial | Lodging | New | Refrigeration | Electric | Reach-in Refrigerator/Freezer | E5 | PACT BC Ratio | 0 | 0 | 0 | 0 | 0 | 0 | 0 | 0 | 0 | 0 | 0 | 0 | 0 | 0 | 0 | 0 | 0 | 0 | 0 | 0 | 0 | 0 | 0 | 0 | 0 | 0 | 0 | 0 | 0 | 0
F3_Commercial_Lodging_New_Refrigeration_Electric_Reach-in Refrigerator/Freezer_E6 | F3 | Commercial | Lodging | New | Refrigeration | Electric | Reach-in Refrigerator/Freezer | E6 | PACT BC Ratio | 0 | 0 | 0 | 0 | 0 | 0 | 0 | 0 | 0 | 0 | 0 | 0 | 0 | 0 | 0 | 0 | 0 | 0 | 0 | 0 | 0 | 0 | 0 | 0 | 0 | 0 | 0 | 0 | 0 | 0
F3_Commercial_Lodging_New_Refrigeration_Electric_Reach-in Refrigerator/Freezer_E7 | F3 | Commercial | Lodging | New | Refrigeration | Electric | Reach-in Refrigerator/Freezer | E7 | PACT BC Ratio | 0 | 0 | 0 | 0 | 0 | 0 | 0 | 0 | 0 | 0 | 0 | 0 | 0 | 0 | 0 | 0 | 0 | 0 | 0 | 0 | 0 | 0 | 0 | 0 | 0 | 0 | 0 | 0 | 0 | 0
F3_Commercial_Lodging_New_Refrigeration_Electric_Reach-in Refrigerator/Freezer_E8 | F3 | Commercial | Lodging | New | Refrigeration | Electric | Reach-in Refrigerator/Freezer | E8 | PACT BC Ratio | 0 | 0 | 0 | 0 | 0 | 0 | 0 | 0 | 0 | 0 | 0 | 0 | 0 | 0 | 0 | 0 | 0 | 0 | 0 | 0 | 0 | 0 | 0 | 0 | 0 | 0 | 0 | 0 | 0 | 0
F3_Commercial_Lodging_New_Refrigeration_Electric_Reach-in Refrigerator/Freezer_E9 | F3 | Commercial | Lodging | New | Refrigeration | Electric | Reach-in Refrigerator/Freezer | E9 | PACT BC Ratio | 0 | 0 | 0 | 0 | 0 | 0 | 0 | 0 | 0 | 0 | 0 | 0 | 0 | 0 | 0 | 0 | 0 | 0 | 0 | 0 | 0 | 0 | 0 | 0 | 0 | 0 | 0 | 0 | 0 | 0
F3_Commercial_Lodging_New_Refrigeration_Electric_Reach-in Refrigerator/Freezer_E10 | F3 | Commercial | Lodging | New | Refrigeration | Electric | Reach-in Refrigerator/Freezer | E10 | PACT BC Ratio | 0 | 0 | 0 | 0 | 0 | 0 | 0 | 0 | 0 | 0 | 0 | 0 | 0 | 0 | 0 | 0 | 0 | 0 | 0 | 0 | 0 | 0 | 0 | 0 | 0 | 0 | 0 | 0 | 0 | 0
F4_Commercial_Lodging_New_Refrigeration_Electric_Reach-in Refrigerator/Freezer_E1 | F4 | Commercial | Lodging | New | Refrigeration | Electric | Reach-in Refrigerator/Freezer | E1 | RVT BC Ratio | 0 | 0 | 0 | 0 | 0 | 0 | 0 | 0 | 0 | 0 | 0 | 0 | 0 | 0 | 0 | 0 | 0 | 0 | 0 | 0 | 0 | 0 | 0 | 0 | 0 | 0 | 0 | 0 | 0 | 0
F4_Commercial_Lodging_New_Refrigeration_Electric_Reach-in Refrigerator/Freezer_E2 | F4 | Commercial | Lodging | New | Refrigeration | Electric | Reach-in Refrigerator/Freezer | E2 | RVT BC Ratio | 0 | 0 | 0 | 0 | 0 | 0 | 0 | 0 | 0 | 0 | 0 | 0 | 0 | 0 | 0 | 0 | 0 | 0 | 0 | 0 | 0 | 0 | 0 | 0 | 0 | 0 | 0 | 0 | 0 | 0
F4_Commercial_Lodging_New_Refrigeration_Electric_Reach-in Refrigerator/Freezer_E3 | F4 | Commercial | Lodging | New | Refrigeration | Electric | Reach-in Refrigerator/Freezer | E3 | RVT BC Ratio | 0 | 0 | 0 | 0 | 0 | 0 | 0 | 0 | 0 | 0 | 0 | 0 | 0 | 0 | 0 | 0 | 0 | 0 | 0 | 0 | 0 | 0 | 0 | 0 | 0 | 0 | 0 | 0 | 0 | 0
F4_Commercial_Lodging_New_Refrigeration_Electric_Reach-in Refrigerator/Freezer_E4 | F4 | Commercial | Lodging | New | Refrigeration | Electric | Reach-in Refrigerator/Freezer | E4 | RVT BC Ratio | 0 | 0 | 0 | 0 | 0 | 0 | 0 | 0 | 0 | 0 | 0 | 0 | 0 | 0 | 0 | 0 | 0 | 0 | 0 | 0 | 0 | 0 | 0 | 0 | 0 | 0 | 0 | 0 | 0 | 0
F4_Commercial_Lodging_New_Refrigeration_Electric_Reach-in Refrigerator/Freezer_E5 | F4 | Commercial | Lodging | New | Refrigeration | Electric | Reach-in Refrigerator/Freezer | E5 | RVT BC Ratio | 0 | 0 | 0 | 0 | 0 | 0 | 0 | 0 | 0 | 0 | 0 | 0 | 0 | 0 | 0 | 0 | 0 | 0 | 0 | 0 | 0 | 0 | 0 | 0 | 0 | 0 | 0 | 0 | 0 | 0
F4_Commercial_Lodging_New_Refrigeration_Electric_Reach-in Refrigerator/Freezer_E6 | F4 | Commercial | Lodging | New | Refrigeration | Electric | Reach-in Refrigerator/Freezer | E6 | RVT BC Ratio | 0 | 0 | 0 | 0 | 0 | 0 | 0 | 0 | 0 | 0 | 0 | 0 | 0 | 0 | 0 | 0 | 0 | 0 | 0 | 0 | 0 | 0 | 0 | 0 | 0 | 0 | 0 | 0 | 0 | 0
F4_Commercial_Lodging_New_Refrigeration_Electric_Reach-in Refrigerator/Freezer_E7 | F4 | Commercial | Lodging | New | Refrigeration | Electric | Reach-in Refrigerator/Freezer | E7 | RVT BC Ratio | 0 | 0 | 0 | 0 | 0 | 0 | 0 | 0 | 0 | 0 | 0 | 0 | 0 | 0 | 0 | 0 | 0 | 0 | 0 | 0 | 0 | 0 | 0 | 0 | 0 | 0 | 0 | 0 | 0 | 0
F4_Commercial_Lodging_New_Refrigeration_Electric_Reach-in Refrigerator/Freezer_E8 | F4 | Commercial | Lodging | New | Refrigeration | Electric | Reach-in Refrigerator/Freezer | E8 | RVT BC Ratio | 0 | 0 | 0 | 0 | 0 | 0 | 0 | 0 | 0 | 0 | 0 | 0 | 0 | 0 | 0 | 0 | 0 | 0 | 0 | 0 | 0 | 0 | 0 | 0 | 0 | 0 | 0 | 0 | 0 | 0
F4_Commercial_Lodging_New_Refrigeration_Electric_Reach-in Refrigerator/Freezer_E9 | F4 | Commercial | Lodging | New | Refrigeration | Electric | Reach-in Refrigerator/Freezer | E9 | RVT BC Ratio | 0 | 0 | 0 | 0 | 0 | 0 | 0 | 0 | 0 | 0 | 0 | 0 | 0 | 0 | 0 | 0 | 0 | 0 | 0 | 0 | 0 | 0 | 0 | 0 | 0 | 0 | 0 | 0 | 0 | 0
F4_Commercial_Lodging_New_Refrigeration_Electric_Reach-in Refrigerator/Freezer_E10 | F4 | Commercial | Lodging | New | Refrigeration | Electric | Reach-in Refrigerator/Freezer | E10 | RVT BC Ratio | 0 | 0 | 0 | 0 | 0 | 0 | 0 | 0 | 0 | 0 | 0 | 0 | 0 | 0 | 0 | 0 | 0 | 0 | 0 | 0 | 0 | 0 | 0 | 0 | 0 | 0 | 0 | 0 | 0 | 0
F5_Commercial_Lodging_New_Refrigeration_Electric_Reach-in Refrigerator/Freezer_E1 | F5 | Commercial | Lodging | New | Refrigeration | Electric | Reach-in Refrigerator/Freezer | E1 | RIM BC Ratio | 0 | 0 | 0 | 0 | 0 | 0 | 0 | 0 | 0 | 0 | 0 | 0 | 0 | 0 | 0 | 0 | 0 | 0 | 0 | 0 | 0 | 0 | 0 | 0 | 0 | 0 | 0 | 0 | 0 | 0
F5_Commercial_Lodging_New_Refrigeration_Electric_Reach-in Refrigerator/Freezer_E2 | F5 | Commercial | Lodging | New | Refrigeration | Electric | Reach-in Refrigerator/Freezer | E2 | RIM BC Ratio | 0 | 0 | 0 | 0 | 0 | 0 | 0 | 0 | 0 | 0 | 0 | 0 | 0 | 0 | 0 | 0 | 0 | 0 | 0 | 0 | 0 | 0 | 0 | 0 | 0 | 0 | 0 | 0 | 0 | 0
F5_Commercial_Lodging_New_Refrigeration_Electric_Reach-in Refrigerator/Freezer_E3 | F5 | Commercial | Lodging | New | Refrigeration | Electric | Reach-in Refrigerator/Freezer | E3 | RIM BC Ratio | 0 | 0 | 0 | 0 | 0 | 0 | 0 | 0 | 0 | 0 | 0 | 0 | 0 | 0 | 0 | 0 | 0 | 0 | 0 | 0 | 0 | 0 | 0 | 0 | 0 | 0 | 0 | 0 | 0 | 0
F5_Commercial_Lodging_New_Refrigeration_Electric_Reach-in Refrigerator/Freezer_E4 | F5 | Commercial | Lodging | New | Refrigeration | Electric | Reach-in Refrigerator/Freezer | E4 | RIM BC Ratio | 0 | 0 | 0 | 0 | 0 | 0 | 0 | 0 | 0 | 0 | 0 | 0 | 0 | 0 | 0 | 0 | 0 | 0 | 0 | 0 | 0 | 0 | 0 | 0 | 0 | 0 | 0 | 0 | 0 | 0
F5_Commercial_Lodging_New_Refrigeration_Electric_Reach-in Refrigerator/Freezer_E5 | F5 | Commercial | Lodging | New | Refrigeration | Electric | Reach-in Refrigerator/Freezer | E5 | RIM BC Ratio | 0 | 0 | 0 | 0 | 0 | 0 | 0 | 0 | 0 | 0 | 0 | 0 | 0 | 0 | 0 | 0 | 0 | 0 | 0 | 0 | 0 | 0 | 0 | 0 | 0 | 0 | 0 | 0 | 0 | 0
F5_Commercial_Lodging_New_Refrigeration_Electric_Reach-in Refrigerator/Freezer_E6 | F5 | Commercial | Lodging | New | Refrigeration | Electric | Reach-in Refrigerator/Freezer | E6 | RIM BC Ratio | 0 | 0 | 0 | 0 | 0 | 0 | 0 | 0 | 0 | 0 | 0 | 0 | 0 | 0 | 0 | 0 | 0 | 0 | 0 | 0 | 0 | 0 | 0 | 0 | 0 | 0 | 0 | 0 | 0 | 0
F5_Commercial_Lodging_New_Refrigeration_Electric_Reach-in Refrigerator/Freezer_E7 | F5 | Commercial | Lodging | New | Refrigeration | Electric | Reach-in Refrigerator/Freezer | E7 | RIM BC Ratio | 0 | 0 | 0 | 0 | 0 | 0 | 0 | 0 | 0 | 0 | 0 | 0 | 0 | 0 | 0 | 0 | 0 | 0 | 0 | 0 | 0 | 0 | 0 | 0 | 0 | 0 | 0 | 0 | 0 | 0
F5_Commercial_Lodging_New_Refrigeration_Electric_Reach-in Refrigerator/Freezer_E8 | F5 | Commercial | Lodging | New | Refrigeration | Electric | Reach-in Refrigerator/Freezer | E8 | RIM BC Ratio | 0 | 0 | 0 | 0 | 0 | 0 | 0 | 0 | 0 | 0 | 0 | 0 | 0 | 0 | 0 | 0 | 0 | 0 | 0 | 0 | 0 | 0 | 0 | 0 | 0 | 0 | 0 | 0 | 0 | 0
F5_Commercial_Lodging_New_Refrigeration_Electric_Reach-in Refrigerator/Freezer_E9 | F5 | Commercial | Lodging | New | Refrigeration | Electric | Reach-in Refrigerator/Freezer | E9 | RIM BC Ratio | 0 | 0 | 0 | 0 | 0 | 0 | 0 | 0 | 0 | 0 | 0 | 0 | 0 | 0 | 0 | 0 | 0 | 0 | 0 | 0 | 0 | 0 | 0 | 0 | 0 | 0 | 0 | 0 | 0 | 0
F5_Commercial_Lodging_New_Refrigeration_Electric_Reach-in Refrigerator/Freezer_E10 | F5 | Commercial | Lodging | New | Refrigeration | Electric | Reach-in Refrigerator/Freezer | E10 | RIM BC Ratio | 0 | 0 | 0 | 0 | 0 | 0 | 0 | 0 | 0 | 0 | 0 | 0 | 0 | 0 | 0 | 0 | 0 | 0 | 0 | 0 | 0 | 0 | 0 | 0 | 0 | 0 | 0 | 0 | 0 | 0
F0_Commercial_Lodging_New_Refrigeration_Electric_Glass Door Display_E0 | F0 | Commercial | Lodging | New | Refrigeration | Electric | Glass Door Display | E0 | Economic Unit | 0 | 0 | 0 | 0 | 0 | 0 | 0 | 0 | 0 | 0 | 0 | 0 | 0 | 0 | 0 | 0 | 0 | 0 | 0 | 0 | 0 | 0 | 0 | 0 | 0 | 0 | 0 | 0 | 0 | 0
F1_Commercial_Lodging_New_Refrigeration_Electric_Glass Door Display_E1 | F1 | Commercial | Lodging | New | Refrigeration | Electric | Glass Door Display | E1 | CCE | 0 | 0 | 0 | 0 | 0 | 0 | 0 | 0 | 0 | 0 | 0 | 0 | 0 | 0 | 0 | 0 | 0 | 0 | 0 | 0 | 0 | 0 | 0 | 0 | 0 | 0 | 0 | 0 | 0 | 0
F1_Commercial_Lodging_New_Refrigeration_Electric_Glass Door Display_E2 | F1 | Commercial | Lodging | New | Refrigeration | Electric | Glass Door Display | E2 | CCE | 0 | 0 | 0 | 0 | 0 | 0 | 0 | 0 | 0 | 0 | 0 | 0 | 0 | 0 | 0 | 0 | 0 | 0 | 0 | 0 | 0 | 0 | 0 | 0 | 0 | 0 | 0 | 0 | 0 | 0
F1_Commercial_Lodging_New_Refrigeration_Electric_Glass Door Display_E3 | F1 | Commercial | Lodging | New | Refrigeration | Electric | Glass Door Display | E3 | CCE | 0 | 0 | 0 | 0 | 0 | 0 | 0 | 0 | 0 | 0 | 0 | 0 | 0 | 0 | 0 | 0 | 0 | 0 | 0 | 0 | 0 | 0 | 0 | 0 | 0 | 0 | 0 | 0 | 0 | 0
F1_Commercial_Lodging_New_Refrigeration_Electric_Glass Door Display_E4 | F1 | Commercial | Lodging | New | Refrigeration | Electric | Glass Door Display | E4 | CCE | 0 | 0 | 0 | 0 | 0 | 0 | 0 | 0 | 0 | 0 | 0 | 0 | 0 | 0 | 0 | 0 | 0 | 0 | 0 | 0 | 0 | 0 | 0 | 0 | 0 | 0 | 0 | 0 | 0 | 0
F1_Commercial_Lodging_New_Refrigeration_Electric_Glass Door Display_E5 | F1 | Commercial | Lodging | New | Refrigeration | Electric | Glass Door Display | E5 | CCE | 0 | 0 | 0 | 0 | 0 | 0 | 0 | 0 | 0 | 0 | 0 | 0 | 0 | 0 | 0 | 0 | 0 | 0 | 0 | 0 | 0 | 0 | 0 | 0 | 0 | 0 | 0 | 0 | 0 | 0
F1_Commercial_Lodging_New_Refrigeration_Electric_Glass Door Display_E6 | F1 | Commercial | Lodging | New | Refrigeration | Electric | Glass Door Display | E6 | CCE | 0 | 0 | 0 | 0 | 0 | 0 | 0 | 0 | 0 | 0 | 0 | 0 | 0 | 0 | 0 | 0 | 0 | 0 | 0 | 0 | 0 | 0 | 0 | 0 | 0 | 0 | 0 | 0 | 0 | 0
F1_Commercial_Lodging_New_Refrigeration_Electric_Glass Door Display_E7 | F1 | Commercial | Lodging | New | Refrigeration | Electric | Glass Door Display | E7 | CCE | 0 | 0 | 0 | 0 | 0 | 0 | 0 | 0 | 0 | 0 | 0 | 0 | 0 | 0 | 0 | 0 | 0 | 0 | 0 | 0 | 0 | 0 | 0 | 0 | 0 | 0 | 0 | 0 | 0 | 0
F1_Commercial_Lodging_New_Refrigeration_Electric_Glass Door Display_E8 | F1 | Commercial | Lodging | New | Refrigeration | Electric | Glass Door Display | E8 | CCE | 0 | 0 | 0 | 0 | 0 | 0 | 0 | 0 | 0 | 0 | 0 | 0 | 0 | 0 | 0 | 0 | 0 | 0 | 0 | 0 | 0 | 0 | 0 | 0 | 0 | 0 | 0 | 0 | 0 | 0
F1_Commercial_Lodging_New_Refrigeration_Electric_Glass Door Display_E9 | F1 | Commercial | Lodging | New | Refrigeration | Electric | Glass Door Display | E9 | CCE | 0 | 0 | 0 | 0 | 0 | 0 | 0 | 0 | 0 | 0 | 0 | 0 | 0 | 0 | 0 | 0 | 0 | 0 | 0 | 0 | 0 | 0 | 0 | 0 | 0 | 0 | 0 | 0 | 0 | 0
F1_Commercial_Lodging_New_Refrigeration_Electric_Glass Door Display_E10 | F1 | Commercial | Lodging | New | Refrigeration | Electric | Glass Door Display | E10 | CCE | 0 | 0 | 0 | 0 | 0 | 0 | 0 | 0 | 0 | 0 | 0 | 0 | 0 | 0 | 0 | 0 | 0 | 0 | 0 | 0 | 0 | 0 | 0 | 0 | 0 | 0 | 0 | 0 | 0 | 0
F2_Commercial_Lodging_New_Refrigeration_Electric_Glass Door Display_E1 | F2 | Commercial | Lodging | New | Refrigeration | Electric | Glass Door Display | E1 | TRC BC Ratio | 0 | 0 | 0 | 0 | 0 | 0 | 0 | 0 | 0 | 0 | 0 | 0 | 0 | 0 | 0 | 0 | 0 | 0 | 0 | 0 | 0 | 0 | 0 | 0 | 0 | 0 | 0 | 0 | 0 | 0
F2_Commercial_Lodging_New_Refrigeration_Electric_Glass Door Display_E2 | F2 | Commercial | Lodging | New | Refrigeration | Electric | Glass Door Display | E2 | TRC BC Ratio | 0 | 0 | 0 | 0 | 0 | 0 | 0 | 0 | 0 | 0 | 0 | 0 | 0 | 0 | 0 | 0 | 0 | 0 | 0 | 0 | 0 | 0 | 0 | 0 | 0 | 0 | 0 | 0 | 0 | 0
F2_Commercial_Lodging_New_Refrigeration_Electric_Glass Door Display_E3 | F2 | Commercial | Lodging | New | Refrigeration | Electric | Glass Door Display | E3 | TRC BC Ratio | 0 | 0 | 0 | 0 | 0 | 0 | 0 | 0 | 0 | 0 | 0 | 0 | 0 | 0 | 0 | 0 | 0 | 0 | 0 | 0 | 0 | 0 | 0 | 0 | 0 | 0 | 0 | 0 | 0 | 0
F2_Commercial_Lodging_New_Refrigeration_Electric_Glass Door Display_E4 | F2 | Commercial | Lodging | New | Refrigeration | Electric | Glass Door Display | E4 | TRC BC Ratio | 0 | 0 | 0 | 0 | 0 | 0 | 0 | 0 | 0 | 0 | 0 | 0 | 0 | 0 | 0 | 0 | 0 | 0 | 0 | 0 | 0 | 0 | 0 | 0 | 0 | 0 | 0 | 0 | 0 | 0
F2_Commercial_Lodging_New_Refrigeration_Electric_Glass Door Display_E5 | F2 | Commercial | Lodging | New | Refrigeration | Electric | Glass Door Display | E5 | TRC BC Ratio | 0 | 0 | 0 | 0 | 0 | 0 | 0 | 0 | 0 | 0 | 0 | 0 | 0 | 0 | 0 | 0 | 0 | 0 | 0 | 0 | 0 | 0 | 0 | 0 | 0 | 0 | 0 | 0 | 0 | 0
F2_Commercial_Lodging_New_Refrigeration_Electric_Glass Door Display_E6 | F2 | Commercial | Lodging | New | Refrigeration | Electric | Glass Door Display | E6 | TRC BC Ratio | 0 | 0 | 0 | 0 | 0 | 0 | 0 | 0 | 0 | 0 | 0 | 0 | 0 | 0 | 0 | 0 | 0 | 0 | 0 | 0 | 0 | 0 | 0 | 0 | 0 | 0 | 0 | 0 | 0 | 0
F2_Commercial_Lodging_New_Refrigeration_Electric_Glass Door Display_E7 | F2 | Commercial | Lodging | New | Refrigeration | Electric | Glass Door Display | E7 | TRC BC Ratio | 0 | 0 | 0 | 0 | 0 | 0 | 0 | 0 | 0 | 0 | 0 | 0 | 0 | 0 | 0 | 0 | 0 | 0 | 0 | 0 | 0 | 0 | 0 | 0 | 0 | 0 | 0 | 0 | 0 | 0
F2_Commercial_Lodging_New_Refrigeration_Electric_Glass Door Display_E8 | F2 | Commercial | Lodging | New | Refrigeration | Electric | Glass Door Display | E8 | TRC BC Ratio | 0 | 0 | 0 | 0 | 0 | 0 | 0 | 0 | 0 | 0 | 0 | 0 | 0 | 0 | 0 | 0 | 0 | 0 | 0 | 0 | 0 | 0 | 0 | 0 | 0 | 0 | 0 | 0 | 0 | 0
F2_Commercial_Lodging_New_Refrigeration_Electric_Glass Door Display_E9 | F2 | Commercial | Lodging | New | Refrigeration | Electric | Glass Door Display | E9 | TRC BC Ratio | 0 | 0 | 0 | 0 | 0 | 0 | 0 | 0 | 0 | 0 | 0 | 0 | 0 | 0 | 0 | 0 | 0 | 0 | 0 | 0 | 0 | 0 | 0 | 0 | 0 | 0 | 0 | 0 | 0 | 0
F2_Commercial_Lodging_New_Refrigeration_Electric_Glass Door Display_E10 | F2 | Commercial | Lodging | New | Refrigeration | Electric | Glass Door Display | E10 | TRC BC Ratio | 0 | 0 | 0 | 0 | 0 | 0 | 0 | 0 | 0 | 0 | 0 | 0 | 0 | 0 | 0 | 0 | 0 | 0 | 0 | 0 | 0 | 0 | 0 | 0 | 0 | 0 | 0 | 0 | 0 | 0
F3_Commercial_Lodging_New_Refrigeration_Electric_Glass Door Display_E1 | F3 | Commercial | Lodging | New | Refrigeration | Electric | Glass Door Display | E1 | PACT BC Ratio | 0 | 0 | 0 | 0 | 0 | 0 | 0 | 0 | 0 | 0 | 0 | 0 | 0 | 0 | 0 | 0 | 0 | 0 | 0 | 0 | 0 | 0 | 0 | 0 | 0 | 0 | 0 | 0 | 0 | 0
F3_Commercial_Lodging_New_Refrigeration_Electric_Glass Door Display_E2 | F3 | Commercial | Lodging | New | Refrigeration | Electric | Glass Door Display | E2 | PACT BC Ratio | 0 | 0 | 0 | 0 | 0 | 0 | 0 | 0 | 0 | 0 | 0 | 0 | 0 | 0 | 0 | 0 | 0 | 0 | 0 | 0 | 0 | 0 | 0 | 0 | 0 | 0 | 0 | 0 | 0 | 0
F3_Commercial_Lodging_New_Refrigeration_Electric_Glass Door Display_E3 | F3 | Commercial | Lodging | New | Refrigeration | Electric | Glass Door Display | E3 | PACT BC Ratio | 0 | 0 | 0 | 0 | 0 | 0 | 0 | 0 | 0 | 0 | 0 | 0 | 0 | 0 | 0 | 0 | 0 | 0 | 0 | 0 | 0 | 0 | 0 | 0 | 0 | 0 | 0 | 0 | 0 | 0
F3_Commercial_Lodging_New_Refrigeration_Electric_Glass Door Display_E4 | F3 | Commercial | Lodging | New | Refrigeration | Electric | Glass Door Display | E4 | PACT BC Ratio | 0 | 0 | 0 | 0 | 0 | 0 | 0 | 0 | 0 | 0 | 0 | 0 | 0 | 0 | 0 | 0 | 0 | 0 | 0 | 0 | 0 | 0 | 0 | 0 | 0 | 0 | 0 | 0 | 0 | 0
F3_Commercial_Lodging_New_Refrigeration_Electric_Glass Door Display_E5 | F3 | Commercial | Lodging | New | Refrigeration | Electric | Glass Door Display | E5 | PACT BC Ratio | 0 | 0 | 0 | 0 | 0 | 0 | 0 | 0 | 0 | 0 | 0 | 0 | 0 | 0 | 0 | 0 | 0 | 0 | 0 | 0 | 0 | 0 | 0 | 0 | 0 | 0 | 0 | 0 | 0 | 0
F3_Commercial_Lodging_New_Refrigeration_Electric_Glass Door Display_E6 | F3 | Commercial | Lodging | New | Refrigeration | Electric | Glass Door Display | E6 | PACT BC Ratio | 0 | 0 | 0 | 0 | 0 | 0 | 0 | 0 | 0 | 0 | 0 | 0 | 0 | 0 | 0 | 0 | 0 | 0 | 0 | 0 | 0 | 0 | 0 | 0 | 0 | 0 | 0 | 0 | 0 | 0
F3_Commercial_Lodging_New_Refrigeration_Electric_Glass Door Display_E7 | F3 | Commercial | Lodging | New | Refrigeration | Electric | Glass Door Display | E7 | PACT BC Ratio | 0 | 0 | 0 | 0 | 0 | 0 | 0 | 0 | 0 | 0 | 0 | 0 | 0 | 0 | 0 | 0 | 0 | 0 | 0 | 0 | 0 | 0 | 0 | 0 | 0 | 0 | 0 | 0 | 0 | 0
F3_Commercial_Lodging_New_Refrigeration_Electric_Glass Door Display_E8 | F3 | Commercial | Lodging | New | Refrigeration | Electric | Glass Door Display | E8 | PACT BC Ratio | 0 | 0 | 0 | 0 | 0 | 0 | 0 | 0 | 0 | 0 | 0 | 0 | 0 | 0 | 0 | 0 | 0 | 0 | 0 | 0 | 0 | 0 | 0 | 0 | 0 | 0 | 0 | 0 | 0 | 0
F3_Commercial_Lodging_New_Refrigeration_Electric_Glass Door Display_E9 | F3 | Commercial | Lodging | New | Refrigeration | Electric | Glass Door Display | E9 | PACT BC Ratio | 0 | 0 | 0 | 0 | 0 | 0 | 0 | 0 | 0 | 0 | 0 | 0 | 0 | 0 | 0 | 0 | 0 | 0 | 0 | 0 | 0 | 0 | 0 | 0 | 0 | 0 | 0 | 0 | 0 | 0
F3_Commercial_Lodging_New_Refrigeration_Electric_Glass Door Display_E10 | F3 | Commercial | Lodging | New | Refrigeration | Electric | Glass Door Display | E10 | PACT BC Ratio | 0 | 0 | 0 | 0 | 0 | 0 | 0 | 0 | 0 | 0 | 0 | 0 | 0 | 0 | 0 | 0 | 0 | 0 | 0 | 0 | 0 | 0 | 0 | 0 | 0 | 0 | 0 | 0 | 0 | 0
F4_Commercial_Lodging_New_Refrigeration_Electric_Glass Door Display_E1 | F4 | Commercial | Lodging | New | Refrigeration | Electric | Glass Door Display | E1 | RVT BC Ratio | 0 | 0 | 0 | 0 | 0 | 0 | 0 | 0 | 0 | 0 | 0 | 0 | 0 | 0 | 0 | 0 | 0 | 0 | 0 | 0 | 0 | 0 | 0 | 0 | 0 | 0 | 0 | 0 | 0 | 0
F4_Commercial_Lodging_New_Refrigeration_Electric_Glass Door Display_E2 | F4 | Commercial | Lodging | New | Refrigeration | Electric | Glass Door Display | E2 | RVT BC Ratio | 0 | 0 | 0 | 0 | 0 | 0 | 0 | 0 | 0 | 0 | 0 | 0 | 0 | 0 | 0 | 0 | 0 | 0 | 0 | 0 | 0 | 0 | 0 | 0 | 0 | 0 | 0 | 0 | 0 | 0
F4_Commercial_Lodging_New_Refrigeration_Electric_Glass Door Display_E3 | F4 | Commercial | Lodging | New | Refrigeration | Electric | Glass Door Display | E3 | RVT BC Ratio | 0 | 0 | 0 | 0 | 0 | 0 | 0 | 0 | 0 | 0 | 0 | 0 | 0 | 0 | 0 | 0 | 0 | 0 | 0 | 0 | 0 | 0 | 0 | 0 | 0 | 0 | 0 | 0 | 0 | 0
F4_Commercial_Lodging_New_Refrigeration_Electric_Glass Door Display_E4 | F4 | Commercial | Lodging | New | Refrigeration | Electric | Glass Door Display | E4 | RVT BC Ratio | 0 | 0 | 0 | 0 | 0 | 0 | 0 | 0 | 0 | 0 | 0 | 0 | 0 | 0 | 0 | 0 | 0 | 0 | 0 | 0 | 0 | 0 | 0 | 0 | 0 | 0 | 0 | 0 | 0 | 0
F4_Commercial_Lodging_New_Refrigeration_Electric_Glass Door Display_E5 | F4 | Commercial | Lodging | New | Refrigeration | Electric | Glass Door Display | E5 | RVT BC Ratio | 0 | 0 | 0 | 0 | 0 | 0 | 0 | 0 | 0 | 0 | 0 | 0 | 0 | 0 | 0 | 0 | 0 | 0 | 0 | 0 | 0 | 0 | 0 | 0 | 0 | 0 | 0 | 0 | 0 | 0
F4_Commercial_Lodging_New_Refrigeration_Electric_Glass Door Display_E6 | F4 | Commercial | Lodging | New | Refrigeration | Electric | Glass Door Display | E6 | RVT BC Ratio | 0 | 0 | 0 | 0 | 0 | 0 | 0 | 0 | 0 | 0 | 0 | 0 | 0 | 0 | 0 | 0 | 0 | 0 | 0 | 0 | 0 | 0 | 0 | 0 | 0 | 0 | 0 | 0 | 0 | 0
F4_Commercial_Lodging_New_Refrigeration_Electric_Glass Door Display_E7 | F4 | Commercial | Lodging | New | Refrigeration | Electric | Glass Door Display | E7 | RVT BC Ratio | 0 | 0 | 0 | 0 | 0 | 0 | 0 | 0 | 0 | 0 | 0 | 0 | 0 | 0 | 0 | 0 | 0 | 0 | 0 | 0 | 0 | 0 | 0 | 0 | 0 | 0 | 0 | 0 | 0 | 0
F4_Commercial_Lodging_New_Refrigeration_Electric_Glass Door Display_E8 | F4 | Commercial | Lodging | New | Refrigeration | Electric | Glass Door Display | E8 | RVT BC Ratio | 0 | 0 | 0 | 0 | 0 | 0 | 0 | 0 | 0 | 0 | 0 | 0 | 0 | 0 | 0 | 0 | 0 | 0 | 0 | 0 | 0 | 0 | 0 | 0 | 0 | 0 | 0 | 0 | 0 | 0
F4_Commercial_Lodging_New_Refrigeration_Electric_Glass Door Display_E9 | F4 | Commercial | Lodging | New | Refrigeration | Electric | Glass Door Display | E9 | RVT BC Ratio | 0 | 0 | 0 | 0 | 0 | 0 | 0 | 0 | 0 | 0 | 0 | 0 | 0 | 0 | 0 | 0 | 0 | 0 | 0 | 0 | 0 | 0 | 0 | 0 | 0 | 0 | 0 | 0 | 0 | 0
F4_Commercial_Lodging_New_Refrigeration_Electric_Glass Door Display_E10 | F4 | Commercial | Lodging | New | Refrigeration | Electric | Glass Door Display | E10 | RVT BC Ratio | 0 | 0 | 0 | 0 | 0 | 0 | 0 | 0 | 0 | 0 | 0 | 0 | 0 | 0 | 0 | 0 | 0 | 0 | 0 | 0 | 0 | 0 | 0 | 0 | 0 | 0 | 0 | 0 | 0 | 0
F5_Commercial_Lodging_New_Refrigeration_Electric_Glass Door Display_E1 | F5 | Commercial | Lodging | New | Refrigeration | Electric | Glass Door Display | E1 | RIM BC Ratio | 0 | 0 | 0 | 0 | 0 | 0 | 0 | 0 | 0 | 0 | 0 | 0 | 0 | 0 | 0 | 0 | 0 | 0 | 0 | 0 | 0 | 0 | 0 | 0 | 0 | 0 | 0 | 0 | 0 | 0
F5_Commercial_Lodging_New_Refrigeration_Electric_Glass Door Display_E2 | F5 | Commercial | Lodging | New | Refrigeration | Electric | Glass Door Display | E2 | RIM BC Ratio | 0 | 0 | 0 | 0 | 0 | 0 | 0 | 0 | 0 | 0 | 0 | 0 | 0 | 0 | 0 | 0 | 0 | 0 | 0 | 0 | 0 | 0 | 0 | 0 | 0 | 0 | 0 | 0 | 0 | 0
F5_Commercial_Lodging_New_Refrigeration_Electric_Glass Door Display_E3 | F5 | Commercial | Lodging | New | Refrigeration | Electric | Glass Door Display | E3 | RIM BC Ratio | 0 | 0 | 0 | 0 | 0 | 0 | 0 | 0 | 0 | 0 | 0 | 0 | 0 | 0 | 0 | 0 | 0 | 0 | 0 | 0 | 0 | 0 | 0 | 0 | 0 | 0 | 0 | 0 | 0 | 0
F5_Commercial_Lodging_New_Refrigeration_Electric_Glass Door Display_E4 | F5 | Commercial | Lodging | New | Refrigeration | Electric | Glass Door Display | E4 | RIM BC Ratio | 0 | 0 | 0 | 0 | 0 | 0 | 0 | 0 | 0 | 0 | 0 | 0 | 0 | 0 | 0 | 0 | 0 | 0 | 0 | 0 | 0 | 0 | 0 | 0 | 0 | 0 | 0 | 0 | 0 | 0
F5_Commercial_Lodging_New_Refrigeration_Electric_Glass Door Display_E5 | F5 | Commercial | Lodging | New | Refrigeration | Electric | Glass Door Display | E5 | RIM BC Ratio | 0 | 0 | 0 | 0 | 0 | 0 | 0 | 0 | 0 | 0 | 0 | 0 | 0 | 0 | 0 | 0 | 0 | 0 | 0 | 0 | 0 | 0 | 0 | 0 | 0 | 0 | 0 | 0 | 0 | 0
F5_Commercial_Lodging_New_Refrigeration_Electric_Glass Door Display_E6 | F5 | Commercial | Lodging | New | Refrigeration | Electric | Glass Door Display | E6 | RIM BC Ratio | 0 | 0 | 0 | 0 | 0 | 0 | 0 | 0 | 0 | 0 | 0 | 0 | 0 | 0 | 0 | 0 | 0 | 0 | 0 | 0 | 0 | 0 | 0 | 0 | 0 | 0 | 0 | 0 | 0 | 0
F5_Commercial_Lodging_New_Refrigeration_Electric_Glass Door Display_E7 | F5 | Commercial | Lodging | New | Refrigeration | Electric | Glass Door Display | E7 | RIM BC Ratio | 0 | 0 | 0 | 0 | 0 | 0 | 0 | 0 | 0 | 0 | 0 | 0 | 0 | 0 | 0 | 0 | 0 | 0 | 0 | 0 | 0 | 0 | 0 | 0 | 0 | 0 | 0 | 0 | 0 | 0
F5_Commercial_Lodging_New_Refrigeration_Electric_Glass Door Display_E8 | F5 | Commercial | Lodging | New | Refrigeration | Electric | Glass Door Display | E8 | RIM BC Ratio | 0 | 0 | 0 | 0 | 0 | 0 | 0 | 0 | 0 | 0 | 0 | 0 | 0 | 0 | 0 | 0 | 0 | 0 | 0 | 0 | 0 | 0 | 0 | 0 | 0 | 0 | 0 | 0 | 0 | 0
F5_Commercial_Lodging_New_Refrigeration_Electric_Glass Door Display_E9 | F5 | Commercial | Lodging | New | Refrigeration | Electric | Glass Door Display | E9 | RIM BC Ratio | 0 | 0 | 0 | 0 | 0 | 0 | 0 | 0 | 0 | 0 | 0 | 0 | 0 | 0 | 0 | 0 | 0 | 0 | 0 | 0 | 0 | 0 | 0 | 0 | 0 | 0 | 0 | 0 | 0 | 0
F5_Commercial_Lodging_New_Refrigeration_Electric_Glass Door Display_E10 | F5 | Commercial | Lodging | New | Refrigeration | Electric | Glass Door Display | E10 | RIM BC Ratio | 0 | 0 | 0 | 0 | 0 | 0 | 0 | 0 | 0 | 0 | 0 | 0 | 0 | 0 | 0 | 0 | 0 | 0 | 0 | 0 | 0 | 0 | 0 | 0 | 0 | 0 | 0 | 0 | 0 | 0
F0_Commercial_Lodging_New_Refrigeration_Electric_Open Display Case_E0 | F0 | Commercial | Lodging | New | Refrigeration | Electric | Open Display Case | E0 | Economic Unit | 0 | 0 | 0 | 0 | 0 | 0 | 0 | 0 | 0 | 0 | 0 | 0 | 0 | 0 | 0 | 0 | 0 | 0 | 0 | 0 | 0 | 0 | 0 | 0 | 0 | 0 | 0 | 0 | 0 | 0
F1_Commercial_Lodging_New_Refrigeration_Electric_Open Display Case_E1 | F1 | Commercial | Lodging | New | Refrigeration | Electric | Open Display Case | E1 | CCE | 0 | 0 | 0 | 0 | 0 | 0 | 0 | 0 | 0 | 0 | 0 | 0 | 0 | 0 | 0 | 0 | 0 | 0 | 0 | 0 | 0 | 0 | 0 | 0 | 0 | 0 | 0 | 0 | 0 | 0
F1_Commercial_Lodging_New_Refrigeration_Electric_Open Display Case_E2 | F1 | Commercial | Lodging | New | Refrigeration | Electric | Open Display Case | E2 | CCE | 0 | 0 | 0 | 0 | 0 | 0 | 0 | 0 | 0 | 0 | 0 | 0 | 0 | 0 | 0 | 0 | 0 | 0 | 0 | 0 | 0 | 0 | 0 | 0 | 0 | 0 | 0 | 0 | 0 | 0
F1_Commercial_Lodging_New_Refrigeration_Electric_Open Display Case_E3 | F1 | Commercial | Lodging | New | Refrigeration | Electric | Open Display Case | E3 | CCE | 0 | 0 | 0 | 0 | 0 | 0 | 0 | 0 | 0 | 0 | 0 | 0 | 0 | 0 | 0 | 0 | 0 | 0 | 0 | 0 | 0 | 0 | 0 | 0 | 0 | 0 | 0 | 0 | 0 | 0
F1_Commercial_Lodging_New_Refrigeration_Electric_Open Display Case_E4 | F1 | Commercial | Lodging | New | Refrigeration | Electric | Open Display Case | E4 | CCE | 0 | 0 | 0 | 0 | 0 | 0 | 0 | 0 | 0 | 0 | 0 | 0 | 0 | 0 | 0 | 0 | 0 | 0 | 0 | 0 | 0 | 0 | 0 | 0 | 0 | 0 | 0 | 0 | 0 | 0
F1_Commercial_Lodging_New_Refrigeration_Electric_Open Display Case_E5 | F1 | Commercial | Lodging | New | Refrigeration | Electric | Open Display Case | E5 | CCE | 0 | 0 | 0 | 0 | 0 | 0 | 0 | 0 | 0 | 0 | 0 | 0 | 0 | 0 | 0 | 0 | 0 | 0 | 0 | 0 | 0 | 0 | 0 | 0 | 0 | 0 | 0 | 0 | 0 | 0
F1_Commercial_Lodging_New_Refrigeration_Electric_Open Display Case_E6 | F1 | Commercial | Lodging | New | Refrigeration | Electric | Open Display Case | E6 | CCE | 0 | 0 | 0 | 0 | 0 | 0 | 0 | 0 | 0 | 0 | 0 | 0 | 0 | 0 | 0 | 0 | 0 | 0 | 0 | 0 | 0 | 0 | 0 | 0 | 0 | 0 | 0 | 0 | 0 | 0
F1_Commercial_Lodging_New_Refrigeration_Electric_Open Display Case_E7 | F1 | Commercial | Lodging | New | Refrigeration | Electric | Open Display Case | E7 | CCE | 0 | 0 | 0 | 0 | 0 | 0 | 0 | 0 | 0 | 0 | 0 | 0 | 0 | 0 | 0 | 0 | 0 | 0 | 0 | 0 | 0 | 0 | 0 | 0 | 0 | 0 | 0 | 0 | 0 | 0
F1_Commercial_Lodging_New_Refrigeration_Electric_Open Display Case_E8 | F1 | Commercial | Lodging | New | Refrigeration | Electric | Open Display Case | E8 | CCE | 0 | 0 | 0 | 0 | 0 | 0 | 0 | 0 | 0 | 0 | 0 | 0 | 0 | 0 | 0 | 0 | 0 | 0 | 0 | 0 | 0 | 0 | 0 | 0 | 0 | 0 | 0 | 0 | 0 | 0
F1_Commercial_Lodging_New_Refrigeration_Electric_Open Display Case_E9 | F1 | Commercial | Lodging | New | Refrigeration | Electric | Open Display Case | E9 | CCE | 0 | 0 | 0 | 0 | 0 | 0 | 0 | 0 | 0 | 0 | 0 | 0 | 0 | 0 | 0 | 0 | 0 | 0 | 0 | 0 | 0 | 0 | 0 | 0 | 0 | 0 | 0 | 0 | 0 | 0
F1_Commercial_Lodging_New_Refrigeration_Electric_Open Display Case_E10 | F1 | Commercial | Lodging | New | Refrigeration | Electric | Open Display Case | E10 | CCE | 0 | 0 | 0 | 0 | 0 | 0 | 0 | 0 | 0 | 0 | 0 | 0 | 0 | 0 | 0 | 0 | 0 | 0 | 0 | 0 | 0 | 0 | 0 | 0 | 0 | 0 | 0 | 0 | 0 | 0
F2_Commercial_Lodging_New_Refrigeration_Electric_Open Display Case_E1 | F2 | Commercial | Lodging | New | Refrigeration | Electric | Open Display Case | E1 | TRC BC Ratio | 0 | 0 | 0 | 0 | 0 | 0 | 0 | 0 | 0 | 0 | 0 | 0 | 0 | 0 | 0 | 0 | 0 | 0 | 0 | 0 | 0 | 0 | 0 | 0 | 0 | 0 | 0 | 0 | 0 | 0
F2_Commercial_Lodging_New_Refrigeration_Electric_Open Display Case_E2 | F2 | Commercial | Lodging | New | Refrigeration | Electric | Open Display Case | E2 | TRC BC Ratio | 0 | 0 | 0 | 0 | 0 | 0 | 0 | 0 | 0 | 0 | 0 | 0 | 0 | 0 | 0 | 0 | 0 | 0 | 0 | 0 | 0 | 0 | 0 | 0 | 0 | 0 | 0 | 0 | 0 | 0
F2_Commercial_Lodging_New_Refrigeration_Electric_Open Display Case_E3 | F2 | Commercial | Lodging | New | Refrigeration | Electric | Open Display Case | E3 | TRC BC Ratio | 0 | 0 | 0 | 0 | 0 | 0 | 0 | 0 | 0 | 0 | 0 | 0 | 0 | 0 | 0 | 0 | 0 | 0 | 0 | 0 | 0 | 0 | 0 | 0 | 0 | 0 | 0 | 0 | 0 | 0
F2_Commercial_Lodging_New_Refrigeration_Electric_Open Display Case_E4 | F2 | Commercial | Lodging | New | Refrigeration | Electric | Open Display Case | E4 | TRC BC Ratio | 0 | 0 | 0 | 0 | 0 | 0 | 0 | 0 | 0 | 0 | 0 | 0 | 0 | 0 | 0 | 0 | 0 | 0 | 0 | 0 | 0 | 0 | 0 | 0 | 0 | 0 | 0 | 0 | 0 | 0
F2_Commercial_Lodging_New_Refrigeration_Electric_Open Display Case_E5 | F2 | Commercial | Lodging | New | Refrigeration | Electric | Open Display Case | E5 | TRC BC Ratio | 0 | 0 | 0 | 0 | 0 | 0 | 0 | 0 | 0 | 0 | 0 | 0 | 0 | 0 | 0 | 0 | 0 | 0 | 0 | 0 | 0 | 0 | 0 | 0 | 0 | 0 | 0 | 0 | 0 | 0
F2_Commercial_Lodging_New_Refrigeration_Electric_Open Display Case_E6 | F2 | Commercial | Lodging | New | Refrigeration | Electric | Open Display Case | E6 | TRC BC Ratio | 0 | 0 | 0 | 0 | 0 | 0 | 0 | 0 | 0 | 0 | 0 | 0 | 0 | 0 | 0 | 0 | 0 | 0 | 0 | 0 | 0 | 0 | 0 | 0 | 0 | 0 | 0 | 0 | 0 | 0
F2_Commercial_Lodging_New_Refrigeration_Electric_Open Display Case_E7 | F2 | Commercial | Lodging | New | Refrigeration | Electric | Open Display Case | E7 | TRC BC Ratio | 0 | 0 | 0 | 0 | 0 | 0 | 0 | 0 | 0 | 0 | 0 | 0 | 0 | 0 | 0 | 0 | 0 | 0 | 0 | 0 | 0 | 0 | 0 | 0 | 0 | 0 | 0 | 0 | 0 | 0
F2_Commercial_Lodging_New_Refrigeration_Electric_Open Display Case_E8 | F2 | Commercial | Lodging | New | Refrigeration | Electric | Open Display Case | E8 | TRC BC Ratio | 0 | 0 | 0 | 0 | 0 | 0 | 0 | 0 | 0 | 0 | 0 | 0 | 0 | 0 | 0 | 0 | 0 | 0 | 0 | 0 | 0 | 0 | 0 | 0 | 0 | 0 | 0 | 0 | 0 | 0
F2_Commercial_Lodging_New_Refrigeration_Electric_Open Display Case_E9 | F2 | Commercial | Lodging | New | Refrigeration | Electric | Open Display Case | E9 | TRC BC Ratio | 0 | 0 | 0 | 0 | 0 | 0 | 0 | 0 | 0 | 0 | 0 | 0 | 0 | 0 | 0 | 0 | 0 | 0 | 0 | 0 | 0 | 0 | 0 | 0 | 0 | 0 | 0 | 0 | 0 | 0
F2_Commercial_Lodging_New_Refrigeration_Electric_Open Display Case_E10 | F2 | Commercial | Lodging | New | Refrigeration | Electric | Open Display Case | E10 | TRC BC Ratio | 0 | 0 | 0 | 0 | 0 | 0 | 0 | 0 | 0 | 0 | 0 | 0 | 0 | 0 | 0 | 0 | 0 | 0 | 0 | 0 | 0 | 0 | 0 | 0 | 0 | 0 | 0 | 0 | 0 | 0
F3_Commercial_Lodging_New_Refrigeration_Electric_Open Display Case_E1 | F3 | Commercial | Lodging | New | Refrigeration | Electric | Open Display Case | E1 | PACT BC Ratio | 0 | 0 | 0 | 0 | 0 | 0 | 0 | 0 | 0 | 0 | 0 | 0 | 0 | 0 | 0 | 0 | 0 | 0 | 0 | 0 | 0 | 0 | 0 | 0 | 0 | 0 | 0 | 0 | 0 | 0
F3_Commercial_Lodging_New_Refrigeration_Electric_Open Display Case_E2 | F3 | Commercial | Lodging | New | Refrigeration | Electric | Open Display Case | E2 | PACT BC Ratio | 0 | 0 | 0 | 0 | 0 | 0 | 0 | 0 | 0 | 0 | 0 | 0 | 0 | 0 | 0 | 0 | 0 | 0 | 0 | 0 | 0 | 0 | 0 | 0 | 0 | 0 | 0 | 0 | 0 | 0
F3_Commercial_Lodging_New_Refrigeration_Electric_Open Display Case_E3 | F3 | Commercial | Lodging | New | Refrigeration | Electric | Open Display Case | E3 | PACT BC Ratio | 0 | 0 | 0 | 0 | 0 | 0 | 0 | 0 | 0 | 0 | 0 | 0 | 0 | 0 | 0 | 0 | 0 | 0 | 0 | 0 | 0 | 0 | 0 | 0 | 0 | 0 | 0 | 0 | 0 | 0
F3_Commercial_Lodging_New_Refrigeration_Electric_Open Display Case_E4 | F3 | Commercial | Lodging | New | Refrigeration | Electric | Open Display Case | E4 | PACT BC Ratio | 0 | 0 | 0 | 0 | 0 | 0 | 0 | 0 | 0 | 0 | 0 | 0 | 0 | 0 | 0 | 0 | 0 | 0 | 0 | 0 | 0 | 0 | 0 | 0 | 0 | 0 | 0 | 0 | 0 | 0
F3_Commercial_Lodging_New_Refrigeration_Electric_Open Display Case_E5 | F3 | Commercial | Lodging | New | Refrigeration | Electric | Open Display Case | E5 | PACT BC Ratio | 0 | 0 | 0 | 0 | 0 | 0 | 0 | 0 | 0 | 0 | 0 | 0 | 0 | 0 | 0 | 0 | 0 | 0 | 0 | 0 | 0 | 0 | 0 | 0 | 0 | 0 | 0 | 0 | 0 | 0
F3_Commercial_Lodging_New_Refrigeration_Electric_Open Display Case_E6 | F3 | Commercial | Lodging | New | Refrigeration | Electric | Open Display Case | E6 | PACT BC Ratio | 0 | 0 | 0 | 0 | 0 | 0 | 0 | 0 | 0 | 0 | 0 | 0 | 0 | 0 | 0 | 0 | 0 | 0 | 0 | 0 | 0 | 0 | 0 | 0 | 0 | 0 | 0 | 0 | 0 | 0
F3_Commercial_Lodging_New_Refrigeration_Electric_Open Display Case_E7 | F3 | Commercial | Lodging | New | Refrigeration | Electric | Open Display Case | E7 | PACT BC Ratio | 0 | 0 | 0 | 0 | 0 | 0 | 0 | 0 | 0 | 0 | 0 | 0 | 0 | 0 | 0 | 0 | 0 | 0 | 0 | 0 | 0 | 0 | 0 | 0 | 0 | 0 | 0 | 0 | 0 | 0
F3_Commercial_Lodging_New_Refrigeration_Electric_Open Display Case_E8 | F3 | Commercial | Lodging | New | Refrigeration | Electric | Open Display Case | E8 | PACT BC Ratio | 0 | 0 | 0 | 0 | 0 | 0 | 0 | 0 | 0 | 0 | 0 | 0 | 0 | 0 | 0 | 0 | 0 | 0 | 0 | 0 | 0 | 0 | 0 | 0 | 0 | 0 | 0 | 0 | 0 | 0
F3_Commercial_Lodging_New_Refrigeration_Electric_Open Display Case_E9 | F3 | Commercial | Lodging | New | Refrigeration | Electric | Open Display Case | E9 | PACT BC Ratio | 0 | 0 | 0 | 0 | 0 | 0 | 0 | 0 | 0 | 0 | 0 | 0 | 0 | 0 | 0 | 0 | 0 | 0 | 0 | 0 | 0 | 0 | 0 | 0 | 0 | 0 | 0 | 0 | 0 | 0
F3_Commercial_Lodging_New_Refrigeration_Electric_Open Display Case_E10 | F3 | Commercial | Lodging | New | Refrigeration | Electric | Open Display Case | E10 | PACT BC Ratio | 0 | 0 | 0 | 0 | 0 | 0 | 0 | 0 | 0 | 0 | 0 | 0 | 0 | 0 | 0 | 0 | 0 | 0 | 0 | 0 | 0 | 0 | 0 | 0 | 0 | 0 | 0 | 0 | 0 | 0
F4_Commercial_Lodging_New_Refrigeration_Electric_Open Display Case_E1 | F4 | Commercial | Lodging | New | Refrigeration | Electric | Open Display Case | E1 | RVT BC Ratio | 0 | 0 | 0 | 0 | 0 | 0 | 0 | 0 | 0 | 0 | 0 | 0 | 0 | 0 | 0 | 0 | 0 | 0 | 0 | 0 | 0 | 0 | 0 | 0 | 0 | 0 | 0 | 0 | 0 | 0
F4_Commercial_Lodging_New_Refrigeration_Electric_Open Display Case_E2 | F4 | Commercial | Lodging | New | Refrigeration | Electric | Open Display Case | E2 | RVT BC Ratio | 0 | 0 | 0 | 0 | 0 | 0 | 0 | 0 | 0 | 0 | 0 | 0 | 0 | 0 | 0 | 0 | 0 | 0 | 0 | 0 | 0 | 0 | 0 | 0 | 0 | 0 | 0 | 0 | 0 | 0
F4_Commercial_Lodging_New_Refrigeration_Electric_Open Display Case_E3 | F4 | Commercial | Lodging | New | Refrigeration | Electric | Open Display Case | E3 | RVT BC Ratio | 0 | 0 | 0 | 0 | 0 | 0 | 0 | 0 | 0 | 0 | 0 | 0 | 0 | 0 | 0 | 0 | 0 | 0 | 0 | 0 | 0 | 0 | 0 | 0 | 0 | 0 | 0 | 0 | 0 | 0
F4_Commercial_Lodging_New_Refrigeration_Electric_Open Display Case_E4 | F4 | Commercial | Lodging | New | Refrigeration | Electric | Open Display Case | E4 | RVT BC Ratio | 0 | 0 | 0 | 0 | 0 | 0 | 0 | 0 | 0 | 0 | 0 | 0 | 0 | 0 | 0 | 0 | 0 | 0 | 0 | 0 | 0 | 0 | 0 | 0 | 0 | 0 | 0 | 0 | 0 | 0
F4_Commercial_Lodging_New_Refrigeration_Electric_Open Display Case_E5 | F4 | Commercial | Lodging | New | Refrigeration | Electric | Open Display Case | E5 | RVT BC Ratio | 0 | 0 | 0 | 0 | 0 | 0 | 0 | 0 | 0 | 0 | 0 | 0 | 0 | 0 | 0 | 0 | 0 | 0 | 0 | 0 | 0 | 0 | 0 | 0 | 0 | 0 | 0 | 0 | 0 | 0
F4_Commercial_Lodging_New_Refrigeration_Electric_Open Display Case_E6 | F4 | Commercial | Lodging | New | Refrigeration | Electric | Open Display Case | E6 | RVT BC Ratio | 0 | 0 | 0 | 0 | 0 | 0 | 0 | 0 | 0 | 0 | 0 | 0 | 0 | 0 | 0 | 0 | 0 | 0 | 0 | 0 | 0 | 0 | 0 | 0 | 0 | 0 | 0 | 0 | 0 | 0
F4_Commercial_Lodging_New_Refrigeration_Electric_Open Display Case_E7 | F4 | Commercial | Lodging | New | Refrigeration | Electric | Open Display Case | E7 | RVT BC Ratio | 0 | 0 | 0 | 0 | 0 | 0 | 0 | 0 | 0 | 0 | 0 | 0 | 0 | 0 | 0 | 0 | 0 | 0 | 0 | 0 | 0 | 0 | 0 | 0 | 0 | 0 | 0 | 0 | 0 | 0
F4_Commercial_Lodging_New_Refrigeration_Electric_Open Display Case_E8 | F4 | Commercial | Lodging | New | Refrigeration | Electric | Open Display Case | E8 | RVT BC Ratio | 0 | 0 | 0 | 0 | 0 | 0 | 0 | 0 | 0 | 0 | 0 | 0 | 0 | 0 | 0 | 0 | 0 | 0 | 0 | 0 | 0 | 0 | 0 | 0 | 0 | 0 | 0 | 0 | 0 | 0
F4_Commercial_Lodging_New_Refrigeration_Electric_Open Display Case_E9 | F4 | Commercial | Lodging | New | Refrigeration | Electric | Open Display Case | E9 | RVT BC Ratio | 0 | 0 | 0 | 0 | 0 | 0 | 0 | 0 | 0 | 0 | 0 | 0 | 0 | 0 | 0 | 0 | 0 | 0 | 0 | 0 | 0 | 0 | 0 | 0 | 0 | 0 | 0 | 0 | 0 | 0
F4_Commercial_Lodging_New_Refrigeration_Electric_Open Display Case_E10 | F4 | Commercial | Lodging | New | Refrigeration | Electric | Open Display Case | E10 | RVT BC Ratio | 0 | 0 | 0 | 0 | 0 | 0 | 0 | 0 | 0 | 0 | 0 | 0 | 0 | 0 | 0 | 0 | 0 | 0 | 0 | 0 | 0 | 0 | 0 | 0 | 0 | 0 | 0 | 0 | 0 | 0
F5_Commercial_Lodging_New_Refrigeration_Electric_Open Display Case_E1 | F5 | Commercial | Lodging | New | Refrigeration | Electric | Open Display Case | E1 | RIM BC Ratio | 0 | 0 | 0 | 0 | 0 | 0 | 0 | 0 | 0 | 0 | 0 | 0 | 0 | 0 | 0 | 0 | 0 | 0 | 0 | 0 | 0 | 0 | 0 | 0 | 0 | 0 | 0 | 0 | 0 | 0
F5_Commercial_Lodging_New_Refrigeration_Electric_Open Display Case_E2 | F5 | Commercial | Lodging | New | Refrigeration | Electric | Open Display Case | E2 | RIM BC Ratio | 0 | 0 | 0 | 0 | 0 | 0 | 0 | 0 | 0 | 0 | 0 | 0 | 0 | 0 | 0 | 0 | 0 | 0 | 0 | 0 | 0 | 0 | 0 | 0 | 0 | 0 | 0 | 0 | 0 | 0
F5_Commercial_Lodging_New_Refrigeration_Electric_Open Display Case_E3 | F5 | Commercial | Lodging | New | Refrigeration | Electric | Open Display Case | E3 | RIM BC Ratio | 0 | 0 | 0 | 0 | 0 | 0 | 0 | 0 | 0 | 0 | 0 | 0 | 0 | 0 | 0 | 0 | 0 | 0 | 0 | 0 | 0 | 0 | 0 | 0 | 0 | 0 | 0 | 0 | 0 | 0
F5_Commercial_Lodging_New_Refrigeration_Electric_Open Display Case_E4 | F5 | Commercial | Lodging | New | Refrigeration | Electric | Open Display Case | E4 | RIM BC Ratio | 0 | 0 | 0 | 0 | 0 | 0 | 0 | 0 | 0 | 0 | 0 | 0 | 0 | 0 | 0 | 0 | 0 | 0 | 0 | 0 | 0 | 0 | 0 | 0 | 0 | 0 | 0 | 0 | 0 | 0
F5_Commercial_Lodging_New_Refrigeration_Electric_Open Display Case_E5 | F5 | Commercial | Lodging | New | Refrigeration | Electric | Open Display Case | E5 | RIM BC Ratio | 0 | 0 | 0 | 0 | 0 | 0 | 0 | 0 | 0 | 0 | 0 | 0 | 0 | 0 | 0 | 0 | 0 | 0 | 0 | 0 | 0 | 0 | 0 | 0 | 0 | 0 | 0 | 0 | 0 | 0
F5_Commercial_Lodging_New_Refrigeration_Electric_Open Display Case_E6 | F5 | Commercial | Lodging | New | Refrigeration | Electric | Open Display Case | E6 | RIM BC Ratio | 0 | 0 | 0 | 0 | 0 | 0 | 0 | 0 | 0 | 0 | 0 | 0 | 0 | 0 | 0 | 0 | 0 | 0 | 0 | 0 | 0 | 0 | 0 | 0 | 0 | 0 | 0 | 0 | 0 | 0
F5_Commercial_Lodging_New_Refrigeration_Electric_Open Display Case_E7 | F5 | Commercial | Lodging | New | Refrigeration | Electric | Open Display Case | E7 | RIM BC Ratio | 0 | 0 | 0 | 0 | 0 | 0 | 0 | 0 | 0 | 0 | 0 | 0 | 0 | 0 | 0 | 0 | 0 | 0 | 0 | 0 | 0 | 0 | 0 | 0 | 0 | 0 | 0 | 0 | 0 | 0
F5_Commercial_Lodging_New_Refrigeration_Electric_Open Display Case_E8 | F5 | Commercial | Lodging | New | Refrigeration | Electric | Open Display Case | E8 | RIM BC Ratio | 0 | 0 | 0 | 0 | 0 | 0 | 0 | 0 | 0 | 0 | 0 | 0 | 0 | 0 | 0 | 0 | 0 | 0 | 0 | 0 | 0 | 0 | 0 | 0 | 0 | 0 | 0 | 0 | 0 | 0
F5_Commercial_Lodging_New_Refrigeration_Electric_Open Display Case_E9 | F5 | Commercial | Lodging | New | Refrigeration | Electric | Open Display Case | E9 | RIM BC Ratio | 0 | 0 | 0 | 0 | 0 | 0 | 0 | 0 | 0 | 0 | 0 | 0 | 0 | 0 | 0 | 0 | 0 | 0 | 0 | 0 | 0 | 0 | 0 | 0 | 0 | 0 | 0 | 0 | 0 | 0
F5_Commercial_Lodging_New_Refrigeration_Electric_Open Display Case_E10 | F5 | Commercial | Lodging | New | Refrigeration | Electric | Open Display Case | E10 | RIM BC Ratio | 0 | 0 | 0 | 0 | 0 | 0 | 0 | 0 | 0 | 0 | 0 | 0 | 0 | 0 | 0 | 0 | 0 | 0 | 0 | 0 | 0 | 0 | 0 | 0 | 0 | 0 | 0 | 0 | 0 | 0
F0_Commercial_Lodging_New_Refrigeration_Electric_Icemaker_E0 | F0 | Commercial | Lodging | New | Refrigeration | Electric | Icemaker | E0 | Economic Unit | 0 | 0 | 0 | 0 | 0 | 0 | 0 | 0 | 0 | 0 | 0 | 0 | 0 | 0 | 0 | 0 | 0 | 0 | 0 | 0 | 0 | 0 | 0 | 0 | 0 | 0 | 0 | 0 | 0 | 0
F1_Commercial_Lodging_New_Refrigeration_Electric_Icemaker_E1 | F1 | Commercial | Lodging | New | Refrigeration | Electric | Icemaker | E1 | CCE | 0 | 0 | 0 | 0 | 0 | 0 | 0 | 0 | 0 | 0 | 0 | 0 | 0 | 0 | 0 | 0 | 0 | 0 | 0 | 0 | 0 | 0 | 0 | 0 | 0 | 0 | 0 | 0 | 0 | 0
F1_Commercial_Lodging_New_Refrigeration_Electric_Icemaker_E2 | F1 | Commercial | Lodging | New | Refrigeration | Electric | Icemaker | E2 | CCE | 0 | 0 | 0 | 0 | 0 | 0 | 0 | 0 | 0 | 0 | 0 | 0 | 0 | 0 | 0 | 0 | 0 | 0 | 0 | 0 | 0 | 0 | 0 | 0 | 0 | 0 | 0 | 0 | 0 | 0
F1_Commercial_Lodging_New_Refrigeration_Electric_Icemaker_E3 | F1 | Commercial | Lodging | New | Refrigeration | Electric | Icemaker | E3 | CCE | 0 | 0 | 0 | 0 | 0 | 0 | 0 | 0 | 0 | 0 | 0 | 0 | 0 | 0 | 0 | 0 | 0 | 0 | 0 | 0 | 0 | 0 | 0 | 0 | 0 | 0 | 0 | 0 | 0 | 0
F1_Commercial_Lodging_New_Refrigeration_Electric_Icemaker_E4 | F1 | Commercial | Lodging | New | Refrigeration | Electric | Icemaker | E4 | CCE | 0 | 0 | 0 | 0 | 0 | 0 | 0 | 0 | 0 | 0 | 0 | 0 | 0 | 0 | 0 | 0 | 0 | 0 | 0 | 0 | 0 | 0 | 0 | 0 | 0 | 0 | 0 | 0 | 0 | 0
F1_Commercial_Lodging_New_Refrigeration_Electric_Icemaker_E5 | F1 | Commercial | Lodging | New | Refrigeration | Electric | Icemaker | E5 | CCE | 0 | 0 | 0 | 0 | 0 | 0 | 0 | 0 | 0 | 0 | 0 | 0 | 0 | 0 | 0 | 0 | 0 | 0 | 0 | 0 | 0 | 0 | 0 | 0 | 0 | 0 | 0 | 0 | 0 | 0
F1_Commercial_Lodging_New_Refrigeration_Electric_Icemaker_E6 | F1 | Commercial | Lodging | New | Refrigeration | Electric | Icemaker | E6 | CCE | 0 | 0 | 0 | 0 | 0 | 0 | 0 | 0 | 0 | 0 | 0 | 0 | 0 | 0 | 0 | 0 | 0 | 0 | 0 | 0 | 0 | 0 | 0 | 0 | 0 | 0 | 0 | 0 | 0 | 0
F1_Commercial_Lodging_New_Refrigeration_Electric_Icemaker_E7 | F1 | Commercial | Lodging | New | Refrigeration | Electric | Icemaker | E7 | CCE | 0 | 0 | 0 | 0 | 0 | 0 | 0 | 0 | 0 | 0 | 0 | 0 | 0 | 0 | 0 | 0 | 0 | 0 | 0 | 0 | 0 | 0 | 0 | 0 | 0 | 0 | 0 | 0 | 0 | 0
F1_Commercial_Lodging_New_Refrigeration_Electric_Icemaker_E8 | F1 | Commercial | Lodging | New | Refrigeration | Electric | Icemaker | E8 | CCE | 0 | 0 | 0 | 0 | 0 | 0 | 0 | 0 | 0 | 0 | 0 | 0 | 0 | 0 | 0 | 0 | 0 | 0 | 0 | 0 | 0 | 0 | 0 | 0 | 0 | 0 | 0 | 0 | 0 | 0
F1_Commercial_Lodging_New_Refrigeration_Electric_Icemaker_E9 | F1 | Commercial | Lodging | New | Refrigeration | Electric | Icemaker | E9 | CCE | 0 | 0 | 0 | 0 | 0 | 0 | 0 | 0 | 0 | 0 | 0 | 0 | 0 | 0 | 0 | 0 | 0 | 0 | 0 | 0 | 0 | 0 | 0 | 0 | 0 | 0 | 0 | 0 | 0 | 0
F1_Commercial_Lodging_New_Refrigeration_Electric_Icemaker_E10 | F1 | Commercial | Lodging | New | Refrigeration | Electric | Icemaker | E10 | CCE | 0 | 0 | 0 | 0 | 0 | 0 | 0 | 0 | 0 | 0 | 0 | 0 | 0 | 0 | 0 | 0 | 0 | 0 | 0 | 0 | 0 | 0 | 0 | 0 | 0 | 0 | 0 | 0 | 0 | 0
F2_Commercial_Lodging_New_Refrigeration_Electric_Icemaker_E1 | F2 | Commercial | Lodging | New | Refrigeration | Electric | Icemaker | E1 | TRC BC Ratio | 0 | 0 | 0 | 0 | 0 | 0 | 0 | 0 | 0 | 0 | 0 | 0 | 0 | 0 | 0 | 0 | 0 | 0 | 0 | 0 | 0 | 0 | 0 | 0 | 0 | 0 | 0 | 0 | 0 | 0
F2_Commercial_Lodging_New_Refrigeration_Electric_Icemaker_E2 | F2 | Commercial | Lodging | New | Refrigeration | Electric | Icemaker | E2 | TRC BC Ratio | 0 | 0 | 0 | 0 | 0 | 0 | 0 | 0 | 0 | 0 | 0 | 0 | 0 | 0 | 0 | 0 | 0 | 0 | 0 | 0 | 0 | 0 | 0 | 0 | 0 | 0 | 0 | 0 | 0 | 0
F2_Commercial_Lodging_New_Refrigeration_Electric_Icemaker_E3 | F2 | Commercial | Lodging | New | Refrigeration | Electric | Icemaker | E3 | TRC BC Ratio | 0 | 0 | 0 | 0 | 0 | 0 | 0 | 0 | 0 | 0 | 0 | 0 | 0 | 0 | 0 | 0 | 0 | 0 | 0 | 0 | 0 | 0 | 0 | 0 | 0 | 0 | 0 | 0 | 0 | 0
F2_Commercial_Lodging_New_Refrigeration_Electric_Icemaker_E4 | F2 | Commercial | Lodging | New | Refrigeration | Electric | Icemaker | E4 | TRC BC Ratio | 0 | 0 | 0 | 0 | 0 | 0 | 0 | 0 | 0 | 0 | 0 | 0 | 0 | 0 | 0 | 0 | 0 | 0 | 0 | 0 | 0 | 0 | 0 | 0 | 0 | 0 | 0 | 0 | 0 | 0
F2_Commercial_Lodging_New_Refrigeration_Electric_Icemaker_E5 | F2 | Commercial | Lodging | New | Refrigeration | Electric | Icemaker | E5 | TRC BC Ratio | 0 | 0 | 0 | 0 | 0 | 0 | 0 | 0 | 0 | 0 | 0 | 0 | 0 | 0 | 0 | 0 | 0 | 0 | 0 | 0 | 0 | 0 | 0 | 0 | 0 | 0 | 0 | 0 | 0 | 0
F2_Commercial_Lodging_New_Refrigeration_Electric_Icemaker_E6 | F2 | Commercial | Lodging | New | Refrigeration | Electric | Icemaker | E6 | TRC BC Ratio | 0 | 0 | 0 | 0 | 0 | 0 | 0 | 0 | 0 | 0 | 0 | 0 | 0 | 0 | 0 | 0 | 0 | 0 | 0 | 0 | 0 | 0 | 0 | 0 | 0 | 0 | 0 | 0 | 0 | 0
F2_Commercial_Lodging_New_Refrigeration_Electric_Icemaker_E7 | F2 | Commercial | Lodging | New | Refrigeration | Electric | Icemaker | E7 | TRC BC Ratio | 0 | 0 | 0 | 0 | 0 | 0 | 0 | 0 | 0 | 0 | 0 | 0 | 0 | 0 | 0 | 0 | 0 | 0 | 0 | 0 | 0 | 0 | 0 | 0 | 0 | 0 | 0 | 0 | 0 | 0
F2_Commercial_Lodging_New_Refrigeration_Electric_Icemaker_E8 | F2 | Commercial | Lodging | New | Refrigeration | Electric | Icemaker | E8 | TRC BC Ratio | 0 | 0 | 0 | 0 | 0 | 0 | 0 | 0 | 0 | 0 | 0 | 0 | 0 | 0 | 0 | 0 | 0 | 0 | 0 | 0 | 0 | 0 | 0 | 0 | 0 | 0 | 0 | 0 | 0 | 0
F2_Commercial_Lodging_New_Refrigeration_Electric_Icemaker_E9 | F2 | Commercial | Lodging | New | Refrigeration | Electric | Icemaker | E9 | TRC BC Ratio | 0 | 0 | 0 | 0 | 0 | 0 | 0 | 0 | 0 | 0 | 0 | 0 | 0 | 0 | 0 | 0 | 0 | 0 | 0 | 0 | 0 | 0 | 0 | 0 | 0 | 0 | 0 | 0 | 0 | 0
F2_Commercial_Lodging_New_Refrigeration_Electric_Icemaker_E10 | F2 | Commercial | Lodging | New | Refrigeration | Electric | Icemaker | E10 | TRC BC Ratio | 0 | 0 | 0 | 0 | 0 | 0 | 0 | 0 | 0 | 0 | 0 | 0 | 0 | 0 | 0 | 0 | 0 | 0 | 0 | 0 | 0 | 0 | 0 | 0 | 0 | 0 | 0 | 0 | 0 | 0
F3_Commercial_Lodging_New_Refrigeration_Electric_Icemaker_E1 | F3 | Commercial | Lodging | New | Refrigeration | Electric | Icemaker | E1 | PACT BC Ratio | 0 | 0 | 0 | 0 | 0 | 0 | 0 | 0 | 0 | 0 | 0 | 0 | 0 | 0 | 0 | 0 | 0 | 0 | 0 | 0 | 0 | 0 | 0 | 0 | 0 | 0 | 0 | 0 | 0 | 0
F3_Commercial_Lodging_New_Refrigeration_Electric_Icemaker_E2 | F3 | Commercial | Lodging | New | Refrigeration | Electric | Icemaker | E2 | PACT BC Ratio | 0 | 0 | 0 | 0 | 0 | 0 | 0 | 0 | 0 | 0 | 0 | 0 | 0 | 0 | 0 | 0 | 0 | 0 | 0 | 0 | 0 | 0 | 0 | 0 | 0 | 0 | 0 | 0 | 0 | 0
F3_Commercial_Lodging_New_Refrigeration_Electric_Icemaker_E3 | F3 | Commercial | Lodging | New | Refrigeration | Electric | Icemaker | E3 | PACT BC Ratio | 0 | 0 | 0 | 0 | 0 | 0 | 0 | 0 | 0 | 0 | 0 | 0 | 0 | 0 | 0 | 0 | 0 | 0 | 0 | 0 | 0 | 0 | 0 | 0 | 0 | 0 | 0 | 0 | 0 | 0
F3_Commercial_Lodging_New_Refrigeration_Electric_Icemaker_E4 | F3 | Commercial | Lodging | New | Refrigeration | Electric | Icemaker | E4 | PACT BC Ratio | 0 | 0 | 0 | 0 | 0 | 0 | 0 | 0 | 0 | 0 | 0 | 0 | 0 | 0 | 0 | 0 | 0 | 0 | 0 | 0 | 0 | 0 | 0 | 0 | 0 | 0 | 0 | 0 | 0 | 0
F3_Commercial_Lodging_New_Refrigeration_Electric_Icemaker_E5 | F3 | Commercial | Lodging | New | Refrigeration | Electric | Icemaker | E5 | PACT BC Ratio | 0 | 0 | 0 | 0 | 0 | 0 | 0 | 0 | 0 | 0 | 0 | 0 | 0 | 0 | 0 | 0 | 0 | 0 | 0 | 0 | 0 | 0 | 0 | 0 | 0 | 0 | 0 | 0 | 0 | 0
F3_Commercial_Lodging_New_Refrigeration_Electric_Icemaker_E6 | F3 | Commercial | Lodging | New | Refrigeration | Electric | Icemaker | E6 | PACT BC Ratio | 0 | 0 | 0 | 0 | 0 | 0 | 0 | 0 | 0 | 0 | 0 | 0 | 0 | 0 | 0 | 0 | 0 | 0 | 0 | 0 | 0 | 0 | 0 | 0 | 0 | 0 | 0 | 0 | 0 | 0
F3_Commercial_Lodging_New_Refrigeration_Electric_Icemaker_E7 | F3 | Commercial | Lodging | New | Refrigeration | Electric | Icemaker | E7 | PACT BC Ratio | 0 | 0 | 0 | 0 | 0 | 0 | 0 | 0 | 0 | 0 | 0 | 0 | 0 | 0 | 0 | 0 | 0 | 0 | 0 | 0 | 0 | 0 | 0 | 0 | 0 | 0 | 0 | 0 | 0 | 0
F3_Commercial_Lodging_New_Refrigeration_Electric_Icemaker_E8 | F3 | Commercial | Lodging | New | Refrigeration | Electric | Icemaker | E8 | PACT BC Ratio | 0 | 0 | 0 | 0 | 0 | 0 | 0 | 0 | 0 | 0 | 0 | 0 | 0 | 0 | 0 | 0 | 0 | 0 | 0 | 0 | 0 | 0 | 0 | 0 | 0 | 0 | 0 | 0 | 0 | 0
F3_Commercial_Lodging_New_Refrigeration_Electric_Icemaker_E9 | F3 | Commercial | Lodging | New | Refrigeration | Electric | Icemaker | E9 | PACT BC Ratio | 0 | 0 | 0 | 0 | 0 | 0 | 0 | 0 | 0 | 0 | 0 | 0 | 0 | 0 | 0 | 0 | 0 | 0 | 0 | 0 | 0 | 0 | 0 | 0 | 0 | 0 | 0 | 0 | 0 | 0
F3_Commercial_Lodging_New_Refrigeration_Electric_Icemaker_E10 | F3 | Commercial | Lodging | New | Refrigeration | Electric | Icemaker | E10 | PACT BC Ratio | 0 | 0 | 0 | 0 | 0 | 0 | 0 | 0 | 0 | 0 | 0 | 0 | 0 | 0 | 0 | 0 | 0 | 0 | 0 | 0 | 0 | 0 | 0 | 0 | 0 | 0 | 0 | 0 | 0 | 0
F4_Commercial_Lodging_New_Refrigeration_Electric_Icemaker_E1 | F4 | Commercial | Lodging | New | Refrigeration | Electric | Icemaker | E1 | RVT BC Ratio | 0 | 0 | 0 | 0 | 0 | 0 | 0 | 0 | 0 | 0 | 0 | 0 | 0 | 0 | 0 | 0 | 0 | 0 | 0 | 0 | 0 | 0 | 0 | 0 | 0 | 0 | 0 | 0 | 0 | 0
F4_Commercial_Lodging_New_Refrigeration_Electric_Icemaker_E2 | F4 | Commercial | Lodging | New | Refrigeration | Electric | Icemaker | E2 | RVT BC Ratio | 0 | 0 | 0 | 0 | 0 | 0 | 0 | 0 | 0 | 0 | 0 | 0 | 0 | 0 | 0 | 0 | 0 | 0 | 0 | 0 | 0 | 0 | 0 | 0 | 0 | 0 | 0 | 0 | 0 | 0
F4_Commercial_Lodging_New_Refrigeration_Electric_Icemaker_E3 | F4 | Commercial | Lodging | New | Refrigeration | Electric | Icemaker | E3 | RVT BC Ratio | 0 | 0 | 0 | 0 | 0 | 0 | 0 | 0 | 0 | 0 | 0 | 0 | 0 | 0 | 0 | 0 | 0 | 0 | 0 | 0 | 0 | 0 | 0 | 0 | 0 | 0 | 0 | 0 | 0 | 0
F4_Commercial_Lodging_New_Refrigeration_Electric_Icemaker_E4 | F4 | Commercial | Lodging | New | Refrigeration | Electric | Icemaker | E4 | RVT BC Ratio | 0 | 0 | 0 | 0 | 0 | 0 | 0 | 0 | 0 | 0 | 0 | 0 | 0 | 0 | 0 | 0 | 0 | 0 | 0 | 0 | 0 | 0 | 0 | 0 | 0 | 0 | 0 | 0 | 0 | 0
F4_Commercial_Lodging_New_Refrigeration_Electric_Icemaker_E5 | F4 | Commercial | Lodging | New | Refrigeration | Electric | Icemaker | E5 | RVT BC Ratio | 0 | 0 | 0 | 0 | 0 | 0 | 0 | 0 | 0 | 0 | 0 | 0 | 0 | 0 | 0 | 0 | 0 | 0 | 0 | 0 | 0 | 0 | 0 | 0 | 0 | 0 | 0 | 0 | 0 | 0
F4_Commercial_Lodging_New_Refrigeration_Electric_Icemaker_E6 | F4 | Commercial | Lodging | New | Refrigeration | Electric | Icemaker | E6 | RVT BC Ratio | 0 | 0 | 0 | 0 | 0 | 0 | 0 | 0 | 0 | 0 | 0 | 0 | 0 | 0 | 0 | 0 | 0 | 0 | 0 | 0 | 0 | 0 | 0 | 0 | 0 | 0 | 0 | 0 | 0 | 0
F4_Commercial_Lodging_New_Refrigeration_Electric_Icemaker_E7 | F4 | Commercial | Lodging | New | Refrigeration | Electric | Icemaker | E7 | RVT BC Ratio | 0 | 0 | 0 | 0 | 0 | 0 | 0 | 0 | 0 | 0 | 0 | 0 | 0 | 0 | 0 | 0 | 0 | 0 | 0 | 0 | 0 | 0 | 0 | 0 | 0 | 0 | 0 | 0 | 0 | 0
F4_Commercial_Lodging_New_Refrigeration_Electric_Icemaker_E8 | F4 | Commercial | Lodging | New | Refrigeration | Electric | Icemaker | E8 | RVT BC Ratio | 0 | 0 | 0 | 0 | 0 | 0 | 0 | 0 | 0 | 0 | 0 | 0 | 0 | 0 | 0 | 0 | 0 | 0 | 0 | 0 | 0 | 0 | 0 | 0 | 0 | 0 | 0 | 0 | 0 | 0
F4_Commercial_Lodging_New_Refrigeration_Electric_Icemaker_E9 | F4 | Commercial | Lodging | New | Refrigeration | Electric | Icemaker | E9 | RVT BC Ratio | 0 | 0 | 0 | 0 | 0 | 0 | 0 | 0 | 0 | 0 | 0 | 0 | 0 | 0 | 0 | 0 | 0 | 0 | 0 | 0 | 0 | 0 | 0 | 0 | 0 | 0 | 0 | 0 | 0 | 0
F4_Commercial_Lodging_New_Refrigeration_Electric_Icemaker_E10 | F4 | Commercial | Lodging | New | Refrigeration | Electric | Icemaker | E10 | RVT BC Ratio | 0 | 0 | 0 | 0 | 0 | 0 | 0 | 0 | 0 | 0 | 0 | 0 | 0 | 0 | 0 | 0 | 0 | 0 | 0 | 0 | 0 | 0 | 0 | 0 | 0 | 0 | 0 | 0 | 0 | 0
F5_Commercial_Lodging_New_Refrigeration_Electric_Icemaker_E1 | F5 | Commercial | Lodging | New | Refrigeration | Electric | Icemaker | E1 | RIM BC Ratio | 0 | 0 | 0 | 0 | 0 | 0 | 0 | 0 | 0 | 0 | 0 | 0 | 0 | 0 | 0 | 0 | 0 | 0 | 0 | 0 | 0 | 0 | 0 | 0 | 0 | 0 | 0 | 0 | 0 | 0
F5_Commercial_Lodging_New_Refrigeration_Electric_Icemaker_E2 | F5 | Commercial | Lodging | New | Refrigeration | Electric | Icemaker | E2 | RIM BC Ratio | 0 | 0 | 0 | 0 | 0 | 0 | 0 | 0 | 0 | 0 | 0 | 0 | 0 | 0 | 0 | 0 | 0 | 0 | 0 | 0 | 0 | 0 | 0 | 0 | 0 | 0 | 0 | 0 | 0 | 0
F5_Commercial_Lodging_New_Refrigeration_Electric_Icemaker_E3 | F5 | Commercial | Lodging | New | Refrigeration | Electric | Icemaker | E3 | RIM BC Ratio | 0 | 0 | 0 | 0 | 0 | 0 | 0 | 0 | 0 | 0 | 0 | 0 | 0 | 0 | 0 | 0 | 0 | 0 | 0 | 0 | 0 | 0 | 0 | 0 | 0 | 0 | 0 | 0 | 0 | 0
F5_Commercial_Lodging_New_Refrigeration_Electric_Icemaker_E4 | F5 | Commercial | Lodging | New | Refrigeration | Electric | Icemaker | E4 | RIM BC Ratio | 0 | 0 | 0 | 0 | 0 | 0 | 0 | 0 | 0 | 0 | 0 | 0 | 0 | 0 | 0 | 0 | 0 | 0 | 0 | 0 | 0 | 0 | 0 | 0 | 0 | 0 | 0 | 0 | 0 | 0
F5_Commercial_Lodging_New_Refrigeration_Electric_Icemaker_E5 | F5 | Commercial | Lodging | New | Refrigeration | Electric | Icemaker | E5 | RIM BC Ratio | 0 | 0 | 0 | 0 | 0 | 0 | 0 | 0 | 0 | 0 | 0 | 0 | 0 | 0 | 0 | 0 | 0 | 0 | 0 | 0 | 0 | 0 | 0 | 0 | 0 | 0 | 0 | 0 | 0 | 0
F5_Commercial_Lodging_New_Refrigeration_Electric_Icemaker_E6 | F5 | Commercial | Lodging | New | Refrigeration | Electric | Icemaker | E6 | RIM BC Ratio | 0 | 0 | 0 | 0 | 0 | 0 | 0 | 0 | 0 | 0 | 0 | 0 | 0 | 0 | 0 | 0 | 0 | 0 | 0 | 0 | 0 | 0 | 0 | 0 | 0 | 0 | 0 | 0 | 0 | 0
F5_Commercial_Lodging_New_Refrigeration_Electric_Icemaker_E7 | F5 | Commercial | Lodging | New | Refrigeration | Electric | Icemaker | E7 | RIM BC Ratio | 0 | 0 | 0 | 0 | 0 | 0 | 0 | 0 | 0 | 0 | 0 | 0 | 0 | 0 | 0 | 0 | 0 | 0 | 0 | 0 | 0 | 0 | 0 | 0 | 0 | 0 | 0 | 0 | 0 | 0
F5_Commercial_Lodging_New_Refrigeration_Electric_Icemaker_E8 | F5 | Commercial | Lodging | New | Refrigeration | Electric | Icemaker | E8 | RIM BC Ratio | 0 | 0 | 0 | 0 | 0 | 0 | 0 | 0 | 0 | 0 | 0 | 0 | 0 | 0 | 0 | 0 | 0 | 0 | 0 | 0 | 0 | 0 | 0 | 0 | 0 | 0 | 0 | 0 | 0 | 0
F5_Commercial_Lodging_New_Refrigeration_Electric_Icemaker_E9 | F5 | Commercial | Lodging | New | Refrigeration | Electric | Icemaker | E9 | RIM BC Ratio | 0 | 0 | 0 | 0 | 0 | 0 | 0 | 0 | 0 | 0 | 0 | 0 | 0 | 0 | 0 | 0 | 0 | 0 | 0 | 0 | 0 | 0 | 0 | 0 | 0 | 0 | 0 | 0 | 0 | 0
F5_Commercial_Lodging_New_Refrigeration_Electric_Icemaker_E10 | F5 | Commercial | Lodging | New | Refrigeration | Electric | Icemaker | E10 | RIM BC Ratio | 0 | 0 | 0 | 0 | 0 | 0 | 0 | 0 | 0 | 0 | 0 | 0 | 0 | 0 | 0 | 0 | 0 | 0 | 0 | 0 | 0 | 0 | 0 | 0 | 0 | 0 | 0 | 0 | 0 | 0
F0_Commercial_Lodging_New_Refrigeration_Electric_Vending Machine_E0 | F0 | Commercial | Lodging | New | Refrigeration | Electric | Vending Machine | E0 | Economic Unit | 0 | 0 | 0 | 0 | 0 | 0 | 0 | 0 | 0 | 0 | 0 | 0 | 0 | 0 | 0 | 0 | 0 | 0 | 0 | 0 | 0 | 0 | 0 | 0 | 0 | 0 | 0 | 0 | 0 | 0
F1_Commercial_Lodging_New_Refrigeration_Electric_Vending Machine_E1 | F1 | Commercial | Lodging | New | Refrigeration | Electric | Vending Machine | E1 | CCE | 0 | 0 | 0 | 0 | 0 | 0 | 0 | 0 | 0 | 0 | 0 | 0 | 0 | 0 | 0 | 0 | 0 | 0 | 0 | 0 | 0 | 0 | 0 | 0 | 0 | 0 | 0 | 0 | 0 | 0
F1_Commercial_Lodging_New_Refrigeration_Electric_Vending Machine_E2 | F1 | Commercial | Lodging | New | Refrigeration | Electric | Vending Machine | E2 | CCE | 0 | 0 | 0 | 0 | 0 | 0 | 0 | 0 | 0 | 0 | 0 | 0 | 0 | 0 | 0 | 0 | 0 | 0 | 0 | 0 | 0 | 0 | 0 | 0 | 0 | 0 | 0 | 0 | 0 | 0
F1_Commercial_Lodging_New_Refrigeration_Electric_Vending Machine_E3 | F1 | Commercial | Lodging | New | Refrigeration | Electric | Vending Machine | E3 | CCE | 0 | 0 | 0 | 0 | 0 | 0 | 0 | 0 | 0 | 0 | 0 | 0 | 0 | 0 | 0 | 0 | 0 | 0 | 0 | 0 | 0 | 0 | 0 | 0 | 0 | 0 | 0 | 0 | 0 | 0
F1_Commercial_Lodging_New_Refrigeration_Electric_Vending Machine_E4 | F1 | Commercial | Lodging | New | Refrigeration | Electric | Vending Machine | E4 | CCE | 0 | 0 | 0 | 0 | 0 | 0 | 0 | 0 | 0 | 0 | 0 | 0 | 0 | 0 | 0 | 0 | 0 | 0 | 0 | 0 | 0 | 0 | 0 | 0 | 0 | 0 | 0 | 0 | 0 | 0
F1_Commercial_Lodging_New_Refrigeration_Electric_Vending Machine_E5 | F1 | Commercial | Lodging | New | Refrigeration | Electric | Vending Machine | E5 | CCE | 0 | 0 | 0 | 0 | 0 | 0 | 0 | 0 | 0 | 0 | 0 | 0 | 0 | 0 | 0 | 0 | 0 | 0 | 0 | 0 | 0 | 0 | 0 | 0 | 0 | 0 | 0 | 0 | 0 | 0
F1_Commercial_Lodging_New_Refrigeration_Electric_Vending Machine_E6 | F1 | Commercial | Lodging | New | Refrigeration | Electric | Vending Machine | E6 | CCE | 0 | 0 | 0 | 0 | 0 | 0 | 0 | 0 | 0 | 0 | 0 | 0 | 0 | 0 | 0 | 0 | 0 | 0 | 0 | 0 | 0 | 0 | 0 | 0 | 0 | 0 | 0 | 0 | 0 | 0
F1_Commercial_Lodging_New_Refrigeration_Electric_Vending Machine_E7 | F1 | Commercial | Lodging | New | Refrigeration | Electric | Vending Machine | E7 | CCE | 0 | 0 | 0 | 0 | 0 | 0 | 0 | 0 | 0 | 0 | 0 | 0 | 0 | 0 | 0 | 0 | 0 | 0 | 0 | 0 | 0 | 0 | 0 | 0 | 0 | 0 | 0 | 0 | 0 | 0
F1_Commercial_Lodging_New_Refrigeration_Electric_Vending Machine_E8 | F1 | Commercial | Lodging | New | Refrigeration | Electric | Vending Machine | E8 | CCE | 0 | 0 | 0 | 0 | 0 | 0 | 0 | 0 | 0 | 0 | 0 | 0 | 0 | 0 | 0 | 0 | 0 | 0 | 0 | 0 | 0 | 0 | 0 | 0 | 0 | 0 | 0 | 0 | 0 | 0
F1_Commercial_Lodging_New_Refrigeration_Electric_Vending Machine_E9 | F1 | Commercial | Lodging | New | Refrigeration | Electric | Vending Machine | E9 | CCE | 0 | 0 | 0 | 0 | 0 | 0 | 0 | 0 | 0 | 0 | 0 | 0 | 0 | 0 | 0 | 0 | 0 | 0 | 0 | 0 | 0 | 0 | 0 | 0 | 0 | 0 | 0 | 0 | 0 | 0
F1_Commercial_Lodging_New_Refrigeration_Electric_Vending Machine_E10 | F1 | Commercial | Lodging | New | Refrigeration | Electric | Vending Machine | E10 | CCE | 0 | 0 | 0 | 0 | 0 | 0 | 0 | 0 | 0 | 0 | 0 | 0 | 0 | 0 | 0 | 0 | 0 | 0 | 0 | 0 | 0 | 0 | 0 | 0 | 0 | 0 | 0 | 0 | 0 | 0
F2_Commercial_Lodging_New_Refrigeration_Electric_Vending Machine_E1 | F2 | Commercial | Lodging | New | Refrigeration | Electric | Vending Machine | E1 | TRC BC Ratio | 0 | 0 | 0 | 0 | 0 | 0 | 0 | 0 | 0 | 0 | 0 | 0 | 0 | 0 | 0 | 0 | 0 | 0 | 0 | 0 | 0 | 0 | 0 | 0 | 0 | 0 | 0 | 0 | 0 | 0
F2_Commercial_Lodging_New_Refrigeration_Electric_Vending Machine_E2 | F2 | Commercial | Lodging | New | Refrigeration | Electric | Vending Machine | E2 | TRC BC Ratio | 0 | 0 | 0 | 0 | 0 | 0 | 0 | 0 | 0 | 0 | 0 | 0 | 0 | 0 | 0 | 0 | 0 | 0 | 0 | 0 | 0 | 0 | 0 | 0 | 0 | 0 | 0 | 0 | 0 | 0
F2_Commercial_Lodging_New_Refrigeration_Electric_Vending Machine_E3 | F2 | Commercial | Lodging | New | Refrigeration | Electric | Vending Machine | E3 | TRC BC Ratio | 0 | 0 | 0 | 0 | 0 | 0 | 0 | 0 | 0 | 0 | 0 | 0 | 0 | 0 | 0 | 0 | 0 | 0 | 0 | 0 | 0 | 0 | 0 | 0 | 0 | 0 | 0 | 0 | 0 | 0
F2_Commercial_Lodging_New_Refrigeration_Electric_Vending Machine_E4 | F2 | Commercial | Lodging | New | Refrigeration | Electric | Vending Machine | E4 | TRC BC Ratio | 0 | 0 | 0 | 0 | 0 | 0 | 0 | 0 | 0 | 0 | 0 | 0 | 0 | 0 | 0 | 0 | 0 | 0 | 0 | 0 | 0 | 0 | 0 | 0 | 0 | 0 | 0 | 0 | 0 | 0
F2_Commercial_Lodging_New_Refrigeration_Electric_Vending Machine_E5 | F2 | Commercial | Lodging | New | Refrigeration | Electric | Vending Machine | E5 | TRC BC Ratio | 0 | 0 | 0 | 0 | 0 | 0 | 0 | 0 | 0 | 0 | 0 | 0 | 0 | 0 | 0 | 0 | 0 | 0 | 0 | 0 | 0 | 0 | 0 | 0 | 0 | 0 | 0 | 0 | 0 | 0
F2_Commercial_Lodging_New_Refrigeration_Electric_Vending Machine_E6 | F2 | Commercial | Lodging | New | Refrigeration | Electric | Vending Machine | E6 | TRC BC Ratio | 0 | 0 | 0 | 0 | 0 | 0 | 0 | 0 | 0 | 0 | 0 | 0 | 0 | 0 | 0 | 0 | 0 | 0 | 0 | 0 | 0 | 0 | 0 | 0 | 0 | 0 | 0 | 0 | 0 | 0
F2_Commercial_Lodging_New_Refrigeration_Electric_Vending Machine_E7 | F2 | Commercial | Lodging | New | Refrigeration | Electric | Vending Machine | E7 | TRC BC Ratio | 0 | 0 | 0 | 0 | 0 | 0 | 0 | 0 | 0 | 0 | 0 | 0 | 0 | 0 | 0 | 0 | 0 | 0 | 0 | 0 | 0 | 0 | 0 | 0 | 0 | 0 | 0 | 0 | 0 | 0
F2_Commercial_Lodging_New_Refrigeration_Electric_Vending Machine_E8 | F2 | Commercial | Lodging | New | Refrigeration | Electric | Vending Machine | E8 | TRC BC Ratio | 0 | 0 | 0 | 0 | 0 | 0 | 0 | 0 | 0 | 0 | 0 | 0 | 0 | 0 | 0 | 0 | 0 | 0 | 0 | 0 | 0 | 0 | 0 | 0 | 0 | 0 | 0 | 0 | 0 | 0
F2_Commercial_Lodging_New_Refrigeration_Electric_Vending Machine_E9 | F2 | Commercial | Lodging | New | Refrigeration | Electric | Vending Machine | E9 | TRC BC Ratio | 0 | 0 | 0 | 0 | 0 | 0 | 0 | 0 | 0 | 0 | 0 | 0 | 0 | 0 | 0 | 0 | 0 | 0 | 0 | 0 | 0 | 0 | 0 | 0 | 0 | 0 | 0 | 0 | 0 | 0
F2_Commercial_Lodging_New_Refrigeration_Electric_Vending Machine_E10 | F2 | Commercial | Lodging | New | Refrigeration | Electric | Vending Machine | E10 | TRC BC Ratio | 0 | 0 | 0 | 0 | 0 | 0 | 0 | 0 | 0 | 0 | 0 | 0 | 0 | 0 | 0 | 0 | 0 | 0 | 0 | 0 | 0 | 0 | 0 | 0 | 0 | 0 | 0 | 0 | 0 | 0
F3_Commercial_Lodging_New_Refrigeration_Electric_Vending Machine_E1 | F3 | Commercial | Lodging | New | Refrigeration | Electric | Vending Machine | E1 | PACT BC Ratio | 0 | 0 | 0 | 0 | 0 | 0 | 0 | 0 | 0 | 0 | 0 | 0 | 0 | 0 | 0 | 0 | 0 | 0 | 0 | 0 | 0 | 0 | 0 | 0 | 0 | 0 | 0 | 0 | 0 | 0
F3_Commercial_Lodging_New_Refrigeration_Electric_Vending Machine_E2 | F3 | Commercial | Lodging | New | Refrigeration | Electric | Vending Machine | E2 | PACT BC Ratio | 0 | 0 | 0 | 0 | 0 | 0 | 0 | 0 | 0 | 0 | 0 | 0 | 0 | 0 | 0 | 0 | 0 | 0 | 0 | 0 | 0 | 0 | 0 | 0 | 0 | 0 | 0 | 0 | 0 | 0
F3_Commercial_Lodging_New_Refrigeration_Electric_Vending Machine_E3 | F3 | Commercial | Lodging | New | Refrigeration | Electric | Vending Machine | E3 | PACT BC Ratio | 0 | 0 | 0 | 0 | 0 | 0 | 0 | 0 | 0 | 0 | 0 | 0 | 0 | 0 | 0 | 0 | 0 | 0 | 0 | 0 | 0 | 0 | 0 | 0 | 0 | 0 | 0 | 0 | 0 | 0
F3_Commercial_Lodging_New_Refrigeration_Electric_Vending Machine_E4 | F3 | Commercial | Lodging | New | Refrigeration | Electric | Vending Machine | E4 | PACT BC Ratio | 0 | 0 | 0 | 0 | 0 | 0 | 0 | 0 | 0 | 0 | 0 | 0 | 0 | 0 | 0 | 0 | 0 | 0 | 0 | 0 | 0 | 0 | 0 | 0 | 0 | 0 | 0 | 0 | 0 | 0
F3_Commercial_Lodging_New_Refrigeration_Electric_Vending Machine_E5 | F3 | Commercial | Lodging | New | Refrigeration | Electric | Vending Machine | E5 | PACT BC Ratio | 0 | 0 | 0 | 0 | 0 | 0 | 0 | 0 | 0 | 0 | 0 | 0 | 0 | 0 | 0 | 0 | 0 | 0 | 0 | 0 | 0 | 0 | 0 | 0 | 0 | 0 | 0 | 0 | 0 | 0
F3_Commercial_Lodging_New_Refrigeration_Electric_Vending Machine_E6 | F3 | Commercial | Lodging | New | Refrigeration | Electric | Vending Machine | E6 | PACT BC Ratio | 0 | 0 | 0 | 0 | 0 | 0 | 0 | 0 | 0 | 0 | 0 | 0 | 0 | 0 | 0 | 0 | 0 | 0 | 0 | 0 | 0 | 0 | 0 | 0 | 0 | 0 | 0 | 0 | 0 | 0
F3_Commercial_Lodging_New_Refrigeration_Electric_Vending Machine_E7 | F3 | Commercial | Lodging | New | Refrigeration | Electric | Vending Machine | E7 | PACT BC Ratio | 0 | 0 | 0 | 0 | 0 | 0 | 0 | 0 | 0 | 0 | 0 | 0 | 0 | 0 | 0 | 0 | 0 | 0 | 0 | 0 | 0 | 0 | 0 | 0 | 0 | 0 | 0 | 0 | 0 | 0
F3_Commercial_Lodging_New_Refrigeration_Electric_Vending Machine_E8 | F3 | Commercial | Lodging | New | Refrigeration | Electric | Vending Machine | E8 | PACT BC Ratio | 0 | 0 | 0 | 0 | 0 | 0 | 0 | 0 | 0 | 0 | 0 | 0 | 0 | 0 | 0 | 0 | 0 | 0 | 0 | 0 | 0 | 0 | 0 | 0 | 0 | 0 | 0 | 0 | 0 | 0
F3_Commercial_Lodging_New_Refrigeration_Electric_Vending Machine_E9 | F3 | Commercial | Lodging | New | Refrigeration | Electric | Vending Machine | E9 | PACT BC Ratio | 0 | 0 | 0 | 0 | 0 | 0 | 0 | 0 | 0 | 0 | 0 | 0 | 0 | 0 | 0 | 0 | 0 | 0 | 0 | 0 | 0 | 0 | 0 | 0 | 0 | 0 | 0 | 0 | 0 | 0
F3_Commercial_Lodging_New_Refrigeration_Electric_Vending Machine_E10 | F3 | Commercial | Lodging | New | Refrigeration | Electric | Vending Machine | E10 | PACT BC Ratio | 0 | 0 | 0 | 0 | 0 | 0 | 0 | 0 | 0 | 0 | 0 | 0 | 0 | 0 | 0 | 0 | 0 | 0 | 0 | 0 | 0 | 0 | 0 | 0 | 0 | 0 | 0 | 0 | 0 | 0
F4_Commercial_Lodging_New_Refrigeration_Electric_Vending Machine_E1 | F4 | Commercial | Lodging | New | Refrigeration | Electric | Vending Machine | E1 | RVT BC Ratio | 0 | 0 | 0 | 0 | 0 | 0 | 0 | 0 | 0 | 0 | 0 | 0 | 0 | 0 | 0 | 0 | 0 | 0 | 0 | 0 | 0 | 0 | 0 | 0 | 0 | 0 | 0 | 0 | 0 | 0
F4_Commercial_Lodging_New_Refrigeration_Electric_Vending Machine_E2 | F4 | Commercial | Lodging | New | Refrigeration | Electric | Vending Machine | E2 | RVT BC Ratio | 0 | 0 | 0 | 0 | 0 | 0 | 0 | 0 | 0 | 0 | 0 | 0 | 0 | 0 | 0 | 0 | 0 | 0 | 0 | 0 | 0 | 0 | 0 | 0 | 0 | 0 | 0 | 0 | 0 | 0
F4_Commercial_Lodging_New_Refrigeration_Electric_Vending Machine_E3 | F4 | Commercial | Lodging | New | Refrigeration | Electric | Vending Machine | E3 | RVT BC Ratio | 0 | 0 | 0 | 0 | 0 | 0 | 0 | 0 | 0 | 0 | 0 | 0 | 0 | 0 | 0 | 0 | 0 | 0 | 0 | 0 | 0 | 0 | 0 | 0 | 0 | 0 | 0 | 0 | 0 | 0
F4_Commercial_Lodging_New_Refrigeration_Electric_Vending Machine_E4 | F4 | Commercial | Lodging | New | Refrigeration | Electric | Vending Machine | E4 | RVT BC Ratio | 0 | 0 | 0 | 0 | 0 | 0 | 0 | 0 | 0 | 0 | 0 | 0 | 0 | 0 | 0 | 0 | 0 | 0 | 0 | 0 | 0 | 0 | 0 | 0 | 0 | 0 | 0 | 0 | 0 | 0
F4_Commercial_Lodging_New_Refrigeration_Electric_Vending Machine_E5 | F4 | Commercial | Lodging | New | Refrigeration | Electric | Vending Machine | E5 | RVT BC Ratio | 0 | 0 | 0 | 0 | 0 | 0 | 0 | 0 | 0 | 0 | 0 | 0 | 0 | 0 | 0 | 0 | 0 | 0 | 0 | 0 | 0 | 0 | 0 | 0 | 0 | 0 | 0 | 0 | 0 | 0
F4_Commercial_Lodging_New_Refrigeration_Electric_Vending Machine_E6 | F4 | Commercial | Lodging | New | Refrigeration | Electric | Vending Machine | E6 | RVT BC Ratio | 0 | 0 | 0 | 0 | 0 | 0 | 0 | 0 | 0 | 0 | 0 | 0 | 0 | 0 | 0 | 0 | 0 | 0 | 0 | 0 | 0 | 0 | 0 | 0 | 0 | 0 | 0 | 0 | 0 | 0
F4_Commercial_Lodging_New_Refrigeration_Electric_Vending Machine_E7 | F4 | Commercial | Lodging | New | Refrigeration | Electric | Vending Machine | E7 | RVT BC Ratio | 0 | 0 | 0 | 0 | 0 | 0 | 0 | 0 | 0 | 0 | 0 | 0 | 0 | 0 | 0 | 0 | 0 | 0 | 0 | 0 | 0 | 0 | 0 | 0 | 0 | 0 | 0 | 0 | 0 | 0
F4_Commercial_Lodging_New_Refrigeration_Electric_Vending Machine_E8 | F4 | Commercial | Lodging | New | Refrigeration | Electric | Vending Machine | E8 | RVT BC Ratio | 0 | 0 | 0 | 0 | 0 | 0 | 0 | 0 | 0 | 0 | 0 | 0 | 0 | 0 | 0 | 0 | 0 | 0 | 0 | 0 | 0 | 0 | 0 | 0 | 0 | 0 | 0 | 0 | 0 | 0
F4_Commercial_Lodging_New_Refrigeration_Electric_Vending Machine_E9 | F4 | Commercial | Lodging | New | Refrigeration | Electric | Vending Machine | E9 | RVT BC Ratio | 0 | 0 | 0 | 0 | 0 | 0 | 0 | 0 | 0 | 0 | 0 | 0 | 0 | 0 | 0 | 0 | 0 | 0 | 0 | 0 | 0 | 0 | 0 | 0 | 0 | 0 | 0 | 0 | 0 | 0
F4_Commercial_Lodging_New_Refrigeration_Electric_Vending Machine_E10 | F4 | Commercial | Lodging | New | Refrigeration | Electric | Vending Machine | E10 | RVT BC Ratio | 0 | 0 | 0 | 0 | 0 | 0 | 0 | 0 | 0 | 0 | 0 | 0 | 0 | 0 | 0 | 0 | 0 | 0 | 0 | 0 | 0 | 0 | 0 | 0 | 0 | 0 | 0 | 0 | 0 | 0
F5_Commercial_Lodging_New_Refrigeration_Electric_Vending Machine_E1 | F5 | Commercial | Lodging | New | Refrigeration | Electric | Vending Machine | E1 | RIM BC Ratio | 0 | 0 | 0 | 0 | 0 | 0 | 0 | 0 | 0 | 0 | 0 | 0 | 0 | 0 | 0 | 0 | 0 | 0 | 0 | 0 | 0 | 0 | 0 | 0 | 0 | 0 | 0 | 0 | 0 | 0
F5_Commercial_Lodging_New_Refrigeration_Electric_Vending Machine_E2 | F5 | Commercial | Lodging | New | Refrigeration | Electric | Vending Machine | E2 | RIM BC Ratio | 0 | 0 | 0 | 0 | 0 | 0 | 0 | 0 | 0 | 0 | 0 | 0 | 0 | 0 | 0 | 0 | 0 | 0 | 0 | 0 | 0 | 0 | 0 | 0 | 0 | 0 | 0 | 0 | 0 | 0
F5_Commercial_Lodging_New_Refrigeration_Electric_Vending Machine_E3 | F5 | Commercial | Lodging | New | Refrigeration | Electric | Vending Machine | E3 | RIM BC Ratio | 0 | 0 | 0 | 0 | 0 | 0 | 0 | 0 | 0 | 0 | 0 | 0 | 0 | 0 | 0 | 0 | 0 | 0 | 0 | 0 | 0 | 0 | 0 | 0 | 0 | 0 | 0 | 0 | 0 | 0
F5_Commercial_Lodging_New_Refrigeration_Electric_Vending Machine_E4 | F5 | Commercial | Lodging | New | Refrigeration | Electric | Vending Machine | E4 | RIM BC Ratio | 0 | 0 | 0 | 0 | 0 | 0 | 0 | 0 | 0 | 0 | 0 | 0 | 0 | 0 | 0 | 0 | 0 | 0 | 0 | 0 | 0 | 0 | 0 | 0 | 0 | 0 | 0 | 0 | 0 | 0
F5_Commercial_Lodging_New_Refrigeration_Electric_Vending Machine_E5 | F5 | Commercial | Lodging | New | Refrigeration | Electric | Vending Machine | E5 | RIM BC Ratio | 0 | 0 | 0 | 0 | 0 | 0 | 0 | 0 | 0 | 0 | 0 | 0 | 0 | 0 | 0 | 0 | 0 | 0 | 0 | 0 | 0 | 0 | 0 | 0 | 0 | 0 | 0 | 0 | 0 | 0
F5_Commercial_Lodging_New_Refrigeration_Electric_Vending Machine_E6 | F5 | Commercial | Lodging | New | Refrigeration | Electric | Vending Machine | E6 | RIM BC Ratio | 0 | 0 | 0 | 0 | 0 | 0 | 0 | 0 | 0 | 0 | 0 | 0 | 0 | 0 | 0 | 0 | 0 | 0 | 0 | 0 | 0 | 0 | 0 | 0 | 0 | 0 | 0 | 0 | 0 | 0
F5_Commercial_Lodging_New_Refrigeration_Electric_Vending Machine_E7 | F5 | Commercial | Lodging | New | Refrigeration | Electric | Vending Machine | E7 | RIM BC Ratio | 0 | 0 | 0 | 0 | 0 | 0 | 0 | 0 | 0 | 0 | 0 | 0 | 0 | 0 | 0 | 0 | 0 | 0 | 0 | 0 | 0 | 0 | 0 | 0 | 0 | 0 | 0 | 0 | 0 | 0
F5_Commercial_Lodging_New_Refrigeration_Electric_Vending Machine_E8 | F5 | Commercial | Lodging | New | Refrigeration | Electric | Vending Machine | E8 | RIM BC Ratio | 0 | 0 | 0 | 0 | 0 | 0 | 0 | 0 | 0 | 0 | 0 | 0 | 0 | 0 | 0 | 0 | 0 | 0 | 0 | 0 | 0 | 0 | 0 | 0 | 0 | 0 | 0 | 0 | 0 | 0
F5_Commercial_Lodging_New_Refrigeration_Electric_Vending Machine_E9 | F5 | Commercial | Lodging | New | Refrigeration | Electric | Vending Machine | E9 | RIM BC Ratio | 0 | 0 | 0 | 0 | 0 | 0 | 0 | 0 | 0 | 0 | 0 | 0 | 0 | 0 | 0 | 0 | 0 | 0 | 0 | 0 | 0 | 0 | 0 | 0 | 0 | 0 | 0 | 0 | 0 | 0
F5_Commercial_Lodging_New_Refrigeration_Electric_Vending Machine_E10 | F5 | Commercial | Lodging | New | Refrigeration | Electric | Vending Machine | E10 | RIM BC Ratio | 0 | 0 | 0 | 0 | 0 | 0 | 0 | 0 | 0 | 0 | 0 | 0 | 0 | 0 | 0 | 0 | 0 | 0 | 0 | 0 | 0 | 0 | 0 | 0 | 0 | 0 | 0 | 0 | 0 | 0
F0_Commercial_Lodging_New_Food Preparation_Electric_Oven_E0 | F0 | Commercial | Lodging | New | Food Preparation | Electric | Oven | E0 | Economic Unit | 0 | 0 | 0 | 0 | 0 | 0 | 0 | 0 | 0 | 0 | 0 | 0 | 0 | 0 | 0 | 0 | 0 | 0 | 0 | 0 | 0 | 0 | 0 | 0 | 0 | 0 | 0 | 0 | 0 | 0
F1_Commercial_Lodging_New_Food Preparation_Electric_Oven_E1 | F1 | Commercial | Lodging | New | Food Preparation | Electric | Oven | E1 | CCE | 0 | 0 | 0 | 0 | 0 | 0 | 0 | 0 | 0 | 0 | 0 | 0 | 0 | 0 | 0 | 0 | 0 | 0 | 0 | 0 | 0 | 0 | 0 | 0 | 0 | 0 | 0 | 0 | 0 | 0
F1_Commercial_Lodging_New_Food Preparation_Electric_Oven_E2 | F1 | Commercial | Lodging | New | Food Preparation | Electric | Oven | E2 | CCE | 0 | 0 | 0 | 0 | 0 | 0 | 0 | 0 | 0 | 0 | 0 | 0 | 0 | 0 | 0 | 0 | 0 | 0 | 0 | 0 | 0 | 0 | 0 | 0 | 0 | 0 | 0 | 0 | 0 | 0
F1_Commercial_Lodging_New_Food Preparation_Electric_Oven_E3 | F1 | Commercial | Lodging | New | Food Preparation | Electric | Oven | E3 | CCE | 0 | 0 | 0 | 0 | 0 | 0 | 0 | 0 | 0 | 0 | 0 | 0 | 0 | 0 | 0 | 0 | 0 | 0 | 0 | 0 | 0 | 0 | 0 | 0 | 0 | 0 | 0 | 0 | 0 | 0
F1_Commercial_Lodging_New_Food Preparation_Electric_Oven_E4 | F1 | Commercial | Lodging | New | Food Preparation | Electric | Oven | E4 | CCE | 0 | 0 | 0 | 0 | 0 | 0 | 0 | 0 | 0 | 0 | 0 | 0 | 0 | 0 | 0 | 0 | 0 | 0 | 0 | 0 | 0 | 0 | 0 | 0 | 0 | 0 | 0 | 0 | 0 | 0
F1_Commercial_Lodging_New_Food Preparation_Electric_Oven_E5 | F1 | Commercial | Lodging | New | Food Preparation | Electric | Oven | E5 | CCE | 0 | 0 | 0 | 0 | 0 | 0 | 0 | 0 | 0 | 0 | 0 | 0 | 0 | 0 | 0 | 0 | 0 | 0 | 0 | 0 | 0 | 0 | 0 | 0 | 0 | 0 | 0 | 0 | 0 | 0
F1_Commercial_Lodging_New_Food Preparation_Electric_Oven_E6 | F1 | Commercial | Lodging | New | Food Preparation | Electric | Oven | E6 | CCE | 0 | 0 | 0 | 0 | 0 | 0 | 0 | 0 | 0 | 0 | 0 | 0 | 0 | 0 | 0 | 0 | 0 | 0 | 0 | 0 | 0 | 0 | 0 | 0 | 0 | 0 | 0 | 0 | 0 | 0
F1_Commercial_Lodging_New_Food Preparation_Electric_Oven_E7 | F1 | Commercial | Lodging | New | Food Preparation | Electric | Oven | E7 | CCE | 0 | 0 | 0 | 0 | 0 | 0 | 0 | 0 | 0 | 0 | 0 | 0 | 0 | 0 | 0 | 0 | 0 | 0 | 0 | 0 | 0 | 0 | 0 | 0 | 0 | 0 | 0 | 0 | 0 | 0
F1_Commercial_Lodging_New_Food Preparation_Electric_Oven_E8 | F1 | Commercial | Lodging | New | Food Preparation | Electric | Oven | E8 | CCE | 0 | 0 | 0 | 0 | 0 | 0 | 0 | 0 | 0 | 0 | 0 | 0 | 0 | 0 | 0 | 0 | 0 | 0 | 0 | 0 | 0 | 0 | 0 | 0 | 0 | 0 | 0 | 0 | 0 | 0
F1_Commercial_Lodging_New_Food Preparation_Electric_Oven_E9 | F1 | Commercial | Lodging | New | Food Preparation | Electric | Oven | E9 | CCE | 0 | 0 | 0 | 0 | 0 | 0 | 0 | 0 | 0 | 0 | 0 | 0 | 0 | 0 | 0 | 0 | 0 | 0 | 0 | 0 | 0 | 0 | 0 | 0 | 0 | 0 | 0 | 0 | 0 | 0
F1_Commercial_Lodging_New_Food Preparation_Electric_Oven_E10 | F1 | Commercial | Lodging | New | Food Preparation | Electric | Oven | E10 | CCE | 0 | 0 | 0 | 0 | 0 | 0 | 0 | 0 | 0 | 0 | 0 | 0 | 0 | 0 | 0 | 0 | 0 | 0 | 0 | 0 | 0 | 0 | 0 | 0 | 0 | 0 | 0 | 0 | 0 | 0
F2_Commercial_Lodging_New_Food Preparation_Electric_Oven_E1 | F2 | Commercial | Lodging | New | Food Preparation | Electric | Oven | E1 | TRC BC Ratio | 0 | 0 | 0 | 0 | 0 | 0 | 0 | 0 | 0 | 0 | 0 | 0 | 0 | 0 | 0 | 0 | 0 | 0 | 0 | 0 | 0 | 0 | 0 | 0 | 0 | 0 | 0 | 0 | 0 | 0
F2_Commercial_Lodging_New_Food Preparation_Electric_Oven_E2 | F2 | Commercial | Lodging | New | Food Preparation | Electric | Oven | E2 | TRC BC Ratio | 0 | 0 | 0 | 0 | 0 | 0 | 0 | 0 | 0 | 0 | 0 | 0 | 0 | 0 | 0 | 0 | 0 | 0 | 0 | 0 | 0 | 0 | 0 | 0 | 0 | 0 | 0 | 0 | 0 | 0
F2_Commercial_Lodging_New_Food Preparation_Electric_Oven_E3 | F2 | Commercial | Lodging | New | Food Preparation | Electric | Oven | E3 | TRC BC Ratio | 0 | 0 | 0 | 0 | 0 | 0 | 0 | 0 | 0 | 0 | 0 | 0 | 0 | 0 | 0 | 0 | 0 | 0 | 0 | 0 | 0 | 0 | 0 | 0 | 0 | 0 | 0 | 0 | 0 | 0
F2_Commercial_Lodging_New_Food Preparation_Electric_Oven_E4 | F2 | Commercial | Lodging | New | Food Preparation | Electric | Oven | E4 | TRC BC Ratio | 0 | 0 | 0 | 0 | 0 | 0 | 0 | 0 | 0 | 0 | 0 | 0 | 0 | 0 | 0 | 0 | 0 | 0 | 0 | 0 | 0 | 0 | 0 | 0 | 0 | 0 | 0 | 0 | 0 | 0
F2_Commercial_Lodging_New_Food Preparation_Electric_Oven_E5 | F2 | Commercial | Lodging | New | Food Preparation | Electric | Oven | E5 | TRC BC Ratio | 0 | 0 | 0 | 0 | 0 | 0 | 0 | 0 | 0 | 0 | 0 | 0 | 0 | 0 | 0 | 0 | 0 | 0 | 0 | 0 | 0 | 0 | 0 | 0 | 0 | 0 | 0 | 0 | 0 | 0
F2_Commercial_Lodging_New_Food Preparation_Electric_Oven_E6 | F2 | Commercial | Lodging | New | Food Preparation | Electric | Oven | E6 | TRC BC Ratio | 0 | 0 | 0 | 0 | 0 | 0 | 0 | 0 | 0 | 0 | 0 | 0 | 0 | 0 | 0 | 0 | 0 | 0 | 0 | 0 | 0 | 0 | 0 | 0 | 0 | 0 | 0 | 0 | 0 | 0
F2_Commercial_Lodging_New_Food Preparation_Electric_Oven_E7 | F2 | Commercial | Lodging | New | Food Preparation | Electric | Oven | E7 | TRC BC Ratio | 0 | 0 | 0 | 0 | 0 | 0 | 0 | 0 | 0 | 0 | 0 | 0 | 0 | 0 | 0 | 0 | 0 | 0 | 0 | 0 | 0 | 0 | 0 | 0 | 0 | 0 | 0 | 0 | 0 | 0
F2_Commercial_Lodging_New_Food Preparation_Electric_Oven_E8 | F2 | Commercial | Lodging | New | Food Preparation | Electric | Oven | E8 | TRC BC Ratio | 0 | 0 | 0 | 0 | 0 | 0 | 0 | 0 | 0 | 0 | 0 | 0 | 0 | 0 | 0 | 0 | 0 | 0 | 0 | 0 | 0 | 0 | 0 | 0 | 0 | 0 | 0 | 0 | 0 | 0
F2_Commercial_Lodging_New_Food Preparation_Electric_Oven_E9 | F2 | Commercial | Lodging | New | Food Preparation | Electric | Oven | E9 | TRC BC Ratio | 0 | 0 | 0 | 0 | 0 | 0 | 0 | 0 | 0 | 0 | 0 | 0 | 0 | 0 | 0 | 0 | 0 | 0 | 0 | 0 | 0 | 0 | 0 | 0 | 0 | 0 | 0 | 0 | 0 | 0
F2_Commercial_Lodging_New_Food Preparation_Electric_Oven_E10 | F2 | Commercial | Lodging | New | Food Preparation | Electric | Oven | E10 | TRC BC Ratio | 0 | 0 | 0 | 0 | 0 | 0 | 0 | 0 | 0 | 0 | 0 | 0 | 0 | 0 | 0 | 0 | 0 | 0 | 0 | 0 | 0 | 0 | 0 | 0 | 0 | 0 | 0 | 0 | 0 | 0
F3_Commercial_Lodging_New_Food Preparation_Electric_Oven_E1 | F3 | Commercial | Lodging | New | Food Preparation | Electric | Oven | E1 | PACT BC Ratio | 0 | 0 | 0 | 0 | 0 | 0 | 0 | 0 | 0 | 0 | 0 | 0 | 0 | 0 | 0 | 0 | 0 | 0 | 0 | 0 | 0 | 0 | 0 | 0 | 0 | 0 | 0 | 0 | 0 | 0
F3_Commercial_Lodging_New_Food Preparation_Electric_Oven_E2 | F3 | Commercial | Lodging | New | Food Preparation | Electric | Oven | E2 | PACT BC Ratio | 0 | 0 | 0 | 0 | 0 | 0 | 0 | 0 | 0 | 0 | 0 | 0 | 0 | 0 | 0 | 0 | 0 | 0 | 0 | 0 | 0 | 0 | 0 | 0 | 0 | 0 | 0 | 0 | 0 | 0
F3_Commercial_Lodging_New_Food Preparation_Electric_Oven_E3 | F3 | Commercial | Lodging | New | Food Preparation | Electric | Oven | E3 | PACT BC Ratio | 0 | 0 | 0 | 0 | 0 | 0 | 0 | 0 | 0 | 0 | 0 | 0 | 0 | 0 | 0 | 0 | 0 | 0 | 0 | 0 | 0 | 0 | 0 | 0 | 0 | 0 | 0 | 0 | 0 | 0
F3_Commercial_Lodging_New_Food Preparation_Electric_Oven_E4 | F3 | Commercial | Lodging | New | Food Preparation | Electric | Oven | E4 | PACT BC Ratio | 0 | 0 | 0 | 0 | 0 | 0 | 0 | 0 | 0 | 0 | 0 | 0 | 0 | 0 | 0 | 0 | 0 | 0 | 0 | 0 | 0 | 0 | 0 | 0 | 0 | 0 | 0 | 0 | 0 | 0
F3_Commercial_Lodging_New_Food Preparation_Electric_Oven_E5 | F3 | Commercial | Lodging | New | Food Preparation | Electric | Oven | E5 | PACT BC Ratio | 0 | 0 | 0 | 0 | 0 | 0 | 0 | 0 | 0 | 0 | 0 | 0 | 0 | 0 | 0 | 0 | 0 | 0 | 0 | 0 | 0 | 0 | 0 | 0 | 0 | 0 | 0 | 0 | 0 | 0
F3_Commercial_Lodging_New_Food Preparation_Electric_Oven_E6 | F3 | Commercial | Lodging | New | Food Preparation | Electric | Oven | E6 | PACT BC Ratio | 0 | 0 | 0 | 0 | 0 | 0 | 0 | 0 | 0 | 0 | 0 | 0 | 0 | 0 | 0 | 0 | 0 | 0 | 0 | 0 | 0 | 0 | 0 | 0 | 0 | 0 | 0 | 0 | 0 | 0
F3_Commercial_Lodging_New_Food Preparation_Electric_Oven_E7 | F3 | Commercial | Lodging | New | Food Preparation | Electric | Oven | E7 | PACT BC Ratio | 0 | 0 | 0 | 0 | 0 | 0 | 0 | 0 | 0 | 0 | 0 | 0 | 0 | 0 | 0 | 0 | 0 | 0 | 0 | 0 | 0 | 0 | 0 | 0 | 0 | 0 | 0 | 0 | 0 | 0
F3_Commercial_Lodging_New_Food Preparation_Electric_Oven_E8 | F3 | Commercial | Lodging | New | Food Preparation | Electric | Oven | E8 | PACT BC Ratio | 0 | 0 | 0 | 0 | 0 | 0 | 0 | 0 | 0 | 0 | 0 | 0 | 0 | 0 | 0 | 0 | 0 | 0 | 0 | 0 | 0 | 0 | 0 | 0 | 0 | 0 | 0 | 0 | 0 | 0
F3_Commercial_Lodging_New_Food Preparation_Electric_Oven_E9 | F3 | Commercial | Lodging | New | Food Preparation | Electric | Oven | E9 | PACT BC Ratio | 0 | 0 | 0 | 0 | 0 | 0 | 0 | 0 | 0 | 0 | 0 | 0 | 0 | 0 | 0 | 0 | 0 | 0 | 0 | 0 | 0 | 0 | 0 | 0 | 0 | 0 | 0 | 0 | 0 | 0
F3_Commercial_Lodging_New_Food Preparation_Electric_Oven_E10 | F3 | Commercial | Lodging | New | Food Preparation | Electric | Oven | E10 | PACT BC Ratio | 0 | 0 | 0 | 0 | 0 | 0 | 0 | 0 | 0 | 0 | 0 | 0 | 0 | 0 | 0 | 0 | 0 | 0 | 0 | 0 | 0 | 0 | 0 | 0 | 0 | 0 | 0 | 0 | 0 | 0
F4_Commercial_Lodging_New_Food Preparation_Electric_Oven_E1 | F4 | Commercial | Lodging | New | Food Preparation | Electric | Oven | E1 | RVT BC Ratio | 0 | 0 | 0 | 0 | 0 | 0 | 0 | 0 | 0 | 0 | 0 | 0 | 0 | 0 | 0 | 0 | 0 | 0 | 0 | 0 | 0 | 0 | 0 | 0 | 0 | 0 | 0 | 0 | 0 | 0
F4_Commercial_Lodging_New_Food Preparation_Electric_Oven_E2 | F4 | Commercial | Lodging | New | Food Preparation | Electric | Oven | E2 | RVT BC Ratio | 0 | 0 | 0 | 0 | 0 | 0 | 0 | 0 | 0 | 0 | 0 | 0 | 0 | 0 | 0 | 0 | 0 | 0 | 0 | 0 | 0 | 0 | 0 | 0 | 0 | 0 | 0 | 0 | 0 | 0
F4_Commercial_Lodging_New_Food Preparation_Electric_Oven_E3 | F4 | Commercial | Lodging | New | Food Preparation | Electric | Oven | E3 | RVT BC Ratio | 0 | 0 | 0 | 0 | 0 | 0 | 0 | 0 | 0 | 0 | 0 | 0 | 0 | 0 | 0 | 0 | 0 | 0 | 0 | 0 | 0 | 0 | 0 | 0 | 0 | 0 | 0 | 0 | 0 | 0
F4_Commercial_Lodging_New_Food Preparation_Electric_Oven_E4 | F4 | Commercial | Lodging | New | Food Preparation | Electric | Oven | E4 | RVT BC Ratio | 0 | 0 | 0 | 0 | 0 | 0 | 0 | 0 | 0 | 0 | 0 | 0 | 0 | 0 | 0 | 0 | 0 | 0 | 0 | 0 | 0 | 0 | 0 | 0 | 0 | 0 | 0 | 0 | 0 | 0
F4_Commercial_Lodging_New_Food Preparation_Electric_Oven_E5 | F4 | Commercial | Lodging | New | Food Preparation | Electric | Oven | E5 | RVT BC Ratio | 0 | 0 | 0 | 0 | 0 | 0 | 0 | 0 | 0 | 0 | 0 | 0 | 0 | 0 | 0 | 0 | 0 | 0 | 0 | 0 | 0 | 0 | 0 | 0 | 0 | 0 | 0 | 0 | 0 | 0
F4_Commercial_Lodging_New_Food Preparation_Electric_Oven_E6 | F4 | Commercial | Lodging | New | Food Preparation | Electric | Oven | E6 | RVT BC Ratio | 0 | 0 | 0 | 0 | 0 | 0 | 0 | 0 | 0 | 0 | 0 | 0 | 0 | 0 | 0 | 0 | 0 | 0 | 0 | 0 | 0 | 0 | 0 | 0 | 0 | 0 | 0 | 0 | 0 | 0
F4_Commercial_Lodging_New_Food Preparation_Electric_Oven_E7 | F4 | Commercial | Lodging | New | Food Preparation | Electric | Oven | E7 | RVT BC Ratio | 0 | 0 | 0 | 0 | 0 | 0 | 0 | 0 | 0 | 0 | 0 | 0 | 0 | 0 | 0 | 0 | 0 | 0 | 0 | 0 | 0 | 0 | 0 | 0 | 0 | 0 | 0 | 0 | 0 | 0
F4_Commercial_Lodging_New_Food Preparation_Electric_Oven_E8 | F4 | Commercial | Lodging | New | Food Preparation | Electric | Oven | E8 | RVT BC Ratio | 0 | 0 | 0 | 0 | 0 | 0 | 0 | 0 | 0 | 0 | 0 | 0 | 0 | 0 | 0 | 0 | 0 | 0 | 0 | 0 | 0 | 0 | 0 | 0 | 0 | 0 | 0 | 0 | 0 | 0
F4_Commercial_Lodging_New_Food Preparation_Electric_Oven_E9 | F4 | Commercial | Lodging | New | Food Preparation | Electric | Oven | E9 | RVT BC Ratio | 0 | 0 | 0 | 0 | 0 | 0 | 0 | 0 | 0 | 0 | 0 | 0 | 0 | 0 | 0 | 0 | 0 | 0 | 0 | 0 | 0 | 0 | 0 | 0 | 0 | 0 | 0 | 0 | 0 | 0
F4_Commercial_Lodging_New_Food Preparation_Electric_Oven_E10 | F4 | Commercial | Lodging | New | Food Preparation | Electric | Oven | E10 | RVT BC Ratio | 0 | 0 | 0 | 0 | 0 | 0 | 0 | 0 | 0 | 0 | 0 | 0 | 0 | 0 | 0 | 0 | 0 | 0 | 0 | 0 | 0 | 0 | 0 | 0 | 0 | 0 | 0 | 0 | 0 | 0
F5_Commercial_Lodging_New_Food Preparation_Electric_Oven_E1 | F5 | Commercial | Lodging | New | Food Preparation | Electric | Oven | E1 | RIM BC Ratio | 0 | 0 | 0 | 0 | 0 | 0 | 0 | 0 | 0 | 0 | 0 | 0 | 0 | 0 | 0 | 0 | 0 | 0 | 0 | 0 | 0 | 0 | 0 | 0 | 0 | 0 | 0 | 0 | 0 | 0
F5_Commercial_Lodging_New_Food Preparation_Electric_Oven_E2 | F5 | Commercial | Lodging | New | Food Preparation | Electric | Oven | E2 | RIM BC Ratio | 0 | 0 | 0 | 0 | 0 | 0 | 0 | 0 | 0 | 0 | 0 | 0 | 0 | 0 | 0 | 0 | 0 | 0 | 0 | 0 | 0 | 0 | 0 | 0 | 0 | 0 | 0 | 0 | 0 | 0
F5_Commercial_Lodging_New_Food Preparation_Electric_Oven_E3 | F5 | Commercial | Lodging | New | Food Preparation | Electric | Oven | E3 | RIM BC Ratio | 0 | 0 | 0 | 0 | 0 | 0 | 0 | 0 | 0 | 0 | 0 | 0 | 0 | 0 | 0 | 0 | 0 | 0 | 0 | 0 | 0 | 0 | 0 | 0 | 0 | 0 | 0 | 0 | 0 | 0
F5_Commercial_Lodging_New_Food Preparation_Electric_Oven_E4 | F5 | Commercial | Lodging | New | Food Preparation | Electric | Oven | E4 | RIM BC Ratio | 0 | 0 | 0 | 0 | 0 | 0 | 0 | 0 | 0 | 0 | 0 | 0 | 0 | 0 | 0 | 0 | 0 | 0 | 0 | 0 | 0 | 0 | 0 | 0 | 0 | 0 | 0 | 0 | 0 | 0
F5_Commercial_Lodging_New_Food Preparation_Electric_Oven_E5 | F5 | Commercial | Lodging | New | Food Preparation | Electric | Oven | E5 | RIM BC Ratio | 0 | 0 | 0 | 0 | 0 | 0 | 0 | 0 | 0 | 0 | 0 | 0 | 0 | 0 | 0 | 0 | 0 | 0 | 0 | 0 | 0 | 0 | 0 | 0 | 0 | 0 | 0 | 0 | 0 | 0
F5_Commercial_Lodging_New_Food Preparation_Electric_Oven_E6 | F5 | Commercial | Lodging | New | Food Preparation | Electric | Oven | E6 | RIM BC Ratio | 0 | 0 | 0 | 0 | 0 | 0 | 0 | 0 | 0 | 0 | 0 | 0 | 0 | 0 | 0 | 0 | 0 | 0 | 0 | 0 | 0 | 0 | 0 | 0 | 0 | 0 | 0 | 0 | 0 | 0
F5_Commercial_Lodging_New_Food Preparation_Electric_Oven_E7 | F5 | Commercial | Lodging | New | Food Preparation | Electric | Oven | E7 | RIM BC Ratio | 0 | 0 | 0 | 0 | 0 | 0 | 0 | 0 | 0 | 0 | 0 | 0 | 0 | 0 | 0 | 0 | 0 | 0 | 0 | 0 | 0 | 0 | 0 | 0 | 0 | 0 | 0 | 0 | 0 | 0
F5_Commercial_Lodging_New_Food Preparation_Electric_Oven_E8 | F5 | Commercial | Lodging | New | Food Preparation | Electric | Oven | E8 | RIM BC Ratio | 0 | 0 | 0 | 0 | 0 | 0 | 0 | 0 | 0 | 0 | 0 | 0 | 0 | 0 | 0 | 0 | 0 | 0 | 0 | 0 | 0 | 0 | 0 | 0 | 0 | 0 | 0 | 0 | 0 | 0
F5_Commercial_Lodging_New_Food Preparation_Electric_Oven_E9 | F5 | Commercial | Lodging | New | Food Preparation | Electric | Oven | E9 | RIM BC Ratio | 0 | 0 | 0 | 0 | 0 | 0 | 0 | 0 | 0 | 0 | 0 | 0 | 0 | 0 | 0 | 0 | 0 | 0 | 0 | 0 | 0 | 0 | 0 | 0 | 0 | 0 | 0 | 0 | 0 | 0
F5_Commercial_Lodging_New_Food Preparation_Electric_Oven_E10 | F5 | Commercial | Lodging | New | Food Preparation | Electric | Oven | E10 | RIM BC Ratio | 0 | 0 | 0 | 0 | 0 | 0 | 0 | 0 | 0 | 0 | 0 | 0 | 0 | 0 | 0 | 0 | 0 | 0 | 0 | 0 | 0 | 0 | 0 | 0 | 0 | 0 | 0 | 0 | 0 | 0
F0_Commercial_Lodging_New_Food Preparation_Electric_Fryer_E0 | F0 | Commercial | Lodging | New | Food Preparation | Electric | Fryer | E0 | Economic Unit | 0 | 0 | 0 | 0 | 0 | 0 | 0 | 0 | 0 | 0 | 0 | 0 | 0 | 0 | 0 | 0 | 0 | 0 | 0 | 0 | 0 | 0 | 0 | 0 | 0 | 0 | 0 | 0 | 0 | 0
F1_Commercial_Lodging_New_Food Preparation_Electric_Fryer_E1 | F1 | Commercial | Lodging | New | Food Preparation | Electric | Fryer | E1 | CCE | 0 | 0 | 0 | 0 | 0 | 0 | 0 | 0 | 0 | 0 | 0 | 0 | 0 | 0 | 0 | 0 | 0 | 0 | 0 | 0 | 0 | 0 | 0 | 0 | 0 | 0 | 0 | 0 | 0 | 0
F1_Commercial_Lodging_New_Food Preparation_Electric_Fryer_E2 | F1 | Commercial | Lodging | New | Food Preparation | Electric | Fryer | E2 | CCE | 0 | 0 | 0 | 0 | 0 | 0 | 0 | 0 | 0 | 0 | 0 | 0 | 0 | 0 | 0 | 0 | 0 | 0 | 0 | 0 | 0 | 0 | 0 | 0 | 0 | 0 | 0 | 0 | 0 | 0
F1_Commercial_Lodging_New_Food Preparation_Electric_Fryer_E3 | F1 | Commercial | Lodging | New | Food Preparation | Electric | Fryer | E3 | CCE | 0 | 0 | 0 | 0 | 0 | 0 | 0 | 0 | 0 | 0 | 0 | 0 | 0 | 0 | 0 | 0 | 0 | 0 | 0 | 0 | 0 | 0 | 0 | 0 | 0 | 0 | 0 | 0 | 0 | 0
F1_Commercial_Lodging_New_Food Preparation_Electric_Fryer_E4 | F1 | Commercial | Lodging | New | Food Preparation | Electric | Fryer | E4 | CCE | 0 | 0 | 0 | 0 | 0 | 0 | 0 | 0 | 0 | 0 | 0 | 0 | 0 | 0 | 0 | 0 | 0 | 0 | 0 | 0 | 0 | 0 | 0 | 0 | 0 | 0 | 0 | 0 | 0 | 0
F1_Commercial_Lodging_New_Food Preparation_Electric_Fryer_E5 | F1 | Commercial | Lodging | New | Food Preparation | Electric | Fryer | E5 | CCE | 0 | 0 | 0 | 0 | 0 | 0 | 0 | 0 | 0 | 0 | 0 | 0 | 0 | 0 | 0 | 0 | 0 | 0 | 0 | 0 | 0 | 0 | 0 | 0 | 0 | 0 | 0 | 0 | 0 | 0
F1_Commercial_Lodging_New_Food Preparation_Electric_Fryer_E6 | F1 | Commercial | Lodging | New | Food Preparation | Electric | Fryer | E6 | CCE | 0 | 0 | 0 | 0 | 0 | 0 | 0 | 0 | 0 | 0 | 0 | 0 | 0 | 0 | 0 | 0 | 0 | 0 | 0 | 0 | 0 | 0 | 0 | 0 | 0 | 0 | 0 | 0 | 0 | 0
F1_Commercial_Lodging_New_Food Preparation_Electric_Fryer_E7 | F1 | Commercial | Lodging | New | Food Preparation | Electric | Fryer | E7 | CCE | 0 | 0 | 0 | 0 | 0 | 0 | 0 | 0 | 0 | 0 | 0 | 0 | 0 | 0 | 0 | 0 | 0 | 0 | 0 | 0 | 0 | 0 | 0 | 0 | 0 | 0 | 0 | 0 | 0 | 0
F1_Commercial_Lodging_New_Food Preparation_Electric_Fryer_E8 | F1 | Commercial | Lodging | New | Food Preparation | Electric | Fryer | E8 | CCE | 0 | 0 | 0 | 0 | 0 | 0 | 0 | 0 | 0 | 0 | 0 | 0 | 0 | 0 | 0 | 0 | 0 | 0 | 0 | 0 | 0 | 0 | 0 | 0 | 0 | 0 | 0 | 0 | 0 | 0
F1_Commercial_Lodging_New_Food Preparation_Electric_Fryer_E9 | F1 | Commercial | Lodging | New | Food Preparation | Electric | Fryer | E9 | CCE | 0 | 0 | 0 | 0 | 0 | 0 | 0 | 0 | 0 | 0 | 0 | 0 | 0 | 0 | 0 | 0 | 0 | 0 | 0 | 0 | 0 | 0 | 0 | 0 | 0 | 0 | 0 | 0 | 0 | 0
F1_Commercial_Lodging_New_Food Preparation_Electric_Fryer_E10 | F1 | Commercial | Lodging | New | Food Preparation | Electric | Fryer | E10 | CCE | 0 | 0 | 0 | 0 | 0 | 0 | 0 | 0 | 0 | 0 | 0 | 0 | 0 | 0 | 0 | 0 | 0 | 0 | 0 | 0 | 0 | 0 | 0 | 0 | 0 | 0 | 0 | 0 | 0 | 0
F2_Commercial_Lodging_New_Food Preparation_Electric_Fryer_E1 | F2 | Commercial | Lodging | New | Food Preparation | Electric | Fryer | E1 | TRC BC Ratio | 0 | 0 | 0 | 0 | 0 | 0 | 0 | 0 | 0 | 0 | 0 | 0 | 0 | 0 | 0 | 0 | 0 | 0 | 0 | 0 | 0 | 0 | 0 | 0 | 0 | 0 | 0 | 0 | 0 | 0
F2_Commercial_Lodging_New_Food Preparation_Electric_Fryer_E2 | F2 | Commercial | Lodging | New | Food Preparation | Electric | Fryer | E2 | TRC BC Ratio | 0 | 0 | 0 | 0 | 0 | 0 | 0 | 0 | 0 | 0 | 0 | 0 | 0 | 0 | 0 | 0 | 0 | 0 | 0 | 0 | 0 | 0 | 0 | 0 | 0 | 0 | 0 | 0 | 0 | 0
F2_Commercial_Lodging_New_Food Preparation_Electric_Fryer_E3 | F2 | Commercial | Lodging | New | Food Preparation | Electric | Fryer | E3 | TRC BC Ratio | 0 | 0 | 0 | 0 | 0 | 0 | 0 | 0 | 0 | 0 | 0 | 0 | 0 | 0 | 0 | 0 | 0 | 0 | 0 | 0 | 0 | 0 | 0 | 0 | 0 | 0 | 0 | 0 | 0 | 0
F2_Commercial_Lodging_New_Food Preparation_Electric_Fryer_E4 | F2 | Commercial | Lodging | New | Food Preparation | Electric | Fryer | E4 | TRC BC Ratio | 0 | 0 | 0 | 0 | 0 | 0 | 0 | 0 | 0 | 0 | 0 | 0 | 0 | 0 | 0 | 0 | 0 | 0 | 0 | 0 | 0 | 0 | 0 | 0 | 0 | 0 | 0 | 0 | 0 | 0
F2_Commercial_Lodging_New_Food Preparation_Electric_Fryer_E5 | F2 | Commercial | Lodging | New | Food Preparation | Electric | Fryer | E5 | TRC BC Ratio | 0 | 0 | 0 | 0 | 0 | 0 | 0 | 0 | 0 | 0 | 0 | 0 | 0 | 0 | 0 | 0 | 0 | 0 | 0 | 0 | 0 | 0 | 0 | 0 | 0 | 0 | 0 | 0 | 0 | 0
F2_Commercial_Lodging_New_Food Preparation_Electric_Fryer_E6 | F2 | Commercial | Lodging | New | Food Preparation | Electric | Fryer | E6 | TRC BC Ratio | 0 | 0 | 0 | 0 | 0 | 0 | 0 | 0 | 0 | 0 | 0 | 0 | 0 | 0 | 0 | 0 | 0 | 0 | 0 | 0 | 0 | 0 | 0 | 0 | 0 | 0 | 0 | 0 | 0 | 0
F2_Commercial_Lodging_New_Food Preparation_Electric_Fryer_E7 | F2 | Commercial | Lodging | New | Food Preparation | Electric | Fryer | E7 | TRC BC Ratio | 0 | 0 | 0 | 0 | 0 | 0 | 0 | 0 | 0 | 0 | 0 | 0 | 0 | 0 | 0 | 0 | 0 | 0 | 0 | 0 | 0 | 0 | 0 | 0 | 0 | 0 | 0 | 0 | 0 | 0
F2_Commercial_Lodging_New_Food Preparation_Electric_Fryer_E8 | F2 | Commercial | Lodging | New | Food Preparation | Electric | Fryer | E8 | TRC BC Ratio | 0 | 0 | 0 | 0 | 0 | 0 | 0 | 0 | 0 | 0 | 0 | 0 | 0 | 0 | 0 | 0 | 0 | 0 | 0 | 0 | 0 | 0 | 0 | 0 | 0 | 0 | 0 | 0 | 0 | 0
F2_Commercial_Lodging_New_Food Preparation_Electric_Fryer_E9 | F2 | Commercial | Lodging | New | Food Preparation | Electric | Fryer | E9 | TRC BC Ratio | 0 | 0 | 0 | 0 | 0 | 0 | 0 | 0 | 0 | 0 | 0 | 0 | 0 | 0 | 0 | 0 | 0 | 0 | 0 | 0 | 0 | 0 | 0 | 0 | 0 | 0 | 0 | 0 | 0 | 0
F2_Commercial_Lodging_New_Food Preparation_Electric_Fryer_E10 | F2 | Commercial | Lodging | New | Food Preparation | Electric | Fryer | E10 | TRC BC Ratio | 0 | 0 | 0 | 0 | 0 | 0 | 0 | 0 | 0 | 0 | 0 | 0 | 0 | 0 | 0 | 0 | 0 | 0 | 0 | 0 | 0 | 0 | 0 | 0 | 0 | 0 | 0 | 0 | 0 | 0
F3_Commercial_Lodging_New_Food Preparation_Electric_Fryer_E1 | F3 | Commercial | Lodging | New | Food Preparation | Electric | Fryer | E1 | PACT BC Ratio | 0 | 0 | 0 | 0 | 0 | 0 | 0 | 0 | 0 | 0 | 0 | 0 | 0 | 0 | 0 | 0 | 0 | 0 | 0 | 0 | 0 | 0 | 0 | 0 | 0 | 0 | 0 | 0 | 0 | 0
F3_Commercial_Lodging_New_Food Preparation_Electric_Fryer_E2 | F3 | Commercial | Lodging | New | Food Preparation | Electric | Fryer | E2 | PACT BC Ratio | 0 | 0 | 0 | 0 | 0 | 0 | 0 | 0 | 0 | 0 | 0 | 0 | 0 | 0 | 0 | 0 | 0 | 0 | 0 | 0 | 0 | 0 | 0 | 0 | 0 | 0 | 0 | 0 | 0 | 0
F3_Commercial_Lodging_New_Food Preparation_Electric_Fryer_E3 | F3 | Commercial | Lodging | New | Food Preparation | Electric | Fryer | E3 | PACT BC Ratio | 0 | 0 | 0 | 0 | 0 | 0 | 0 | 0 | 0 | 0 | 0 | 0 | 0 | 0 | 0 | 0 | 0 | 0 | 0 | 0 | 0 | 0 | 0 | 0 | 0 | 0 | 0 | 0 | 0 | 0
F3_Commercial_Lodging_New_Food Preparation_Electric_Fryer_E4 | F3 | Commercial | Lodging | New | Food Preparation | Electric | Fryer | E4 | PACT BC Ratio | 0 | 0 | 0 | 0 | 0 | 0 | 0 | 0 | 0 | 0 | 0 | 0 | 0 | 0 | 0 | 0 | 0 | 0 | 0 | 0 | 0 | 0 | 0 | 0 | 0 | 0 | 0 | 0 | 0 | 0
F3_Commercial_Lodging_New_Food Preparation_Electric_Fryer_E5 | F3 | Commercial | Lodging | New | Food Preparation | Electric | Fryer | E5 | PACT BC Ratio | 0 | 0 | 0 | 0 | 0 | 0 | 0 | 0 | 0 | 0 | 0 | 0 | 0 | 0 | 0 | 0 | 0 | 0 | 0 | 0 | 0 | 0 | 0 | 0 | 0 | 0 | 0 | 0 | 0 | 0
F3_Commercial_Lodging_New_Food Preparation_Electric_Fryer_E6 | F3 | Commercial | Lodging | New | Food Preparation | Electric | Fryer | E6 | PACT BC Ratio | 0 | 0 | 0 | 0 | 0 | 0 | 0 | 0 | 0 | 0 | 0 | 0 | 0 | 0 | 0 | 0 | 0 | 0 | 0 | 0 | 0 | 0 | 0 | 0 | 0 | 0 | 0 | 0 | 0 | 0
F3_Commercial_Lodging_New_Food Preparation_Electric_Fryer_E7 | F3 | Commercial | Lodging | New | Food Preparation | Electric | Fryer | E7 | PACT BC Ratio | 0 | 0 | 0 | 0 | 0 | 0 | 0 | 0 | 0 | 0 | 0 | 0 | 0 | 0 | 0 | 0 | 0 | 0 | 0 | 0 | 0 | 0 | 0 | 0 | 0 | 0 | 0 | 0 | 0 | 0
F3_Commercial_Lodging_New_Food Preparation_Electric_Fryer_E8 | F3 | Commercial | Lodging | New | Food Preparation | Electric | Fryer | E8 | PACT BC Ratio | 0 | 0 | 0 | 0 | 0 | 0 | 0 | 0 | 0 | 0 | 0 | 0 | 0 | 0 | 0 | 0 | 0 | 0 | 0 | 0 | 0 | 0 | 0 | 0 | 0 | 0 | 0 | 0 | 0 | 0
F3_Commercial_Lodging_New_Food Preparation_Electric_Fryer_E9 | F3 | Commercial | Lodging | New | Food Preparation | Electric | Fryer | E9 | PACT BC Ratio | 0 | 0 | 0 | 0 | 0 | 0 | 0 | 0 | 0 | 0 | 0 | 0 | 0 | 0 | 0 | 0 | 0 | 0 | 0 | 0 | 0 | 0 | 0 | 0 | 0 | 0 | 0 | 0 | 0 | 0
F3_Commercial_Lodging_New_Food Preparation_Electric_Fryer_E10 | F3 | Commercial | Lodging | New | Food Preparation | Electric | Fryer | E10 | PACT BC Ratio | 0 | 0 | 0 | 0 | 0 | 0 | 0 | 0 | 0 | 0 | 0 | 0 | 0 | 0 | 0 | 0 | 0 | 0 | 0 | 0 | 0 | 0 | 0 | 0 | 0 | 0 | 0 | 0 | 0 | 0
F4_Commercial_Lodging_New_Food Preparation_Electric_Fryer_E1 | F4 | Commercial | Lodging | New | Food Preparation | Electric | Fryer | E1 | RVT BC Ratio | 0 | 0 | 0 | 0 | 0 | 0 | 0 | 0 | 0 | 0 | 0 | 0 | 0 | 0 | 0 | 0 | 0 | 0 | 0 | 0 | 0 | 0 | 0 | 0 | 0 | 0 | 0 | 0 | 0 | 0
F4_Commercial_Lodging_New_Food Preparation_Electric_Fryer_E2 | F4 | Commercial | Lodging | New | Food Preparation | Electric | Fryer | E2 | RVT BC Ratio | 0 | 0 | 0 | 0 | 0 | 0 | 0 | 0 | 0 | 0 | 0 | 0 | 0 | 0 | 0 | 0 | 0 | 0 | 0 | 0 | 0 | 0 | 0 | 0 | 0 | 0 | 0 | 0 | 0 | 0
F4_Commercial_Lodging_New_Food Preparation_Electric_Fryer_E3 | F4 | Commercial | Lodging | New | Food Preparation | Electric | Fryer | E3 | RVT BC Ratio | 0 | 0 | 0 | 0 | 0 | 0 | 0 | 0 | 0 | 0 | 0 | 0 | 0 | 0 | 0 | 0 | 0 | 0 | 0 | 0 | 0 | 0 | 0 | 0 | 0 | 0 | 0 | 0 | 0 | 0
F4_Commercial_Lodging_New_Food Preparation_Electric_Fryer_E4 | F4 | Commercial | Lodging | New | Food Preparation | Electric | Fryer | E4 | RVT BC Ratio | 0 | 0 | 0 | 0 | 0 | 0 | 0 | 0 | 0 | 0 | 0 | 0 | 0 | 0 | 0 | 0 | 0 | 0 | 0 | 0 | 0 | 0 | 0 | 0 | 0 | 0 | 0 | 0 | 0 | 0
F4_Commercial_Lodging_New_Food Preparation_Electric_Fryer_E5 | F4 | Commercial | Lodging | New | Food Preparation | Electric | Fryer | E5 | RVT BC Ratio | 0 | 0 | 0 | 0 | 0 | 0 | 0 | 0 | 0 | 0 | 0 | 0 | 0 | 0 | 0 | 0 | 0 | 0 | 0 | 0 | 0 | 0 | 0 | 0 | 0 | 0 | 0 | 0 | 0 | 0
F4_Commercial_Lodging_New_Food Preparation_Electric_Fryer_E6 | F4 | Commercial | Lodging | New | Food Preparation | Electric | Fryer | E6 | RVT BC Ratio | 0 | 0 | 0 | 0 | 0 | 0 | 0 | 0 | 0 | 0 | 0 | 0 | 0 | 0 | 0 | 0 | 0 | 0 | 0 | 0 | 0 | 0 | 0 | 0 | 0 | 0 | 0 | 0 | 0 | 0
F4_Commercial_Lodging_New_Food Preparation_Electric_Fryer_E7 | F4 | Commercial | Lodging | New | Food Preparation | Electric | Fryer | E7 | RVT BC Ratio | 0 | 0 | 0 | 0 | 0 | 0 | 0 | 0 | 0 | 0 | 0 | 0 | 0 | 0 | 0 | 0 | 0 | 0 | 0 | 0 | 0 | 0 | 0 | 0 | 0 | 0 | 0 | 0 | 0 | 0
F4_Commercial_Lodging_New_Food Preparation_Electric_Fryer_E8 | F4 | Commercial | Lodging | New | Food Preparation | Electric | Fryer | E8 | RVT BC Ratio | 0 | 0 | 0 | 0 | 0 | 0 | 0 | 0 | 0 | 0 | 0 | 0 | 0 | 0 | 0 | 0 | 0 | 0 | 0 | 0 | 0 | 0 | 0 | 0 | 0 | 0 | 0 | 0 | 0 | 0
F4_Commercial_Lodging_New_Food Preparation_Electric_Fryer_E9 | F4 | Commercial | Lodging | New | Food Preparation | Electric | Fryer | E9 | RVT BC Ratio | 0 | 0 | 0 | 0 | 0 | 0 | 0 | 0 | 0 | 0 | 0 | 0 | 0 | 0 | 0 | 0 | 0 | 0 | 0 | 0 | 0 | 0 | 0 | 0 | 0 | 0 | 0 | 0 | 0 | 0
F4_Commercial_Lodging_New_Food Preparation_Electric_Fryer_E10 | F4 | Commercial | Lodging | New | Food Preparation | Electric | Fryer | E10 | RVT BC Ratio | 0 | 0 | 0 | 0 | 0 | 0 | 0 | 0 | 0 | 0 | 0 | 0 | 0 | 0 | 0 | 0 | 0 | 0 | 0 | 0 | 0 | 0 | 0 | 0 | 0 | 0 | 0 | 0 | 0 | 0
F5_Commercial_Lodging_New_Food Preparation_Electric_Fryer_E1 | F5 | Commercial | Lodging | New | Food Preparation | Electric | Fryer | E1 | RIM BC Ratio | 0 | 0 | 0 | 0 | 0 | 0 | 0 | 0 | 0 | 0 | 0 | 0 | 0 | 0 | 0 | 0 | 0 | 0 | 0 | 0 | 0 | 0 | 0 | 0 | 0 | 0 | 0 | 0 | 0 | 0
F5_Commercial_Lodging_New_Food Preparation_Electric_Fryer_E2 | F5 | Commercial | Lodging | New | Food Preparation | Electric | Fryer | E2 | RIM BC Ratio | 0 | 0 | 0 | 0 | 0 | 0 | 0 | 0 | 0 | 0 | 0 | 0 | 0 | 0 | 0 | 0 | 0 | 0 | 0 | 0 | 0 | 0 | 0 | 0 | 0 | 0 | 0 | 0 | 0 | 0
F5_Commercial_Lodging_New_Food Preparation_Electric_Fryer_E3 | F5 | Commercial | Lodging | New | Food Preparation | Electric | Fryer | E3 | RIM BC Ratio | 0 | 0 | 0 | 0 | 0 | 0 | 0 | 0 | 0 | 0 | 0 | 0 | 0 | 0 | 0 | 0 | 0 | 0 | 0 | 0 | 0 | 0 | 0 | 0 | 0 | 0 | 0 | 0 | 0 | 0
F5_Commercial_Lodging_New_Food Preparation_Electric_Fryer_E4 | F5 | Commercial | Lodging | New | Food Preparation | Electric | Fryer | E4 | RIM BC Ratio | 0 | 0 | 0 | 0 | 0 | 0 | 0 | 0 | 0 | 0 | 0 | 0 | 0 | 0 | 0 | 0 | 0 | 0 | 0 | 0 | 0 | 0 | 0 | 0 | 0 | 0 | 0 | 0 | 0 | 0
F5_Commercial_Lodging_New_Food Preparation_Electric_Fryer_E5 | F5 | Commercial | Lodging | New | Food Preparation | Electric | Fryer | E5 | RIM BC Ratio | 0 | 0 | 0 | 0 | 0 | 0 | 0 | 0 | 0 | 0 | 0 | 0 | 0 | 0 | 0 | 0 | 0 | 0 | 0 | 0 | 0 | 0 | 0 | 0 | 0 | 0 | 0 | 0 | 0 | 0
F5_Commercial_Lodging_New_Food Preparation_Electric_Fryer_E6 | F5 | Commercial | Lodging | New | Food Preparation | Electric | Fryer | E6 | RIM BC Ratio | 0 | 0 | 0 | 0 | 0 | 0 | 0 | 0 | 0 | 0 | 0 | 0 | 0 | 0 | 0 | 0 | 0 | 0 | 0 | 0 | 0 | 0 | 0 | 0 | 0 | 0 | 0 | 0 | 0 | 0
F5_Commercial_Lodging_New_Food Preparation_Electric_Fryer_E7 | F5 | Commercial | Lodging | New | Food Preparation | Electric | Fryer | E7 | RIM BC Ratio | 0 | 0 | 0 | 0 | 0 | 0 | 0 | 0 | 0 | 0 | 0 | 0 | 0 | 0 | 0 | 0 | 0 | 0 | 0 | 0 | 0 | 0 | 0 | 0 | 0 | 0 | 0 | 0 | 0 | 0
F5_Commercial_Lodging_New_Food Preparation_Electric_Fryer_E8 | F5 | Commercial | Lodging | New | Food Preparation | Electric | Fryer | E8 | RIM BC Ratio | 0 | 0 | 0 | 0 | 0 | 0 | 0 | 0 | 0 | 0 | 0 | 0 | 0 | 0 | 0 | 0 | 0 | 0 | 0 | 0 | 0 | 0 | 0 | 0 | 0 | 0 | 0 | 0 | 0 | 0
F5_Commercial_Lodging_New_Food Preparation_Electric_Fryer_E9 | F5 | Commercial | Lodging | New | Food Preparation | Electric | Fryer | E9 | RIM BC Ratio | 0 | 0 | 0 | 0 | 0 | 0 | 0 | 0 | 0 | 0 | 0 | 0 | 0 | 0 | 0 | 0 | 0 | 0 | 0 | 0 | 0 | 0 | 0 | 0 | 0 | 0 | 0 | 0 | 0 | 0
F5_Commercial_Lodging_New_Food Preparation_Electric_Fryer_E10 | F5 | Commercial | Lodging | New | Food Preparation | Electric | Fryer | E10 | RIM BC Ratio | 0 | 0 | 0 | 0 | 0 | 0 | 0 | 0 | 0 | 0 | 0 | 0 | 0 | 0 | 0 | 0 | 0 | 0 | 0 | 0 | 0 | 0 | 0 | 0 | 0 | 0 | 0 | 0 | 0 | 0
F0_Commercial_Lodging_New_Food Preparation_Electric_Dishwasher_E0 | F0 | Commercial | Lodging | New | Food Preparation | Electric | Dishwasher | E0 | Economic Unit | 0 | 0 | 0 | 0 | 0 | 0 | 0 | 0 | 0 | 0 | 0 | 0 | 0 | 0 | 0 | 0 | 0 | 0 | 0 | 0 | 0 | 0 | 0 | 0 | 0 | 0 | 0 | 0 | 0 | 0
F1_Commercial_Lodging_New_Food Preparation_Electric_Dishwasher_E1 | F1 | Commercial | Lodging | New | Food Preparation | Electric | Dishwasher | E1 | CCE | 0 | 0 | 0 | 0 | 0 | 0 | 0 | 0 | 0 | 0 | 0 | 0 | 0 | 0 | 0 | 0 | 0 | 0 | 0 | 0 | 0 | 0 | 0 | 0 | 0 | 0 | 0 | 0 | 0 | 0
F1_Commercial_Lodging_New_Food Preparation_Electric_Dishwasher_E2 | F1 | Commercial | Lodging | New | Food Preparation | Electric | Dishwasher | E2 | CCE | 0 | 0 | 0 | 0 | 0 | 0 | 0 | 0 | 0 | 0 | 0 | 0 | 0 | 0 | 0 | 0 | 0 | 0 | 0 | 0 | 0 | 0 | 0 | 0 | 0 | 0 | 0 | 0 | 0 | 0
F1_Commercial_Lodging_New_Food Preparation_Electric_Dishwasher_E3 | F1 | Commercial | Lodging | New | Food Preparation | Electric | Dishwasher | E3 | CCE | 0 | 0 | 0 | 0 | 0 | 0 | 0 | 0 | 0 | 0 | 0 | 0 | 0 | 0 | 0 | 0 | 0 | 0 | 0 | 0 | 0 | 0 | 0 | 0 | 0 | 0 | 0 | 0 | 0 | 0
F1_Commercial_Lodging_New_Food Preparation_Electric_Dishwasher_E4 | F1 | Commercial | Lodging | New | Food Preparation | Electric | Dishwasher | E4 | CCE | 0 | 0 | 0 | 0 | 0 | 0 | 0 | 0 | 0 | 0 | 0 | 0 | 0 | 0 | 0 | 0 | 0 | 0 | 0 | 0 | 0 | 0 | 0 | 0 | 0 | 0 | 0 | 0 | 0 | 0
F1_Commercial_Lodging_New_Food Preparation_Electric_Dishwasher_E5 | F1 | Commercial | Lodging | New | Food Preparation | Electric | Dishwasher | E5 | CCE | 0 | 0 | 0 | 0 | 0 | 0 | 0 | 0 | 0 | 0 | 0 | 0 | 0 | 0 | 0 | 0 | 0 | 0 | 0 | 0 | 0 | 0 | 0 | 0 | 0 | 0 | 0 | 0 | 0 | 0
F1_Commercial_Lodging_New_Food Preparation_Electric_Dishwasher_E6 | F1 | Commercial | Lodging | New | Food Preparation | Electric | Dishwasher | E6 | CCE | 0 | 0 | 0 | 0 | 0 | 0 | 0 | 0 | 0 | 0 | 0 | 0 | 0 | 0 | 0 | 0 | 0 | 0 | 0 | 0 | 0 | 0 | 0 | 0 | 0 | 0 | 0 | 0 | 0 | 0
F1_Commercial_Lodging_New_Food Preparation_Electric_Dishwasher_E7 | F1 | Commercial | Lodging | New | Food Preparation | Electric | Dishwasher | E7 | CCE | 0 | 0 | 0 | 0 | 0 | 0 | 0 | 0 | 0 | 0 | 0 | 0 | 0 | 0 | 0 | 0 | 0 | 0 | 0 | 0 | 0 | 0 | 0 | 0 | 0 | 0 | 0 | 0 | 0 | 0
F1_Commercial_Lodging_New_Food Preparation_Electric_Dishwasher_E8 | F1 | Commercial | Lodging | New | Food Preparation | Electric | Dishwasher | E8 | CCE | 0 | 0 | 0 | 0 | 0 | 0 | 0 | 0 | 0 | 0 | 0 | 0 | 0 | 0 | 0 | 0 | 0 | 0 | 0 | 0 | 0 | 0 | 0 | 0 | 0 | 0 | 0 | 0 | 0 | 0
F1_Commercial_Lodging_New_Food Preparation_Electric_Dishwasher_E9 | F1 | Commercial | Lodging | New | Food Preparation | Electric | Dishwasher | E9 | CCE | 0 | 0 | 0 | 0 | 0 | 0 | 0 | 0 | 0 | 0 | 0 | 0 | 0 | 0 | 0 | 0 | 0 | 0 | 0 | 0 | 0 | 0 | 0 | 0 | 0 | 0 | 0 | 0 | 0 | 0
F1_Commercial_Lodging_New_Food Preparation_Electric_Dishwasher_E10 | F1 | Commercial | Lodging | New | Food Preparation | Electric | Dishwasher | E10 | CCE | 0 | 0 | 0 | 0 | 0 | 0 | 0 | 0 | 0 | 0 | 0 | 0 | 0 | 0 | 0 | 0 | 0 | 0 | 0 | 0 | 0 | 0 | 0 | 0 | 0 | 0 | 0 | 0 | 0 | 0
F2_Commercial_Lodging_New_Food Preparation_Electric_Dishwasher_E1 | F2 | Commercial | Lodging | New | Food Preparation | Electric | Dishwasher | E1 | TRC BC Ratio | 0 | 0 | 0 | 0 | 0 | 0 | 0 | 0 | 0 | 0 | 0 | 0 | 0 | 0 | 0 | 0 | 0 | 0 | 0 | 0 | 0 | 0 | 0 | 0 | 0 | 0 | 0 | 0 | 0 | 0
F2_Commercial_Lodging_New_Food Preparation_Electric_Dishwasher_E2 | F2 | Commercial | Lodging | New | Food Preparation | Electric | Dishwasher | E2 | TRC BC Ratio | 0 | 0 | 0 | 0 | 0 | 0 | 0 | 0 | 0 | 0 | 0 | 0 | 0 | 0 | 0 | 0 | 0 | 0 | 0 | 0 | 0 | 0 | 0 | 0 | 0 | 0 | 0 | 0 | 0 | 0
F2_Commercial_Lodging_New_Food Preparation_Electric_Dishwasher_E3 | F2 | Commercial | Lodging | New | Food Preparation | Electric | Dishwasher | E3 | TRC BC Ratio | 0 | 0 | 0 | 0 | 0 | 0 | 0 | 0 | 0 | 0 | 0 | 0 | 0 | 0 | 0 | 0 | 0 | 0 | 0 | 0 | 0 | 0 | 0 | 0 | 0 | 0 | 0 | 0 | 0 | 0
F2_Commercial_Lodging_New_Food Preparation_Electric_Dishwasher_E4 | F2 | Commercial | Lodging | New | Food Preparation | Electric | Dishwasher | E4 | TRC BC Ratio | 0 | 0 | 0 | 0 | 0 | 0 | 0 | 0 | 0 | 0 | 0 | 0 | 0 | 0 | 0 | 0 | 0 | 0 | 0 | 0 | 0 | 0 | 0 | 0 | 0 | 0 | 0 | 0 | 0 | 0
F2_Commercial_Lodging_New_Food Preparation_Electric_Dishwasher_E5 | F2 | Commercial | Lodging | New | Food Preparation | Electric | Dishwasher | E5 | TRC BC Ratio | 0 | 0 | 0 | 0 | 0 | 0 | 0 | 0 | 0 | 0 | 0 | 0 | 0 | 0 | 0 | 0 | 0 | 0 | 0 | 0 | 0 | 0 | 0 | 0 | 0 | 0 | 0 | 0 | 0 | 0
F2_Commercial_Lodging_New_Food Preparation_Electric_Dishwasher_E6 | F2 | Commercial | Lodging | New | Food Preparation | Electric | Dishwasher | E6 | TRC BC Ratio | 0 | 0 | 0 | 0 | 0 | 0 | 0 | 0 | 0 | 0 | 0 | 0 | 0 | 0 | 0 | 0 | 0 | 0 | 0 | 0 | 0 | 0 | 0 | 0 | 0 | 0 | 0 | 0 | 0 | 0
F2_Commercial_Lodging_New_Food Preparation_Electric_Dishwasher_E7 | F2 | Commercial | Lodging | New | Food Preparation | Electric | Dishwasher | E7 | TRC BC Ratio | 0 | 0 | 0 | 0 | 0 | 0 | 0 | 0 | 0 | 0 | 0 | 0 | 0 | 0 | 0 | 0 | 0 | 0 | 0 | 0 | 0 | 0 | 0 | 0 | 0 | 0 | 0 | 0 | 0 | 0
F2_Commercial_Lodging_New_Food Preparation_Electric_Dishwasher_E8 | F2 | Commercial | Lodging | New | Food Preparation | Electric | Dishwasher | E8 | TRC BC Ratio | 0 | 0 | 0 | 0 | 0 | 0 | 0 | 0 | 0 | 0 | 0 | 0 | 0 | 0 | 0 | 0 | 0 | 0 | 0 | 0 | 0 | 0 | 0 | 0 | 0 | 0 | 0 | 0 | 0 | 0
F2_Commercial_Lodging_New_Food Preparation_Electric_Dishwasher_E9 | F2 | Commercial | Lodging | New | Food Preparation | Electric | Dishwasher | E9 | TRC BC Ratio | 0 | 0 | 0 | 0 | 0 | 0 | 0 | 0 | 0 | 0 | 0 | 0 | 0 | 0 | 0 | 0 | 0 | 0 | 0 | 0 | 0 | 0 | 0 | 0 | 0 | 0 | 0 | 0 | 0 | 0
F2_Commercial_Lodging_New_Food Preparation_Electric_Dishwasher_E10 | F2 | Commercial | Lodging | New | Food Preparation | Electric | Dishwasher | E10 | TRC BC Ratio | 0 | 0 | 0 | 0 | 0 | 0 | 0 | 0 | 0 | 0 | 0 | 0 | 0 | 0 | 0 | 0 | 0 | 0 | 0 | 0 | 0 | 0 | 0 | 0 | 0 | 0 | 0 | 0 | 0 | 0
F3_Commercial_Lodging_New_Food Preparation_Electric_Dishwasher_E1 | F3 | Commercial | Lodging | New | Food Preparation | Electric | Dishwasher | E1 | PACT BC Ratio | 0 | 0 | 0 | 0 | 0 | 0 | 0 | 0 | 0 | 0 | 0 | 0 | 0 | 0 | 0 | 0 | 0 | 0 | 0 | 0 | 0 | 0 | 0 | 0 | 0 | 0 | 0 | 0 | 0 | 0
F3_Commercial_Lodging_New_Food Preparation_Electric_Dishwasher_E2 | F3 | Commercial | Lodging | New | Food Preparation | Electric | Dishwasher | E2 | PACT BC Ratio | 0 | 0 | 0 | 0 | 0 | 0 | 0 | 0 | 0 | 0 | 0 | 0 | 0 | 0 | 0 | 0 | 0 | 0 | 0 | 0 | 0 | 0 | 0 | 0 | 0 | 0 | 0 | 0 | 0 | 0
F3_Commercial_Lodging_New_Food Preparation_Electric_Dishwasher_E3 | F3 | Commercial | Lodging | New | Food Preparation | Electric | Dishwasher | E3 | PACT BC Ratio | 0 | 0 | 0 | 0 | 0 | 0 | 0 | 0 | 0 | 0 | 0 | 0 | 0 | 0 | 0 | 0 | 0 | 0 | 0 | 0 | 0 | 0 | 0 | 0 | 0 | 0 | 0 | 0 | 0 | 0
F3_Commercial_Lodging_New_Food Preparation_Electric_Dishwasher_E4 | F3 | Commercial | Lodging | New | Food Preparation | Electric | Dishwasher | E4 | PACT BC Ratio | 0 | 0 | 0 | 0 | 0 | 0 | 0 | 0 | 0 | 0 | 0 | 0 | 0 | 0 | 0 | 0 | 0 | 0 | 0 | 0 | 0 | 0 | 0 | 0 | 0 | 0 | 0 | 0 | 0 | 0
F3_Commercial_Lodging_New_Food Preparation_Electric_Dishwasher_E5 | F3 | Commercial | Lodging | New | Food Preparation | Electric | Dishwasher | E5 | PACT BC Ratio | 0 | 0 | 0 | 0 | 0 | 0 | 0 | 0 | 0 | 0 | 0 | 0 | 0 | 0 | 0 | 0 | 0 | 0 | 0 | 0 | 0 | 0 | 0 | 0 | 0 | 0 | 0 | 0 | 0 | 0
F3_Commercial_Lodging_New_Food Preparation_Electric_Dishwasher_E6 | F3 | Commercial | Lodging | New | Food Preparation | Electric | Dishwasher | E6 | PACT BC Ratio | 0 | 0 | 0 | 0 | 0 | 0 | 0 | 0 | 0 | 0 | 0 | 0 | 0 | 0 | 0 | 0 | 0 | 0 | 0 | 0 | 0 | 0 | 0 | 0 | 0 | 0 | 0 | 0 | 0 | 0
F3_Commercial_Lodging_New_Food Preparation_Electric_Dishwasher_E7 | F3 | Commercial | Lodging | New | Food Preparation | Electric | Dishwasher | E7 | PACT BC Ratio | 0 | 0 | 0 | 0 | 0 | 0 | 0 | 0 | 0 | 0 | 0 | 0 | 0 | 0 | 0 | 0 | 0 | 0 | 0 | 0 | 0 | 0 | 0 | 0 | 0 | 0 | 0 | 0 | 0 | 0
F3_Commercial_Lodging_New_Food Preparation_Electric_Dishwasher_E8 | F3 | Commercial | Lodging | New | Food Preparation | Electric | Dishwasher | E8 | PACT BC Ratio | 0 | 0 | 0 | 0 | 0 | 0 | 0 | 0 | 0 | 0 | 0 | 0 | 0 | 0 | 0 | 0 | 0 | 0 | 0 | 0 | 0 | 0 | 0 | 0 | 0 | 0 | 0 | 0 | 0 | 0
F3_Commercial_Lodging_New_Food Preparation_Electric_Dishwasher_E9 | F3 | Commercial | Lodging | New | Food Preparation | Electric | Dishwasher | E9 | PACT BC Ratio | 0 | 0 | 0 | 0 | 0 | 0 | 0 | 0 | 0 | 0 | 0 | 0 | 0 | 0 | 0 | 0 | 0 | 0 | 0 | 0 | 0 | 0 | 0 | 0 | 0 | 0 | 0 | 0 | 0 | 0
F3_Commercial_Lodging_New_Food Preparation_Electric_Dishwasher_E10 | F3 | Commercial | Lodging | New | Food Preparation | Electric | Dishwasher | E10 | PACT BC Ratio | 0 | 0 | 0 | 0 | 0 | 0 | 0 | 0 | 0 | 0 | 0 | 0 | 0 | 0 | 0 | 0 | 0 | 0 | 0 | 0 | 0 | 0 | 0 | 0 | 0 | 0 | 0 | 0 | 0 | 0
F4_Commercial_Lodging_New_Food Preparation_Electric_Dishwasher_E1 | F4 | Commercial | Lodging | New | Food Preparation | Electric | Dishwasher | E1 | RVT BC Ratio | 0 | 0 | 0 | 0 | 0 | 0 | 0 | 0 | 0 | 0 | 0 | 0 | 0 | 0 | 0 | 0 | 0 | 0 | 0 | 0 | 0 | 0 | 0 | 0 | 0 | 0 | 0 | 0 | 0 | 0
F4_Commercial_Lodging_New_Food Preparation_Electric_Dishwasher_E2 | F4 | Commercial | Lodging | New | Food Preparation | Electric | Dishwasher | E2 | RVT BC Ratio | 0 | 0 | 0 | 0 | 0 | 0 | 0 | 0 | 0 | 0 | 0 | 0 | 0 | 0 | 0 | 0 | 0 | 0 | 0 | 0 | 0 | 0 | 0 | 0 | 0 | 0 | 0 | 0 | 0 | 0
F4_Commercial_Lodging_New_Food Preparation_Electric_Dishwasher_E3 | F4 | Commercial | Lodging | New | Food Preparation | Electric | Dishwasher | E3 | RVT BC Ratio | 0 | 0 | 0 | 0 | 0 | 0 | 0 | 0 | 0 | 0 | 0 | 0 | 0 | 0 | 0 | 0 | 0 | 0 | 0 | 0 | 0 | 0 | 0 | 0 | 0 | 0 | 0 | 0 | 0 | 0
F4_Commercial_Lodging_New_Food Preparation_Electric_Dishwasher_E4 | F4 | Commercial | Lodging | New | Food Preparation | Electric | Dishwasher | E4 | RVT BC Ratio | 0 | 0 | 0 | 0 | 0 | 0 | 0 | 0 | 0 | 0 | 0 | 0 | 0 | 0 | 0 | 0 | 0 | 0 | 0 | 0 | 0 | 0 | 0 | 0 | 0 | 0 | 0 | 0 | 0 | 0
F4_Commercial_Lodging_New_Food Preparation_Electric_Dishwasher_E5 | F4 | Commercial | Lodging | New | Food Preparation | Electric | Dishwasher | E5 | RVT BC Ratio | 0 | 0 | 0 | 0 | 0 | 0 | 0 | 0 | 0 | 0 | 0 | 0 | 0 | 0 | 0 | 0 | 0 | 0 | 0 | 0 | 0 | 0 | 0 | 0 | 0 | 0 | 0 | 0 | 0 | 0
F4_Commercial_Lodging_New_Food Preparation_Electric_Dishwasher_E6 | F4 | Commercial | Lodging | New | Food Preparation | Electric | Dishwasher | E6 | RVT BC Ratio | 0 | 0 | 0 | 0 | 0 | 0 | 0 | 0 | 0 | 0 | 0 | 0 | 0 | 0 | 0 | 0 | 0 | 0 | 0 | 0 | 0 | 0 | 0 | 0 | 0 | 0 | 0 | 0 | 0 | 0
F4_Commercial_Lodging_New_Food Preparation_Electric_Dishwasher_E7 | F4 | Commercial | Lodging | New | Food Preparation | Electric | Dishwasher | E7 | RVT BC Ratio | 0 | 0 | 0 | 0 | 0 | 0 | 0 | 0 | 0 | 0 | 0 | 0 | 0 | 0 | 0 | 0 | 0 | 0 | 0 | 0 | 0 | 0 | 0 | 0 | 0 | 0 | 0 | 0 | 0 | 0
F4_Commercial_Lodging_New_Food Preparation_Electric_Dishwasher_E8 | F4 | Commercial | Lodging | New | Food Preparation | Electric | Dishwasher | E8 | RVT BC Ratio | 0 | 0 | 0 | 0 | 0 | 0 | 0 | 0 | 0 | 0 | 0 | 0 | 0 | 0 | 0 | 0 | 0 | 0 | 0 | 0 | 0 | 0 | 0 | 0 | 0 | 0 | 0 | 0 | 0 | 0
F4_Commercial_Lodging_New_Food Preparation_Electric_Dishwasher_E9 | F4 | Commercial | Lodging | New | Food Preparation | Electric | Dishwasher | E9 | RVT BC Ratio | 0 | 0 | 0 | 0 | 0 | 0 | 0 | 0 | 0 | 0 | 0 | 0 | 0 | 0 | 0 | 0 | 0 | 0 | 0 | 0 | 0 | 0 | 0 | 0 | 0 | 0 | 0 | 0 | 0 | 0
F4_Commercial_Lodging_New_Food Preparation_Electric_Dishwasher_E10 | F4 | Commercial | Lodging | New | Food Preparation | Electric | Dishwasher | E10 | RVT BC Ratio | 0 | 0 | 0 | 0 | 0 | 0 | 0 | 0 | 0 | 0 | 0 | 0 | 0 | 0 | 0 | 0 | 0 | 0 | 0 | 0 | 0 | 0 | 0 | 0 | 0 | 0 | 0 | 0 | 0 | 0
F5_Commercial_Lodging_New_Food Preparation_Electric_Dishwasher_E1 | F5 | Commercial | Lodging | New | Food Preparation | Electric | Dishwasher | E1 | RIM BC Ratio | 0 | 0 | 0 | 0 | 0 | 0 | 0 | 0 | 0 | 0 | 0 | 0 | 0 | 0 | 0 | 0 | 0 | 0 | 0 | 0 | 0 | 0 | 0 | 0 | 0 | 0 | 0 | 0 | 0 | 0
F5_Commercial_Lodging_New_Food Preparation_Electric_Dishwasher_E2 | F5 | Commercial | Lodging | New | Food Preparation | Electric | Dishwasher | E2 | RIM BC Ratio | 0 | 0 | 0 | 0 | 0 | 0 | 0 | 0 | 0 | 0 | 0 | 0 | 0 | 0 | 0 | 0 | 0 | 0 | 0 | 0 | 0 | 0 | 0 | 0 | 0 | 0 | 0 | 0 | 0 | 0
F5_Commercial_Lodging_New_Food Preparation_Electric_Dishwasher_E3 | F5 | Commercial | Lodging | New | Food Preparation | Electric | Dishwasher | E3 | RIM BC Ratio | 0 | 0 | 0 | 0 | 0 | 0 | 0 | 0 | 0 | 0 | 0 | 0 | 0 | 0 | 0 | 0 | 0 | 0 | 0 | 0 | 0 | 0 | 0 | 0 | 0 | 0 | 0 | 0 | 0 | 0
F5_Commercial_Lodging_New_Food Preparation_Electric_Dishwasher_E4 | F5 | Commercial | Lodging | New | Food Preparation | Electric | Dishwasher | E4 | RIM BC Ratio | 0 | 0 | 0 | 0 | 0 | 0 | 0 | 0 | 0 | 0 | 0 | 0 | 0 | 0 | 0 | 0 | 0 | 0 | 0 | 0 | 0 | 0 | 0 | 0 | 0 | 0 | 0 | 0 | 0 | 0
F5_Commercial_Lodging_New_Food Preparation_Electric_Dishwasher_E5 | F5 | Commercial | Lodging | New | Food Preparation | Electric | Dishwasher | E5 | RIM BC Ratio | 0 | 0 | 0 | 0 | 0 | 0 | 0 | 0 | 0 | 0 | 0 | 0 | 0 | 0 | 0 | 0 | 0 | 0 | 0 | 0 | 0 | 0 | 0 | 0 | 0 | 0 | 0 | 0 | 0 | 0
F5_Commercial_Lodging_New_Food Preparation_Electric_Dishwasher_E6 | F5 | Commercial | Lodging | New | Food Preparation | Electric | Dishwasher | E6 | RIM BC Ratio | 0 | 0 | 0 | 0 | 0 | 0 | 0 | 0 | 0 | 0 | 0 | 0 | 0 | 0 | 0 | 0 | 0 | 0 | 0 | 0 | 0 | 0 | 0 | 0 | 0 | 0 | 0 | 0 | 0 | 0
F5_Commercial_Lodging_New_Food Preparation_Electric_Dishwasher_E7 | F5 | Commercial | Lodging | New | Food Preparation | Electric | Dishwasher | E7 | RIM BC Ratio | 0 | 0 | 0 | 0 | 0 | 0 | 0 | 0 | 0 | 0 | 0 | 0 | 0 | 0 | 0 | 0 | 0 | 0 | 0 | 0 | 0 | 0 | 0 | 0 | 0 | 0 | 0 | 0 | 0 | 0
F5_Commercial_Lodging_New_Food Preparation_Electric_Dishwasher_E8 | F5 | Commercial | Lodging | New | Food Preparation | Electric | Dishwasher | E8 | RIM BC Ratio | 0 | 0 | 0 | 0 | 0 | 0 | 0 | 0 | 0 | 0 | 0 | 0 | 0 | 0 | 0 | 0 | 0 | 0 | 0 | 0 | 0 | 0 | 0 | 0 | 0 | 0 | 0 | 0 | 0 | 0
F5_Commercial_Lodging_New_Food Preparation_Electric_Dishwasher_E9 | F5 | Commercial | Lodging | New | Food Preparation | Electric | Dishwasher | E9 | RIM BC Ratio | 0 | 0 | 0 | 0 | 0 | 0 | 0 | 0 | 0 | 0 | 0 | 0 | 0 | 0 | 0 | 0 | 0 | 0 | 0 | 0 | 0 | 0 | 0 | 0 | 0 | 0 | 0 | 0 | 0 | 0
F5_Commercial_Lodging_New_Food Preparation_Electric_Dishwasher_E10 | F5 | Commercial | Lodging | New | Food Preparation | Electric | Dishwasher | E10 | RIM BC Ratio | 0 | 0 | 0 | 0 | 0 | 0 | 0 | 0 | 0 | 0 | 0 | 0 | 0 | 0 | 0 | 0 | 0 | 0 | 0 | 0 | 0 | 0 | 0 | 0 | 0 | 0 | 0 | 0 | 0 | 0
F0_Commercial_Lodging_New_Food Preparation_Electric_Hot Food Container_E0 | F0 | Commercial | Lodging | New | Food Preparation | Electric | Hot Food Container | E0 | Economic Unit | 0 | 0 | 0 | 0 | 0 | 0 | 0 | 0 | 0 | 0 | 0 | 0 | 0 | 0 | 0 | 0 | 0 | 0 | 0 | 0 | 0 | 0 | 0 | 0 | 0 | 0 | 0 | 0 | 0 | 0
F1_Commercial_Lodging_New_Food Preparation_Electric_Hot Food Container_E1 | F1 | Commercial | Lodging | New | Food Preparation | Electric | Hot Food Container | E1 | CCE | 0 | 0 | 0 | 0 | 0 | 0 | 0 | 0 | 0 | 0 | 0 | 0 | 0 | 0 | 0 | 0 | 0 | 0 | 0 | 0 | 0 | 0 | 0 | 0 | 0 | 0 | 0 | 0 | 0 | 0
F1_Commercial_Lodging_New_Food Preparation_Electric_Hot Food Container_E2 | F1 | Commercial | Lodging | New | Food Preparation | Electric | Hot Food Container | E2 | CCE | 0 | 0 | 0 | 0 | 0 | 0 | 0 | 0 | 0 | 0 | 0 | 0 | 0 | 0 | 0 | 0 | 0 | 0 | 0 | 0 | 0 | 0 | 0 | 0 | 0 | 0 | 0 | 0 | 0 | 0
F1_Commercial_Lodging_New_Food Preparation_Electric_Hot Food Container_E3 | F1 | Commercial | Lodging | New | Food Preparation | Electric | Hot Food Container | E3 | CCE | 0 | 0 | 0 | 0 | 0 | 0 | 0 | 0 | 0 | 0 | 0 | 0 | 0 | 0 | 0 | 0 | 0 | 0 | 0 | 0 | 0 | 0 | 0 | 0 | 0 | 0 | 0 | 0 | 0 | 0
F1_Commercial_Lodging_New_Food Preparation_Electric_Hot Food Container_E4 | F1 | Commercial | Lodging | New | Food Preparation | Electric | Hot Food Container | E4 | CCE | 0 | 0 | 0 | 0 | 0 | 0 | 0 | 0 | 0 | 0 | 0 | 0 | 0 | 0 | 0 | 0 | 0 | 0 | 0 | 0 | 0 | 0 | 0 | 0 | 0 | 0 | 0 | 0 | 0 | 0
F1_Commercial_Lodging_New_Food Preparation_Electric_Hot Food Container_E5 | F1 | Commercial | Lodging | New | Food Preparation | Electric | Hot Food Container | E5 | CCE | 0 | 0 | 0 | 0 | 0 | 0 | 0 | 0 | 0 | 0 | 0 | 0 | 0 | 0 | 0 | 0 | 0 | 0 | 0 | 0 | 0 | 0 | 0 | 0 | 0 | 0 | 0 | 0 | 0 | 0
F1_Commercial_Lodging_New_Food Preparation_Electric_Hot Food Container_E6 | F1 | Commercial | Lodging | New | Food Preparation | Electric | Hot Food Container | E6 | CCE | 0 | 0 | 0 | 0 | 0 | 0 | 0 | 0 | 0 | 0 | 0 | 0 | 0 | 0 | 0 | 0 | 0 | 0 | 0 | 0 | 0 | 0 | 0 | 0 | 0 | 0 | 0 | 0 | 0 | 0
F1_Commercial_Lodging_New_Food Preparation_Electric_Hot Food Container_E7 | F1 | Commercial | Lodging | New | Food Preparation | Electric | Hot Food Container | E7 | CCE | 0 | 0 | 0 | 0 | 0 | 0 | 0 | 0 | 0 | 0 | 0 | 0 | 0 | 0 | 0 | 0 | 0 | 0 | 0 | 0 | 0 | 0 | 0 | 0 | 0 | 0 | 0 | 0 | 0 | 0
F1_Commercial_Lodging_New_Food Preparation_Electric_Hot Food Container_E8 | F1 | Commercial | Lodging | New | Food Preparation | Electric | Hot Food Container | E8 | CCE | 0 | 0 | 0 | 0 | 0 | 0 | 0 | 0 | 0 | 0 | 0 | 0 | 0 | 0 | 0 | 0 | 0 | 0 | 0 | 0 | 0 | 0 | 0 | 0 | 0 | 0 | 0 | 0 | 0 | 0
F1_Commercial_Lodging_New_Food Preparation_Electric_Hot Food Container_E9 | F1 | Commercial | Lodging | New | Food Preparation | Electric | Hot Food Container | E9 | CCE | 0 | 0 | 0 | 0 | 0 | 0 | 0 | 0 | 0 | 0 | 0 | 0 | 0 | 0 | 0 | 0 | 0 | 0 | 0 | 0 | 0 | 0 | 0 | 0 | 0 | 0 | 0 | 0 | 0 | 0
F1_Commercial_Lodging_New_Food Preparation_Electric_Hot Food Container_E10 | F1 | Commercial | Lodging | New | Food Preparation | Electric | Hot Food Container | E10 | CCE | 0 | 0 | 0 | 0 | 0 | 0 | 0 | 0 | 0 | 0 | 0 | 0 | 0 | 0 | 0 | 0 | 0 | 0 | 0 | 0 | 0 | 0 | 0 | 0 | 0 | 0 | 0 | 0 | 0 | 0
F2_Commercial_Lodging_New_Food Preparation_Electric_Hot Food Container_E1 | F2 | Commercial | Lodging | New | Food Preparation | Electric | Hot Food Container | E1 | TRC BC Ratio | 0 | 0 | 0 | 0 | 0 | 0 | 0 | 0 | 0 | 0 | 0 | 0 | 0 | 0 | 0 | 0 | 0 | 0 | 0 | 0 | 0 | 0 | 0 | 0 | 0 | 0 | 0 | 0 | 0 | 0
F2_Commercial_Lodging_New_Food Preparation_Electric_Hot Food Container_E2 | F2 | Commercial | Lodging | New | Food Preparation | Electric | Hot Food Container | E2 | TRC BC Ratio | 0 | 0 | 0 | 0 | 0 | 0 | 0 | 0 | 0 | 0 | 0 | 0 | 0 | 0 | 0 | 0 | 0 | 0 | 0 | 0 | 0 | 0 | 0 | 0 | 0 | 0 | 0 | 0 | 0 | 0
F2_Commercial_Lodging_New_Food Preparation_Electric_Hot Food Container_E3 | F2 | Commercial | Lodging | New | Food Preparation | Electric | Hot Food Container | E3 | TRC BC Ratio | 0 | 0 | 0 | 0 | 0 | 0 | 0 | 0 | 0 | 0 | 0 | 0 | 0 | 0 | 0 | 0 | 0 | 0 | 0 | 0 | 0 | 0 | 0 | 0 | 0 | 0 | 0 | 0 | 0 | 0
F2_Commercial_Lodging_New_Food Preparation_Electric_Hot Food Container_E4 | F2 | Commercial | Lodging | New | Food Preparation | Electric | Hot Food Container | E4 | TRC BC Ratio | 0 | 0 | 0 | 0 | 0 | 0 | 0 | 0 | 0 | 0 | 0 | 0 | 0 | 0 | 0 | 0 | 0 | 0 | 0 | 0 | 0 | 0 | 0 | 0 | 0 | 0 | 0 | 0 | 0 | 0
F2_Commercial_Lodging_New_Food Preparation_Electric_Hot Food Container_E5 | F2 | Commercial | Lodging | New | Food Preparation | Electric | Hot Food Container | E5 | TRC BC Ratio | 0 | 0 | 0 | 0 | 0 | 0 | 0 | 0 | 0 | 0 | 0 | 0 | 0 | 0 | 0 | 0 | 0 | 0 | 0 | 0 | 0 | 0 | 0 | 0 | 0 | 0 | 0 | 0 | 0 | 0
F2_Commercial_Lodging_New_Food Preparation_Electric_Hot Food Container_E6 | F2 | Commercial | Lodging | New | Food Preparation | Electric | Hot Food Container | E6 | TRC BC Ratio | 0 | 0 | 0 | 0 | 0 | 0 | 0 | 0 | 0 | 0 | 0 | 0 | 0 | 0 | 0 | 0 | 0 | 0 | 0 | 0 | 0 | 0 | 0 | 0 | 0 | 0 | 0 | 0 | 0 | 0
F2_Commercial_Lodging_New_Food Preparation_Electric_Hot Food Container_E7 | F2 | Commercial | Lodging | New | Food Preparation | Electric | Hot Food Container | E7 | TRC BC Ratio | 0 | 0 | 0 | 0 | 0 | 0 | 0 | 0 | 0 | 0 | 0 | 0 | 0 | 0 | 0 | 0 | 0 | 0 | 0 | 0 | 0 | 0 | 0 | 0 | 0 | 0 | 0 | 0 | 0 | 0
F2_Commercial_Lodging_New_Food Preparation_Electric_Hot Food Container_E8 | F2 | Commercial | Lodging | New | Food Preparation | Electric | Hot Food Container | E8 | TRC BC Ratio | 0 | 0 | 0 | 0 | 0 | 0 | 0 | 0 | 0 | 0 | 0 | 0 | 0 | 0 | 0 | 0 | 0 | 0 | 0 | 0 | 0 | 0 | 0 | 0 | 0 | 0 | 0 | 0 | 0 | 0
F2_Commercial_Lodging_New_Food Preparation_Electric_Hot Food Container_E9 | F2 | Commercial | Lodging | New | Food Preparation | Electric | Hot Food Container | E9 | TRC BC Ratio | 0 | 0 | 0 | 0 | 0 | 0 | 0 | 0 | 0 | 0 | 0 | 0 | 0 | 0 | 0 | 0 | 0 | 0 | 0 | 0 | 0 | 0 | 0 | 0 | 0 | 0 | 0 | 0 | 0 | 0
F2_Commercial_Lodging_New_Food Preparation_Electric_Hot Food Container_E10 | F2 | Commercial | Lodging | New | Food Preparation | Electric | Hot Food Container | E10 | TRC BC Ratio | 0 | 0 | 0 | 0 | 0 | 0 | 0 | 0 | 0 | 0 | 0 | 0 | 0 | 0 | 0 | 0 | 0 | 0 | 0 | 0 | 0 | 0 | 0 | 0 | 0 | 0 | 0 | 0 | 0 | 0
F3_Commercial_Lodging_New_Food Preparation_Electric_Hot Food Container_E1 | F3 | Commercial | Lodging | New | Food Preparation | Electric | Hot Food Container | E1 | PACT BC Ratio | 0 | 0 | 0 | 0 | 0 | 0 | 0 | 0 | 0 | 0 | 0 | 0 | 0 | 0 | 0 | 0 | 0 | 0 | 0 | 0 | 0 | 0 | 0 | 0 | 0 | 0 | 0 | 0 | 0 | 0
F3_Commercial_Lodging_New_Food Preparation_Electric_Hot Food Container_E2 | F3 | Commercial | Lodging | New | Food Preparation | Electric | Hot Food Container | E2 | PACT BC Ratio | 0 | 0 | 0 | 0 | 0 | 0 | 0 | 0 | 0 | 0 | 0 | 0 | 0 | 0 | 0 | 0 | 0 | 0 | 0 | 0 | 0 | 0 | 0 | 0 | 0 | 0 | 0 | 0 | 0 | 0
F3_Commercial_Lodging_New_Food Preparation_Electric_Hot Food Container_E3 | F3 | Commercial | Lodging | New | Food Preparation | Electric | Hot Food Container | E3 | PACT BC Ratio | 0 | 0 | 0 | 0 | 0 | 0 | 0 | 0 | 0 | 0 | 0 | 0 | 0 | 0 | 0 | 0 | 0 | 0 | 0 | 0 | 0 | 0 | 0 | 0 | 0 | 0 | 0 | 0 | 0 | 0
F3_Commercial_Lodging_New_Food Preparation_Electric_Hot Food Container_E4 | F3 | Commercial | Lodging | New | Food Preparation | Electric | Hot Food Container | E4 | PACT BC Ratio | 0 | 0 | 0 | 0 | 0 | 0 | 0 | 0 | 0 | 0 | 0 | 0 | 0 | 0 | 0 | 0 | 0 | 0 | 0 | 0 | 0 | 0 | 0 | 0 | 0 | 0 | 0 | 0 | 0 | 0
F3_Commercial_Lodging_New_Food Preparation_Electric_Hot Food Container_E5 | F3 | Commercial | Lodging | New | Food Preparation | Electric | Hot Food Container | E5 | PACT BC Ratio | 0 | 0 | 0 | 0 | 0 | 0 | 0 | 0 | 0 | 0 | 0 | 0 | 0 | 0 | 0 | 0 | 0 | 0 | 0 | 0 | 0 | 0 | 0 | 0 | 0 | 0 | 0 | 0 | 0 | 0
F3_Commercial_Lodging_New_Food Preparation_Electric_Hot Food Container_E6 | F3 | Commercial | Lodging | New | Food Preparation | Electric | Hot Food Container | E6 | PACT BC Ratio | 0 | 0 | 0 | 0 | 0 | 0 | 0 | 0 | 0 | 0 | 0 | 0 | 0 | 0 | 0 | 0 | 0 | 0 | 0 | 0 | 0 | 0 | 0 | 0 | 0 | 0 | 0 | 0 | 0 | 0
F3_Commercial_Lodging_New_Food Preparation_Electric_Hot Food Container_E7 | F3 | Commercial | Lodging | New | Food Preparation | Electric | Hot Food Container | E7 | PACT BC Ratio | 0 | 0 | 0 | 0 | 0 | 0 | 0 | 0 | 0 | 0 | 0 | 0 | 0 | 0 | 0 | 0 | 0 | 0 | 0 | 0 | 0 | 0 | 0 | 0 | 0 | 0 | 0 | 0 | 0 | 0
F3_Commercial_Lodging_New_Food Preparation_Electric_Hot Food Container_E8 | F3 | Commercial | Lodging | New | Food Preparation | Electric | Hot Food Container | E8 | PACT BC Ratio | 0 | 0 | 0 | 0 | 0 | 0 | 0 | 0 | 0 | 0 | 0 | 0 | 0 | 0 | 0 | 0 | 0 | 0 | 0 | 0 | 0 | 0 | 0 | 0 | 0 | 0 | 0 | 0 | 0 | 0
F3_Commercial_Lodging_New_Food Preparation_Electric_Hot Food Container_E9 | F3 | Commercial | Lodging | New | Food Preparation | Electric | Hot Food Container | E9 | PACT BC Ratio | 0 | 0 | 0 | 0 | 0 | 0 | 0 | 0 | 0 | 0 | 0 | 0 | 0 | 0 | 0 | 0 | 0 | 0 | 0 | 0 | 0 | 0 | 0 | 0 | 0 | 0 | 0 | 0 | 0 | 0
F3_Commercial_Lodging_New_Food Preparation_Electric_Hot Food Container_E10 | F3 | Commercial | Lodging | New | Food Preparation | Electric | Hot Food Container | E10 | PACT BC Ratio | 0 | 0 | 0 | 0 | 0 | 0 | 0 | 0 | 0 | 0 | 0 | 0 | 0 | 0 | 0 | 0 | 0 | 0 | 0 | 0 | 0 | 0 | 0 | 0 | 0 | 0 | 0 | 0 | 0 | 0
F4_Commercial_Lodging_New_Food Preparation_Electric_Hot Food Container_E1 | F4 | Commercial | Lodging | New | Food Preparation | Electric | Hot Food Container | E1 | RVT BC Ratio | 0 | 0 | 0 | 0 | 0 | 0 | 0 | 0 | 0 | 0 | 0 | 0 | 0 | 0 | 0 | 0 | 0 | 0 | 0 | 0 | 0 | 0 | 0 | 0 | 0 | 0 | 0 | 0 | 0 | 0
F4_Commercial_Lodging_New_Food Preparation_Electric_Hot Food Container_E2 | F4 | Commercial | Lodging | New | Food Preparation | Electric | Hot Food Container | E2 | RVT BC Ratio | 0 | 0 | 0 | 0 | 0 | 0 | 0 | 0 | 0 | 0 | 0 | 0 | 0 | 0 | 0 | 0 | 0 | 0 | 0 | 0 | 0 | 0 | 0 | 0 | 0 | 0 | 0 | 0 | 0 | 0
F4_Commercial_Lodging_New_Food Preparation_Electric_Hot Food Container_E3 | F4 | Commercial | Lodging | New | Food Preparation | Electric | Hot Food Container | E3 | RVT BC Ratio | 0 | 0 | 0 | 0 | 0 | 0 | 0 | 0 | 0 | 0 | 0 | 0 | 0 | 0 | 0 | 0 | 0 | 0 | 0 | 0 | 0 | 0 | 0 | 0 | 0 | 0 | 0 | 0 | 0 | 0
F4_Commercial_Lodging_New_Food Preparation_Electric_Hot Food Container_E4 | F4 | Commercial | Lodging | New | Food Preparation | Electric | Hot Food Container | E4 | RVT BC Ratio | 0 | 0 | 0 | 0 | 0 | 0 | 0 | 0 | 0 | 0 | 0 | 0 | 0 | 0 | 0 | 0 | 0 | 0 | 0 | 0 | 0 | 0 | 0 | 0 | 0 | 0 | 0 | 0 | 0 | 0
F4_Commercial_Lodging_New_Food Preparation_Electric_Hot Food Container_E5 | F4 | Commercial | Lodging | New | Food Preparation | Electric | Hot Food Container | E5 | RVT BC Ratio | 0 | 0 | 0 | 0 | 0 | 0 | 0 | 0 | 0 | 0 | 0 | 0 | 0 | 0 | 0 | 0 | 0 | 0 | 0 | 0 | 0 | 0 | 0 | 0 | 0 | 0 | 0 | 0 | 0 | 0
F4_Commercial_Lodging_New_Food Preparation_Electric_Hot Food Container_E6 | F4 | Commercial | Lodging | New | Food Preparation | Electric | Hot Food Container | E6 | RVT BC Ratio | 0 | 0 | 0 | 0 | 0 | 0 | 0 | 0 | 0 | 0 | 0 | 0 | 0 | 0 | 0 | 0 | 0 | 0 | 0 | 0 | 0 | 0 | 0 | 0 | 0 | 0 | 0 | 0 | 0 | 0
F4_Commercial_Lodging_New_Food Preparation_Electric_Hot Food Container_E7 | F4 | Commercial | Lodging | New | Food Preparation | Electric | Hot Food Container | E7 | RVT BC Ratio | 0 | 0 | 0 | 0 | 0 | 0 | 0 | 0 | 0 | 0 | 0 | 0 | 0 | 0 | 0 | 0 | 0 | 0 | 0 | 0 | 0 | 0 | 0 | 0 | 0 | 0 | 0 | 0 | 0 | 0
F4_Commercial_Lodging_New_Food Preparation_Electric_Hot Food Container_E8 | F4 | Commercial | Lodging | New | Food Preparation | Electric | Hot Food Container | E8 | RVT BC Ratio | 0 | 0 | 0 | 0 | 0 | 0 | 0 | 0 | 0 | 0 | 0 | 0 | 0 | 0 | 0 | 0 | 0 | 0 | 0 | 0 | 0 | 0 | 0 | 0 | 0 | 0 | 0 | 0 | 0 | 0
F4_Commercial_Lodging_New_Food Preparation_Electric_Hot Food Container_E9 | F4 | Commercial | Lodging | New | Food Preparation | Electric | Hot Food Container | E9 | RVT BC Ratio | 0 | 0 | 0 | 0 | 0 | 0 | 0 | 0 | 0 | 0 | 0 | 0 | 0 | 0 | 0 | 0 | 0 | 0 | 0 | 0 | 0 | 0 | 0 | 0 | 0 | 0 | 0 | 0 | 0 | 0
F4_Commercial_Lodging_New_Food Preparation_Electric_Hot Food Container_E10 | F4 | Commercial | Lodging | New | Food Preparation | Electric | Hot Food Container | E10 | RVT BC Ratio | 0 | 0 | 0 | 0 | 0 | 0 | 0 | 0 | 0 | 0 | 0 | 0 | 0 | 0 | 0 | 0 | 0 | 0 | 0 | 0 | 0 | 0 | 0 | 0 | 0 | 0 | 0 | 0 | 0 | 0
F5_Commercial_Lodging_New_Food Preparation_Electric_Hot Food Container_E1 | F5 | Commercial | Lodging | New | Food Preparation | Electric | Hot Food Container | E1 | RIM BC Ratio | 0 | 0 | 0 | 0 | 0 | 0 | 0 | 0 | 0 | 0 | 0 | 0 | 0 | 0 | 0 | 0 | 0 | 0 | 0 | 0 | 0 | 0 | 0 | 0 | 0 | 0 | 0 | 0 | 0 | 0
F5_Commercial_Lodging_New_Food Preparation_Electric_Hot Food Container_E2 | F5 | Commercial | Lodging | New | Food Preparation | Electric | Hot Food Container | E2 | RIM BC Ratio | 0 | 0 | 0 | 0 | 0 | 0 | 0 | 0 | 0 | 0 | 0 | 0 | 0 | 0 | 0 | 0 | 0 | 0 | 0 | 0 | 0 | 0 | 0 | 0 | 0 | 0 | 0 | 0 | 0 | 0
F5_Commercial_Lodging_New_Food Preparation_Electric_Hot Food Container_E3 | F5 | Commercial | Lodging | New | Food Preparation | Electric | Hot Food Container | E3 | RIM BC Ratio | 0 | 0 | 0 | 0 | 0 | 0 | 0 | 0 | 0 | 0 | 0 | 0 | 0 | 0 | 0 | 0 | 0 | 0 | 0 | 0 | 0 | 0 | 0 | 0 | 0 | 0 | 0 | 0 | 0 | 0
F5_Commercial_Lodging_New_Food Preparation_Electric_Hot Food Container_E4 | F5 | Commercial | Lodging | New | Food Preparation | Electric | Hot Food Container | E4 | RIM BC Ratio | 0 | 0 | 0 | 0 | 0 | 0 | 0 | 0 | 0 | 0 | 0 | 0 | 0 | 0 | 0 | 0 | 0 | 0 | 0 | 0 | 0 | 0 | 0 | 0 | 0 | 0 | 0 | 0 | 0 | 0
F5_Commercial_Lodging_New_Food Preparation_Electric_Hot Food Container_E5 | F5 | Commercial | Lodging | New | Food Preparation | Electric | Hot Food Container | E5 | RIM BC Ratio | 0 | 0 | 0 | 0 | 0 | 0 | 0 | 0 | 0 | 0 | 0 | 0 | 0 | 0 | 0 | 0 | 0 | 0 | 0 | 0 | 0 | 0 | 0 | 0 | 0 | 0 | 0 | 0 | 0 | 0
F5_Commercial_Lodging_New_Food Preparation_Electric_Hot Food Container_E6 | F5 | Commercial | Lodging | New | Food Preparation | Electric | Hot Food Container | E6 | RIM BC Ratio | 0 | 0 | 0 | 0 | 0 | 0 | 0 | 0 | 0 | 0 | 0 | 0 | 0 | 0 | 0 | 0 | 0 | 0 | 0 | 0 | 0 | 0 | 0 | 0 | 0 | 0 | 0 | 0 | 0 | 0
F5_Commercial_Lodging_New_Food Preparation_Electric_Hot Food Container_E7 | F5 | Commercial | Lodging | New | Food Preparation | Electric | Hot Food Container | E7 | RIM BC Ratio | 0 | 0 | 0 | 0 | 0 | 0 | 0 | 0 | 0 | 0 | 0 | 0 | 0 | 0 | 0 | 0 | 0 | 0 | 0 | 0 | 0 | 0 | 0 | 0 | 0 | 0 | 0 | 0 | 0 | 0
F5_Commercial_Lodging_New_Food Preparation_Electric_Hot Food Container_E8 | F5 | Commercial | Lodging | New | Food Preparation | Electric | Hot Food Container | E8 | RIM BC Ratio | 0 | 0 | 0 | 0 | 0 | 0 | 0 | 0 | 0 | 0 | 0 | 0 | 0 | 0 | 0 | 0 | 0 | 0 | 0 | 0 | 0 | 0 | 0 | 0 | 0 | 0 | 0 | 0 | 0 | 0
F5_Commercial_Lodging_New_Food Preparation_Electric_Hot Food Container_E9 | F5 | Commercial | Lodging | New | Food Preparation | Electric | Hot Food Container | E9 | RIM BC Ratio | 0 | 0 | 0 | 0 | 0 | 0 | 0 | 0 | 0 | 0 | 0 | 0 | 0 | 0 | 0 | 0 | 0 | 0 | 0 | 0 | 0 | 0 | 0 | 0 | 0 | 0 | 0 | 0 | 0 | 0
F5_Commercial_Lodging_New_Food Preparation_Electric_Hot Food Container_E10 | F5 | Commercial | Lodging | New | Food Preparation | Electric | Hot Food Container | E10 | RIM BC Ratio | 0 | 0 | 0 | 0 | 0 | 0 | 0 | 0 | 0 | 0 | 0 | 0 | 0 | 0 | 0 | 0 | 0 | 0 | 0 | 0 | 0 | 0 | 0 | 0 | 0 | 0 | 0 | 0 | 0 | 0
F0_Commercial_Lodging_New_Food Preparation_Electric_Steamer_E0 | F0 | Commercial | Lodging | New | Food Preparation | Electric | Steamer | E0 | Economic Unit | 0 | 0 | 0 | 0 | 0 | 0 | 0 | 0 | 0 | 0 | 0 | 0 | 0 | 0 | 0 | 0 | 0 | 0 | 0 | 0 | 0 | 0 | 0 | 0 | 0 | 0 | 0 | 0 | 0 | 0
F1_Commercial_Lodging_New_Food Preparation_Electric_Steamer_E1 | F1 | Commercial | Lodging | New | Food Preparation | Electric | Steamer | E1 | CCE | 0 | 0 | 0 | 0 | 0 | 0 | 0 | 0 | 0 | 0 | 0 | 0 | 0 | 0 | 0 | 0 | 0 | 0 | 0 | 0 | 0 | 0 | 0 | 0 | 0 | 0 | 0 | 0 | 0 | 0
F1_Commercial_Lodging_New_Food Preparation_Electric_Steamer_E2 | F1 | Commercial | Lodging | New | Food Preparation | Electric | Steamer | E2 | CCE | 0 | 0 | 0 | 0 | 0 | 0 | 0 | 0 | 0 | 0 | 0 | 0 | 0 | 0 | 0 | 0 | 0 | 0 | 0 | 0 | 0 | 0 | 0 | 0 | 0 | 0 | 0 | 0 | 0 | 0
F1_Commercial_Lodging_New_Food Preparation_Electric_Steamer_E3 | F1 | Commercial | Lodging | New | Food Preparation | Electric | Steamer | E3 | CCE | 0 | 0 | 0 | 0 | 0 | 0 | 0 | 0 | 0 | 0 | 0 | 0 | 0 | 0 | 0 | 0 | 0 | 0 | 0 | 0 | 0 | 0 | 0 | 0 | 0 | 0 | 0 | 0 | 0 | 0
F1_Commercial_Lodging_New_Food Preparation_Electric_Steamer_E4 | F1 | Commercial | Lodging | New | Food Preparation | Electric | Steamer | E4 | CCE | 0 | 0 | 0 | 0 | 0 | 0 | 0 | 0 | 0 | 0 | 0 | 0 | 0 | 0 | 0 | 0 | 0 | 0 | 0 | 0 | 0 | 0 | 0 | 0 | 0 | 0 | 0 | 0 | 0 | 0
F1_Commercial_Lodging_New_Food Preparation_Electric_Steamer_E5 | F1 | Commercial | Lodging | New | Food Preparation | Electric | Steamer | E5 | CCE | 0 | 0 | 0 | 0 | 0 | 0 | 0 | 0 | 0 | 0 | 0 | 0 | 0 | 0 | 0 | 0 | 0 | 0 | 0 | 0 | 0 | 0 | 0 | 0 | 0 | 0 | 0 | 0 | 0 | 0
F1_Commercial_Lodging_New_Food Preparation_Electric_Steamer_E6 | F1 | Commercial | Lodging | New | Food Preparation | Electric | Steamer | E6 | CCE | 0 | 0 | 0 | 0 | 0 | 0 | 0 | 0 | 0 | 0 | 0 | 0 | 0 | 0 | 0 | 0 | 0 | 0 | 0 | 0 | 0 | 0 | 0 | 0 | 0 | 0 | 0 | 0 | 0 | 0
F1_Commercial_Lodging_New_Food Preparation_Electric_Steamer_E7 | F1 | Commercial | Lodging | New | Food Preparation | Electric | Steamer | E7 | CCE | 0 | 0 | 0 | 0 | 0 | 0 | 0 | 0 | 0 | 0 | 0 | 0 | 0 | 0 | 0 | 0 | 0 | 0 | 0 | 0 | 0 | 0 | 0 | 0 | 0 | 0 | 0 | 0 | 0 | 0
F1_Commercial_Lodging_New_Food Preparation_Electric_Steamer_E8 | F1 | Commercial | Lodging | New | Food Preparation | Electric | Steamer | E8 | CCE | 0 | 0 | 0 | 0 | 0 | 0 | 0 | 0 | 0 | 0 | 0 | 0 | 0 | 0 | 0 | 0 | 0 | 0 | 0 | 0 | 0 | 0 | 0 | 0 | 0 | 0 | 0 | 0 | 0 | 0
F1_Commercial_Lodging_New_Food Preparation_Electric_Steamer_E9 | F1 | Commercial | Lodging | New | Food Preparation | Electric | Steamer | E9 | CCE | 0 | 0 | 0 | 0 | 0 | 0 | 0 | 0 | 0 | 0 | 0 | 0 | 0 | 0 | 0 | 0 | 0 | 0 | 0 | 0 | 0 | 0 | 0 | 0 | 0 | 0 | 0 | 0 | 0 | 0
F1_Commercial_Lodging_New_Food Preparation_Electric_Steamer_E10 | F1 | Commercial | Lodging | New | Food Preparation | Electric | Steamer | E10 | CCE | 0 | 0 | 0 | 0 | 0 | 0 | 0 | 0 | 0 | 0 | 0 | 0 | 0 | 0 | 0 | 0 | 0 | 0 | 0 | 0 | 0 | 0 | 0 | 0 | 0 | 0 | 0 | 0 | 0 | 0
F2_Commercial_Lodging_New_Food Preparation_Electric_Steamer_E1 | F2 | Commercial | Lodging | New | Food Preparation | Electric | Steamer | E1 | TRC BC Ratio | 0 | 0 | 0 | 0 | 0 | 0 | 0 | 0 | 0 | 0 | 0 | 0 | 0 | 0 | 0 | 0 | 0 | 0 | 0 | 0 | 0 | 0 | 0 | 0 | 0 | 0 | 0 | 0 | 0 | 0
F2_Commercial_Lodging_New_Food Preparation_Electric_Steamer_E2 | F2 | Commercial | Lodging | New | Food Preparation | Electric | Steamer | E2 | TRC BC Ratio | 0 | 0 | 0 | 0 | 0 | 0 | 0 | 0 | 0 | 0 | 0 | 0 | 0 | 0 | 0 | 0 | 0 | 0 | 0 | 0 | 0 | 0 | 0 | 0 | 0 | 0 | 0 | 0 | 0 | 0
F2_Commercial_Lodging_New_Food Preparation_Electric_Steamer_E3 | F2 | Commercial | Lodging | New | Food Preparation | Electric | Steamer | E3 | TRC BC Ratio | 0 | 0 | 0 | 0 | 0 | 0 | 0 | 0 | 0 | 0 | 0 | 0 | 0 | 0 | 0 | 0 | 0 | 0 | 0 | 0 | 0 | 0 | 0 | 0 | 0 | 0 | 0 | 0 | 0 | 0
F2_Commercial_Lodging_New_Food Preparation_Electric_Steamer_E4 | F2 | Commercial | Lodging | New | Food Preparation | Electric | Steamer | E4 | TRC BC Ratio | 0 | 0 | 0 | 0 | 0 | 0 | 0 | 0 | 0 | 0 | 0 | 0 | 0 | 0 | 0 | 0 | 0 | 0 | 0 | 0 | 0 | 0 | 0 | 0 | 0 | 0 | 0 | 0 | 0 | 0
F2_Commercial_Lodging_New_Food Preparation_Electric_Steamer_E5 | F2 | Commercial | Lodging | New | Food Preparation | Electric | Steamer | E5 | TRC BC Ratio | 0 | 0 | 0 | 0 | 0 | 0 | 0 | 0 | 0 | 0 | 0 | 0 | 0 | 0 | 0 | 0 | 0 | 0 | 0 | 0 | 0 | 0 | 0 | 0 | 0 | 0 | 0 | 0 | 0 | 0
F2_Commercial_Lodging_New_Food Preparation_Electric_Steamer_E6 | F2 | Commercial | Lodging | New | Food Preparation | Electric | Steamer | E6 | TRC BC Ratio | 0 | 0 | 0 | 0 | 0 | 0 | 0 | 0 | 0 | 0 | 0 | 0 | 0 | 0 | 0 | 0 | 0 | 0 | 0 | 0 | 0 | 0 | 0 | 0 | 0 | 0 | 0 | 0 | 0 | 0
F2_Commercial_Lodging_New_Food Preparation_Electric_Steamer_E7 | F2 | Commercial | Lodging | New | Food Preparation | Electric | Steamer | E7 | TRC BC Ratio | 0 | 0 | 0 | 0 | 0 | 0 | 0 | 0 | 0 | 0 | 0 | 0 | 0 | 0 | 0 | 0 | 0 | 0 | 0 | 0 | 0 | 0 | 0 | 0 | 0 | 0 | 0 | 0 | 0 | 0
F2_Commercial_Lodging_New_Food Preparation_Electric_Steamer_E8 | F2 | Commercial | Lodging | New | Food Preparation | Electric | Steamer | E8 | TRC BC Ratio | 0 | 0 | 0 | 0 | 0 | 0 | 0 | 0 | 0 | 0 | 0 | 0 | 0 | 0 | 0 | 0 | 0 | 0 | 0 | 0 | 0 | 0 | 0 | 0 | 0 | 0 | 0 | 0 | 0 | 0
F2_Commercial_Lodging_New_Food Preparation_Electric_Steamer_E9 | F2 | Commercial | Lodging | New | Food Preparation | Electric | Steamer | E9 | TRC BC Ratio | 0 | 0 | 0 | 0 | 0 | 0 | 0 | 0 | 0 | 0 | 0 | 0 | 0 | 0 | 0 | 0 | 0 | 0 | 0 | 0 | 0 | 0 | 0 | 0 | 0 | 0 | 0 | 0 | 0 | 0
F2_Commercial_Lodging_New_Food Preparation_Electric_Steamer_E10 | F2 | Commercial | Lodging | New | Food Preparation | Electric | Steamer | E10 | TRC BC Ratio | 0 | 0 | 0 | 0 | 0 | 0 | 0 | 0 | 0 | 0 | 0 | 0 | 0 | 0 | 0 | 0 | 0 | 0 | 0 | 0 | 0 | 0 | 0 | 0 | 0 | 0 | 0 | 0 | 0 | 0
F3_Commercial_Lodging_New_Food Preparation_Electric_Steamer_E1 | F3 | Commercial | Lodging | New | Food Preparation | Electric | Steamer | E1 | PACT BC Ratio | 0 | 0 | 0 | 0 | 0 | 0 | 0 | 0 | 0 | 0 | 0 | 0 | 0 | 0 | 0 | 0 | 0 | 0 | 0 | 0 | 0 | 0 | 0 | 0 | 0 | 0 | 0 | 0 | 0 | 0
F3_Commercial_Lodging_New_Food Preparation_Electric_Steamer_E2 | F3 | Commercial | Lodging | New | Food Preparation | Electric | Steamer | E2 | PACT BC Ratio | 0 | 0 | 0 | 0 | 0 | 0 | 0 | 0 | 0 | 0 | 0 | 0 | 0 | 0 | 0 | 0 | 0 | 0 | 0 | 0 | 0 | 0 | 0 | 0 | 0 | 0 | 0 | 0 | 0 | 0
F3_Commercial_Lodging_New_Food Preparation_Electric_Steamer_E3 | F3 | Commercial | Lodging | New | Food Preparation | Electric | Steamer | E3 | PACT BC Ratio | 0 | 0 | 0 | 0 | 0 | 0 | 0 | 0 | 0 | 0 | 0 | 0 | 0 | 0 | 0 | 0 | 0 | 0 | 0 | 0 | 0 | 0 | 0 | 0 | 0 | 0 | 0 | 0 | 0 | 0
F3_Commercial_Lodging_New_Food Preparation_Electric_Steamer_E4 | F3 | Commercial | Lodging | New | Food Preparation | Electric | Steamer | E4 | PACT BC Ratio | 0 | 0 | 0 | 0 | 0 | 0 | 0 | 0 | 0 | 0 | 0 | 0 | 0 | 0 | 0 | 0 | 0 | 0 | 0 | 0 | 0 | 0 | 0 | 0 | 0 | 0 | 0 | 0 | 0 | 0
F3_Commercial_Lodging_New_Food Preparation_Electric_Steamer_E5 | F3 | Commercial | Lodging | New | Food Preparation | Electric | Steamer | E5 | PACT BC Ratio | 0 | 0 | 0 | 0 | 0 | 0 | 0 | 0 | 0 | 0 | 0 | 0 | 0 | 0 | 0 | 0 | 0 | 0 | 0 | 0 | 0 | 0 | 0 | 0 | 0 | 0 | 0 | 0 | 0 | 0
F3_Commercial_Lodging_New_Food Preparation_Electric_Steamer_E6 | F3 | Commercial | Lodging | New | Food Preparation | Electric | Steamer | E6 | PACT BC Ratio | 0 | 0 | 0 | 0 | 0 | 0 | 0 | 0 | 0 | 0 | 0 | 0 | 0 | 0 | 0 | 0 | 0 | 0 | 0 | 0 | 0 | 0 | 0 | 0 | 0 | 0 | 0 | 0 | 0 | 0
F3_Commercial_Lodging_New_Food Preparation_Electric_Steamer_E7 | F3 | Commercial | Lodging | New | Food Preparation | Electric | Steamer | E7 | PACT BC Ratio | 0 | 0 | 0 | 0 | 0 | 0 | 0 | 0 | 0 | 0 | 0 | 0 | 0 | 0 | 0 | 0 | 0 | 0 | 0 | 0 | 0 | 0 | 0 | 0 | 0 | 0 | 0 | 0 | 0 | 0
F3_Commercial_Lodging_New_Food Preparation_Electric_Steamer_E8 | F3 | Commercial | Lodging | New | Food Preparation | Electric | Steamer | E8 | PACT BC Ratio | 0 | 0 | 0 | 0 | 0 | 0 | 0 | 0 | 0 | 0 | 0 | 0 | 0 | 0 | 0 | 0 | 0 | 0 | 0 | 0 | 0 | 0 | 0 | 0 | 0 | 0 | 0 | 0 | 0 | 0
F3_Commercial_Lodging_New_Food Preparation_Electric_Steamer_E9 | F3 | Commercial | Lodging | New | Food Preparation | Electric | Steamer | E9 | PACT BC Ratio | 0 | 0 | 0 | 0 | 0 | 0 | 0 | 0 | 0 | 0 | 0 | 0 | 0 | 0 | 0 | 0 | 0 | 0 | 0 | 0 | 0 | 0 | 0 | 0 | 0 | 0 | 0 | 0 | 0 | 0
F3_Commercial_Lodging_New_Food Preparation_Electric_Steamer_E10 | F3 | Commercial | Lodging | New | Food Preparation | Electric | Steamer | E10 | PACT BC Ratio | 0 | 0 | 0 | 0 | 0 | 0 | 0 | 0 | 0 | 0 | 0 | 0 | 0 | 0 | 0 | 0 | 0 | 0 | 0 | 0 | 0 | 0 | 0 | 0 | 0 | 0 | 0 | 0 | 0 | 0
F4_Commercial_Lodging_New_Food Preparation_Electric_Steamer_E1 | F4 | Commercial | Lodging | New | Food Preparation | Electric | Steamer | E1 | RVT BC Ratio | 0 | 0 | 0 | 0 | 0 | 0 | 0 | 0 | 0 | 0 | 0 | 0 | 0 | 0 | 0 | 0 | 0 | 0 | 0 | 0 | 0 | 0 | 0 | 0 | 0 | 0 | 0 | 0 | 0 | 0
F4_Commercial_Lodging_New_Food Preparation_Electric_Steamer_E2 | F4 | Commercial | Lodging | New | Food Preparation | Electric | Steamer | E2 | RVT BC Ratio | 0 | 0 | 0 | 0 | 0 | 0 | 0 | 0 | 0 | 0 | 0 | 0 | 0 | 0 | 0 | 0 | 0 | 0 | 0 | 0 | 0 | 0 | 0 | 0 | 0 | 0 | 0 | 0 | 0 | 0
F4_Commercial_Lodging_New_Food Preparation_Electric_Steamer_E3 | F4 | Commercial | Lodging | New | Food Preparation | Electric | Steamer | E3 | RVT BC Ratio | 0 | 0 | 0 | 0 | 0 | 0 | 0 | 0 | 0 | 0 | 0 | 0 | 0 | 0 | 0 | 0 | 0 | 0 | 0 | 0 | 0 | 0 | 0 | 0 | 0 | 0 | 0 | 0 | 0 | 0
F4_Commercial_Lodging_New_Food Preparation_Electric_Steamer_E4 | F4 | Commercial | Lodging | New | Food Preparation | Electric | Steamer | E4 | RVT BC Ratio | 0 | 0 | 0 | 0 | 0 | 0 | 0 | 0 | 0 | 0 | 0 | 0 | 0 | 0 | 0 | 0 | 0 | 0 | 0 | 0 | 0 | 0 | 0 | 0 | 0 | 0 | 0 | 0 | 0 | 0
F4_Commercial_Lodging_New_Food Preparation_Electric_Steamer_E5 | F4 | Commercial | Lodging | New | Food Preparation | Electric | Steamer | E5 | RVT BC Ratio | 0 | 0 | 0 | 0 | 0 | 0 | 0 | 0 | 0 | 0 | 0 | 0 | 0 | 0 | 0 | 0 | 0 | 0 | 0 | 0 | 0 | 0 | 0 | 0 | 0 | 0 | 0 | 0 | 0 | 0
F4_Commercial_Lodging_New_Food Preparation_Electric_Steamer_E6 | F4 | Commercial | Lodging | New | Food Preparation | Electric | Steamer | E6 | RVT BC Ratio | 0 | 0 | 0 | 0 | 0 | 0 | 0 | 0 | 0 | 0 | 0 | 0 | 0 | 0 | 0 | 0 | 0 | 0 | 0 | 0 | 0 | 0 | 0 | 0 | 0 | 0 | 0 | 0 | 0 | 0
F4_Commercial_Lodging_New_Food Preparation_Electric_Steamer_E7 | F4 | Commercial | Lodging | New | Food Preparation | Electric | Steamer | E7 | RVT BC Ratio | 0 | 0 | 0 | 0 | 0 | 0 | 0 | 0 | 0 | 0 | 0 | 0 | 0 | 0 | 0 | 0 | 0 | 0 | 0 | 0 | 0 | 0 | 0 | 0 | 0 | 0 | 0 | 0 | 0 | 0
F4_Commercial_Lodging_New_Food Preparation_Electric_Steamer_E8 | F4 | Commercial | Lodging | New | Food Preparation | Electric | Steamer | E8 | RVT BC Ratio | 0 | 0 | 0 | 0 | 0 | 0 | 0 | 0 | 0 | 0 | 0 | 0 | 0 | 0 | 0 | 0 | 0 | 0 | 0 | 0 | 0 | 0 | 0 | 0 | 0 | 0 | 0 | 0 | 0 | 0
F4_Commercial_Lodging_New_Food Preparation_Electric_Steamer_E9 | F4 | Commercial | Lodging | New | Food Preparation | Electric | Steamer | E9 | RVT BC Ratio | 0 | 0 | 0 | 0 | 0 | 0 | 0 | 0 | 0 | 0 | 0 | 0 | 0 | 0 | 0 | 0 | 0 | 0 | 0 | 0 | 0 | 0 | 0 | 0 | 0 | 0 | 0 | 0 | 0 | 0
F4_Commercial_Lodging_New_Food Preparation_Electric_Steamer_E10 | F4 | Commercial | Lodging | New | Food Preparation | Electric | Steamer | E10 | RVT BC Ratio | 0 | 0 | 0 | 0 | 0 | 0 | 0 | 0 | 0 | 0 | 0 | 0 | 0 | 0 | 0 | 0 | 0 | 0 | 0 | 0 | 0 | 0 | 0 | 0 | 0 | 0 | 0 | 0 | 0 | 0
F5_Commercial_Lodging_New_Food Preparation_Electric_Steamer_E1 | F5 | Commercial | Lodging | New | Food Preparation | Electric | Steamer | E1 | RIM BC Ratio | 0 | 0 | 0 | 0 | 0 | 0 | 0 | 0 | 0 | 0 | 0 | 0 | 0 | 0 | 0 | 0 | 0 | 0 | 0 | 0 | 0 | 0 | 0 | 0 | 0 | 0 | 0 | 0 | 0 | 0
F5_Commercial_Lodging_New_Food Preparation_Electric_Steamer_E2 | F5 | Commercial | Lodging | New | Food Preparation | Electric | Steamer | E2 | RIM BC Ratio | 0 | 0 | 0 | 0 | 0 | 0 | 0 | 0 | 0 | 0 | 0 | 0 | 0 | 0 | 0 | 0 | 0 | 0 | 0 | 0 | 0 | 0 | 0 | 0 | 0 | 0 | 0 | 0 | 0 | 0
F5_Commercial_Lodging_New_Food Preparation_Electric_Steamer_E3 | F5 | Commercial | Lodging | New | Food Preparation | Electric | Steamer | E3 | RIM BC Ratio | 0 | 0 | 0 | 0 | 0 | 0 | 0 | 0 | 0 | 0 | 0 | 0 | 0 | 0 | 0 | 0 | 0 | 0 | 0 | 0 | 0 | 0 | 0 | 0 | 0 | 0 | 0 | 0 | 0 | 0
F5_Commercial_Lodging_New_Food Preparation_Electric_Steamer_E4 | F5 | Commercial | Lodging | New | Food Preparation | Electric | Steamer | E4 | RIM BC Ratio | 0 | 0 | 0 | 0 | 0 | 0 | 0 | 0 | 0 | 0 | 0 | 0 | 0 | 0 | 0 | 0 | 0 | 0 | 0 | 0 | 0 | 0 | 0 | 0 | 0 | 0 | 0 | 0 | 0 | 0
F5_Commercial_Lodging_New_Food Preparation_Electric_Steamer_E5 | F5 | Commercial | Lodging | New | Food Preparation | Electric | Steamer | E5 | RIM BC Ratio | 0 | 0 | 0 | 0 | 0 | 0 | 0 | 0 | 0 | 0 | 0 | 0 | 0 | 0 | 0 | 0 | 0 | 0 | 0 | 0 | 0 | 0 | 0 | 0 | 0 | 0 | 0 | 0 | 0 | 0
F5_Commercial_Lodging_New_Food Preparation_Electric_Steamer_E6 | F5 | Commercial | Lodging | New | Food Preparation | Electric | Steamer | E6 | RIM BC Ratio | 0 | 0 | 0 | 0 | 0 | 0 | 0 | 0 | 0 | 0 | 0 | 0 | 0 | 0 | 0 | 0 | 0 | 0 | 0 | 0 | 0 | 0 | 0 | 0 | 0 | 0 | 0 | 0 | 0 | 0
F5_Commercial_Lodging_New_Food Preparation_Electric_Steamer_E7 | F5 | Commercial | Lodging | New | Food Preparation | Electric | Steamer | E7 | RIM BC Ratio | 0 | 0 | 0 | 0 | 0 | 0 | 0 | 0 | 0 | 0 | 0 | 0 | 0 | 0 | 0 | 0 | 0 | 0 | 0 | 0 | 0 | 0 | 0 | 0 | 0 | 0 | 0 | 0 | 0 | 0
F5_Commercial_Lodging_New_Food Preparation_Electric_Steamer_E8 | F5 | Commercial | Lodging | New | Food Preparation | Electric | Steamer | E8 | RIM BC Ratio | 0 | 0 | 0 | 0 | 0 | 0 | 0 | 0 | 0 | 0 | 0 | 0 | 0 | 0 | 0 | 0 | 0 | 0 | 0 | 0 | 0 | 0 | 0 | 0 | 0 | 0 | 0 | 0 | 0 | 0
F5_Commercial_Lodging_New_Food Preparation_Electric_Steamer_E9 | F5 | Commercial | Lodging | New | Food Preparation | Electric | Steamer | E9 | RIM BC Ratio | 0 | 0 | 0 | 0 | 0 | 0 | 0 | 0 | 0 | 0 | 0 | 0 | 0 | 0 | 0 | 0 | 0 | 0 | 0 | 0 | 0 | 0 | 0 | 0 | 0 | 0 | 0 | 0 | 0 | 0
F5_Commercial_Lodging_New_Food Preparation_Electric_Steamer_E10 | F5 | Commercial | Lodging | New | Food Preparation | Electric | Steamer | E10 | RIM BC Ratio | 0 | 0 | 0 | 0 | 0 | 0 | 0 | 0 | 0 | 0 | 0 | 0 | 0 | 0 | 0 | 0 | 0 | 0 | 0 | 0 | 0 | 0 | 0 | 0 | 0 | 0 | 0 | 0 | 0 | 0
F0_Commercial_Lodging_New_Food Preparation_Electric_Griddle_E0 | F0 | Commercial | Lodging | New | Food Preparation | Electric | Griddle | E0 | Economic Unit | 0 | 0 | 0 | 0 | 0 | 0 | 0 | 0 | 0 | 0 | 0 | 0 | 0 | 0 | 0 | 0 | 0 | 0 | 0 | 0 | 0 | 0 | 0 | 0 | 0 | 0 | 0 | 0 | 0 | 0
F1_Commercial_Lodging_New_Food Preparation_Electric_Griddle_E1 | F1 | Commercial | Lodging | New | Food Preparation | Electric | Griddle | E1 | CCE | 0 | 0 | 0 | 0 | 0 | 0 | 0 | 0 | 0 | 0 | 0 | 0 | 0 | 0 | 0 | 0 | 0 | 0 | 0 | 0 | 0 | 0 | 0 | 0 | 0 | 0 | 0 | 0 | 0 | 0
F1_Commercial_Lodging_New_Food Preparation_Electric_Griddle_E2 | F1 | Commercial | Lodging | New | Food Preparation | Electric | Griddle | E2 | CCE | 0 | 0 | 0 | 0 | 0 | 0 | 0 | 0 | 0 | 0 | 0 | 0 | 0 | 0 | 0 | 0 | 0 | 0 | 0 | 0 | 0 | 0 | 0 | 0 | 0 | 0 | 0 | 0 | 0 | 0
F1_Commercial_Lodging_New_Food Preparation_Electric_Griddle_E3 | F1 | Commercial | Lodging | New | Food Preparation | Electric | Griddle | E3 | CCE | 0 | 0 | 0 | 0 | 0 | 0 | 0 | 0 | 0 | 0 | 0 | 0 | 0 | 0 | 0 | 0 | 0 | 0 | 0 | 0 | 0 | 0 | 0 | 0 | 0 | 0 | 0 | 0 | 0 | 0
F1_Commercial_Lodging_New_Food Preparation_Electric_Griddle_E4 | F1 | Commercial | Lodging | New | Food Preparation | Electric | Griddle | E4 | CCE | 0 | 0 | 0 | 0 | 0 | 0 | 0 | 0 | 0 | 0 | 0 | 0 | 0 | 0 | 0 | 0 | 0 | 0 | 0 | 0 | 0 | 0 | 0 | 0 | 0 | 0 | 0 | 0 | 0 | 0
F1_Commercial_Lodging_New_Food Preparation_Electric_Griddle_E5 | F1 | Commercial | Lodging | New | Food Preparation | Electric | Griddle | E5 | CCE | 0 | 0 | 0 | 0 | 0 | 0 | 0 | 0 | 0 | 0 | 0 | 0 | 0 | 0 | 0 | 0 | 0 | 0 | 0 | 0 | 0 | 0 | 0 | 0 | 0 | 0 | 0 | 0 | 0 | 0
F1_Commercial_Lodging_New_Food Preparation_Electric_Griddle_E6 | F1 | Commercial | Lodging | New | Food Preparation | Electric | Griddle | E6 | CCE | 0 | 0 | 0 | 0 | 0 | 0 | 0 | 0 | 0 | 0 | 0 | 0 | 0 | 0 | 0 | 0 | 0 | 0 | 0 | 0 | 0 | 0 | 0 | 0 | 0 | 0 | 0 | 0 | 0 | 0
F1_Commercial_Lodging_New_Food Preparation_Electric_Griddle_E7 | F1 | Commercial | Lodging | New | Food Preparation | Electric | Griddle | E7 | CCE | 0 | 0 | 0 | 0 | 0 | 0 | 0 | 0 | 0 | 0 | 0 | 0 | 0 | 0 | 0 | 0 | 0 | 0 | 0 | 0 | 0 | 0 | 0 | 0 | 0 | 0 | 0 | 0 | 0 | 0
F1_Commercial_Lodging_New_Food Preparation_Electric_Griddle_E8 | F1 | Commercial | Lodging | New | Food Preparation | Electric | Griddle | E8 | CCE | 0 | 0 | 0 | 0 | 0 | 0 | 0 | 0 | 0 | 0 | 0 | 0 | 0 | 0 | 0 | 0 | 0 | 0 | 0 | 0 | 0 | 0 | 0 | 0 | 0 | 0 | 0 | 0 | 0 | 0
F1_Commercial_Lodging_New_Food Preparation_Electric_Griddle_E9 | F1 | Commercial | Lodging | New | Food Preparation | Electric | Griddle | E9 | CCE | 0 | 0 | 0 | 0 | 0 | 0 | 0 | 0 | 0 | 0 | 0 | 0 | 0 | 0 | 0 | 0 | 0 | 0 | 0 | 0 | 0 | 0 | 0 | 0 | 0 | 0 | 0 | 0 | 0 | 0
F1_Commercial_Lodging_New_Food Preparation_Electric_Griddle_E10 | F1 | Commercial | Lodging | New | Food Preparation | Electric | Griddle | E10 | CCE | 0 | 0 | 0 | 0 | 0 | 0 | 0 | 0 | 0 | 0 | 0 | 0 | 0 | 0 | 0 | 0 | 0 | 0 | 0 | 0 | 0 | 0 | 0 | 0 | 0 | 0 | 0 | 0 | 0 | 0
F2_Commercial_Lodging_New_Food Preparation_Electric_Griddle_E1 | F2 | Commercial | Lodging | New | Food Preparation | Electric | Griddle | E1 | TRC BC Ratio | 0 | 0 | 0 | 0 | 0 | 0 | 0 | 0 | 0 | 0 | 0 | 0 | 0 | 0 | 0 | 0 | 0 | 0 | 0 | 0 | 0 | 0 | 0 | 0 | 0 | 0 | 0 | 0 | 0 | 0
F2_Commercial_Lodging_New_Food Preparation_Electric_Griddle_E2 | F2 | Commercial | Lodging | New | Food Preparation | Electric | Griddle | E2 | TRC BC Ratio | 0 | 0 | 0 | 0 | 0 | 0 | 0 | 0 | 0 | 0 | 0 | 0 | 0 | 0 | 0 | 0 | 0 | 0 | 0 | 0 | 0 | 0 | 0 | 0 | 0 | 0 | 0 | 0 | 0 | 0
F2_Commercial_Lodging_New_Food Preparation_Electric_Griddle_E3 | F2 | Commercial | Lodging | New | Food Preparation | Electric | Griddle | E3 | TRC BC Ratio | 0 | 0 | 0 | 0 | 0 | 0 | 0 | 0 | 0 | 0 | 0 | 0 | 0 | 0 | 0 | 0 | 0 | 0 | 0 | 0 | 0 | 0 | 0 | 0 | 0 | 0 | 0 | 0 | 0 | 0
F2_Commercial_Lodging_New_Food Preparation_Electric_Griddle_E4 | F2 | Commercial | Lodging | New | Food Preparation | Electric | Griddle | E4 | TRC BC Ratio | 0 | 0 | 0 | 0 | 0 | 0 | 0 | 0 | 0 | 0 | 0 | 0 | 0 | 0 | 0 | 0 | 0 | 0 | 0 | 0 | 0 | 0 | 0 | 0 | 0 | 0 | 0 | 0 | 0 | 0
F2_Commercial_Lodging_New_Food Preparation_Electric_Griddle_E5 | F2 | Commercial | Lodging | New | Food Preparation | Electric | Griddle | E5 | TRC BC Ratio | 0 | 0 | 0 | 0 | 0 | 0 | 0 | 0 | 0 | 0 | 0 | 0 | 0 | 0 | 0 | 0 | 0 | 0 | 0 | 0 | 0 | 0 | 0 | 0 | 0 | 0 | 0 | 0 | 0 | 0
F2_Commercial_Lodging_New_Food Preparation_Electric_Griddle_E6 | F2 | Commercial | Lodging | New | Food Preparation | Electric | Griddle | E6 | TRC BC Ratio | 0 | 0 | 0 | 0 | 0 | 0 | 0 | 0 | 0 | 0 | 0 | 0 | 0 | 0 | 0 | 0 | 0 | 0 | 0 | 0 | 0 | 0 | 0 | 0 | 0 | 0 | 0 | 0 | 0 | 0
F2_Commercial_Lodging_New_Food Preparation_Electric_Griddle_E7 | F2 | Commercial | Lodging | New | Food Preparation | Electric | Griddle | E7 | TRC BC Ratio | 0 | 0 | 0 | 0 | 0 | 0 | 0 | 0 | 0 | 0 | 0 | 0 | 0 | 0 | 0 | 0 | 0 | 0 | 0 | 0 | 0 | 0 | 0 | 0 | 0 | 0 | 0 | 0 | 0 | 0
F2_Commercial_Lodging_New_Food Preparation_Electric_Griddle_E8 | F2 | Commercial | Lodging | New | Food Preparation | Electric | Griddle | E8 | TRC BC Ratio | 0 | 0 | 0 | 0 | 0 | 0 | 0 | 0 | 0 | 0 | 0 | 0 | 0 | 0 | 0 | 0 | 0 | 0 | 0 | 0 | 0 | 0 | 0 | 0 | 0 | 0 | 0 | 0 | 0 | 0
F2_Commercial_Lodging_New_Food Preparation_Electric_Griddle_E9 | F2 | Commercial | Lodging | New | Food Preparation | Electric | Griddle | E9 | TRC BC Ratio | 0 | 0 | 0 | 0 | 0 | 0 | 0 | 0 | 0 | 0 | 0 | 0 | 0 | 0 | 0 | 0 | 0 | 0 | 0 | 0 | 0 | 0 | 0 | 0 | 0 | 0 | 0 | 0 | 0 | 0
F2_Commercial_Lodging_New_Food Preparation_Electric_Griddle_E10 | F2 | Commercial | Lodging | New | Food Preparation | Electric | Griddle | E10 | TRC BC Ratio | 0 | 0 | 0 | 0 | 0 | 0 | 0 | 0 | 0 | 0 | 0 | 0 | 0 | 0 | 0 | 0 | 0 | 0 | 0 | 0 | 0 | 0 | 0 | 0 | 0 | 0 | 0 | 0 | 0 | 0
F3_Commercial_Lodging_New_Food Preparation_Electric_Griddle_E1 | F3 | Commercial | Lodging | New | Food Preparation | Electric | Griddle | E1 | PACT BC Ratio | 0 | 0 | 0 | 0 | 0 | 0 | 0 | 0 | 0 | 0 | 0 | 0 | 0 | 0 | 0 | 0 | 0 | 0 | 0 | 0 | 0 | 0 | 0 | 0 | 0 | 0 | 0 | 0 | 0 | 0
F3_Commercial_Lodging_New_Food Preparation_Electric_Griddle_E2 | F3 | Commercial | Lodging | New | Food Preparation | Electric | Griddle | E2 | PACT BC Ratio | 0 | 0 | 0 | 0 | 0 | 0 | 0 | 0 | 0 | 0 | 0 | 0 | 0 | 0 | 0 | 0 | 0 | 0 | 0 | 0 | 0 | 0 | 0 | 0 | 0 | 0 | 0 | 0 | 0 | 0
F3_Commercial_Lodging_New_Food Preparation_Electric_Griddle_E3 | F3 | Commercial | Lodging | New | Food Preparation | Electric | Griddle | E3 | PACT BC Ratio | 0 | 0 | 0 | 0 | 0 | 0 | 0 | 0 | 0 | 0 | 0 | 0 | 0 | 0 | 0 | 0 | 0 | 0 | 0 | 0 | 0 | 0 | 0 | 0 | 0 | 0 | 0 | 0 | 0 | 0
F3_Commercial_Lodging_New_Food Preparation_Electric_Griddle_E4 | F3 | Commercial | Lodging | New | Food Preparation | Electric | Griddle | E4 | PACT BC Ratio | 0 | 0 | 0 | 0 | 0 | 0 | 0 | 0 | 0 | 0 | 0 | 0 | 0 | 0 | 0 | 0 | 0 | 0 | 0 | 0 | 0 | 0 | 0 | 0 | 0 | 0 | 0 | 0 | 0 | 0
F3_Commercial_Lodging_New_Food Preparation_Electric_Griddle_E5 | F3 | Commercial | Lodging | New | Food Preparation | Electric | Griddle | E5 | PACT BC Ratio | 0 | 0 | 0 | 0 | 0 | 0 | 0 | 0 | 0 | 0 | 0 | 0 | 0 | 0 | 0 | 0 | 0 | 0 | 0 | 0 | 0 | 0 | 0 | 0 | 0 | 0 | 0 | 0 | 0 | 0
F3_Commercial_Lodging_New_Food Preparation_Electric_Griddle_E6 | F3 | Commercial | Lodging | New | Food Preparation | Electric | Griddle | E6 | PACT BC Ratio | 0 | 0 | 0 | 0 | 0 | 0 | 0 | 0 | 0 | 0 | 0 | 0 | 0 | 0 | 0 | 0 | 0 | 0 | 0 | 0 | 0 | 0 | 0 | 0 | 0 | 0 | 0 | 0 | 0 | 0
F3_Commercial_Lodging_New_Food Preparation_Electric_Griddle_E7 | F3 | Commercial | Lodging | New | Food Preparation | Electric | Griddle | E7 | PACT BC Ratio | 0 | 0 | 0 | 0 | 0 | 0 | 0 | 0 | 0 | 0 | 0 | 0 | 0 | 0 | 0 | 0 | 0 | 0 | 0 | 0 | 0 | 0 | 0 | 0 | 0 | 0 | 0 | 0 | 0 | 0
F3_Commercial_Lodging_New_Food Preparation_Electric_Griddle_E8 | F3 | Commercial | Lodging | New | Food Preparation | Electric | Griddle | E8 | PACT BC Ratio | 0 | 0 | 0 | 0 | 0 | 0 | 0 | 0 | 0 | 0 | 0 | 0 | 0 | 0 | 0 | 0 | 0 | 0 | 0 | 0 | 0 | 0 | 0 | 0 | 0 | 0 | 0 | 0 | 0 | 0
F3_Commercial_Lodging_New_Food Preparation_Electric_Griddle_E9 | F3 | Commercial | Lodging | New | Food Preparation | Electric | Griddle | E9 | PACT BC Ratio | 0 | 0 | 0 | 0 | 0 | 0 | 0 | 0 | 0 | 0 | 0 | 0 | 0 | 0 | 0 | 0 | 0 | 0 | 0 | 0 | 0 | 0 | 0 | 0 | 0 | 0 | 0 | 0 | 0 | 0
F3_Commercial_Lodging_New_Food Preparation_Electric_Griddle_E10 | F3 | Commercial | Lodging | New | Food Preparation | Electric | Griddle | E10 | PACT BC Ratio | 0 | 0 | 0 | 0 | 0 | 0 | 0 | 0 | 0 | 0 | 0 | 0 | 0 | 0 | 0 | 0 | 0 | 0 | 0 | 0 | 0 | 0 | 0 | 0 | 0 | 0 | 0 | 0 | 0 | 0
F4_Commercial_Lodging_New_Food Preparation_Electric_Griddle_E1 | F4 | Commercial | Lodging | New | Food Preparation | Electric | Griddle | E1 | RVT BC Ratio | 0 | 0 | 0 | 0 | 0 | 0 | 0 | 0 | 0 | 0 | 0 | 0 | 0 | 0 | 0 | 0 | 0 | 0 | 0 | 0 | 0 | 0 | 0 | 0 | 0 | 0 | 0 | 0 | 0 | 0
F4_Commercial_Lodging_New_Food Preparation_Electric_Griddle_E2 | F4 | Commercial | Lodging | New | Food Preparation | Electric | Griddle | E2 | RVT BC Ratio | 0 | 0 | 0 | 0 | 0 | 0 | 0 | 0 | 0 | 0 | 0 | 0 | 0 | 0 | 0 | 0 | 0 | 0 | 0 | 0 | 0 | 0 | 0 | 0 | 0 | 0 | 0 | 0 | 0 | 0
F4_Commercial_Lodging_New_Food Preparation_Electric_Griddle_E3 | F4 | Commercial | Lodging | New | Food Preparation | Electric | Griddle | E3 | RVT BC Ratio | 0 | 0 | 0 | 0 | 0 | 0 | 0 | 0 | 0 | 0 | 0 | 0 | 0 | 0 | 0 | 0 | 0 | 0 | 0 | 0 | 0 | 0 | 0 | 0 | 0 | 0 | 0 | 0 | 0 | 0
F4_Commercial_Lodging_New_Food Preparation_Electric_Griddle_E4 | F4 | Commercial | Lodging | New | Food Preparation | Electric | Griddle | E4 | RVT BC Ratio | 0 | 0 | 0 | 0 | 0 | 0 | 0 | 0 | 0 | 0 | 0 | 0 | 0 | 0 | 0 | 0 | 0 | 0 | 0 | 0 | 0 | 0 | 0 | 0 | 0 | 0 | 0 | 0 | 0 | 0
F4_Commercial_Lodging_New_Food Preparation_Electric_Griddle_E5 | F4 | Commercial | Lodging | New | Food Preparation | Electric | Griddle | E5 | RVT BC Ratio | 0 | 0 | 0 | 0 | 0 | 0 | 0 | 0 | 0 | 0 | 0 | 0 | 0 | 0 | 0 | 0 | 0 | 0 | 0 | 0 | 0 | 0 | 0 | 0 | 0 | 0 | 0 | 0 | 0 | 0
F4_Commercial_Lodging_New_Food Preparation_Electric_Griddle_E6 | F4 | Commercial | Lodging | New | Food Preparation | Electric | Griddle | E6 | RVT BC Ratio | 0 | 0 | 0 | 0 | 0 | 0 | 0 | 0 | 0 | 0 | 0 | 0 | 0 | 0 | 0 | 0 | 0 | 0 | 0 | 0 | 0 | 0 | 0 | 0 | 0 | 0 | 0 | 0 | 0 | 0
F4_Commercial_Lodging_New_Food Preparation_Electric_Griddle_E7 | F4 | Commercial | Lodging | New | Food Preparation | Electric | Griddle | E7 | RVT BC Ratio | 0 | 0 | 0 | 0 | 0 | 0 | 0 | 0 | 0 | 0 | 0 | 0 | 0 | 0 | 0 | 0 | 0 | 0 | 0 | 0 | 0 | 0 | 0 | 0 | 0 | 0 | 0 | 0 | 0 | 0
F4_Commercial_Lodging_New_Food Preparation_Electric_Griddle_E8 | F4 | Commercial | Lodging | New | Food Preparation | Electric | Griddle | E8 | RVT BC Ratio | 0 | 0 | 0 | 0 | 0 | 0 | 0 | 0 | 0 | 0 | 0 | 0 | 0 | 0 | 0 | 0 | 0 | 0 | 0 | 0 | 0 | 0 | 0 | 0 | 0 | 0 | 0 | 0 | 0 | 0
F4_Commercial_Lodging_New_Food Preparation_Electric_Griddle_E9 | F4 | Commercial | Lodging | New | Food Preparation | Electric | Griddle | E9 | RVT BC Ratio | 0 | 0 | 0 | 0 | 0 | 0 | 0 | 0 | 0 | 0 | 0 | 0 | 0 | 0 | 0 | 0 | 0 | 0 | 0 | 0 | 0 | 0 | 0 | 0 | 0 | 0 | 0 | 0 | 0 | 0
F4_Commercial_Lodging_New_Food Preparation_Electric_Griddle_E10 | F4 | Commercial | Lodging | New | Food Preparation | Electric | Griddle | E10 | RVT BC Ratio | 0 | 0 | 0 | 0 | 0 | 0 | 0 | 0 | 0 | 0 | 0 | 0 | 0 | 0 | 0 | 0 | 0 | 0 | 0 | 0 | 0 | 0 | 0 | 0 | 0 | 0 | 0 | 0 | 0 | 0
F5_Commercial_Lodging_New_Food Preparation_Electric_Griddle_E1 | F5 | Commercial | Lodging | New | Food Preparation | Electric | Griddle | E1 | RIM BC Ratio | 0 | 0 | 0 | 0 | 0 | 0 | 0 | 0 | 0 | 0 | 0 | 0 | 0 | 0 | 0 | 0 | 0 | 0 | 0 | 0 | 0 | 0 | 0 | 0 | 0 | 0 | 0 | 0 | 0 | 0
F5_Commercial_Lodging_New_Food Preparation_Electric_Griddle_E2 | F5 | Commercial | Lodging | New | Food Preparation | Electric | Griddle | E2 | RIM BC Ratio | 0 | 0 | 0 | 0 | 0 | 0 | 0 | 0 | 0 | 0 | 0 | 0 | 0 | 0 | 0 | 0 | 0 | 0 | 0 | 0 | 0 | 0 | 0 | 0 | 0 | 0 | 0 | 0 | 0 | 0
F5_Commercial_Lodging_New_Food Preparation_Electric_Griddle_E3 | F5 | Commercial | Lodging | New | Food Preparation | Electric | Griddle | E3 | RIM BC Ratio | 0 | 0 | 0 | 0 | 0 | 0 | 0 | 0 | 0 | 0 | 0 | 0 | 0 | 0 | 0 | 0 | 0 | 0 | 0 | 0 | 0 | 0 | 0 | 0 | 0 | 0 | 0 | 0 | 0 | 0
F5_Commercial_Lodging_New_Food Preparation_Electric_Griddle_E4 | F5 | Commercial | Lodging | New | Food Preparation | Electric | Griddle | E4 | RIM BC Ratio | 0 | 0 | 0 | 0 | 0 | 0 | 0 | 0 | 0 | 0 | 0 | 0 | 0 | 0 | 0 | 0 | 0 | 0 | 0 | 0 | 0 | 0 | 0 | 0 | 0 | 0 | 0 | 0 | 0 | 0
F5_Commercial_Lodging_New_Food Preparation_Electric_Griddle_E5 | F5 | Commercial | Lodging | New | Food Preparation | Electric | Griddle | E5 | RIM BC Ratio | 0 | 0 | 0 | 0 | 0 | 0 | 0 | 0 | 0 | 0 | 0 | 0 | 0 | 0 | 0 | 0 | 0 | 0 | 0 | 0 | 0 | 0 | 0 | 0 | 0 | 0 | 0 | 0 | 0 | 0
F5_Commercial_Lodging_New_Food Preparation_Electric_Griddle_E6 | F5 | Commercial | Lodging | New | Food Preparation | Electric | Griddle | E6 | RIM BC Ratio | 0 | 0 | 0 | 0 | 0 | 0 | 0 | 0 | 0 | 0 | 0 | 0 | 0 | 0 | 0 | 0 | 0 | 0 | 0 | 0 | 0 | 0 | 0 | 0 | 0 | 0 | 0 | 0 | 0 | 0
F5_Commercial_Lodging_New_Food Preparation_Electric_Griddle_E7 | F5 | Commercial | Lodging | New | Food Preparation | Electric | Griddle | E7 | RIM BC Ratio | 0 | 0 | 0 | 0 | 0 | 0 | 0 | 0 | 0 | 0 | 0 | 0 | 0 | 0 | 0 | 0 | 0 | 0 | 0 | 0 | 0 | 0 | 0 | 0 | 0 | 0 | 0 | 0 | 0 | 0
F5_Commercial_Lodging_New_Food Preparation_Electric_Griddle_E8 | F5 | Commercial | Lodging | New | Food Preparation | Electric | Griddle | E8 | RIM BC Ratio | 0 | 0 | 0 | 0 | 0 | 0 | 0 | 0 | 0 | 0 | 0 | 0 | 0 | 0 | 0 | 0 | 0 | 0 | 0 | 0 | 0 | 0 | 0 | 0 | 0 | 0 | 0 | 0 | 0 | 0
F5_Commercial_Lodging_New_Food Preparation_Electric_Griddle_E9 | F5 | Commercial | Lodging | New | Food Preparation | Electric | Griddle | E9 | RIM BC Ratio | 0 | 0 | 0 | 0 | 0 | 0 | 0 | 0 | 0 | 0 | 0 | 0 | 0 | 0 | 0 | 0 | 0 | 0 | 0 | 0 | 0 | 0 | 0 | 0 | 0 | 0 | 0 | 0 | 0 | 0
F5_Commercial_Lodging_New_Food Preparation_Electric_Griddle_E10 | F5 | Commercial | Lodging | New | Food Preparation | Electric | Griddle | E10 | RIM BC Ratio | 0 | 0 | 0 | 0 | 0 | 0 | 0 | 0 | 0 | 0 | 0 | 0 | 0 | 0 | 0 | 0 | 0 | 0 | 0 | 0 | 0 | 0 | 0 | 0 | 0 | 0 | 0 | 0 | 0 | 0
F0_Commercial_Lodging_New_Office Equipment_Electric_Desktop Computer_E0 | F0 | Commercial | Lodging | New | Office Equipment | Electric | Desktop Computer | E0 | Economic Unit | 0 | 0 | 0 | 0 | 0 | 0 | 0 | 0 | 0 | 0 | 0 | 0 | 0 | 0 | 0 | 0 | 0 | 0 | 0 | 0 | 0 | 0 | 0 | 0 | 0 | 0 | 0 | 0 | 0 | 0
F1_Commercial_Lodging_New_Office Equipment_Electric_Desktop Computer_E1 | F1 | Commercial | Lodging | New | Office Equipment | Electric | Desktop Computer | E1 | CCE | 0 | 0 | 0 | 0 | 0 | 0 | 0 | 0 | 0 | 0 | 0 | 0 | 0 | 0 | 0 | 0 | 0 | 0 | 0 | 0 | 0 | 0 | 0 | 0 | 0 | 0 | 0 | 0 | 0 | 0
F1_Commercial_Lodging_New_Office Equipment_Electric_Desktop Computer_E2 | F1 | Commercial | Lodging | New | Office Equipment | Electric | Desktop Computer | E2 | CCE | 0 | 0 | 0 | 0 | 0 | 0 | 0 | 0 | 0 | 0 | 0 | 0 | 0 | 0 | 0 | 0 | 0 | 0 | 0 | 0 | 0 | 0 | 0 | 0 | 0 | 0 | 0 | 0 | 0 | 0
F1_Commercial_Lodging_New_Office Equipment_Electric_Desktop Computer_E3 | F1 | Commercial | Lodging | New | Office Equipment | Electric | Desktop Computer | E3 | CCE | 0 | 0 | 0 | 0 | 0 | 0 | 0 | 0 | 0 | 0 | 0 | 0 | 0 | 0 | 0 | 0 | 0 | 0 | 0 | 0 | 0 | 0 | 0 | 0 | 0 | 0 | 0 | 0 | 0 | 0
F1_Commercial_Lodging_New_Office Equipment_Electric_Desktop Computer_E4 | F1 | Commercial | Lodging | New | Office Equipment | Electric | Desktop Computer | E4 | CCE | 0 | 0 | 0 | 0 | 0 | 0 | 0 | 0 | 0 | 0 | 0 | 0 | 0 | 0 | 0 | 0 | 0 | 0 | 0 | 0 | 0 | 0 | 0 | 0 | 0 | 0 | 0 | 0 | 0 | 0
F1_Commercial_Lodging_New_Office Equipment_Electric_Desktop Computer_E5 | F1 | Commercial | Lodging | New | Office Equipment | Electric | Desktop Computer | E5 | CCE | 0 | 0 | 0 | 0 | 0 | 0 | 0 | 0 | 0 | 0 | 0 | 0 | 0 | 0 | 0 | 0 | 0 | 0 | 0 | 0 | 0 | 0 | 0 | 0 | 0 | 0 | 0 | 0 | 0 | 0
F1_Commercial_Lodging_New_Office Equipment_Electric_Desktop Computer_E6 | F1 | Commercial | Lodging | New | Office Equipment | Electric | Desktop Computer | E6 | CCE | 0 | 0 | 0 | 0 | 0 | 0 | 0 | 0 | 0 | 0 | 0 | 0 | 0 | 0 | 0 | 0 | 0 | 0 | 0 | 0 | 0 | 0 | 0 | 0 | 0 | 0 | 0 | 0 | 0 | 0
F1_Commercial_Lodging_New_Office Equipment_Electric_Desktop Computer_E7 | F1 | Commercial | Lodging | New | Office Equipment | Electric | Desktop Computer | E7 | CCE | 0 | 0 | 0 | 0 | 0 | 0 | 0 | 0 | 0 | 0 | 0 | 0 | 0 | 0 | 0 | 0 | 0 | 0 | 0 | 0 | 0 | 0 | 0 | 0 | 0 | 0 | 0 | 0 | 0 | 0
F1_Commercial_Lodging_New_Office Equipment_Electric_Desktop Computer_E8 | F1 | Commercial | Lodging | New | Office Equipment | Electric | Desktop Computer | E8 | CCE | 0 | 0 | 0 | 0 | 0 | 0 | 0 | 0 | 0 | 0 | 0 | 0 | 0 | 0 | 0 | 0 | 0 | 0 | 0 | 0 | 0 | 0 | 0 | 0 | 0 | 0 | 0 | 0 | 0 | 0
F1_Commercial_Lodging_New_Office Equipment_Electric_Desktop Computer_E9 | F1 | Commercial | Lodging | New | Office Equipment | Electric | Desktop Computer | E9 | CCE | 0 | 0 | 0 | 0 | 0 | 0 | 0 | 0 | 0 | 0 | 0 | 0 | 0 | 0 | 0 | 0 | 0 | 0 | 0 | 0 | 0 | 0 | 0 | 0 | 0 | 0 | 0 | 0 | 0 | 0
F1_Commercial_Lodging_New_Office Equipment_Electric_Desktop Computer_E10 | F1 | Commercial | Lodging | New | Office Equipment | Electric | Desktop Computer | E10 | CCE | 0 | 0 | 0 | 0 | 0 | 0 | 0 | 0 | 0 | 0 | 0 | 0 | 0 | 0 | 0 | 0 | 0 | 0 | 0 | 0 | 0 | 0 | 0 | 0 | 0 | 0 | 0 | 0 | 0 | 0
F2_Commercial_Lodging_New_Office Equipment_Electric_Desktop Computer_E1 | F2 | Commercial | Lodging | New | Office Equipment | Electric | Desktop Computer | E1 | TRC BC Ratio | 0 | 0 | 0 | 0 | 0 | 0 | 0 | 0 | 0 | 0 | 0 | 0 | 0 | 0 | 0 | 0 | 0 | 0 | 0 | 0 | 0 | 0 | 0 | 0 | 0 | 0 | 0 | 0 | 0 | 0
F2_Commercial_Lodging_New_Office Equipment_Electric_Desktop Computer_E2 | F2 | Commercial | Lodging | New | Office Equipment | Electric | Desktop Computer | E2 | TRC BC Ratio | 0 | 0 | 0 | 0 | 0 | 0 | 0 | 0 | 0 | 0 | 0 | 0 | 0 | 0 | 0 | 0 | 0 | 0 | 0 | 0 | 0 | 0 | 0 | 0 | 0 | 0 | 0 | 0 | 0 | 0
F2_Commercial_Lodging_New_Office Equipment_Electric_Desktop Computer_E3 | F2 | Commercial | Lodging | New | Office Equipment | Electric | Desktop Computer | E3 | TRC BC Ratio | 0 | 0 | 0 | 0 | 0 | 0 | 0 | 0 | 0 | 0 | 0 | 0 | 0 | 0 | 0 | 0 | 0 | 0 | 0 | 0 | 0 | 0 | 0 | 0 | 0 | 0 | 0 | 0 | 0 | 0
F2_Commercial_Lodging_New_Office Equipment_Electric_Desktop Computer_E4 | F2 | Commercial | Lodging | New | Office Equipment | Electric | Desktop Computer | E4 | TRC BC Ratio | 0 | 0 | 0 | 0 | 0 | 0 | 0 | 0 | 0 | 0 | 0 | 0 | 0 | 0 | 0 | 0 | 0 | 0 | 0 | 0 | 0 | 0 | 0 | 0 | 0 | 0 | 0 | 0 | 0 | 0
F2_Commercial_Lodging_New_Office Equipment_Electric_Desktop Computer_E5 | F2 | Commercial | Lodging | New | Office Equipment | Electric | Desktop Computer | E5 | TRC BC Ratio | 0 | 0 | 0 | 0 | 0 | 0 | 0 | 0 | 0 | 0 | 0 | 0 | 0 | 0 | 0 | 0 | 0 | 0 | 0 | 0 | 0 | 0 | 0 | 0 | 0 | 0 | 0 | 0 | 0 | 0
F2_Commercial_Lodging_New_Office Equipment_Electric_Desktop Computer_E6 | F2 | Commercial | Lodging | New | Office Equipment | Electric | Desktop Computer | E6 | TRC BC Ratio | 0 | 0 | 0 | 0 | 0 | 0 | 0 | 0 | 0 | 0 | 0 | 0 | 0 | 0 | 0 | 0 | 0 | 0 | 0 | 0 | 0 | 0 | 0 | 0 | 0 | 0 | 0 | 0 | 0 | 0
F2_Commercial_Lodging_New_Office Equipment_Electric_Desktop Computer_E7 | F2 | Commercial | Lodging | New | Office Equipment | Electric | Desktop Computer | E7 | TRC BC Ratio | 0 | 0 | 0 | 0 | 0 | 0 | 0 | 0 | 0 | 0 | 0 | 0 | 0 | 0 | 0 | 0 | 0 | 0 | 0 | 0 | 0 | 0 | 0 | 0 | 0 | 0 | 0 | 0 | 0 | 0
F2_Commercial_Lodging_New_Office Equipment_Electric_Desktop Computer_E8 | F2 | Commercial | Lodging | New | Office Equipment | Electric | Desktop Computer | E8 | TRC BC Ratio | 0 | 0 | 0 | 0 | 0 | 0 | 0 | 0 | 0 | 0 | 0 | 0 | 0 | 0 | 0 | 0 | 0 | 0 | 0 | 0 | 0 | 0 | 0 | 0 | 0 | 0 | 0 | 0 | 0 | 0
F2_Commercial_Lodging_New_Office Equipment_Electric_Desktop Computer_E9 | F2 | Commercial | Lodging | New | Office Equipment | Electric | Desktop Computer | E9 | TRC BC Ratio | 0 | 0 | 0 | 0 | 0 | 0 | 0 | 0 | 0 | 0 | 0 | 0 | 0 | 0 | 0 | 0 | 0 | 0 | 0 | 0 | 0 | 0 | 0 | 0 | 0 | 0 | 0 | 0 | 0 | 0
F2_Commercial_Lodging_New_Office Equipment_Electric_Desktop Computer_E10 | F2 | Commercial | Lodging | New | Office Equipment | Electric | Desktop Computer | E10 | TRC BC Ratio | 0 | 0 | 0 | 0 | 0 | 0 | 0 | 0 | 0 | 0 | 0 | 0 | 0 | 0 | 0 | 0 | 0 | 0 | 0 | 0 | 0 | 0 | 0 | 0 | 0 | 0 | 0 | 0 | 0 | 0
F3_Commercial_Lodging_New_Office Equipment_Electric_Desktop Computer_E1 | F3 | Commercial | Lodging | New | Office Equipment | Electric | Desktop Computer | E1 | PACT BC Ratio | 0 | 0 | 0 | 0 | 0 | 0 | 0 | 0 | 0 | 0 | 0 | 0 | 0 | 0 | 0 | 0 | 0 | 0 | 0 | 0 | 0 | 0 | 0 | 0 | 0 | 0 | 0 | 0 | 0 | 0
F3_Commercial_Lodging_New_Office Equipment_Electric_Desktop Computer_E2 | F3 | Commercial | Lodging | New | Office Equipment | Electric | Desktop Computer | E2 | PACT BC Ratio | 0 | 0 | 0 | 0 | 0 | 0 | 0 | 0 | 0 | 0 | 0 | 0 | 0 | 0 | 0 | 0 | 0 | 0 | 0 | 0 | 0 | 0 | 0 | 0 | 0 | 0 | 0 | 0 | 0 | 0
F3_Commercial_Lodging_New_Office Equipment_Electric_Desktop Computer_E3 | F3 | Commercial | Lodging | New | Office Equipment | Electric | Desktop Computer | E3 | PACT BC Ratio | 0 | 0 | 0 | 0 | 0 | 0 | 0 | 0 | 0 | 0 | 0 | 0 | 0 | 0 | 0 | 0 | 0 | 0 | 0 | 0 | 0 | 0 | 0 | 0 | 0 | 0 | 0 | 0 | 0 | 0
F3_Commercial_Lodging_New_Office Equipment_Electric_Desktop Computer_E4 | F3 | Commercial | Lodging | New | Office Equipment | Electric | Desktop Computer | E4 | PACT BC Ratio | 0 | 0 | 0 | 0 | 0 | 0 | 0 | 0 | 0 | 0 | 0 | 0 | 0 | 0 | 0 | 0 | 0 | 0 | 0 | 0 | 0 | 0 | 0 | 0 | 0 | 0 | 0 | 0 | 0 | 0
F3_Commercial_Lodging_New_Office Equipment_Electric_Desktop Computer_E5 | F3 | Commercial | Lodging | New | Office Equipment | Electric | Desktop Computer | E5 | PACT BC Ratio | 0 | 0 | 0 | 0 | 0 | 0 | 0 | 0 | 0 | 0 | 0 | 0 | 0 | 0 | 0 | 0 | 0 | 0 | 0 | 0 | 0 | 0 | 0 | 0 | 0 | 0 | 0 | 0 | 0 | 0
F3_Commercial_Lodging_New_Office Equipment_Electric_Desktop Computer_E6 | F3 | Commercial | Lodging | New | Office Equipment | Electric | Desktop Computer | E6 | PACT BC Ratio | 0 | 0 | 0 | 0 | 0 | 0 | 0 | 0 | 0 | 0 | 0 | 0 | 0 | 0 | 0 | 0 | 0 | 0 | 0 | 0 | 0 | 0 | 0 | 0 | 0 | 0 | 0 | 0 | 0 | 0
F3_Commercial_Lodging_New_Office Equipment_Electric_Desktop Computer_E7 | F3 | Commercial | Lodging | New | Office Equipment | Electric | Desktop Computer | E7 | PACT BC Ratio | 0 | 0 | 0 | 0 | 0 | 0 | 0 | 0 | 0 | 0 | 0 | 0 | 0 | 0 | 0 | 0 | 0 | 0 | 0 | 0 | 0 | 0 | 0 | 0 | 0 | 0 | 0 | 0 | 0 | 0
F3_Commercial_Lodging_New_Office Equipment_Electric_Desktop Computer_E8 | F3 | Commercial | Lodging | New | Office Equipment | Electric | Desktop Computer | E8 | PACT BC Ratio | 0 | 0 | 0 | 0 | 0 | 0 | 0 | 0 | 0 | 0 | 0 | 0 | 0 | 0 | 0 | 0 | 0 | 0 | 0 | 0 | 0 | 0 | 0 | 0 | 0 | 0 | 0 | 0 | 0 | 0
F3_Commercial_Lodging_New_Office Equipment_Electric_Desktop Computer_E9 | F3 | Commercial | Lodging | New | Office Equipment | Electric | Desktop Computer | E9 | PACT BC Ratio | 0 | 0 | 0 | 0 | 0 | 0 | 0 | 0 | 0 | 0 | 0 | 0 | 0 | 0 | 0 | 0 | 0 | 0 | 0 | 0 | 0 | 0 | 0 | 0 | 0 | 0 | 0 | 0 | 0 | 0
F3_Commercial_Lodging_New_Office Equipment_Electric_Desktop Computer_E10 | F3 | Commercial | Lodging | New | Office Equipment | Electric | Desktop Computer | E10 | PACT BC Ratio | 0 | 0 | 0 | 0 | 0 | 0 | 0 | 0 | 0 | 0 | 0 | 0 | 0 | 0 | 0 | 0 | 0 | 0 | 0 | 0 | 0 | 0 | 0 | 0 | 0 | 0 | 0 | 0 | 0 | 0
F4_Commercial_Lodging_New_Office Equipment_Electric_Desktop Computer_E1 | F4 | Commercial | Lodging | New | Office Equipment | Electric | Desktop Computer | E1 | RVT BC Ratio | 0 | 0 | 0 | 0 | 0 | 0 | 0 | 0 | 0 | 0 | 0 | 0 | 0 | 0 | 0 | 0 | 0 | 0 | 0 | 0 | 0 | 0 | 0 | 0 | 0 | 0 | 0 | 0 | 0 | 0
F4_Commercial_Lodging_New_Office Equipment_Electric_Desktop Computer_E2 | F4 | Commercial | Lodging | New | Office Equipment | Electric | Desktop Computer | E2 | RVT BC Ratio | 0 | 0 | 0 | 0 | 0 | 0 | 0 | 0 | 0 | 0 | 0 | 0 | 0 | 0 | 0 | 0 | 0 | 0 | 0 | 0 | 0 | 0 | 0 | 0 | 0 | 0 | 0 | 0 | 0 | 0
F4_Commercial_Lodging_New_Office Equipment_Electric_Desktop Computer_E3 | F4 | Commercial | Lodging | New | Office Equipment | Electric | Desktop Computer | E3 | RVT BC Ratio | 0 | 0 | 0 | 0 | 0 | 0 | 0 | 0 | 0 | 0 | 0 | 0 | 0 | 0 | 0 | 0 | 0 | 0 | 0 | 0 | 0 | 0 | 0 | 0 | 0 | 0 | 0 | 0 | 0 | 0
F4_Commercial_Lodging_New_Office Equipment_Electric_Desktop Computer_E4 | F4 | Commercial | Lodging | New | Office Equipment | Electric | Desktop Computer | E4 | RVT BC Ratio | 0 | 0 | 0 | 0 | 0 | 0 | 0 | 0 | 0 | 0 | 0 | 0 | 0 | 0 | 0 | 0 | 0 | 0 | 0 | 0 | 0 | 0 | 0 | 0 | 0 | 0 | 0 | 0 | 0 | 0
F4_Commercial_Lodging_New_Office Equipment_Electric_Desktop Computer_E5 | F4 | Commercial | Lodging | New | Office Equipment | Electric | Desktop Computer | E5 | RVT BC Ratio | 0 | 0 | 0 | 0 | 0 | 0 | 0 | 0 | 0 | 0 | 0 | 0 | 0 | 0 | 0 | 0 | 0 | 0 | 0 | 0 | 0 | 0 | 0 | 0 | 0 | 0 | 0 | 0 | 0 | 0
F4_Commercial_Lodging_New_Office Equipment_Electric_Desktop Computer_E6 | F4 | Commercial | Lodging | New | Office Equipment | Electric | Desktop Computer | E6 | RVT BC Ratio | 0 | 0 | 0 | 0 | 0 | 0 | 0 | 0 | 0 | 0 | 0 | 0 | 0 | 0 | 0 | 0 | 0 | 0 | 0 | 0 | 0 | 0 | 0 | 0 | 0 | 0 | 0 | 0 | 0 | 0
F4_Commercial_Lodging_New_Office Equipment_Electric_Desktop Computer_E7 | F4 | Commercial | Lodging | New | Office Equipment | Electric | Desktop Computer | E7 | RVT BC Ratio | 0 | 0 | 0 | 0 | 0 | 0 | 0 | 0 | 0 | 0 | 0 | 0 | 0 | 0 | 0 | 0 | 0 | 0 | 0 | 0 | 0 | 0 | 0 | 0 | 0 | 0 | 0 | 0 | 0 | 0
F4_Commercial_Lodging_New_Office Equipment_Electric_Desktop Computer_E8 | F4 | Commercial | Lodging | New | Office Equipment | Electric | Desktop Computer | E8 | RVT BC Ratio | 0 | 0 | 0 | 0 | 0 | 0 | 0 | 0 | 0 | 0 | 0 | 0 | 0 | 0 | 0 | 0 | 0 | 0 | 0 | 0 | 0 | 0 | 0 | 0 | 0 | 0 | 0 | 0 | 0 | 0
F4_Commercial_Lodging_New_Office Equipment_Electric_Desktop Computer_E9 | F4 | Commercial | Lodging | New | Office Equipment | Electric | Desktop Computer | E9 | RVT BC Ratio | 0 | 0 | 0 | 0 | 0 | 0 | 0 | 0 | 0 | 0 | 0 | 0 | 0 | 0 | 0 | 0 | 0 | 0 | 0 | 0 | 0 | 0 | 0 | 0 | 0 | 0 | 0 | 0 | 0 | 0
F4_Commercial_Lodging_New_Office Equipment_Electric_Desktop Computer_E10 | F4 | Commercial | Lodging | New | Office Equipment | Electric | Desktop Computer | E10 | RVT BC Ratio | 0 | 0 | 0 | 0 | 0 | 0 | 0 | 0 | 0 | 0 | 0 | 0 | 0 | 0 | 0 | 0 | 0 | 0 | 0 | 0 | 0 | 0 | 0 | 0 | 0 | 0 | 0 | 0 | 0 | 0
F5_Commercial_Lodging_New_Office Equipment_Electric_Desktop Computer_E1 | F5 | Commercial | Lodging | New | Office Equipment | Electric | Desktop Computer | E1 | RIM BC Ratio | 0 | 0 | 0 | 0 | 0 | 0 | 0 | 0 | 0 | 0 | 0 | 0 | 0 | 0 | 0 | 0 | 0 | 0 | 0 | 0 | 0 | 0 | 0 | 0 | 0 | 0 | 0 | 0 | 0 | 0
F5_Commercial_Lodging_New_Office Equipment_Electric_Desktop Computer_E2 | F5 | Commercial | Lodging | New | Office Equipment | Electric | Desktop Computer | E2 | RIM BC Ratio | 0 | 0 | 0 | 0 | 0 | 0 | 0 | 0 | 0 | 0 | 0 | 0 | 0 | 0 | 0 | 0 | 0 | 0 | 0 | 0 | 0 | 0 | 0 | 0 | 0 | 0 | 0 | 0 | 0 | 0
F5_Commercial_Lodging_New_Office Equipment_Electric_Desktop Computer_E3 | F5 | Commercial | Lodging | New | Office Equipment | Electric | Desktop Computer | E3 | RIM BC Ratio | 0 | 0 | 0 | 0 | 0 | 0 | 0 | 0 | 0 | 0 | 0 | 0 | 0 | 0 | 0 | 0 | 0 | 0 | 0 | 0 | 0 | 0 | 0 | 0 | 0 | 0 | 0 | 0 | 0 | 0
F5_Commercial_Lodging_New_Office Equipment_Electric_Desktop Computer_E4 | F5 | Commercial | Lodging | New | Office Equipment | Electric | Desktop Computer | E4 | RIM BC Ratio | 0 | 0 | 0 | 0 | 0 | 0 | 0 | 0 | 0 | 0 | 0 | 0 | 0 | 0 | 0 | 0 | 0 | 0 | 0 | 0 | 0 | 0 | 0 | 0 | 0 | 0 | 0 | 0 | 0 | 0
F5_Commercial_Lodging_New_Office Equipment_Electric_Desktop Computer_E5 | F5 | Commercial | Lodging | New | Office Equipment | Electric | Desktop Computer | E5 | RIM BC Ratio | 0 | 0 | 0 | 0 | 0 | 0 | 0 | 0 | 0 | 0 | 0 | 0 | 0 | 0 | 0 | 0 | 0 | 0 | 0 | 0 | 0 | 0 | 0 | 0 | 0 | 0 | 0 | 0 | 0 | 0
F5_Commercial_Lodging_New_Office Equipment_Electric_Desktop Computer_E6 | F5 | Commercial | Lodging | New | Office Equipment | Electric | Desktop Computer | E6 | RIM BC Ratio | 0 | 0 | 0 | 0 | 0 | 0 | 0 | 0 | 0 | 0 | 0 | 0 | 0 | 0 | 0 | 0 | 0 | 0 | 0 | 0 | 0 | 0 | 0 | 0 | 0 | 0 | 0 | 0 | 0 | 0
F5_Commercial_Lodging_New_Office Equipment_Electric_Desktop Computer_E7 | F5 | Commercial | Lodging | New | Office Equipment | Electric | Desktop Computer | E7 | RIM BC Ratio | 0 | 0 | 0 | 0 | 0 | 0 | 0 | 0 | 0 | 0 | 0 | 0 | 0 | 0 | 0 | 0 | 0 | 0 | 0 | 0 | 0 | 0 | 0 | 0 | 0 | 0 | 0 | 0 | 0 | 0
F5_Commercial_Lodging_New_Office Equipment_Electric_Desktop Computer_E8 | F5 | Commercial | Lodging | New | Office Equipment | Electric | Desktop Computer | E8 | RIM BC Ratio | 0 | 0 | 0 | 0 | 0 | 0 | 0 | 0 | 0 | 0 | 0 | 0 | 0 | 0 | 0 | 0 | 0 | 0 | 0 | 0 | 0 | 0 | 0 | 0 | 0 | 0 | 0 | 0 | 0 | 0
F5_Commercial_Lodging_New_Office Equipment_Electric_Desktop Computer_E9 | F5 | Commercial | Lodging | New | Office Equipment | Electric | Desktop Computer | E9 | RIM BC Ratio | 0 | 0 | 0 | 0 | 0 | 0 | 0 | 0 | 0 | 0 | 0 | 0 | 0 | 0 | 0 | 0 | 0 | 0 | 0 | 0 | 0 | 0 | 0 | 0 | 0 | 0 | 0 | 0 | 0 | 0
F5_Commercial_Lodging_New_Office Equipment_Electric_Desktop Computer_E10 | F5 | Commercial | Lodging | New | Office Equipment | Electric | Desktop Computer | E10 | RIM BC Ratio | 0 | 0 | 0 | 0 | 0 | 0 | 0 | 0 | 0 | 0 | 0 | 0 | 0 | 0 | 0 | 0 | 0 | 0 | 0 | 0 | 0 | 0 | 0 | 0 | 0 | 0 | 0 | 0 | 0 | 0
F0_Commercial_Lodging_New_Office Equipment_Electric_Laptop_E0 | F0 | Commercial | Lodging | New | Office Equipment | Electric | Laptop | E0 | Economic Unit | 0 | 0 | 0 | 0 | 0 | 0 | 0 | 0 | 0 | 0 | 0 | 0 | 0 | 0 | 0 | 0 | 0 | 0 | 0 | 0 | 0 | 0 | 0 | 0 | 0 | 0 | 0 | 0 | 0 | 0
F1_Commercial_Lodging_New_Office Equipment_Electric_Laptop_E1 | F1 | Commercial | Lodging | New | Office Equipment | Electric | Laptop | E1 | CCE | 0 | 0 | 0 | 0 | 0 | 0 | 0 | 0 | 0 | 0 | 0 | 0 | 0 | 0 | 0 | 0 | 0 | 0 | 0 | 0 | 0 | 0 | 0 | 0 | 0 | 0 | 0 | 0 | 0 | 0
F1_Commercial_Lodging_New_Office Equipment_Electric_Laptop_E2 | F1 | Commercial | Lodging | New | Office Equipment | Electric | Laptop | E2 | CCE | 0 | 0 | 0 | 0 | 0 | 0 | 0 | 0 | 0 | 0 | 0 | 0 | 0 | 0 | 0 | 0 | 0 | 0 | 0 | 0 | 0 | 0 | 0 | 0 | 0 | 0 | 0 | 0 | 0 | 0
F1_Commercial_Lodging_New_Office Equipment_Electric_Laptop_E3 | F1 | Commercial | Lodging | New | Office Equipment | Electric | Laptop | E3 | CCE | 0 | 0 | 0 | 0 | 0 | 0 | 0 | 0 | 0 | 0 | 0 | 0 | 0 | 0 | 0 | 0 | 0 | 0 | 0 | 0 | 0 | 0 | 0 | 0 | 0 | 0 | 0 | 0 | 0 | 0
F1_Commercial_Lodging_New_Office Equipment_Electric_Laptop_E4 | F1 | Commercial | Lodging | New | Office Equipment | Electric | Laptop | E4 | CCE | 0 | 0 | 0 | 0 | 0 | 0 | 0 | 0 | 0 | 0 | 0 | 0 | 0 | 0 | 0 | 0 | 0 | 0 | 0 | 0 | 0 | 0 | 0 | 0 | 0 | 0 | 0 | 0 | 0 | 0
F1_Commercial_Lodging_New_Office Equipment_Electric_Laptop_E5 | F1 | Commercial | Lodging | New | Office Equipment | Electric | Laptop | E5 | CCE | 0 | 0 | 0 | 0 | 0 | 0 | 0 | 0 | 0 | 0 | 0 | 0 | 0 | 0 | 0 | 0 | 0 | 0 | 0 | 0 | 0 | 0 | 0 | 0 | 0 | 0 | 0 | 0 | 0 | 0
F1_Commercial_Lodging_New_Office Equipment_Electric_Laptop_E6 | F1 | Commercial | Lodging | New | Office Equipment | Electric | Laptop | E6 | CCE | 0 | 0 | 0 | 0 | 0 | 0 | 0 | 0 | 0 | 0 | 0 | 0 | 0 | 0 | 0 | 0 | 0 | 0 | 0 | 0 | 0 | 0 | 0 | 0 | 0 | 0 | 0 | 0 | 0 | 0
F1_Commercial_Lodging_New_Office Equipment_Electric_Laptop_E7 | F1 | Commercial | Lodging | New | Office Equipment | Electric | Laptop | E7 | CCE | 0 | 0 | 0 | 0 | 0 | 0 | 0 | 0 | 0 | 0 | 0 | 0 | 0 | 0 | 0 | 0 | 0 | 0 | 0 | 0 | 0 | 0 | 0 | 0 | 0 | 0 | 0 | 0 | 0 | 0
F1_Commercial_Lodging_New_Office Equipment_Electric_Laptop_E8 | F1 | Commercial | Lodging | New | Office Equipment | Electric | Laptop | E8 | CCE | 0 | 0 | 0 | 0 | 0 | 0 | 0 | 0 | 0 | 0 | 0 | 0 | 0 | 0 | 0 | 0 | 0 | 0 | 0 | 0 | 0 | 0 | 0 | 0 | 0 | 0 | 0 | 0 | 0 | 0
F1_Commercial_Lodging_New_Office Equipment_Electric_Laptop_E9 | F1 | Commercial | Lodging | New | Office Equipment | Electric | Laptop | E9 | CCE | 0 | 0 | 0 | 0 | 0 | 0 | 0 | 0 | 0 | 0 | 0 | 0 | 0 | 0 | 0 | 0 | 0 | 0 | 0 | 0 | 0 | 0 | 0 | 0 | 0 | 0 | 0 | 0 | 0 | 0
F1_Commercial_Lodging_New_Office Equipment_Electric_Laptop_E10 | F1 | Commercial | Lodging | New | Office Equipment | Electric | Laptop | E10 | CCE | 0 | 0 | 0 | 0 | 0 | 0 | 0 | 0 | 0 | 0 | 0 | 0 | 0 | 0 | 0 | 0 | 0 | 0 | 0 | 0 | 0 | 0 | 0 | 0 | 0 | 0 | 0 | 0 | 0 | 0
F2_Commercial_Lodging_New_Office Equipment_Electric_Laptop_E1 | F2 | Commercial | Lodging | New | Office Equipment | Electric | Laptop | E1 | TRC BC Ratio | 0 | 0 | 0 | 0 | 0 | 0 | 0 | 0 | 0 | 0 | 0 | 0 | 0 | 0 | 0 | 0 | 0 | 0 | 0 | 0 | 0 | 0 | 0 | 0 | 0 | 0 | 0 | 0 | 0 | 0
F2_Commercial_Lodging_New_Office Equipment_Electric_Laptop_E2 | F2 | Commercial | Lodging | New | Office Equipment | Electric | Laptop | E2 | TRC BC Ratio | 0 | 0 | 0 | 0 | 0 | 0 | 0 | 0 | 0 | 0 | 0 | 0 | 0 | 0 | 0 | 0 | 0 | 0 | 0 | 0 | 0 | 0 | 0 | 0 | 0 | 0 | 0 | 0 | 0 | 0
F2_Commercial_Lodging_New_Office Equipment_Electric_Laptop_E3 | F2 | Commercial | Lodging | New | Office Equipment | Electric | Laptop | E3 | TRC BC Ratio | 0 | 0 | 0 | 0 | 0 | 0 | 0 | 0 | 0 | 0 | 0 | 0 | 0 | 0 | 0 | 0 | 0 | 0 | 0 | 0 | 0 | 0 | 0 | 0 | 0 | 0 | 0 | 0 | 0 | 0
F2_Commercial_Lodging_New_Office Equipment_Electric_Laptop_E4 | F2 | Commercial | Lodging | New | Office Equipment | Electric | Laptop | E4 | TRC BC Ratio | 0 | 0 | 0 | 0 | 0 | 0 | 0 | 0 | 0 | 0 | 0 | 0 | 0 | 0 | 0 | 0 | 0 | 0 | 0 | 0 | 0 | 0 | 0 | 0 | 0 | 0 | 0 | 0 | 0 | 0
F2_Commercial_Lodging_New_Office Equipment_Electric_Laptop_E5 | F2 | Commercial | Lodging | New | Office Equipment | Electric | Laptop | E5 | TRC BC Ratio | 0 | 0 | 0 | 0 | 0 | 0 | 0 | 0 | 0 | 0 | 0 | 0 | 0 | 0 | 0 | 0 | 0 | 0 | 0 | 0 | 0 | 0 | 0 | 0 | 0 | 0 | 0 | 0 | 0 | 0
F2_Commercial_Lodging_New_Office Equipment_Electric_Laptop_E6 | F2 | Commercial | Lodging | New | Office Equipment | Electric | Laptop | E6 | TRC BC Ratio | 0 | 0 | 0 | 0 | 0 | 0 | 0 | 0 | 0 | 0 | 0 | 0 | 0 | 0 | 0 | 0 | 0 | 0 | 0 | 0 | 0 | 0 | 0 | 0 | 0 | 0 | 0 | 0 | 0 | 0
F2_Commercial_Lodging_New_Office Equipment_Electric_Laptop_E7 | F2 | Commercial | Lodging | New | Office Equipment | Electric | Laptop | E7 | TRC BC Ratio | 0 | 0 | 0 | 0 | 0 | 0 | 0 | 0 | 0 | 0 | 0 | 0 | 0 | 0 | 0 | 0 | 0 | 0 | 0 | 0 | 0 | 0 | 0 | 0 | 0 | 0 | 0 | 0 | 0 | 0
F2_Commercial_Lodging_New_Office Equipment_Electric_Laptop_E8 | F2 | Commercial | Lodging | New | Office Equipment | Electric | Laptop | E8 | TRC BC Ratio | 0 | 0 | 0 | 0 | 0 | 0 | 0 | 0 | 0 | 0 | 0 | 0 | 0 | 0 | 0 | 0 | 0 | 0 | 0 | 0 | 0 | 0 | 0 | 0 | 0 | 0 | 0 | 0 | 0 | 0
F2_Commercial_Lodging_New_Office Equipment_Electric_Laptop_E9 | F2 | Commercial | Lodging | New | Office Equipment | Electric | Laptop | E9 | TRC BC Ratio | 0 | 0 | 0 | 0 | 0 | 0 | 0 | 0 | 0 | 0 | 0 | 0 | 0 | 0 | 0 | 0 | 0 | 0 | 0 | 0 | 0 | 0 | 0 | 0 | 0 | 0 | 0 | 0 | 0 | 0
F2_Commercial_Lodging_New_Office Equipment_Electric_Laptop_E10 | F2 | Commercial | Lodging | New | Office Equipment | Electric | Laptop | E10 | TRC BC Ratio | 0 | 0 | 0 | 0 | 0 | 0 | 0 | 0 | 0 | 0 | 0 | 0 | 0 | 0 | 0 | 0 | 0 | 0 | 0 | 0 | 0 | 0 | 0 | 0 | 0 | 0 | 0 | 0 | 0 | 0
F3_Commercial_Lodging_New_Office Equipment_Electric_Laptop_E1 | F3 | Commercial | Lodging | New | Office Equipment | Electric | Laptop | E1 | PACT BC Ratio | 0 | 0 | 0 | 0 | 0 | 0 | 0 | 0 | 0 | 0 | 0 | 0 | 0 | 0 | 0 | 0 | 0 | 0 | 0 | 0 | 0 | 0 | 0 | 0 | 0 | 0 | 0 | 0 | 0 | 0
F3_Commercial_Lodging_New_Office Equipment_Electric_Laptop_E2 | F3 | Commercial | Lodging | New | Office Equipment | Electric | Laptop | E2 | PACT BC Ratio | 0 | 0 | 0 | 0 | 0 | 0 | 0 | 0 | 0 | 0 | 0 | 0 | 0 | 0 | 0 | 0 | 0 | 0 | 0 | 0 | 0 | 0 | 0 | 0 | 0 | 0 | 0 | 0 | 0 | 0
F3_Commercial_Lodging_New_Office Equipment_Electric_Laptop_E3 | F3 | Commercial | Lodging | New | Office Equipment | Electric | Laptop | E3 | PACT BC Ratio | 0 | 0 | 0 | 0 | 0 | 0 | 0 | 0 | 0 | 0 | 0 | 0 | 0 | 0 | 0 | 0 | 0 | 0 | 0 | 0 | 0 | 0 | 0 | 0 | 0 | 0 | 0 | 0 | 0 | 0
F3_Commercial_Lodging_New_Office Equipment_Electric_Laptop_E4 | F3 | Commercial | Lodging | New | Office Equipment | Electric | Laptop | E4 | PACT BC Ratio | 0 | 0 | 0 | 0 | 0 | 0 | 0 | 0 | 0 | 0 | 0 | 0 | 0 | 0 | 0 | 0 | 0 | 0 | 0 | 0 | 0 | 0 | 0 | 0 | 0 | 0 | 0 | 0 | 0 | 0
F3_Commercial_Lodging_New_Office Equipment_Electric_Laptop_E5 | F3 | Commercial | Lodging | New | Office Equipment | Electric | Laptop | E5 | PACT BC Ratio | 0 | 0 | 0 | 0 | 0 | 0 | 0 | 0 | 0 | 0 | 0 | 0 | 0 | 0 | 0 | 0 | 0 | 0 | 0 | 0 | 0 | 0 | 0 | 0 | 0 | 0 | 0 | 0 | 0 | 0
F3_Commercial_Lodging_New_Office Equipment_Electric_Laptop_E6 | F3 | Commercial | Lodging | New | Office Equipment | Electric | Laptop | E6 | PACT BC Ratio | 0 | 0 | 0 | 0 | 0 | 0 | 0 | 0 | 0 | 0 | 0 | 0 | 0 | 0 | 0 | 0 | 0 | 0 | 0 | 0 | 0 | 0 | 0 | 0 | 0 | 0 | 0 | 0 | 0 | 0
F3_Commercial_Lodging_New_Office Equipment_Electric_Laptop_E7 | F3 | Commercial | Lodging | New | Office Equipment | Electric | Laptop | E7 | PACT BC Ratio | 0 | 0 | 0 | 0 | 0 | 0 | 0 | 0 | 0 | 0 | 0 | 0 | 0 | 0 | 0 | 0 | 0 | 0 | 0 | 0 | 0 | 0 | 0 | 0 | 0 | 0 | 0 | 0 | 0 | 0
F3_Commercial_Lodging_New_Office Equipment_Electric_Laptop_E8 | F3 | Commercial | Lodging | New | Office Equipment | Electric | Laptop | E8 | PACT BC Ratio | 0 | 0 | 0 | 0 | 0 | 0 | 0 | 0 | 0 | 0 | 0 | 0 | 0 | 0 | 0 | 0 | 0 | 0 | 0 | 0 | 0 | 0 | 0 | 0 | 0 | 0 | 0 | 0 | 0 | 0
F3_Commercial_Lodging_New_Office Equipment_Electric_Laptop_E9 | F3 | Commercial | Lodging | New | Office Equipment | Electric | Laptop | E9 | PACT BC Ratio | 0 | 0 | 0 | 0 | 0 | 0 | 0 | 0 | 0 | 0 | 0 | 0 | 0 | 0 | 0 | 0 | 0 | 0 | 0 | 0 | 0 | 0 | 0 | 0 | 0 | 0 | 0 | 0 | 0 | 0
F3_Commercial_Lodging_New_Office Equipment_Electric_Laptop_E10 | F3 | Commercial | Lodging | New | Office Equipment | Electric | Laptop | E10 | PACT BC Ratio | 0 | 0 | 0 | 0 | 0 | 0 | 0 | 0 | 0 | 0 | 0 | 0 | 0 | 0 | 0 | 0 | 0 | 0 | 0 | 0 | 0 | 0 | 0 | 0 | 0 | 0 | 0 | 0 | 0 | 0
F4_Commercial_Lodging_New_Office Equipment_Electric_Laptop_E1 | F4 | Commercial | Lodging | New | Office Equipment | Electric | Laptop | E1 | RVT BC Ratio | 0 | 0 | 0 | 0 | 0 | 0 | 0 | 0 | 0 | 0 | 0 | 0 | 0 | 0 | 0 | 0 | 0 | 0 | 0 | 0 | 0 | 0 | 0 | 0 | 0 | 0 | 0 | 0 | 0 | 0
F4_Commercial_Lodging_New_Office Equipment_Electric_Laptop_E2 | F4 | Commercial | Lodging | New | Office Equipment | Electric | Laptop | E2 | RVT BC Ratio | 0 | 0 | 0 | 0 | 0 | 0 | 0 | 0 | 0 | 0 | 0 | 0 | 0 | 0 | 0 | 0 | 0 | 0 | 0 | 0 | 0 | 0 | 0 | 0 | 0 | 0 | 0 | 0 | 0 | 0
F4_Commercial_Lodging_New_Office Equipment_Electric_Laptop_E3 | F4 | Commercial | Lodging | New | Office Equipment | Electric | Laptop | E3 | RVT BC Ratio | 0 | 0 | 0 | 0 | 0 | 0 | 0 | 0 | 0 | 0 | 0 | 0 | 0 | 0 | 0 | 0 | 0 | 0 | 0 | 0 | 0 | 0 | 0 | 0 | 0 | 0 | 0 | 0 | 0 | 0
F4_Commercial_Lodging_New_Office Equipment_Electric_Laptop_E4 | F4 | Commercial | Lodging | New | Office Equipment | Electric | Laptop | E4 | RVT BC Ratio | 0 | 0 | 0 | 0 | 0 | 0 | 0 | 0 | 0 | 0 | 0 | 0 | 0 | 0 | 0 | 0 | 0 | 0 | 0 | 0 | 0 | 0 | 0 | 0 | 0 | 0 | 0 | 0 | 0 | 0
F4_Commercial_Lodging_New_Office Equipment_Electric_Laptop_E5 | F4 | Commercial | Lodging | New | Office Equipment | Electric | Laptop | E5 | RVT BC Ratio | 0 | 0 | 0 | 0 | 0 | 0 | 0 | 0 | 0 | 0 | 0 | 0 | 0 | 0 | 0 | 0 | 0 | 0 | 0 | 0 | 0 | 0 | 0 | 0 | 0 | 0 | 0 | 0 | 0 | 0
F4_Commercial_Lodging_New_Office Equipment_Electric_Laptop_E6 | F4 | Commercial | Lodging | New | Office Equipment | Electric | Laptop | E6 | RVT BC Ratio | 0 | 0 | 0 | 0 | 0 | 0 | 0 | 0 | 0 | 0 | 0 | 0 | 0 | 0 | 0 | 0 | 0 | 0 | 0 | 0 | 0 | 0 | 0 | 0 | 0 | 0 | 0 | 0 | 0 | 0
F4_Commercial_Lodging_New_Office Equipment_Electric_Laptop_E7 | F4 | Commercial | Lodging | New | Office Equipment | Electric | Laptop | E7 | RVT BC Ratio | 0 | 0 | 0 | 0 | 0 | 0 | 0 | 0 | 0 | 0 | 0 | 0 | 0 | 0 | 0 | 0 | 0 | 0 | 0 | 0 | 0 | 0 | 0 | 0 | 0 | 0 | 0 | 0 | 0 | 0
F4_Commercial_Lodging_New_Office Equipment_Electric_Laptop_E8 | F4 | Commercial | Lodging | New | Office Equipment | Electric | Laptop | E8 | RVT BC Ratio | 0 | 0 | 0 | 0 | 0 | 0 | 0 | 0 | 0 | 0 | 0 | 0 | 0 | 0 | 0 | 0 | 0 | 0 | 0 | 0 | 0 | 0 | 0 | 0 | 0 | 0 | 0 | 0 | 0 | 0
F4_Commercial_Lodging_New_Office Equipment_Electric_Laptop_E9 | F4 | Commercial | Lodging | New | Office Equipment | Electric | Laptop | E9 | RVT BC Ratio | 0 | 0 | 0 | 0 | 0 | 0 | 0 | 0 | 0 | 0 | 0 | 0 | 0 | 0 | 0 | 0 | 0 | 0 | 0 | 0 | 0 | 0 | 0 | 0 | 0 | 0 | 0 | 0 | 0 | 0
F4_Commercial_Lodging_New_Office Equipment_Electric_Laptop_E10 | F4 | Commercial | Lodging | New | Office Equipment | Electric | Laptop | E10 | RVT BC Ratio | 0 | 0 | 0 | 0 | 0 | 0 | 0 | 0 | 0 | 0 | 0 | 0 | 0 | 0 | 0 | 0 | 0 | 0 | 0 | 0 | 0 | 0 | 0 | 0 | 0 | 0 | 0 | 0 | 0 | 0
F5_Commercial_Lodging_New_Office Equipment_Electric_Laptop_E1 | F5 | Commercial | Lodging | New | Office Equipment | Electric | Laptop | E1 | RIM BC Ratio | 0 | 0 | 0 | 0 | 0 | 0 | 0 | 0 | 0 | 0 | 0 | 0 | 0 | 0 | 0 | 0 | 0 | 0 | 0 | 0 | 0 | 0 | 0 | 0 | 0 | 0 | 0 | 0 | 0 | 0
F5_Commercial_Lodging_New_Office Equipment_Electric_Laptop_E2 | F5 | Commercial | Lodging | New | Office Equipment | Electric | Laptop | E2 | RIM BC Ratio | 0 | 0 | 0 | 0 | 0 | 0 | 0 | 0 | 0 | 0 | 0 | 0 | 0 | 0 | 0 | 0 | 0 | 0 | 0 | 0 | 0 | 0 | 0 | 0 | 0 | 0 | 0 | 0 | 0 | 0
F5_Commercial_Lodging_New_Office Equipment_Electric_Laptop_E3 | F5 | Commercial | Lodging | New | Office Equipment | Electric | Laptop | E3 | RIM BC Ratio | 0 | 0 | 0 | 0 | 0 | 0 | 0 | 0 | 0 | 0 | 0 | 0 | 0 | 0 | 0 | 0 | 0 | 0 | 0 | 0 | 0 | 0 | 0 | 0 | 0 | 0 | 0 | 0 | 0 | 0
F5_Commercial_Lodging_New_Office Equipment_Electric_Laptop_E4 | F5 | Commercial | Lodging | New | Office Equipment | Electric | Laptop | E4 | RIM BC Ratio | 0 | 0 | 0 | 0 | 0 | 0 | 0 | 0 | 0 | 0 | 0 | 0 | 0 | 0 | 0 | 0 | 0 | 0 | 0 | 0 | 0 | 0 | 0 | 0 | 0 | 0 | 0 | 0 | 0 | 0
F5_Commercial_Lodging_New_Office Equipment_Electric_Laptop_E5 | F5 | Commercial | Lodging | New | Office Equipment | Electric | Laptop | E5 | RIM BC Ratio | 0 | 0 | 0 | 0 | 0 | 0 | 0 | 0 | 0 | 0 | 0 | 0 | 0 | 0 | 0 | 0 | 0 | 0 | 0 | 0 | 0 | 0 | 0 | 0 | 0 | 0 | 0 | 0 | 0 | 0
F5_Commercial_Lodging_New_Office Equipment_Electric_Laptop_E6 | F5 | Commercial | Lodging | New | Office Equipment | Electric | Laptop | E6 | RIM BC Ratio | 0 | 0 | 0 | 0 | 0 | 0 | 0 | 0 | 0 | 0 | 0 | 0 | 0 | 0 | 0 | 0 | 0 | 0 | 0 | 0 | 0 | 0 | 0 | 0 | 0 | 0 | 0 | 0 | 0 | 0
F5_Commercial_Lodging_New_Office Equipment_Electric_Laptop_E7 | F5 | Commercial | Lodging | New | Office Equipment | Electric | Laptop | E7 | RIM BC Ratio | 0 | 0 | 0 | 0 | 0 | 0 | 0 | 0 | 0 | 0 | 0 | 0 | 0 | 0 | 0 | 0 | 0 | 0 | 0 | 0 | 0 | 0 | 0 | 0 | 0 | 0 | 0 | 0 | 0 | 0
F5_Commercial_Lodging_New_Office Equipment_Electric_Laptop_E8 | F5 | Commercial | Lodging | New | Office Equipment | Electric | Laptop | E8 | RIM BC Ratio | 0 | 0 | 0 | 0 | 0 | 0 | 0 | 0 | 0 | 0 | 0 | 0 | 0 | 0 | 0 | 0 | 0 | 0 | 0 | 0 | 0 | 0 | 0 | 0 | 0 | 0 | 0 | 0 | 0 | 0
F5_Commercial_Lodging_New_Office Equipment_Electric_Laptop_E9 | F5 | Commercial | Lodging | New | Office Equipment | Electric | Laptop | E9 | RIM BC Ratio | 0 | 0 | 0 | 0 | 0 | 0 | 0 | 0 | 0 | 0 | 0 | 0 | 0 | 0 | 0 | 0 | 0 | 0 | 0 | 0 | 0 | 0 | 0 | 0 | 0 | 0 | 0 | 0 | 0 | 0
F5_Commercial_Lodging_New_Office Equipment_Electric_Laptop_E10 | F5 | Commercial | Lodging | New | Office Equipment | Electric | Laptop | E10 | RIM BC Ratio | 0 | 0 | 0 | 0 | 0 | 0 | 0 | 0 | 0 | 0 | 0 | 0 | 0 | 0 | 0 | 0 | 0 | 0 | 0 | 0 | 0 | 0 | 0 | 0 | 0 | 0 | 0 | 0 | 0 | 0
F0_Commercial_Lodging_New_Office Equipment_Electric_Server_E0 | F0 | Commercial | Lodging | New | Office Equipment | Electric | Server | E0 | Economic Unit | 0 | 0 | 0 | 0 | 0 | 0 | 0 | 0 | 0 | 0 | 0 | 0 | 0 | 0 | 0 | 0 | 0 | 0 | 0 | 0 | 0 | 0 | 0 | 0 | 0 | 0 | 0 | 0 | 0 | 0
F1_Commercial_Lodging_New_Office Equipment_Electric_Server_E1 | F1 | Commercial | Lodging | New | Office Equipment | Electric | Server | E1 | CCE | 0 | 0 | 0 | 0 | 0 | 0 | 0 | 0 | 0 | 0 | 0 | 0 | 0 | 0 | 0 | 0 | 0 | 0 | 0 | 0 | 0 | 0 | 0 | 0 | 0 | 0 | 0 | 0 | 0 | 0
F1_Commercial_Lodging_New_Office Equipment_Electric_Server_E2 | F1 | Commercial | Lodging | New | Office Equipment | Electric | Server | E2 | CCE | 0 | 0 | 0 | 0 | 0 | 0 | 0 | 0 | 0 | 0 | 0 | 0 | 0 | 0 | 0 | 0 | 0 | 0 | 0 | 0 | 0 | 0 | 0 | 0 | 0 | 0 | 0 | 0 | 0 | 0
F1_Commercial_Lodging_New_Office Equipment_Electric_Server_E3 | F1 | Commercial | Lodging | New | Office Equipment | Electric | Server | E3 | CCE | 0 | 0 | 0 | 0 | 0 | 0 | 0 | 0 | 0 | 0 | 0 | 0 | 0 | 0 | 0 | 0 | 0 | 0 | 0 | 0 | 0 | 0 | 0 | 0 | 0 | 0 | 0 | 0 | 0 | 0
F1_Commercial_Lodging_New_Office Equipment_Electric_Server_E4 | F1 | Commercial | Lodging | New | Office Equipment | Electric | Server | E4 | CCE | 0 | 0 | 0 | 0 | 0 | 0 | 0 | 0 | 0 | 0 | 0 | 0 | 0 | 0 | 0 | 0 | 0 | 0 | 0 | 0 | 0 | 0 | 0 | 0 | 0 | 0 | 0 | 0 | 0 | 0
F1_Commercial_Lodging_New_Office Equipment_Electric_Server_E5 | F1 | Commercial | Lodging | New | Office Equipment | Electric | Server | E5 | CCE | 0 | 0 | 0 | 0 | 0 | 0 | 0 | 0 | 0 | 0 | 0 | 0 | 0 | 0 | 0 | 0 | 0 | 0 | 0 | 0 | 0 | 0 | 0 | 0 | 0 | 0 | 0 | 0 | 0 | 0
F1_Commercial_Lodging_New_Office Equipment_Electric_Server_E6 | F1 | Commercial | Lodging | New | Office Equipment | Electric | Server | E6 | CCE | 0 | 0 | 0 | 0 | 0 | 0 | 0 | 0 | 0 | 0 | 0 | 0 | 0 | 0 | 0 | 0 | 0 | 0 | 0 | 0 | 0 | 0 | 0 | 0 | 0 | 0 | 0 | 0 | 0 | 0
F1_Commercial_Lodging_New_Office Equipment_Electric_Server_E7 | F1 | Commercial | Lodging | New | Office Equipment | Electric | Server | E7 | CCE | 0 | 0 | 0 | 0 | 0 | 0 | 0 | 0 | 0 | 0 | 0 | 0 | 0 | 0 | 0 | 0 | 0 | 0 | 0 | 0 | 0 | 0 | 0 | 0 | 0 | 0 | 0 | 0 | 0 | 0
F1_Commercial_Lodging_New_Office Equipment_Electric_Server_E8 | F1 | Commercial | Lodging | New | Office Equipment | Electric | Server | E8 | CCE | 0 | 0 | 0 | 0 | 0 | 0 | 0 | 0 | 0 | 0 | 0 | 0 | 0 | 0 | 0 | 0 | 0 | 0 | 0 | 0 | 0 | 0 | 0 | 0 | 0 | 0 | 0 | 0 | 0 | 0
F1_Commercial_Lodging_New_Office Equipment_Electric_Server_E9 | F1 | Commercial | Lodging | New | Office Equipment | Electric | Server | E9 | CCE | 0 | 0 | 0 | 0 | 0 | 0 | 0 | 0 | 0 | 0 | 0 | 0 | 0 | 0 | 0 | 0 | 0 | 0 | 0 | 0 | 0 | 0 | 0 | 0 | 0 | 0 | 0 | 0 | 0 | 0
F1_Commercial_Lodging_New_Office Equipment_Electric_Server_E10 | F1 | Commercial | Lodging | New | Office Equipment | Electric | Server | E10 | CCE | 0 | 0 | 0 | 0 | 0 | 0 | 0 | 0 | 0 | 0 | 0 | 0 | 0 | 0 | 0 | 0 | 0 | 0 | 0 | 0 | 0 | 0 | 0 | 0 | 0 | 0 | 0 | 0 | 0 | 0
F2_Commercial_Lodging_New_Office Equipment_Electric_Server_E1 | F2 | Commercial | Lodging | New | Office Equipment | Electric | Server | E1 | TRC BC Ratio | 0 | 0 | 0 | 0 | 0 | 0 | 0 | 0 | 0 | 0 | 0 | 0 | 0 | 0 | 0 | 0 | 0 | 0 | 0 | 0 | 0 | 0 | 0 | 0 | 0 | 0 | 0 | 0 | 0 | 0
F2_Commercial_Lodging_New_Office Equipment_Electric_Server_E2 | F2 | Commercial | Lodging | New | Office Equipment | Electric | Server | E2 | TRC BC Ratio | 0 | 0 | 0 | 0 | 0 | 0 | 0 | 0 | 0 | 0 | 0 | 0 | 0 | 0 | 0 | 0 | 0 | 0 | 0 | 0 | 0 | 0 | 0 | 0 | 0 | 0 | 0 | 0 | 0 | 0
F2_Commercial_Lodging_New_Office Equipment_Electric_Server_E3 | F2 | Commercial | Lodging | New | Office Equipment | Electric | Server | E3 | TRC BC Ratio | 0 | 0 | 0 | 0 | 0 | 0 | 0 | 0 | 0 | 0 | 0 | 0 | 0 | 0 | 0 | 0 | 0 | 0 | 0 | 0 | 0 | 0 | 0 | 0 | 0 | 0 | 0 | 0 | 0 | 0
F2_Commercial_Lodging_New_Office Equipment_Electric_Server_E4 | F2 | Commercial | Lodging | New | Office Equipment | Electric | Server | E4 | TRC BC Ratio | 0 | 0 | 0 | 0 | 0 | 0 | 0 | 0 | 0 | 0 | 0 | 0 | 0 | 0 | 0 | 0 | 0 | 0 | 0 | 0 | 0 | 0 | 0 | 0 | 0 | 0 | 0 | 0 | 0 | 0
F2_Commercial_Lodging_New_Office Equipment_Electric_Server_E5 | F2 | Commercial | Lodging | New | Office Equipment | Electric | Server | E5 | TRC BC Ratio | 0 | 0 | 0 | 0 | 0 | 0 | 0 | 0 | 0 | 0 | 0 | 0 | 0 | 0 | 0 | 0 | 0 | 0 | 0 | 0 | 0 | 0 | 0 | 0 | 0 | 0 | 0 | 0 | 0 | 0
F2_Commercial_Lodging_New_Office Equipment_Electric_Server_E6 | F2 | Commercial | Lodging | New | Office Equipment | Electric | Server | E6 | TRC BC Ratio | 0 | 0 | 0 | 0 | 0 | 0 | 0 | 0 | 0 | 0 | 0 | 0 | 0 | 0 | 0 | 0 | 0 | 0 | 0 | 0 | 0 | 0 | 0 | 0 | 0 | 0 | 0 | 0 | 0 | 0
F2_Commercial_Lodging_New_Office Equipment_Electric_Server_E7 | F2 | Commercial | Lodging | New | Office Equipment | Electric | Server | E7 | TRC BC Ratio | 0 | 0 | 0 | 0 | 0 | 0 | 0 | 0 | 0 | 0 | 0 | 0 | 0 | 0 | 0 | 0 | 0 | 0 | 0 | 0 | 0 | 0 | 0 | 0 | 0 | 0 | 0 | 0 | 0 | 0
F2_Commercial_Lodging_New_Office Equipment_Electric_Server_E8 | F2 | Commercial | Lodging | New | Office Equipment | Electric | Server | E8 | TRC BC Ratio | 0 | 0 | 0 | 0 | 0 | 0 | 0 | 0 | 0 | 0 | 0 | 0 | 0 | 0 | 0 | 0 | 0 | 0 | 0 | 0 | 0 | 0 | 0 | 0 | 0 | 0 | 0 | 0 | 0 | 0
F2_Commercial_Lodging_New_Office Equipment_Electric_Server_E9 | F2 | Commercial | Lodging | New | Office Equipment | Electric | Server | E9 | TRC BC Ratio | 0 | 0 | 0 | 0 | 0 | 0 | 0 | 0 | 0 | 0 | 0 | 0 | 0 | 0 | 0 | 0 | 0 | 0 | 0 | 0 | 0 | 0 | 0 | 0 | 0 | 0 | 0 | 0 | 0 | 0
F2_Commercial_Lodging_New_Office Equipment_Electric_Server_E10 | F2 | Commercial | Lodging | New | Office Equipment | Electric | Server | E10 | TRC BC Ratio | 0 | 0 | 0 | 0 | 0 | 0 | 0 | 0 | 0 | 0 | 0 | 0 | 0 | 0 | 0 | 0 | 0 | 0 | 0 | 0 | 0 | 0 | 0 | 0 | 0 | 0 | 0 | 0 | 0 | 0
F3_Commercial_Lodging_New_Office Equipment_Electric_Server_E1 | F3 | Commercial | Lodging | New | Office Equipment | Electric | Server | E1 | PACT BC Ratio | 0 | 0 | 0 | 0 | 0 | 0 | 0 | 0 | 0 | 0 | 0 | 0 | 0 | 0 | 0 | 0 | 0 | 0 | 0 | 0 | 0 | 0 | 0 | 0 | 0 | 0 | 0 | 0 | 0 | 0
F3_Commercial_Lodging_New_Office Equipment_Electric_Server_E2 | F3 | Commercial | Lodging | New | Office Equipment | Electric | Server | E2 | PACT BC Ratio | 0 | 0 | 0 | 0 | 0 | 0 | 0 | 0 | 0 | 0 | 0 | 0 | 0 | 0 | 0 | 0 | 0 | 0 | 0 | 0 | 0 | 0 | 0 | 0 | 0 | 0 | 0 | 0 | 0 | 0
F3_Commercial_Lodging_New_Office Equipment_Electric_Server_E3 | F3 | Commercial | Lodging | New | Office Equipment | Electric | Server | E3 | PACT BC Ratio | 0 | 0 | 0 | 0 | 0 | 0 | 0 | 0 | 0 | 0 | 0 | 0 | 0 | 0 | 0 | 0 | 0 | 0 | 0 | 0 | 0 | 0 | 0 | 0 | 0 | 0 | 0 | 0 | 0 | 0
F3_Commercial_Lodging_New_Office Equipment_Electric_Server_E4 | F3 | Commercial | Lodging | New | Office Equipment | Electric | Server | E4 | PACT BC Ratio | 0 | 0 | 0 | 0 | 0 | 0 | 0 | 0 | 0 | 0 | 0 | 0 | 0 | 0 | 0 | 0 | 0 | 0 | 0 | 0 | 0 | 0 | 0 | 0 | 0 | 0 | 0 | 0 | 0 | 0
F3_Commercial_Lodging_New_Office Equipment_Electric_Server_E5 | F3 | Commercial | Lodging | New | Office Equipment | Electric | Server | E5 | PACT BC Ratio | 0 | 0 | 0 | 0 | 0 | 0 | 0 | 0 | 0 | 0 | 0 | 0 | 0 | 0 | 0 | 0 | 0 | 0 | 0 | 0 | 0 | 0 | 0 | 0 | 0 | 0 | 0 | 0 | 0 | 0
F3_Commercial_Lodging_New_Office Equipment_Electric_Server_E6 | F3 | Commercial | Lodging | New | Office Equipment | Electric | Server | E6 | PACT BC Ratio | 0 | 0 | 0 | 0 | 0 | 0 | 0 | 0 | 0 | 0 | 0 | 0 | 0 | 0 | 0 | 0 | 0 | 0 | 0 | 0 | 0 | 0 | 0 | 0 | 0 | 0 | 0 | 0 | 0 | 0
F3_Commercial_Lodging_New_Office Equipment_Electric_Server_E7 | F3 | Commercial | Lodging | New | Office Equipment | Electric | Server | E7 | PACT BC Ratio | 0 | 0 | 0 | 0 | 0 | 0 | 0 | 0 | 0 | 0 | 0 | 0 | 0 | 0 | 0 | 0 | 0 | 0 | 0 | 0 | 0 | 0 | 0 | 0 | 0 | 0 | 0 | 0 | 0 | 0
F3_Commercial_Lodging_New_Office Equipment_Electric_Server_E8 | F3 | Commercial | Lodging | New | Office Equipment | Electric | Server | E8 | PACT BC Ratio | 0 | 0 | 0 | 0 | 0 | 0 | 0 | 0 | 0 | 0 | 0 | 0 | 0 | 0 | 0 | 0 | 0 | 0 | 0 | 0 | 0 | 0 | 0 | 0 | 0 | 0 | 0 | 0 | 0 | 0
F3_Commercial_Lodging_New_Office Equipment_Electric_Server_E9 | F3 | Commercial | Lodging | New | Office Equipment | Electric | Server | E9 | PACT BC Ratio | 0 | 0 | 0 | 0 | 0 | 0 | 0 | 0 | 0 | 0 | 0 | 0 | 0 | 0 | 0 | 0 | 0 | 0 | 0 | 0 | 0 | 0 | 0 | 0 | 0 | 0 | 0 | 0 | 0 | 0
F3_Commercial_Lodging_New_Office Equipment_Electric_Server_E10 | F3 | Commercial | Lodging | New | Office Equipment | Electric | Server | E10 | PACT BC Ratio | 0 | 0 | 0 | 0 | 0 | 0 | 0 | 0 | 0 | 0 | 0 | 0 | 0 | 0 | 0 | 0 | 0 | 0 | 0 | 0 | 0 | 0 | 0 | 0 | 0 | 0 | 0 | 0 | 0 | 0
F4_Commercial_Lodging_New_Office Equipment_Electric_Server_E1 | F4 | Commercial | Lodging | New | Office Equipment | Electric | Server | E1 | RVT BC Ratio | 0 | 0 | 0 | 0 | 0 | 0 | 0 | 0 | 0 | 0 | 0 | 0 | 0 | 0 | 0 | 0 | 0 | 0 | 0 | 0 | 0 | 0 | 0 | 0 | 0 | 0 | 0 | 0 | 0 | 0
F4_Commercial_Lodging_New_Office Equipment_Electric_Server_E2 | F4 | Commercial | Lodging | New | Office Equipment | Electric | Server | E2 | RVT BC Ratio | 0 | 0 | 0 | 0 | 0 | 0 | 0 | 0 | 0 | 0 | 0 | 0 | 0 | 0 | 0 | 0 | 0 | 0 | 0 | 0 | 0 | 0 | 0 | 0 | 0 | 0 | 0 | 0 | 0 | 0
F4_Commercial_Lodging_New_Office Equipment_Electric_Server_E3 | F4 | Commercial | Lodging | New | Office Equipment | Electric | Server | E3 | RVT BC Ratio | 0 | 0 | 0 | 0 | 0 | 0 | 0 | 0 | 0 | 0 | 0 | 0 | 0 | 0 | 0 | 0 | 0 | 0 | 0 | 0 | 0 | 0 | 0 | 0 | 0 | 0 | 0 | 0 | 0 | 0
F4_Commercial_Lodging_New_Office Equipment_Electric_Server_E4 | F4 | Commercial | Lodging | New | Office Equipment | Electric | Server | E4 | RVT BC Ratio | 0 | 0 | 0 | 0 | 0 | 0 | 0 | 0 | 0 | 0 | 0 | 0 | 0 | 0 | 0 | 0 | 0 | 0 | 0 | 0 | 0 | 0 | 0 | 0 | 0 | 0 | 0 | 0 | 0 | 0
F4_Commercial_Lodging_New_Office Equipment_Electric_Server_E5 | F4 | Commercial | Lodging | New | Office Equipment | Electric | Server | E5 | RVT BC Ratio | 0 | 0 | 0 | 0 | 0 | 0 | 0 | 0 | 0 | 0 | 0 | 0 | 0 | 0 | 0 | 0 | 0 | 0 | 0 | 0 | 0 | 0 | 0 | 0 | 0 | 0 | 0 | 0 | 0 | 0
F4_Commercial_Lodging_New_Office Equipment_Electric_Server_E6 | F4 | Commercial | Lodging | New | Office Equipment | Electric | Server | E6 | RVT BC Ratio | 0 | 0 | 0 | 0 | 0 | 0 | 0 | 0 | 0 | 0 | 0 | 0 | 0 | 0 | 0 | 0 | 0 | 0 | 0 | 0 | 0 | 0 | 0 | 0 | 0 | 0 | 0 | 0 | 0 | 0
F4_Commercial_Lodging_New_Office Equipment_Electric_Server_E7 | F4 | Commercial | Lodging | New | Office Equipment | Electric | Server | E7 | RVT BC Ratio | 0 | 0 | 0 | 0 | 0 | 0 | 0 | 0 | 0 | 0 | 0 | 0 | 0 | 0 | 0 | 0 | 0 | 0 | 0 | 0 | 0 | 0 | 0 | 0 | 0 | 0 | 0 | 0 | 0 | 0
F4_Commercial_Lodging_New_Office Equipment_Electric_Server_E8 | F4 | Commercial | Lodging | New | Office Equipment | Electric | Server | E8 | RVT BC Ratio | 0 | 0 | 0 | 0 | 0 | 0 | 0 | 0 | 0 | 0 | 0 | 0 | 0 | 0 | 0 | 0 | 0 | 0 | 0 | 0 | 0 | 0 | 0 | 0 | 0 | 0 | 0 | 0 | 0 | 0
F4_Commercial_Lodging_New_Office Equipment_Electric_Server_E9 | F4 | Commercial | Lodging | New | Office Equipment | Electric | Server | E9 | RVT BC Ratio | 0 | 0 | 0 | 0 | 0 | 0 | 0 | 0 | 0 | 0 | 0 | 0 | 0 | 0 | 0 | 0 | 0 | 0 | 0 | 0 | 0 | 0 | 0 | 0 | 0 | 0 | 0 | 0 | 0 | 0
F4_Commercial_Lodging_New_Office Equipment_Electric_Server_E10 | F4 | Commercial | Lodging | New | Office Equipment | Electric | Server | E10 | RVT BC Ratio | 0 | 0 | 0 | 0 | 0 | 0 | 0 | 0 | 0 | 0 | 0 | 0 | 0 | 0 | 0 | 0 | 0 | 0 | 0 | 0 | 0 | 0 | 0 | 0 | 0 | 0 | 0 | 0 | 0 | 0
F5_Commercial_Lodging_New_Office Equipment_Electric_Server_E1 | F5 | Commercial | Lodging | New | Office Equipment | Electric | Server | E1 | RIM BC Ratio | 0 | 0 | 0 | 0 | 0 | 0 | 0 | 0 | 0 | 0 | 0 | 0 | 0 | 0 | 0 | 0 | 0 | 0 | 0 | 0 | 0 | 0 | 0 | 0 | 0 | 0 | 0 | 0 | 0 | 0
F5_Commercial_Lodging_New_Office Equipment_Electric_Server_E2 | F5 | Commercial | Lodging | New | Office Equipment | Electric | Server | E2 | RIM BC Ratio | 0 | 0 | 0 | 0 | 0 | 0 | 0 | 0 | 0 | 0 | 0 | 0 | 0 | 0 | 0 | 0 | 0 | 0 | 0 | 0 | 0 | 0 | 0 | 0 | 0 | 0 | 0 | 0 | 0 | 0
F5_Commercial_Lodging_New_Office Equipment_Electric_Server_E3 | F5 | Commercial | Lodging | New | Office Equipment | Electric | Server | E3 | RIM BC Ratio | 0 | 0 | 0 | 0 | 0 | 0 | 0 | 0 | 0 | 0 | 0 | 0 | 0 | 0 | 0 | 0 | 0 | 0 | 0 | 0 | 0 | 0 | 0 | 0 | 0 | 0 | 0 | 0 | 0 | 0
F5_Commercial_Lodging_New_Office Equipment_Electric_Server_E4 | F5 | Commercial | Lodging | New | Office Equipment | Electric | Server | E4 | RIM BC Ratio | 0 | 0 | 0 | 0 | 0 | 0 | 0 | 0 | 0 | 0 | 0 | 0 | 0 | 0 | 0 | 0 | 0 | 0 | 0 | 0 | 0 | 0 | 0 | 0 | 0 | 0 | 0 | 0 | 0 | 0
F5_Commercial_Lodging_New_Office Equipment_Electric_Server_E5 | F5 | Commercial | Lodging | New | Office Equipment | Electric | Server | E5 | RIM BC Ratio | 0 | 0 | 0 | 0 | 0 | 0 | 0 | 0 | 0 | 0 | 0 | 0 | 0 | 0 | 0 | 0 | 0 | 0 | 0 | 0 | 0 | 0 | 0 | 0 | 0 | 0 | 0 | 0 | 0 | 0
F5_Commercial_Lodging_New_Office Equipment_Electric_Server_E6 | F5 | Commercial | Lodging | New | Office Equipment | Electric | Server | E6 | RIM BC Ratio | 0 | 0 | 0 | 0 | 0 | 0 | 0 | 0 | 0 | 0 | 0 | 0 | 0 | 0 | 0 | 0 | 0 | 0 | 0 | 0 | 0 | 0 | 0 | 0 | 0 | 0 | 0 | 0 | 0 | 0
F5_Commercial_Lodging_New_Office Equipment_Electric_Server_E7 | F5 | Commercial | Lodging | New | Office Equipment | Electric | Server | E7 | RIM BC Ratio | 0 | 0 | 0 | 0 | 0 | 0 | 0 | 0 | 0 | 0 | 0 | 0 | 0 | 0 | 0 | 0 | 0 | 0 | 0 | 0 | 0 | 0 | 0 | 0 | 0 | 0 | 0 | 0 | 0 | 0
F5_Commercial_Lodging_New_Office Equipment_Electric_Server_E8 | F5 | Commercial | Lodging | New | Office Equipment | Electric | Server | E8 | RIM BC Ratio | 0 | 0 | 0 | 0 | 0 | 0 | 0 | 0 | 0 | 0 | 0 | 0 | 0 | 0 | 0 | 0 | 0 | 0 | 0 | 0 | 0 | 0 | 0 | 0 | 0 | 0 | 0 | 0 | 0 | 0
F5_Commercial_Lodging_New_Office Equipment_Electric_Server_E9 | F5 | Commercial | Lodging | New | Office Equipment | Electric | Server | E9 | RIM BC Ratio | 0 | 0 | 0 | 0 | 0 | 0 | 0 | 0 | 0 | 0 | 0 | 0 | 0 | 0 | 0 | 0 | 0 | 0 | 0 | 0 | 0 | 0 | 0 | 0 | 0 | 0 | 0 | 0 | 0 | 0
F5_Commercial_Lodging_New_Office Equipment_Electric_Server_E10 | F5 | Commercial | Lodging | New | Office Equipment | Electric | Server | E10 | RIM BC Ratio | 0 | 0 | 0 | 0 | 0 | 0 | 0 | 0 | 0 | 0 | 0 | 0 | 0 | 0 | 0 | 0 | 0 | 0 | 0 | 0 | 0 | 0 | 0 | 0 | 0 | 0 | 0 | 0 | 0 | 0
F0_Commercial_Lodging_New_Office Equipment_Electric_Monitor_E0 | F0 | Commercial | Lodging | New | Office Equipment | Electric | Monitor | E0 | Economic Unit | 0 | 0 | 0 | 0 | 0 | 0 | 0 | 0 | 0 | 0 | 0 | 0 | 0 | 0 | 0 | 0 | 0 | 0 | 0 | 0 | 0 | 0 | 0 | 0 | 0 | 0 | 0 | 0 | 0 | 0
F1_Commercial_Lodging_New_Office Equipment_Electric_Monitor_E1 | F1 | Commercial | Lodging | New | Office Equipment | Electric | Monitor | E1 | CCE | 0 | 0 | 0 | 0 | 0 | 0 | 0 | 0 | 0 | 0 | 0 | 0 | 0 | 0 | 0 | 0 | 0 | 0 | 0 | 0 | 0 | 0 | 0 | 0 | 0 | 0 | 0 | 0 | 0 | 0
F1_Commercial_Lodging_New_Office Equipment_Electric_Monitor_E2 | F1 | Commercial | Lodging | New | Office Equipment | Electric | Monitor | E2 | CCE | 0 | 0 | 0 | 0 | 0 | 0 | 0 | 0 | 0 | 0 | 0 | 0 | 0 | 0 | 0 | 0 | 0 | 0 | 0 | 0 | 0 | 0 | 0 | 0 | 0 | 0 | 0 | 0 | 0 | 0
F1_Commercial_Lodging_New_Office Equipment_Electric_Monitor_E3 | F1 | Commercial | Lodging | New | Office Equipment | Electric | Monitor | E3 | CCE | 0 | 0 | 0 | 0 | 0 | 0 | 0 | 0 | 0 | 0 | 0 | 0 | 0 | 0 | 0 | 0 | 0 | 0 | 0 | 0 | 0 | 0 | 0 | 0 | 0 | 0 | 0 | 0 | 0 | 0
F1_Commercial_Lodging_New_Office Equipment_Electric_Monitor_E4 | F1 | Commercial | Lodging | New | Office Equipment | Electric | Monitor | E4 | CCE | 0 | 0 | 0 | 0 | 0 | 0 | 0 | 0 | 0 | 0 | 0 | 0 | 0 | 0 | 0 | 0 | 0 | 0 | 0 | 0 | 0 | 0 | 0 | 0 | 0 | 0 | 0 | 0 | 0 | 0
F1_Commercial_Lodging_New_Office Equipment_Electric_Monitor_E5 | F1 | Commercial | Lodging | New | Office Equipment | Electric | Monitor | E5 | CCE | 0 | 0 | 0 | 0 | 0 | 0 | 0 | 0 | 0 | 0 | 0 | 0 | 0 | 0 | 0 | 0 | 0 | 0 | 0 | 0 | 0 | 0 | 0 | 0 | 0 | 0 | 0 | 0 | 0 | 0
F1_Commercial_Lodging_New_Office Equipment_Electric_Monitor_E6 | F1 | Commercial | Lodging | New | Office Equipment | Electric | Monitor | E6 | CCE | 0 | 0 | 0 | 0 | 0 | 0 | 0 | 0 | 0 | 0 | 0 | 0 | 0 | 0 | 0 | 0 | 0 | 0 | 0 | 0 | 0 | 0 | 0 | 0 | 0 | 0 | 0 | 0 | 0 | 0
F1_Commercial_Lodging_New_Office Equipment_Electric_Monitor_E7 | F1 | Commercial | Lodging | New | Office Equipment | Electric | Monitor | E7 | CCE | 0 | 0 | 0 | 0 | 0 | 0 | 0 | 0 | 0 | 0 | 0 | 0 | 0 | 0 | 0 | 0 | 0 | 0 | 0 | 0 | 0 | 0 | 0 | 0 | 0 | 0 | 0 | 0 | 0 | 0
F1_Commercial_Lodging_New_Office Equipment_Electric_Monitor_E8 | F1 | Commercial | Lodging | New | Office Equipment | Electric | Monitor | E8 | CCE | 0 | 0 | 0 | 0 | 0 | 0 | 0 | 0 | 0 | 0 | 0 | 0 | 0 | 0 | 0 | 0 | 0 | 0 | 0 | 0 | 0 | 0 | 0 | 0 | 0 | 0 | 0 | 0 | 0 | 0
F1_Commercial_Lodging_New_Office Equipment_Electric_Monitor_E9 | F1 | Commercial | Lodging | New | Office Equipment | Electric | Monitor | E9 | CCE | 0 | 0 | 0 | 0 | 0 | 0 | 0 | 0 | 0 | 0 | 0 | 0 | 0 | 0 | 0 | 0 | 0 | 0 | 0 | 0 | 0 | 0 | 0 | 0 | 0 | 0 | 0 | 0 | 0 | 0
F1_Commercial_Lodging_New_Office Equipment_Electric_Monitor_E10 | F1 | Commercial | Lodging | New | Office Equipment | Electric | Monitor | E10 | CCE | 0 | 0 | 0 | 0 | 0 | 0 | 0 | 0 | 0 | 0 | 0 | 0 | 0 | 0 | 0 | 0 | 0 | 0 | 0 | 0 | 0 | 0 | 0 | 0 | 0 | 0 | 0 | 0 | 0 | 0
F2_Commercial_Lodging_New_Office Equipment_Electric_Monitor_E1 | F2 | Commercial | Lodging | New | Office Equipment | Electric | Monitor | E1 | TRC BC Ratio | 0 | 0 | 0 | 0 | 0 | 0 | 0 | 0 | 0 | 0 | 0 | 0 | 0 | 0 | 0 | 0 | 0 | 0 | 0 | 0 | 0 | 0 | 0 | 0 | 0 | 0 | 0 | 0 | 0 | 0
F2_Commercial_Lodging_New_Office Equipment_Electric_Monitor_E2 | F2 | Commercial | Lodging | New | Office Equipment | Electric | Monitor | E2 | TRC BC Ratio | 0 | 0 | 0 | 0 | 0 | 0 | 0 | 0 | 0 | 0 | 0 | 0 | 0 | 0 | 0 | 0 | 0 | 0 | 0 | 0 | 0 | 0 | 0 | 0 | 0 | 0 | 0 | 0 | 0 | 0
F2_Commercial_Lodging_New_Office Equipment_Electric_Monitor_E3 | F2 | Commercial | Lodging | New | Office Equipment | Electric | Monitor | E3 | TRC BC Ratio | 0 | 0 | 0 | 0 | 0 | 0 | 0 | 0 | 0 | 0 | 0 | 0 | 0 | 0 | 0 | 0 | 0 | 0 | 0 | 0 | 0 | 0 | 0 | 0 | 0 | 0 | 0 | 0 | 0 | 0
F2_Commercial_Lodging_New_Office Equipment_Electric_Monitor_E4 | F2 | Commercial | Lodging | New | Office Equipment | Electric | Monitor | E4 | TRC BC Ratio | 0 | 0 | 0 | 0 | 0 | 0 | 0 | 0 | 0 | 0 | 0 | 0 | 0 | 0 | 0 | 0 | 0 | 0 | 0 | 0 | 0 | 0 | 0 | 0 | 0 | 0 | 0 | 0 | 0 | 0
F2_Commercial_Lodging_New_Office Equipment_Electric_Monitor_E5 | F2 | Commercial | Lodging | New | Office Equipment | Electric | Monitor | E5 | TRC BC Ratio | 0 | 0 | 0 | 0 | 0 | 0 | 0 | 0 | 0 | 0 | 0 | 0 | 0 | 0 | 0 | 0 | 0 | 0 | 0 | 0 | 0 | 0 | 0 | 0 | 0 | 0 | 0 | 0 | 0 | 0
F2_Commercial_Lodging_New_Office Equipment_Electric_Monitor_E6 | F2 | Commercial | Lodging | New | Office Equipment | Electric | Monitor | E6 | TRC BC Ratio | 0 | 0 | 0 | 0 | 0 | 0 | 0 | 0 | 0 | 0 | 0 | 0 | 0 | 0 | 0 | 0 | 0 | 0 | 0 | 0 | 0 | 0 | 0 | 0 | 0 | 0 | 0 | 0 | 0 | 0
F2_Commercial_Lodging_New_Office Equipment_Electric_Monitor_E7 | F2 | Commercial | Lodging | New | Office Equipment | Electric | Monitor | E7 | TRC BC Ratio | 0 | 0 | 0 | 0 | 0 | 0 | 0 | 0 | 0 | 0 | 0 | 0 | 0 | 0 | 0 | 0 | 0 | 0 | 0 | 0 | 0 | 0 | 0 | 0 | 0 | 0 | 0 | 0 | 0 | 0
F2_Commercial_Lodging_New_Office Equipment_Electric_Monitor_E8 | F2 | Commercial | Lodging | New | Office Equipment | Electric | Monitor | E8 | TRC BC Ratio | 0 | 0 | 0 | 0 | 0 | 0 | 0 | 0 | 0 | 0 | 0 | 0 | 0 | 0 | 0 | 0 | 0 | 0 | 0 | 0 | 0 | 0 | 0 | 0 | 0 | 0 | 0 | 0 | 0 | 0
F2_Commercial_Lodging_New_Office Equipment_Electric_Monitor_E9 | F2 | Commercial | Lodging | New | Office Equipment | Electric | Monitor | E9 | TRC BC Ratio | 0 | 0 | 0 | 0 | 0 | 0 | 0 | 0 | 0 | 0 | 0 | 0 | 0 | 0 | 0 | 0 | 0 | 0 | 0 | 0 | 0 | 0 | 0 | 0 | 0 | 0 | 0 | 0 | 0 | 0
F2_Commercial_Lodging_New_Office Equipment_Electric_Monitor_E10 | F2 | Commercial | Lodging | New | Office Equipment | Electric | Monitor | E10 | TRC BC Ratio | 0 | 0 | 0 | 0 | 0 | 0 | 0 | 0 | 0 | 0 | 0 | 0 | 0 | 0 | 0 | 0 | 0 | 0 | 0 | 0 | 0 | 0 | 0 | 0 | 0 | 0 | 0 | 0 | 0 | 0
F3_Commercial_Lodging_New_Office Equipment_Electric_Monitor_E1 | F3 | Commercial | Lodging | New | Office Equipment | Electric | Monitor | E1 | PACT BC Ratio | 0 | 0 | 0 | 0 | 0 | 0 | 0 | 0 | 0 | 0 | 0 | 0 | 0 | 0 | 0 | 0 | 0 | 0 | 0 | 0 | 0 | 0 | 0 | 0 | 0 | 0 | 0 | 0 | 0 | 0
F3_Commercial_Lodging_New_Office Equipment_Electric_Monitor_E2 | F3 | Commercial | Lodging | New | Office Equipment | Electric | Monitor | E2 | PACT BC Ratio | 0 | 0 | 0 | 0 | 0 | 0 | 0 | 0 | 0 | 0 | 0 | 0 | 0 | 0 | 0 | 0 | 0 | 0 | 0 | 0 | 0 | 0 | 0 | 0 | 0 | 0 | 0 | 0 | 0 | 0
F3_Commercial_Lodging_New_Office Equipment_Electric_Monitor_E3 | F3 | Commercial | Lodging | New | Office Equipment | Electric | Monitor | E3 | PACT BC Ratio | 0 | 0 | 0 | 0 | 0 | 0 | 0 | 0 | 0 | 0 | 0 | 0 | 0 | 0 | 0 | 0 | 0 | 0 | 0 | 0 | 0 | 0 | 0 | 0 | 0 | 0 | 0 | 0 | 0 | 0
F3_Commercial_Lodging_New_Office Equipment_Electric_Monitor_E4 | F3 | Commercial | Lodging | New | Office Equipment | Electric | Monitor | E4 | PACT BC Ratio | 0 | 0 | 0 | 0 | 0 | 0 | 0 | 0 | 0 | 0 | 0 | 0 | 0 | 0 | 0 | 0 | 0 | 0 | 0 | 0 | 0 | 0 | 0 | 0 | 0 | 0 | 0 | 0 | 0 | 0
F3_Commercial_Lodging_New_Office Equipment_Electric_Monitor_E5 | F3 | Commercial | Lodging | New | Office Equipment | Electric | Monitor | E5 | PACT BC Ratio | 0 | 0 | 0 | 0 | 0 | 0 | 0 | 0 | 0 | 0 | 0 | 0 | 0 | 0 | 0 | 0 | 0 | 0 | 0 | 0 | 0 | 0 | 0 | 0 | 0 | 0 | 0 | 0 | 0 | 0
F3_Commercial_Lodging_New_Office Equipment_Electric_Monitor_E6 | F3 | Commercial | Lodging | New | Office Equipment | Electric | Monitor | E6 | PACT BC Ratio | 0 | 0 | 0 | 0 | 0 | 0 | 0 | 0 | 0 | 0 | 0 | 0 | 0 | 0 | 0 | 0 | 0 | 0 | 0 | 0 | 0 | 0 | 0 | 0 | 0 | 0 | 0 | 0 | 0 | 0
F3_Commercial_Lodging_New_Office Equipment_Electric_Monitor_E7 | F3 | Commercial | Lodging | New | Office Equipment | Electric | Monitor | E7 | PACT BC Ratio | 0 | 0 | 0 | 0 | 0 | 0 | 0 | 0 | 0 | 0 | 0 | 0 | 0 | 0 | 0 | 0 | 0 | 0 | 0 | 0 | 0 | 0 | 0 | 0 | 0 | 0 | 0 | 0 | 0 | 0
F3_Commercial_Lodging_New_Office Equipment_Electric_Monitor_E8 | F3 | Commercial | Lodging | New | Office Equipment | Electric | Monitor | E8 | PACT BC Ratio | 0 | 0 | 0 | 0 | 0 | 0 | 0 | 0 | 0 | 0 | 0 | 0 | 0 | 0 | 0 | 0 | 0 | 0 | 0 | 0 | 0 | 0 | 0 | 0 | 0 | 0 | 0 | 0 | 0 | 0
F3_Commercial_Lodging_New_Office Equipment_Electric_Monitor_E9 | F3 | Commercial | Lodging | New | Office Equipment | Electric | Monitor | E9 | PACT BC Ratio | 0 | 0 | 0 | 0 | 0 | 0 | 0 | 0 | 0 | 0 | 0 | 0 | 0 | 0 | 0 | 0 | 0 | 0 | 0 | 0 | 0 | 0 | 0 | 0 | 0 | 0 | 0 | 0 | 0 | 0
F3_Commercial_Lodging_New_Office Equipment_Electric_Monitor_E10 | F3 | Commercial | Lodging | New | Office Equipment | Electric | Monitor | E10 | PACT BC Ratio | 0 | 0 | 0 | 0 | 0 | 0 | 0 | 0 | 0 | 0 | 0 | 0 | 0 | 0 | 0 | 0 | 0 | 0 | 0 | 0 | 0 | 0 | 0 | 0 | 0 | 0 | 0 | 0 | 0 | 0
F4_Commercial_Lodging_New_Office Equipment_Electric_Monitor_E1 | F4 | Commercial | Lodging | New | Office Equipment | Electric | Monitor | E1 | RVT BC Ratio | 0 | 0 | 0 | 0 | 0 | 0 | 0 | 0 | 0 | 0 | 0 | 0 | 0 | 0 | 0 | 0 | 0 | 0 | 0 | 0 | 0 | 0 | 0 | 0 | 0 | 0 | 0 | 0 | 0 | 0
F4_Commercial_Lodging_New_Office Equipment_Electric_Monitor_E2 | F4 | Commercial | Lodging | New | Office Equipment | Electric | Monitor | E2 | RVT BC Ratio | 0 | 0 | 0 | 0 | 0 | 0 | 0 | 0 | 0 | 0 | 0 | 0 | 0 | 0 | 0 | 0 | 0 | 0 | 0 | 0 | 0 | 0 | 0 | 0 | 0 | 0 | 0 | 0 | 0 | 0
F4_Commercial_Lodging_New_Office Equipment_Electric_Monitor_E3 | F4 | Commercial | Lodging | New | Office Equipment | Electric | Monitor | E3 | RVT BC Ratio | 0 | 0 | 0 | 0 | 0 | 0 | 0 | 0 | 0 | 0 | 0 | 0 | 0 | 0 | 0 | 0 | 0 | 0 | 0 | 0 | 0 | 0 | 0 | 0 | 0 | 0 | 0 | 0 | 0 | 0
F4_Commercial_Lodging_New_Office Equipment_Electric_Monitor_E4 | F4 | Commercial | Lodging | New | Office Equipment | Electric | Monitor | E4 | RVT BC Ratio | 0 | 0 | 0 | 0 | 0 | 0 | 0 | 0 | 0 | 0 | 0 | 0 | 0 | 0 | 0 | 0 | 0 | 0 | 0 | 0 | 0 | 0 | 0 | 0 | 0 | 0 | 0 | 0 | 0 | 0
F4_Commercial_Lodging_New_Office Equipment_Electric_Monitor_E5 | F4 | Commercial | Lodging | New | Office Equipment | Electric | Monitor | E5 | RVT BC Ratio | 0 | 0 | 0 | 0 | 0 | 0 | 0 | 0 | 0 | 0 | 0 | 0 | 0 | 0 | 0 | 0 | 0 | 0 | 0 | 0 | 0 | 0 | 0 | 0 | 0 | 0 | 0 | 0 | 0 | 0
F4_Commercial_Lodging_New_Office Equipment_Electric_Monitor_E6 | F4 | Commercial | Lodging | New | Office Equipment | Electric | Monitor | E6 | RVT BC Ratio | 0 | 0 | 0 | 0 | 0 | 0 | 0 | 0 | 0 | 0 | 0 | 0 | 0 | 0 | 0 | 0 | 0 | 0 | 0 | 0 | 0 | 0 | 0 | 0 | 0 | 0 | 0 | 0 | 0 | 0
F4_Commercial_Lodging_New_Office Equipment_Electric_Monitor_E7 | F4 | Commercial | Lodging | New | Office Equipment | Electric | Monitor | E7 | RVT BC Ratio | 0 | 0 | 0 | 0 | 0 | 0 | 0 | 0 | 0 | 0 | 0 | 0 | 0 | 0 | 0 | 0 | 0 | 0 | 0 | 0 | 0 | 0 | 0 | 0 | 0 | 0 | 0 | 0 | 0 | 0
F4_Commercial_Lodging_New_Office Equipment_Electric_Monitor_E8 | F4 | Commercial | Lodging | New | Office Equipment | Electric | Monitor | E8 | RVT BC Ratio | 0 | 0 | 0 | 0 | 0 | 0 | 0 | 0 | 0 | 0 | 0 | 0 | 0 | 0 | 0 | 0 | 0 | 0 | 0 | 0 | 0 | 0 | 0 | 0 | 0 | 0 | 0 | 0 | 0 | 0
F4_Commercial_Lodging_New_Office Equipment_Electric_Monitor_E9 | F4 | Commercial | Lodging | New | Office Equipment | Electric | Monitor | E9 | RVT BC Ratio | 0 | 0 | 0 | 0 | 0 | 0 | 0 | 0 | 0 | 0 | 0 | 0 | 0 | 0 | 0 | 0 | 0 | 0 | 0 | 0 | 0 | 0 | 0 | 0 | 0 | 0 | 0 | 0 | 0 | 0
F4_Commercial_Lodging_New_Office Equipment_Electric_Monitor_E10 | F4 | Commercial | Lodging | New | Office Equipment | Electric | Monitor | E10 | RVT BC Ratio | 0 | 0 | 0 | 0 | 0 | 0 | 0 | 0 | 0 | 0 | 0 | 0 | 0 | 0 | 0 | 0 | 0 | 0 | 0 | 0 | 0 | 0 | 0 | 0 | 0 | 0 | 0 | 0 | 0 | 0
F5_Commercial_Lodging_New_Office Equipment_Electric_Monitor_E1 | F5 | Commercial | Lodging | New | Office Equipment | Electric | Monitor | E1 | RIM BC Ratio | 0 | 0 | 0 | 0 | 0 | 0 | 0 | 0 | 0 | 0 | 0 | 0 | 0 | 0 | 0 | 0 | 0 | 0 | 0 | 0 | 0 | 0 | 0 | 0 | 0 | 0 | 0 | 0 | 0 | 0
F5_Commercial_Lodging_New_Office Equipment_Electric_Monitor_E2 | F5 | Commercial | Lodging | New | Office Equipment | Electric | Monitor | E2 | RIM BC Ratio | 0 | 0 | 0 | 0 | 0 | 0 | 0 | 0 | 0 | 0 | 0 | 0 | 0 | 0 | 0 | 0 | 0 | 0 | 0 | 0 | 0 | 0 | 0 | 0 | 0 | 0 | 0 | 0 | 0 | 0
F5_Commercial_Lodging_New_Office Equipment_Electric_Monitor_E3 | F5 | Commercial | Lodging | New | Office Equipment | Electric | Monitor | E3 | RIM BC Ratio | 0 | 0 | 0 | 0 | 0 | 0 | 0 | 0 | 0 | 0 | 0 | 0 | 0 | 0 | 0 | 0 | 0 | 0 | 0 | 0 | 0 | 0 | 0 | 0 | 0 | 0 | 0 | 0 | 0 | 0
F5_Commercial_Lodging_New_Office Equipment_Electric_Monitor_E4 | F5 | Commercial | Lodging | New | Office Equipment | Electric | Monitor | E4 | RIM BC Ratio | 0 | 0 | 0 | 0 | 0 | 0 | 0 | 0 | 0 | 0 | 0 | 0 | 0 | 0 | 0 | 0 | 0 | 0 | 0 | 0 | 0 | 0 | 0 | 0 | 0 | 0 | 0 | 0 | 0 | 0
F5_Commercial_Lodging_New_Office Equipment_Electric_Monitor_E5 | F5 | Commercial | Lodging | New | Office Equipment | Electric | Monitor | E5 | RIM BC Ratio | 0 | 0 | 0 | 0 | 0 | 0 | 0 | 0 | 0 | 0 | 0 | 0 | 0 | 0 | 0 | 0 | 0 | 0 | 0 | 0 | 0 | 0 | 0 | 0 | 0 | 0 | 0 | 0 | 0 | 0
F5_Commercial_Lodging_New_Office Equipment_Electric_Monitor_E6 | F5 | Commercial | Lodging | New | Office Equipment | Electric | Monitor | E6 | RIM BC Ratio | 0 | 0 | 0 | 0 | 0 | 0 | 0 | 0 | 0 | 0 | 0 | 0 | 0 | 0 | 0 | 0 | 0 | 0 | 0 | 0 | 0 | 0 | 0 | 0 | 0 | 0 | 0 | 0 | 0 | 0
F5_Commercial_Lodging_New_Office Equipment_Electric_Monitor_E7 | F5 | Commercial | Lodging | New | Office Equipment | Electric | Monitor | E7 | RIM BC Ratio | 0 | 0 | 0 | 0 | 0 | 0 | 0 | 0 | 0 | 0 | 0 | 0 | 0 | 0 | 0 | 0 | 0 | 0 | 0 | 0 | 0 | 0 | 0 | 0 | 0 | 0 | 0 | 0 | 0 | 0
F5_Commercial_Lodging_New_Office Equipment_Electric_Monitor_E8 | F5 | Commercial | Lodging | New | Office Equipment | Electric | Monitor | E8 | RIM BC Ratio | 0 | 0 | 0 | 0 | 0 | 0 | 0 | 0 | 0 | 0 | 0 | 0 | 0 | 0 | 0 | 0 | 0 | 0 | 0 | 0 | 0 | 0 | 0 | 0 | 0 | 0 | 0 | 0 | 0 | 0
F5_Commercial_Lodging_New_Office Equipment_Electric_Monitor_E9 | F5 | Commercial | Lodging | New | Office Equipment | Electric | Monitor | E9 | RIM BC Ratio | 0 | 0 | 0 | 0 | 0 | 0 | 0 | 0 | 0 | 0 | 0 | 0 | 0 | 0 | 0 | 0 | 0 | 0 | 0 | 0 | 0 | 0 | 0 | 0 | 0 | 0 | 0 | 0 | 0 | 0
F5_Commercial_Lodging_New_Office Equipment_Electric_Monitor_E10 | F5 | Commercial | Lodging | New | Office Equipment | Electric | Monitor | E10 | RIM BC Ratio | 0 | 0 | 0 | 0 | 0 | 0 | 0 | 0 | 0 | 0 | 0 | 0 | 0 | 0 | 0 | 0 | 0 | 0 | 0 | 0 | 0 | 0 | 0 | 0 | 0 | 0 | 0 | 0 | 0 | 0
F0_Commercial_Lodging_New_Office Equipment_Electric_Printer/Copier/Fax_E0 | F0 | Commercial | Lodging | New | Office Equipment | Electric | Printer/Copier/Fax | E0 | Economic Unit | 0 | 0 | 0 | 0 | 0 | 0 | 0 | 0 | 0 | 0 | 0 | 0 | 0 | 0 | 0 | 0 | 0 | 0 | 0 | 0 | 0 | 0 | 0 | 0 | 0 | 0 | 0 | 0 | 0 | 0
F1_Commercial_Lodging_New_Office Equipment_Electric_Printer/Copier/Fax_E1 | F1 | Commercial | Lodging | New | Office Equipment | Electric | Printer/Copier/Fax | E1 | CCE | 0 | 0 | 0 | 0 | 0 | 0 | 0 | 0 | 0 | 0 | 0 | 0 | 0 | 0 | 0 | 0 | 0 | 0 | 0 | 0 | 0 | 0 | 0 | 0 | 0 | 0 | 0 | 0 | 0 | 0
F1_Commercial_Lodging_New_Office Equipment_Electric_Printer/Copier/Fax_E2 | F1 | Commercial | Lodging | New | Office Equipment | Electric | Printer/Copier/Fax | E2 | CCE | 0 | 0 | 0 | 0 | 0 | 0 | 0 | 0 | 0 | 0 | 0 | 0 | 0 | 0 | 0 | 0 | 0 | 0 | 0 | 0 | 0 | 0 | 0 | 0 | 0 | 0 | 0 | 0 | 0 | 0
F1_Commercial_Lodging_New_Office Equipment_Electric_Printer/Copier/Fax_E3 | F1 | Commercial | Lodging | New | Office Equipment | Electric | Printer/Copier/Fax | E3 | CCE | 0 | 0 | 0 | 0 | 0 | 0 | 0 | 0 | 0 | 0 | 0 | 0 | 0 | 0 | 0 | 0 | 0 | 0 | 0 | 0 | 0 | 0 | 0 | 0 | 0 | 0 | 0 | 0 | 0 | 0
F1_Commercial_Lodging_New_Office Equipment_Electric_Printer/Copier/Fax_E4 | F1 | Commercial | Lodging | New | Office Equipment | Electric | Printer/Copier/Fax | E4 | CCE | 0 | 0 | 0 | 0 | 0 | 0 | 0 | 0 | 0 | 0 | 0 | 0 | 0 | 0 | 0 | 0 | 0 | 0 | 0 | 0 | 0 | 0 | 0 | 0 | 0 | 0 | 0 | 0 | 0 | 0
F1_Commercial_Lodging_New_Office Equipment_Electric_Printer/Copier/Fax_E5 | F1 | Commercial | Lodging | New | Office Equipment | Electric | Printer/Copier/Fax | E5 | CCE | 0 | 0 | 0 | 0 | 0 | 0 | 0 | 0 | 0 | 0 | 0 | 0 | 0 | 0 | 0 | 0 | 0 | 0 | 0 | 0 | 0 | 0 | 0 | 0 | 0 | 0 | 0 | 0 | 0 | 0
F1_Commercial_Lodging_New_Office Equipment_Electric_Printer/Copier/Fax_E6 | F1 | Commercial | Lodging | New | Office Equipment | Electric | Printer/Copier/Fax | E6 | CCE | 0 | 0 | 0 | 0 | 0 | 0 | 0 | 0 | 0 | 0 | 0 | 0 | 0 | 0 | 0 | 0 | 0 | 0 | 0 | 0 | 0 | 0 | 0 | 0 | 0 | 0 | 0 | 0 | 0 | 0
F1_Commercial_Lodging_New_Office Equipment_Electric_Printer/Copier/Fax_E7 | F1 | Commercial | Lodging | New | Office Equipment | Electric | Printer/Copier/Fax | E7 | CCE | 0 | 0 | 0 | 0 | 0 | 0 | 0 | 0 | 0 | 0 | 0 | 0 | 0 | 0 | 0 | 0 | 0 | 0 | 0 | 0 | 0 | 0 | 0 | 0 | 0 | 0 | 0 | 0 | 0 | 0
F1_Commercial_Lodging_New_Office Equipment_Electric_Printer/Copier/Fax_E8 | F1 | Commercial | Lodging | New | Office Equipment | Electric | Printer/Copier/Fax | E8 | CCE | 0 | 0 | 0 | 0 | 0 | 0 | 0 | 0 | 0 | 0 | 0 | 0 | 0 | 0 | 0 | 0 | 0 | 0 | 0 | 0 | 0 | 0 | 0 | 0 | 0 | 0 | 0 | 0 | 0 | 0
F1_Commercial_Lodging_New_Office Equipment_Electric_Printer/Copier/Fax_E9 | F1 | Commercial | Lodging | New | Office Equipment | Electric | Printer/Copier/Fax | E9 | CCE | 0 | 0 | 0 | 0 | 0 | 0 | 0 | 0 | 0 | 0 | 0 | 0 | 0 | 0 | 0 | 0 | 0 | 0 | 0 | 0 | 0 | 0 | 0 | 0 | 0 | 0 | 0 | 0 | 0 | 0
F1_Commercial_Lodging_New_Office Equipment_Electric_Printer/Copier/Fax_E10 | F1 | Commercial | Lodging | New | Office Equipment | Electric | Printer/Copier/Fax | E10 | CCE | 0 | 0 | 0 | 0 | 0 | 0 | 0 | 0 | 0 | 0 | 0 | 0 | 0 | 0 | 0 | 0 | 0 | 0 | 0 | 0 | 0 | 0 | 0 | 0 | 0 | 0 | 0 | 0 | 0 | 0
F2_Commercial_Lodging_New_Office Equipment_Electric_Printer/Copier/Fax_E1 | F2 | Commercial | Lodging | New | Office Equipment | Electric | Printer/Copier/Fax | E1 | TRC BC Ratio | 0 | 0 | 0 | 0 | 0 | 0 | 0 | 0 | 0 | 0 | 0 | 0 | 0 | 0 | 0 | 0 | 0 | 0 | 0 | 0 | 0 | 0 | 0 | 0 | 0 | 0 | 0 | 0 | 0 | 0
F2_Commercial_Lodging_New_Office Equipment_Electric_Printer/Copier/Fax_E2 | F2 | Commercial | Lodging | New | Office Equipment | Electric | Printer/Copier/Fax | E2 | TRC BC Ratio | 0 | 0 | 0 | 0 | 0 | 0 | 0 | 0 | 0 | 0 | 0 | 0 | 0 | 0 | 0 | 0 | 0 | 0 | 0 | 0 | 0 | 0 | 0 | 0 | 0 | 0 | 0 | 0 | 0 | 0
F2_Commercial_Lodging_New_Office Equipment_Electric_Printer/Copier/Fax_E3 | F2 | Commercial | Lodging | New | Office Equipment | Electric | Printer/Copier/Fax | E3 | TRC BC Ratio | 0 | 0 | 0 | 0 | 0 | 0 | 0 | 0 | 0 | 0 | 0 | 0 | 0 | 0 | 0 | 0 | 0 | 0 | 0 | 0 | 0 | 0 | 0 | 0 | 0 | 0 | 0 | 0 | 0 | 0
F2_Commercial_Lodging_New_Office Equipment_Electric_Printer/Copier/Fax_E4 | F2 | Commercial | Lodging | New | Office Equipment | Electric | Printer/Copier/Fax | E4 | TRC BC Ratio | 0 | 0 | 0 | 0 | 0 | 0 | 0 | 0 | 0 | 0 | 0 | 0 | 0 | 0 | 0 | 0 | 0 | 0 | 0 | 0 | 0 | 0 | 0 | 0 | 0 | 0 | 0 | 0 | 0 | 0
F2_Commercial_Lodging_New_Office Equipment_Electric_Printer/Copier/Fax_E5 | F2 | Commercial | Lodging | New | Office Equipment | Electric | Printer/Copier/Fax | E5 | TRC BC Ratio | 0 | 0 | 0 | 0 | 0 | 0 | 0 | 0 | 0 | 0 | 0 | 0 | 0 | 0 | 0 | 0 | 0 | 0 | 0 | 0 | 0 | 0 | 0 | 0 | 0 | 0 | 0 | 0 | 0 | 0
F2_Commercial_Lodging_New_Office Equipment_Electric_Printer/Copier/Fax_E6 | F2 | Commercial | Lodging | New | Office Equipment | Electric | Printer/Copier/Fax | E6 | TRC BC Ratio | 0 | 0 | 0 | 0 | 0 | 0 | 0 | 0 | 0 | 0 | 0 | 0 | 0 | 0 | 0 | 0 | 0 | 0 | 0 | 0 | 0 | 0 | 0 | 0 | 0 | 0 | 0 | 0 | 0 | 0
F2_Commercial_Lodging_New_Office Equipment_Electric_Printer/Copier/Fax_E7 | F2 | Commercial | Lodging | New | Office Equipment | Electric | Printer/Copier/Fax | E7 | TRC BC Ratio | 0 | 0 | 0 | 0 | 0 | 0 | 0 | 0 | 0 | 0 | 0 | 0 | 0 | 0 | 0 | 0 | 0 | 0 | 0 | 0 | 0 | 0 | 0 | 0 | 0 | 0 | 0 | 0 | 0 | 0
F2_Commercial_Lodging_New_Office Equipment_Electric_Printer/Copier/Fax_E8 | F2 | Commercial | Lodging | New | Office Equipment | Electric | Printer/Copier/Fax | E8 | TRC BC Ratio | 0 | 0 | 0 | 0 | 0 | 0 | 0 | 0 | 0 | 0 | 0 | 0 | 0 | 0 | 0 | 0 | 0 | 0 | 0 | 0 | 0 | 0 | 0 | 0 | 0 | 0 | 0 | 0 | 0 | 0
F2_Commercial_Lodging_New_Office Equipment_Electric_Printer/Copier/Fax_E9 | F2 | Commercial | Lodging | New | Office Equipment | Electric | Printer/Copier/Fax | E9 | TRC BC Ratio | 0 | 0 | 0 | 0 | 0 | 0 | 0 | 0 | 0 | 0 | 0 | 0 | 0 | 0 | 0 | 0 | 0 | 0 | 0 | 0 | 0 | 0 | 0 | 0 | 0 | 0 | 0 | 0 | 0 | 0
F2_Commercial_Lodging_New_Office Equipment_Electric_Printer/Copier/Fax_E10 | F2 | Commercial | Lodging | New | Office Equipment | Electric | Printer/Copier/Fax | E10 | TRC BC Ratio | 0 | 0 | 0 | 0 | 0 | 0 | 0 | 0 | 0 | 0 | 0 | 0 | 0 | 0 | 0 | 0 | 0 | 0 | 0 | 0 | 0 | 0 | 0 | 0 | 0 | 0 | 0 | 0 | 0 | 0
F3_Commercial_Lodging_New_Office Equipment_Electric_Printer/Copier/Fax_E1 | F3 | Commercial | Lodging | New | Office Equipment | Electric | Printer/Copier/Fax | E1 | PACT BC Ratio | 0 | 0 | 0 | 0 | 0 | 0 | 0 | 0 | 0 | 0 | 0 | 0 | 0 | 0 | 0 | 0 | 0 | 0 | 0 | 0 | 0 | 0 | 0 | 0 | 0 | 0 | 0 | 0 | 0 | 0
F3_Commercial_Lodging_New_Office Equipment_Electric_Printer/Copier/Fax_E2 | F3 | Commercial | Lodging | New | Office Equipment | Electric | Printer/Copier/Fax | E2 | PACT BC Ratio | 0 | 0 | 0 | 0 | 0 | 0 | 0 | 0 | 0 | 0 | 0 | 0 | 0 | 0 | 0 | 0 | 0 | 0 | 0 | 0 | 0 | 0 | 0 | 0 | 0 | 0 | 0 | 0 | 0 | 0
F3_Commercial_Lodging_New_Office Equipment_Electric_Printer/Copier/Fax_E3 | F3 | Commercial | Lodging | New | Office Equipment | Electric | Printer/Copier/Fax | E3 | PACT BC Ratio | 0 | 0 | 0 | 0 | 0 | 0 | 0 | 0 | 0 | 0 | 0 | 0 | 0 | 0 | 0 | 0 | 0 | 0 | 0 | 0 | 0 | 0 | 0 | 0 | 0 | 0 | 0 | 0 | 0 | 0
F3_Commercial_Lodging_New_Office Equipment_Electric_Printer/Copier/Fax_E4 | F3 | Commercial | Lodging | New | Office Equipment | Electric | Printer/Copier/Fax | E4 | PACT BC Ratio | 0 | 0 | 0 | 0 | 0 | 0 | 0 | 0 | 0 | 0 | 0 | 0 | 0 | 0 | 0 | 0 | 0 | 0 | 0 | 0 | 0 | 0 | 0 | 0 | 0 | 0 | 0 | 0 | 0 | 0
F3_Commercial_Lodging_New_Office Equipment_Electric_Printer/Copier/Fax_E5 | F3 | Commercial | Lodging | New | Office Equipment | Electric | Printer/Copier/Fax | E5 | PACT BC Ratio | 0 | 0 | 0 | 0 | 0 | 0 | 0 | 0 | 0 | 0 | 0 | 0 | 0 | 0 | 0 | 0 | 0 | 0 | 0 | 0 | 0 | 0 | 0 | 0 | 0 | 0 | 0 | 0 | 0 | 0
F3_Commercial_Lodging_New_Office Equipment_Electric_Printer/Copier/Fax_E6 | F3 | Commercial | Lodging | New | Office Equipment | Electric | Printer/Copier/Fax | E6 | PACT BC Ratio | 0 | 0 | 0 | 0 | 0 | 0 | 0 | 0 | 0 | 0 | 0 | 0 | 0 | 0 | 0 | 0 | 0 | 0 | 0 | 0 | 0 | 0 | 0 | 0 | 0 | 0 | 0 | 0 | 0 | 0
F3_Commercial_Lodging_New_Office Equipment_Electric_Printer/Copier/Fax_E7 | F3 | Commercial | Lodging | New | Office Equipment | Electric | Printer/Copier/Fax | E7 | PACT BC Ratio | 0 | 0 | 0 | 0 | 0 | 0 | 0 | 0 | 0 | 0 | 0 | 0 | 0 | 0 | 0 | 0 | 0 | 0 | 0 | 0 | 0 | 0 | 0 | 0 | 0 | 0 | 0 | 0 | 0 | 0
F3_Commercial_Lodging_New_Office Equipment_Electric_Printer/Copier/Fax_E8 | F3 | Commercial | Lodging | New | Office Equipment | Electric | Printer/Copier/Fax | E8 | PACT BC Ratio | 0 | 0 | 0 | 0 | 0 | 0 | 0 | 0 | 0 | 0 | 0 | 0 | 0 | 0 | 0 | 0 | 0 | 0 | 0 | 0 | 0 | 0 | 0 | 0 | 0 | 0 | 0 | 0 | 0 | 0
F3_Commercial_Lodging_New_Office Equipment_Electric_Printer/Copier/Fax_E9 | F3 | Commercial | Lodging | New | Office Equipment | Electric | Printer/Copier/Fax | E9 | PACT BC Ratio | 0 | 0 | 0 | 0 | 0 | 0 | 0 | 0 | 0 | 0 | 0 | 0 | 0 | 0 | 0 | 0 | 0 | 0 | 0 | 0 | 0 | 0 | 0 | 0 | 0 | 0 | 0 | 0 | 0 | 0
F3_Commercial_Lodging_New_Office Equipment_Electric_Printer/Copier/Fax_E10 | F3 | Commercial | Lodging | New | Office Equipment | Electric | Printer/Copier/Fax | E10 | PACT BC Ratio | 0 | 0 | 0 | 0 | 0 | 0 | 0 | 0 | 0 | 0 | 0 | 0 | 0 | 0 | 0 | 0 | 0 | 0 | 0 | 0 | 0 | 0 | 0 | 0 | 0 | 0 | 0 | 0 | 0 | 0
F4_Commercial_Lodging_New_Office Equipment_Electric_Printer/Copier/Fax_E1 | F4 | Commercial | Lodging | New | Office Equipment | Electric | Printer/Copier/Fax | E1 | RVT BC Ratio | 0 | 0 | 0 | 0 | 0 | 0 | 0 | 0 | 0 | 0 | 0 | 0 | 0 | 0 | 0 | 0 | 0 | 0 | 0 | 0 | 0 | 0 | 0 | 0 | 0 | 0 | 0 | 0 | 0 | 0
F4_Commercial_Lodging_New_Office Equipment_Electric_Printer/Copier/Fax_E2 | F4 | Commercial | Lodging | New | Office Equipment | Electric | Printer/Copier/Fax | E2 | RVT BC Ratio | 0 | 0 | 0 | 0 | 0 | 0 | 0 | 0 | 0 | 0 | 0 | 0 | 0 | 0 | 0 | 0 | 0 | 0 | 0 | 0 | 0 | 0 | 0 | 0 | 0 | 0 | 0 | 0 | 0 | 0
F4_Commercial_Lodging_New_Office Equipment_Electric_Printer/Copier/Fax_E3 | F4 | Commercial | Lodging | New | Office Equipment | Electric | Printer/Copier/Fax | E3 | RVT BC Ratio | 0 | 0 | 0 | 0 | 0 | 0 | 0 | 0 | 0 | 0 | 0 | 0 | 0 | 0 | 0 | 0 | 0 | 0 | 0 | 0 | 0 | 0 | 0 | 0 | 0 | 0 | 0 | 0 | 0 | 0
F4_Commercial_Lodging_New_Office Equipment_Electric_Printer/Copier/Fax_E4 | F4 | Commercial | Lodging | New | Office Equipment | Electric | Printer/Copier/Fax | E4 | RVT BC Ratio | 0 | 0 | 0 | 0 | 0 | 0 | 0 | 0 | 0 | 0 | 0 | 0 | 0 | 0 | 0 | 0 | 0 | 0 | 0 | 0 | 0 | 0 | 0 | 0 | 0 | 0 | 0 | 0 | 0 | 0
F4_Commercial_Lodging_New_Office Equipment_Electric_Printer/Copier/Fax_E5 | F4 | Commercial | Lodging | New | Office Equipment | Electric | Printer/Copier/Fax | E5 | RVT BC Ratio | 0 | 0 | 0 | 0 | 0 | 0 | 0 | 0 | 0 | 0 | 0 | 0 | 0 | 0 | 0 | 0 | 0 | 0 | 0 | 0 | 0 | 0 | 0 | 0 | 0 | 0 | 0 | 0 | 0 | 0
F4_Commercial_Lodging_New_Office Equipment_Electric_Printer/Copier/Fax_E6 | F4 | Commercial | Lodging | New | Office Equipment | Electric | Printer/Copier/Fax | E6 | RVT BC Ratio | 0 | 0 | 0 | 0 | 0 | 0 | 0 | 0 | 0 | 0 | 0 | 0 | 0 | 0 | 0 | 0 | 0 | 0 | 0 | 0 | 0 | 0 | 0 | 0 | 0 | 0 | 0 | 0 | 0 | 0
F4_Commercial_Lodging_New_Office Equipment_Electric_Printer/Copier/Fax_E7 | F4 | Commercial | Lodging | New | Office Equipment | Electric | Printer/Copier/Fax | E7 | RVT BC Ratio | 0 | 0 | 0 | 0 | 0 | 0 | 0 | 0 | 0 | 0 | 0 | 0 | 0 | 0 | 0 | 0 | 0 | 0 | 0 | 0 | 0 | 0 | 0 | 0 | 0 | 0 | 0 | 0 | 0 | 0
F4_Commercial_Lodging_New_Office Equipment_Electric_Printer/Copier/Fax_E8 | F4 | Commercial | Lodging | New | Office Equipment | Electric | Printer/Copier/Fax | E8 | RVT BC Ratio | 0 | 0 | 0 | 0 | 0 | 0 | 0 | 0 | 0 | 0 | 0 | 0 | 0 | 0 | 0 | 0 | 0 | 0 | 0 | 0 | 0 | 0 | 0 | 0 | 0 | 0 | 0 | 0 | 0 | 0
F4_Commercial_Lodging_New_Office Equipment_Electric_Printer/Copier/Fax_E9 | F4 | Commercial | Lodging | New | Office Equipment | Electric | Printer/Copier/Fax | E9 | RVT BC Ratio | 0 | 0 | 0 | 0 | 0 | 0 | 0 | 0 | 0 | 0 | 0 | 0 | 0 | 0 | 0 | 0 | 0 | 0 | 0 | 0 | 0 | 0 | 0 | 0 | 0 | 0 | 0 | 0 | 0 | 0
F4_Commercial_Lodging_New_Office Equipment_Electric_Printer/Copier/Fax_E10 | F4 | Commercial | Lodging | New | Office Equipment | Electric | Printer/Copier/Fax | E10 | RVT BC Ratio | 0 | 0 | 0 | 0 | 0 | 0 | 0 | 0 | 0 | 0 | 0 | 0 | 0 | 0 | 0 | 0 | 0 | 0 | 0 | 0 | 0 | 0 | 0 | 0 | 0 | 0 | 0 | 0 | 0 | 0
F5_Commercial_Lodging_New_Office Equipment_Electric_Printer/Copier/Fax_E1 | F5 | Commercial | Lodging | New | Office Equipment | Electric | Printer/Copier/Fax | E1 | RIM BC Ratio | 0 | 0 | 0 | 0 | 0 | 0 | 0 | 0 | 0 | 0 | 0 | 0 | 0 | 0 | 0 | 0 | 0 | 0 | 0 | 0 | 0 | 0 | 0 | 0 | 0 | 0 | 0 | 0 | 0 | 0
F5_Commercial_Lodging_New_Office Equipment_Electric_Printer/Copier/Fax_E2 | F5 | Commercial | Lodging | New | Office Equipment | Electric | Printer/Copier/Fax | E2 | RIM BC Ratio | 0 | 0 | 0 | 0 | 0 | 0 | 0 | 0 | 0 | 0 | 0 | 0 | 0 | 0 | 0 | 0 | 0 | 0 | 0 | 0 | 0 | 0 | 0 | 0 | 0 | 0 | 0 | 0 | 0 | 0
F5_Commercial_Lodging_New_Office Equipment_Electric_Printer/Copier/Fax_E3 | F5 | Commercial | Lodging | New | Office Equipment | Electric | Printer/Copier/Fax | E3 | RIM BC Ratio | 0 | 0 | 0 | 0 | 0 | 0 | 0 | 0 | 0 | 0 | 0 | 0 | 0 | 0 | 0 | 0 | 0 | 0 | 0 | 0 | 0 | 0 | 0 | 0 | 0 | 0 | 0 | 0 | 0 | 0
F5_Commercial_Lodging_New_Office Equipment_Electric_Printer/Copier/Fax_E4 | F5 | Commercial | Lodging | New | Office Equipment | Electric | Printer/Copier/Fax | E4 | RIM BC Ratio | 0 | 0 | 0 | 0 | 0 | 0 | 0 | 0 | 0 | 0 | 0 | 0 | 0 | 0 | 0 | 0 | 0 | 0 | 0 | 0 | 0 | 0 | 0 | 0 | 0 | 0 | 0 | 0 | 0 | 0
F5_Commercial_Lodging_New_Office Equipment_Electric_Printer/Copier/Fax_E5 | F5 | Commercial | Lodging | New | Office Equipment | Electric | Printer/Copier/Fax | E5 | RIM BC Ratio | 0 | 0 | 0 | 0 | 0 | 0 | 0 | 0 | 0 | 0 | 0 | 0 | 0 | 0 | 0 | 0 | 0 | 0 | 0 | 0 | 0 | 0 | 0 | 0 | 0 | 0 | 0 | 0 | 0 | 0
F5_Commercial_Lodging_New_Office Equipment_Electric_Printer/Copier/Fax_E6 | F5 | Commercial | Lodging | New | Office Equipment | Electric | Printer/Copier/Fax | E6 | RIM BC Ratio | 0 | 0 | 0 | 0 | 0 | 0 | 0 | 0 | 0 | 0 | 0 | 0 | 0 | 0 | 0 | 0 | 0 | 0 | 0 | 0 | 0 | 0 | 0 | 0 | 0 | 0 | 0 | 0 | 0 | 0
F5_Commercial_Lodging_New_Office Equipment_Electric_Printer/Copier/Fax_E7 | F5 | Commercial | Lodging | New | Office Equipment | Electric | Printer/Copier/Fax | E7 | RIM BC Ratio | 0 | 0 | 0 | 0 | 0 | 0 | 0 | 0 | 0 | 0 | 0 | 0 | 0 | 0 | 0 | 0 | 0 | 0 | 0 | 0 | 0 | 0 | 0 | 0 | 0 | 0 | 0 | 0 | 0 | 0
F5_Commercial_Lodging_New_Office Equipment_Electric_Printer/Copier/Fax_E8 | F5 | Commercial | Lodging | New | Office Equipment | Electric | Printer/Copier/Fax | E8 | RIM BC Ratio | 0 | 0 | 0 | 0 | 0 | 0 | 0 | 0 | 0 | 0 | 0 | 0 | 0 | 0 | 0 | 0 | 0 | 0 | 0 | 0 | 0 | 0 | 0 | 0 | 0 | 0 | 0 | 0 | 0 | 0
F5_Commercial_Lodging_New_Office Equipment_Electric_Printer/Copier/Fax_E9 | F5 | Commercial | Lodging | New | Office Equipment | Electric | Printer/Copier/Fax | E9 | RIM BC Ratio | 0 | 0 | 0 | 0 | 0 | 0 | 0 | 0 | 0 | 0 | 0 | 0 | 0 | 0 | 0 | 0 | 0 | 0 | 0 | 0 | 0 | 0 | 0 | 0 | 0 | 0 | 0 | 0 | 0 | 0
F5_Commercial_Lodging_New_Office Equipment_Electric_Printer/Copier/Fax_E10 | F5 | Commercial | Lodging | New | Office Equipment | Electric | Printer/Copier/Fax | E10 | RIM BC Ratio | 0 | 0 | 0 | 0 | 0 | 0 | 0 | 0 | 0 | 0 | 0 | 0 | 0 | 0 | 0 | 0 | 0 | 0 | 0 | 0 | 0 | 0 | 0 | 0 | 0 | 0 | 0 | 0 | 0 | 0
F0_Commercial_Lodging_New_Office Equipment_Electric_POS Terminal_E0 | F0 | Commercial | Lodging | New | Office Equipment | Electric | POS Terminal | E0 | Economic Unit | 0 | 0 | 0 | 0 | 0 | 0 | 0 | 0 | 0 | 0 | 0 | 0 | 0 | 0 | 0 | 0 | 0 | 0 | 0 | 0 | 0 | 0 | 0 | 0 | 0 | 0 | 0 | 0 | 0 | 0
F1_Commercial_Lodging_New_Office Equipment_Electric_POS Terminal_E1 | F1 | Commercial | Lodging | New | Office Equipment | Electric | POS Terminal | E1 | CCE | 0 | 0 | 0 | 0 | 0 | 0 | 0 | 0 | 0 | 0 | 0 | 0 | 0 | 0 | 0 | 0 | 0 | 0 | 0 | 0 | 0 | 0 | 0 | 0 | 0 | 0 | 0 | 0 | 0 | 0
F1_Commercial_Lodging_New_Office Equipment_Electric_POS Terminal_E2 | F1 | Commercial | Lodging | New | Office Equipment | Electric | POS Terminal | E2 | CCE | 0 | 0 | 0 | 0 | 0 | 0 | 0 | 0 | 0 | 0 | 0 | 0 | 0 | 0 | 0 | 0 | 0 | 0 | 0 | 0 | 0 | 0 | 0 | 0 | 0 | 0 | 0 | 0 | 0 | 0
F1_Commercial_Lodging_New_Office Equipment_Electric_POS Terminal_E3 | F1 | Commercial | Lodging | New | Office Equipment | Electric | POS Terminal | E3 | CCE | 0 | 0 | 0 | 0 | 0 | 0 | 0 | 0 | 0 | 0 | 0 | 0 | 0 | 0 | 0 | 0 | 0 | 0 | 0 | 0 | 0 | 0 | 0 | 0 | 0 | 0 | 0 | 0 | 0 | 0
F1_Commercial_Lodging_New_Office Equipment_Electric_POS Terminal_E4 | F1 | Commercial | Lodging | New | Office Equipment | Electric | POS Terminal | E4 | CCE | 0 | 0 | 0 | 0 | 0 | 0 | 0 | 0 | 0 | 0 | 0 | 0 | 0 | 0 | 0 | 0 | 0 | 0 | 0 | 0 | 0 | 0 | 0 | 0 | 0 | 0 | 0 | 0 | 0 | 0
F1_Commercial_Lodging_New_Office Equipment_Electric_POS Terminal_E5 | F1 | Commercial | Lodging | New | Office Equipment | Electric | POS Terminal | E5 | CCE | 0 | 0 | 0 | 0 | 0 | 0 | 0 | 0 | 0 | 0 | 0 | 0 | 0 | 0 | 0 | 0 | 0 | 0 | 0 | 0 | 0 | 0 | 0 | 0 | 0 | 0 | 0 | 0 | 0 | 0
F1_Commercial_Lodging_New_Office Equipment_Electric_POS Terminal_E6 | F1 | Commercial | Lodging | New | Office Equipment | Electric | POS Terminal | E6 | CCE | 0 | 0 | 0 | 0 | 0 | 0 | 0 | 0 | 0 | 0 | 0 | 0 | 0 | 0 | 0 | 0 | 0 | 0 | 0 | 0 | 0 | 0 | 0 | 0 | 0 | 0 | 0 | 0 | 0 | 0
F1_Commercial_Lodging_New_Office Equipment_Electric_POS Terminal_E7 | F1 | Commercial | Lodging | New | Office Equipment | Electric | POS Terminal | E7 | CCE | 0 | 0 | 0 | 0 | 0 | 0 | 0 | 0 | 0 | 0 | 0 | 0 | 0 | 0 | 0 | 0 | 0 | 0 | 0 | 0 | 0 | 0 | 0 | 0 | 0 | 0 | 0 | 0 | 0 | 0
F1_Commercial_Lodging_New_Office Equipment_Electric_POS Terminal_E8 | F1 | Commercial | Lodging | New | Office Equipment | Electric | POS Terminal | E8 | CCE | 0 | 0 | 0 | 0 | 0 | 0 | 0 | 0 | 0 | 0 | 0 | 0 | 0 | 0 | 0 | 0 | 0 | 0 | 0 | 0 | 0 | 0 | 0 | 0 | 0 | 0 | 0 | 0 | 0 | 0
F1_Commercial_Lodging_New_Office Equipment_Electric_POS Terminal_E9 | F1 | Commercial | Lodging | New | Office Equipment | Electric | POS Terminal | E9 | CCE | 0 | 0 | 0 | 0 | 0 | 0 | 0 | 0 | 0 | 0 | 0 | 0 | 0 | 0 | 0 | 0 | 0 | 0 | 0 | 0 | 0 | 0 | 0 | 0 | 0 | 0 | 0 | 0 | 0 | 0
F1_Commercial_Lodging_New_Office Equipment_Electric_POS Terminal_E10 | F1 | Commercial | Lodging | New | Office Equipment | Electric | POS Terminal | E10 | CCE | 0 | 0 | 0 | 0 | 0 | 0 | 0 | 0 | 0 | 0 | 0 | 0 | 0 | 0 | 0 | 0 | 0 | 0 | 0 | 0 | 0 | 0 | 0 | 0 | 0 | 0 | 0 | 0 | 0 | 0
F2_Commercial_Lodging_New_Office Equipment_Electric_POS Terminal_E1 | F2 | Commercial | Lodging | New | Office Equipment | Electric | POS Terminal | E1 | TRC BC Ratio | 0 | 0 | 0 | 0 | 0 | 0 | 0 | 0 | 0 | 0 | 0 | 0 | 0 | 0 | 0 | 0 | 0 | 0 | 0 | 0 | 0 | 0 | 0 | 0 | 0 | 0 | 0 | 0 | 0 | 0
F2_Commercial_Lodging_New_Office Equipment_Electric_POS Terminal_E2 | F2 | Commercial | Lodging | New | Office Equipment | Electric | POS Terminal | E2 | TRC BC Ratio | 0 | 0 | 0 | 0 | 0 | 0 | 0 | 0 | 0 | 0 | 0 | 0 | 0 | 0 | 0 | 0 | 0 | 0 | 0 | 0 | 0 | 0 | 0 | 0 | 0 | 0 | 0 | 0 | 0 | 0
F2_Commercial_Lodging_New_Office Equipment_Electric_POS Terminal_E3 | F2 | Commercial | Lodging | New | Office Equipment | Electric | POS Terminal | E3 | TRC BC Ratio | 0 | 0 | 0 | 0 | 0 | 0 | 0 | 0 | 0 | 0 | 0 | 0 | 0 | 0 | 0 | 0 | 0 | 0 | 0 | 0 | 0 | 0 | 0 | 0 | 0 | 0 | 0 | 0 | 0 | 0
F2_Commercial_Lodging_New_Office Equipment_Electric_POS Terminal_E4 | F2 | Commercial | Lodging | New | Office Equipment | Electric | POS Terminal | E4 | TRC BC Ratio | 0 | 0 | 0 | 0 | 0 | 0 | 0 | 0 | 0 | 0 | 0 | 0 | 0 | 0 | 0 | 0 | 0 | 0 | 0 | 0 | 0 | 0 | 0 | 0 | 0 | 0 | 0 | 0 | 0 | 0
F2_Commercial_Lodging_New_Office Equipment_Electric_POS Terminal_E5 | F2 | Commercial | Lodging | New | Office Equipment | Electric | POS Terminal | E5 | TRC BC Ratio | 0 | 0 | 0 | 0 | 0 | 0 | 0 | 0 | 0 | 0 | 0 | 0 | 0 | 0 | 0 | 0 | 0 | 0 | 0 | 0 | 0 | 0 | 0 | 0 | 0 | 0 | 0 | 0 | 0 | 0
F2_Commercial_Lodging_New_Office Equipment_Electric_POS Terminal_E6 | F2 | Commercial | Lodging | New | Office Equipment | Electric | POS Terminal | E6 | TRC BC Ratio | 0 | 0 | 0 | 0 | 0 | 0 | 0 | 0 | 0 | 0 | 0 | 0 | 0 | 0 | 0 | 0 | 0 | 0 | 0 | 0 | 0 | 0 | 0 | 0 | 0 | 0 | 0 | 0 | 0 | 0
F2_Commercial_Lodging_New_Office Equipment_Electric_POS Terminal_E7 | F2 | Commercial | Lodging | New | Office Equipment | Electric | POS Terminal | E7 | TRC BC Ratio | 0 | 0 | 0 | 0 | 0 | 0 | 0 | 0 | 0 | 0 | 0 | 0 | 0 | 0 | 0 | 0 | 0 | 0 | 0 | 0 | 0 | 0 | 0 | 0 | 0 | 0 | 0 | 0 | 0 | 0
F2_Commercial_Lodging_New_Office Equipment_Electric_POS Terminal_E8 | F2 | Commercial | Lodging | New | Office Equipment | Electric | POS Terminal | E8 | TRC BC Ratio | 0 | 0 | 0 | 0 | 0 | 0 | 0 | 0 | 0 | 0 | 0 | 0 | 0 | 0 | 0 | 0 | 0 | 0 | 0 | 0 | 0 | 0 | 0 | 0 | 0 | 0 | 0 | 0 | 0 | 0
F2_Commercial_Lodging_New_Office Equipment_Electric_POS Terminal_E9 | F2 | Commercial | Lodging | New | Office Equipment | Electric | POS Terminal | E9 | TRC BC Ratio | 0 | 0 | 0 | 0 | 0 | 0 | 0 | 0 | 0 | 0 | 0 | 0 | 0 | 0 | 0 | 0 | 0 | 0 | 0 | 0 | 0 | 0 | 0 | 0 | 0 | 0 | 0 | 0 | 0 | 0
F2_Commercial_Lodging_New_Office Equipment_Electric_POS Terminal_E10 | F2 | Commercial | Lodging | New | Office Equipment | Electric | POS Terminal | E10 | TRC BC Ratio | 0 | 0 | 0 | 0 | 0 | 0 | 0 | 0 | 0 | 0 | 0 | 0 | 0 | 0 | 0 | 0 | 0 | 0 | 0 | 0 | 0 | 0 | 0 | 0 | 0 | 0 | 0 | 0 | 0 | 0
F3_Commercial_Lodging_New_Office Equipment_Electric_POS Terminal_E1 | F3 | Commercial | Lodging | New | Office Equipment | Electric | POS Terminal | E1 | PACT BC Ratio | 0 | 0 | 0 | 0 | 0 | 0 | 0 | 0 | 0 | 0 | 0 | 0 | 0 | 0 | 0 | 0 | 0 | 0 | 0 | 0 | 0 | 0 | 0 | 0 | 0 | 0 | 0 | 0 | 0 | 0
F3_Commercial_Lodging_New_Office Equipment_Electric_POS Terminal_E2 | F3 | Commercial | Lodging | New | Office Equipment | Electric | POS Terminal | E2 | PACT BC Ratio | 0 | 0 | 0 | 0 | 0 | 0 | 0 | 0 | 0 | 0 | 0 | 0 | 0 | 0 | 0 | 0 | 0 | 0 | 0 | 0 | 0 | 0 | 0 | 0 | 0 | 0 | 0 | 0 | 0 | 0
F3_Commercial_Lodging_New_Office Equipment_Electric_POS Terminal_E3 | F3 | Commercial | Lodging | New | Office Equipment | Electric | POS Terminal | E3 | PACT BC Ratio | 0 | 0 | 0 | 0 | 0 | 0 | 0 | 0 | 0 | 0 | 0 | 0 | 0 | 0 | 0 | 0 | 0 | 0 | 0 | 0 | 0 | 0 | 0 | 0 | 0 | 0 | 0 | 0 | 0 | 0
F3_Commercial_Lodging_New_Office Equipment_Electric_POS Terminal_E4 | F3 | Commercial | Lodging | New | Office Equipment | Electric | POS Terminal | E4 | PACT BC Ratio | 0 | 0 | 0 | 0 | 0 | 0 | 0 | 0 | 0 | 0 | 0 | 0 | 0 | 0 | 0 | 0 | 0 | 0 | 0 | 0 | 0 | 0 | 0 | 0 | 0 | 0 | 0 | 0 | 0 | 0
F3_Commercial_Lodging_New_Office Equipment_Electric_POS Terminal_E5 | F3 | Commercial | Lodging | New | Office Equipment | Electric | POS Terminal | E5 | PACT BC Ratio | 0 | 0 | 0 | 0 | 0 | 0 | 0 | 0 | 0 | 0 | 0 | 0 | 0 | 0 | 0 | 0 | 0 | 0 | 0 | 0 | 0 | 0 | 0 | 0 | 0 | 0 | 0 | 0 | 0 | 0
F3_Commercial_Lodging_New_Office Equipment_Electric_POS Terminal_E6 | F3 | Commercial | Lodging | New | Office Equipment | Electric | POS Terminal | E6 | PACT BC Ratio | 0 | 0 | 0 | 0 | 0 | 0 | 0 | 0 | 0 | 0 | 0 | 0 | 0 | 0 | 0 | 0 | 0 | 0 | 0 | 0 | 0 | 0 | 0 | 0 | 0 | 0 | 0 | 0 | 0 | 0
F3_Commercial_Lodging_New_Office Equipment_Electric_POS Terminal_E7 | F3 | Commercial | Lodging | New | Office Equipment | Electric | POS Terminal | E7 | PACT BC Ratio | 0 | 0 | 0 | 0 | 0 | 0 | 0 | 0 | 0 | 0 | 0 | 0 | 0 | 0 | 0 | 0 | 0 | 0 | 0 | 0 | 0 | 0 | 0 | 0 | 0 | 0 | 0 | 0 | 0 | 0
F3_Commercial_Lodging_New_Office Equipment_Electric_POS Terminal_E8 | F3 | Commercial | Lodging | New | Office Equipment | Electric | POS Terminal | E8 | PACT BC Ratio | 0 | 0 | 0 | 0 | 0 | 0 | 0 | 0 | 0 | 0 | 0 | 0 | 0 | 0 | 0 | 0 | 0 | 0 | 0 | 0 | 0 | 0 | 0 | 0 | 0 | 0 | 0 | 0 | 0 | 0
F3_Commercial_Lodging_New_Office Equipment_Electric_POS Terminal_E9 | F3 | Commercial | Lodging | New | Office Equipment | Electric | POS Terminal | E9 | PACT BC Ratio | 0 | 0 | 0 | 0 | 0 | 0 | 0 | 0 | 0 | 0 | 0 | 0 | 0 | 0 | 0 | 0 | 0 | 0 | 0 | 0 | 0 | 0 | 0 | 0 | 0 | 0 | 0 | 0 | 0 | 0
F3_Commercial_Lodging_New_Office Equipment_Electric_POS Terminal_E10 | F3 | Commercial | Lodging | New | Office Equipment | Electric | POS Terminal | E10 | PACT BC Ratio | 0 | 0 | 0 | 0 | 0 | 0 | 0 | 0 | 0 | 0 | 0 | 0 | 0 | 0 | 0 | 0 | 0 | 0 | 0 | 0 | 0 | 0 | 0 | 0 | 0 | 0 | 0 | 0 | 0 | 0
F4_Commercial_Lodging_New_Office Equipment_Electric_POS Terminal_E1 | F4 | Commercial | Lodging | New | Office Equipment | Electric | POS Terminal | E1 | RVT BC Ratio | 0 | 0 | 0 | 0 | 0 | 0 | 0 | 0 | 0 | 0 | 0 | 0 | 0 | 0 | 0 | 0 | 0 | 0 | 0 | 0 | 0 | 0 | 0 | 0 | 0 | 0 | 0 | 0 | 0 | 0
F4_Commercial_Lodging_New_Office Equipment_Electric_POS Terminal_E2 | F4 | Commercial | Lodging | New | Office Equipment | Electric | POS Terminal | E2 | RVT BC Ratio | 0 | 0 | 0 | 0 | 0 | 0 | 0 | 0 | 0 | 0 | 0 | 0 | 0 | 0 | 0 | 0 | 0 | 0 | 0 | 0 | 0 | 0 | 0 | 0 | 0 | 0 | 0 | 0 | 0 | 0
F4_Commercial_Lodging_New_Office Equipment_Electric_POS Terminal_E3 | F4 | Commercial | Lodging | New | Office Equipment | Electric | POS Terminal | E3 | RVT BC Ratio | 0 | 0 | 0 | 0 | 0 | 0 | 0 | 0 | 0 | 0 | 0 | 0 | 0 | 0 | 0 | 0 | 0 | 0 | 0 | 0 | 0 | 0 | 0 | 0 | 0 | 0 | 0 | 0 | 0 | 0
F4_Commercial_Lodging_New_Office Equipment_Electric_POS Terminal_E4 | F4 | Commercial | Lodging | New | Office Equipment | Electric | POS Terminal | E4 | RVT BC Ratio | 0 | 0 | 0 | 0 | 0 | 0 | 0 | 0 | 0 | 0 | 0 | 0 | 0 | 0 | 0 | 0 | 0 | 0 | 0 | 0 | 0 | 0 | 0 | 0 | 0 | 0 | 0 | 0 | 0 | 0
F4_Commercial_Lodging_New_Office Equipment_Electric_POS Terminal_E5 | F4 | Commercial | Lodging | New | Office Equipment | Electric | POS Terminal | E5 | RVT BC Ratio | 0 | 0 | 0 | 0 | 0 | 0 | 0 | 0 | 0 | 0 | 0 | 0 | 0 | 0 | 0 | 0 | 0 | 0 | 0 | 0 | 0 | 0 | 0 | 0 | 0 | 0 | 0 | 0 | 0 | 0
F4_Commercial_Lodging_New_Office Equipment_Electric_POS Terminal_E6 | F4 | Commercial | Lodging | New | Office Equipment | Electric | POS Terminal | E6 | RVT BC Ratio | 0 | 0 | 0 | 0 | 0 | 0 | 0 | 0 | 0 | 0 | 0 | 0 | 0 | 0 | 0 | 0 | 0 | 0 | 0 | 0 | 0 | 0 | 0 | 0 | 0 | 0 | 0 | 0 | 0 | 0
F4_Commercial_Lodging_New_Office Equipment_Electric_POS Terminal_E7 | F4 | Commercial | Lodging | New | Office Equipment | Electric | POS Terminal | E7 | RVT BC Ratio | 0 | 0 | 0 | 0 | 0 | 0 | 0 | 0 | 0 | 0 | 0 | 0 | 0 | 0 | 0 | 0 | 0 | 0 | 0 | 0 | 0 | 0 | 0 | 0 | 0 | 0 | 0 | 0 | 0 | 0
F4_Commercial_Lodging_New_Office Equipment_Electric_POS Terminal_E8 | F4 | Commercial | Lodging | New | Office Equipment | Electric | POS Terminal | E8 | RVT BC Ratio | 0 | 0 | 0 | 0 | 0 | 0 | 0 | 0 | 0 | 0 | 0 | 0 | 0 | 0 | 0 | 0 | 0 | 0 | 0 | 0 | 0 | 0 | 0 | 0 | 0 | 0 | 0 | 0 | 0 | 0
F4_Commercial_Lodging_New_Office Equipment_Electric_POS Terminal_E9 | F4 | Commercial | Lodging | New | Office Equipment | Electric | POS Terminal | E9 | RVT BC Ratio | 0 | 0 | 0 | 0 | 0 | 0 | 0 | 0 | 0 | 0 | 0 | 0 | 0 | 0 | 0 | 0 | 0 | 0 | 0 | 0 | 0 | 0 | 0 | 0 | 0 | 0 | 0 | 0 | 0 | 0
F4_Commercial_Lodging_New_Office Equipment_Electric_POS Terminal_E10 | F4 | Commercial | Lodging | New | Office Equipment | Electric | POS Terminal | E10 | RVT BC Ratio | 0 | 0 | 0 | 0 | 0 | 0 | 0 | 0 | 0 | 0 | 0 | 0 | 0 | 0 | 0 | 0 | 0 | 0 | 0 | 0 | 0 | 0 | 0 | 0 | 0 | 0 | 0 | 0 | 0 | 0
F5_Commercial_Lodging_New_Office Equipment_Electric_POS Terminal_E1 | F5 | Commercial | Lodging | New | Office Equipment | Electric | POS Terminal | E1 | RIM BC Ratio | 0 | 0 | 0 | 0 | 0 | 0 | 0 | 0 | 0 | 0 | 0 | 0 | 0 | 0 | 0 | 0 | 0 | 0 | 0 | 0 | 0 | 0 | 0 | 0 | 0 | 0 | 0 | 0 | 0 | 0
F5_Commercial_Lodging_New_Office Equipment_Electric_POS Terminal_E2 | F5 | Commercial | Lodging | New | Office Equipment | Electric | POS Terminal | E2 | RIM BC Ratio | 0 | 0 | 0 | 0 | 0 | 0 | 0 | 0 | 0 | 0 | 0 | 0 | 0 | 0 | 0 | 0 | 0 | 0 | 0 | 0 | 0 | 0 | 0 | 0 | 0 | 0 | 0 | 0 | 0 | 0
F5_Commercial_Lodging_New_Office Equipment_Electric_POS Terminal_E3 | F5 | Commercial | Lodging | New | Office Equipment | Electric | POS Terminal | E3 | RIM BC Ratio | 0 | 0 | 0 | 0 | 0 | 0 | 0 | 0 | 0 | 0 | 0 | 0 | 0 | 0 | 0 | 0 | 0 | 0 | 0 | 0 | 0 | 0 | 0 | 0 | 0 | 0 | 0 | 0 | 0 | 0
F5_Commercial_Lodging_New_Office Equipment_Electric_POS Terminal_E4 | F5 | Commercial | Lodging | New | Office Equipment | Electric | POS Terminal | E4 | RIM BC Ratio | 0 | 0 | 0 | 0 | 0 | 0 | 0 | 0 | 0 | 0 | 0 | 0 | 0 | 0 | 0 | 0 | 0 | 0 | 0 | 0 | 0 | 0 | 0 | 0 | 0 | 0 | 0 | 0 | 0 | 0
F5_Commercial_Lodging_New_Office Equipment_Electric_POS Terminal_E5 | F5 | Commercial | Lodging | New | Office Equipment | Electric | POS Terminal | E5 | RIM BC Ratio | 0 | 0 | 0 | 0 | 0 | 0 | 0 | 0 | 0 | 0 | 0 | 0 | 0 | 0 | 0 | 0 | 0 | 0 | 0 | 0 | 0 | 0 | 0 | 0 | 0 | 0 | 0 | 0 | 0 | 0
F5_Commercial_Lodging_New_Office Equipment_Electric_POS Terminal_E6 | F5 | Commercial | Lodging | New | Office Equipment | Electric | POS Terminal | E6 | RIM BC Ratio | 0 | 0 | 0 | 0 | 0 | 0 | 0 | 0 | 0 | 0 | 0 | 0 | 0 | 0 | 0 | 0 | 0 | 0 | 0 | 0 | 0 | 0 | 0 | 0 | 0 | 0 | 0 | 0 | 0 | 0
F5_Commercial_Lodging_New_Office Equipment_Electric_POS Terminal_E7 | F5 | Commercial | Lodging | New | Office Equipment | Electric | POS Terminal | E7 | RIM BC Ratio | 0 | 0 | 0 | 0 | 0 | 0 | 0 | 0 | 0 | 0 | 0 | 0 | 0 | 0 | 0 | 0 | 0 | 0 | 0 | 0 | 0 | 0 | 0 | 0 | 0 | 0 | 0 | 0 | 0 | 0
F5_Commercial_Lodging_New_Office Equipment_Electric_POS Terminal_E8 | F5 | Commercial | Lodging | New | Office Equipment | Electric | POS Terminal | E8 | RIM BC Ratio | 0 | 0 | 0 | 0 | 0 | 0 | 0 | 0 | 0 | 0 | 0 | 0 | 0 | 0 | 0 | 0 | 0 | 0 | 0 | 0 | 0 | 0 | 0 | 0 | 0 | 0 | 0 | 0 | 0 | 0
F5_Commercial_Lodging_New_Office Equipment_Electric_POS Terminal_E9 | F5 | Commercial | Lodging | New | Office Equipment | Electric | POS Terminal | E9 | RIM BC Ratio | 0 | 0 | 0 | 0 | 0 | 0 | 0 | 0 | 0 | 0 | 0 | 0 | 0 | 0 | 0 | 0 | 0 | 0 | 0 | 0 | 0 | 0 | 0 | 0 | 0 | 0 | 0 | 0 | 0 | 0
F5_Commercial_Lodging_New_Office Equipment_Electric_POS Terminal_E10 | F5 | Commercial | Lodging | New | Office Equipment | Electric | POS Terminal | E10 | RIM BC Ratio | 0 | 0 | 0 | 0 | 0 | 0 | 0 | 0 | 0 | 0 | 0 | 0 | 0 | 0 | 0 | 0 | 0 | 0 | 0 | 0 | 0 | 0 | 0 | 0 | 0 | 0 | 0 | 0 | 0 | 0
F0_Commercial_Lodging_New_Miscellaneous_Electric_Non-HVAC Motors_E0 | F0 | Commercial | Lodging | New | Miscellaneous | Electric | Non-HVAC Motors | E0 | Economic Unit | 0 | 0 | 0 | 0 | 0 | 0 | 0 | 0 | 0 | 0 | 0 | 0 | 0 | 0 | 0 | 0 | 0 | 0 | 0 | 0 | 0 | 0 | 0 | 0 | 0 | 0 | 0 | 0 | 0 | 0
F1_Commercial_Lodging_New_Miscellaneous_Electric_Non-HVAC Motors_E1 | F1 | Commercial | Lodging | New | Miscellaneous | Electric | Non-HVAC Motors | E1 | CCE | 0 | 0 | 0 | 0 | 0 | 0 | 0 | 0 | 0 | 0 | 0 | 0 | 0 | 0 | 0 | 0 | 0 | 0 | 0 | 0 | 0 | 0 | 0 | 0 | 0 | 0 | 0 | 0 | 0 | 0
F1_Commercial_Lodging_New_Miscellaneous_Electric_Non-HVAC Motors_E2 | F1 | Commercial | Lodging | New | Miscellaneous | Electric | Non-HVAC Motors | E2 | CCE | 0 | 0 | 0 | 0 | 0 | 0 | 0 | 0 | 0 | 0 | 0 | 0 | 0 | 0 | 0 | 0 | 0 | 0 | 0 | 0 | 0 | 0 | 0 | 0 | 0 | 0 | 0 | 0 | 0 | 0
F1_Commercial_Lodging_New_Miscellaneous_Electric_Non-HVAC Motors_E3 | F1 | Commercial | Lodging | New | Miscellaneous | Electric | Non-HVAC Motors | E3 | CCE | 0 | 0 | 0 | 0 | 0 | 0 | 0 | 0 | 0 | 0 | 0 | 0 | 0 | 0 | 0 | 0 | 0 | 0 | 0 | 0 | 0 | 0 | 0 | 0 | 0 | 0 | 0 | 0 | 0 | 0
F1_Commercial_Lodging_New_Miscellaneous_Electric_Non-HVAC Motors_E4 | F1 | Commercial | Lodging | New | Miscellaneous | Electric | Non-HVAC Motors | E4 | CCE | 0 | 0 | 0 | 0 | 0 | 0 | 0 | 0 | 0 | 0 | 0 | 0 | 0 | 0 | 0 | 0 | 0 | 0 | 0 | 0 | 0 | 0 | 0 | 0 | 0 | 0 | 0 | 0 | 0 | 0
F1_Commercial_Lodging_New_Miscellaneous_Electric_Non-HVAC Motors_E5 | F1 | Commercial | Lodging | New | Miscellaneous | Electric | Non-HVAC Motors | E5 | CCE | 0 | 0 | 0 | 0 | 0 | 0 | 0 | 0 | 0 | 0 | 0 | 0 | 0 | 0 | 0 | 0 | 0 | 0 | 0 | 0 | 0 | 0 | 0 | 0 | 0 | 0 | 0 | 0 | 0 | 0
F1_Commercial_Lodging_New_Miscellaneous_Electric_Non-HVAC Motors_E6 | F1 | Commercial | Lodging | New | Miscellaneous | Electric | Non-HVAC Motors | E6 | CCE | 0 | 0 | 0 | 0 | 0 | 0 | 0 | 0 | 0 | 0 | 0 | 0 | 0 | 0 | 0 | 0 | 0 | 0 | 0 | 0 | 0 | 0 | 0 | 0 | 0 | 0 | 0 | 0 | 0 | 0
F1_Commercial_Lodging_New_Miscellaneous_Electric_Non-HVAC Motors_E7 | F1 | Commercial | Lodging | New | Miscellaneous | Electric | Non-HVAC Motors | E7 | CCE | 0 | 0 | 0 | 0 | 0 | 0 | 0 | 0 | 0 | 0 | 0 | 0 | 0 | 0 | 0 | 0 | 0 | 0 | 0 | 0 | 0 | 0 | 0 | 0 | 0 | 0 | 0 | 0 | 0 | 0
F1_Commercial_Lodging_New_Miscellaneous_Electric_Non-HVAC Motors_E8 | F1 | Commercial | Lodging | New | Miscellaneous | Electric | Non-HVAC Motors | E8 | CCE | 0 | 0 | 0 | 0 | 0 | 0 | 0 | 0 | 0 | 0 | 0 | 0 | 0 | 0 | 0 | 0 | 0 | 0 | 0 | 0 | 0 | 0 | 0 | 0 | 0 | 0 | 0 | 0 | 0 | 0
F1_Commercial_Lodging_New_Miscellaneous_Electric_Non-HVAC Motors_E9 | F1 | Commercial | Lodging | New | Miscellaneous | Electric | Non-HVAC Motors | E9 | CCE | 0 | 0 | 0 | 0 | 0 | 0 | 0 | 0 | 0 | 0 | 0 | 0 | 0 | 0 | 0 | 0 | 0 | 0 | 0 | 0 | 0 | 0 | 0 | 0 | 0 | 0 | 0 | 0 | 0 | 0
F1_Commercial_Lodging_New_Miscellaneous_Electric_Non-HVAC Motors_E10 | F1 | Commercial | Lodging | New | Miscellaneous | Electric | Non-HVAC Motors | E10 | CCE | 0 | 0 | 0 | 0 | 0 | 0 | 0 | 0 | 0 | 0 | 0 | 0 | 0 | 0 | 0 | 0 | 0 | 0 | 0 | 0 | 0 | 0 | 0 | 0 | 0 | 0 | 0 | 0 | 0 | 0
F2_Commercial_Lodging_New_Miscellaneous_Electric_Non-HVAC Motors_E1 | F2 | Commercial | Lodging | New | Miscellaneous | Electric | Non-HVAC Motors | E1 | TRC BC Ratio | 0 | 0 | 0 | 0 | 0 | 0 | 0 | 0 | 0 | 0 | 0 | 0 | 0 | 0 | 0 | 0 | 0 | 0 | 0 | 0 | 0 | 0 | 0 | 0 | 0 | 0 | 0 | 0 | 0 | 0
F2_Commercial_Lodging_New_Miscellaneous_Electric_Non-HVAC Motors_E2 | F2 | Commercial | Lodging | New | Miscellaneous | Electric | Non-HVAC Motors | E2 | TRC BC Ratio | 0 | 0 | 0 | 0 | 0 | 0 | 0 | 0 | 0 | 0 | 0 | 0 | 0 | 0 | 0 | 0 | 0 | 0 | 0 | 0 | 0 | 0 | 0 | 0 | 0 | 0 | 0 | 0 | 0 | 0
F2_Commercial_Lodging_New_Miscellaneous_Electric_Non-HVAC Motors_E3 | F2 | Commercial | Lodging | New | Miscellaneous | Electric | Non-HVAC Motors | E3 | TRC BC Ratio | 0 | 0 | 0 | 0 | 0 | 0 | 0 | 0 | 0 | 0 | 0 | 0 | 0 | 0 | 0 | 0 | 0 | 0 | 0 | 0 | 0 | 0 | 0 | 0 | 0 | 0 | 0 | 0 | 0 | 0
F2_Commercial_Lodging_New_Miscellaneous_Electric_Non-HVAC Motors_E4 | F2 | Commercial | Lodging | New | Miscellaneous | Electric | Non-HVAC Motors | E4 | TRC BC Ratio | 0 | 0 | 0 | 0 | 0 | 0 | 0 | 0 | 0 | 0 | 0 | 0 | 0 | 0 | 0 | 0 | 0 | 0 | 0 | 0 | 0 | 0 | 0 | 0 | 0 | 0 | 0 | 0 | 0 | 0
F2_Commercial_Lodging_New_Miscellaneous_Electric_Non-HVAC Motors_E5 | F2 | Commercial | Lodging | New | Miscellaneous | Electric | Non-HVAC Motors | E5 | TRC BC Ratio | 0 | 0 | 0 | 0 | 0 | 0 | 0 | 0 | 0 | 0 | 0 | 0 | 0 | 0 | 0 | 0 | 0 | 0 | 0 | 0 | 0 | 0 | 0 | 0 | 0 | 0 | 0 | 0 | 0 | 0
F2_Commercial_Lodging_New_Miscellaneous_Electric_Non-HVAC Motors_E6 | F2 | Commercial | Lodging | New | Miscellaneous | Electric | Non-HVAC Motors | E6 | TRC BC Ratio | 0 | 0 | 0 | 0 | 0 | 0 | 0 | 0 | 0 | 0 | 0 | 0 | 0 | 0 | 0 | 0 | 0 | 0 | 0 | 0 | 0 | 0 | 0 | 0 | 0 | 0 | 0 | 0 | 0 | 0
F2_Commercial_Lodging_New_Miscellaneous_Electric_Non-HVAC Motors_E7 | F2 | Commercial | Lodging | New | Miscellaneous | Electric | Non-HVAC Motors | E7 | TRC BC Ratio | 0 | 0 | 0 | 0 | 0 | 0 | 0 | 0 | 0 | 0 | 0 | 0 | 0 | 0 | 0 | 0 | 0 | 0 | 0 | 0 | 0 | 0 | 0 | 0 | 0 | 0 | 0 | 0 | 0 | 0
F2_Commercial_Lodging_New_Miscellaneous_Electric_Non-HVAC Motors_E8 | F2 | Commercial | Lodging | New | Miscellaneous | Electric | Non-HVAC Motors | E8 | TRC BC Ratio | 0 | 0 | 0 | 0 | 0 | 0 | 0 | 0 | 0 | 0 | 0 | 0 | 0 | 0 | 0 | 0 | 0 | 0 | 0 | 0 | 0 | 0 | 0 | 0 | 0 | 0 | 0 | 0 | 0 | 0
F2_Commercial_Lodging_New_Miscellaneous_Electric_Non-HVAC Motors_E9 | F2 | Commercial | Lodging | New | Miscellaneous | Electric | Non-HVAC Motors | E9 | TRC BC Ratio | 0 | 0 | 0 | 0 | 0 | 0 | 0 | 0 | 0 | 0 | 0 | 0 | 0 | 0 | 0 | 0 | 0 | 0 | 0 | 0 | 0 | 0 | 0 | 0 | 0 | 0 | 0 | 0 | 0 | 0
F2_Commercial_Lodging_New_Miscellaneous_Electric_Non-HVAC Motors_E10 | F2 | Commercial | Lodging | New | Miscellaneous | Electric | Non-HVAC Motors | E10 | TRC BC Ratio | 0 | 0 | 0 | 0 | 0 | 0 | 0 | 0 | 0 | 0 | 0 | 0 | 0 | 0 | 0 | 0 | 0 | 0 | 0 | 0 | 0 | 0 | 0 | 0 | 0 | 0 | 0 | 0 | 0 | 0
F3_Commercial_Lodging_New_Miscellaneous_Electric_Non-HVAC Motors_E1 | F3 | Commercial | Lodging | New | Miscellaneous | Electric | Non-HVAC Motors | E1 | PACT BC Ratio | 0 | 0 | 0 | 0 | 0 | 0 | 0 | 0 | 0 | 0 | 0 | 0 | 0 | 0 | 0 | 0 | 0 | 0 | 0 | 0 | 0 | 0 | 0 | 0 | 0 | 0 | 0 | 0 | 0 | 0
F3_Commercial_Lodging_New_Miscellaneous_Electric_Non-HVAC Motors_E2 | F3 | Commercial | Lodging | New | Miscellaneous | Electric | Non-HVAC Motors | E2 | PACT BC Ratio | 0 | 0 | 0 | 0 | 0 | 0 | 0 | 0 | 0 | 0 | 0 | 0 | 0 | 0 | 0 | 0 | 0 | 0 | 0 | 0 | 0 | 0 | 0 | 0 | 0 | 0 | 0 | 0 | 0 | 0
F3_Commercial_Lodging_New_Miscellaneous_Electric_Non-HVAC Motors_E3 | F3 | Commercial | Lodging | New | Miscellaneous | Electric | Non-HVAC Motors | E3 | PACT BC Ratio | 0 | 0 | 0 | 0 | 0 | 0 | 0 | 0 | 0 | 0 | 0 | 0 | 0 | 0 | 0 | 0 | 0 | 0 | 0 | 0 | 0 | 0 | 0 | 0 | 0 | 0 | 0 | 0 | 0 | 0
F3_Commercial_Lodging_New_Miscellaneous_Electric_Non-HVAC Motors_E4 | F3 | Commercial | Lodging | New | Miscellaneous | Electric | Non-HVAC Motors | E4 | PACT BC Ratio | 0 | 0 | 0 | 0 | 0 | 0 | 0 | 0 | 0 | 0 | 0 | 0 | 0 | 0 | 0 | 0 | 0 | 0 | 0 | 0 | 0 | 0 | 0 | 0 | 0 | 0 | 0 | 0 | 0 | 0
F3_Commercial_Lodging_New_Miscellaneous_Electric_Non-HVAC Motors_E5 | F3 | Commercial | Lodging | New | Miscellaneous | Electric | Non-HVAC Motors | E5 | PACT BC Ratio | 0 | 0 | 0 | 0 | 0 | 0 | 0 | 0 | 0 | 0 | 0 | 0 | 0 | 0 | 0 | 0 | 0 | 0 | 0 | 0 | 0 | 0 | 0 | 0 | 0 | 0 | 0 | 0 | 0 | 0
F3_Commercial_Lodging_New_Miscellaneous_Electric_Non-HVAC Motors_E6 | F3 | Commercial | Lodging | New | Miscellaneous | Electric | Non-HVAC Motors | E6 | PACT BC Ratio | 0 | 0 | 0 | 0 | 0 | 0 | 0 | 0 | 0 | 0 | 0 | 0 | 0 | 0 | 0 | 0 | 0 | 0 | 0 | 0 | 0 | 0 | 0 | 0 | 0 | 0 | 0 | 0 | 0 | 0
F3_Commercial_Lodging_New_Miscellaneous_Electric_Non-HVAC Motors_E7 | F3 | Commercial | Lodging | New | Miscellaneous | Electric | Non-HVAC Motors | E7 | PACT BC Ratio | 0 | 0 | 0 | 0 | 0 | 0 | 0 | 0 | 0 | 0 | 0 | 0 | 0 | 0 | 0 | 0 | 0 | 0 | 0 | 0 | 0 | 0 | 0 | 0 | 0 | 0 | 0 | 0 | 0 | 0
F3_Commercial_Lodging_New_Miscellaneous_Electric_Non-HVAC Motors_E8 | F3 | Commercial | Lodging | New | Miscellaneous | Electric | Non-HVAC Motors | E8 | PACT BC Ratio | 0 | 0 | 0 | 0 | 0 | 0 | 0 | 0 | 0 | 0 | 0 | 0 | 0 | 0 | 0 | 0 | 0 | 0 | 0 | 0 | 0 | 0 | 0 | 0 | 0 | 0 | 0 | 0 | 0 | 0
F3_Commercial_Lodging_New_Miscellaneous_Electric_Non-HVAC Motors_E9 | F3 | Commercial | Lodging | New | Miscellaneous | Electric | Non-HVAC Motors | E9 | PACT BC Ratio | 0 | 0 | 0 | 0 | 0 | 0 | 0 | 0 | 0 | 0 | 0 | 0 | 0 | 0 | 0 | 0 | 0 | 0 | 0 | 0 | 0 | 0 | 0 | 0 | 0 | 0 | 0 | 0 | 0 | 0
F3_Commercial_Lodging_New_Miscellaneous_Electric_Non-HVAC Motors_E10 | F3 | Commercial | Lodging | New | Miscellaneous | Electric | Non-HVAC Motors | E10 | PACT BC Ratio | 0 | 0 | 0 | 0 | 0 | 0 | 0 | 0 | 0 | 0 | 0 | 0 | 0 | 0 | 0 | 0 | 0 | 0 | 0 | 0 | 0 | 0 | 0 | 0 | 0 | 0 | 0 | 0 | 0 | 0
F4_Commercial_Lodging_New_Miscellaneous_Electric_Non-HVAC Motors_E1 | F4 | Commercial | Lodging | New | Miscellaneous | Electric | Non-HVAC Motors | E1 | RVT BC Ratio | 0 | 0 | 0 | 0 | 0 | 0 | 0 | 0 | 0 | 0 | 0 | 0 | 0 | 0 | 0 | 0 | 0 | 0 | 0 | 0 | 0 | 0 | 0 | 0 | 0 | 0 | 0 | 0 | 0 | 0
F4_Commercial_Lodging_New_Miscellaneous_Electric_Non-HVAC Motors_E2 | F4 | Commercial | Lodging | New | Miscellaneous | Electric | Non-HVAC Motors | E2 | RVT BC Ratio | 0 | 0 | 0 | 0 | 0 | 0 | 0 | 0 | 0 | 0 | 0 | 0 | 0 | 0 | 0 | 0 | 0 | 0 | 0 | 0 | 0 | 0 | 0 | 0 | 0 | 0 | 0 | 0 | 0 | 0
F4_Commercial_Lodging_New_Miscellaneous_Electric_Non-HVAC Motors_E3 | F4 | Commercial | Lodging | New | Miscellaneous | Electric | Non-HVAC Motors | E3 | RVT BC Ratio | 0 | 0 | 0 | 0 | 0 | 0 | 0 | 0 | 0 | 0 | 0 | 0 | 0 | 0 | 0 | 0 | 0 | 0 | 0 | 0 | 0 | 0 | 0 | 0 | 0 | 0 | 0 | 0 | 0 | 0
F4_Commercial_Lodging_New_Miscellaneous_Electric_Non-HVAC Motors_E4 | F4 | Commercial | Lodging | New | Miscellaneous | Electric | Non-HVAC Motors | E4 | RVT BC Ratio | 0 | 0 | 0 | 0 | 0 | 0 | 0 | 0 | 0 | 0 | 0 | 0 | 0 | 0 | 0 | 0 | 0 | 0 | 0 | 0 | 0 | 0 | 0 | 0 | 0 | 0 | 0 | 0 | 0 | 0
F4_Commercial_Lodging_New_Miscellaneous_Electric_Non-HVAC Motors_E5 | F4 | Commercial | Lodging | New | Miscellaneous | Electric | Non-HVAC Motors | E5 | RVT BC Ratio | 0 | 0 | 0 | 0 | 0 | 0 | 0 | 0 | 0 | 0 | 0 | 0 | 0 | 0 | 0 | 0 | 0 | 0 | 0 | 0 | 0 | 0 | 0 | 0 | 0 | 0 | 0 | 0 | 0 | 0
F4_Commercial_Lodging_New_Miscellaneous_Electric_Non-HVAC Motors_E6 | F4 | Commercial | Lodging | New | Miscellaneous | Electric | Non-HVAC Motors | E6 | RVT BC Ratio | 0 | 0 | 0 | 0 | 0 | 0 | 0 | 0 | 0 | 0 | 0 | 0 | 0 | 0 | 0 | 0 | 0 | 0 | 0 | 0 | 0 | 0 | 0 | 0 | 0 | 0 | 0 | 0 | 0 | 0
F4_Commercial_Lodging_New_Miscellaneous_Electric_Non-HVAC Motors_E7 | F4 | Commercial | Lodging | New | Miscellaneous | Electric | Non-HVAC Motors | E7 | RVT BC Ratio | 0 | 0 | 0 | 0 | 0 | 0 | 0 | 0 | 0 | 0 | 0 | 0 | 0 | 0 | 0 | 0 | 0 | 0 | 0 | 0 | 0 | 0 | 0 | 0 | 0 | 0 | 0 | 0 | 0 | 0
F4_Commercial_Lodging_New_Miscellaneous_Electric_Non-HVAC Motors_E8 | F4 | Commercial | Lodging | New | Miscellaneous | Electric | Non-HVAC Motors | E8 | RVT BC Ratio | 0 | 0 | 0 | 0 | 0 | 0 | 0 | 0 | 0 | 0 | 0 | 0 | 0 | 0 | 0 | 0 | 0 | 0 | 0 | 0 | 0 | 0 | 0 | 0 | 0 | 0 | 0 | 0 | 0 | 0
F4_Commercial_Lodging_New_Miscellaneous_Electric_Non-HVAC Motors_E9 | F4 | Commercial | Lodging | New | Miscellaneous | Electric | Non-HVAC Motors | E9 | RVT BC Ratio | 0 | 0 | 0 | 0 | 0 | 0 | 0 | 0 | 0 | 0 | 0 | 0 | 0 | 0 | 0 | 0 | 0 | 0 | 0 | 0 | 0 | 0 | 0 | 0 | 0 | 0 | 0 | 0 | 0 | 0
F4_Commercial_Lodging_New_Miscellaneous_Electric_Non-HVAC Motors_E10 | F4 | Commercial | Lodging | New | Miscellaneous | Electric | Non-HVAC Motors | E10 | RVT BC Ratio | 0 | 0 | 0 | 0 | 0 | 0 | 0 | 0 | 0 | 0 | 0 | 0 | 0 | 0 | 0 | 0 | 0 | 0 | 0 | 0 | 0 | 0 | 0 | 0 | 0 | 0 | 0 | 0 | 0 | 0
F5_Commercial_Lodging_New_Miscellaneous_Electric_Non-HVAC Motors_E1 | F5 | Commercial | Lodging | New | Miscellaneous | Electric | Non-HVAC Motors | E1 | RIM BC Ratio | 0 | 0 | 0 | 0 | 0 | 0 | 0 | 0 | 0 | 0 | 0 | 0 | 0 | 0 | 0 | 0 | 0 | 0 | 0 | 0 | 0 | 0 | 0 | 0 | 0 | 0 | 0 | 0 | 0 | 0
F5_Commercial_Lodging_New_Miscellaneous_Electric_Non-HVAC Motors_E2 | F5 | Commercial | Lodging | New | Miscellaneous | Electric | Non-HVAC Motors | E2 | RIM BC Ratio | 0 | 0 | 0 | 0 | 0 | 0 | 0 | 0 | 0 | 0 | 0 | 0 | 0 | 0 | 0 | 0 | 0 | 0 | 0 | 0 | 0 | 0 | 0 | 0 | 0 | 0 | 0 | 0 | 0 | 0
F5_Commercial_Lodging_New_Miscellaneous_Electric_Non-HVAC Motors_E3 | F5 | Commercial | Lodging | New | Miscellaneous | Electric | Non-HVAC Motors | E3 | RIM BC Ratio | 0 | 0 | 0 | 0 | 0 | 0 | 0 | 0 | 0 | 0 | 0 | 0 | 0 | 0 | 0 | 0 | 0 | 0 | 0 | 0 | 0 | 0 | 0 | 0 | 0 | 0 | 0 | 0 | 0 | 0
F5_Commercial_Lodging_New_Miscellaneous_Electric_Non-HVAC Motors_E4 | F5 | Commercial | Lodging | New | Miscellaneous | Electric | Non-HVAC Motors | E4 | RIM BC Ratio | 0 | 0 | 0 | 0 | 0 | 0 | 0 | 0 | 0 | 0 | 0 | 0 | 0 | 0 | 0 | 0 | 0 | 0 | 0 | 0 | 0 | 0 | 0 | 0 | 0 | 0 | 0 | 0 | 0 | 0
F5_Commercial_Lodging_New_Miscellaneous_Electric_Non-HVAC Motors_E5 | F5 | Commercial | Lodging | New | Miscellaneous | Electric | Non-HVAC Motors | E5 | RIM BC Ratio | 0 | 0 | 0 | 0 | 0 | 0 | 0 | 0 | 0 | 0 | 0 | 0 | 0 | 0 | 0 | 0 | 0 | 0 | 0 | 0 | 0 | 0 | 0 | 0 | 0 | 0 | 0 | 0 | 0 | 0
F5_Commercial_Lodging_New_Miscellaneous_Electric_Non-HVAC Motors_E6 | F5 | Commercial | Lodging | New | Miscellaneous | Electric | Non-HVAC Motors | E6 | RIM BC Ratio | 0 | 0 | 0 | 0 | 0 | 0 | 0 | 0 | 0 | 0 | 0 | 0 | 0 | 0 | 0 | 0 | 0 | 0 | 0 | 0 | 0 | 0 | 0 | 0 | 0 | 0 | 0 | 0 | 0 | 0
F5_Commercial_Lodging_New_Miscellaneous_Electric_Non-HVAC Motors_E7 | F5 | Commercial | Lodging | New | Miscellaneous | Electric | Non-HVAC Motors | E7 | RIM BC Ratio | 0 | 0 | 0 | 0 | 0 | 0 | 0 | 0 | 0 | 0 | 0 | 0 | 0 | 0 | 0 | 0 | 0 | 0 | 0 | 0 | 0 | 0 | 0 | 0 | 0 | 0 | 0 | 0 | 0 | 0
F5_Commercial_Lodging_New_Miscellaneous_Electric_Non-HVAC Motors_E8 | F5 | Commercial | Lodging | New | Miscellaneous | Electric | Non-HVAC Motors | E8 | RIM BC Ratio | 0 | 0 | 0 | 0 | 0 | 0 | 0 | 0 | 0 | 0 | 0 | 0 | 0 | 0 | 0 | 0 | 0 | 0 | 0 | 0 | 0 | 0 | 0 | 0 | 0 | 0 | 0 | 0 | 0 | 0
F5_Commercial_Lodging_New_Miscellaneous_Electric_Non-HVAC Motors_E9 | F5 | Commercial | Lodging | New | Miscellaneous | Electric | Non-HVAC Motors | E9 | RIM BC Ratio | 0 | 0 | 0 | 0 | 0 | 0 | 0 | 0 | 0 | 0 | 0 | 0 | 0 | 0 | 0 | 0 | 0 | 0 | 0 | 0 | 0 | 0 | 0 | 0 | 0 | 0 | 0 | 0 | 0 | 0
F5_Commercial_Lodging_New_Miscellaneous_Electric_Non-HVAC Motors_E10 | F5 | Commercial | Lodging | New | Miscellaneous | Electric | Non-HVAC Motors | E10 | RIM BC Ratio | 0 | 0 | 0 | 0 | 0 | 0 | 0 | 0 | 0 | 0 | 0 | 0 | 0 | 0 | 0 | 0 | 0 | 0 | 0 | 0 | 0 | 0 | 0 | 0 | 0 | 0 | 0 | 0 | 0 | 0
F0_Commercial_Lodging_New_Miscellaneous_Electric_Pool Pump_E0 | F0 | Commercial | Lodging | New | Miscellaneous | Electric | Pool Pump | E0 | Economic Unit | 0 | 0 | 0 | 0 | 0 | 0 | 0 | 0 | 0 | 0 | 0 | 0 | 0 | 0 | 0 | 0 | 0 | 0 | 0 | 0 | 0 | 0 | 0 | 0 | 0 | 0 | 0 | 0 | 0 | 0
F1_Commercial_Lodging_New_Miscellaneous_Electric_Pool Pump_E1 | F1 | Commercial | Lodging | New | Miscellaneous | Electric | Pool Pump | E1 | CCE | 0 | 0 | 0 | 0 | 0 | 0 | 0 | 0 | 0 | 0 | 0 | 0 | 0 | 0 | 0 | 0 | 0 | 0 | 0 | 0 | 0 | 0 | 0 | 0 | 0 | 0 | 0 | 0 | 0 | 0
F1_Commercial_Lodging_New_Miscellaneous_Electric_Pool Pump_E2 | F1 | Commercial | Lodging | New | Miscellaneous | Electric | Pool Pump | E2 | CCE | 0 | 0 | 0 | 0 | 0 | 0 | 0 | 0 | 0 | 0 | 0 | 0 | 0 | 0 | 0 | 0 | 0 | 0 | 0 | 0 | 0 | 0 | 0 | 0 | 0 | 0 | 0 | 0 | 0 | 0
F1_Commercial_Lodging_New_Miscellaneous_Electric_Pool Pump_E3 | F1 | Commercial | Lodging | New | Miscellaneous | Electric | Pool Pump | E3 | CCE | 0 | 0 | 0 | 0 | 0 | 0 | 0 | 0 | 0 | 0 | 0 | 0 | 0 | 0 | 0 | 0 | 0 | 0 | 0 | 0 | 0 | 0 | 0 | 0 | 0 | 0 | 0 | 0 | 0 | 0
F1_Commercial_Lodging_New_Miscellaneous_Electric_Pool Pump_E4 | F1 | Commercial | Lodging | New | Miscellaneous | Electric | Pool Pump | E4 | CCE | 0 | 0 | 0 | 0 | 0 | 0 | 0 | 0 | 0 | 0 | 0 | 0 | 0 | 0 | 0 | 0 | 0 | 0 | 0 | 0 | 0 | 0 | 0 | 0 | 0 | 0 | 0 | 0 | 0 | 0
F1_Commercial_Lodging_New_Miscellaneous_Electric_Pool Pump_E5 | F1 | Commercial | Lodging | New | Miscellaneous | Electric | Pool Pump | E5 | CCE | 0 | 0 | 0 | 0 | 0 | 0 | 0 | 0 | 0 | 0 | 0 | 0 | 0 | 0 | 0 | 0 | 0 | 0 | 0 | 0 | 0 | 0 | 0 | 0 | 0 | 0 | 0 | 0 | 0 | 0
F1_Commercial_Lodging_New_Miscellaneous_Electric_Pool Pump_E6 | F1 | Commercial | Lodging | New | Miscellaneous | Electric | Pool Pump | E6 | CCE | 0 | 0 | 0 | 0 | 0 | 0 | 0 | 0 | 0 | 0 | 0 | 0 | 0 | 0 | 0 | 0 | 0 | 0 | 0 | 0 | 0 | 0 | 0 | 0 | 0 | 0 | 0 | 0 | 0 | 0
F1_Commercial_Lodging_New_Miscellaneous_Electric_Pool Pump_E7 | F1 | Commercial | Lodging | New | Miscellaneous | Electric | Pool Pump | E7 | CCE | 0 | 0 | 0 | 0 | 0 | 0 | 0 | 0 | 0 | 0 | 0 | 0 | 0 | 0 | 0 | 0 | 0 | 0 | 0 | 0 | 0 | 0 | 0 | 0 | 0 | 0 | 0 | 0 | 0 | 0
F1_Commercial_Lodging_New_Miscellaneous_Electric_Pool Pump_E8 | F1 | Commercial | Lodging | New | Miscellaneous | Electric | Pool Pump | E8 | CCE | 0 | 0 | 0 | 0 | 0 | 0 | 0 | 0 | 0 | 0 | 0 | 0 | 0 | 0 | 0 | 0 | 0 | 0 | 0 | 0 | 0 | 0 | 0 | 0 | 0 | 0 | 0 | 0 | 0 | 0
F1_Commercial_Lodging_New_Miscellaneous_Electric_Pool Pump_E9 | F1 | Commercial | Lodging | New | Miscellaneous | Electric | Pool Pump | E9 | CCE | 0 | 0 | 0 | 0 | 0 | 0 | 0 | 0 | 0 | 0 | 0 | 0 | 0 | 0 | 0 | 0 | 0 | 0 | 0 | 0 | 0 | 0 | 0 | 0 | 0 | 0 | 0 | 0 | 0 | 0
F1_Commercial_Lodging_New_Miscellaneous_Electric_Pool Pump_E10 | F1 | Commercial | Lodging | New | Miscellaneous | Electric | Pool Pump | E10 | CCE | 0 | 0 | 0 | 0 | 0 | 0 | 0 | 0 | 0 | 0 | 0 | 0 | 0 | 0 | 0 | 0 | 0 | 0 | 0 | 0 | 0 | 0 | 0 | 0 | 0 | 0 | 0 | 0 | 0 | 0
F2_Commercial_Lodging_New_Miscellaneous_Electric_Pool Pump_E1 | F2 | Commercial | Lodging | New | Miscellaneous | Electric | Pool Pump | E1 | TRC BC Ratio | 0 | 0 | 0 | 0 | 0 | 0 | 0 | 0 | 0 | 0 | 0 | 0 | 0 | 0 | 0 | 0 | 0 | 0 | 0 | 0 | 0 | 0 | 0 | 0 | 0 | 0 | 0 | 0 | 0 | 0
F2_Commercial_Lodging_New_Miscellaneous_Electric_Pool Pump_E2 | F2 | Commercial | Lodging | New | Miscellaneous | Electric | Pool Pump | E2 | TRC BC Ratio | 0 | 0 | 0 | 0 | 0 | 0 | 0 | 0 | 0 | 0 | 0 | 0 | 0 | 0 | 0 | 0 | 0 | 0 | 0 | 0 | 0 | 0 | 0 | 0 | 0 | 0 | 0 | 0 | 0 | 0
F2_Commercial_Lodging_New_Miscellaneous_Electric_Pool Pump_E3 | F2 | Commercial | Lodging | New | Miscellaneous | Electric | Pool Pump | E3 | TRC BC Ratio | 0 | 0 | 0 | 0 | 0 | 0 | 0 | 0 | 0 | 0 | 0 | 0 | 0 | 0 | 0 | 0 | 0 | 0 | 0 | 0 | 0 | 0 | 0 | 0 | 0 | 0 | 0 | 0 | 0 | 0
F2_Commercial_Lodging_New_Miscellaneous_Electric_Pool Pump_E4 | F2 | Commercial | Lodging | New | Miscellaneous | Electric | Pool Pump | E4 | TRC BC Ratio | 0 | 0 | 0 | 0 | 0 | 0 | 0 | 0 | 0 | 0 | 0 | 0 | 0 | 0 | 0 | 0 | 0 | 0 | 0 | 0 | 0 | 0 | 0 | 0 | 0 | 0 | 0 | 0 | 0 | 0
F2_Commercial_Lodging_New_Miscellaneous_Electric_Pool Pump_E5 | F2 | Commercial | Lodging | New | Miscellaneous | Electric | Pool Pump | E5 | TRC BC Ratio | 0 | 0 | 0 | 0 | 0 | 0 | 0 | 0 | 0 | 0 | 0 | 0 | 0 | 0 | 0 | 0 | 0 | 0 | 0 | 0 | 0 | 0 | 0 | 0 | 0 | 0 | 0 | 0 | 0 | 0
F2_Commercial_Lodging_New_Miscellaneous_Electric_Pool Pump_E6 | F2 | Commercial | Lodging | New | Miscellaneous | Electric | Pool Pump | E6 | TRC BC Ratio | 0 | 0 | 0 | 0 | 0 | 0 | 0 | 0 | 0 | 0 | 0 | 0 | 0 | 0 | 0 | 0 | 0 | 0 | 0 | 0 | 0 | 0 | 0 | 0 | 0 | 0 | 0 | 0 | 0 | 0
F2_Commercial_Lodging_New_Miscellaneous_Electric_Pool Pump_E7 | F2 | Commercial | Lodging | New | Miscellaneous | Electric | Pool Pump | E7 | TRC BC Ratio | 0 | 0 | 0 | 0 | 0 | 0 | 0 | 0 | 0 | 0 | 0 | 0 | 0 | 0 | 0 | 0 | 0 | 0 | 0 | 0 | 0 | 0 | 0 | 0 | 0 | 0 | 0 | 0 | 0 | 0
F2_Commercial_Lodging_New_Miscellaneous_Electric_Pool Pump_E8 | F2 | Commercial | Lodging | New | Miscellaneous | Electric | Pool Pump | E8 | TRC BC Ratio | 0 | 0 | 0 | 0 | 0 | 0 | 0 | 0 | 0 | 0 | 0 | 0 | 0 | 0 | 0 | 0 | 0 | 0 | 0 | 0 | 0 | 0 | 0 | 0 | 0 | 0 | 0 | 0 | 0 | 0
F2_Commercial_Lodging_New_Miscellaneous_Electric_Pool Pump_E9 | F2 | Commercial | Lodging | New | Miscellaneous | Electric | Pool Pump | E9 | TRC BC Ratio | 0 | 0 | 0 | 0 | 0 | 0 | 0 | 0 | 0 | 0 | 0 | 0 | 0 | 0 | 0 | 0 | 0 | 0 | 0 | 0 | 0 | 0 | 0 | 0 | 0 | 0 | 0 | 0 | 0 | 0
F2_Commercial_Lodging_New_Miscellaneous_Electric_Pool Pump_E10 | F2 | Commercial | Lodging | New | Miscellaneous | Electric | Pool Pump | E10 | TRC BC Ratio | 0 | 0 | 0 | 0 | 0 | 0 | 0 | 0 | 0 | 0 | 0 | 0 | 0 | 0 | 0 | 0 | 0 | 0 | 0 | 0 | 0 | 0 | 0 | 0 | 0 | 0 | 0 | 0 | 0 | 0
F3_Commercial_Lodging_New_Miscellaneous_Electric_Pool Pump_E1 | F3 | Commercial | Lodging | New | Miscellaneous | Electric | Pool Pump | E1 | PACT BC Ratio | 0 | 0 | 0 | 0 | 0 | 0 | 0 | 0 | 0 | 0 | 0 | 0 | 0 | 0 | 0 | 0 | 0 | 0 | 0 | 0 | 0 | 0 | 0 | 0 | 0 | 0 | 0 | 0 | 0 | 0
F3_Commercial_Lodging_New_Miscellaneous_Electric_Pool Pump_E2 | F3 | Commercial | Lodging | New | Miscellaneous | Electric | Pool Pump | E2 | PACT BC Ratio | 0 | 0 | 0 | 0 | 0 | 0 | 0 | 0 | 0 | 0 | 0 | 0 | 0 | 0 | 0 | 0 | 0 | 0 | 0 | 0 | 0 | 0 | 0 | 0 | 0 | 0 | 0 | 0 | 0 | 0
F3_Commercial_Lodging_New_Miscellaneous_Electric_Pool Pump_E3 | F3 | Commercial | Lodging | New | Miscellaneous | Electric | Pool Pump | E3 | PACT BC Ratio | 0 | 0 | 0 | 0 | 0 | 0 | 0 | 0 | 0 | 0 | 0 | 0 | 0 | 0 | 0 | 0 | 0 | 0 | 0 | 0 | 0 | 0 | 0 | 0 | 0 | 0 | 0 | 0 | 0 | 0
F3_Commercial_Lodging_New_Miscellaneous_Electric_Pool Pump_E4 | F3 | Commercial | Lodging | New | Miscellaneous | Electric | Pool Pump | E4 | PACT BC Ratio | 0 | 0 | 0 | 0 | 0 | 0 | 0 | 0 | 0 | 0 | 0 | 0 | 0 | 0 | 0 | 0 | 0 | 0 | 0 | 0 | 0 | 0 | 0 | 0 | 0 | 0 | 0 | 0 | 0 | 0
F3_Commercial_Lodging_New_Miscellaneous_Electric_Pool Pump_E5 | F3 | Commercial | Lodging | New | Miscellaneous | Electric | Pool Pump | E5 | PACT BC Ratio | 0 | 0 | 0 | 0 | 0 | 0 | 0 | 0 | 0 | 0 | 0 | 0 | 0 | 0 | 0 | 0 | 0 | 0 | 0 | 0 | 0 | 0 | 0 | 0 | 0 | 0 | 0 | 0 | 0 | 0
F3_Commercial_Lodging_New_Miscellaneous_Electric_Pool Pump_E6 | F3 | Commercial | Lodging | New | Miscellaneous | Electric | Pool Pump | E6 | PACT BC Ratio | 0 | 0 | 0 | 0 | 0 | 0 | 0 | 0 | 0 | 0 | 0 | 0 | 0 | 0 | 0 | 0 | 0 | 0 | 0 | 0 | 0 | 0 | 0 | 0 | 0 | 0 | 0 | 0 | 0 | 0
F3_Commercial_Lodging_New_Miscellaneous_Electric_Pool Pump_E7 | F3 | Commercial | Lodging | New | Miscellaneous | Electric | Pool Pump | E7 | PACT BC Ratio | 0 | 0 | 0 | 0 | 0 | 0 | 0 | 0 | 0 | 0 | 0 | 0 | 0 | 0 | 0 | 0 | 0 | 0 | 0 | 0 | 0 | 0 | 0 | 0 | 0 | 0 | 0 | 0 | 0 | 0
F3_Commercial_Lodging_New_Miscellaneous_Electric_Pool Pump_E8 | F3 | Commercial | Lodging | New | Miscellaneous | Electric | Pool Pump | E8 | PACT BC Ratio | 0 | 0 | 0 | 0 | 0 | 0 | 0 | 0 | 0 | 0 | 0 | 0 | 0 | 0 | 0 | 0 | 0 | 0 | 0 | 0 | 0 | 0 | 0 | 0 | 0 | 0 | 0 | 0 | 0 | 0
F3_Commercial_Lodging_New_Miscellaneous_Electric_Pool Pump_E9 | F3 | Commercial | Lodging | New | Miscellaneous | Electric | Pool Pump | E9 | PACT BC Ratio | 0 | 0 | 0 | 0 | 0 | 0 | 0 | 0 | 0 | 0 | 0 | 0 | 0 | 0 | 0 | 0 | 0 | 0 | 0 | 0 | 0 | 0 | 0 | 0 | 0 | 0 | 0 | 0 | 0 | 0
F3_Commercial_Lodging_New_Miscellaneous_Electric_Pool Pump_E10 | F3 | Commercial | Lodging | New | Miscellaneous | Electric | Pool Pump | E10 | PACT BC Ratio | 0 | 0 | 0 | 0 | 0 | 0 | 0 | 0 | 0 | 0 | 0 | 0 | 0 | 0 | 0 | 0 | 0 | 0 | 0 | 0 | 0 | 0 | 0 | 0 | 0 | 0 | 0 | 0 | 0 | 0
F4_Commercial_Lodging_New_Miscellaneous_Electric_Pool Pump_E1 | F4 | Commercial | Lodging | New | Miscellaneous | Electric | Pool Pump | E1 | RVT BC Ratio | 0 | 0 | 0 | 0 | 0 | 0 | 0 | 0 | 0 | 0 | 0 | 0 | 0 | 0 | 0 | 0 | 0 | 0 | 0 | 0 | 0 | 0 | 0 | 0 | 0 | 0 | 0 | 0 | 0 | 0
F4_Commercial_Lodging_New_Miscellaneous_Electric_Pool Pump_E2 | F4 | Commercial | Lodging | New | Miscellaneous | Electric | Pool Pump | E2 | RVT BC Ratio | 0 | 0 | 0 | 0 | 0 | 0 | 0 | 0 | 0 | 0 | 0 | 0 | 0 | 0 | 0 | 0 | 0 | 0 | 0 | 0 | 0 | 0 | 0 | 0 | 0 | 0 | 0 | 0 | 0 | 0
F4_Commercial_Lodging_New_Miscellaneous_Electric_Pool Pump_E3 | F4 | Commercial | Lodging | New | Miscellaneous | Electric | Pool Pump | E3 | RVT BC Ratio | 0 | 0 | 0 | 0 | 0 | 0 | 0 | 0 | 0 | 0 | 0 | 0 | 0 | 0 | 0 | 0 | 0 | 0 | 0 | 0 | 0 | 0 | 0 | 0 | 0 | 0 | 0 | 0 | 0 | 0
F4_Commercial_Lodging_New_Miscellaneous_Electric_Pool Pump_E4 | F4 | Commercial | Lodging | New | Miscellaneous | Electric | Pool Pump | E4 | RVT BC Ratio | 0 | 0 | 0 | 0 | 0 | 0 | 0 | 0 | 0 | 0 | 0 | 0 | 0 | 0 | 0 | 0 | 0 | 0 | 0 | 0 | 0 | 0 | 0 | 0 | 0 | 0 | 0 | 0 | 0 | 0
F4_Commercial_Lodging_New_Miscellaneous_Electric_Pool Pump_E5 | F4 | Commercial | Lodging | New | Miscellaneous | Electric | Pool Pump | E5 | RVT BC Ratio | 0 | 0 | 0 | 0 | 0 | 0 | 0 | 0 | 0 | 0 | 0 | 0 | 0 | 0 | 0 | 0 | 0 | 0 | 0 | 0 | 0 | 0 | 0 | 0 | 0 | 0 | 0 | 0 | 0 | 0
F4_Commercial_Lodging_New_Miscellaneous_Electric_Pool Pump_E6 | F4 | Commercial | Lodging | New | Miscellaneous | Electric | Pool Pump | E6 | RVT BC Ratio | 0 | 0 | 0 | 0 | 0 | 0 | 0 | 0 | 0 | 0 | 0 | 0 | 0 | 0 | 0 | 0 | 0 | 0 | 0 | 0 | 0 | 0 | 0 | 0 | 0 | 0 | 0 | 0 | 0 | 0
F4_Commercial_Lodging_New_Miscellaneous_Electric_Pool Pump_E7 | F4 | Commercial | Lodging | New | Miscellaneous | Electric | Pool Pump | E7 | RVT BC Ratio | 0 | 0 | 0 | 0 | 0 | 0 | 0 | 0 | 0 | 0 | 0 | 0 | 0 | 0 | 0 | 0 | 0 | 0 | 0 | 0 | 0 | 0 | 0 | 0 | 0 | 0 | 0 | 0 | 0 | 0
F4_Commercial_Lodging_New_Miscellaneous_Electric_Pool Pump_E8 | F4 | Commercial | Lodging | New | Miscellaneous | Electric | Pool Pump | E8 | RVT BC Ratio | 0 | 0 | 0 | 0 | 0 | 0 | 0 | 0 | 0 | 0 | 0 | 0 | 0 | 0 | 0 | 0 | 0 | 0 | 0 | 0 | 0 | 0 | 0 | 0 | 0 | 0 | 0 | 0 | 0 | 0
F4_Commercial_Lodging_New_Miscellaneous_Electric_Pool Pump_E9 | F4 | Commercial | Lodging | New | Miscellaneous | Electric | Pool Pump | E9 | RVT BC Ratio | 0 | 0 | 0 | 0 | 0 | 0 | 0 | 0 | 0 | 0 | 0 | 0 | 0 | 0 | 0 | 0 | 0 | 0 | 0 | 0 | 0 | 0 | 0 | 0 | 0 | 0 | 0 | 0 | 0 | 0
F4_Commercial_Lodging_New_Miscellaneous_Electric_Pool Pump_E10 | F4 | Commercial | Lodging | New | Miscellaneous | Electric | Pool Pump | E10 | RVT BC Ratio | 0 | 0 | 0 | 0 | 0 | 0 | 0 | 0 | 0 | 0 | 0 | 0 | 0 | 0 | 0 | 0 | 0 | 0 | 0 | 0 | 0 | 0 | 0 | 0 | 0 | 0 | 0 | 0 | 0 | 0
F5_Commercial_Lodging_New_Miscellaneous_Electric_Pool Pump_E1 | F5 | Commercial | Lodging | New | Miscellaneous | Electric | Pool Pump | E1 | RIM BC Ratio | 0 | 0 | 0 | 0 | 0 | 0 | 0 | 0 | 0 | 0 | 0 | 0 | 0 | 0 | 0 | 0 | 0 | 0 | 0 | 0 | 0 | 0 | 0 | 0 | 0 | 0 | 0 | 0 | 0 | 0
F5_Commercial_Lodging_New_Miscellaneous_Electric_Pool Pump_E2 | F5 | Commercial | Lodging | New | Miscellaneous | Electric | Pool Pump | E2 | RIM BC Ratio | 0 | 0 | 0 | 0 | 0 | 0 | 0 | 0 | 0 | 0 | 0 | 0 | 0 | 0 | 0 | 0 | 0 | 0 | 0 | 0 | 0 | 0 | 0 | 0 | 0 | 0 | 0 | 0 | 0 | 0
F5_Commercial_Lodging_New_Miscellaneous_Electric_Pool Pump_E3 | F5 | Commercial | Lodging | New | Miscellaneous | Electric | Pool Pump | E3 | RIM BC Ratio | 0 | 0 | 0 | 0 | 0 | 0 | 0 | 0 | 0 | 0 | 0 | 0 | 0 | 0 | 0 | 0 | 0 | 0 | 0 | 0 | 0 | 0 | 0 | 0 | 0 | 0 | 0 | 0 | 0 | 0
F5_Commercial_Lodging_New_Miscellaneous_Electric_Pool Pump_E4 | F5 | Commercial | Lodging | New | Miscellaneous | Electric | Pool Pump | E4 | RIM BC Ratio | 0 | 0 | 0 | 0 | 0 | 0 | 0 | 0 | 0 | 0 | 0 | 0 | 0 | 0 | 0 | 0 | 0 | 0 | 0 | 0 | 0 | 0 | 0 | 0 | 0 | 0 | 0 | 0 | 0 | 0
F5_Commercial_Lodging_New_Miscellaneous_Electric_Pool Pump_E5 | F5 | Commercial | Lodging | New | Miscellaneous | Electric | Pool Pump | E5 | RIM BC Ratio | 0 | 0 | 0 | 0 | 0 | 0 | 0 | 0 | 0 | 0 | 0 | 0 | 0 | 0 | 0 | 0 | 0 | 0 | 0 | 0 | 0 | 0 | 0 | 0 | 0 | 0 | 0 | 0 | 0 | 0
F5_Commercial_Lodging_New_Miscellaneous_Electric_Pool Pump_E6 | F5 | Commercial | Lodging | New | Miscellaneous | Electric | Pool Pump | E6 | RIM BC Ratio | 0 | 0 | 0 | 0 | 0 | 0 | 0 | 0 | 0 | 0 | 0 | 0 | 0 | 0 | 0 | 0 | 0 | 0 | 0 | 0 | 0 | 0 | 0 | 0 | 0 | 0 | 0 | 0 | 0 | 0
F5_Commercial_Lodging_New_Miscellaneous_Electric_Pool Pump_E7 | F5 | Commercial | Lodging | New | Miscellaneous | Electric | Pool Pump | E7 | RIM BC Ratio | 0 | 0 | 0 | 0 | 0 | 0 | 0 | 0 | 0 | 0 | 0 | 0 | 0 | 0 | 0 | 0 | 0 | 0 | 0 | 0 | 0 | 0 | 0 | 0 | 0 | 0 | 0 | 0 | 0 | 0
F5_Commercial_Lodging_New_Miscellaneous_Electric_Pool Pump_E8 | F5 | Commercial | Lodging | New | Miscellaneous | Electric | Pool Pump | E8 | RIM BC Ratio | 0 | 0 | 0 | 0 | 0 | 0 | 0 | 0 | 0 | 0 | 0 | 0 | 0 | 0 | 0 | 0 | 0 | 0 | 0 | 0 | 0 | 0 | 0 | 0 | 0 | 0 | 0 | 0 | 0 | 0
F5_Commercial_Lodging_New_Miscellaneous_Electric_Pool Pump_E9 | F5 | Commercial | Lodging | New | Miscellaneous | Electric | Pool Pump | E9 | RIM BC Ratio | 0 | 0 | 0 | 0 | 0 | 0 | 0 | 0 | 0 | 0 | 0 | 0 | 0 | 0 | 0 | 0 | 0 | 0 | 0 | 0 | 0 | 0 | 0 | 0 | 0 | 0 | 0 | 0 | 0 | 0
F5_Commercial_Lodging_New_Miscellaneous_Electric_Pool Pump_E10 | F5 | Commercial | Lodging | New | Miscellaneous | Electric | Pool Pump | E10 | RIM BC Ratio | 0 | 0 | 0 | 0 | 0 | 0 | 0 | 0 | 0 | 0 | 0 | 0 | 0 | 0 | 0 | 0 | 0 | 0 | 0 | 0 | 0 | 0 | 0 | 0 | 0 | 0 | 0 | 0 | 0 | 0
F0_Commercial_Lodging_New_Miscellaneous_Electric_Pool Heater_E0 | F0 | Commercial | Lodging | New | Miscellaneous | Electric | Pool Heater | E0 | Economic Unit | 0 | 0 | 0 | 0 | 0 | 0 | 0 | 0 | 0 | 0 | 0 | 0 | 0 | 0 | 0 | 0 | 0 | 0 | 0 | 0 | 0 | 0 | 0 | 0 | 0 | 0 | 0 | 0 | 0 | 0
F1_Commercial_Lodging_New_Miscellaneous_Electric_Pool Heater_E1 | F1 | Commercial | Lodging | New | Miscellaneous | Electric | Pool Heater | E1 | CCE | 0 | 0 | 0 | 0 | 0 | 0 | 0 | 0 | 0 | 0 | 0 | 0 | 0 | 0 | 0 | 0 | 0 | 0 | 0 | 0 | 0 | 0 | 0 | 0 | 0 | 0 | 0 | 0 | 0 | 0
F1_Commercial_Lodging_New_Miscellaneous_Electric_Pool Heater_E2 | F1 | Commercial | Lodging | New | Miscellaneous | Electric | Pool Heater | E2 | CCE | 0 | 0 | 0 | 0 | 0 | 0 | 0 | 0 | 0 | 0 | 0 | 0 | 0 | 0 | 0 | 0 | 0 | 0 | 0 | 0 | 0 | 0 | 0 | 0 | 0 | 0 | 0 | 0 | 0 | 0
F1_Commercial_Lodging_New_Miscellaneous_Electric_Pool Heater_E3 | F1 | Commercial | Lodging | New | Miscellaneous | Electric | Pool Heater | E3 | CCE | 0 | 0 | 0 | 0 | 0 | 0 | 0 | 0 | 0 | 0 | 0 | 0 | 0 | 0 | 0 | 0 | 0 | 0 | 0 | 0 | 0 | 0 | 0 | 0 | 0 | 0 | 0 | 0 | 0 | 0
F1_Commercial_Lodging_New_Miscellaneous_Electric_Pool Heater_E4 | F1 | Commercial | Lodging | New | Miscellaneous | Electric | Pool Heater | E4 | CCE | 0 | 0 | 0 | 0 | 0 | 0 | 0 | 0 | 0 | 0 | 0 | 0 | 0 | 0 | 0 | 0 | 0 | 0 | 0 | 0 | 0 | 0 | 0 | 0 | 0 | 0 | 0 | 0 | 0 | 0
F1_Commercial_Lodging_New_Miscellaneous_Electric_Pool Heater_E5 | F1 | Commercial | Lodging | New | Miscellaneous | Electric | Pool Heater | E5 | CCE | 0 | 0 | 0 | 0 | 0 | 0 | 0 | 0 | 0 | 0 | 0 | 0 | 0 | 0 | 0 | 0 | 0 | 0 | 0 | 0 | 0 | 0 | 0 | 0 | 0 | 0 | 0 | 0 | 0 | 0
F1_Commercial_Lodging_New_Miscellaneous_Electric_Pool Heater_E6 | F1 | Commercial | Lodging | New | Miscellaneous | Electric | Pool Heater | E6 | CCE | 0 | 0 | 0 | 0 | 0 | 0 | 0 | 0 | 0 | 0 | 0 | 0 | 0 | 0 | 0 | 0 | 0 | 0 | 0 | 0 | 0 | 0 | 0 | 0 | 0 | 0 | 0 | 0 | 0 | 0
F1_Commercial_Lodging_New_Miscellaneous_Electric_Pool Heater_E7 | F1 | Commercial | Lodging | New | Miscellaneous | Electric | Pool Heater | E7 | CCE | 0 | 0 | 0 | 0 | 0 | 0 | 0 | 0 | 0 | 0 | 0 | 0 | 0 | 0 | 0 | 0 | 0 | 0 | 0 | 0 | 0 | 0 | 0 | 0 | 0 | 0 | 0 | 0 | 0 | 0
F1_Commercial_Lodging_New_Miscellaneous_Electric_Pool Heater_E8 | F1 | Commercial | Lodging | New | Miscellaneous | Electric | Pool Heater | E8 | CCE | 0 | 0 | 0 | 0 | 0 | 0 | 0 | 0 | 0 | 0 | 0 | 0 | 0 | 0 | 0 | 0 | 0 | 0 | 0 | 0 | 0 | 0 | 0 | 0 | 0 | 0 | 0 | 0 | 0 | 0
F1_Commercial_Lodging_New_Miscellaneous_Electric_Pool Heater_E9 | F1 | Commercial | Lodging | New | Miscellaneous | Electric | Pool Heater | E9 | CCE | 0 | 0 | 0 | 0 | 0 | 0 | 0 | 0 | 0 | 0 | 0 | 0 | 0 | 0 | 0 | 0 | 0 | 0 | 0 | 0 | 0 | 0 | 0 | 0 | 0 | 0 | 0 | 0 | 0 | 0
F1_Commercial_Lodging_New_Miscellaneous_Electric_Pool Heater_E10 | F1 | Commercial | Lodging | New | Miscellaneous | Electric | Pool Heater | E10 | CCE | 0 | 0 | 0 | 0 | 0 | 0 | 0 | 0 | 0 | 0 | 0 | 0 | 0 | 0 | 0 | 0 | 0 | 0 | 0 | 0 | 0 | 0 | 0 | 0 | 0 | 0 | 0 | 0 | 0 | 0
F2_Commercial_Lodging_New_Miscellaneous_Electric_Pool Heater_E1 | F2 | Commercial | Lodging | New | Miscellaneous | Electric | Pool Heater | E1 | TRC BC Ratio | 0 | 0 | 0 | 0 | 0 | 0 | 0 | 0 | 0 | 0 | 0 | 0 | 0 | 0 | 0 | 0 | 0 | 0 | 0 | 0 | 0 | 0 | 0 | 0 | 0 | 0 | 0 | 0 | 0 | 0
F2_Commercial_Lodging_New_Miscellaneous_Electric_Pool Heater_E2 | F2 | Commercial | Lodging | New | Miscellaneous | Electric | Pool Heater | E2 | TRC BC Ratio | 0 | 0 | 0 | 0 | 0 | 0 | 0 | 0 | 0 | 0 | 0 | 0 | 0 | 0 | 0 | 0 | 0 | 0 | 0 | 0 | 0 | 0 | 0 | 0 | 0 | 0 | 0 | 0 | 0 | 0
F2_Commercial_Lodging_New_Miscellaneous_Electric_Pool Heater_E3 | F2 | Commercial | Lodging | New | Miscellaneous | Electric | Pool Heater | E3 | TRC BC Ratio | 0 | 0 | 0 | 0 | 0 | 0 | 0 | 0 | 0 | 0 | 0 | 0 | 0 | 0 | 0 | 0 | 0 | 0 | 0 | 0 | 0 | 0 | 0 | 0 | 0 | 0 | 0 | 0 | 0 | 0
F2_Commercial_Lodging_New_Miscellaneous_Electric_Pool Heater_E4 | F2 | Commercial | Lodging | New | Miscellaneous | Electric | Pool Heater | E4 | TRC BC Ratio | 0 | 0 | 0 | 0 | 0 | 0 | 0 | 0 | 0 | 0 | 0 | 0 | 0 | 0 | 0 | 0 | 0 | 0 | 0 | 0 | 0 | 0 | 0 | 0 | 0 | 0 | 0 | 0 | 0 | 0
F2_Commercial_Lodging_New_Miscellaneous_Electric_Pool Heater_E5 | F2 | Commercial | Lodging | New | Miscellaneous | Electric | Pool Heater | E5 | TRC BC Ratio | 0 | 0 | 0 | 0 | 0 | 0 | 0 | 0 | 0 | 0 | 0 | 0 | 0 | 0 | 0 | 0 | 0 | 0 | 0 | 0 | 0 | 0 | 0 | 0 | 0 | 0 | 0 | 0 | 0 | 0
F2_Commercial_Lodging_New_Miscellaneous_Electric_Pool Heater_E6 | F2 | Commercial | Lodging | New | Miscellaneous | Electric | Pool Heater | E6 | TRC BC Ratio | 0 | 0 | 0 | 0 | 0 | 0 | 0 | 0 | 0 | 0 | 0 | 0 | 0 | 0 | 0 | 0 | 0 | 0 | 0 | 0 | 0 | 0 | 0 | 0 | 0 | 0 | 0 | 0 | 0 | 0
F2_Commercial_Lodging_New_Miscellaneous_Electric_Pool Heater_E7 | F2 | Commercial | Lodging | New | Miscellaneous | Electric | Pool Heater | E7 | TRC BC Ratio | 0 | 0 | 0 | 0 | 0 | 0 | 0 | 0 | 0 | 0 | 0 | 0 | 0 | 0 | 0 | 0 | 0 | 0 | 0 | 0 | 0 | 0 | 0 | 0 | 0 | 0 | 0 | 0 | 0 | 0
F2_Commercial_Lodging_New_Miscellaneous_Electric_Pool Heater_E8 | F2 | Commercial | Lodging | New | Miscellaneous | Electric | Pool Heater | E8 | TRC BC Ratio | 0 | 0 | 0 | 0 | 0 | 0 | 0 | 0 | 0 | 0 | 0 | 0 | 0 | 0 | 0 | 0 | 0 | 0 | 0 | 0 | 0 | 0 | 0 | 0 | 0 | 0 | 0 | 0 | 0 | 0
F2_Commercial_Lodging_New_Miscellaneous_Electric_Pool Heater_E9 | F2 | Commercial | Lodging | New | Miscellaneous | Electric | Pool Heater | E9 | TRC BC Ratio | 0 | 0 | 0 | 0 | 0 | 0 | 0 | 0 | 0 | 0 | 0 | 0 | 0 | 0 | 0 | 0 | 0 | 0 | 0 | 0 | 0 | 0 | 0 | 0 | 0 | 0 | 0 | 0 | 0 | 0
F2_Commercial_Lodging_New_Miscellaneous_Electric_Pool Heater_E10 | F2 | Commercial | Lodging | New | Miscellaneous | Electric | Pool Heater | E10 | TRC BC Ratio | 0 | 0 | 0 | 0 | 0 | 0 | 0 | 0 | 0 | 0 | 0 | 0 | 0 | 0 | 0 | 0 | 0 | 0 | 0 | 0 | 0 | 0 | 0 | 0 | 0 | 0 | 0 | 0 | 0 | 0
F3_Commercial_Lodging_New_Miscellaneous_Electric_Pool Heater_E1 | F3 | Commercial | Lodging | New | Miscellaneous | Electric | Pool Heater | E1 | PACT BC Ratio | 0 | 0 | 0 | 0 | 0 | 0 | 0 | 0 | 0 | 0 | 0 | 0 | 0 | 0 | 0 | 0 | 0 | 0 | 0 | 0 | 0 | 0 | 0 | 0 | 0 | 0 | 0 | 0 | 0 | 0
F3_Commercial_Lodging_New_Miscellaneous_Electric_Pool Heater_E2 | F3 | Commercial | Lodging | New | Miscellaneous | Electric | Pool Heater | E2 | PACT BC Ratio | 0 | 0 | 0 | 0 | 0 | 0 | 0 | 0 | 0 | 0 | 0 | 0 | 0 | 0 | 0 | 0 | 0 | 0 | 0 | 0 | 0 | 0 | 0 | 0 | 0 | 0 | 0 | 0 | 0 | 0
F3_Commercial_Lodging_New_Miscellaneous_Electric_Pool Heater_E3 | F3 | Commercial | Lodging | New | Miscellaneous | Electric | Pool Heater | E3 | PACT BC Ratio | 0 | 0 | 0 | 0 | 0 | 0 | 0 | 0 | 0 | 0 | 0 | 0 | 0 | 0 | 0 | 0 | 0 | 0 | 0 | 0 | 0 | 0 | 0 | 0 | 0 | 0 | 0 | 0 | 0 | 0
F3_Commercial_Lodging_New_Miscellaneous_Electric_Pool Heater_E4 | F3 | Commercial | Lodging | New | Miscellaneous | Electric | Pool Heater | E4 | PACT BC Ratio | 0 | 0 | 0 | 0 | 0 | 0 | 0 | 0 | 0 | 0 | 0 | 0 | 0 | 0 | 0 | 0 | 0 | 0 | 0 | 0 | 0 | 0 | 0 | 0 | 0 | 0 | 0 | 0 | 0 | 0
F3_Commercial_Lodging_New_Miscellaneous_Electric_Pool Heater_E5 | F3 | Commercial | Lodging | New | Miscellaneous | Electric | Pool Heater | E5 | PACT BC Ratio | 0 | 0 | 0 | 0 | 0 | 0 | 0 | 0 | 0 | 0 | 0 | 0 | 0 | 0 | 0 | 0 | 0 | 0 | 0 | 0 | 0 | 0 | 0 | 0 | 0 | 0 | 0 | 0 | 0 | 0
F3_Commercial_Lodging_New_Miscellaneous_Electric_Pool Heater_E6 | F3 | Commercial | Lodging | New | Miscellaneous | Electric | Pool Heater | E6 | PACT BC Ratio | 0 | 0 | 0 | 0 | 0 | 0 | 0 | 0 | 0 | 0 | 0 | 0 | 0 | 0 | 0 | 0 | 0 | 0 | 0 | 0 | 0 | 0 | 0 | 0 | 0 | 0 | 0 | 0 | 0 | 0
F3_Commercial_Lodging_New_Miscellaneous_Electric_Pool Heater_E7 | F3 | Commercial | Lodging | New | Miscellaneous | Electric | Pool Heater | E7 | PACT BC Ratio | 0 | 0 | 0 | 0 | 0 | 0 | 0 | 0 | 0 | 0 | 0 | 0 | 0 | 0 | 0 | 0 | 0 | 0 | 0 | 0 | 0 | 0 | 0 | 0 | 0 | 0 | 0 | 0 | 0 | 0
F3_Commercial_Lodging_New_Miscellaneous_Electric_Pool Heater_E8 | F3 | Commercial | Lodging | New | Miscellaneous | Electric | Pool Heater | E8 | PACT BC Ratio | 0 | 0 | 0 | 0 | 0 | 0 | 0 | 0 | 0 | 0 | 0 | 0 | 0 | 0 | 0 | 0 | 0 | 0 | 0 | 0 | 0 | 0 | 0 | 0 | 0 | 0 | 0 | 0 | 0 | 0
F3_Commercial_Lodging_New_Miscellaneous_Electric_Pool Heater_E9 | F3 | Commercial | Lodging | New | Miscellaneous | Electric | Pool Heater | E9 | PACT BC Ratio | 0 | 0 | 0 | 0 | 0 | 0 | 0 | 0 | 0 | 0 | 0 | 0 | 0 | 0 | 0 | 0 | 0 | 0 | 0 | 0 | 0 | 0 | 0 | 0 | 0 | 0 | 0 | 0 | 0 | 0
F3_Commercial_Lodging_New_Miscellaneous_Electric_Pool Heater_E10 | F3 | Commercial | Lodging | New | Miscellaneous | Electric | Pool Heater | E10 | PACT BC Ratio | 0 | 0 | 0 | 0 | 0 | 0 | 0 | 0 | 0 | 0 | 0 | 0 | 0 | 0 | 0 | 0 | 0 | 0 | 0 | 0 | 0 | 0 | 0 | 0 | 0 | 0 | 0 | 0 | 0 | 0
F4_Commercial_Lodging_New_Miscellaneous_Electric_Pool Heater_E1 | F4 | Commercial | Lodging | New | Miscellaneous | Electric | Pool Heater | E1 | RVT BC Ratio | 0 | 0 | 0 | 0 | 0 | 0 | 0 | 0 | 0 | 0 | 0 | 0 | 0 | 0 | 0 | 0 | 0 | 0 | 0 | 0 | 0 | 0 | 0 | 0 | 0 | 0 | 0 | 0 | 0 | 0
F4_Commercial_Lodging_New_Miscellaneous_Electric_Pool Heater_E2 | F4 | Commercial | Lodging | New | Miscellaneous | Electric | Pool Heater | E2 | RVT BC Ratio | 0 | 0 | 0 | 0 | 0 | 0 | 0 | 0 | 0 | 0 | 0 | 0 | 0 | 0 | 0 | 0 | 0 | 0 | 0 | 0 | 0 | 0 | 0 | 0 | 0 | 0 | 0 | 0 | 0 | 0
F4_Commercial_Lodging_New_Miscellaneous_Electric_Pool Heater_E3 | F4 | Commercial | Lodging | New | Miscellaneous | Electric | Pool Heater | E3 | RVT BC Ratio | 0 | 0 | 0 | 0 | 0 | 0 | 0 | 0 | 0 | 0 | 0 | 0 | 0 | 0 | 0 | 0 | 0 | 0 | 0 | 0 | 0 | 0 | 0 | 0 | 0 | 0 | 0 | 0 | 0 | 0
F4_Commercial_Lodging_New_Miscellaneous_Electric_Pool Heater_E4 | F4 | Commercial | Lodging | New | Miscellaneous | Electric | Pool Heater | E4 | RVT BC Ratio | 0 | 0 | 0 | 0 | 0 | 0 | 0 | 0 | 0 | 0 | 0 | 0 | 0 | 0 | 0 | 0 | 0 | 0 | 0 | 0 | 0 | 0 | 0 | 0 | 0 | 0 | 0 | 0 | 0 | 0
F4_Commercial_Lodging_New_Miscellaneous_Electric_Pool Heater_E5 | F4 | Commercial | Lodging | New | Miscellaneous | Electric | Pool Heater | E5 | RVT BC Ratio | 0 | 0 | 0 | 0 | 0 | 0 | 0 | 0 | 0 | 0 | 0 | 0 | 0 | 0 | 0 | 0 | 0 | 0 | 0 | 0 | 0 | 0 | 0 | 0 | 0 | 0 | 0 | 0 | 0 | 0
F4_Commercial_Lodging_New_Miscellaneous_Electric_Pool Heater_E6 | F4 | Commercial | Lodging | New | Miscellaneous | Electric | Pool Heater | E6 | RVT BC Ratio | 0 | 0 | 0 | 0 | 0 | 0 | 0 | 0 | 0 | 0 | 0 | 0 | 0 | 0 | 0 | 0 | 0 | 0 | 0 | 0 | 0 | 0 | 0 | 0 | 0 | 0 | 0 | 0 | 0 | 0
F4_Commercial_Lodging_New_Miscellaneous_Electric_Pool Heater_E7 | F4 | Commercial | Lodging | New | Miscellaneous | Electric | Pool Heater | E7 | RVT BC Ratio | 0 | 0 | 0 | 0 | 0 | 0 | 0 | 0 | 0 | 0 | 0 | 0 | 0 | 0 | 0 | 0 | 0 | 0 | 0 | 0 | 0 | 0 | 0 | 0 | 0 | 0 | 0 | 0 | 0 | 0
F4_Commercial_Lodging_New_Miscellaneous_Electric_Pool Heater_E8 | F4 | Commercial | Lodging | New | Miscellaneous | Electric | Pool Heater | E8 | RVT BC Ratio | 0 | 0 | 0 | 0 | 0 | 0 | 0 | 0 | 0 | 0 | 0 | 0 | 0 | 0 | 0 | 0 | 0 | 0 | 0 | 0 | 0 | 0 | 0 | 0 | 0 | 0 | 0 | 0 | 0 | 0
F4_Commercial_Lodging_New_Miscellaneous_Electric_Pool Heater_E9 | F4 | Commercial | Lodging | New | Miscellaneous | Electric | Pool Heater | E9 | RVT BC Ratio | 0 | 0 | 0 | 0 | 0 | 0 | 0 | 0 | 0 | 0 | 0 | 0 | 0 | 0 | 0 | 0 | 0 | 0 | 0 | 0 | 0 | 0 | 0 | 0 | 0 | 0 | 0 | 0 | 0 | 0
F4_Commercial_Lodging_New_Miscellaneous_Electric_Pool Heater_E10 | F4 | Commercial | Lodging | New | Miscellaneous | Electric | Pool Heater | E10 | RVT BC Ratio | 0 | 0 | 0 | 0 | 0 | 0 | 0 | 0 | 0 | 0 | 0 | 0 | 0 | 0 | 0 | 0 | 0 | 0 | 0 | 0 | 0 | 0 | 0 | 0 | 0 | 0 | 0 | 0 | 0 | 0
F5_Commercial_Lodging_New_Miscellaneous_Electric_Pool Heater_E1 | F5 | Commercial | Lodging | New | Miscellaneous | Electric | Pool Heater | E1 | RIM BC Ratio | 0 | 0 | 0 | 0 | 0 | 0 | 0 | 0 | 0 | 0 | 0 | 0 | 0 | 0 | 0 | 0 | 0 | 0 | 0 | 0 | 0 | 0 | 0 | 0 | 0 | 0 | 0 | 0 | 0 | 0
F5_Commercial_Lodging_New_Miscellaneous_Electric_Pool Heater_E2 | F5 | Commercial | Lodging | New | Miscellaneous | Electric | Pool Heater | E2 | RIM BC Ratio | 0 | 0 | 0 | 0 | 0 | 0 | 0 | 0 | 0 | 0 | 0 | 0 | 0 | 0 | 0 | 0 | 0 | 0 | 0 | 0 | 0 | 0 | 0 | 0 | 0 | 0 | 0 | 0 | 0 | 0
F5_Commercial_Lodging_New_Miscellaneous_Electric_Pool Heater_E3 | F5 | Commercial | Lodging | New | Miscellaneous | Electric | Pool Heater | E3 | RIM BC Ratio | 0 | 0 | 0 | 0 | 0 | 0 | 0 | 0 | 0 | 0 | 0 | 0 | 0 | 0 | 0 | 0 | 0 | 0 | 0 | 0 | 0 | 0 | 0 | 0 | 0 | 0 | 0 | 0 | 0 | 0
F5_Commercial_Lodging_New_Miscellaneous_Electric_Pool Heater_E4 | F5 | Commercial | Lodging | New | Miscellaneous | Electric | Pool Heater | E4 | RIM BC Ratio | 0 | 0 | 0 | 0 | 0 | 0 | 0 | 0 | 0 | 0 | 0 | 0 | 0 | 0 | 0 | 0 | 0 | 0 | 0 | 0 | 0 | 0 | 0 | 0 | 0 | 0 | 0 | 0 | 0 | 0
F5_Commercial_Lodging_New_Miscellaneous_Electric_Pool Heater_E5 | F5 | Commercial | Lodging | New | Miscellaneous | Electric | Pool Heater | E5 | RIM BC Ratio | 0 | 0 | 0 | 0 | 0 | 0 | 0 | 0 | 0 | 0 | 0 | 0 | 0 | 0 | 0 | 0 | 0 | 0 | 0 | 0 | 0 | 0 | 0 | 0 | 0 | 0 | 0 | 0 | 0 | 0
F5_Commercial_Lodging_New_Miscellaneous_Electric_Pool Heater_E6 | F5 | Commercial | Lodging | New | Miscellaneous | Electric | Pool Heater | E6 | RIM BC Ratio | 0 | 0 | 0 | 0 | 0 | 0 | 0 | 0 | 0 | 0 | 0 | 0 | 0 | 0 | 0 | 0 | 0 | 0 | 0 | 0 | 0 | 0 | 0 | 0 | 0 | 0 | 0 | 0 | 0 | 0
F5_Commercial_Lodging_New_Miscellaneous_Electric_Pool Heater_E7 | F5 | Commercial | Lodging | New | Miscellaneous | Electric | Pool Heater | E7 | RIM BC Ratio | 0 | 0 | 0 | 0 | 0 | 0 | 0 | 0 | 0 | 0 | 0 | 0 | 0 | 0 | 0 | 0 | 0 | 0 | 0 | 0 | 0 | 0 | 0 | 0 | 0 | 0 | 0 | 0 | 0 | 0
F5_Commercial_Lodging_New_Miscellaneous_Electric_Pool Heater_E8 | F5 | Commercial | Lodging | New | Miscellaneous | Electric | Pool Heater | E8 | RIM BC Ratio | 0 | 0 | 0 | 0 | 0 | 0 | 0 | 0 | 0 | 0 | 0 | 0 | 0 | 0 | 0 | 0 | 0 | 0 | 0 | 0 | 0 | 0 | 0 | 0 | 0 | 0 | 0 | 0 | 0 | 0
F5_Commercial_Lodging_New_Miscellaneous_Electric_Pool Heater_E9 | F5 | Commercial | Lodging | New | Miscellaneous | Electric | Pool Heater | E9 | RIM BC Ratio | 0 | 0 | 0 | 0 | 0 | 0 | 0 | 0 | 0 | 0 | 0 | 0 | 0 | 0 | 0 | 0 | 0 | 0 | 0 | 0 | 0 | 0 | 0 | 0 | 0 | 0 | 0 | 0 | 0 | 0
F5_Commercial_Lodging_New_Miscellaneous_Electric_Pool Heater_E10 | F5 | Commercial | Lodging | New | Miscellaneous | Electric | Pool Heater | E10 | RIM BC Ratio | 0 | 0 | 0 | 0 | 0 | 0 | 0 | 0 | 0 | 0 | 0 | 0 | 0 | 0 | 0 | 0 | 0 | 0 | 0 | 0 | 0 | 0 | 0 | 0 | 0 | 0 | 0 | 0 | 0 | 0
F0_Commercial_Lodging_New_Miscellaneous_Electric_Clothes Washer_E0 | F0 | Commercial | Lodging | New | Miscellaneous | Electric | Clothes Washer | E0 | Economic Unit | 0 | 0 | 0 | 0 | 0 | 0 | 0 | 0 | 0 | 0 | 0 | 0 | 0 | 0 | 0 | 0 | 0 | 0 | 0 | 0 | 0 | 0 | 0 | 0 | 0 | 0 | 0 | 0 | 0 | 0
F1_Commercial_Lodging_New_Miscellaneous_Electric_Clothes Washer_E1 | F1 | Commercial | Lodging | New | Miscellaneous | Electric | Clothes Washer | E1 | CCE | 0 | 0 | 0 | 0 | 0 | 0 | 0 | 0 | 0 | 0 | 0 | 0 | 0 | 0 | 0 | 0 | 0 | 0 | 0 | 0 | 0 | 0 | 0 | 0 | 0 | 0 | 0 | 0 | 0 | 0
F1_Commercial_Lodging_New_Miscellaneous_Electric_Clothes Washer_E2 | F1 | Commercial | Lodging | New | Miscellaneous | Electric | Clothes Washer | E2 | CCE | 0 | 0 | 0 | 0 | 0 | 0 | 0 | 0 | 0 | 0 | 0 | 0 | 0 | 0 | 0 | 0 | 0 | 0 | 0 | 0 | 0 | 0 | 0 | 0 | 0 | 0 | 0 | 0 | 0 | 0
F1_Commercial_Lodging_New_Miscellaneous_Electric_Clothes Washer_E3 | F1 | Commercial | Lodging | New | Miscellaneous | Electric | Clothes Washer | E3 | CCE | 0 | 0 | 0 | 0 | 0 | 0 | 0 | 0 | 0 | 0 | 0 | 0 | 0 | 0 | 0 | 0 | 0 | 0 | 0 | 0 | 0 | 0 | 0 | 0 | 0 | 0 | 0 | 0 | 0 | 0
F1_Commercial_Lodging_New_Miscellaneous_Electric_Clothes Washer_E4 | F1 | Commercial | Lodging | New | Miscellaneous | Electric | Clothes Washer | E4 | CCE | 0 | 0 | 0 | 0 | 0 | 0 | 0 | 0 | 0 | 0 | 0 | 0 | 0 | 0 | 0 | 0 | 0 | 0 | 0 | 0 | 0 | 0 | 0 | 0 | 0 | 0 | 0 | 0 | 0 | 0
F1_Commercial_Lodging_New_Miscellaneous_Electric_Clothes Washer_E5 | F1 | Commercial | Lodging | New | Miscellaneous | Electric | Clothes Washer | E5 | CCE | 0 | 0 | 0 | 0 | 0 | 0 | 0 | 0 | 0 | 0 | 0 | 0 | 0 | 0 | 0 | 0 | 0 | 0 | 0 | 0 | 0 | 0 | 0 | 0 | 0 | 0 | 0 | 0 | 0 | 0
F1_Commercial_Lodging_New_Miscellaneous_Electric_Clothes Washer_E6 | F1 | Commercial | Lodging | New | Miscellaneous | Electric | Clothes Washer | E6 | CCE | 0 | 0 | 0 | 0 | 0 | 0 | 0 | 0 | 0 | 0 | 0 | 0 | 0 | 0 | 0 | 0 | 0 | 0 | 0 | 0 | 0 | 0 | 0 | 0 | 0 | 0 | 0 | 0 | 0 | 0
F1_Commercial_Lodging_New_Miscellaneous_Electric_Clothes Washer_E7 | F1 | Commercial | Lodging | New | Miscellaneous | Electric | Clothes Washer | E7 | CCE | 0 | 0 | 0 | 0 | 0 | 0 | 0 | 0 | 0 | 0 | 0 | 0 | 0 | 0 | 0 | 0 | 0 | 0 | 0 | 0 | 0 | 0 | 0 | 0 | 0 | 0 | 0 | 0 | 0 | 0
F1_Commercial_Lodging_New_Miscellaneous_Electric_Clothes Washer_E8 | F1 | Commercial | Lodging | New | Miscellaneous | Electric | Clothes Washer | E8 | CCE | 0 | 0 | 0 | 0 | 0 | 0 | 0 | 0 | 0 | 0 | 0 | 0 | 0 | 0 | 0 | 0 | 0 | 0 | 0 | 0 | 0 | 0 | 0 | 0 | 0 | 0 | 0 | 0 | 0 | 0
F1_Commercial_Lodging_New_Miscellaneous_Electric_Clothes Washer_E9 | F1 | Commercial | Lodging | New | Miscellaneous | Electric | Clothes Washer | E9 | CCE | 0 | 0 | 0 | 0 | 0 | 0 | 0 | 0 | 0 | 0 | 0 | 0 | 0 | 0 | 0 | 0 | 0 | 0 | 0 | 0 | 0 | 0 | 0 | 0 | 0 | 0 | 0 | 0 | 0 | 0
F1_Commercial_Lodging_New_Miscellaneous_Electric_Clothes Washer_E10 | F1 | Commercial | Lodging | New | Miscellaneous | Electric | Clothes Washer | E10 | CCE | 0 | 0 | 0 | 0 | 0 | 0 | 0 | 0 | 0 | 0 | 0 | 0 | 0 | 0 | 0 | 0 | 0 | 0 | 0 | 0 | 0 | 0 | 0 | 0 | 0 | 0 | 0 | 0 | 0 | 0
F2_Commercial_Lodging_New_Miscellaneous_Electric_Clothes Washer_E1 | F2 | Commercial | Lodging | New | Miscellaneous | Electric | Clothes Washer | E1 | TRC BC Ratio | 0 | 0 | 0 | 0 | 0 | 0 | 0 | 0 | 0 | 0 | 0 | 0 | 0 | 0 | 0 | 0 | 0 | 0 | 0 | 0 | 0 | 0 | 0 | 0 | 0 | 0 | 0 | 0 | 0 | 0
F2_Commercial_Lodging_New_Miscellaneous_Electric_Clothes Washer_E2 | F2 | Commercial | Lodging | New | Miscellaneous | Electric | Clothes Washer | E2 | TRC BC Ratio | 0 | 0 | 0 | 0 | 0 | 0 | 0 | 0 | 0 | 0 | 0 | 0 | 0 | 0 | 0 | 0 | 0 | 0 | 0 | 0 | 0 | 0 | 0 | 0 | 0 | 0 | 0 | 0 | 0 | 0
F2_Commercial_Lodging_New_Miscellaneous_Electric_Clothes Washer_E3 | F2 | Commercial | Lodging | New | Miscellaneous | Electric | Clothes Washer | E3 | TRC BC Ratio | 0 | 0 | 0 | 0 | 0 | 0 | 0 | 0 | 0 | 0 | 0 | 0 | 0 | 0 | 0 | 0 | 0 | 0 | 0 | 0 | 0 | 0 | 0 | 0 | 0 | 0 | 0 | 0 | 0 | 0
F2_Commercial_Lodging_New_Miscellaneous_Electric_Clothes Washer_E4 | F2 | Commercial | Lodging | New | Miscellaneous | Electric | Clothes Washer | E4 | TRC BC Ratio | 0 | 0 | 0 | 0 | 0 | 0 | 0 | 0 | 0 | 0 | 0 | 0 | 0 | 0 | 0 | 0 | 0 | 0 | 0 | 0 | 0 | 0 | 0 | 0 | 0 | 0 | 0 | 0 | 0 | 0
F2_Commercial_Lodging_New_Miscellaneous_Electric_Clothes Washer_E5 | F2 | Commercial | Lodging | New | Miscellaneous | Electric | Clothes Washer | E5 | TRC BC Ratio | 0 | 0 | 0 | 0 | 0 | 0 | 0 | 0 | 0 | 0 | 0 | 0 | 0 | 0 | 0 | 0 | 0 | 0 | 0 | 0 | 0 | 0 | 0 | 0 | 0 | 0 | 0 | 0 | 0 | 0
F2_Commercial_Lodging_New_Miscellaneous_Electric_Clothes Washer_E6 | F2 | Commercial | Lodging | New | Miscellaneous | Electric | Clothes Washer | E6 | TRC BC Ratio | 0 | 0 | 0 | 0 | 0 | 0 | 0 | 0 | 0 | 0 | 0 | 0 | 0 | 0 | 0 | 0 | 0 | 0 | 0 | 0 | 0 | 0 | 0 | 0 | 0 | 0 | 0 | 0 | 0 | 0
F2_Commercial_Lodging_New_Miscellaneous_Electric_Clothes Washer_E7 | F2 | Commercial | Lodging | New | Miscellaneous | Electric | Clothes Washer | E7 | TRC BC Ratio | 0 | 0 | 0 | 0 | 0 | 0 | 0 | 0 | 0 | 0 | 0 | 0 | 0 | 0 | 0 | 0 | 0 | 0 | 0 | 0 | 0 | 0 | 0 | 0 | 0 | 0 | 0 | 0 | 0 | 0
F2_Commercial_Lodging_New_Miscellaneous_Electric_Clothes Washer_E8 | F2 | Commercial | Lodging | New | Miscellaneous | Electric | Clothes Washer | E8 | TRC BC Ratio | 0 | 0 | 0 | 0 | 0 | 0 | 0 | 0 | 0 | 0 | 0 | 0 | 0 | 0 | 0 | 0 | 0 | 0 | 0 | 0 | 0 | 0 | 0 | 0 | 0 | 0 | 0 | 0 | 0 | 0
F2_Commercial_Lodging_New_Miscellaneous_Electric_Clothes Washer_E9 | F2 | Commercial | Lodging | New | Miscellaneous | Electric | Clothes Washer | E9 | TRC BC Ratio | 0 | 0 | 0 | 0 | 0 | 0 | 0 | 0 | 0 | 0 | 0 | 0 | 0 | 0 | 0 | 0 | 0 | 0 | 0 | 0 | 0 | 0 | 0 | 0 | 0 | 0 | 0 | 0 | 0 | 0
F2_Commercial_Lodging_New_Miscellaneous_Electric_Clothes Washer_E10 | F2 | Commercial | Lodging | New | Miscellaneous | Electric | Clothes Washer | E10 | TRC BC Ratio | 0 | 0 | 0 | 0 | 0 | 0 | 0 | 0 | 0 | 0 | 0 | 0 | 0 | 0 | 0 | 0 | 0 | 0 | 0 | 0 | 0 | 0 | 0 | 0 | 0 | 0 | 0 | 0 | 0 | 0
F3_Commercial_Lodging_New_Miscellaneous_Electric_Clothes Washer_E1 | F3 | Commercial | Lodging | New | Miscellaneous | Electric | Clothes Washer | E1 | PACT BC Ratio | 0 | 0 | 0 | 0 | 0 | 0 | 0 | 0 | 0 | 0 | 0 | 0 | 0 | 0 | 0 | 0 | 0 | 0 | 0 | 0 | 0 | 0 | 0 | 0 | 0 | 0 | 0 | 0 | 0 | 0
F3_Commercial_Lodging_New_Miscellaneous_Electric_Clothes Washer_E2 | F3 | Commercial | Lodging | New | Miscellaneous | Electric | Clothes Washer | E2 | PACT BC Ratio | 0 | 0 | 0 | 0 | 0 | 0 | 0 | 0 | 0 | 0 | 0 | 0 | 0 | 0 | 0 | 0 | 0 | 0 | 0 | 0 | 0 | 0 | 0 | 0 | 0 | 0 | 0 | 0 | 0 | 0
F3_Commercial_Lodging_New_Miscellaneous_Electric_Clothes Washer_E3 | F3 | Commercial | Lodging | New | Miscellaneous | Electric | Clothes Washer | E3 | PACT BC Ratio | 0 | 0 | 0 | 0 | 0 | 0 | 0 | 0 | 0 | 0 | 0 | 0 | 0 | 0 | 0 | 0 | 0 | 0 | 0 | 0 | 0 | 0 | 0 | 0 | 0 | 0 | 0 | 0 | 0 | 0
F3_Commercial_Lodging_New_Miscellaneous_Electric_Clothes Washer_E4 | F3 | Commercial | Lodging | New | Miscellaneous | Electric | Clothes Washer | E4 | PACT BC Ratio | 0 | 0 | 0 | 0 | 0 | 0 | 0 | 0 | 0 | 0 | 0 | 0 | 0 | 0 | 0 | 0 | 0 | 0 | 0 | 0 | 0 | 0 | 0 | 0 | 0 | 0 | 0 | 0 | 0 | 0
F3_Commercial_Lodging_New_Miscellaneous_Electric_Clothes Washer_E5 | F3 | Commercial | Lodging | New | Miscellaneous | Electric | Clothes Washer | E5 | PACT BC Ratio | 0 | 0 | 0 | 0 | 0 | 0 | 0 | 0 | 0 | 0 | 0 | 0 | 0 | 0 | 0 | 0 | 0 | 0 | 0 | 0 | 0 | 0 | 0 | 0 | 0 | 0 | 0 | 0 | 0 | 0
F3_Commercial_Lodging_New_Miscellaneous_Electric_Clothes Washer_E6 | F3 | Commercial | Lodging | New | Miscellaneous | Electric | Clothes Washer | E6 | PACT BC Ratio | 0 | 0 | 0 | 0 | 0 | 0 | 0 | 0 | 0 | 0 | 0 | 0 | 0 | 0 | 0 | 0 | 0 | 0 | 0 | 0 | 0 | 0 | 0 | 0 | 0 | 0 | 0 | 0 | 0 | 0
F3_Commercial_Lodging_New_Miscellaneous_Electric_Clothes Washer_E7 | F3 | Commercial | Lodging | New | Miscellaneous | Electric | Clothes Washer | E7 | PACT BC Ratio | 0 | 0 | 0 | 0 | 0 | 0 | 0 | 0 | 0 | 0 | 0 | 0 | 0 | 0 | 0 | 0 | 0 | 0 | 0 | 0 | 0 | 0 | 0 | 0 | 0 | 0 | 0 | 0 | 0 | 0
F3_Commercial_Lodging_New_Miscellaneous_Electric_Clothes Washer_E8 | F3 | Commercial | Lodging | New | Miscellaneous | Electric | Clothes Washer | E8 | PACT BC Ratio | 0 | 0 | 0 | 0 | 0 | 0 | 0 | 0 | 0 | 0 | 0 | 0 | 0 | 0 | 0 | 0 | 0 | 0 | 0 | 0 | 0 | 0 | 0 | 0 | 0 | 0 | 0 | 0 | 0 | 0
F3_Commercial_Lodging_New_Miscellaneous_Electric_Clothes Washer_E9 | F3 | Commercial | Lodging | New | Miscellaneous | Electric | Clothes Washer | E9 | PACT BC Ratio | 0 | 0 | 0 | 0 | 0 | 0 | 0 | 0 | 0 | 0 | 0 | 0 | 0 | 0 | 0 | 0 | 0 | 0 | 0 | 0 | 0 | 0 | 0 | 0 | 0 | 0 | 0 | 0 | 0 | 0
F3_Commercial_Lodging_New_Miscellaneous_Electric_Clothes Washer_E10 | F3 | Commercial | Lodging | New | Miscellaneous | Electric | Clothes Washer | E10 | PACT BC Ratio | 0 | 0 | 0 | 0 | 0 | 0 | 0 | 0 | 0 | 0 | 0 | 0 | 0 | 0 | 0 | 0 | 0 | 0 | 0 | 0 | 0 | 0 | 0 | 0 | 0 | 0 | 0 | 0 | 0 | 0
F4_Commercial_Lodging_New_Miscellaneous_Electric_Clothes Washer_E1 | F4 | Commercial | Lodging | New | Miscellaneous | Electric | Clothes Washer | E1 | RVT BC Ratio | 0 | 0 | 0 | 0 | 0 | 0 | 0 | 0 | 0 | 0 | 0 | 0 | 0 | 0 | 0 | 0 | 0 | 0 | 0 | 0 | 0 | 0 | 0 | 0 | 0 | 0 | 0 | 0 | 0 | 0
F4_Commercial_Lodging_New_Miscellaneous_Electric_Clothes Washer_E2 | F4 | Commercial | Lodging | New | Miscellaneous | Electric | Clothes Washer | E2 | RVT BC Ratio | 0 | 0 | 0 | 0 | 0 | 0 | 0 | 0 | 0 | 0 | 0 | 0 | 0 | 0 | 0 | 0 | 0 | 0 | 0 | 0 | 0 | 0 | 0 | 0 | 0 | 0 | 0 | 0 | 0 | 0
F4_Commercial_Lodging_New_Miscellaneous_Electric_Clothes Washer_E3 | F4 | Commercial | Lodging | New | Miscellaneous | Electric | Clothes Washer | E3 | RVT BC Ratio | 0 | 0 | 0 | 0 | 0 | 0 | 0 | 0 | 0 | 0 | 0 | 0 | 0 | 0 | 0 | 0 | 0 | 0 | 0 | 0 | 0 | 0 | 0 | 0 | 0 | 0 | 0 | 0 | 0 | 0
F4_Commercial_Lodging_New_Miscellaneous_Electric_Clothes Washer_E4 | F4 | Commercial | Lodging | New | Miscellaneous | Electric | Clothes Washer | E4 | RVT BC Ratio | 0 | 0 | 0 | 0 | 0 | 0 | 0 | 0 | 0 | 0 | 0 | 0 | 0 | 0 | 0 | 0 | 0 | 0 | 0 | 0 | 0 | 0 | 0 | 0 | 0 | 0 | 0 | 0 | 0 | 0
F4_Commercial_Lodging_New_Miscellaneous_Electric_Clothes Washer_E5 | F4 | Commercial | Lodging | New | Miscellaneous | Electric | Clothes Washer | E5 | RVT BC Ratio | 0 | 0 | 0 | 0 | 0 | 0 | 0 | 0 | 0 | 0 | 0 | 0 | 0 | 0 | 0 | 0 | 0 | 0 | 0 | 0 | 0 | 0 | 0 | 0 | 0 | 0 | 0 | 0 | 0 | 0
F4_Commercial_Lodging_New_Miscellaneous_Electric_Clothes Washer_E6 | F4 | Commercial | Lodging | New | Miscellaneous | Electric | Clothes Washer | E6 | RVT BC Ratio | 0 | 0 | 0 | 0 | 0 | 0 | 0 | 0 | 0 | 0 | 0 | 0 | 0 | 0 | 0 | 0 | 0 | 0 | 0 | 0 | 0 | 0 | 0 | 0 | 0 | 0 | 0 | 0 | 0 | 0
F4_Commercial_Lodging_New_Miscellaneous_Electric_Clothes Washer_E7 | F4 | Commercial | Lodging | New | Miscellaneous | Electric | Clothes Washer | E7 | RVT BC Ratio | 0 | 0 | 0 | 0 | 0 | 0 | 0 | 0 | 0 | 0 | 0 | 0 | 0 | 0 | 0 | 0 | 0 | 0 | 0 | 0 | 0 | 0 | 0 | 0 | 0 | 0 | 0 | 0 | 0 | 0
F4_Commercial_Lodging_New_Miscellaneous_Electric_Clothes Washer_E8 | F4 | Commercial | Lodging | New | Miscellaneous | Electric | Clothes Washer | E8 | RVT BC Ratio | 0 | 0 | 0 | 0 | 0 | 0 | 0 | 0 | 0 | 0 | 0 | 0 | 0 | 0 | 0 | 0 | 0 | 0 | 0 | 0 | 0 | 0 | 0 | 0 | 0 | 0 | 0 | 0 | 0 | 0
F4_Commercial_Lodging_New_Miscellaneous_Electric_Clothes Washer_E9 | F4 | Commercial | Lodging | New | Miscellaneous | Electric | Clothes Washer | E9 | RVT BC Ratio | 0 | 0 | 0 | 0 | 0 | 0 | 0 | 0 | 0 | 0 | 0 | 0 | 0 | 0 | 0 | 0 | 0 | 0 | 0 | 0 | 0 | 0 | 0 | 0 | 0 | 0 | 0 | 0 | 0 | 0
F4_Commercial_Lodging_New_Miscellaneous_Electric_Clothes Washer_E10 | F4 | Commercial | Lodging | New | Miscellaneous | Electric | Clothes Washer | E10 | RVT BC Ratio | 0 | 0 | 0 | 0 | 0 | 0 | 0 | 0 | 0 | 0 | 0 | 0 | 0 | 0 | 0 | 0 | 0 | 0 | 0 | 0 | 0 | 0 | 0 | 0 | 0 | 0 | 0 | 0 | 0 | 0
F5_Commercial_Lodging_New_Miscellaneous_Electric_Clothes Washer_E1 | F5 | Commercial | Lodging | New | Miscellaneous | Electric | Clothes Washer | E1 | RIM BC Ratio | 0 | 0 | 0 | 0 | 0 | 0 | 0 | 0 | 0 | 0 | 0 | 0 | 0 | 0 | 0 | 0 | 0 | 0 | 0 | 0 | 0 | 0 | 0 | 0 | 0 | 0 | 0 | 0 | 0 | 0
F5_Commercial_Lodging_New_Miscellaneous_Electric_Clothes Washer_E2 | F5 | Commercial | Lodging | New | Miscellaneous | Electric | Clothes Washer | E2 | RIM BC Ratio | 0 | 0 | 0 | 0 | 0 | 0 | 0 | 0 | 0 | 0 | 0 | 0 | 0 | 0 | 0 | 0 | 0 | 0 | 0 | 0 | 0 | 0 | 0 | 0 | 0 | 0 | 0 | 0 | 0 | 0
F5_Commercial_Lodging_New_Miscellaneous_Electric_Clothes Washer_E3 | F5 | Commercial | Lodging | New | Miscellaneous | Electric | Clothes Washer | E3 | RIM BC Ratio | 0 | 0 | 0 | 0 | 0 | 0 | 0 | 0 | 0 | 0 | 0 | 0 | 0 | 0 | 0 | 0 | 0 | 0 | 0 | 0 | 0 | 0 | 0 | 0 | 0 | 0 | 0 | 0 | 0 | 0
F5_Commercial_Lodging_New_Miscellaneous_Electric_Clothes Washer_E4 | F5 | Commercial | Lodging | New | Miscellaneous | Electric | Clothes Washer | E4 | RIM BC Ratio | 0 | 0 | 0 | 0 | 0 | 0 | 0 | 0 | 0 | 0 | 0 | 0 | 0 | 0 | 0 | 0 | 0 | 0 | 0 | 0 | 0 | 0 | 0 | 0 | 0 | 0 | 0 | 0 | 0 | 0
F5_Commercial_Lodging_New_Miscellaneous_Electric_Clothes Washer_E5 | F5 | Commercial | Lodging | New | Miscellaneous | Electric | Clothes Washer | E5 | RIM BC Ratio | 0 | 0 | 0 | 0 | 0 | 0 | 0 | 0 | 0 | 0 | 0 | 0 | 0 | 0 | 0 | 0 | 0 | 0 | 0 | 0 | 0 | 0 | 0 | 0 | 0 | 0 | 0 | 0 | 0 | 0
F5_Commercial_Lodging_New_Miscellaneous_Electric_Clothes Washer_E6 | F5 | Commercial | Lodging | New | Miscellaneous | Electric | Clothes Washer | E6 | RIM BC Ratio | 0 | 0 | 0 | 0 | 0 | 0 | 0 | 0 | 0 | 0 | 0 | 0 | 0 | 0 | 0 | 0 | 0 | 0 | 0 | 0 | 0 | 0 | 0 | 0 | 0 | 0 | 0 | 0 | 0 | 0
F5_Commercial_Lodging_New_Miscellaneous_Electric_Clothes Washer_E7 | F5 | Commercial | Lodging | New | Miscellaneous | Electric | Clothes Washer | E7 | RIM BC Ratio | 0 | 0 | 0 | 0 | 0 | 0 | 0 | 0 | 0 | 0 | 0 | 0 | 0 | 0 | 0 | 0 | 0 | 0 | 0 | 0 | 0 | 0 | 0 | 0 | 0 | 0 | 0 | 0 | 0 | 0
F5_Commercial_Lodging_New_Miscellaneous_Electric_Clothes Washer_E8 | F5 | Commercial | Lodging | New | Miscellaneous | Electric | Clothes Washer | E8 | RIM BC Ratio | 0 | 0 | 0 | 0 | 0 | 0 | 0 | 0 | 0 | 0 | 0 | 0 | 0 | 0 | 0 | 0 | 0 | 0 | 0 | 0 | 0 | 0 | 0 | 0 | 0 | 0 | 0 | 0 | 0 | 0
F5_Commercial_Lodging_New_Miscellaneous_Electric_Clothes Washer_E9 | F5 | Commercial | Lodging | New | Miscellaneous | Electric | Clothes Washer | E9 | RIM BC Ratio | 0 | 0 | 0 | 0 | 0 | 0 | 0 | 0 | 0 | 0 | 0 | 0 | 0 | 0 | 0 | 0 | 0 | 0 | 0 | 0 | 0 | 0 | 0 | 0 | 0 | 0 | 0 | 0 | 0 | 0
F5_Commercial_Lodging_New_Miscellaneous_Electric_Clothes Washer_E10 | F5 | Commercial | Lodging | New | Miscellaneous | Electric | Clothes Washer | E10 | RIM BC Ratio | 0 | 0 | 0 | 0 | 0 | 0 | 0 | 0 | 0 | 0 | 0 | 0 | 0 | 0 | 0 | 0 | 0 | 0 | 0 | 0 | 0 | 0 | 0 | 0 | 0 | 0 | 0 | 0 | 0 | 0
F0_Commercial_Lodging_New_Miscellaneous_Electric_Clothes Dryer_E0 | F0 | Commercial | Lodging | New | Miscellaneous | Electric | Clothes Dryer | E0 | Economic Unit | 0 | 0 | 0 | 0 | 0 | 0 | 0 | 0 | 0 | 0 | 0 | 0 | 0 | 0 | 0 | 0 | 0 | 0 | 0 | 0 | 0 | 0 | 0 | 0 | 0 | 0 | 0 | 0 | 0 | 0
F1_Commercial_Lodging_New_Miscellaneous_Electric_Clothes Dryer_E1 | F1 | Commercial | Lodging | New | Miscellaneous | Electric | Clothes Dryer | E1 | CCE | 0 | 0 | 0 | 0 | 0 | 0 | 0 | 0 | 0 | 0 | 0 | 0 | 0 | 0 | 0 | 0 | 0 | 0 | 0 | 0 | 0 | 0 | 0 | 0 | 0 | 0 | 0 | 0 | 0 | 0
F1_Commercial_Lodging_New_Miscellaneous_Electric_Clothes Dryer_E2 | F1 | Commercial | Lodging | New | Miscellaneous | Electric | Clothes Dryer | E2 | CCE | 0 | 0 | 0 | 0 | 0 | 0 | 0 | 0 | 0 | 0 | 0 | 0 | 0 | 0 | 0 | 0 | 0 | 0 | 0 | 0 | 0 | 0 | 0 | 0 | 0 | 0 | 0 | 0 | 0 | 0
F1_Commercial_Lodging_New_Miscellaneous_Electric_Clothes Dryer_E3 | F1 | Commercial | Lodging | New | Miscellaneous | Electric | Clothes Dryer | E3 | CCE | 0 | 0 | 0 | 0 | 0 | 0 | 0 | 0 | 0 | 0 | 0 | 0 | 0 | 0 | 0 | 0 | 0 | 0 | 0 | 0 | 0 | 0 | 0 | 0 | 0 | 0 | 0 | 0 | 0 | 0
F1_Commercial_Lodging_New_Miscellaneous_Electric_Clothes Dryer_E4 | F1 | Commercial | Lodging | New | Miscellaneous | Electric | Clothes Dryer | E4 | CCE | 0 | 0 | 0 | 0 | 0 | 0 | 0 | 0 | 0 | 0 | 0 | 0 | 0 | 0 | 0 | 0 | 0 | 0 | 0 | 0 | 0 | 0 | 0 | 0 | 0 | 0 | 0 | 0 | 0 | 0
F1_Commercial_Lodging_New_Miscellaneous_Electric_Clothes Dryer_E5 | F1 | Commercial | Lodging | New | Miscellaneous | Electric | Clothes Dryer | E5 | CCE | 0 | 0 | 0 | 0 | 0 | 0 | 0 | 0 | 0 | 0 | 0 | 0 | 0 | 0 | 0 | 0 | 0 | 0 | 0 | 0 | 0 | 0 | 0 | 0 | 0 | 0 | 0 | 0 | 0 | 0
F1_Commercial_Lodging_New_Miscellaneous_Electric_Clothes Dryer_E6 | F1 | Commercial | Lodging | New | Miscellaneous | Electric | Clothes Dryer | E6 | CCE | 0 | 0 | 0 | 0 | 0 | 0 | 0 | 0 | 0 | 0 | 0 | 0 | 0 | 0 | 0 | 0 | 0 | 0 | 0 | 0 | 0 | 0 | 0 | 0 | 0 | 0 | 0 | 0 | 0 | 0
F1_Commercial_Lodging_New_Miscellaneous_Electric_Clothes Dryer_E7 | F1 | Commercial | Lodging | New | Miscellaneous | Electric | Clothes Dryer | E7 | CCE | 0 | 0 | 0 | 0 | 0 | 0 | 0 | 0 | 0 | 0 | 0 | 0 | 0 | 0 | 0 | 0 | 0 | 0 | 0 | 0 | 0 | 0 | 0 | 0 | 0 | 0 | 0 | 0 | 0 | 0
F1_Commercial_Lodging_New_Miscellaneous_Electric_Clothes Dryer_E8 | F1 | Commercial | Lodging | New | Miscellaneous | Electric | Clothes Dryer | E8 | CCE | 0 | 0 | 0 | 0 | 0 | 0 | 0 | 0 | 0 | 0 | 0 | 0 | 0 | 0 | 0 | 0 | 0 | 0 | 0 | 0 | 0 | 0 | 0 | 0 | 0 | 0 | 0 | 0 | 0 | 0
F1_Commercial_Lodging_New_Miscellaneous_Electric_Clothes Dryer_E9 | F1 | Commercial | Lodging | New | Miscellaneous | Electric | Clothes Dryer | E9 | CCE | 0 | 0 | 0 | 0 | 0 | 0 | 0 | 0 | 0 | 0 | 0 | 0 | 0 | 0 | 0 | 0 | 0 | 0 | 0 | 0 | 0 | 0 | 0 | 0 | 0 | 0 | 0 | 0 | 0 | 0
F1_Commercial_Lodging_New_Miscellaneous_Electric_Clothes Dryer_E10 | F1 | Commercial | Lodging | New | Miscellaneous | Electric | Clothes Dryer | E10 | CCE | 0 | 0 | 0 | 0 | 0 | 0 | 0 | 0 | 0 | 0 | 0 | 0 | 0 | 0 | 0 | 0 | 0 | 0 | 0 | 0 | 0 | 0 | 0 | 0 | 0 | 0 | 0 | 0 | 0 | 0
F2_Commercial_Lodging_New_Miscellaneous_Electric_Clothes Dryer_E1 | F2 | Commercial | Lodging | New | Miscellaneous | Electric | Clothes Dryer | E1 | TRC BC Ratio | 0 | 0 | 0 | 0 | 0 | 0 | 0 | 0 | 0 | 0 | 0 | 0 | 0 | 0 | 0 | 0 | 0 | 0 | 0 | 0 | 0 | 0 | 0 | 0 | 0 | 0 | 0 | 0 | 0 | 0
F2_Commercial_Lodging_New_Miscellaneous_Electric_Clothes Dryer_E2 | F2 | Commercial | Lodging | New | Miscellaneous | Electric | Clothes Dryer | E2 | TRC BC Ratio | 0 | 0 | 0 | 0 | 0 | 0 | 0 | 0 | 0 | 0 | 0 | 0 | 0 | 0 | 0 | 0 | 0 | 0 | 0 | 0 | 0 | 0 | 0 | 0 | 0 | 0 | 0 | 0 | 0 | 0
F2_Commercial_Lodging_New_Miscellaneous_Electric_Clothes Dryer_E3 | F2 | Commercial | Lodging | New | Miscellaneous | Electric | Clothes Dryer | E3 | TRC BC Ratio | 0 | 0 | 0 | 0 | 0 | 0 | 0 | 0 | 0 | 0 | 0 | 0 | 0 | 0 | 0 | 0 | 0 | 0 | 0 | 0 | 0 | 0 | 0 | 0 | 0 | 0 | 0 | 0 | 0 | 0
F2_Commercial_Lodging_New_Miscellaneous_Electric_Clothes Dryer_E4 | F2 | Commercial | Lodging | New | Miscellaneous | Electric | Clothes Dryer | E4 | TRC BC Ratio | 0 | 0 | 0 | 0 | 0 | 0 | 0 | 0 | 0 | 0 | 0 | 0 | 0 | 0 | 0 | 0 | 0 | 0 | 0 | 0 | 0 | 0 | 0 | 0 | 0 | 0 | 0 | 0 | 0 | 0
F2_Commercial_Lodging_New_Miscellaneous_Electric_Clothes Dryer_E5 | F2 | Commercial | Lodging | New | Miscellaneous | Electric | Clothes Dryer | E5 | TRC BC Ratio | 0 | 0 | 0 | 0 | 0 | 0 | 0 | 0 | 0 | 0 | 0 | 0 | 0 | 0 | 0 | 0 | 0 | 0 | 0 | 0 | 0 | 0 | 0 | 0 | 0 | 0 | 0 | 0 | 0 | 0
F2_Commercial_Lodging_New_Miscellaneous_Electric_Clothes Dryer_E6 | F2 | Commercial | Lodging | New | Miscellaneous | Electric | Clothes Dryer | E6 | TRC BC Ratio | 0 | 0 | 0 | 0 | 0 | 0 | 0 | 0 | 0 | 0 | 0 | 0 | 0 | 0 | 0 | 0 | 0 | 0 | 0 | 0 | 0 | 0 | 0 | 0 | 0 | 0 | 0 | 0 | 0 | 0
F2_Commercial_Lodging_New_Miscellaneous_Electric_Clothes Dryer_E7 | F2 | Commercial | Lodging | New | Miscellaneous | Electric | Clothes Dryer | E7 | TRC BC Ratio | 0 | 0 | 0 | 0 | 0 | 0 | 0 | 0 | 0 | 0 | 0 | 0 | 0 | 0 | 0 | 0 | 0 | 0 | 0 | 0 | 0 | 0 | 0 | 0 | 0 | 0 | 0 | 0 | 0 | 0
F2_Commercial_Lodging_New_Miscellaneous_Electric_Clothes Dryer_E8 | F2 | Commercial | Lodging | New | Miscellaneous | Electric | Clothes Dryer | E8 | TRC BC Ratio | 0 | 0 | 0 | 0 | 0 | 0 | 0 | 0 | 0 | 0 | 0 | 0 | 0 | 0 | 0 | 0 | 0 | 0 | 0 | 0 | 0 | 0 | 0 | 0 | 0 | 0 | 0 | 0 | 0 | 0
F2_Commercial_Lodging_New_Miscellaneous_Electric_Clothes Dryer_E9 | F2 | Commercial | Lodging | New | Miscellaneous | Electric | Clothes Dryer | E9 | TRC BC Ratio | 0 | 0 | 0 | 0 | 0 | 0 | 0 | 0 | 0 | 0 | 0 | 0 | 0 | 0 | 0 | 0 | 0 | 0 | 0 | 0 | 0 | 0 | 0 | 0 | 0 | 0 | 0 | 0 | 0 | 0
F2_Commercial_Lodging_New_Miscellaneous_Electric_Clothes Dryer_E10 | F2 | Commercial | Lodging | New | Miscellaneous | Electric | Clothes Dryer | E10 | TRC BC Ratio | 0 | 0 | 0 | 0 | 0 | 0 | 0 | 0 | 0 | 0 | 0 | 0 | 0 | 0 | 0 | 0 | 0 | 0 | 0 | 0 | 0 | 0 | 0 | 0 | 0 | 0 | 0 | 0 | 0 | 0
F3_Commercial_Lodging_New_Miscellaneous_Electric_Clothes Dryer_E1 | F3 | Commercial | Lodging | New | Miscellaneous | Electric | Clothes Dryer | E1 | PACT BC Ratio | 0 | 0 | 0 | 0 | 0 | 0 | 0 | 0 | 0 | 0 | 0 | 0 | 0 | 0 | 0 | 0 | 0 | 0 | 0 | 0 | 0 | 0 | 0 | 0 | 0 | 0 | 0 | 0 | 0 | 0
F3_Commercial_Lodging_New_Miscellaneous_Electric_Clothes Dryer_E2 | F3 | Commercial | Lodging | New | Miscellaneous | Electric | Clothes Dryer | E2 | PACT BC Ratio | 0 | 0 | 0 | 0 | 0 | 0 | 0 | 0 | 0 | 0 | 0 | 0 | 0 | 0 | 0 | 0 | 0 | 0 | 0 | 0 | 0 | 0 | 0 | 0 | 0 | 0 | 0 | 0 | 0 | 0
F3_Commercial_Lodging_New_Miscellaneous_Electric_Clothes Dryer_E3 | F3 | Commercial | Lodging | New | Miscellaneous | Electric | Clothes Dryer | E3 | PACT BC Ratio | 0 | 0 | 0 | 0 | 0 | 0 | 0 | 0 | 0 | 0 | 0 | 0 | 0 | 0 | 0 | 0 | 0 | 0 | 0 | 0 | 0 | 0 | 0 | 0 | 0 | 0 | 0 | 0 | 0 | 0
F3_Commercial_Lodging_New_Miscellaneous_Electric_Clothes Dryer_E4 | F3 | Commercial | Lodging | New | Miscellaneous | Electric | Clothes Dryer | E4 | PACT BC Ratio | 0 | 0 | 0 | 0 | 0 | 0 | 0 | 0 | 0 | 0 | 0 | 0 | 0 | 0 | 0 | 0 | 0 | 0 | 0 | 0 | 0 | 0 | 0 | 0 | 0 | 0 | 0 | 0 | 0 | 0
F3_Commercial_Lodging_New_Miscellaneous_Electric_Clothes Dryer_E5 | F3 | Commercial | Lodging | New | Miscellaneous | Electric | Clothes Dryer | E5 | PACT BC Ratio | 0 | 0 | 0 | 0 | 0 | 0 | 0 | 0 | 0 | 0 | 0 | 0 | 0 | 0 | 0 | 0 | 0 | 0 | 0 | 0 | 0 | 0 | 0 | 0 | 0 | 0 | 0 | 0 | 0 | 0
F3_Commercial_Lodging_New_Miscellaneous_Electric_Clothes Dryer_E6 | F3 | Commercial | Lodging | New | Miscellaneous | Electric | Clothes Dryer | E6 | PACT BC Ratio | 0 | 0 | 0 | 0 | 0 | 0 | 0 | 0 | 0 | 0 | 0 | 0 | 0 | 0 | 0 | 0 | 0 | 0 | 0 | 0 | 0 | 0 | 0 | 0 | 0 | 0 | 0 | 0 | 0 | 0
F3_Commercial_Lodging_New_Miscellaneous_Electric_Clothes Dryer_E7 | F3 | Commercial | Lodging | New | Miscellaneous | Electric | Clothes Dryer | E7 | PACT BC Ratio | 0 | 0 | 0 | 0 | 0 | 0 | 0 | 0 | 0 | 0 | 0 | 0 | 0 | 0 | 0 | 0 | 0 | 0 | 0 | 0 | 0 | 0 | 0 | 0 | 0 | 0 | 0 | 0 | 0 | 0
F3_Commercial_Lodging_New_Miscellaneous_Electric_Clothes Dryer_E8 | F3 | Commercial | Lodging | New | Miscellaneous | Electric | Clothes Dryer | E8 | PACT BC Ratio | 0 | 0 | 0 | 0 | 0 | 0 | 0 | 0 | 0 | 0 | 0 | 0 | 0 | 0 | 0 | 0 | 0 | 0 | 0 | 0 | 0 | 0 | 0 | 0 | 0 | 0 | 0 | 0 | 0 | 0
F3_Commercial_Lodging_New_Miscellaneous_Electric_Clothes Dryer_E9 | F3 | Commercial | Lodging | New | Miscellaneous | Electric | Clothes Dryer | E9 | PACT BC Ratio | 0 | 0 | 0 | 0 | 0 | 0 | 0 | 0 | 0 | 0 | 0 | 0 | 0 | 0 | 0 | 0 | 0 | 0 | 0 | 0 | 0 | 0 | 0 | 0 | 0 | 0 | 0 | 0 | 0 | 0
F3_Commercial_Lodging_New_Miscellaneous_Electric_Clothes Dryer_E10 | F3 | Commercial | Lodging | New | Miscellaneous | Electric | Clothes Dryer | E10 | PACT BC Ratio | 0 | 0 | 0 | 0 | 0 | 0 | 0 | 0 | 0 | 0 | 0 | 0 | 0 | 0 | 0 | 0 | 0 | 0 | 0 | 0 | 0 | 0 | 0 | 0 | 0 | 0 | 0 | 0 | 0 | 0
F4_Commercial_Lodging_New_Miscellaneous_Electric_Clothes Dryer_E1 | F4 | Commercial | Lodging | New | Miscellaneous | Electric | Clothes Dryer | E1 | RVT BC Ratio | 0 | 0 | 0 | 0 | 0 | 0 | 0 | 0 | 0 | 0 | 0 | 0 | 0 | 0 | 0 | 0 | 0 | 0 | 0 | 0 | 0 | 0 | 0 | 0 | 0 | 0 | 0 | 0 | 0 | 0
F4_Commercial_Lodging_New_Miscellaneous_Electric_Clothes Dryer_E2 | F4 | Commercial | Lodging | New | Miscellaneous | Electric | Clothes Dryer | E2 | RVT BC Ratio | 0 | 0 | 0 | 0 | 0 | 0 | 0 | 0 | 0 | 0 | 0 | 0 | 0 | 0 | 0 | 0 | 0 | 0 | 0 | 0 | 0 | 0 | 0 | 0 | 0 | 0 | 0 | 0 | 0 | 0
F4_Commercial_Lodging_New_Miscellaneous_Electric_Clothes Dryer_E3 | F4 | Commercial | Lodging | New | Miscellaneous | Electric | Clothes Dryer | E3 | RVT BC Ratio | 0 | 0 | 0 | 0 | 0 | 0 | 0 | 0 | 0 | 0 | 0 | 0 | 0 | 0 | 0 | 0 | 0 | 0 | 0 | 0 | 0 | 0 | 0 | 0 | 0 | 0 | 0 | 0 | 0 | 0
F4_Commercial_Lodging_New_Miscellaneous_Electric_Clothes Dryer_E4 | F4 | Commercial | Lodging | New | Miscellaneous | Electric | Clothes Dryer | E4 | RVT BC Ratio | 0 | 0 | 0 | 0 | 0 | 0 | 0 | 0 | 0 | 0 | 0 | 0 | 0 | 0 | 0 | 0 | 0 | 0 | 0 | 0 | 0 | 0 | 0 | 0 | 0 | 0 | 0 | 0 | 0 | 0
F4_Commercial_Lodging_New_Miscellaneous_Electric_Clothes Dryer_E5 | F4 | Commercial | Lodging | New | Miscellaneous | Electric | Clothes Dryer | E5 | RVT BC Ratio | 0 | 0 | 0 | 0 | 0 | 0 | 0 | 0 | 0 | 0 | 0 | 0 | 0 | 0 | 0 | 0 | 0 | 0 | 0 | 0 | 0 | 0 | 0 | 0 | 0 | 0 | 0 | 0 | 0 | 0
F4_Commercial_Lodging_New_Miscellaneous_Electric_Clothes Dryer_E6 | F4 | Commercial | Lodging | New | Miscellaneous | Electric | Clothes Dryer | E6 | RVT BC Ratio | 0 | 0 | 0 | 0 | 0 | 0 | 0 | 0 | 0 | 0 | 0 | 0 | 0 | 0 | 0 | 0 | 0 | 0 | 0 | 0 | 0 | 0 | 0 | 0 | 0 | 0 | 0 | 0 | 0 | 0
F4_Commercial_Lodging_New_Miscellaneous_Electric_Clothes Dryer_E7 | F4 | Commercial | Lodging | New | Miscellaneous | Electric | Clothes Dryer | E7 | RVT BC Ratio | 0 | 0 | 0 | 0 | 0 | 0 | 0 | 0 | 0 | 0 | 0 | 0 | 0 | 0 | 0 | 0 | 0 | 0 | 0 | 0 | 0 | 0 | 0 | 0 | 0 | 0 | 0 | 0 | 0 | 0
F4_Commercial_Lodging_New_Miscellaneous_Electric_Clothes Dryer_E8 | F4 | Commercial | Lodging | New | Miscellaneous | Electric | Clothes Dryer | E8 | RVT BC Ratio | 0 | 0 | 0 | 0 | 0 | 0 | 0 | 0 | 0 | 0 | 0 | 0 | 0 | 0 | 0 | 0 | 0 | 0 | 0 | 0 | 0 | 0 | 0 | 0 | 0 | 0 | 0 | 0 | 0 | 0
F4_Commercial_Lodging_New_Miscellaneous_Electric_Clothes Dryer_E9 | F4 | Commercial | Lodging | New | Miscellaneous | Electric | Clothes Dryer | E9 | RVT BC Ratio | 0 | 0 | 0 | 0 | 0 | 0 | 0 | 0 | 0 | 0 | 0 | 0 | 0 | 0 | 0 | 0 | 0 | 0 | 0 | 0 | 0 | 0 | 0 | 0 | 0 | 0 | 0 | 0 | 0 | 0
F4_Commercial_Lodging_New_Miscellaneous_Electric_Clothes Dryer_E10 | F4 | Commercial | Lodging | New | Miscellaneous | Electric | Clothes Dryer | E10 | RVT BC Ratio | 0 | 0 | 0 | 0 | 0 | 0 | 0 | 0 | 0 | 0 | 0 | 0 | 0 | 0 | 0 | 0 | 0 | 0 | 0 | 0 | 0 | 0 | 0 | 0 | 0 | 0 | 0 | 0 | 0 | 0
F5_Commercial_Lodging_New_Miscellaneous_Electric_Clothes Dryer_E1 | F5 | Commercial | Lodging | New | Miscellaneous | Electric | Clothes Dryer | E1 | RIM BC Ratio | 0 | 0 | 0 | 0 | 0 | 0 | 0 | 0 | 0 | 0 | 0 | 0 | 0 | 0 | 0 | 0 | 0 | 0 | 0 | 0 | 0 | 0 | 0 | 0 | 0 | 0 | 0 | 0 | 0 | 0
F5_Commercial_Lodging_New_Miscellaneous_Electric_Clothes Dryer_E2 | F5 | Commercial | Lodging | New | Miscellaneous | Electric | Clothes Dryer | E2 | RIM BC Ratio | 0 | 0 | 0 | 0 | 0 | 0 | 0 | 0 | 0 | 0 | 0 | 0 | 0 | 0 | 0 | 0 | 0 | 0 | 0 | 0 | 0 | 0 | 0 | 0 | 0 | 0 | 0 | 0 | 0 | 0
F5_Commercial_Lodging_New_Miscellaneous_Electric_Clothes Dryer_E3 | F5 | Commercial | Lodging | New | Miscellaneous | Electric | Clothes Dryer | E3 | RIM BC Ratio | 0 | 0 | 0 | 0 | 0 | 0 | 0 | 0 | 0 | 0 | 0 | 0 | 0 | 0 | 0 | 0 | 0 | 0 | 0 | 0 | 0 | 0 | 0 | 0 | 0 | 0 | 0 | 0 | 0 | 0
F5_Commercial_Lodging_New_Miscellaneous_Electric_Clothes Dryer_E4 | F5 | Commercial | Lodging | New | Miscellaneous | Electric | Clothes Dryer | E4 | RIM BC Ratio | 0 | 0 | 0 | 0 | 0 | 0 | 0 | 0 | 0 | 0 | 0 | 0 | 0 | 0 | 0 | 0 | 0 | 0 | 0 | 0 | 0 | 0 | 0 | 0 | 0 | 0 | 0 | 0 | 0 | 0
F5_Commercial_Lodging_New_Miscellaneous_Electric_Clothes Dryer_E5 | F5 | Commercial | Lodging | New | Miscellaneous | Electric | Clothes Dryer | E5 | RIM BC Ratio | 0 | 0 | 0 | 0 | 0 | 0 | 0 | 0 | 0 | 0 | 0 | 0 | 0 | 0 | 0 | 0 | 0 | 0 | 0 | 0 | 0 | 0 | 0 | 0 | 0 | 0 | 0 | 0 | 0 | 0
F5_Commercial_Lodging_New_Miscellaneous_Electric_Clothes Dryer_E6 | F5 | Commercial | Lodging | New | Miscellaneous | Electric | Clothes Dryer | E6 | RIM BC Ratio | 0 | 0 | 0 | 0 | 0 | 0 | 0 | 0 | 0 | 0 | 0 | 0 | 0 | 0 | 0 | 0 | 0 | 0 | 0 | 0 | 0 | 0 | 0 | 0 | 0 | 0 | 0 | 0 | 0 | 0
F5_Commercial_Lodging_New_Miscellaneous_Electric_Clothes Dryer_E7 | F5 | Commercial | Lodging | New | Miscellaneous | Electric | Clothes Dryer | E7 | RIM BC Ratio | 0 | 0 | 0 | 0 | 0 | 0 | 0 | 0 | 0 | 0 | 0 | 0 | 0 | 0 | 0 | 0 | 0 | 0 | 0 | 0 | 0 | 0 | 0 | 0 | 0 | 0 | 0 | 0 | 0 | 0
F5_Commercial_Lodging_New_Miscellaneous_Electric_Clothes Dryer_E8 | F5 | Commercial | Lodging | New | Miscellaneous | Electric | Clothes Dryer | E8 | RIM BC Ratio | 0 | 0 | 0 | 0 | 0 | 0 | 0 | 0 | 0 | 0 | 0 | 0 | 0 | 0 | 0 | 0 | 0 | 0 | 0 | 0 | 0 | 0 | 0 | 0 | 0 | 0 | 0 | 0 | 0 | 0
F5_Commercial_Lodging_New_Miscellaneous_Electric_Clothes Dryer_E9 | F5 | Commercial | Lodging | New | Miscellaneous | Electric | Clothes Dryer | E9 | RIM BC Ratio | 0 | 0 | 0 | 0 | 0 | 0 | 0 | 0 | 0 | 0 | 0 | 0 | 0 | 0 | 0 | 0 | 0 | 0 | 0 | 0 | 0 | 0 | 0 | 0 | 0 | 0 | 0 | 0 | 0 | 0
F5_Commercial_Lodging_New_Miscellaneous_Electric_Clothes Dryer_E10 | F5 | Commercial | Lodging | New | Miscellaneous | Electric | Clothes Dryer | E10 | RIM BC Ratio | 0 | 0 | 0 | 0 | 0 | 0 | 0 | 0 | 0 | 0 | 0 | 0 | 0 | 0 | 0 | 0 | 0 | 0 | 0 | 0 | 0 | 0 | 0 | 0 | 0 | 0 | 0 | 0 | 0 | 0
F0_Commercial_Lodging_New_Miscellaneous_Electric_Miscellaneous_E0 | F0 | Commercial | Lodging | New | Miscellaneous | Electric | Miscellaneous | E0 | Economic Unit | 0 | 0 | 0 | 0 | 0 | 0 | 0 | 0 | 0 | 0 | 0 | 0 | 0 | 0 | 0 | 0 | 0 | 0 | 0 | 0 | 0 | 0 | 0 | 0 | 0 | 0 | 0 | 0 | 0 | 0
F1_Commercial_Lodging_New_Miscellaneous_Electric_Miscellaneous_E1 | F1 | Commercial | Lodging | New | Miscellaneous | Electric | Miscellaneous | E1 | CCE | 0 | 0 | 0 | 0 | 0 | 0 | 0 | 0 | 0 | 0 | 0 | 0 | 0 | 0 | 0 | 0 | 0 | 0 | 0 | 0 | 0 | 0 | 0 | 0 | 0 | 0 | 0 | 0 | 0 | 0
F1_Commercial_Lodging_New_Miscellaneous_Electric_Miscellaneous_E2 | F1 | Commercial | Lodging | New | Miscellaneous | Electric | Miscellaneous | E2 | CCE | 0 | 0 | 0 | 0 | 0 | 0 | 0 | 0 | 0 | 0 | 0 | 0 | 0 | 0 | 0 | 0 | 0 | 0 | 0 | 0 | 0 | 0 | 0 | 0 | 0 | 0 | 0 | 0 | 0 | 0
F1_Commercial_Lodging_New_Miscellaneous_Electric_Miscellaneous_E3 | F1 | Commercial | Lodging | New | Miscellaneous | Electric | Miscellaneous | E3 | CCE | 0 | 0 | 0 | 0 | 0 | 0 | 0 | 0 | 0 | 0 | 0 | 0 | 0 | 0 | 0 | 0 | 0 | 0 | 0 | 0 | 0 | 0 | 0 | 0 | 0 | 0 | 0 | 0 | 0 | 0
F1_Commercial_Lodging_New_Miscellaneous_Electric_Miscellaneous_E4 | F1 | Commercial | Lodging | New | Miscellaneous | Electric | Miscellaneous | E4 | CCE | 0 | 0 | 0 | 0 | 0 | 0 | 0 | 0 | 0 | 0 | 0 | 0 | 0 | 0 | 0 | 0 | 0 | 0 | 0 | 0 | 0 | 0 | 0 | 0 | 0 | 0 | 0 | 0 | 0 | 0
F1_Commercial_Lodging_New_Miscellaneous_Electric_Miscellaneous_E5 | F1 | Commercial | Lodging | New | Miscellaneous | Electric | Miscellaneous | E5 | CCE | 0 | 0 | 0 | 0 | 0 | 0 | 0 | 0 | 0 | 0 | 0 | 0 | 0 | 0 | 0 | 0 | 0 | 0 | 0 | 0 | 0 | 0 | 0 | 0 | 0 | 0 | 0 | 0 | 0 | 0
F1_Commercial_Lodging_New_Miscellaneous_Electric_Miscellaneous_E6 | F1 | Commercial | Lodging | New | Miscellaneous | Electric | Miscellaneous | E6 | CCE | 0 | 0 | 0 | 0 | 0 | 0 | 0 | 0 | 0 | 0 | 0 | 0 | 0 | 0 | 0 | 0 | 0 | 0 | 0 | 0 | 0 | 0 | 0 | 0 | 0 | 0 | 0 | 0 | 0 | 0
F1_Commercial_Lodging_New_Miscellaneous_Electric_Miscellaneous_E7 | F1 | Commercial | Lodging | New | Miscellaneous | Electric | Miscellaneous | E7 | CCE | 0 | 0 | 0 | 0 | 0 | 0 | 0 | 0 | 0 | 0 | 0 | 0 | 0 | 0 | 0 | 0 | 0 | 0 | 0 | 0 | 0 | 0 | 0 | 0 | 0 | 0 | 0 | 0 | 0 | 0
F1_Commercial_Lodging_New_Miscellaneous_Electric_Miscellaneous_E8 | F1 | Commercial | Lodging | New | Miscellaneous | Electric | Miscellaneous | E8 | CCE | 0 | 0 | 0 | 0 | 0 | 0 | 0 | 0 | 0 | 0 | 0 | 0 | 0 | 0 | 0 | 0 | 0 | 0 | 0 | 0 | 0 | 0 | 0 | 0 | 0 | 0 | 0 | 0 | 0 | 0
F1_Commercial_Lodging_New_Miscellaneous_Electric_Miscellaneous_E9 | F1 | Commercial | Lodging | New | Miscellaneous | Electric | Miscellaneous | E9 | CCE | 0 | 0 | 0 | 0 | 0 | 0 | 0 | 0 | 0 | 0 | 0 | 0 | 0 | 0 | 0 | 0 | 0 | 0 | 0 | 0 | 0 | 0 | 0 | 0 | 0 | 0 | 0 | 0 | 0 | 0
F1_Commercial_Lodging_New_Miscellaneous_Electric_Miscellaneous_E10 | F1 | Commercial | Lodging | New | Miscellaneous | Electric | Miscellaneous | E10 | CCE | 0 | 0 | 0 | 0 | 0 | 0 | 0 | 0 | 0 | 0 | 0 | 0 | 0 | 0 | 0 | 0 | 0 | 0 | 0 | 0 | 0 | 0 | 0 | 0 | 0 | 0 | 0 | 0 | 0 | 0
F2_Commercial_Lodging_New_Miscellaneous_Electric_Miscellaneous_E1 | F2 | Commercial | Lodging | New | Miscellaneous | Electric | Miscellaneous | E1 | TRC BC Ratio | 0 | 0 | 0 | 0 | 0 | 0 | 0 | 0 | 0 | 0 | 0 | 0 | 0 | 0 | 0 | 0 | 0 | 0 | 0 | 0 | 0 | 0 | 0 | 0 | 0 | 0 | 0 | 0 | 0 | 0
F2_Commercial_Lodging_New_Miscellaneous_Electric_Miscellaneous_E2 | F2 | Commercial | Lodging | New | Miscellaneous | Electric | Miscellaneous | E2 | TRC BC Ratio | 0 | 0 | 0 | 0 | 0 | 0 | 0 | 0 | 0 | 0 | 0 | 0 | 0 | 0 | 0 | 0 | 0 | 0 | 0 | 0 | 0 | 0 | 0 | 0 | 0 | 0 | 0 | 0 | 0 | 0
F2_Commercial_Lodging_New_Miscellaneous_Electric_Miscellaneous_E3 | F2 | Commercial | Lodging | New | Miscellaneous | Electric | Miscellaneous | E3 | TRC BC Ratio | 0 | 0 | 0 | 0 | 0 | 0 | 0 | 0 | 0 | 0 | 0 | 0 | 0 | 0 | 0 | 0 | 0 | 0 | 0 | 0 | 0 | 0 | 0 | 0 | 0 | 0 | 0 | 0 | 0 | 0
F2_Commercial_Lodging_New_Miscellaneous_Electric_Miscellaneous_E4 | F2 | Commercial | Lodging | New | Miscellaneous | Electric | Miscellaneous | E4 | TRC BC Ratio | 0 | 0 | 0 | 0 | 0 | 0 | 0 | 0 | 0 | 0 | 0 | 0 | 0 | 0 | 0 | 0 | 0 | 0 | 0 | 0 | 0 | 0 | 0 | 0 | 0 | 0 | 0 | 0 | 0 | 0
F2_Commercial_Lodging_New_Miscellaneous_Electric_Miscellaneous_E5 | F2 | Commercial | Lodging | New | Miscellaneous | Electric | Miscellaneous | E5 | TRC BC Ratio | 0 | 0 | 0 | 0 | 0 | 0 | 0 | 0 | 0 | 0 | 0 | 0 | 0 | 0 | 0 | 0 | 0 | 0 | 0 | 0 | 0 | 0 | 0 | 0 | 0 | 0 | 0 | 0 | 0 | 0
F2_Commercial_Lodging_New_Miscellaneous_Electric_Miscellaneous_E6 | F2 | Commercial | Lodging | New | Miscellaneous | Electric | Miscellaneous | E6 | TRC BC Ratio | 0 | 0 | 0 | 0 | 0 | 0 | 0 | 0 | 0 | 0 | 0 | 0 | 0 | 0 | 0 | 0 | 0 | 0 | 0 | 0 | 0 | 0 | 0 | 0 | 0 | 0 | 0 | 0 | 0 | 0
F2_Commercial_Lodging_New_Miscellaneous_Electric_Miscellaneous_E7 | F2 | Commercial | Lodging | New | Miscellaneous | Electric | Miscellaneous | E7 | TRC BC Ratio | 0 | 0 | 0 | 0 | 0 | 0 | 0 | 0 | 0 | 0 | 0 | 0 | 0 | 0 | 0 | 0 | 0 | 0 | 0 | 0 | 0 | 0 | 0 | 0 | 0 | 0 | 0 | 0 | 0 | 0
F2_Commercial_Lodging_New_Miscellaneous_Electric_Miscellaneous_E8 | F2 | Commercial | Lodging | New | Miscellaneous | Electric | Miscellaneous | E8 | TRC BC Ratio | 0 | 0 | 0 | 0 | 0 | 0 | 0 | 0 | 0 | 0 | 0 | 0 | 0 | 0 | 0 | 0 | 0 | 0 | 0 | 0 | 0 | 0 | 0 | 0 | 0 | 0 | 0 | 0 | 0 | 0
F2_Commercial_Lodging_New_Miscellaneous_Electric_Miscellaneous_E9 | F2 | Commercial | Lodging | New | Miscellaneous | Electric | Miscellaneous | E9 | TRC BC Ratio | 0 | 0 | 0 | 0 | 0 | 0 | 0 | 0 | 0 | 0 | 0 | 0 | 0 | 0 | 0 | 0 | 0 | 0 | 0 | 0 | 0 | 0 | 0 | 0 | 0 | 0 | 0 | 0 | 0 | 0
F2_Commercial_Lodging_New_Miscellaneous_Electric_Miscellaneous_E10 | F2 | Commercial | Lodging | New | Miscellaneous | Electric | Miscellaneous | E10 | TRC BC Ratio | 0 | 0 | 0 | 0 | 0 | 0 | 0 | 0 | 0 | 0 | 0 | 0 | 0 | 0 | 0 | 0 | 0 | 0 | 0 | 0 | 0 | 0 | 0 | 0 | 0 | 0 | 0 | 0 | 0 | 0
F3_Commercial_Lodging_New_Miscellaneous_Electric_Miscellaneous_E1 | F3 | Commercial | Lodging | New | Miscellaneous | Electric | Miscellaneous | E1 | PACT BC Ratio | 0 | 0 | 0 | 0 | 0 | 0 | 0 | 0 | 0 | 0 | 0 | 0 | 0 | 0 | 0 | 0 | 0 | 0 | 0 | 0 | 0 | 0 | 0 | 0 | 0 | 0 | 0 | 0 | 0 | 0
F3_Commercial_Lodging_New_Miscellaneous_Electric_Miscellaneous_E2 | F3 | Commercial | Lodging | New | Miscellaneous | Electric | Miscellaneous | E2 | PACT BC Ratio | 0 | 0 | 0 | 0 | 0 | 0 | 0 | 0 | 0 | 0 | 0 | 0 | 0 | 0 | 0 | 0 | 0 | 0 | 0 | 0 | 0 | 0 | 0 | 0 | 0 | 0 | 0 | 0 | 0 | 0
F3_Commercial_Lodging_New_Miscellaneous_Electric_Miscellaneous_E3 | F3 | Commercial | Lodging | New | Miscellaneous | Electric | Miscellaneous | E3 | PACT BC Ratio | 0 | 0 | 0 | 0 | 0 | 0 | 0 | 0 | 0 | 0 | 0 | 0 | 0 | 0 | 0 | 0 | 0 | 0 | 0 | 0 | 0 | 0 | 0 | 0 | 0 | 0 | 0 | 0 | 0 | 0
F3_Commercial_Lodging_New_Miscellaneous_Electric_Miscellaneous_E4 | F3 | Commercial | Lodging | New | Miscellaneous | Electric | Miscellaneous | E4 | PACT BC Ratio | 0 | 0 | 0 | 0 | 0 | 0 | 0 | 0 | 0 | 0 | 0 | 0 | 0 | 0 | 0 | 0 | 0 | 0 | 0 | 0 | 0 | 0 | 0 | 0 | 0 | 0 | 0 | 0 | 0 | 0
F3_Commercial_Lodging_New_Miscellaneous_Electric_Miscellaneous_E5 | F3 | Commercial | Lodging | New | Miscellaneous | Electric | Miscellaneous | E5 | PACT BC Ratio | 0 | 0 | 0 | 0 | 0 | 0 | 0 | 0 | 0 | 0 | 0 | 0 | 0 | 0 | 0 | 0 | 0 | 0 | 0 | 0 | 0 | 0 | 0 | 0 | 0 | 0 | 0 | 0 | 0 | 0
F3_Commercial_Lodging_New_Miscellaneous_Electric_Miscellaneous_E6 | F3 | Commercial | Lodging | New | Miscellaneous | Electric | Miscellaneous | E6 | PACT BC Ratio | 0 | 0 | 0 | 0 | 0 | 0 | 0 | 0 | 0 | 0 | 0 | 0 | 0 | 0 | 0 | 0 | 0 | 0 | 0 | 0 | 0 | 0 | 0 | 0 | 0 | 0 | 0 | 0 | 0 | 0
F3_Commercial_Lodging_New_Miscellaneous_Electric_Miscellaneous_E7 | F3 | Commercial | Lodging | New | Miscellaneous | Electric | Miscellaneous | E7 | PACT BC Ratio | 0 | 0 | 0 | 0 | 0 | 0 | 0 | 0 | 0 | 0 | 0 | 0 | 0 | 0 | 0 | 0 | 0 | 0 | 0 | 0 | 0 | 0 | 0 | 0 | 0 | 0 | 0 | 0 | 0 | 0
F3_Commercial_Lodging_New_Miscellaneous_Electric_Miscellaneous_E8 | F3 | Commercial | Lodging | New | Miscellaneous | Electric | Miscellaneous | E8 | PACT BC Ratio | 0 | 0 | 0 | 0 | 0 | 0 | 0 | 0 | 0 | 0 | 0 | 0 | 0 | 0 | 0 | 0 | 0 | 0 | 0 | 0 | 0 | 0 | 0 | 0 | 0 | 0 | 0 | 0 | 0 | 0
F3_Commercial_Lodging_New_Miscellaneous_Electric_Miscellaneous_E9 | F3 | Commercial | Lodging | New | Miscellaneous | Electric | Miscellaneous | E9 | PACT BC Ratio | 0 | 0 | 0 | 0 | 0 | 0 | 0 | 0 | 0 | 0 | 0 | 0 | 0 | 0 | 0 | 0 | 0 | 0 | 0 | 0 | 0 | 0 | 0 | 0 | 0 | 0 | 0 | 0 | 0 | 0
F3_Commercial_Lodging_New_Miscellaneous_Electric_Miscellaneous_E10 | F3 | Commercial | Lodging | New | Miscellaneous | Electric | Miscellaneous | E10 | PACT BC Ratio | 0 | 0 | 0 | 0 | 0 | 0 | 0 | 0 | 0 | 0 | 0 | 0 | 0 | 0 | 0 | 0 | 0 | 0 | 0 | 0 | 0 | 0 | 0 | 0 | 0 | 0 | 0 | 0 | 0 | 0
F4_Commercial_Lodging_New_Miscellaneous_Electric_Miscellaneous_E1 | F4 | Commercial | Lodging | New | Miscellaneous | Electric | Miscellaneous | E1 | RVT BC Ratio | 0 | 0 | 0 | 0 | 0 | 0 | 0 | 0 | 0 | 0 | 0 | 0 | 0 | 0 | 0 | 0 | 0 | 0 | 0 | 0 | 0 | 0 | 0 | 0 | 0 | 0 | 0 | 0 | 0 | 0
F4_Commercial_Lodging_New_Miscellaneous_Electric_Miscellaneous_E2 | F4 | Commercial | Lodging | New | Miscellaneous | Electric | Miscellaneous | E2 | RVT BC Ratio | 0 | 0 | 0 | 0 | 0 | 0 | 0 | 0 | 0 | 0 | 0 | 0 | 0 | 0 | 0 | 0 | 0 | 0 | 0 | 0 | 0 | 0 | 0 | 0 | 0 | 0 | 0 | 0 | 0 | 0
F4_Commercial_Lodging_New_Miscellaneous_Electric_Miscellaneous_E3 | F4 | Commercial | Lodging | New | Miscellaneous | Electric | Miscellaneous | E3 | RVT BC Ratio | 0 | 0 | 0 | 0 | 0 | 0 | 0 | 0 | 0 | 0 | 0 | 0 | 0 | 0 | 0 | 0 | 0 | 0 | 0 | 0 | 0 | 0 | 0 | 0 | 0 | 0 | 0 | 0 | 0 | 0
F4_Commercial_Lodging_New_Miscellaneous_Electric_Miscellaneous_E4 | F4 | Commercial | Lodging | New | Miscellaneous | Electric | Miscellaneous | E4 | RVT BC Ratio | 0 | 0 | 0 | 0 | 0 | 0 | 0 | 0 | 0 | 0 | 0 | 0 | 0 | 0 | 0 | 0 | 0 | 0 | 0 | 0 | 0 | 0 | 0 | 0 | 0 | 0 | 0 | 0 | 0 | 0
F4_Commercial_Lodging_New_Miscellaneous_Electric_Miscellaneous_E5 | F4 | Commercial | Lodging | New | Miscellaneous | Electric | Miscellaneous | E5 | RVT BC Ratio | 0 | 0 | 0 | 0 | 0 | 0 | 0 | 0 | 0 | 0 | 0 | 0 | 0 | 0 | 0 | 0 | 0 | 0 | 0 | 0 | 0 | 0 | 0 | 0 | 0 | 0 | 0 | 0 | 0 | 0
F4_Commercial_Lodging_New_Miscellaneous_Electric_Miscellaneous_E6 | F4 | Commercial | Lodging | New | Miscellaneous | Electric | Miscellaneous | E6 | RVT BC Ratio | 0 | 0 | 0 | 0 | 0 | 0 | 0 | 0 | 0 | 0 | 0 | 0 | 0 | 0 | 0 | 0 | 0 | 0 | 0 | 0 | 0 | 0 | 0 | 0 | 0 | 0 | 0 | 0 | 0 | 0
F4_Commercial_Lodging_New_Miscellaneous_Electric_Miscellaneous_E7 | F4 | Commercial | Lodging | New | Miscellaneous | Electric | Miscellaneous | E7 | RVT BC Ratio | 0 | 0 | 0 | 0 | 0 | 0 | 0 | 0 | 0 | 0 | 0 | 0 | 0 | 0 | 0 | 0 | 0 | 0 | 0 | 0 | 0 | 0 | 0 | 0 | 0 | 0 | 0 | 0 | 0 | 0
F4_Commercial_Lodging_New_Miscellaneous_Electric_Miscellaneous_E8 | F4 | Commercial | Lodging | New | Miscellaneous | Electric | Miscellaneous | E8 | RVT BC Ratio | 0 | 0 | 0 | 0 | 0 | 0 | 0 | 0 | 0 | 0 | 0 | 0 | 0 | 0 | 0 | 0 | 0 | 0 | 0 | 0 | 0 | 0 | 0 | 0 | 0 | 0 | 0 | 0 | 0 | 0
F4_Commercial_Lodging_New_Miscellaneous_Electric_Miscellaneous_E9 | F4 | Commercial | Lodging | New | Miscellaneous | Electric | Miscellaneous | E9 | RVT BC Ratio | 0 | 0 | 0 | 0 | 0 | 0 | 0 | 0 | 0 | 0 | 0 | 0 | 0 | 0 | 0 | 0 | 0 | 0 | 0 | 0 | 0 | 0 | 0 | 0 | 0 | 0 | 0 | 0 | 0 | 0
F4_Commercial_Lodging_New_Miscellaneous_Electric_Miscellaneous_E10 | F4 | Commercial | Lodging | New | Miscellaneous | Electric | Miscellaneous | E10 | RVT BC Ratio | 0 | 0 | 0 | 0 | 0 | 0 | 0 | 0 | 0 | 0 | 0 | 0 | 0 | 0 | 0 | 0 | 0 | 0 | 0 | 0 | 0 | 0 | 0 | 0 | 0 | 0 | 0 | 0 | 0 | 0
F5_Commercial_Lodging_New_Miscellaneous_Electric_Miscellaneous_E1 | F5 | Commercial | Lodging | New | Miscellaneous | Electric | Miscellaneous | E1 | RIM BC Ratio | 0 | 0 | 0 | 0 | 0 | 0 | 0 | 0 | 0 | 0 | 0 | 0 | 0 | 0 | 0 | 0 | 0 | 0 | 0 | 0 | 0 | 0 | 0 | 0 | 0 | 0 | 0 | 0 | 0 | 0
F5_Commercial_Lodging_New_Miscellaneous_Electric_Miscellaneous_E2 | F5 | Commercial | Lodging | New | Miscellaneous | Electric | Miscellaneous | E2 | RIM BC Ratio | 0 | 0 | 0 | 0 | 0 | 0 | 0 | 0 | 0 | 0 | 0 | 0 | 0 | 0 | 0 | 0 | 0 | 0 | 0 | 0 | 0 | 0 | 0 | 0 | 0 | 0 | 0 | 0 | 0 | 0
F5_Commercial_Lodging_New_Miscellaneous_Electric_Miscellaneous_E3 | F5 | Commercial | Lodging | New | Miscellaneous | Electric | Miscellaneous | E3 | RIM BC Ratio | 0 | 0 | 0 | 0 | 0 | 0 | 0 | 0 | 0 | 0 | 0 | 0 | 0 | 0 | 0 | 0 | 0 | 0 | 0 | 0 | 0 | 0 | 0 | 0 | 0 | 0 | 0 | 0 | 0 | 0
F5_Commercial_Lodging_New_Miscellaneous_Electric_Miscellaneous_E4 | F5 | Commercial | Lodging | New | Miscellaneous | Electric | Miscellaneous | E4 | RIM BC Ratio | 0 | 0 | 0 | 0 | 0 | 0 | 0 | 0 | 0 | 0 | 0 | 0 | 0 | 0 | 0 | 0 | 0 | 0 | 0 | 0 | 0 | 0 | 0 | 0 | 0 | 0 | 0 | 0 | 0 | 0
F5_Commercial_Lodging_New_Miscellaneous_Electric_Miscellaneous_E5 | F5 | Commercial | Lodging | New | Miscellaneous | Electric | Miscellaneous | E5 | RIM BC Ratio | 0 | 0 | 0 | 0 | 0 | 0 | 0 | 0 | 0 | 0 | 0 | 0 | 0 | 0 | 0 | 0 | 0 | 0 | 0 | 0 | 0 | 0 | 0 | 0 | 0 | 0 | 0 | 0 | 0 | 0
F5_Commercial_Lodging_New_Miscellaneous_Electric_Miscellaneous_E6 | F5 | Commercial | Lodging | New | Miscellaneous | Electric | Miscellaneous | E6 | RIM BC Ratio | 0 | 0 | 0 | 0 | 0 | 0 | 0 | 0 | 0 | 0 | 0 | 0 | 0 | 0 | 0 | 0 | 0 | 0 | 0 | 0 | 0 | 0 | 0 | 0 | 0 | 0 | 0 | 0 | 0 | 0
F5_Commercial_Lodging_New_Miscellaneous_Electric_Miscellaneous_E7 | F5 | Commercial | Lodging | New | Miscellaneous | Electric | Miscellaneous | E7 | RIM BC Ratio | 0 | 0 | 0 | 0 | 0 | 0 | 0 | 0 | 0 | 0 | 0 | 0 | 0 | 0 | 0 | 0 | 0 | 0 | 0 | 0 | 0 | 0 | 0 | 0 | 0 | 0 | 0 | 0 | 0 | 0
F5_Commercial_Lodging_New_Miscellaneous_Electric_Miscellaneous_E8 | F5 | Commercial | Lodging | New | Miscellaneous | Electric | Miscellaneous | E8 | RIM BC Ratio | 0 | 0 | 0 | 0 | 0 | 0 | 0 | 0 | 0 | 0 | 0 | 0 | 0 | 0 | 0 | 0 | 0 | 0 | 0 | 0 | 0 | 0 | 0 | 0 | 0 | 0 | 0 | 0 | 0 | 0
F5_Commercial_Lodging_New_Miscellaneous_Electric_Miscellaneous_E9 | F5 | Commercial | Lodging | New | Miscellaneous | Electric | Miscellaneous | E9 | RIM BC Ratio | 0 | 0 | 0 | 0 | 0 | 0 | 0 | 0 | 0 | 0 | 0 | 0 | 0 | 0 | 0 | 0 | 0 | 0 | 0 | 0 | 0 | 0 | 0 | 0 | 0 | 0 | 0 | 0 | 0 | 0
F5_Commercial_Lodging_New_Miscellaneous_Electric_Miscellaneous_E10 | F5 | Commercial | Lodging | New | Miscellaneous | Electric | Miscellaneous | E10 | RIM BC Ratio | 0 | 0 | 0 | 0 | 0 | 0 | 0 | 0 | 0 | 0 | 0 | 0 | 0 | 0 | 0 | 0 | 0 | 0 | 0 | 0 | 0 | 0 | 0 | 0 | 0 | 0 | 0 | 0 | 0 | 0
F0_Commercial_Lodging_New_Generation_Electric_Solar PV_E0 | F0 | Commercial | Lodging | New | Generation | Electric | Solar PV | E0 | Economic Unit | 0 | 0 | 0 | 0 | 0 | 0 | 0 | 0 | 0 | 0 | 0 | 0 | 0 | 0 | 0 | 0 | 0 | 0 | 0 | 0 | 0 | 0 | 0 | 0 | 0 | 0 | 0 | 0 | 0 | 0
F1_Commercial_Lodging_New_Generation_Electric_Solar PV_E1 | F1 | Commercial | Lodging | New | Generation | Electric | Solar PV | E1 | CCE | 0 | 0 | 0 | 0 | 0 | 0 | 0 | 0 | 0 | 0 | 0 | 0 | 0 | 0 | 0 | 0 | 0 | 0 | 0 | 0 | 0 | 0 | 0 | 0 | 0 | 0 | 0 | 0 | 0 | 0
F1_Commercial_Lodging_New_Generation_Electric_Solar PV_E2 | F1 | Commercial | Lodging | New | Generation | Electric | Solar PV | E2 | CCE | 0 | 0 | 0 | 0 | 0 | 0 | 0 | 0 | 0 | 0 | 0 | 0 | 0 | 0 | 0 | 0 | 0 | 0 | 0 | 0 | 0 | 0 | 0 | 0 | 0 | 0 | 0 | 0 | 0 | 0
F1_Commercial_Lodging_New_Generation_Electric_Solar PV_E3 | F1 | Commercial | Lodging | New | Generation | Electric | Solar PV | E3 | CCE | 0 | 0 | 0 | 0 | 0 | 0 | 0 | 0 | 0 | 0 | 0 | 0 | 0 | 0 | 0 | 0 | 0 | 0 | 0 | 0 | 0 | 0 | 0 | 0 | 0 | 0 | 0 | 0 | 0 | 0
F1_Commercial_Lodging_New_Generation_Electric_Solar PV_E4 | F1 | Commercial | Lodging | New | Generation | Electric | Solar PV | E4 | CCE | 0 | 0 | 0 | 0 | 0 | 0 | 0 | 0 | 0 | 0 | 0 | 0 | 0 | 0 | 0 | 0 | 0 | 0 | 0 | 0 | 0 | 0 | 0 | 0 | 0 | 0 | 0 | 0 | 0 | 0
F1_Commercial_Lodging_New_Generation_Electric_Solar PV_E5 | F1 | Commercial | Lodging | New | Generation | Electric | Solar PV | E5 | CCE | 0 | 0 | 0 | 0 | 0 | 0 | 0 | 0 | 0 | 0 | 0 | 0 | 0 | 0 | 0 | 0 | 0 | 0 | 0 | 0 | 0 | 0 | 0 | 0 | 0 | 0 | 0 | 0 | 0 | 0
F1_Commercial_Lodging_New_Generation_Electric_Solar PV_E6 | F1 | Commercial | Lodging | New | Generation | Electric | Solar PV | E6 | CCE | 0 | 0 | 0 | 0 | 0 | 0 | 0 | 0 | 0 | 0 | 0 | 0 | 0 | 0 | 0 | 0 | 0 | 0 | 0 | 0 | 0 | 0 | 0 | 0 | 0 | 0 | 0 | 0 | 0 | 0
F1_Commercial_Lodging_New_Generation_Electric_Solar PV_E7 | F1 | Commercial | Lodging | New | Generation | Electric | Solar PV | E7 | CCE | 0 | 0 | 0 | 0 | 0 | 0 | 0 | 0 | 0 | 0 | 0 | 0 | 0 | 0 | 0 | 0 | 0 | 0 | 0 | 0 | 0 | 0 | 0 | 0 | 0 | 0 | 0 | 0 | 0 | 0
F1_Commercial_Lodging_New_Generation_Electric_Solar PV_E8 | F1 | Commercial | Lodging | New | Generation | Electric | Solar PV | E8 | CCE | 0 | 0 | 0 | 0 | 0 | 0 | 0 | 0 | 0 | 0 | 0 | 0 | 0 | 0 | 0 | 0 | 0 | 0 | 0 | 0 | 0 | 0 | 0 | 0 | 0 | 0 | 0 | 0 | 0 | 0
F1_Commercial_Lodging_New_Generation_Electric_Solar PV_E9 | F1 | Commercial | Lodging | New | Generation | Electric | Solar PV | E9 | CCE | 0 | 0 | 0 | 0 | 0 | 0 | 0 | 0 | 0 | 0 | 0 | 0 | 0 | 0 | 0 | 0 | 0 | 0 | 0 | 0 | 0 | 0 | 0 | 0 | 0 | 0 | 0 | 0 | 0 | 0
F1_Commercial_Lodging_New_Generation_Electric_Solar PV_E10 | F1 | Commercial | Lodging | New | Generation | Electric | Solar PV | E10 | CCE | 0 | 0 | 0 | 0 | 0 | 0 | 0 | 0 | 0 | 0 | 0 | 0 | 0 | 0 | 0 | 0 | 0 | 0 | 0 | 0 | 0 | 0 | 0 | 0 | 0 | 0 | 0 | 0 | 0 | 0
F2_Commercial_Lodging_New_Generation_Electric_Solar PV_E1 | F2 | Commercial | Lodging | New | Generation | Electric | Solar PV | E1 | TRC BC Ratio | 0 | 0 | 0 | 0 | 0 | 0 | 0 | 0 | 0 | 0 | 0 | 0 | 0 | 0 | 0 | 0 | 0 | 0 | 0 | 0 | 0 | 0 | 0 | 0 | 0 | 0 | 0 | 0 | 0 | 0
F2_Commercial_Lodging_New_Generation_Electric_Solar PV_E2 | F2 | Commercial | Lodging | New | Generation | Electric | Solar PV | E2 | TRC BC Ratio | 0 | 0 | 0 | 0 | 0 | 0 | 0 | 0 | 0 | 0 | 0 | 0 | 0 | 0 | 0 | 0 | 0 | 0 | 0 | 0 | 0 | 0 | 0 | 0 | 0 | 0 | 0 | 0 | 0 | 0
F2_Commercial_Lodging_New_Generation_Electric_Solar PV_E3 | F2 | Commercial | Lodging | New | Generation | Electric | Solar PV | E3 | TRC BC Ratio | 0 | 0 | 0 | 0 | 0 | 0 | 0 | 0 | 0 | 0 | 0 | 0 | 0 | 0 | 0 | 0 | 0 | 0 | 0 | 0 | 0 | 0 | 0 | 0 | 0 | 0 | 0 | 0 | 0 | 0
F2_Commercial_Lodging_New_Generation_Electric_Solar PV_E4 | F2 | Commercial | Lodging | New | Generation | Electric | Solar PV | E4 | TRC BC Ratio | 0 | 0 | 0 | 0 | 0 | 0 | 0 | 0 | 0 | 0 | 0 | 0 | 0 | 0 | 0 | 0 | 0 | 0 | 0 | 0 | 0 | 0 | 0 | 0 | 0 | 0 | 0 | 0 | 0 | 0
F2_Commercial_Lodging_New_Generation_Electric_Solar PV_E5 | F2 | Commercial | Lodging | New | Generation | Electric | Solar PV | E5 | TRC BC Ratio | 0 | 0 | 0 | 0 | 0 | 0 | 0 | 0 | 0 | 0 | 0 | 0 | 0 | 0 | 0 | 0 | 0 | 0 | 0 | 0 | 0 | 0 | 0 | 0 | 0 | 0 | 0 | 0 | 0 | 0
F2_Commercial_Lodging_New_Generation_Electric_Solar PV_E6 | F2 | Commercial | Lodging | New | Generation | Electric | Solar PV | E6 | TRC BC Ratio | 0 | 0 | 0 | 0 | 0 | 0 | 0 | 0 | 0 | 0 | 0 | 0 | 0 | 0 | 0 | 0 | 0 | 0 | 0 | 0 | 0 | 0 | 0 | 0 | 0 | 0 | 0 | 0 | 0 | 0
F2_Commercial_Lodging_New_Generation_Electric_Solar PV_E7 | F2 | Commercial | Lodging | New | Generation | Electric | Solar PV | E7 | TRC BC Ratio | 0 | 0 | 0 | 0 | 0 | 0 | 0 | 0 | 0 | 0 | 0 | 0 | 0 | 0 | 0 | 0 | 0 | 0 | 0 | 0 | 0 | 0 | 0 | 0 | 0 | 0 | 0 | 0 | 0 | 0
F2_Commercial_Lodging_New_Generation_Electric_Solar PV_E8 | F2 | Commercial | Lodging | New | Generation | Electric | Solar PV | E8 | TRC BC Ratio | 0 | 0 | 0 | 0 | 0 | 0 | 0 | 0 | 0 | 0 | 0 | 0 | 0 | 0 | 0 | 0 | 0 | 0 | 0 | 0 | 0 | 0 | 0 | 0 | 0 | 0 | 0 | 0 | 0 | 0
F2_Commercial_Lodging_New_Generation_Electric_Solar PV_E9 | F2 | Commercial | Lodging | New | Generation | Electric | Solar PV | E9 | TRC BC Ratio | 0 | 0 | 0 | 0 | 0 | 0 | 0 | 0 | 0 | 0 | 0 | 0 | 0 | 0 | 0 | 0 | 0 | 0 | 0 | 0 | 0 | 0 | 0 | 0 | 0 | 0 | 0 | 0 | 0 | 0
F2_Commercial_Lodging_New_Generation_Electric_Solar PV_E10 | F2 | Commercial | Lodging | New | Generation | Electric | Solar PV | E10 | TRC BC Ratio | 0 | 0 | 0 | 0 | 0 | 0 | 0 | 0 | 0 | 0 | 0 | 0 | 0 | 0 | 0 | 0 | 0 | 0 | 0 | 0 | 0 | 0 | 0 | 0 | 0 | 0 | 0 | 0 | 0 | 0
F3_Commercial_Lodging_New_Generation_Electric_Solar PV_E1 | F3 | Commercial | Lodging | New | Generation | Electric | Solar PV | E1 | PACT BC Ratio | 0 | 0 | 0 | 0 | 0 | 0 | 0 | 0 | 0 | 0 | 0 | 0 | 0 | 0 | 0 | 0 | 0 | 0 | 0 | 0 | 0 | 0 | 0 | 0 | 0 | 0 | 0 | 0 | 0 | 0
F3_Commercial_Lodging_New_Generation_Electric_Solar PV_E2 | F3 | Commercial | Lodging | New | Generation | Electric | Solar PV | E2 | PACT BC Ratio | 0 | 0 | 0 | 0 | 0 | 0 | 0 | 0 | 0 | 0 | 0 | 0 | 0 | 0 | 0 | 0 | 0 | 0 | 0 | 0 | 0 | 0 | 0 | 0 | 0 | 0 | 0 | 0 | 0 | 0
F3_Commercial_Lodging_New_Generation_Electric_Solar PV_E3 | F3 | Commercial | Lodging | New | Generation | Electric | Solar PV | E3 | PACT BC Ratio | 0 | 0 | 0 | 0 | 0 | 0 | 0 | 0 | 0 | 0 | 0 | 0 | 0 | 0 | 0 | 0 | 0 | 0 | 0 | 0 | 0 | 0 | 0 | 0 | 0 | 0 | 0 | 0 | 0 | 0
F3_Commercial_Lodging_New_Generation_Electric_Solar PV_E4 | F3 | Commercial | Lodging | New | Generation | Electric | Solar PV | E4 | PACT BC Ratio | 0 | 0 | 0 | 0 | 0 | 0 | 0 | 0 | 0 | 0 | 0 | 0 | 0 | 0 | 0 | 0 | 0 | 0 | 0 | 0 | 0 | 0 | 0 | 0 | 0 | 0 | 0 | 0 | 0 | 0
F3_Commercial_Lodging_New_Generation_Electric_Solar PV_E5 | F3 | Commercial | Lodging | New | Generation | Electric | Solar PV | E5 | PACT BC Ratio | 0 | 0 | 0 | 0 | 0 | 0 | 0 | 0 | 0 | 0 | 0 | 0 | 0 | 0 | 0 | 0 | 0 | 0 | 0 | 0 | 0 | 0 | 0 | 0 | 0 | 0 | 0 | 0 | 0 | 0
F3_Commercial_Lodging_New_Generation_Electric_Solar PV_E6 | F3 | Commercial | Lodging | New | Generation | Electric | Solar PV | E6 | PACT BC Ratio | 0 | 0 | 0 | 0 | 0 | 0 | 0 | 0 | 0 | 0 | 0 | 0 | 0 | 0 | 0 | 0 | 0 | 0 | 0 | 0 | 0 | 0 | 0 | 0 | 0 | 0 | 0 | 0 | 0 | 0
F3_Commercial_Lodging_New_Generation_Electric_Solar PV_E7 | F3 | Commercial | Lodging | New | Generation | Electric | Solar PV | E7 | PACT BC Ratio | 0 | 0 | 0 | 0 | 0 | 0 | 0 | 0 | 0 | 0 | 0 | 0 | 0 | 0 | 0 | 0 | 0 | 0 | 0 | 0 | 0 | 0 | 0 | 0 | 0 | 0 | 0 | 0 | 0 | 0
F3_Commercial_Lodging_New_Generation_Electric_Solar PV_E8 | F3 | Commercial | Lodging | New | Generation | Electric | Solar PV | E8 | PACT BC Ratio | 0 | 0 | 0 | 0 | 0 | 0 | 0 | 0 | 0 | 0 | 0 | 0 | 0 | 0 | 0 | 0 | 0 | 0 | 0 | 0 | 0 | 0 | 0 | 0 | 0 | 0 | 0 | 0 | 0 | 0
F3_Commercial_Lodging_New_Generation_Electric_Solar PV_E9 | F3 | Commercial | Lodging | New | Generation | Electric | Solar PV | E9 | PACT BC Ratio | 0 | 0 | 0 | 0 | 0 | 0 | 0 | 0 | 0 | 0 | 0 | 0 | 0 | 0 | 0 | 0 | 0 | 0 | 0 | 0 | 0 | 0 | 0 | 0 | 0 | 0 | 0 | 0 | 0 | 0
F3_Commercial_Lodging_New_Generation_Electric_Solar PV_E10 | F3 | Commercial | Lodging | New | Generation | Electric | Solar PV | E10 | PACT BC Ratio | 0 | 0 | 0 | 0 | 0 | 0 | 0 | 0 | 0 | 0 | 0 | 0 | 0 | 0 | 0 | 0 | 0 | 0 | 0 | 0 | 0 | 0 | 0 | 0 | 0 | 0 | 0 | 0 | 0 | 0
F4_Commercial_Lodging_New_Generation_Electric_Solar PV_E1 | F4 | Commercial | Lodging | New | Generation | Electric | Solar PV | E1 | RVT BC Ratio | 0 | 0 | 0 | 0 | 0 | 0 | 0 | 0 | 0 | 0 | 0 | 0 | 0 | 0 | 0 | 0 | 0 | 0 | 0 | 0 | 0 | 0 | 0 | 0 | 0 | 0 | 0 | 0 | 0 | 0
F4_Commercial_Lodging_New_Generation_Electric_Solar PV_E2 | F4 | Commercial | Lodging | New | Generation | Electric | Solar PV | E2 | RVT BC Ratio | 0 | 0 | 0 | 0 | 0 | 0 | 0 | 0 | 0 | 0 | 0 | 0 | 0 | 0 | 0 | 0 | 0 | 0 | 0 | 0 | 0 | 0 | 0 | 0 | 0 | 0 | 0 | 0 | 0 | 0
F4_Commercial_Lodging_New_Generation_Electric_Solar PV_E3 | F4 | Commercial | Lodging | New | Generation | Electric | Solar PV | E3 | RVT BC Ratio | 0 | 0 | 0 | 0 | 0 | 0 | 0 | 0 | 0 | 0 | 0 | 0 | 0 | 0 | 0 | 0 | 0 | 0 | 0 | 0 | 0 | 0 | 0 | 0 | 0 | 0 | 0 | 0 | 0 | 0
F4_Commercial_Lodging_New_Generation_Electric_Solar PV_E4 | F4 | Commercial | Lodging | New | Generation | Electric | Solar PV | E4 | RVT BC Ratio | 0 | 0 | 0 | 0 | 0 | 0 | 0 | 0 | 0 | 0 | 0 | 0 | 0 | 0 | 0 | 0 | 0 | 0 | 0 | 0 | 0 | 0 | 0 | 0 | 0 | 0 | 0 | 0 | 0 | 0
F4_Commercial_Lodging_New_Generation_Electric_Solar PV_E5 | F4 | Commercial | Lodging | New | Generation | Electric | Solar PV | E5 | RVT BC Ratio | 0 | 0 | 0 | 0 | 0 | 0 | 0 | 0 | 0 | 0 | 0 | 0 | 0 | 0 | 0 | 0 | 0 | 0 | 0 | 0 | 0 | 0 | 0 | 0 | 0 | 0 | 0 | 0 | 0 | 0
F4_Commercial_Lodging_New_Generation_Electric_Solar PV_E6 | F4 | Commercial | Lodging | New | Generation | Electric | Solar PV | E6 | RVT BC Ratio | 0 | 0 | 0 | 0 | 0 | 0 | 0 | 0 | 0 | 0 | 0 | 0 | 0 | 0 | 0 | 0 | 0 | 0 | 0 | 0 | 0 | 0 | 0 | 0 | 0 | 0 | 0 | 0 | 0 | 0
F4_Commercial_Lodging_New_Generation_Electric_Solar PV_E7 | F4 | Commercial | Lodging | New | Generation | Electric | Solar PV | E7 | RVT BC Ratio | 0 | 0 | 0 | 0 | 0 | 0 | 0 | 0 | 0 | 0 | 0 | 0 | 0 | 0 | 0 | 0 | 0 | 0 | 0 | 0 | 0 | 0 | 0 | 0 | 0 | 0 | 0 | 0 | 0 | 0
F4_Commercial_Lodging_New_Generation_Electric_Solar PV_E8 | F4 | Commercial | Lodging | New | Generation | Electric | Solar PV | E8 | RVT BC Ratio | 0 | 0 | 0 | 0 | 0 | 0 | 0 | 0 | 0 | 0 | 0 | 0 | 0 | 0 | 0 | 0 | 0 | 0 | 0 | 0 | 0 | 0 | 0 | 0 | 0 | 0 | 0 | 0 | 0 | 0
F4_Commercial_Lodging_New_Generation_Electric_Solar PV_E9 | F4 | Commercial | Lodging | New | Generation | Electric | Solar PV | E9 | RVT BC Ratio | 0 | 0 | 0 | 0 | 0 | 0 | 0 | 0 | 0 | 0 | 0 | 0 | 0 | 0 | 0 | 0 | 0 | 0 | 0 | 0 | 0 | 0 | 0 | 0 | 0 | 0 | 0 | 0 | 0 | 0
F4_Commercial_Lodging_New_Generation_Electric_Solar PV_E10 | F4 | Commercial | Lodging | New | Generation | Electric | Solar PV | E10 | RVT BC Ratio | 0 | 0 | 0 | 0 | 0 | 0 | 0 | 0 | 0 | 0 | 0 | 0 | 0 | 0 | 0 | 0 | 0 | 0 | 0 | 0 | 0 | 0 | 0 | 0 | 0 | 0 | 0 | 0 | 0 | 0
F5_Commercial_Lodging_New_Generation_Electric_Solar PV_E1 | F5 | Commercial | Lodging | New | Generation | Electric | Solar PV | E1 | RIM BC Ratio | 0 | 0 | 0 | 0 | 0 | 0 | 0 | 0 | 0 | 0 | 0 | 0 | 0 | 0 | 0 | 0 | 0 | 0 | 0 | 0 | 0 | 0 | 0 | 0 | 0 | 0 | 0 | 0 | 0 | 0
F5_Commercial_Lodging_New_Generation_Electric_Solar PV_E2 | F5 | Commercial | Lodging | New | Generation | Electric | Solar PV | E2 | RIM BC Ratio | 0 | 0 | 0 | 0 | 0 | 0 | 0 | 0 | 0 | 0 | 0 | 0 | 0 | 0 | 0 | 0 | 0 | 0 | 0 | 0 | 0 | 0 | 0 | 0 | 0 | 0 | 0 | 0 | 0 | 0
F5_Commercial_Lodging_New_Generation_Electric_Solar PV_E3 | F5 | Commercial | Lodging | New | Generation | Electric | Solar PV | E3 | RIM BC Ratio | 0 | 0 | 0 | 0 | 0 | 0 | 0 | 0 | 0 | 0 | 0 | 0 | 0 | 0 | 0 | 0 | 0 | 0 | 0 | 0 | 0 | 0 | 0 | 0 | 0 | 0 | 0 | 0 | 0 | 0
F5_Commercial_Lodging_New_Generation_Electric_Solar PV_E4 | F5 | Commercial | Lodging | New | Generation | Electric | Solar PV | E4 | RIM BC Ratio | 0 | 0 | 0 | 0 | 0 | 0 | 0 | 0 | 0 | 0 | 0 | 0 | 0 | 0 | 0 | 0 | 0 | 0 | 0 | 0 | 0 | 0 | 0 | 0 | 0 | 0 | 0 | 0 | 0 | 0
F5_Commercial_Lodging_New_Generation_Electric_Solar PV_E5 | F5 | Commercial | Lodging | New | Generation | Electric | Solar PV | E5 | RIM BC Ratio | 0 | 0 | 0 | 0 | 0 | 0 | 0 | 0 | 0 | 0 | 0 | 0 | 0 | 0 | 0 | 0 | 0 | 0 | 0 | 0 | 0 | 0 | 0 | 0 | 0 | 0 | 0 | 0 | 0 | 0
F5_Commercial_Lodging_New_Generation_Electric_Solar PV_E6 | F5 | Commercial | Lodging | New | Generation | Electric | Solar PV | E6 | RIM BC Ratio | 0 | 0 | 0 | 0 | 0 | 0 | 0 | 0 | 0 | 0 | 0 | 0 | 0 | 0 | 0 | 0 | 0 | 0 | 0 | 0 | 0 | 0 | 0 | 0 | 0 | 0 | 0 | 0 | 0 | 0
F5_Commercial_Lodging_New_Generation_Electric_Solar PV_E7 | F5 | Commercial | Lodging | New | Generation | Electric | Solar PV | E7 | RIM BC Ratio | 0 | 0 | 0 | 0 | 0 | 0 | 0 | 0 | 0 | 0 | 0 | 0 | 0 | 0 | 0 | 0 | 0 | 0 | 0 | 0 | 0 | 0 | 0 | 0 | 0 | 0 | 0 | 0 | 0 | 0
F5_Commercial_Lodging_New_Generation_Electric_Solar PV_E8 | F5 | Commercial | Lodging | New | Generation | Electric | Solar PV | E8 | RIM BC Ratio | 0 | 0 | 0 | 0 | 0 | 0 | 0 | 0 | 0 | 0 | 0 | 0 | 0 | 0 | 0 | 0 | 0 | 0 | 0 | 0 | 0 | 0 | 0 | 0 | 0 | 0 | 0 | 0 | 0 | 0
F5_Commercial_Lodging_New_Generation_Electric_Solar PV_E9 | F5 | Commercial | Lodging | New | Generation | Electric | Solar PV | E9 | RIM BC Ratio | 0 | 0 | 0 | 0 | 0 | 0 | 0 | 0 | 0 | 0 | 0 | 0 | 0 | 0 | 0 | 0 | 0 | 0 | 0 | 0 | 0 | 0 | 0 | 0 | 0 | 0 | 0 | 0 | 0 | 0
F5_Commercial_Lodging_New_Generation_Electric_Solar PV_E10 | F5 | Commercial | Lodging | New | Generation | Electric | Solar PV | E10 | RIM BC Ratio | 0 | 0 | 0 | 0 | 0 | 0 | 0 | 0 | 0 | 0 | 0 | 0 | 0 | 0 | 0 | 0 | 0 | 0 | 0 | 0 | 0 | 0 | 0 | 0 | 0 | 0 | 0 | 0 | 0 | 0
F0_Commercial_Warehouse_Existing_Cooling_Electric_Air-Cooled Chiller_E0 | F0 | Commercial | Warehouse | Existing | Cooling | Electric | Air-Cooled Chiller | E0 | Economic Unit | 0 | 0 | 0 | 0 | 0 | 0 | 0 | 0 | 0 | 0 | 0 | 0 | 0 | 0 | 0 | 0 | 0 | 0 | 0 | 0 | 0 | 0 | 0 | 0 | 0 | 0 | 0 | 0 | 0 | 0
F1_Commercial_Warehouse_Existing_Cooling_Electric_Air-Cooled Chiller_E1 | F1 | Commercial | Warehouse | Existing | Cooling | Electric | Air-Cooled Chiller | E1 | CCE | 0 | 0 | 0 | 0 | 0 | 0 | 0 | 0 | 0 | 0 | 0 | 0 | 0 | 0 | 0 | 0 | 0 | 0 | 0 | 0 | 0 | 0 | 0 | 0 | 0 | 0 | 0 | 0 | 0 | 0
F1_Commercial_Warehouse_Existing_Cooling_Electric_Air-Cooled Chiller_E2 | F1 | Commercial | Warehouse | Existing | Cooling | Electric | Air-Cooled Chiller | E2 | CCE | 0 | 0 | 0 | 0 | 0 | 0 | 0 | 0 | 0 | 0 | 0 | 0 | 0 | 0 | 0 | 0 | 0 | 0 | 0 | 0 | 0 | 0 | 0 | 0 | 0 | 0 | 0 | 0 | 0 | 0
F1_Commercial_Warehouse_Existing_Cooling_Electric_Air-Cooled Chiller_E3 | F1 | Commercial | Warehouse | Existing | Cooling | Electric | Air-Cooled Chiller | E3 | CCE | 0 | 0 | 0 | 0 | 0 | 0 | 0 | 0 | 0 | 0 | 0 | 0 | 0 | 0 | 0 | 0 | 0 | 0 | 0 | 0 | 0 | 0 | 0 | 0 | 0 | 0 | 0 | 0 | 0 | 0
F1_Commercial_Warehouse_Existing_Cooling_Electric_Air-Cooled Chiller_E4 | F1 | Commercial | Warehouse | Existing | Cooling | Electric | Air-Cooled Chiller | E4 | CCE | 0 | 0 | 0 | 0 | 0 | 0 | 0 | 0 | 0 | 0 | 0 | 0 | 0 | 0 | 0 | 0 | 0 | 0 | 0 | 0 | 0 | 0 | 0 | 0 | 0 | 0 | 0 | 0 | 0 | 0
F1_Commercial_Warehouse_Existing_Cooling_Electric_Air-Cooled Chiller_E5 | F1 | Commercial | Warehouse | Existing | Cooling | Electric | Air-Cooled Chiller | E5 | CCE | 0 | 0 | 0 | 0 | 0 | 0 | 0 | 0 | 0 | 0 | 0 | 0 | 0 | 0 | 0 | 0 | 0 | 0 | 0 | 0 | 0 | 0 | 0 | 0 | 0 | 0 | 0 | 0 | 0 | 0
F1_Commercial_Warehouse_Existing_Cooling_Electric_Air-Cooled Chiller_E6 | F1 | Commercial | Warehouse | Existing | Cooling | Electric | Air-Cooled Chiller | E6 | CCE | 0 | 0 | 0 | 0 | 0 | 0 | 0 | 0 | 0 | 0 | 0 | 0 | 0 | 0 | 0 | 0 | 0 | 0 | 0 | 0 | 0 | 0 | 0 | 0 | 0 | 0 | 0 | 0 | 0 | 0
F1_Commercial_Warehouse_Existing_Cooling_Electric_Air-Cooled Chiller_E7 | F1 | Commercial | Warehouse | Existing | Cooling | Electric | Air-Cooled Chiller | E7 | CCE | 0 | 0 | 0 | 0 | 0 | 0 | 0 | 0 | 0 | 0 | 0 | 0 | 0 | 0 | 0 | 0 | 0 | 0 | 0 | 0 | 0 | 0 | 0 | 0 | 0 | 0 | 0 | 0 | 0 | 0
F1_Commercial_Warehouse_Existing_Cooling_Electric_Air-Cooled Chiller_E8 | F1 | Commercial | Warehouse | Existing | Cooling | Electric | Air-Cooled Chiller | E8 | CCE | 0 | 0 | 0 | 0 | 0 | 0 | 0 | 0 | 0 | 0 | 0 | 0 | 0 | 0 | 0 | 0 | 0 | 0 | 0 | 0 | 0 | 0 | 0 | 0 | 0 | 0 | 0 | 0 | 0 | 0
F1_Commercial_Warehouse_Existing_Cooling_Electric_Air-Cooled Chiller_E9 | F1 | Commercial | Warehouse | Existing | Cooling | Electric | Air-Cooled Chiller | E9 | CCE | 0 | 0 | 0 | 0 | 0 | 0 | 0 | 0 | 0 | 0 | 0 | 0 | 0 | 0 | 0 | 0 | 0 | 0 | 0 | 0 | 0 | 0 | 0 | 0 | 0 | 0 | 0 | 0 | 0 | 0
F1_Commercial_Warehouse_Existing_Cooling_Electric_Air-Cooled Chiller_E10 | F1 | Commercial | Warehouse | Existing | Cooling | Electric | Air-Cooled Chiller | E10 | CCE | 0 | 0 | 0 | 0 | 0 | 0 | 0 | 0 | 0 | 0 | 0 | 0 | 0 | 0 | 0 | 0 | 0 | 0 | 0 | 0 | 0 | 0 | 0 | 0 | 0 | 0 | 0 | 0 | 0 | 0
F2_Commercial_Warehouse_Existing_Cooling_Electric_Air-Cooled Chiller_E1 | F2 | Commercial | Warehouse | Existing | Cooling | Electric | Air-Cooled Chiller | E1 | TRC BC Ratio | 0 | 0 | 0 | 0 | 0 | 0 | 0 | 0 | 0 | 0 | 0 | 0 | 0 | 0 | 0 | 0 | 0 | 0 | 0 | 0 | 0 | 0 | 0 | 0 | 0 | 0 | 0 | 0 | 0 | 0
F2_Commercial_Warehouse_Existing_Cooling_Electric_Air-Cooled Chiller_E2 | F2 | Commercial | Warehouse | Existing | Cooling | Electric | Air-Cooled Chiller | E2 | TRC BC Ratio | 0 | 0 | 0 | 0 | 0 | 0 | 0 | 0 | 0 | 0 | 0 | 0 | 0 | 0 | 0 | 0 | 0 | 0 | 0 | 0 | 0 | 0 | 0 | 0 | 0 | 0 | 0 | 0 | 0 | 0
F2_Commercial_Warehouse_Existing_Cooling_Electric_Air-Cooled Chiller_E3 | F2 | Commercial | Warehouse | Existing | Cooling | Electric | Air-Cooled Chiller | E3 | TRC BC Ratio | 0 | 0 | 0 | 0 | 0 | 0 | 0 | 0 | 0 | 0 | 0 | 0 | 0 | 0 | 0 | 0 | 0 | 0 | 0 | 0 | 0 | 0 | 0 | 0 | 0 | 0 | 0 | 0 | 0 | 0
F2_Commercial_Warehouse_Existing_Cooling_Electric_Air-Cooled Chiller_E4 | F2 | Commercial | Warehouse | Existing | Cooling | Electric | Air-Cooled Chiller | E4 | TRC BC Ratio | 0 | 0 | 0 | 0 | 0 | 0 | 0 | 0 | 0 | 0 | 0 | 0 | 0 | 0 | 0 | 0 | 0 | 0 | 0 | 0 | 0 | 0 | 0 | 0 | 0 | 0 | 0 | 0 | 0 | 0
F2_Commercial_Warehouse_Existing_Cooling_Electric_Air-Cooled Chiller_E5 | F2 | Commercial | Warehouse | Existing | Cooling | Electric | Air-Cooled Chiller | E5 | TRC BC Ratio | 0 | 0 | 0 | 0 | 0 | 0 | 0 | 0 | 0 | 0 | 0 | 0 | 0 | 0 | 0 | 0 | 0 | 0 | 0 | 0 | 0 | 0 | 0 | 0 | 0 | 0 | 0 | 0 | 0 | 0
F2_Commercial_Warehouse_Existing_Cooling_Electric_Air-Cooled Chiller_E6 | F2 | Commercial | Warehouse | Existing | Cooling | Electric | Air-Cooled Chiller | E6 | TRC BC Ratio | 0 | 0 | 0 | 0 | 0 | 0 | 0 | 0 | 0 | 0 | 0 | 0 | 0 | 0 | 0 | 0 | 0 | 0 | 0 | 0 | 0 | 0 | 0 | 0 | 0 | 0 | 0 | 0 | 0 | 0
F2_Commercial_Warehouse_Existing_Cooling_Electric_Air-Cooled Chiller_E7 | F2 | Commercial | Warehouse | Existing | Cooling | Electric | Air-Cooled Chiller | E7 | TRC BC Ratio | 0 | 0 | 0 | 0 | 0 | 0 | 0 | 0 | 0 | 0 | 0 | 0 | 0 | 0 | 0 | 0 | 0 | 0 | 0 | 0 | 0 | 0 | 0 | 0 | 0 | 0 | 0 | 0 | 0 | 0
F2_Commercial_Warehouse_Existing_Cooling_Electric_Air-Cooled Chiller_E8 | F2 | Commercial | Warehouse | Existing | Cooling | Electric | Air-Cooled Chiller | E8 | TRC BC Ratio | 0 | 0 | 0 | 0 | 0 | 0 | 0 | 0 | 0 | 0 | 0 | 0 | 0 | 0 | 0 | 0 | 0 | 0 | 0 | 0 | 0 | 0 | 0 | 0 | 0 | 0 | 0 | 0 | 0 | 0
F2_Commercial_Warehouse_Existing_Cooling_Electric_Air-Cooled Chiller_E9 | F2 | Commercial | Warehouse | Existing | Cooling | Electric | Air-Cooled Chiller | E9 | TRC BC Ratio | 0 | 0 | 0 | 0 | 0 | 0 | 0 | 0 | 0 | 0 | 0 | 0 | 0 | 0 | 0 | 0 | 0 | 0 | 0 | 0 | 0 | 0 | 0 | 0 | 0 | 0 | 0 | 0 | 0 | 0
F2_Commercial_Warehouse_Existing_Cooling_Electric_Air-Cooled Chiller_E10 | F2 | Commercial | Warehouse | Existing | Cooling | Electric | Air-Cooled Chiller | E10 | TRC BC Ratio | 0 | 0 | 0 | 0 | 0 | 0 | 0 | 0 | 0 | 0 | 0 | 0 | 0 | 0 | 0 | 0 | 0 | 0 | 0 | 0 | 0 | 0 | 0 | 0 | 0 | 0 | 0 | 0 | 0 | 0
F3_Commercial_Warehouse_Existing_Cooling_Electric_Air-Cooled Chiller_E1 | F3 | Commercial | Warehouse | Existing | Cooling | Electric | Air-Cooled Chiller | E1 | PACT BC Ratio | 0 | 0 | 0 | 0 | 0 | 0 | 0 | 0 | 0 | 0 | 0 | 0 | 0 | 0 | 0 | 0 | 0 | 0 | 0 | 0 | 0 | 0 | 0 | 0 | 0 | 0 | 0 | 0 | 0 | 0
F3_Commercial_Warehouse_Existing_Cooling_Electric_Air-Cooled Chiller_E2 | F3 | Commercial | Warehouse | Existing | Cooling | Electric | Air-Cooled Chiller | E2 | PACT BC Ratio | 0 | 0 | 0 | 0 | 0 | 0 | 0 | 0 | 0 | 0 | 0 | 0 | 0 | 0 | 0 | 0 | 0 | 0 | 0 | 0 | 0 | 0 | 0 | 0 | 0 | 0 | 0 | 0 | 0 | 0
F3_Commercial_Warehouse_Existing_Cooling_Electric_Air-Cooled Chiller_E3 | F3 | Commercial | Warehouse | Existing | Cooling | Electric | Air-Cooled Chiller | E3 | PACT BC Ratio | 0 | 0 | 0 | 0 | 0 | 0 | 0 | 0 | 0 | 0 | 0 | 0 | 0 | 0 | 0 | 0 | 0 | 0 | 0 | 0 | 0 | 0 | 0 | 0 | 0 | 0 | 0 | 0 | 0 | 0
F3_Commercial_Warehouse_Existing_Cooling_Electric_Air-Cooled Chiller_E4 | F3 | Commercial | Warehouse | Existing | Cooling | Electric | Air-Cooled Chiller | E4 | PACT BC Ratio | 0 | 0 | 0 | 0 | 0 | 0 | 0 | 0 | 0 | 0 | 0 | 0 | 0 | 0 | 0 | 0 | 0 | 0 | 0 | 0 | 0 | 0 | 0 | 0 | 0 | 0 | 0 | 0 | 0 | 0
F3_Commercial_Warehouse_Existing_Cooling_Electric_Air-Cooled Chiller_E5 | F3 | Commercial | Warehouse | Existing | Cooling | Electric | Air-Cooled Chiller | E5 | PACT BC Ratio | 0 | 0 | 0 | 0 | 0 | 0 | 0 | 0 | 0 | 0 | 0 | 0 | 0 | 0 | 0 | 0 | 0 | 0 | 0 | 0 | 0 | 0 | 0 | 0 | 0 | 0 | 0 | 0 | 0 | 0
F3_Commercial_Warehouse_Existing_Cooling_Electric_Air-Cooled Chiller_E6 | F3 | Commercial | Warehouse | Existing | Cooling | Electric | Air-Cooled Chiller | E6 | PACT BC Ratio | 0 | 0 | 0 | 0 | 0 | 0 | 0 | 0 | 0 | 0 | 0 | 0 | 0 | 0 | 0 | 0 | 0 | 0 | 0 | 0 | 0 | 0 | 0 | 0 | 0 | 0 | 0 | 0 | 0 | 0
F3_Commercial_Warehouse_Existing_Cooling_Electric_Air-Cooled Chiller_E7 | F3 | Commercial | Warehouse | Existing | Cooling | Electric | Air-Cooled Chiller | E7 | PACT BC Ratio | 0 | 0 | 0 | 0 | 0 | 0 | 0 | 0 | 0 | 0 | 0 | 0 | 0 | 0 | 0 | 0 | 0 | 0 | 0 | 0 | 0 | 0 | 0 | 0 | 0 | 0 | 0 | 0 | 0 | 0
F3_Commercial_Warehouse_Existing_Cooling_Electric_Air-Cooled Chiller_E8 | F3 | Commercial | Warehouse | Existing | Cooling | Electric | Air-Cooled Chiller | E8 | PACT BC Ratio | 0 | 0 | 0 | 0 | 0 | 0 | 0 | 0 | 0 | 0 | 0 | 0 | 0 | 0 | 0 | 0 | 0 | 0 | 0 | 0 | 0 | 0 | 0 | 0 | 0 | 0 | 0 | 0 | 0 | 0
F3_Commercial_Warehouse_Existing_Cooling_Electric_Air-Cooled Chiller_E9 | F3 | Commercial | Warehouse | Existing | Cooling | Electric | Air-Cooled Chiller | E9 | PACT BC Ratio | 0 | 0 | 0 | 0 | 0 | 0 | 0 | 0 | 0 | 0 | 0 | 0 | 0 | 0 | 0 | 0 | 0 | 0 | 0 | 0 | 0 | 0 | 0 | 0 | 0 | 0 | 0 | 0 | 0 | 0
F3_Commercial_Warehouse_Existing_Cooling_Electric_Air-Cooled Chiller_E10 | F3 | Commercial | Warehouse | Existing | Cooling | Electric | Air-Cooled Chiller | E10 | PACT BC Ratio | 0 | 0 | 0 | 0 | 0 | 0 | 0 | 0 | 0 | 0 | 0 | 0 | 0 | 0 | 0 | 0 | 0 | 0 | 0 | 0 | 0 | 0 | 0 | 0 | 0 | 0 | 0 | 0 | 0 | 0
F4_Commercial_Warehouse_Existing_Cooling_Electric_Air-Cooled Chiller_E1 | F4 | Commercial | Warehouse | Existing | Cooling | Electric | Air-Cooled Chiller | E1 | RVT BC Ratio | 0 | 0 | 0 | 0 | 0 | 0 | 0 | 0 | 0 | 0 | 0 | 0 | 0 | 0 | 0 | 0 | 0 | 0 | 0 | 0 | 0 | 0 | 0 | 0 | 0 | 0 | 0 | 0 | 0 | 0
F4_Commercial_Warehouse_Existing_Cooling_Electric_Air-Cooled Chiller_E2 | F4 | Commercial | Warehouse | Existing | Cooling | Electric | Air-Cooled Chiller | E2 | RVT BC Ratio | 0 | 0 | 0 | 0 | 0 | 0 | 0 | 0 | 0 | 0 | 0 | 0 | 0 | 0 | 0 | 0 | 0 | 0 | 0 | 0 | 0 | 0 | 0 | 0 | 0 | 0 | 0 | 0 | 0 | 0
F4_Commercial_Warehouse_Existing_Cooling_Electric_Air-Cooled Chiller_E3 | F4 | Commercial | Warehouse | Existing | Cooling | Electric | Air-Cooled Chiller | E3 | RVT BC Ratio | 0 | 0 | 0 | 0 | 0 | 0 | 0 | 0 | 0 | 0 | 0 | 0 | 0 | 0 | 0 | 0 | 0 | 0 | 0 | 0 | 0 | 0 | 0 | 0 | 0 | 0 | 0 | 0 | 0 | 0
F4_Commercial_Warehouse_Existing_Cooling_Electric_Air-Cooled Chiller_E4 | F4 | Commercial | Warehouse | Existing | Cooling | Electric | Air-Cooled Chiller | E4 | RVT BC Ratio | 0 | 0 | 0 | 0 | 0 | 0 | 0 | 0 | 0 | 0 | 0 | 0 | 0 | 0 | 0 | 0 | 0 | 0 | 0 | 0 | 0 | 0 | 0 | 0 | 0 | 0 | 0 | 0 | 0 | 0
F4_Commercial_Warehouse_Existing_Cooling_Electric_Air-Cooled Chiller_E5 | F4 | Commercial | Warehouse | Existing | Cooling | Electric | Air-Cooled Chiller | E5 | RVT BC Ratio | 0 | 0 | 0 | 0 | 0 | 0 | 0 | 0 | 0 | 0 | 0 | 0 | 0 | 0 | 0 | 0 | 0 | 0 | 0 | 0 | 0 | 0 | 0 | 0 | 0 | 0 | 0 | 0 | 0 | 0
F4_Commercial_Warehouse_Existing_Cooling_Electric_Air-Cooled Chiller_E6 | F4 | Commercial | Warehouse | Existing | Cooling | Electric | Air-Cooled Chiller | E6 | RVT BC Ratio | 0 | 0 | 0 | 0 | 0 | 0 | 0 | 0 | 0 | 0 | 0 | 0 | 0 | 0 | 0 | 0 | 0 | 0 | 0 | 0 | 0 | 0 | 0 | 0 | 0 | 0 | 0 | 0 | 0 | 0
F4_Commercial_Warehouse_Existing_Cooling_Electric_Air-Cooled Chiller_E7 | F4 | Commercial | Warehouse | Existing | Cooling | Electric | Air-Cooled Chiller | E7 | RVT BC Ratio | 0 | 0 | 0 | 0 | 0 | 0 | 0 | 0 | 0 | 0 | 0 | 0 | 0 | 0 | 0 | 0 | 0 | 0 | 0 | 0 | 0 | 0 | 0 | 0 | 0 | 0 | 0 | 0 | 0 | 0
F4_Commercial_Warehouse_Existing_Cooling_Electric_Air-Cooled Chiller_E8 | F4 | Commercial | Warehouse | Existing | Cooling | Electric | Air-Cooled Chiller | E8 | RVT BC Ratio | 0 | 0 | 0 | 0 | 0 | 0 | 0 | 0 | 0 | 0 | 0 | 0 | 0 | 0 | 0 | 0 | 0 | 0 | 0 | 0 | 0 | 0 | 0 | 0 | 0 | 0 | 0 | 0 | 0 | 0
F4_Commercial_Warehouse_Existing_Cooling_Electric_Air-Cooled Chiller_E9 | F4 | Commercial | Warehouse | Existing | Cooling | Electric | Air-Cooled Chiller | E9 | RVT BC Ratio | 0 | 0 | 0 | 0 | 0 | 0 | 0 | 0 | 0 | 0 | 0 | 0 | 0 | 0 | 0 | 0 | 0 | 0 | 0 | 0 | 0 | 0 | 0 | 0 | 0 | 0 | 0 | 0 | 0 | 0
F4_Commercial_Warehouse_Existing_Cooling_Electric_Air-Cooled Chiller_E10 | F4 | Commercial | Warehouse | Existing | Cooling | Electric | Air-Cooled Chiller | E10 | RVT BC Ratio | 0 | 0 | 0 | 0 | 0 | 0 | 0 | 0 | 0 | 0 | 0 | 0 | 0 | 0 | 0 | 0 | 0 | 0 | 0 | 0 | 0 | 0 | 0 | 0 | 0 | 0 | 0 | 0 | 0 | 0
F5_Commercial_Warehouse_Existing_Cooling_Electric_Air-Cooled Chiller_E1 | F5 | Commercial | Warehouse | Existing | Cooling | Electric | Air-Cooled Chiller | E1 | RIM BC Ratio | 0 | 0 | 0 | 0 | 0 | 0 | 0 | 0 | 0 | 0 | 0 | 0 | 0 | 0 | 0 | 0 | 0 | 0 | 0 | 0 | 0 | 0 | 0 | 0 | 0 | 0 | 0 | 0 | 0 | 0
F5_Commercial_Warehouse_Existing_Cooling_Electric_Air-Cooled Chiller_E2 | F5 | Commercial | Warehouse | Existing | Cooling | Electric | Air-Cooled Chiller | E2 | RIM BC Ratio | 0 | 0 | 0 | 0 | 0 | 0 | 0 | 0 | 0 | 0 | 0 | 0 | 0 | 0 | 0 | 0 | 0 | 0 | 0 | 0 | 0 | 0 | 0 | 0 | 0 | 0 | 0 | 0 | 0 | 0
F5_Commercial_Warehouse_Existing_Cooling_Electric_Air-Cooled Chiller_E3 | F5 | Commercial | Warehouse | Existing | Cooling | Electric | Air-Cooled Chiller | E3 | RIM BC Ratio | 0 | 0 | 0 | 0 | 0 | 0 | 0 | 0 | 0 | 0 | 0 | 0 | 0 | 0 | 0 | 0 | 0 | 0 | 0 | 0 | 0 | 0 | 0 | 0 | 0 | 0 | 0 | 0 | 0 | 0
F5_Commercial_Warehouse_Existing_Cooling_Electric_Air-Cooled Chiller_E4 | F5 | Commercial | Warehouse | Existing | Cooling | Electric | Air-Cooled Chiller | E4 | RIM BC Ratio | 0 | 0 | 0 | 0 | 0 | 0 | 0 | 0 | 0 | 0 | 0 | 0 | 0 | 0 | 0 | 0 | 0 | 0 | 0 | 0 | 0 | 0 | 0 | 0 | 0 | 0 | 0 | 0 | 0 | 0
F5_Commercial_Warehouse_Existing_Cooling_Electric_Air-Cooled Chiller_E5 | F5 | Commercial | Warehouse | Existing | Cooling | Electric | Air-Cooled Chiller | E5 | RIM BC Ratio | 0 | 0 | 0 | 0 | 0 | 0 | 0 | 0 | 0 | 0 | 0 | 0 | 0 | 0 | 0 | 0 | 0 | 0 | 0 | 0 | 0 | 0 | 0 | 0 | 0 | 0 | 0 | 0 | 0 | 0
F5_Commercial_Warehouse_Existing_Cooling_Electric_Air-Cooled Chiller_E6 | F5 | Commercial | Warehouse | Existing | Cooling | Electric | Air-Cooled Chiller | E6 | RIM BC Ratio | 0 | 0 | 0 | 0 | 0 | 0 | 0 | 0 | 0 | 0 | 0 | 0 | 0 | 0 | 0 | 0 | 0 | 0 | 0 | 0 | 0 | 0 | 0 | 0 | 0 | 0 | 0 | 0 | 0 | 0
F5_Commercial_Warehouse_Existing_Cooling_Electric_Air-Cooled Chiller_E7 | F5 | Commercial | Warehouse | Existing | Cooling | Electric | Air-Cooled Chiller | E7 | RIM BC Ratio | 0 | 0 | 0 | 0 | 0 | 0 | 0 | 0 | 0 | 0 | 0 | 0 | 0 | 0 | 0 | 0 | 0 | 0 | 0 | 0 | 0 | 0 | 0 | 0 | 0 | 0 | 0 | 0 | 0 | 0
F5_Commercial_Warehouse_Existing_Cooling_Electric_Air-Cooled Chiller_E8 | F5 | Commercial | Warehouse | Existing | Cooling | Electric | Air-Cooled Chiller | E8 | RIM BC Ratio | 0 | 0 | 0 | 0 | 0 | 0 | 0 | 0 | 0 | 0 | 0 | 0 | 0 | 0 | 0 | 0 | 0 | 0 | 0 | 0 | 0 | 0 | 0 | 0 | 0 | 0 | 0 | 0 | 0 | 0
F5_Commercial_Warehouse_Existing_Cooling_Electric_Air-Cooled Chiller_E9 | F5 | Commercial | Warehouse | Existing | Cooling | Electric | Air-Cooled Chiller | E9 | RIM BC Ratio | 0 | 0 | 0 | 0 | 0 | 0 | 0 | 0 | 0 | 0 | 0 | 0 | 0 | 0 | 0 | 0 | 0 | 0 | 0 | 0 | 0 | 0 | 0 | 0 | 0 | 0 | 0 | 0 | 0 | 0
F5_Commercial_Warehouse_Existing_Cooling_Electric_Air-Cooled Chiller_E10 | F5 | Commercial | Warehouse | Existing | Cooling | Electric | Air-Cooled Chiller | E10 | RIM BC Ratio | 0 | 0 | 0 | 0 | 0 | 0 | 0 | 0 | 0 | 0 | 0 | 0 | 0 | 0 | 0 | 0 | 0 | 0 | 0 | 0 | 0 | 0 | 0 | 0 | 0 | 0 | 0 | 0 | 0 | 0
F0_Commercial_Warehouse_Existing_Cooling_Electric_Water-Cooled Chiller_E0 | F0 | Commercial | Warehouse | Existing | Cooling | Electric | Water-Cooled Chiller | E0 | Economic Unit | 0 | 0 | 0 | 0 | 0 | 0 | 0 | 0 | 0 | 0 | 0 | 0 | 0 | 0 | 0 | 0 | 0 | 0 | 0 | 0 | 0 | 0 | 0 | 0 | 0 | 0 | 0 | 0 | 0 | 0
F1_Commercial_Warehouse_Existing_Cooling_Electric_Water-Cooled Chiller_E1 | F1 | Commercial | Warehouse | Existing | Cooling | Electric | Water-Cooled Chiller | E1 | CCE | 0 | 0 | 0 | 0 | 0 | 0 | 0 | 0 | 0 | 0 | 0 | 0 | 0 | 0 | 0 | 0 | 0 | 0 | 0 | 0 | 0 | 0 | 0 | 0 | 0 | 0 | 0 | 0 | 0 | 0
F1_Commercial_Warehouse_Existing_Cooling_Electric_Water-Cooled Chiller_E2 | F1 | Commercial | Warehouse | Existing | Cooling | Electric | Water-Cooled Chiller | E2 | CCE | 0 | 0 | 0 | 0 | 0 | 0 | 0 | 0 | 0 | 0 | 0 | 0 | 0 | 0 | 0 | 0 | 0 | 0 | 0 | 0 | 0 | 0 | 0 | 0 | 0 | 0 | 0 | 0 | 0 | 0
F1_Commercial_Warehouse_Existing_Cooling_Electric_Water-Cooled Chiller_E3 | F1 | Commercial | Warehouse | Existing | Cooling | Electric | Water-Cooled Chiller | E3 | CCE | 0 | 0 | 0 | 0 | 0 | 0 | 0 | 0 | 0 | 0 | 0 | 0 | 0 | 0 | 0 | 0 | 0 | 0 | 0 | 0 | 0 | 0 | 0 | 0 | 0 | 0 | 0 | 0 | 0 | 0
F1_Commercial_Warehouse_Existing_Cooling_Electric_Water-Cooled Chiller_E4 | F1 | Commercial | Warehouse | Existing | Cooling | Electric | Water-Cooled Chiller | E4 | CCE | 0 | 0 | 0 | 0 | 0 | 0 | 0 | 0 | 0 | 0 | 0 | 0 | 0 | 0 | 0 | 0 | 0 | 0 | 0 | 0 | 0 | 0 | 0 | 0 | 0 | 0 | 0 | 0 | 0 | 0
F1_Commercial_Warehouse_Existing_Cooling_Electric_Water-Cooled Chiller_E5 | F1 | Commercial | Warehouse | Existing | Cooling | Electric | Water-Cooled Chiller | E5 | CCE | 0 | 0 | 0 | 0 | 0 | 0 | 0 | 0 | 0 | 0 | 0 | 0 | 0 | 0 | 0 | 0 | 0 | 0 | 0 | 0 | 0 | 0 | 0 | 0 | 0 | 0 | 0 | 0 | 0 | 0
F1_Commercial_Warehouse_Existing_Cooling_Electric_Water-Cooled Chiller_E6 | F1 | Commercial | Warehouse | Existing | Cooling | Electric | Water-Cooled Chiller | E6 | CCE | 0 | 0 | 0 | 0 | 0 | 0 | 0 | 0 | 0 | 0 | 0 | 0 | 0 | 0 | 0 | 0 | 0 | 0 | 0 | 0 | 0 | 0 | 0 | 0 | 0 | 0 | 0 | 0 | 0 | 0
F1_Commercial_Warehouse_Existing_Cooling_Electric_Water-Cooled Chiller_E7 | F1 | Commercial | Warehouse | Existing | Cooling | Electric | Water-Cooled Chiller | E7 | CCE | 0 | 0 | 0 | 0 | 0 | 0 | 0 | 0 | 0 | 0 | 0 | 0 | 0 | 0 | 0 | 0 | 0 | 0 | 0 | 0 | 0 | 0 | 0 | 0 | 0 | 0 | 0 | 0 | 0 | 0
F1_Commercial_Warehouse_Existing_Cooling_Electric_Water-Cooled Chiller_E8 | F1 | Commercial | Warehouse | Existing | Cooling | Electric | Water-Cooled Chiller | E8 | CCE | 0 | 0 | 0 | 0 | 0 | 0 | 0 | 0 | 0 | 0 | 0 | 0 | 0 | 0 | 0 | 0 | 0 | 0 | 0 | 0 | 0 | 0 | 0 | 0 | 0 | 0 | 0 | 0 | 0 | 0
F1_Commercial_Warehouse_Existing_Cooling_Electric_Water-Cooled Chiller_E9 | F1 | Commercial | Warehouse | Existing | Cooling | Electric | Water-Cooled Chiller | E9 | CCE | 0 | 0 | 0 | 0 | 0 | 0 | 0 | 0 | 0 | 0 | 0 | 0 | 0 | 0 | 0 | 0 | 0 | 0 | 0 | 0 | 0 | 0 | 0 | 0 | 0 | 0 | 0 | 0 | 0 | 0
F1_Commercial_Warehouse_Existing_Cooling_Electric_Water-Cooled Chiller_E10 | F1 | Commercial | Warehouse | Existing | Cooling | Electric | Water-Cooled Chiller | E10 | CCE | 0 | 0 | 0 | 0 | 0 | 0 | 0 | 0 | 0 | 0 | 0 | 0 | 0 | 0 | 0 | 0 | 0 | 0 | 0 | 0 | 0 | 0 | 0 | 0 | 0 | 0 | 0 | 0 | 0 | 0
F2_Commercial_Warehouse_Existing_Cooling_Electric_Water-Cooled Chiller_E1 | F2 | Commercial | Warehouse | Existing | Cooling | Electric | Water-Cooled Chiller | E1 | TRC BC Ratio | 0 | 0 | 0 | 0 | 0 | 0 | 0 | 0 | 0 | 0 | 0 | 0 | 0 | 0 | 0 | 0 | 0 | 0 | 0 | 0 | 0 | 0 | 0 | 0 | 0 | 0 | 0 | 0 | 0 | 0
F2_Commercial_Warehouse_Existing_Cooling_Electric_Water-Cooled Chiller_E2 | F2 | Commercial | Warehouse | Existing | Cooling | Electric | Water-Cooled Chiller | E2 | TRC BC Ratio | 0 | 0 | 0 | 0 | 0 | 0 | 0 | 0 | 0 | 0 | 0 | 0 | 0 | 0 | 0 | 0 | 0 | 0 | 0 | 0 | 0 | 0 | 0 | 0 | 0 | 0 | 0 | 0 | 0 | 0
F2_Commercial_Warehouse_Existing_Cooling_Electric_Water-Cooled Chiller_E3 | F2 | Commercial | Warehouse | Existing | Cooling | Electric | Water-Cooled Chiller | E3 | TRC BC Ratio | 0 | 0 | 0 | 0 | 0 | 0 | 0 | 0 | 0 | 0 | 0 | 0 | 0 | 0 | 0 | 0 | 0 | 0 | 0 | 0 | 0 | 0 | 0 | 0 | 0 | 0 | 0 | 0 | 0 | 0
F2_Commercial_Warehouse_Existing_Cooling_Electric_Water-Cooled Chiller_E4 | F2 | Commercial | Warehouse | Existing | Cooling | Electric | Water-Cooled Chiller | E4 | TRC BC Ratio | 0 | 0 | 0 | 0 | 0 | 0 | 0 | 0 | 0 | 0 | 0 | 0 | 0 | 0 | 0 | 0 | 0 | 0 | 0 | 0 | 0 | 0 | 0 | 0 | 0 | 0 | 0 | 0 | 0 | 0
F2_Commercial_Warehouse_Existing_Cooling_Electric_Water-Cooled Chiller_E5 | F2 | Commercial | Warehouse | Existing | Cooling | Electric | Water-Cooled Chiller | E5 | TRC BC Ratio | 0 | 0 | 0 | 0 | 0 | 0 | 0 | 0 | 0 | 0 | 0 | 0 | 0 | 0 | 0 | 0 | 0 | 0 | 0 | 0 | 0 | 0 | 0 | 0 | 0 | 0 | 0 | 0 | 0 | 0
F2_Commercial_Warehouse_Existing_Cooling_Electric_Water-Cooled Chiller_E6 | F2 | Commercial | Warehouse | Existing | Cooling | Electric | Water-Cooled Chiller | E6 | TRC BC Ratio | 0 | 0 | 0 | 0 | 0 | 0 | 0 | 0 | 0 | 0 | 0 | 0 | 0 | 0 | 0 | 0 | 0 | 0 | 0 | 0 | 0 | 0 | 0 | 0 | 0 | 0 | 0 | 0 | 0 | 0
F2_Commercial_Warehouse_Existing_Cooling_Electric_Water-Cooled Chiller_E7 | F2 | Commercial | Warehouse | Existing | Cooling | Electric | Water-Cooled Chiller | E7 | TRC BC Ratio | 0 | 0 | 0 | 0 | 0 | 0 | 0 | 0 | 0 | 0 | 0 | 0 | 0 | 0 | 0 | 0 | 0 | 0 | 0 | 0 | 0 | 0 | 0 | 0 | 0 | 0 | 0 | 0 | 0 | 0
F2_Commercial_Warehouse_Existing_Cooling_Electric_Water-Cooled Chiller_E8 | F2 | Commercial | Warehouse | Existing | Cooling | Electric | Water-Cooled Chiller | E8 | TRC BC Ratio | 0 | 0 | 0 | 0 | 0 | 0 | 0 | 0 | 0 | 0 | 0 | 0 | 0 | 0 | 0 | 0 | 0 | 0 | 0 | 0 | 0 | 0 | 0 | 0 | 0 | 0 | 0 | 0 | 0 | 0
F2_Commercial_Warehouse_Existing_Cooling_Electric_Water-Cooled Chiller_E9 | F2 | Commercial | Warehouse | Existing | Cooling | Electric | Water-Cooled Chiller | E9 | TRC BC Ratio | 0 | 0 | 0 | 0 | 0 | 0 | 0 | 0 | 0 | 0 | 0 | 0 | 0 | 0 | 0 | 0 | 0 | 0 | 0 | 0 | 0 | 0 | 0 | 0 | 0 | 0 | 0 | 0 | 0 | 0
F2_Commercial_Warehouse_Existing_Cooling_Electric_Water-Cooled Chiller_E10 | F2 | Commercial | Warehouse | Existing | Cooling | Electric | Water-Cooled Chiller | E10 | TRC BC Ratio | 0 | 0 | 0 | 0 | 0 | 0 | 0 | 0 | 0 | 0 | 0 | 0 | 0 | 0 | 0 | 0 | 0 | 0 | 0 | 0 | 0 | 0 | 0 | 0 | 0 | 0 | 0 | 0 | 0 | 0
F3_Commercial_Warehouse_Existing_Cooling_Electric_Water-Cooled Chiller_E1 | F3 | Commercial | Warehouse | Existing | Cooling | Electric | Water-Cooled Chiller | E1 | PACT BC Ratio | 0 | 0 | 0 | 0 | 0 | 0 | 0 | 0 | 0 | 0 | 0 | 0 | 0 | 0 | 0 | 0 | 0 | 0 | 0 | 0 | 0 | 0 | 0 | 0 | 0 | 0 | 0 | 0 | 0 | 0
F3_Commercial_Warehouse_Existing_Cooling_Electric_Water-Cooled Chiller_E2 | F3 | Commercial | Warehouse | Existing | Cooling | Electric | Water-Cooled Chiller | E2 | PACT BC Ratio | 0 | 0 | 0 | 0 | 0 | 0 | 0 | 0 | 0 | 0 | 0 | 0 | 0 | 0 | 0 | 0 | 0 | 0 | 0 | 0 | 0 | 0 | 0 | 0 | 0 | 0 | 0 | 0 | 0 | 0
F3_Commercial_Warehouse_Existing_Cooling_Electric_Water-Cooled Chiller_E3 | F3 | Commercial | Warehouse | Existing | Cooling | Electric | Water-Cooled Chiller | E3 | PACT BC Ratio | 0 | 0 | 0 | 0 | 0 | 0 | 0 | 0 | 0 | 0 | 0 | 0 | 0 | 0 | 0 | 0 | 0 | 0 | 0 | 0 | 0 | 0 | 0 | 0 | 0 | 0 | 0 | 0 | 0 | 0
F3_Commercial_Warehouse_Existing_Cooling_Electric_Water-Cooled Chiller_E4 | F3 | Commercial | Warehouse | Existing | Cooling | Electric | Water-Cooled Chiller | E4 | PACT BC Ratio | 0 | 0 | 0 | 0 | 0 | 0 | 0 | 0 | 0 | 0 | 0 | 0 | 0 | 0 | 0 | 0 | 0 | 0 | 0 | 0 | 0 | 0 | 0 | 0 | 0 | 0 | 0 | 0 | 0 | 0
F3_Commercial_Warehouse_Existing_Cooling_Electric_Water-Cooled Chiller_E5 | F3 | Commercial | Warehouse | Existing | Cooling | Electric | Water-Cooled Chiller | E5 | PACT BC Ratio | 0 | 0 | 0 | 0 | 0 | 0 | 0 | 0 | 0 | 0 | 0 | 0 | 0 | 0 | 0 | 0 | 0 | 0 | 0 | 0 | 0 | 0 | 0 | 0 | 0 | 0 | 0 | 0 | 0 | 0
F3_Commercial_Warehouse_Existing_Cooling_Electric_Water-Cooled Chiller_E6 | F3 | Commercial | Warehouse | Existing | Cooling | Electric | Water-Cooled Chiller | E6 | PACT BC Ratio | 0 | 0 | 0 | 0 | 0 | 0 | 0 | 0 | 0 | 0 | 0 | 0 | 0 | 0 | 0 | 0 | 0 | 0 | 0 | 0 | 0 | 0 | 0 | 0 | 0 | 0 | 0 | 0 | 0 | 0
F3_Commercial_Warehouse_Existing_Cooling_Electric_Water-Cooled Chiller_E7 | F3 | Commercial | Warehouse | Existing | Cooling | Electric | Water-Cooled Chiller | E7 | PACT BC Ratio | 0 | 0 | 0 | 0 | 0 | 0 | 0 | 0 | 0 | 0 | 0 | 0 | 0 | 0 | 0 | 0 | 0 | 0 | 0 | 0 | 0 | 0 | 0 | 0 | 0 | 0 | 0 | 0 | 0 | 0
F3_Commercial_Warehouse_Existing_Cooling_Electric_Water-Cooled Chiller_E8 | F3 | Commercial | Warehouse | Existing | Cooling | Electric | Water-Cooled Chiller | E8 | PACT BC Ratio | 0 | 0 | 0 | 0 | 0 | 0 | 0 | 0 | 0 | 0 | 0 | 0 | 0 | 0 | 0 | 0 | 0 | 0 | 0 | 0 | 0 | 0 | 0 | 0 | 0 | 0 | 0 | 0 | 0 | 0
F3_Commercial_Warehouse_Existing_Cooling_Electric_Water-Cooled Chiller_E9 | F3 | Commercial | Warehouse | Existing | Cooling | Electric | Water-Cooled Chiller | E9 | PACT BC Ratio | 0 | 0 | 0 | 0 | 0 | 0 | 0 | 0 | 0 | 0 | 0 | 0 | 0 | 0 | 0 | 0 | 0 | 0 | 0 | 0 | 0 | 0 | 0 | 0 | 0 | 0 | 0 | 0 | 0 | 0
F3_Commercial_Warehouse_Existing_Cooling_Electric_Water-Cooled Chiller_E10 | F3 | Commercial | Warehouse | Existing | Cooling | Electric | Water-Cooled Chiller | E10 | PACT BC Ratio | 0 | 0 | 0 | 0 | 0 | 0 | 0 | 0 | 0 | 0 | 0 | 0 | 0 | 0 | 0 | 0 | 0 | 0 | 0 | 0 | 0 | 0 | 0 | 0 | 0 | 0 | 0 | 0 | 0 | 0
F4_Commercial_Warehouse_Existing_Cooling_Electric_Water-Cooled Chiller_E1 | F4 | Commercial | Warehouse | Existing | Cooling | Electric | Water-Cooled Chiller | E1 | RVT BC Ratio | 0 | 0 | 0 | 0 | 0 | 0 | 0 | 0 | 0 | 0 | 0 | 0 | 0 | 0 | 0 | 0 | 0 | 0 | 0 | 0 | 0 | 0 | 0 | 0 | 0 | 0 | 0 | 0 | 0 | 0
F4_Commercial_Warehouse_Existing_Cooling_Electric_Water-Cooled Chiller_E2 | F4 | Commercial | Warehouse | Existing | Cooling | Electric | Water-Cooled Chiller | E2 | RVT BC Ratio | 0 | 0 | 0 | 0 | 0 | 0 | 0 | 0 | 0 | 0 | 0 | 0 | 0 | 0 | 0 | 0 | 0 | 0 | 0 | 0 | 0 | 0 | 0 | 0 | 0 | 0 | 0 | 0 | 0 | 0
F4_Commercial_Warehouse_Existing_Cooling_Electric_Water-Cooled Chiller_E3 | F4 | Commercial | Warehouse | Existing | Cooling | Electric | Water-Cooled Chiller | E3 | RVT BC Ratio | 0 | 0 | 0 | 0 | 0 | 0 | 0 | 0 | 0 | 0 | 0 | 0 | 0 | 0 | 0 | 0 | 0 | 0 | 0 | 0 | 0 | 0 | 0 | 0 | 0 | 0 | 0 | 0 | 0 | 0
F4_Commercial_Warehouse_Existing_Cooling_Electric_Water-Cooled Chiller_E4 | F4 | Commercial | Warehouse | Existing | Cooling | Electric | Water-Cooled Chiller | E4 | RVT BC Ratio | 0 | 0 | 0 | 0 | 0 | 0 | 0 | 0 | 0 | 0 | 0 | 0 | 0 | 0 | 0 | 0 | 0 | 0 | 0 | 0 | 0 | 0 | 0 | 0 | 0 | 0 | 0 | 0 | 0 | 0
F4_Commercial_Warehouse_Existing_Cooling_Electric_Water-Cooled Chiller_E5 | F4 | Commercial | Warehouse | Existing | Cooling | Electric | Water-Cooled Chiller | E5 | RVT BC Ratio | 0 | 0 | 0 | 0 | 0 | 0 | 0 | 0 | 0 | 0 | 0 | 0 | 0 | 0 | 0 | 0 | 0 | 0 | 0 | 0 | 0 | 0 | 0 | 0 | 0 | 0 | 0 | 0 | 0 | 0
F4_Commercial_Warehouse_Existing_Cooling_Electric_Water-Cooled Chiller_E6 | F4 | Commercial | Warehouse | Existing | Cooling | Electric | Water-Cooled Chiller | E6 | RVT BC Ratio | 0 | 0 | 0 | 0 | 0 | 0 | 0 | 0 | 0 | 0 | 0 | 0 | 0 | 0 | 0 | 0 | 0 | 0 | 0 | 0 | 0 | 0 | 0 | 0 | 0 | 0 | 0 | 0 | 0 | 0
F4_Commercial_Warehouse_Existing_Cooling_Electric_Water-Cooled Chiller_E7 | F4 | Commercial | Warehouse | Existing | Cooling | Electric | Water-Cooled Chiller | E7 | RVT BC Ratio | 0 | 0 | 0 | 0 | 0 | 0 | 0 | 0 | 0 | 0 | 0 | 0 | 0 | 0 | 0 | 0 | 0 | 0 | 0 | 0 | 0 | 0 | 0 | 0 | 0 | 0 | 0 | 0 | 0 | 0
F4_Commercial_Warehouse_Existing_Cooling_Electric_Water-Cooled Chiller_E8 | F4 | Commercial | Warehouse | Existing | Cooling | Electric | Water-Cooled Chiller | E8 | RVT BC Ratio | 0 | 0 | 0 | 0 | 0 | 0 | 0 | 0 | 0 | 0 | 0 | 0 | 0 | 0 | 0 | 0 | 0 | 0 | 0 | 0 | 0 | 0 | 0 | 0 | 0 | 0 | 0 | 0 | 0 | 0
F4_Commercial_Warehouse_Existing_Cooling_Electric_Water-Cooled Chiller_E9 | F4 | Commercial | Warehouse | Existing | Cooling | Electric | Water-Cooled Chiller | E9 | RVT BC Ratio | 0 | 0 | 0 | 0 | 0 | 0 | 0 | 0 | 0 | 0 | 0 | 0 | 0 | 0 | 0 | 0 | 0 | 0 | 0 | 0 | 0 | 0 | 0 | 0 | 0 | 0 | 0 | 0 | 0 | 0
F4_Commercial_Warehouse_Existing_Cooling_Electric_Water-Cooled Chiller_E10 | F4 | Commercial | Warehouse | Existing | Cooling | Electric | Water-Cooled Chiller | E10 | RVT BC Ratio | 0 | 0 | 0 | 0 | 0 | 0 | 0 | 0 | 0 | 0 | 0 | 0 | 0 | 0 | 0 | 0 | 0 | 0 | 0 | 0 | 0 | 0 | 0 | 0 | 0 | 0 | 0 | 0 | 0 | 0
F5_Commercial_Warehouse_Existing_Cooling_Electric_Water-Cooled Chiller_E1 | F5 | Commercial | Warehouse | Existing | Cooling | Electric | Water-Cooled Chiller | E1 | RIM BC Ratio | 0 | 0 | 0 | 0 | 0 | 0 | 0 | 0 | 0 | 0 | 0 | 0 | 0 | 0 | 0 | 0 | 0 | 0 | 0 | 0 | 0 | 0 | 0 | 0 | 0 | 0 | 0 | 0 | 0 | 0
F5_Commercial_Warehouse_Existing_Cooling_Electric_Water-Cooled Chiller_E2 | F5 | Commercial | Warehouse | Existing | Cooling | Electric | Water-Cooled Chiller | E2 | RIM BC Ratio | 0 | 0 | 0 | 0 | 0 | 0 | 0 | 0 | 0 | 0 | 0 | 0 | 0 | 0 | 0 | 0 | 0 | 0 | 0 | 0 | 0 | 0 | 0 | 0 | 0 | 0 | 0 | 0 | 0 | 0
F5_Commercial_Warehouse_Existing_Cooling_Electric_Water-Cooled Chiller_E3 | F5 | Commercial | Warehouse | Existing | Cooling | Electric | Water-Cooled Chiller | E3 | RIM BC Ratio | 0 | 0 | 0 | 0 | 0 | 0 | 0 | 0 | 0 | 0 | 0 | 0 | 0 | 0 | 0 | 0 | 0 | 0 | 0 | 0 | 0 | 0 | 0 | 0 | 0 | 0 | 0 | 0 | 0 | 0
F5_Commercial_Warehouse_Existing_Cooling_Electric_Water-Cooled Chiller_E4 | F5 | Commercial | Warehouse | Existing | Cooling | Electric | Water-Cooled Chiller | E4 | RIM BC Ratio | 0 | 0 | 0 | 0 | 0 | 0 | 0 | 0 | 0 | 0 | 0 | 0 | 0 | 0 | 0 | 0 | 0 | 0 | 0 | 0 | 0 | 0 | 0 | 0 | 0 | 0 | 0 | 0 | 0 | 0
F5_Commercial_Warehouse_Existing_Cooling_Electric_Water-Cooled Chiller_E5 | F5 | Commercial | Warehouse | Existing | Cooling | Electric | Water-Cooled Chiller | E5 | RIM BC Ratio | 0 | 0 | 0 | 0 | 0 | 0 | 0 | 0 | 0 | 0 | 0 | 0 | 0 | 0 | 0 | 0 | 0 | 0 | 0 | 0 | 0 | 0 | 0 | 0 | 0 | 0 | 0 | 0 | 0 | 0
F5_Commercial_Warehouse_Existing_Cooling_Electric_Water-Cooled Chiller_E6 | F5 | Commercial | Warehouse | Existing | Cooling | Electric | Water-Cooled Chiller | E6 | RIM BC Ratio | 0 | 0 | 0 | 0 | 0 | 0 | 0 | 0 | 0 | 0 | 0 | 0 | 0 | 0 | 0 | 0 | 0 | 0 | 0 | 0 | 0 | 0 | 0 | 0 | 0 | 0 | 0 | 0 | 0 | 0
F5_Commercial_Warehouse_Existing_Cooling_Electric_Water-Cooled Chiller_E7 | F5 | Commercial | Warehouse | Existing | Cooling | Electric | Water-Cooled Chiller | E7 | RIM BC Ratio | 0 | 0 | 0 | 0 | 0 | 0 | 0 | 0 | 0 | 0 | 0 | 0 | 0 | 0 | 0 | 0 | 0 | 0 | 0 | 0 | 0 | 0 | 0 | 0 | 0 | 0 | 0 | 0 | 0 | 0
F5_Commercial_Warehouse_Existing_Cooling_Electric_Water-Cooled Chiller_E8 | F5 | Commercial | Warehouse | Existing | Cooling | Electric | Water-Cooled Chiller | E8 | RIM BC Ratio | 0 | 0 | 0 | 0 | 0 | 0 | 0 | 0 | 0 | 0 | 0 | 0 | 0 | 0 | 0 | 0 | 0 | 0 | 0 | 0 | 0 | 0 | 0 | 0 | 0 | 0 | 0 | 0 | 0 | 0
F5_Commercial_Warehouse_Existing_Cooling_Electric_Water-Cooled Chiller_E9 | F5 | Commercial | Warehouse | Existing | Cooling | Electric | Water-Cooled Chiller | E9 | RIM BC Ratio | 0 | 0 | 0 | 0 | 0 | 0 | 0 | 0 | 0 | 0 | 0 | 0 | 0 | 0 | 0 | 0 | 0 | 0 | 0 | 0 | 0 | 0 | 0 | 0 | 0 | 0 | 0 | 0 | 0 | 0
F5_Commercial_Warehouse_Existing_Cooling_Electric_Water-Cooled Chiller_E10 | F5 | Commercial | Warehouse | Existing | Cooling | Electric | Water-Cooled Chiller | E10 | RIM BC Ratio | 0 | 0 | 0 | 0 | 0 | 0 | 0 | 0 | 0 | 0 | 0 | 0 | 0 | 0 | 0 | 0 | 0 | 0 | 0 | 0 | 0 | 0 | 0 | 0 | 0 | 0 | 0 | 0 | 0 | 0
F0_Commercial_Warehouse_Existing_Cooling_Electric_RTU_E0 | F0 | Commercial | Warehouse | Existing | Cooling | Electric | RTU | E0 | Economic Unit | 0 | 0 | 0 | 0 | 0 | 0 | 0 | 0 | 0 | 0 | 0 | 0 | 0 | 0 | 0 | 0 | 0 | 0 | 0 | 0 | 0 | 0 | 0 | 0 | 0 | 0 | 0 | 0 | 0 | 0
F1_Commercial_Warehouse_Existing_Cooling_Electric_RTU_E1 | F1 | Commercial | Warehouse | Existing | Cooling | Electric | RTU | E1 | CCE | 0 | 0 | 0 | 0 | 0 | 0 | 0 | 0 | 0 | 0 | 0 | 0 | 0 | 0 | 0 | 0 | 0 | 0 | 0 | 0 | 0 | 0 | 0 | 0 | 0 | 0 | 0 | 0 | 0 | 0
F1_Commercial_Warehouse_Existing_Cooling_Electric_RTU_E2 | F1 | Commercial | Warehouse | Existing | Cooling | Electric | RTU | E2 | CCE | 0 | 0 | 0 | 0 | 0 | 0 | 0 | 0 | 0 | 0 | 0 | 0 | 0 | 0 | 0 | 0 | 0 | 0 | 0 | 0 | 0 | 0 | 0 | 0 | 0 | 0 | 0 | 0 | 0 | 0
F1_Commercial_Warehouse_Existing_Cooling_Electric_RTU_E3 | F1 | Commercial | Warehouse | Existing | Cooling | Electric | RTU | E3 | CCE | 0 | 0 | 0 | 0 | 0 | 0 | 0 | 0 | 0 | 0 | 0 | 0 | 0 | 0 | 0 | 0 | 0 | 0 | 0 | 0 | 0 | 0 | 0 | 0 | 0 | 0 | 0 | 0 | 0 | 0
F1_Commercial_Warehouse_Existing_Cooling_Electric_RTU_E4 | F1 | Commercial | Warehouse | Existing | Cooling | Electric | RTU | E4 | CCE | 0 | 0 | 0 | 0 | 0 | 0 | 0 | 0 | 0 | 0 | 0 | 0 | 0 | 0 | 0 | 0 | 0 | 0 | 0 | 0 | 0 | 0 | 0 | 0 | 0 | 0 | 0 | 0 | 0 | 0
F1_Commercial_Warehouse_Existing_Cooling_Electric_RTU_E5 | F1 | Commercial | Warehouse | Existing | Cooling | Electric | RTU | E5 | CCE | 0 | 0 | 0 | 0 | 0 | 0 | 0 | 0 | 0 | 0 | 0 | 0 | 0 | 0 | 0 | 0 | 0 | 0 | 0 | 0 | 0 | 0 | 0 | 0 | 0 | 0 | 0 | 0 | 0 | 0
F1_Commercial_Warehouse_Existing_Cooling_Electric_RTU_E6 | F1 | Commercial | Warehouse | Existing | Cooling | Electric | RTU | E6 | CCE | 0 | 0 | 0 | 0 | 0 | 0 | 0 | 0 | 0 | 0 | 0 | 0 | 0 | 0 | 0 | 0 | 0 | 0 | 0 | 0 | 0 | 0 | 0 | 0 | 0 | 0 | 0 | 0 | 0 | 0
F1_Commercial_Warehouse_Existing_Cooling_Electric_RTU_E7 | F1 | Commercial | Warehouse | Existing | Cooling | Electric | RTU | E7 | CCE | 0 | 0 | 0 | 0 | 0 | 0 | 0 | 0 | 0 | 0 | 0 | 0 | 0 | 0 | 0 | 0 | 0 | 0 | 0 | 0 | 0 | 0 | 0 | 0 | 0 | 0 | 0 | 0 | 0 | 0
F1_Commercial_Warehouse_Existing_Cooling_Electric_RTU_E8 | F1 | Commercial | Warehouse | Existing | Cooling | Electric | RTU | E8 | CCE | 0 | 0 | 0 | 0 | 0 | 0 | 0 | 0 | 0 | 0 | 0 | 0 | 0 | 0 | 0 | 0 | 0 | 0 | 0 | 0 | 0 | 0 | 0 | 0 | 0 | 0 | 0 | 0 | 0 | 0
F1_Commercial_Warehouse_Existing_Cooling_Electric_RTU_E9 | F1 | Commercial | Warehouse | Existing | Cooling | Electric | RTU | E9 | CCE | 0 | 0 | 0 | 0 | 0 | 0 | 0 | 0 | 0 | 0 | 0 | 0 | 0 | 0 | 0 | 0 | 0 | 0 | 0 | 0 | 0 | 0 | 0 | 0 | 0 | 0 | 0 | 0 | 0 | 0
F1_Commercial_Warehouse_Existing_Cooling_Electric_RTU_E10 | F1 | Commercial | Warehouse | Existing | Cooling | Electric | RTU | E10 | CCE | 0 | 0 | 0 | 0 | 0 | 0 | 0 | 0 | 0 | 0 | 0 | 0 | 0 | 0 | 0 | 0 | 0 | 0 | 0 | 0 | 0 | 0 | 0 | 0 | 0 | 0 | 0 | 0 | 0 | 0
F2_Commercial_Warehouse_Existing_Cooling_Electric_RTU_E1 | F2 | Commercial | Warehouse | Existing | Cooling | Electric | RTU | E1 | TRC BC Ratio | 0 | 0 | 0 | 0 | 0 | 0 | 0 | 0 | 0 | 0 | 0 | 0 | 0 | 0 | 0 | 0 | 0 | 0 | 0 | 0 | 0 | 0 | 0 | 0 | 0 | 0 | 0 | 0 | 0 | 0
F2_Commercial_Warehouse_Existing_Cooling_Electric_RTU_E2 | F2 | Commercial | Warehouse | Existing | Cooling | Electric | RTU | E2 | TRC BC Ratio | 0 | 0 | 0 | 0 | 0 | 0 | 0 | 0 | 0 | 0 | 0 | 0 | 0 | 0 | 0 | 0 | 0 | 0 | 0 | 0 | 0 | 0 | 0 | 0 | 0 | 0 | 0 | 0 | 0 | 0
F2_Commercial_Warehouse_Existing_Cooling_Electric_RTU_E3 | F2 | Commercial | Warehouse | Existing | Cooling | Electric | RTU | E3 | TRC BC Ratio | 0 | 0 | 0 | 0 | 0 | 0 | 0 | 0 | 0 | 0 | 0 | 0 | 0 | 0 | 0 | 0 | 0 | 0 | 0 | 0 | 0 | 0 | 0 | 0 | 0 | 0 | 0 | 0 | 0 | 0
F2_Commercial_Warehouse_Existing_Cooling_Electric_RTU_E4 | F2 | Commercial | Warehouse | Existing | Cooling | Electric | RTU | E4 | TRC BC Ratio | 0 | 0 | 0 | 0 | 0 | 0 | 0 | 0 | 0 | 0 | 0 | 0 | 0 | 0 | 0 | 0 | 0 | 0 | 0 | 0 | 0 | 0 | 0 | 0 | 0 | 0 | 0 | 0 | 0 | 0
F2_Commercial_Warehouse_Existing_Cooling_Electric_RTU_E5 | F2 | Commercial | Warehouse | Existing | Cooling | Electric | RTU | E5 | TRC BC Ratio | 0 | 0 | 0 | 0 | 0 | 0 | 0 | 0 | 0 | 0 | 0 | 0 | 0 | 0 | 0 | 0 | 0 | 0 | 0 | 0 | 0 | 0 | 0 | 0 | 0 | 0 | 0 | 0 | 0 | 0
F2_Commercial_Warehouse_Existing_Cooling_Electric_RTU_E6 | F2 | Commercial | Warehouse | Existing | Cooling | Electric | RTU | E6 | TRC BC Ratio | 0 | 0 | 0 | 0 | 0 | 0 | 0 | 0 | 0 | 0 | 0 | 0 | 0 | 0 | 0 | 0 | 0 | 0 | 0 | 0 | 0 | 0 | 0 | 0 | 0 | 0 | 0 | 0 | 0 | 0
F2_Commercial_Warehouse_Existing_Cooling_Electric_RTU_E7 | F2 | Commercial | Warehouse | Existing | Cooling | Electric | RTU | E7 | TRC BC Ratio | 0 | 0 | 0 | 0 | 0 | 0 | 0 | 0 | 0 | 0 | 0 | 0 | 0 | 0 | 0 | 0 | 0 | 0 | 0 | 0 | 0 | 0 | 0 | 0 | 0 | 0 | 0 | 0 | 0 | 0
F2_Commercial_Warehouse_Existing_Cooling_Electric_RTU_E8 | F2 | Commercial | Warehouse | Existing | Cooling | Electric | RTU | E8 | TRC BC Ratio | 0 | 0 | 0 | 0 | 0 | 0 | 0 | 0 | 0 | 0 | 0 | 0 | 0 | 0 | 0 | 0 | 0 | 0 | 0 | 0 | 0 | 0 | 0 | 0 | 0 | 0 | 0 | 0 | 0 | 0
F2_Commercial_Warehouse_Existing_Cooling_Electric_RTU_E9 | F2 | Commercial | Warehouse | Existing | Cooling | Electric | RTU | E9 | TRC BC Ratio | 0 | 0 | 0 | 0 | 0 | 0 | 0 | 0 | 0 | 0 | 0 | 0 | 0 | 0 | 0 | 0 | 0 | 0 | 0 | 0 | 0 | 0 | 0 | 0 | 0 | 0 | 0 | 0 | 0 | 0
F2_Commercial_Warehouse_Existing_Cooling_Electric_RTU_E10 | F2 | Commercial | Warehouse | Existing | Cooling | Electric | RTU | E10 | TRC BC Ratio | 0 | 0 | 0 | 0 | 0 | 0 | 0 | 0 | 0 | 0 | 0 | 0 | 0 | 0 | 0 | 0 | 0 | 0 | 0 | 0 | 0 | 0 | 0 | 0 | 0 | 0 | 0 | 0 | 0 | 0
F3_Commercial_Warehouse_Existing_Cooling_Electric_RTU_E1 | F3 | Commercial | Warehouse | Existing | Cooling | Electric | RTU | E1 | PACT BC Ratio | 0 | 0 | 0 | 0 | 0 | 0 | 0 | 0 | 0 | 0 | 0 | 0 | 0 | 0 | 0 | 0 | 0 | 0 | 0 | 0 | 0 | 0 | 0 | 0 | 0 | 0 | 0 | 0 | 0 | 0
F3_Commercial_Warehouse_Existing_Cooling_Electric_RTU_E2 | F3 | Commercial | Warehouse | Existing | Cooling | Electric | RTU | E2 | PACT BC Ratio | 0 | 0 | 0 | 0 | 0 | 0 | 0 | 0 | 0 | 0 | 0 | 0 | 0 | 0 | 0 | 0 | 0 | 0 | 0 | 0 | 0 | 0 | 0 | 0 | 0 | 0 | 0 | 0 | 0 | 0
F3_Commercial_Warehouse_Existing_Cooling_Electric_RTU_E3 | F3 | Commercial | Warehouse | Existing | Cooling | Electric | RTU | E3 | PACT BC Ratio | 0 | 0 | 0 | 0 | 0 | 0 | 0 | 0 | 0 | 0 | 0 | 0 | 0 | 0 | 0 | 0 | 0 | 0 | 0 | 0 | 0 | 0 | 0 | 0 | 0 | 0 | 0 | 0 | 0 | 0
F3_Commercial_Warehouse_Existing_Cooling_Electric_RTU_E4 | F3 | Commercial | Warehouse | Existing | Cooling | Electric | RTU | E4 | PACT BC Ratio | 0 | 0 | 0 | 0 | 0 | 0 | 0 | 0 | 0 | 0 | 0 | 0 | 0 | 0 | 0 | 0 | 0 | 0 | 0 | 0 | 0 | 0 | 0 | 0 | 0 | 0 | 0 | 0 | 0 | 0
F3_Commercial_Warehouse_Existing_Cooling_Electric_RTU_E5 | F3 | Commercial | Warehouse | Existing | Cooling | Electric | RTU | E5 | PACT BC Ratio | 0 | 0 | 0 | 0 | 0 | 0 | 0 | 0 | 0 | 0 | 0 | 0 | 0 | 0 | 0 | 0 | 0 | 0 | 0 | 0 | 0 | 0 | 0 | 0 | 0 | 0 | 0 | 0 | 0 | 0
F3_Commercial_Warehouse_Existing_Cooling_Electric_RTU_E6 | F3 | Commercial | Warehouse | Existing | Cooling | Electric | RTU | E6 | PACT BC Ratio | 0 | 0 | 0 | 0 | 0 | 0 | 0 | 0 | 0 | 0 | 0 | 0 | 0 | 0 | 0 | 0 | 0 | 0 | 0 | 0 | 0 | 0 | 0 | 0 | 0 | 0 | 0 | 0 | 0 | 0
F3_Commercial_Warehouse_Existing_Cooling_Electric_RTU_E7 | F3 | Commercial | Warehouse | Existing | Cooling | Electric | RTU | E7 | PACT BC Ratio | 0 | 0 | 0 | 0 | 0 | 0 | 0 | 0 | 0 | 0 | 0 | 0 | 0 | 0 | 0 | 0 | 0 | 0 | 0 | 0 | 0 | 0 | 0 | 0 | 0 | 0 | 0 | 0 | 0 | 0
F3_Commercial_Warehouse_Existing_Cooling_Electric_RTU_E8 | F3 | Commercial | Warehouse | Existing | Cooling | Electric | RTU | E8 | PACT BC Ratio | 0 | 0 | 0 | 0 | 0 | 0 | 0 | 0 | 0 | 0 | 0 | 0 | 0 | 0 | 0 | 0 | 0 | 0 | 0 | 0 | 0 | 0 | 0 | 0 | 0 | 0 | 0 | 0 | 0 | 0
F3_Commercial_Warehouse_Existing_Cooling_Electric_RTU_E9 | F3 | Commercial | Warehouse | Existing | Cooling | Electric | RTU | E9 | PACT BC Ratio | 0 | 0 | 0 | 0 | 0 | 0 | 0 | 0 | 0 | 0 | 0 | 0 | 0 | 0 | 0 | 0 | 0 | 0 | 0 | 0 | 0 | 0 | 0 | 0 | 0 | 0 | 0 | 0 | 0 | 0
F3_Commercial_Warehouse_Existing_Cooling_Electric_RTU_E10 | F3 | Commercial | Warehouse | Existing | Cooling | Electric | RTU | E10 | PACT BC Ratio | 0 | 0 | 0 | 0 | 0 | 0 | 0 | 0 | 0 | 0 | 0 | 0 | 0 | 0 | 0 | 0 | 0 | 0 | 0 | 0 | 0 | 0 | 0 | 0 | 0 | 0 | 0 | 0 | 0 | 0
F4_Commercial_Warehouse_Existing_Cooling_Electric_RTU_E1 | F4 | Commercial | Warehouse | Existing | Cooling | Electric | RTU | E1 | RVT BC Ratio | 0 | 0 | 0 | 0 | 0 | 0 | 0 | 0 | 0 | 0 | 0 | 0 | 0 | 0 | 0 | 0 | 0 | 0 | 0 | 0 | 0 | 0 | 0 | 0 | 0 | 0 | 0 | 0 | 0 | 0
F4_Commercial_Warehouse_Existing_Cooling_Electric_RTU_E2 | F4 | Commercial | Warehouse | Existing | Cooling | Electric | RTU | E2 | RVT BC Ratio | 0 | 0 | 0 | 0 | 0 | 0 | 0 | 0 | 0 | 0 | 0 | 0 | 0 | 0 | 0 | 0 | 0 | 0 | 0 | 0 | 0 | 0 | 0 | 0 | 0 | 0 | 0 | 0 | 0 | 0
F4_Commercial_Warehouse_Existing_Cooling_Electric_RTU_E3 | F4 | Commercial | Warehouse | Existing | Cooling | Electric | RTU | E3 | RVT BC Ratio | 0 | 0 | 0 | 0 | 0 | 0 | 0 | 0 | 0 | 0 | 0 | 0 | 0 | 0 | 0 | 0 | 0 | 0 | 0 | 0 | 0 | 0 | 0 | 0 | 0 | 0 | 0 | 0 | 0 | 0
F4_Commercial_Warehouse_Existing_Cooling_Electric_RTU_E4 | F4 | Commercial | Warehouse | Existing | Cooling | Electric | RTU | E4 | RVT BC Ratio | 0 | 0 | 0 | 0 | 0 | 0 | 0 | 0 | 0 | 0 | 0 | 0 | 0 | 0 | 0 | 0 | 0 | 0 | 0 | 0 | 0 | 0 | 0 | 0 | 0 | 0 | 0 | 0 | 0 | 0
F4_Commercial_Warehouse_Existing_Cooling_Electric_RTU_E5 | F4 | Commercial | Warehouse | Existing | Cooling | Electric | RTU | E5 | RVT BC Ratio | 0 | 0 | 0 | 0 | 0 | 0 | 0 | 0 | 0 | 0 | 0 | 0 | 0 | 0 | 0 | 0 | 0 | 0 | 0 | 0 | 0 | 0 | 0 | 0 | 0 | 0 | 0 | 0 | 0 | 0
F4_Commercial_Warehouse_Existing_Cooling_Electric_RTU_E6 | F4 | Commercial | Warehouse | Existing | Cooling | Electric | RTU | E6 | RVT BC Ratio | 0 | 0 | 0 | 0 | 0 | 0 | 0 | 0 | 0 | 0 | 0 | 0 | 0 | 0 | 0 | 0 | 0 | 0 | 0 | 0 | 0 | 0 | 0 | 0 | 0 | 0 | 0 | 0 | 0 | 0
F4_Commercial_Warehouse_Existing_Cooling_Electric_RTU_E7 | F4 | Commercial | Warehouse | Existing | Cooling | Electric | RTU | E7 | RVT BC Ratio | 0 | 0 | 0 | 0 | 0 | 0 | 0 | 0 | 0 | 0 | 0 | 0 | 0 | 0 | 0 | 0 | 0 | 0 | 0 | 0 | 0 | 0 | 0 | 0 | 0 | 0 | 0 | 0 | 0 | 0
F4_Commercial_Warehouse_Existing_Cooling_Electric_RTU_E8 | F4 | Commercial | Warehouse | Existing | Cooling | Electric | RTU | E8 | RVT BC Ratio | 0 | 0 | 0 | 0 | 0 | 0 | 0 | 0 | 0 | 0 | 0 | 0 | 0 | 0 | 0 | 0 | 0 | 0 | 0 | 0 | 0 | 0 | 0 | 0 | 0 | 0 | 0 | 0 | 0 | 0
F4_Commercial_Warehouse_Existing_Cooling_Electric_RTU_E9 | F4 | Commercial | Warehouse | Existing | Cooling | Electric | RTU | E9 | RVT BC Ratio | 0 | 0 | 0 | 0 | 0 | 0 | 0 | 0 | 0 | 0 | 0 | 0 | 0 | 0 | 0 | 0 | 0 | 0 | 0 | 0 | 0 | 0 | 0 | 0 | 0 | 0 | 0 | 0 | 0 | 0
F4_Commercial_Warehouse_Existing_Cooling_Electric_RTU_E10 | F4 | Commercial | Warehouse | Existing | Cooling | Electric | RTU | E10 | RVT BC Ratio | 0 | 0 | 0 | 0 | 0 | 0 | 0 | 0 | 0 | 0 | 0 | 0 | 0 | 0 | 0 | 0 | 0 | 0 | 0 | 0 | 0 | 0 | 0 | 0 | 0 | 0 | 0 | 0 | 0 | 0
F5_Commercial_Warehouse_Existing_Cooling_Electric_RTU_E1 | F5 | Commercial | Warehouse | Existing | Cooling | Electric | RTU | E1 | RIM BC Ratio | 0 | 0 | 0 | 0 | 0 | 0 | 0 | 0 | 0 | 0 | 0 | 0 | 0 | 0 | 0 | 0 | 0 | 0 | 0 | 0 | 0 | 0 | 0 | 0 | 0 | 0 | 0 | 0 | 0 | 0
F5_Commercial_Warehouse_Existing_Cooling_Electric_RTU_E2 | F5 | Commercial | Warehouse | Existing | Cooling | Electric | RTU | E2 | RIM BC Ratio | 0 | 0 | 0 | 0 | 0 | 0 | 0 | 0 | 0 | 0 | 0 | 0 | 0 | 0 | 0 | 0 | 0 | 0 | 0 | 0 | 0 | 0 | 0 | 0 | 0 | 0 | 0 | 0 | 0 | 0
F5_Commercial_Warehouse_Existing_Cooling_Electric_RTU_E3 | F5 | Commercial | Warehouse | Existing | Cooling | Electric | RTU | E3 | RIM BC Ratio | 0 | 0 | 0 | 0 | 0 | 0 | 0 | 0 | 0 | 0 | 0 | 0 | 0 | 0 | 0 | 0 | 0 | 0 | 0 | 0 | 0 | 0 | 0 | 0 | 0 | 0 | 0 | 0 | 0 | 0
F5_Commercial_Warehouse_Existing_Cooling_Electric_RTU_E4 | F5 | Commercial | Warehouse | Existing | Cooling | Electric | RTU | E4 | RIM BC Ratio | 0 | 0 | 0 | 0 | 0 | 0 | 0 | 0 | 0 | 0 | 0 | 0 | 0 | 0 | 0 | 0 | 0 | 0 | 0 | 0 | 0 | 0 | 0 | 0 | 0 | 0 | 0 | 0 | 0 | 0
F5_Commercial_Warehouse_Existing_Cooling_Electric_RTU_E5 | F5 | Commercial | Warehouse | Existing | Cooling | Electric | RTU | E5 | RIM BC Ratio | 0 | 0 | 0 | 0 | 0 | 0 | 0 | 0 | 0 | 0 | 0 | 0 | 0 | 0 | 0 | 0 | 0 | 0 | 0 | 0 | 0 | 0 | 0 | 0 | 0 | 0 | 0 | 0 | 0 | 0
F5_Commercial_Warehouse_Existing_Cooling_Electric_RTU_E6 | F5 | Commercial | Warehouse | Existing | Cooling | Electric | RTU | E6 | RIM BC Ratio | 0 | 0 | 0 | 0 | 0 | 0 | 0 | 0 | 0 | 0 | 0 | 0 | 0 | 0 | 0 | 0 | 0 | 0 | 0 | 0 | 0 | 0 | 0 | 0 | 0 | 0 | 0 | 0 | 0 | 0
F5_Commercial_Warehouse_Existing_Cooling_Electric_RTU_E7 | F5 | Commercial | Warehouse | Existing | Cooling | Electric | RTU | E7 | RIM BC Ratio | 0 | 0 | 0 | 0 | 0 | 0 | 0 | 0 | 0 | 0 | 0 | 0 | 0 | 0 | 0 | 0 | 0 | 0 | 0 | 0 | 0 | 0 | 0 | 0 | 0 | 0 | 0 | 0 | 0 | 0
F5_Commercial_Warehouse_Existing_Cooling_Electric_RTU_E8 | F5 | Commercial | Warehouse | Existing | Cooling | Electric | RTU | E8 | RIM BC Ratio | 0 | 0 | 0 | 0 | 0 | 0 | 0 | 0 | 0 | 0 | 0 | 0 | 0 | 0 | 0 | 0 | 0 | 0 | 0 | 0 | 0 | 0 | 0 | 0 | 0 | 0 | 0 | 0 | 0 | 0
F5_Commercial_Warehouse_Existing_Cooling_Electric_RTU_E9 | F5 | Commercial | Warehouse | Existing | Cooling | Electric | RTU | E9 | RIM BC Ratio | 0 | 0 | 0 | 0 | 0 | 0 | 0 | 0 | 0 | 0 | 0 | 0 | 0 | 0 | 0 | 0 | 0 | 0 | 0 | 0 | 0 | 0 | 0 | 0 | 0 | 0 | 0 | 0 | 0 | 0
F5_Commercial_Warehouse_Existing_Cooling_Electric_RTU_E10 | F5 | Commercial | Warehouse | Existing | Cooling | Electric | RTU | E10 | RIM BC Ratio | 0 | 0 | 0 | 0 | 0 | 0 | 0 | 0 | 0 | 0 | 0 | 0 | 0 | 0 | 0 | 0 | 0 | 0 | 0 | 0 | 0 | 0 | 0 | 0 | 0 | 0 | 0 | 0 | 0 | 0
F0_Commercial_Warehouse_Existing_Cooling_Electric_Packaged Terminal AC_E0 | F0 | Commercial | Warehouse | Existing | Cooling | Electric | Packaged Terminal AC | E0 | Economic Unit | 0 | 0 | 0 | 0 | 0 | 0 | 0 | 0 | 0 | 0 | 0 | 0 | 0 | 0 | 0 | 0 | 0 | 0 | 0 | 0 | 0 | 0 | 0 | 0 | 0 | 0 | 0 | 0 | 0 | 0
F1_Commercial_Warehouse_Existing_Cooling_Electric_Packaged Terminal AC_E1 | F1 | Commercial | Warehouse | Existing | Cooling | Electric | Packaged Terminal AC | E1 | CCE | 0 | 0 | 0 | 0 | 0 | 0 | 0 | 0 | 0 | 0 | 0 | 0 | 0 | 0 | 0 | 0 | 0 | 0 | 0 | 0 | 0 | 0 | 0 | 0 | 0 | 0 | 0 | 0 | 0 | 0
F1_Commercial_Warehouse_Existing_Cooling_Electric_Packaged Terminal AC_E2 | F1 | Commercial | Warehouse | Existing | Cooling | Electric | Packaged Terminal AC | E2 | CCE | 0 | 0 | 0 | 0 | 0 | 0 | 0 | 0 | 0 | 0 | 0 | 0 | 0 | 0 | 0 | 0 | 0 | 0 | 0 | 0 | 0 | 0 | 0 | 0 | 0 | 0 | 0 | 0 | 0 | 0
F1_Commercial_Warehouse_Existing_Cooling_Electric_Packaged Terminal AC_E3 | F1 | Commercial | Warehouse | Existing | Cooling | Electric | Packaged Terminal AC | E3 | CCE | 0 | 0 | 0 | 0 | 0 | 0 | 0 | 0 | 0 | 0 | 0 | 0 | 0 | 0 | 0 | 0 | 0 | 0 | 0 | 0 | 0 | 0 | 0 | 0 | 0 | 0 | 0 | 0 | 0 | 0
F1_Commercial_Warehouse_Existing_Cooling_Electric_Packaged Terminal AC_E4 | F1 | Commercial | Warehouse | Existing | Cooling | Electric | Packaged Terminal AC | E4 | CCE | 0 | 0 | 0 | 0 | 0 | 0 | 0 | 0 | 0 | 0 | 0 | 0 | 0 | 0 | 0 | 0 | 0 | 0 | 0 | 0 | 0 | 0 | 0 | 0 | 0 | 0 | 0 | 0 | 0 | 0
F1_Commercial_Warehouse_Existing_Cooling_Electric_Packaged Terminal AC_E5 | F1 | Commercial | Warehouse | Existing | Cooling | Electric | Packaged Terminal AC | E5 | CCE | 0 | 0 | 0 | 0 | 0 | 0 | 0 | 0 | 0 | 0 | 0 | 0 | 0 | 0 | 0 | 0 | 0 | 0 | 0 | 0 | 0 | 0 | 0 | 0 | 0 | 0 | 0 | 0 | 0 | 0
F1_Commercial_Warehouse_Existing_Cooling_Electric_Packaged Terminal AC_E6 | F1 | Commercial | Warehouse | Existing | Cooling | Electric | Packaged Terminal AC | E6 | CCE | 0 | 0 | 0 | 0 | 0 | 0 | 0 | 0 | 0 | 0 | 0 | 0 | 0 | 0 | 0 | 0 | 0 | 0 | 0 | 0 | 0 | 0 | 0 | 0 | 0 | 0 | 0 | 0 | 0 | 0
F1_Commercial_Warehouse_Existing_Cooling_Electric_Packaged Terminal AC_E7 | F1 | Commercial | Warehouse | Existing | Cooling | Electric | Packaged Terminal AC | E7 | CCE | 0 | 0 | 0 | 0 | 0 | 0 | 0 | 0 | 0 | 0 | 0 | 0 | 0 | 0 | 0 | 0 | 0 | 0 | 0 | 0 | 0 | 0 | 0 | 0 | 0 | 0 | 0 | 0 | 0 | 0
F1_Commercial_Warehouse_Existing_Cooling_Electric_Packaged Terminal AC_E8 | F1 | Commercial | Warehouse | Existing | Cooling | Electric | Packaged Terminal AC | E8 | CCE | 0 | 0 | 0 | 0 | 0 | 0 | 0 | 0 | 0 | 0 | 0 | 0 | 0 | 0 | 0 | 0 | 0 | 0 | 0 | 0 | 0 | 0 | 0 | 0 | 0 | 0 | 0 | 0 | 0 | 0
F1_Commercial_Warehouse_Existing_Cooling_Electric_Packaged Terminal AC_E9 | F1 | Commercial | Warehouse | Existing | Cooling | Electric | Packaged Terminal AC | E9 | CCE | 0 | 0 | 0 | 0 | 0 | 0 | 0 | 0 | 0 | 0 | 0 | 0 | 0 | 0 | 0 | 0 | 0 | 0 | 0 | 0 | 0 | 0 | 0 | 0 | 0 | 0 | 0 | 0 | 0 | 0
F1_Commercial_Warehouse_Existing_Cooling_Electric_Packaged Terminal AC_E10 | F1 | Commercial | Warehouse | Existing | Cooling | Electric | Packaged Terminal AC | E10 | CCE | 0 | 0 | 0 | 0 | 0 | 0 | 0 | 0 | 0 | 0 | 0 | 0 | 0 | 0 | 0 | 0 | 0 | 0 | 0 | 0 | 0 | 0 | 0 | 0 | 0 | 0 | 0 | 0 | 0 | 0
F2_Commercial_Warehouse_Existing_Cooling_Electric_Packaged Terminal AC_E1 | F2 | Commercial | Warehouse | Existing | Cooling | Electric | Packaged Terminal AC | E1 | TRC BC Ratio | 0 | 0 | 0 | 0 | 0 | 0 | 0 | 0 | 0 | 0 | 0 | 0 | 0 | 0 | 0 | 0 | 0 | 0 | 0 | 0 | 0 | 0 | 0 | 0 | 0 | 0 | 0 | 0 | 0 | 0
F2_Commercial_Warehouse_Existing_Cooling_Electric_Packaged Terminal AC_E2 | F2 | Commercial | Warehouse | Existing | Cooling | Electric | Packaged Terminal AC | E2 | TRC BC Ratio | 0 | 0 | 0 | 0 | 0 | 0 | 0 | 0 | 0 | 0 | 0 | 0 | 0 | 0 | 0 | 0 | 0 | 0 | 0 | 0 | 0 | 0 | 0 | 0 | 0 | 0 | 0 | 0 | 0 | 0
F2_Commercial_Warehouse_Existing_Cooling_Electric_Packaged Terminal AC_E3 | F2 | Commercial | Warehouse | Existing | Cooling | Electric | Packaged Terminal AC | E3 | TRC BC Ratio | 0 | 0 | 0 | 0 | 0 | 0 | 0 | 0 | 0 | 0 | 0 | 0 | 0 | 0 | 0 | 0 | 0 | 0 | 0 | 0 | 0 | 0 | 0 | 0 | 0 | 0 | 0 | 0 | 0 | 0
F2_Commercial_Warehouse_Existing_Cooling_Electric_Packaged Terminal AC_E4 | F2 | Commercial | Warehouse | Existing | Cooling | Electric | Packaged Terminal AC | E4 | TRC BC Ratio | 0 | 0 | 0 | 0 | 0 | 0 | 0 | 0 | 0 | 0 | 0 | 0 | 0 | 0 | 0 | 0 | 0 | 0 | 0 | 0 | 0 | 0 | 0 | 0 | 0 | 0 | 0 | 0 | 0 | 0
F2_Commercial_Warehouse_Existing_Cooling_Electric_Packaged Terminal AC_E5 | F2 | Commercial | Warehouse | Existing | Cooling | Electric | Packaged Terminal AC | E5 | TRC BC Ratio | 0 | 0 | 0 | 0 | 0 | 0 | 0 | 0 | 0 | 0 | 0 | 0 | 0 | 0 | 0 | 0 | 0 | 0 | 0 | 0 | 0 | 0 | 0 | 0 | 0 | 0 | 0 | 0 | 0 | 0
F2_Commercial_Warehouse_Existing_Cooling_Electric_Packaged Terminal AC_E6 | F2 | Commercial | Warehouse | Existing | Cooling | Electric | Packaged Terminal AC | E6 | TRC BC Ratio | 0 | 0 | 0 | 0 | 0 | 0 | 0 | 0 | 0 | 0 | 0 | 0 | 0 | 0 | 0 | 0 | 0 | 0 | 0 | 0 | 0 | 0 | 0 | 0 | 0 | 0 | 0 | 0 | 0 | 0
F2_Commercial_Warehouse_Existing_Cooling_Electric_Packaged Terminal AC_E7 | F2 | Commercial | Warehouse | Existing | Cooling | Electric | Packaged Terminal AC | E7 | TRC BC Ratio | 0 | 0 | 0 | 0 | 0 | 0 | 0 | 0 | 0 | 0 | 0 | 0 | 0 | 0 | 0 | 0 | 0 | 0 | 0 | 0 | 0 | 0 | 0 | 0 | 0 | 0 | 0 | 0 | 0 | 0
F2_Commercial_Warehouse_Existing_Cooling_Electric_Packaged Terminal AC_E8 | F2 | Commercial | Warehouse | Existing | Cooling | Electric | Packaged Terminal AC | E8 | TRC BC Ratio | 0 | 0 | 0 | 0 | 0 | 0 | 0 | 0 | 0 | 0 | 0 | 0 | 0 | 0 | 0 | 0 | 0 | 0 | 0 | 0 | 0 | 0 | 0 | 0 | 0 | 0 | 0 | 0 | 0 | 0
F2_Commercial_Warehouse_Existing_Cooling_Electric_Packaged Terminal AC_E9 | F2 | Commercial | Warehouse | Existing | Cooling | Electric | Packaged Terminal AC | E9 | TRC BC Ratio | 0 | 0 | 0 | 0 | 0 | 0 | 0 | 0 | 0 | 0 | 0 | 0 | 0 | 0 | 0 | 0 | 0 | 0 | 0 | 0 | 0 | 0 | 0 | 0 | 0 | 0 | 0 | 0 | 0 | 0
F2_Commercial_Warehouse_Existing_Cooling_Electric_Packaged Terminal AC_E10 | F2 | Commercial | Warehouse | Existing | Cooling | Electric | Packaged Terminal AC | E10 | TRC BC Ratio | 0 | 0 | 0 | 0 | 0 | 0 | 0 | 0 | 0 | 0 | 0 | 0 | 0 | 0 | 0 | 0 | 0 | 0 | 0 | 0 | 0 | 0 | 0 | 0 | 0 | 0 | 0 | 0 | 0 | 0
F3_Commercial_Warehouse_Existing_Cooling_Electric_Packaged Terminal AC_E1 | F3 | Commercial | Warehouse | Existing | Cooling | Electric | Packaged Terminal AC | E1 | PACT BC Ratio | 0 | 0 | 0 | 0 | 0 | 0 | 0 | 0 | 0 | 0 | 0 | 0 | 0 | 0 | 0 | 0 | 0 | 0 | 0 | 0 | 0 | 0 | 0 | 0 | 0 | 0 | 0 | 0 | 0 | 0
F3_Commercial_Warehouse_Existing_Cooling_Electric_Packaged Terminal AC_E2 | F3 | Commercial | Warehouse | Existing | Cooling | Electric | Packaged Terminal AC | E2 | PACT BC Ratio | 0 | 0 | 0 | 0 | 0 | 0 | 0 | 0 | 0 | 0 | 0 | 0 | 0 | 0 | 0 | 0 | 0 | 0 | 0 | 0 | 0 | 0 | 0 | 0 | 0 | 0 | 0 | 0 | 0 | 0
F3_Commercial_Warehouse_Existing_Cooling_Electric_Packaged Terminal AC_E3 | F3 | Commercial | Warehouse | Existing | Cooling | Electric | Packaged Terminal AC | E3 | PACT BC Ratio | 0 | 0 | 0 | 0 | 0 | 0 | 0 | 0 | 0 | 0 | 0 | 0 | 0 | 0 | 0 | 0 | 0 | 0 | 0 | 0 | 0 | 0 | 0 | 0 | 0 | 0 | 0 | 0 | 0 | 0
F3_Commercial_Warehouse_Existing_Cooling_Electric_Packaged Terminal AC_E4 | F3 | Commercial | Warehouse | Existing | Cooling | Electric | Packaged Terminal AC | E4 | PACT BC Ratio | 0 | 0 | 0 | 0 | 0 | 0 | 0 | 0 | 0 | 0 | 0 | 0 | 0 | 0 | 0 | 0 | 0 | 0 | 0 | 0 | 0 | 0 | 0 | 0 | 0 | 0 | 0 | 0 | 0 | 0
F3_Commercial_Warehouse_Existing_Cooling_Electric_Packaged Terminal AC_E5 | F3 | Commercial | Warehouse | Existing | Cooling | Electric | Packaged Terminal AC | E5 | PACT BC Ratio | 0 | 0 | 0 | 0 | 0 | 0 | 0 | 0 | 0 | 0 | 0 | 0 | 0 | 0 | 0 | 0 | 0 | 0 | 0 | 0 | 0 | 0 | 0 | 0 | 0 | 0 | 0 | 0 | 0 | 0
F3_Commercial_Warehouse_Existing_Cooling_Electric_Packaged Terminal AC_E6 | F3 | Commercial | Warehouse | Existing | Cooling | Electric | Packaged Terminal AC | E6 | PACT BC Ratio | 0 | 0 | 0 | 0 | 0 | 0 | 0 | 0 | 0 | 0 | 0 | 0 | 0 | 0 | 0 | 0 | 0 | 0 | 0 | 0 | 0 | 0 | 0 | 0 | 0 | 0 | 0 | 0 | 0 | 0
F3_Commercial_Warehouse_Existing_Cooling_Electric_Packaged Terminal AC_E7 | F3 | Commercial | Warehouse | Existing | Cooling | Electric | Packaged Terminal AC | E7 | PACT BC Ratio | 0 | 0 | 0 | 0 | 0 | 0 | 0 | 0 | 0 | 0 | 0 | 0 | 0 | 0 | 0 | 0 | 0 | 0 | 0 | 0 | 0 | 0 | 0 | 0 | 0 | 0 | 0 | 0 | 0 | 0
F3_Commercial_Warehouse_Existing_Cooling_Electric_Packaged Terminal AC_E8 | F3 | Commercial | Warehouse | Existing | Cooling | Electric | Packaged Terminal AC | E8 | PACT BC Ratio | 0 | 0 | 0 | 0 | 0 | 0 | 0 | 0 | 0 | 0 | 0 | 0 | 0 | 0 | 0 | 0 | 0 | 0 | 0 | 0 | 0 | 0 | 0 | 0 | 0 | 0 | 0 | 0 | 0 | 0
F3_Commercial_Warehouse_Existing_Cooling_Electric_Packaged Terminal AC_E9 | F3 | Commercial | Warehouse | Existing | Cooling | Electric | Packaged Terminal AC | E9 | PACT BC Ratio | 0 | 0 | 0 | 0 | 0 | 0 | 0 | 0 | 0 | 0 | 0 | 0 | 0 | 0 | 0 | 0 | 0 | 0 | 0 | 0 | 0 | 0 | 0 | 0 | 0 | 0 | 0 | 0 | 0 | 0
F3_Commercial_Warehouse_Existing_Cooling_Electric_Packaged Terminal AC_E10 | F3 | Commercial | Warehouse | Existing | Cooling | Electric | Packaged Terminal AC | E10 | PACT BC Ratio | 0 | 0 | 0 | 0 | 0 | 0 | 0 | 0 | 0 | 0 | 0 | 0 | 0 | 0 | 0 | 0 | 0 | 0 | 0 | 0 | 0 | 0 | 0 | 0 | 0 | 0 | 0 | 0 | 0 | 0
F4_Commercial_Warehouse_Existing_Cooling_Electric_Packaged Terminal AC_E1 | F4 | Commercial | Warehouse | Existing | Cooling | Electric | Packaged Terminal AC | E1 | RVT BC Ratio | 0 | 0 | 0 | 0 | 0 | 0 | 0 | 0 | 0 | 0 | 0 | 0 | 0 | 0 | 0 | 0 | 0 | 0 | 0 | 0 | 0 | 0 | 0 | 0 | 0 | 0 | 0 | 0 | 0 | 0
F4_Commercial_Warehouse_Existing_Cooling_Electric_Packaged Terminal AC_E2 | F4 | Commercial | Warehouse | Existing | Cooling | Electric | Packaged Terminal AC | E2 | RVT BC Ratio | 0 | 0 | 0 | 0 | 0 | 0 | 0 | 0 | 0 | 0 | 0 | 0 | 0 | 0 | 0 | 0 | 0 | 0 | 0 | 0 | 0 | 0 | 0 | 0 | 0 | 0 | 0 | 0 | 0 | 0
F4_Commercial_Warehouse_Existing_Cooling_Electric_Packaged Terminal AC_E3 | F4 | Commercial | Warehouse | Existing | Cooling | Electric | Packaged Terminal AC | E3 | RVT BC Ratio | 0 | 0 | 0 | 0 | 0 | 0 | 0 | 0 | 0 | 0 | 0 | 0 | 0 | 0 | 0 | 0 | 0 | 0 | 0 | 0 | 0 | 0 | 0 | 0 | 0 | 0 | 0 | 0 | 0 | 0
F4_Commercial_Warehouse_Existing_Cooling_Electric_Packaged Terminal AC_E4 | F4 | Commercial | Warehouse | Existing | Cooling | Electric | Packaged Terminal AC | E4 | RVT BC Ratio | 0 | 0 | 0 | 0 | 0 | 0 | 0 | 0 | 0 | 0 | 0 | 0 | 0 | 0 | 0 | 0 | 0 | 0 | 0 | 0 | 0 | 0 | 0 | 0 | 0 | 0 | 0 | 0 | 0 | 0
F4_Commercial_Warehouse_Existing_Cooling_Electric_Packaged Terminal AC_E5 | F4 | Commercial | Warehouse | Existing | Cooling | Electric | Packaged Terminal AC | E5 | RVT BC Ratio | 0 | 0 | 0 | 0 | 0 | 0 | 0 | 0 | 0 | 0 | 0 | 0 | 0 | 0 | 0 | 0 | 0 | 0 | 0 | 0 | 0 | 0 | 0 | 0 | 0 | 0 | 0 | 0 | 0 | 0
F4_Commercial_Warehouse_Existing_Cooling_Electric_Packaged Terminal AC_E6 | F4 | Commercial | Warehouse | Existing | Cooling | Electric | Packaged Terminal AC | E6 | RVT BC Ratio | 0 | 0 | 0 | 0 | 0 | 0 | 0 | 0 | 0 | 0 | 0 | 0 | 0 | 0 | 0 | 0 | 0 | 0 | 0 | 0 | 0 | 0 | 0 | 0 | 0 | 0 | 0 | 0 | 0 | 0
F4_Commercial_Warehouse_Existing_Cooling_Electric_Packaged Terminal AC_E7 | F4 | Commercial | Warehouse | Existing | Cooling | Electric | Packaged Terminal AC | E7 | RVT BC Ratio | 0 | 0 | 0 | 0 | 0 | 0 | 0 | 0 | 0 | 0 | 0 | 0 | 0 | 0 | 0 | 0 | 0 | 0 | 0 | 0 | 0 | 0 | 0 | 0 | 0 | 0 | 0 | 0 | 0 | 0
F4_Commercial_Warehouse_Existing_Cooling_Electric_Packaged Terminal AC_E8 | F4 | Commercial | Warehouse | Existing | Cooling | Electric | Packaged Terminal AC | E8 | RVT BC Ratio | 0 | 0 | 0 | 0 | 0 | 0 | 0 | 0 | 0 | 0 | 0 | 0 | 0 | 0 | 0 | 0 | 0 | 0 | 0 | 0 | 0 | 0 | 0 | 0 | 0 | 0 | 0 | 0 | 0 | 0
F4_Commercial_Warehouse_Existing_Cooling_Electric_Packaged Terminal AC_E9 | F4 | Commercial | Warehouse | Existing | Cooling | Electric | Packaged Terminal AC | E9 | RVT BC Ratio | 0 | 0 | 0 | 0 | 0 | 0 | 0 | 0 | 0 | 0 | 0 | 0 | 0 | 0 | 0 | 0 | 0 | 0 | 0 | 0 | 0 | 0 | 0 | 0 | 0 | 0 | 0 | 0 | 0 | 0
F4_Commercial_Warehouse_Existing_Cooling_Electric_Packaged Terminal AC_E10 | F4 | Commercial | Warehouse | Existing | Cooling | Electric | Packaged Terminal AC | E10 | RVT BC Ratio | 0 | 0 | 0 | 0 | 0 | 0 | 0 | 0 | 0 | 0 | 0 | 0 | 0 | 0 | 0 | 0 | 0 | 0 | 0 | 0 | 0 | 0 | 0 | 0 | 0 | 0 | 0 | 0 | 0 | 0
F5_Commercial_Warehouse_Existing_Cooling_Electric_Packaged Terminal AC_E1 | F5 | Commercial | Warehouse | Existing | Cooling | Electric | Packaged Terminal AC | E1 | RIM BC Ratio | 0 | 0 | 0 | 0 | 0 | 0 | 0 | 0 | 0 | 0 | 0 | 0 | 0 | 0 | 0 | 0 | 0 | 0 | 0 | 0 | 0 | 0 | 0 | 0 | 0 | 0 | 0 | 0 | 0 | 0
F5_Commercial_Warehouse_Existing_Cooling_Electric_Packaged Terminal AC_E2 | F5 | Commercial | Warehouse | Existing | Cooling | Electric | Packaged Terminal AC | E2 | RIM BC Ratio | 0 | 0 | 0 | 0 | 0 | 0 | 0 | 0 | 0 | 0 | 0 | 0 | 0 | 0 | 0 | 0 | 0 | 0 | 0 | 0 | 0 | 0 | 0 | 0 | 0 | 0 | 0 | 0 | 0 | 0
F5_Commercial_Warehouse_Existing_Cooling_Electric_Packaged Terminal AC_E3 | F5 | Commercial | Warehouse | Existing | Cooling | Electric | Packaged Terminal AC | E3 | RIM BC Ratio | 0 | 0 | 0 | 0 | 0 | 0 | 0 | 0 | 0 | 0 | 0 | 0 | 0 | 0 | 0 | 0 | 0 | 0 | 0 | 0 | 0 | 0 | 0 | 0 | 0 | 0 | 0 | 0 | 0 | 0
F5_Commercial_Warehouse_Existing_Cooling_Electric_Packaged Terminal AC_E4 | F5 | Commercial | Warehouse | Existing | Cooling | Electric | Packaged Terminal AC | E4 | RIM BC Ratio | 0 | 0 | 0 | 0 | 0 | 0 | 0 | 0 | 0 | 0 | 0 | 0 | 0 | 0 | 0 | 0 | 0 | 0 | 0 | 0 | 0 | 0 | 0 | 0 | 0 | 0 | 0 | 0 | 0 | 0
F5_Commercial_Warehouse_Existing_Cooling_Electric_Packaged Terminal AC_E5 | F5 | Commercial | Warehouse | Existing | Cooling | Electric | Packaged Terminal AC | E5 | RIM BC Ratio | 0 | 0 | 0 | 0 | 0 | 0 | 0 | 0 | 0 | 0 | 0 | 0 | 0 | 0 | 0 | 0 | 0 | 0 | 0 | 0 | 0 | 0 | 0 | 0 | 0 | 0 | 0 | 0 | 0 | 0
F5_Commercial_Warehouse_Existing_Cooling_Electric_Packaged Terminal AC_E6 | F5 | Commercial | Warehouse | Existing | Cooling | Electric | Packaged Terminal AC | E6 | RIM BC Ratio | 0 | 0 | 0 | 0 | 0 | 0 | 0 | 0 | 0 | 0 | 0 | 0 | 0 | 0 | 0 | 0 | 0 | 0 | 0 | 0 | 0 | 0 | 0 | 0 | 0 | 0 | 0 | 0 | 0 | 0
F5_Commercial_Warehouse_Existing_Cooling_Electric_Packaged Terminal AC_E7 | F5 | Commercial | Warehouse | Existing | Cooling | Electric | Packaged Terminal AC | E7 | RIM BC Ratio | 0 | 0 | 0 | 0 | 0 | 0 | 0 | 0 | 0 | 0 | 0 | 0 | 0 | 0 | 0 | 0 | 0 | 0 | 0 | 0 | 0 | 0 | 0 | 0 | 0 | 0 | 0 | 0 | 0 | 0
F5_Commercial_Warehouse_Existing_Cooling_Electric_Packaged Terminal AC_E8 | F5 | Commercial | Warehouse | Existing | Cooling | Electric | Packaged Terminal AC | E8 | RIM BC Ratio | 0 | 0 | 0 | 0 | 0 | 0 | 0 | 0 | 0 | 0 | 0 | 0 | 0 | 0 | 0 | 0 | 0 | 0 | 0 | 0 | 0 | 0 | 0 | 0 | 0 | 0 | 0 | 0 | 0 | 0
F5_Commercial_Warehouse_Existing_Cooling_Electric_Packaged Terminal AC_E9 | F5 | Commercial | Warehouse | Existing | Cooling | Electric | Packaged Terminal AC | E9 | RIM BC Ratio | 0 | 0 | 0 | 0 | 0 | 0 | 0 | 0 | 0 | 0 | 0 | 0 | 0 | 0 | 0 | 0 | 0 | 0 | 0 | 0 | 0 | 0 | 0 | 0 | 0 | 0 | 0 | 0 | 0 | 0
F5_Commercial_Warehouse_Existing_Cooling_Electric_Packaged Terminal AC_E10 | F5 | Commercial | Warehouse | Existing | Cooling | Electric | Packaged Terminal AC | E10 | RIM BC Ratio | 0 | 0 | 0 | 0 | 0 | 0 | 0 | 0 | 0 | 0 | 0 | 0 | 0 | 0 | 0 | 0 | 0 | 0 | 0 | 0 | 0 | 0 | 0 | 0 | 0 | 0 | 0 | 0 | 0 | 0
F0_Commercial_Warehouse_Existing_Cooling_Electric_Packaged Terminal HP_E0 | F0 | Commercial | Warehouse | Existing | Cooling | Electric | Packaged Terminal HP | E0 | Economic Unit | 0 | 0 | 0 | 0 | 0 | 0 | 0 | 0 | 0 | 0 | 0 | 0 | 0 | 0 | 0 | 0 | 0 | 0 | 0 | 0 | 0 | 0 | 0 | 0 | 0 | 0 | 0 | 0 | 0 | 0
F1_Commercial_Warehouse_Existing_Cooling_Electric_Packaged Terminal HP_E1 | F1 | Commercial | Warehouse | Existing | Cooling | Electric | Packaged Terminal HP | E1 | CCE | 0 | 0 | 0 | 0 | 0 | 0 | 0 | 0 | 0 | 0 | 0 | 0 | 0 | 0 | 0 | 0 | 0 | 0 | 0 | 0 | 0 | 0 | 0 | 0 | 0 | 0 | 0 | 0 | 0 | 0
F1_Commercial_Warehouse_Existing_Cooling_Electric_Packaged Terminal HP_E2 | F1 | Commercial | Warehouse | Existing | Cooling | Electric | Packaged Terminal HP | E2 | CCE | 0 | 0 | 0 | 0 | 0 | 0 | 0 | 0 | 0 | 0 | 0 | 0 | 0 | 0 | 0 | 0 | 0 | 0 | 0 | 0 | 0 | 0 | 0 | 0 | 0 | 0 | 0 | 0 | 0 | 0
F1_Commercial_Warehouse_Existing_Cooling_Electric_Packaged Terminal HP_E3 | F1 | Commercial | Warehouse | Existing | Cooling | Electric | Packaged Terminal HP | E3 | CCE | 0 | 0 | 0 | 0 | 0 | 0 | 0 | 0 | 0 | 0 | 0 | 0 | 0 | 0 | 0 | 0 | 0 | 0 | 0 | 0 | 0 | 0 | 0 | 0 | 0 | 0 | 0 | 0 | 0 | 0
F1_Commercial_Warehouse_Existing_Cooling_Electric_Packaged Terminal HP_E4 | F1 | Commercial | Warehouse | Existing | Cooling | Electric | Packaged Terminal HP | E4 | CCE | 0 | 0 | 0 | 0 | 0 | 0 | 0 | 0 | 0 | 0 | 0 | 0 | 0 | 0 | 0 | 0 | 0 | 0 | 0 | 0 | 0 | 0 | 0 | 0 | 0 | 0 | 0 | 0 | 0 | 0
F1_Commercial_Warehouse_Existing_Cooling_Electric_Packaged Terminal HP_E5 | F1 | Commercial | Warehouse | Existing | Cooling | Electric | Packaged Terminal HP | E5 | CCE | 0 | 0 | 0 | 0 | 0 | 0 | 0 | 0 | 0 | 0 | 0 | 0 | 0 | 0 | 0 | 0 | 0 | 0 | 0 | 0 | 0 | 0 | 0 | 0 | 0 | 0 | 0 | 0 | 0 | 0
F1_Commercial_Warehouse_Existing_Cooling_Electric_Packaged Terminal HP_E6 | F1 | Commercial | Warehouse | Existing | Cooling | Electric | Packaged Terminal HP | E6 | CCE | 0 | 0 | 0 | 0 | 0 | 0 | 0 | 0 | 0 | 0 | 0 | 0 | 0 | 0 | 0 | 0 | 0 | 0 | 0 | 0 | 0 | 0 | 0 | 0 | 0 | 0 | 0 | 0 | 0 | 0
F1_Commercial_Warehouse_Existing_Cooling_Electric_Packaged Terminal HP_E7 | F1 | Commercial | Warehouse | Existing | Cooling | Electric | Packaged Terminal HP | E7 | CCE | 0 | 0 | 0 | 0 | 0 | 0 | 0 | 0 | 0 | 0 | 0 | 0 | 0 | 0 | 0 | 0 | 0 | 0 | 0 | 0 | 0 | 0 | 0 | 0 | 0 | 0 | 0 | 0 | 0 | 0
F1_Commercial_Warehouse_Existing_Cooling_Electric_Packaged Terminal HP_E8 | F1 | Commercial | Warehouse | Existing | Cooling | Electric | Packaged Terminal HP | E8 | CCE | 0 | 0 | 0 | 0 | 0 | 0 | 0 | 0 | 0 | 0 | 0 | 0 | 0 | 0 | 0 | 0 | 0 | 0 | 0 | 0 | 0 | 0 | 0 | 0 | 0 | 0 | 0 | 0 | 0 | 0
F1_Commercial_Warehouse_Existing_Cooling_Electric_Packaged Terminal HP_E9 | F1 | Commercial | Warehouse | Existing | Cooling | Electric | Packaged Terminal HP | E9 | CCE | 0 | 0 | 0 | 0 | 0 | 0 | 0 | 0 | 0 | 0 | 0 | 0 | 0 | 0 | 0 | 0 | 0 | 0 | 0 | 0 | 0 | 0 | 0 | 0 | 0 | 0 | 0 | 0 | 0 | 0
F1_Commercial_Warehouse_Existing_Cooling_Electric_Packaged Terminal HP_E10 | F1 | Commercial | Warehouse | Existing | Cooling | Electric | Packaged Terminal HP | E10 | CCE | 0 | 0 | 0 | 0 | 0 | 0 | 0 | 0 | 0 | 0 | 0 | 0 | 0 | 0 | 0 | 0 | 0 | 0 | 0 | 0 | 0 | 0 | 0 | 0 | 0 | 0 | 0 | 0 | 0 | 0
F2_Commercial_Warehouse_Existing_Cooling_Electric_Packaged Terminal HP_E1 | F2 | Commercial | Warehouse | Existing | Cooling | Electric | Packaged Terminal HP | E1 | TRC BC Ratio | 0 | 0 | 0 | 0 | 0 | 0 | 0 | 0 | 0 | 0 | 0 | 0 | 0 | 0 | 0 | 0 | 0 | 0 | 0 | 0 | 0 | 0 | 0 | 0 | 0 | 0 | 0 | 0 | 0 | 0
F2_Commercial_Warehouse_Existing_Cooling_Electric_Packaged Terminal HP_E2 | F2 | Commercial | Warehouse | Existing | Cooling | Electric | Packaged Terminal HP | E2 | TRC BC Ratio | 0 | 0 | 0 | 0 | 0 | 0 | 0 | 0 | 0 | 0 | 0 | 0 | 0 | 0 | 0 | 0 | 0 | 0 | 0 | 0 | 0 | 0 | 0 | 0 | 0 | 0 | 0 | 0 | 0 | 0
F2_Commercial_Warehouse_Existing_Cooling_Electric_Packaged Terminal HP_E3 | F2 | Commercial | Warehouse | Existing | Cooling | Electric | Packaged Terminal HP | E3 | TRC BC Ratio | 0 | 0 | 0 | 0 | 0 | 0 | 0 | 0 | 0 | 0 | 0 | 0 | 0 | 0 | 0 | 0 | 0 | 0 | 0 | 0 | 0 | 0 | 0 | 0 | 0 | 0 | 0 | 0 | 0 | 0
F2_Commercial_Warehouse_Existing_Cooling_Electric_Packaged Terminal HP_E4 | F2 | Commercial | Warehouse | Existing | Cooling | Electric | Packaged Terminal HP | E4 | TRC BC Ratio | 0 | 0 | 0 | 0 | 0 | 0 | 0 | 0 | 0 | 0 | 0 | 0 | 0 | 0 | 0 | 0 | 0 | 0 | 0 | 0 | 0 | 0 | 0 | 0 | 0 | 0 | 0 | 0 | 0 | 0
F2_Commercial_Warehouse_Existing_Cooling_Electric_Packaged Terminal HP_E5 | F2 | Commercial | Warehouse | Existing | Cooling | Electric | Packaged Terminal HP | E5 | TRC BC Ratio | 0 | 0 | 0 | 0 | 0 | 0 | 0 | 0 | 0 | 0 | 0 | 0 | 0 | 0 | 0 | 0 | 0 | 0 | 0 | 0 | 0 | 0 | 0 | 0 | 0 | 0 | 0 | 0 | 0 | 0
F2_Commercial_Warehouse_Existing_Cooling_Electric_Packaged Terminal HP_E6 | F2 | Commercial | Warehouse | Existing | Cooling | Electric | Packaged Terminal HP | E6 | TRC BC Ratio | 0 | 0 | 0 | 0 | 0 | 0 | 0 | 0 | 0 | 0 | 0 | 0 | 0 | 0 | 0 | 0 | 0 | 0 | 0 | 0 | 0 | 0 | 0 | 0 | 0 | 0 | 0 | 0 | 0 | 0
F2_Commercial_Warehouse_Existing_Cooling_Electric_Packaged Terminal HP_E7 | F2 | Commercial | Warehouse | Existing | Cooling | Electric | Packaged Terminal HP | E7 | TRC BC Ratio | 0 | 0 | 0 | 0 | 0 | 0 | 0 | 0 | 0 | 0 | 0 | 0 | 0 | 0 | 0 | 0 | 0 | 0 | 0 | 0 | 0 | 0 | 0 | 0 | 0 | 0 | 0 | 0 | 0 | 0
F2_Commercial_Warehouse_Existing_Cooling_Electric_Packaged Terminal HP_E8 | F2 | Commercial | Warehouse | Existing | Cooling | Electric | Packaged Terminal HP | E8 | TRC BC Ratio | 0 | 0 | 0 | 0 | 0 | 0 | 0 | 0 | 0 | 0 | 0 | 0 | 0 | 0 | 0 | 0 | 0 | 0 | 0 | 0 | 0 | 0 | 0 | 0 | 0 | 0 | 0 | 0 | 0 | 0
F2_Commercial_Warehouse_Existing_Cooling_Electric_Packaged Terminal HP_E9 | F2 | Commercial | Warehouse | Existing | Cooling | Electric | Packaged Terminal HP | E9 | TRC BC Ratio | 0 | 0 | 0 | 0 | 0 | 0 | 0 | 0 | 0 | 0 | 0 | 0 | 0 | 0 | 0 | 0 | 0 | 0 | 0 | 0 | 0 | 0 | 0 | 0 | 0 | 0 | 0 | 0 | 0 | 0
F2_Commercial_Warehouse_Existing_Cooling_Electric_Packaged Terminal HP_E10 | F2 | Commercial | Warehouse | Existing | Cooling | Electric | Packaged Terminal HP | E10 | TRC BC Ratio | 0 | 0 | 0 | 0 | 0 | 0 | 0 | 0 | 0 | 0 | 0 | 0 | 0 | 0 | 0 | 0 | 0 | 0 | 0 | 0 | 0 | 0 | 0 | 0 | 0 | 0 | 0 | 0 | 0 | 0
F3_Commercial_Warehouse_Existing_Cooling_Electric_Packaged Terminal HP_E1 | F3 | Commercial | Warehouse | Existing | Cooling | Electric | Packaged Terminal HP | E1 | PACT BC Ratio | 0 | 0 | 0 | 0 | 0 | 0 | 0 | 0 | 0 | 0 | 0 | 0 | 0 | 0 | 0 | 0 | 0 | 0 | 0 | 0 | 0 | 0 | 0 | 0 | 0 | 0 | 0 | 0 | 0 | 0
F3_Commercial_Warehouse_Existing_Cooling_Electric_Packaged Terminal HP_E2 | F3 | Commercial | Warehouse | Existing | Cooling | Electric | Packaged Terminal HP | E2 | PACT BC Ratio | 0 | 0 | 0 | 0 | 0 | 0 | 0 | 0 | 0 | 0 | 0 | 0 | 0 | 0 | 0 | 0 | 0 | 0 | 0 | 0 | 0 | 0 | 0 | 0 | 0 | 0 | 0 | 0 | 0 | 0
F3_Commercial_Warehouse_Existing_Cooling_Electric_Packaged Terminal HP_E3 | F3 | Commercial | Warehouse | Existing | Cooling | Electric | Packaged Terminal HP | E3 | PACT BC Ratio | 0 | 0 | 0 | 0 | 0 | 0 | 0 | 0 | 0 | 0 | 0 | 0 | 0 | 0 | 0 | 0 | 0 | 0 | 0 | 0 | 0 | 0 | 0 | 0 | 0 | 0 | 0 | 0 | 0 | 0
F3_Commercial_Warehouse_Existing_Cooling_Electric_Packaged Terminal HP_E4 | F3 | Commercial | Warehouse | Existing | Cooling | Electric | Packaged Terminal HP | E4 | PACT BC Ratio | 0 | 0 | 0 | 0 | 0 | 0 | 0 | 0 | 0 | 0 | 0 | 0 | 0 | 0 | 0 | 0 | 0 | 0 | 0 | 0 | 0 | 0 | 0 | 0 | 0 | 0 | 0 | 0 | 0 | 0
F3_Commercial_Warehouse_Existing_Cooling_Electric_Packaged Terminal HP_E5 | F3 | Commercial | Warehouse | Existing | Cooling | Electric | Packaged Terminal HP | E5 | PACT BC Ratio | 0 | 0 | 0 | 0 | 0 | 0 | 0 | 0 | 0 | 0 | 0 | 0 | 0 | 0 | 0 | 0 | 0 | 0 | 0 | 0 | 0 | 0 | 0 | 0 | 0 | 0 | 0 | 0 | 0 | 0
F3_Commercial_Warehouse_Existing_Cooling_Electric_Packaged Terminal HP_E6 | F3 | Commercial | Warehouse | Existing | Cooling | Electric | Packaged Terminal HP | E6 | PACT BC Ratio | 0 | 0 | 0 | 0 | 0 | 0 | 0 | 0 | 0 | 0 | 0 | 0 | 0 | 0 | 0 | 0 | 0 | 0 | 0 | 0 | 0 | 0 | 0 | 0 | 0 | 0 | 0 | 0 | 0 | 0
F3_Commercial_Warehouse_Existing_Cooling_Electric_Packaged Terminal HP_E7 | F3 | Commercial | Warehouse | Existing | Cooling | Electric | Packaged Terminal HP | E7 | PACT BC Ratio | 0 | 0 | 0 | 0 | 0 | 0 | 0 | 0 | 0 | 0 | 0 | 0 | 0 | 0 | 0 | 0 | 0 | 0 | 0 | 0 | 0 | 0 | 0 | 0 | 0 | 0 | 0 | 0 | 0 | 0
F3_Commercial_Warehouse_Existing_Cooling_Electric_Packaged Terminal HP_E8 | F3 | Commercial | Warehouse | Existing | Cooling | Electric | Packaged Terminal HP | E8 | PACT BC Ratio | 0 | 0 | 0 | 0 | 0 | 0 | 0 | 0 | 0 | 0 | 0 | 0 | 0 | 0 | 0 | 0 | 0 | 0 | 0 | 0 | 0 | 0 | 0 | 0 | 0 | 0 | 0 | 0 | 0 | 0
F3_Commercial_Warehouse_Existing_Cooling_Electric_Packaged Terminal HP_E9 | F3 | Commercial | Warehouse | Existing | Cooling | Electric | Packaged Terminal HP | E9 | PACT BC Ratio | 0 | 0 | 0 | 0 | 0 | 0 | 0 | 0 | 0 | 0 | 0 | 0 | 0 | 0 | 0 | 0 | 0 | 0 | 0 | 0 | 0 | 0 | 0 | 0 | 0 | 0 | 0 | 0 | 0 | 0
F3_Commercial_Warehouse_Existing_Cooling_Electric_Packaged Terminal HP_E10 | F3 | Commercial | Warehouse | Existing | Cooling | Electric | Packaged Terminal HP | E10 | PACT BC Ratio | 0 | 0 | 0 | 0 | 0 | 0 | 0 | 0 | 0 | 0 | 0 | 0 | 0 | 0 | 0 | 0 | 0 | 0 | 0 | 0 | 0 | 0 | 0 | 0 | 0 | 0 | 0 | 0 | 0 | 0
F4_Commercial_Warehouse_Existing_Cooling_Electric_Packaged Terminal HP_E1 | F4 | Commercial | Warehouse | Existing | Cooling | Electric | Packaged Terminal HP | E1 | RVT BC Ratio | 0 | 0 | 0 | 0 | 0 | 0 | 0 | 0 | 0 | 0 | 0 | 0 | 0 | 0 | 0 | 0 | 0 | 0 | 0 | 0 | 0 | 0 | 0 | 0 | 0 | 0 | 0 | 0 | 0 | 0
F4_Commercial_Warehouse_Existing_Cooling_Electric_Packaged Terminal HP_E2 | F4 | Commercial | Warehouse | Existing | Cooling | Electric | Packaged Terminal HP | E2 | RVT BC Ratio | 0 | 0 | 0 | 0 | 0 | 0 | 0 | 0 | 0 | 0 | 0 | 0 | 0 | 0 | 0 | 0 | 0 | 0 | 0 | 0 | 0 | 0 | 0 | 0 | 0 | 0 | 0 | 0 | 0 | 0
F4_Commercial_Warehouse_Existing_Cooling_Electric_Packaged Terminal HP_E3 | F4 | Commercial | Warehouse | Existing | Cooling | Electric | Packaged Terminal HP | E3 | RVT BC Ratio | 0 | 0 | 0 | 0 | 0 | 0 | 0 | 0 | 0 | 0 | 0 | 0 | 0 | 0 | 0 | 0 | 0 | 0 | 0 | 0 | 0 | 0 | 0 | 0 | 0 | 0 | 0 | 0 | 0 | 0
F4_Commercial_Warehouse_Existing_Cooling_Electric_Packaged Terminal HP_E4 | F4 | Commercial | Warehouse | Existing | Cooling | Electric | Packaged Terminal HP | E4 | RVT BC Ratio | 0 | 0 | 0 | 0 | 0 | 0 | 0 | 0 | 0 | 0 | 0 | 0 | 0 | 0 | 0 | 0 | 0 | 0 | 0 | 0 | 0 | 0 | 0 | 0 | 0 | 0 | 0 | 0 | 0 | 0
F4_Commercial_Warehouse_Existing_Cooling_Electric_Packaged Terminal HP_E5 | F4 | Commercial | Warehouse | Existing | Cooling | Electric | Packaged Terminal HP | E5 | RVT BC Ratio | 0 | 0 | 0 | 0 | 0 | 0 | 0 | 0 | 0 | 0 | 0 | 0 | 0 | 0 | 0 | 0 | 0 | 0 | 0 | 0 | 0 | 0 | 0 | 0 | 0 | 0 | 0 | 0 | 0 | 0
F4_Commercial_Warehouse_Existing_Cooling_Electric_Packaged Terminal HP_E6 | F4 | Commercial | Warehouse | Existing | Cooling | Electric | Packaged Terminal HP | E6 | RVT BC Ratio | 0 | 0 | 0 | 0 | 0 | 0 | 0 | 0 | 0 | 0 | 0 | 0 | 0 | 0 | 0 | 0 | 0 | 0 | 0 | 0 | 0 | 0 | 0 | 0 | 0 | 0 | 0 | 0 | 0 | 0
F4_Commercial_Warehouse_Existing_Cooling_Electric_Packaged Terminal HP_E7 | F4 | Commercial | Warehouse | Existing | Cooling | Electric | Packaged Terminal HP | E7 | RVT BC Ratio | 0 | 0 | 0 | 0 | 0 | 0 | 0 | 0 | 0 | 0 | 0 | 0 | 0 | 0 | 0 | 0 | 0 | 0 | 0 | 0 | 0 | 0 | 0 | 0 | 0 | 0 | 0 | 0 | 0 | 0
F4_Commercial_Warehouse_Existing_Cooling_Electric_Packaged Terminal HP_E8 | F4 | Commercial | Warehouse | Existing | Cooling | Electric | Packaged Terminal HP | E8 | RVT BC Ratio | 0 | 0 | 0 | 0 | 0 | 0 | 0 | 0 | 0 | 0 | 0 | 0 | 0 | 0 | 0 | 0 | 0 | 0 | 0 | 0 | 0 | 0 | 0 | 0 | 0 | 0 | 0 | 0 | 0 | 0
F4_Commercial_Warehouse_Existing_Cooling_Electric_Packaged Terminal HP_E9 | F4 | Commercial | Warehouse | Existing | Cooling | Electric | Packaged Terminal HP | E9 | RVT BC Ratio | 0 | 0 | 0 | 0 | 0 | 0 | 0 | 0 | 0 | 0 | 0 | 0 | 0 | 0 | 0 | 0 | 0 | 0 | 0 | 0 | 0 | 0 | 0 | 0 | 0 | 0 | 0 | 0 | 0 | 0
F4_Commercial_Warehouse_Existing_Cooling_Electric_Packaged Terminal HP_E10 | F4 | Commercial | Warehouse | Existing | Cooling | Electric | Packaged Terminal HP | E10 | RVT BC Ratio | 0 | 0 | 0 | 0 | 0 | 0 | 0 | 0 | 0 | 0 | 0 | 0 | 0 | 0 | 0 | 0 | 0 | 0 | 0 | 0 | 0 | 0 | 0 | 0 | 0 | 0 | 0 | 0 | 0 | 0
F5_Commercial_Warehouse_Existing_Cooling_Electric_Packaged Terminal HP_E1 | F5 | Commercial | Warehouse | Existing | Cooling | Electric | Packaged Terminal HP | E1 | RIM BC Ratio | 0 | 0 | 0 | 0 | 0 | 0 | 0 | 0 | 0 | 0 | 0 | 0 | 0 | 0 | 0 | 0 | 0 | 0 | 0 | 0 | 0 | 0 | 0 | 0 | 0 | 0 | 0 | 0 | 0 | 0
F5_Commercial_Warehouse_Existing_Cooling_Electric_Packaged Terminal HP_E2 | F5 | Commercial | Warehouse | Existing | Cooling | Electric | Packaged Terminal HP | E2 | RIM BC Ratio | 0 | 0 | 0 | 0 | 0 | 0 | 0 | 0 | 0 | 0 | 0 | 0 | 0 | 0 | 0 | 0 | 0 | 0 | 0 | 0 | 0 | 0 | 0 | 0 | 0 | 0 | 0 | 0 | 0 | 0
F5_Commercial_Warehouse_Existing_Cooling_Electric_Packaged Terminal HP_E3 | F5 | Commercial | Warehouse | Existing | Cooling | Electric | Packaged Terminal HP | E3 | RIM BC Ratio | 0 | 0 | 0 | 0 | 0 | 0 | 0 | 0 | 0 | 0 | 0 | 0 | 0 | 0 | 0 | 0 | 0 | 0 | 0 | 0 | 0 | 0 | 0 | 0 | 0 | 0 | 0 | 0 | 0 | 0
F5_Commercial_Warehouse_Existing_Cooling_Electric_Packaged Terminal HP_E4 | F5 | Commercial | Warehouse | Existing | Cooling | Electric | Packaged Terminal HP | E4 | RIM BC Ratio | 0 | 0 | 0 | 0 | 0 | 0 | 0 | 0 | 0 | 0 | 0 | 0 | 0 | 0 | 0 | 0 | 0 | 0 | 0 | 0 | 0 | 0 | 0 | 0 | 0 | 0 | 0 | 0 | 0 | 0
F5_Commercial_Warehouse_Existing_Cooling_Electric_Packaged Terminal HP_E5 | F5 | Commercial | Warehouse | Existing | Cooling | Electric | Packaged Terminal HP | E5 | RIM BC Ratio | 0 | 0 | 0 | 0 | 0 | 0 | 0 | 0 | 0 | 0 | 0 | 0 | 0 | 0 | 0 | 0 | 0 | 0 | 0 | 0 | 0 | 0 | 0 | 0 | 0 | 0 | 0 | 0 | 0 | 0
F5_Commercial_Warehouse_Existing_Cooling_Electric_Packaged Terminal HP_E6 | F5 | Commercial | Warehouse | Existing | Cooling | Electric | Packaged Terminal HP | E6 | RIM BC Ratio | 0 | 0 | 0 | 0 | 0 | 0 | 0 | 0 | 0 | 0 | 0 | 0 | 0 | 0 | 0 | 0 | 0 | 0 | 0 | 0 | 0 | 0 | 0 | 0 | 0 | 0 | 0 | 0 | 0 | 0
F5_Commercial_Warehouse_Existing_Cooling_Electric_Packaged Terminal HP_E7 | F5 | Commercial | Warehouse | Existing | Cooling | Electric | Packaged Terminal HP | E7 | RIM BC Ratio | 0 | 0 | 0 | 0 | 0 | 0 | 0 | 0 | 0 | 0 | 0 | 0 | 0 | 0 | 0 | 0 | 0 | 0 | 0 | 0 | 0 | 0 | 0 | 0 | 0 | 0 | 0 | 0 | 0 | 0
F5_Commercial_Warehouse_Existing_Cooling_Electric_Packaged Terminal HP_E8 | F5 | Commercial | Warehouse | Existing | Cooling | Electric | Packaged Terminal HP | E8 | RIM BC Ratio | 0 | 0 | 0 | 0 | 0 | 0 | 0 | 0 | 0 | 0 | 0 | 0 | 0 | 0 | 0 | 0 | 0 | 0 | 0 | 0 | 0 | 0 | 0 | 0 | 0 | 0 | 0 | 0 | 0 | 0
F5_Commercial_Warehouse_Existing_Cooling_Electric_Packaged Terminal HP_E9 | F5 | Commercial | Warehouse | Existing | Cooling | Electric | Packaged Terminal HP | E9 | RIM BC Ratio | 0 | 0 | 0 | 0 | 0 | 0 | 0 | 0 | 0 | 0 | 0 | 0 | 0 | 0 | 0 | 0 | 0 | 0 | 0 | 0 | 0 | 0 | 0 | 0 | 0 | 0 | 0 | 0 | 0 | 0
F5_Commercial_Warehouse_Existing_Cooling_Electric_Packaged Terminal HP_E10 | F5 | Commercial | Warehouse | Existing | Cooling | Electric | Packaged Terminal HP | E10 | RIM BC Ratio | 0 | 0 | 0 | 0 | 0 | 0 | 0 | 0 | 0 | 0 | 0 | 0 | 0 | 0 | 0 | 0 | 0 | 0 | 0 | 0 | 0 | 0 | 0 | 0 | 0 | 0 | 0 | 0 | 0 | 0
F0_Commercial_Warehouse_Existing_Cooling_Electric_Evaporative Central AC_E0 | F0 | Commercial | Warehouse | Existing | Cooling | Electric | Evaporative Central AC | E0 | Economic Unit | 0 | 0 | 0 | 0 | 0 | 0 | 0 | 0 | 0 | 0 | 0 | 0 | 0 | 0 | 0 | 0 | 0 | 0 | 0 | 0 | 0 | 0 | 0 | 0 | 0 | 0 | 0 | 0 | 0 | 0
F1_Commercial_Warehouse_Existing_Cooling_Electric_Evaporative Central AC_E1 | F1 | Commercial | Warehouse | Existing | Cooling | Electric | Evaporative Central AC | E1 | CCE | 0 | 0 | 0 | 0 | 0 | 0 | 0 | 0 | 0 | 0 | 0 | 0 | 0 | 0 | 0 | 0 | 0 | 0 | 0 | 0 | 0 | 0 | 0 | 0 | 0 | 0 | 0 | 0 | 0 | 0
F1_Commercial_Warehouse_Existing_Cooling_Electric_Evaporative Central AC_E2 | F1 | Commercial | Warehouse | Existing | Cooling | Electric | Evaporative Central AC | E2 | CCE | 0 | 0 | 0 | 0 | 0 | 0 | 0 | 0 | 0 | 0 | 0 | 0 | 0 | 0 | 0 | 0 | 0 | 0 | 0 | 0 | 0 | 0 | 0 | 0 | 0 | 0 | 0 | 0 | 0 | 0
F1_Commercial_Warehouse_Existing_Cooling_Electric_Evaporative Central AC_E3 | F1 | Commercial | Warehouse | Existing | Cooling | Electric | Evaporative Central AC | E3 | CCE | 0 | 0 | 0 | 0 | 0 | 0 | 0 | 0 | 0 | 0 | 0 | 0 | 0 | 0 | 0 | 0 | 0 | 0 | 0 | 0 | 0 | 0 | 0 | 0 | 0 | 0 | 0 | 0 | 0 | 0
F1_Commercial_Warehouse_Existing_Cooling_Electric_Evaporative Central AC_E4 | F1 | Commercial | Warehouse | Existing | Cooling | Electric | Evaporative Central AC | E4 | CCE | 0 | 0 | 0 | 0 | 0 | 0 | 0 | 0 | 0 | 0 | 0 | 0 | 0 | 0 | 0 | 0 | 0 | 0 | 0 | 0 | 0 | 0 | 0 | 0 | 0 | 0 | 0 | 0 | 0 | 0
F1_Commercial_Warehouse_Existing_Cooling_Electric_Evaporative Central AC_E5 | F1 | Commercial | Warehouse | Existing | Cooling | Electric | Evaporative Central AC | E5 | CCE | 0 | 0 | 0 | 0 | 0 | 0 | 0 | 0 | 0 | 0 | 0 | 0 | 0 | 0 | 0 | 0 | 0 | 0 | 0 | 0 | 0 | 0 | 0 | 0 | 0 | 0 | 0 | 0 | 0 | 0
F1_Commercial_Warehouse_Existing_Cooling_Electric_Evaporative Central AC_E6 | F1 | Commercial | Warehouse | Existing | Cooling | Electric | Evaporative Central AC | E6 | CCE | 0 | 0 | 0 | 0 | 0 | 0 | 0 | 0 | 0 | 0 | 0 | 0 | 0 | 0 | 0 | 0 | 0 | 0 | 0 | 0 | 0 | 0 | 0 | 0 | 0 | 0 | 0 | 0 | 0 | 0
F1_Commercial_Warehouse_Existing_Cooling_Electric_Evaporative Central AC_E7 | F1 | Commercial | Warehouse | Existing | Cooling | Electric | Evaporative Central AC | E7 | CCE | 0 | 0 | 0 | 0 | 0 | 0 | 0 | 0 | 0 | 0 | 0 | 0 | 0 | 0 | 0 | 0 | 0 | 0 | 0 | 0 | 0 | 0 | 0 | 0 | 0 | 0 | 0 | 0 | 0 | 0
F1_Commercial_Warehouse_Existing_Cooling_Electric_Evaporative Central AC_E8 | F1 | Commercial | Warehouse | Existing | Cooling | Electric | Evaporative Central AC | E8 | CCE | 0 | 0 | 0 | 0 | 0 | 0 | 0 | 0 | 0 | 0 | 0 | 0 | 0 | 0 | 0 | 0 | 0 | 0 | 0 | 0 | 0 | 0 | 0 | 0 | 0 | 0 | 0 | 0 | 0 | 0
F1_Commercial_Warehouse_Existing_Cooling_Electric_Evaporative Central AC_E9 | F1 | Commercial | Warehouse | Existing | Cooling | Electric | Evaporative Central AC | E9 | CCE | 0 | 0 | 0 | 0 | 0 | 0 | 0 | 0 | 0 | 0 | 0 | 0 | 0 | 0 | 0 | 0 | 0 | 0 | 0 | 0 | 0 | 0 | 0 | 0 | 0 | 0 | 0 | 0 | 0 | 0
F1_Commercial_Warehouse_Existing_Cooling_Electric_Evaporative Central AC_E10 | F1 | Commercial | Warehouse | Existing | Cooling | Electric | Evaporative Central AC | E10 | CCE | 0 | 0 | 0 | 0 | 0 | 0 | 0 | 0 | 0 | 0 | 0 | 0 | 0 | 0 | 0 | 0 | 0 | 0 | 0 | 0 | 0 | 0 | 0 | 0 | 0 | 0 | 0 | 0 | 0 | 0
F2_Commercial_Warehouse_Existing_Cooling_Electric_Evaporative Central AC_E1 | F2 | Commercial | Warehouse | Existing | Cooling | Electric | Evaporative Central AC | E1 | TRC BC Ratio | 0 | 0 | 0 | 0 | 0 | 0 | 0 | 0 | 0 | 0 | 0 | 0 | 0 | 0 | 0 | 0 | 0 | 0 | 0 | 0 | 0 | 0 | 0 | 0 | 0 | 0 | 0 | 0 | 0 | 0
F2_Commercial_Warehouse_Existing_Cooling_Electric_Evaporative Central AC_E2 | F2 | Commercial | Warehouse | Existing | Cooling | Electric | Evaporative Central AC | E2 | TRC BC Ratio | 0 | 0 | 0 | 0 | 0 | 0 | 0 | 0 | 0 | 0 | 0 | 0 | 0 | 0 | 0 | 0 | 0 | 0 | 0 | 0 | 0 | 0 | 0 | 0 | 0 | 0 | 0 | 0 | 0 | 0
F2_Commercial_Warehouse_Existing_Cooling_Electric_Evaporative Central AC_E3 | F2 | Commercial | Warehouse | Existing | Cooling | Electric | Evaporative Central AC | E3 | TRC BC Ratio | 0 | 0 | 0 | 0 | 0 | 0 | 0 | 0 | 0 | 0 | 0 | 0 | 0 | 0 | 0 | 0 | 0 | 0 | 0 | 0 | 0 | 0 | 0 | 0 | 0 | 0 | 0 | 0 | 0 | 0
F2_Commercial_Warehouse_Existing_Cooling_Electric_Evaporative Central AC_E4 | F2 | Commercial | Warehouse | Existing | Cooling | Electric | Evaporative Central AC | E4 | TRC BC Ratio | 0 | 0 | 0 | 0 | 0 | 0 | 0 | 0 | 0 | 0 | 0 | 0 | 0 | 0 | 0 | 0 | 0 | 0 | 0 | 0 | 0 | 0 | 0 | 0 | 0 | 0 | 0 | 0 | 0 | 0
F2_Commercial_Warehouse_Existing_Cooling_Electric_Evaporative Central AC_E5 | F2 | Commercial | Warehouse | Existing | Cooling | Electric | Evaporative Central AC | E5 | TRC BC Ratio | 0 | 0 | 0 | 0 | 0 | 0 | 0 | 0 | 0 | 0 | 0 | 0 | 0 | 0 | 0 | 0 | 0 | 0 | 0 | 0 | 0 | 0 | 0 | 0 | 0 | 0 | 0 | 0 | 0 | 0
F2_Commercial_Warehouse_Existing_Cooling_Electric_Evaporative Central AC_E6 | F2 | Commercial | Warehouse | Existing | Cooling | Electric | Evaporative Central AC | E6 | TRC BC Ratio | 0 | 0 | 0 | 0 | 0 | 0 | 0 | 0 | 0 | 0 | 0 | 0 | 0 | 0 | 0 | 0 | 0 | 0 | 0 | 0 | 0 | 0 | 0 | 0 | 0 | 0 | 0 | 0 | 0 | 0
F2_Commercial_Warehouse_Existing_Cooling_Electric_Evaporative Central AC_E7 | F2 | Commercial | Warehouse | Existing | Cooling | Electric | Evaporative Central AC | E7 | TRC BC Ratio | 0 | 0 | 0 | 0 | 0 | 0 | 0 | 0 | 0 | 0 | 0 | 0 | 0 | 0 | 0 | 0 | 0 | 0 | 0 | 0 | 0 | 0 | 0 | 0 | 0 | 0 | 0 | 0 | 0 | 0
F2_Commercial_Warehouse_Existing_Cooling_Electric_Evaporative Central AC_E8 | F2 | Commercial | Warehouse | Existing | Cooling | Electric | Evaporative Central AC | E8 | TRC BC Ratio | 0 | 0 | 0 | 0 | 0 | 0 | 0 | 0 | 0 | 0 | 0 | 0 | 0 | 0 | 0 | 0 | 0 | 0 | 0 | 0 | 0 | 0 | 0 | 0 | 0 | 0 | 0 | 0 | 0 | 0
F2_Commercial_Warehouse_Existing_Cooling_Electric_Evaporative Central AC_E9 | F2 | Commercial | Warehouse | Existing | Cooling | Electric | Evaporative Central AC | E9 | TRC BC Ratio | 0 | 0 | 0 | 0 | 0 | 0 | 0 | 0 | 0 | 0 | 0 | 0 | 0 | 0 | 0 | 0 | 0 | 0 | 0 | 0 | 0 | 0 | 0 | 0 | 0 | 0 | 0 | 0 | 0 | 0
F2_Commercial_Warehouse_Existing_Cooling_Electric_Evaporative Central AC_E10 | F2 | Commercial | Warehouse | Existing | Cooling | Electric | Evaporative Central AC | E10 | TRC BC Ratio | 0 | 0 | 0 | 0 | 0 | 0 | 0 | 0 | 0 | 0 | 0 | 0 | 0 | 0 | 0 | 0 | 0 | 0 | 0 | 0 | 0 | 0 | 0 | 0 | 0 | 0 | 0 | 0 | 0 | 0
F3_Commercial_Warehouse_Existing_Cooling_Electric_Evaporative Central AC_E1 | F3 | Commercial | Warehouse | Existing | Cooling | Electric | Evaporative Central AC | E1 | PACT BC Ratio | 0 | 0 | 0 | 0 | 0 | 0 | 0 | 0 | 0 | 0 | 0 | 0 | 0 | 0 | 0 | 0 | 0 | 0 | 0 | 0 | 0 | 0 | 0 | 0 | 0 | 0 | 0 | 0 | 0 | 0
F3_Commercial_Warehouse_Existing_Cooling_Electric_Evaporative Central AC_E2 | F3 | Commercial | Warehouse | Existing | Cooling | Electric | Evaporative Central AC | E2 | PACT BC Ratio | 0 | 0 | 0 | 0 | 0 | 0 | 0 | 0 | 0 | 0 | 0 | 0 | 0 | 0 | 0 | 0 | 0 | 0 | 0 | 0 | 0 | 0 | 0 | 0 | 0 | 0 | 0 | 0 | 0 | 0
F3_Commercial_Warehouse_Existing_Cooling_Electric_Evaporative Central AC_E3 | F3 | Commercial | Warehouse | Existing | Cooling | Electric | Evaporative Central AC | E3 | PACT BC Ratio | 0 | 0 | 0 | 0 | 0 | 0 | 0 | 0 | 0 | 0 | 0 | 0 | 0 | 0 | 0 | 0 | 0 | 0 | 0 | 0 | 0 | 0 | 0 | 0 | 0 | 0 | 0 | 0 | 0 | 0
F3_Commercial_Warehouse_Existing_Cooling_Electric_Evaporative Central AC_E4 | F3 | Commercial | Warehouse | Existing | Cooling | Electric | Evaporative Central AC | E4 | PACT BC Ratio | 0 | 0 | 0 | 0 | 0 | 0 | 0 | 0 | 0 | 0 | 0 | 0 | 0 | 0 | 0 | 0 | 0 | 0 | 0 | 0 | 0 | 0 | 0 | 0 | 0 | 0 | 0 | 0 | 0 | 0
F3_Commercial_Warehouse_Existing_Cooling_Electric_Evaporative Central AC_E5 | F3 | Commercial | Warehouse | Existing | Cooling | Electric | Evaporative Central AC | E5 | PACT BC Ratio | 0 | 0 | 0 | 0 | 0 | 0 | 0 | 0 | 0 | 0 | 0 | 0 | 0 | 0 | 0 | 0 | 0 | 0 | 0 | 0 | 0 | 0 | 0 | 0 | 0 | 0 | 0 | 0 | 0 | 0
F3_Commercial_Warehouse_Existing_Cooling_Electric_Evaporative Central AC_E6 | F3 | Commercial | Warehouse | Existing | Cooling | Electric | Evaporative Central AC | E6 | PACT BC Ratio | 0 | 0 | 0 | 0 | 0 | 0 | 0 | 0 | 0 | 0 | 0 | 0 | 0 | 0 | 0 | 0 | 0 | 0 | 0 | 0 | 0 | 0 | 0 | 0 | 0 | 0 | 0 | 0 | 0 | 0
F3_Commercial_Warehouse_Existing_Cooling_Electric_Evaporative Central AC_E7 | F3 | Commercial | Warehouse | Existing | Cooling | Electric | Evaporative Central AC | E7 | PACT BC Ratio | 0 | 0 | 0 | 0 | 0 | 0 | 0 | 0 | 0 | 0 | 0 | 0 | 0 | 0 | 0 | 0 | 0 | 0 | 0 | 0 | 0 | 0 | 0 | 0 | 0 | 0 | 0 | 0 | 0 | 0
F3_Commercial_Warehouse_Existing_Cooling_Electric_Evaporative Central AC_E8 | F3 | Commercial | Warehouse | Existing | Cooling | Electric | Evaporative Central AC | E8 | PACT BC Ratio | 0 | 0 | 0 | 0 | 0 | 0 | 0 | 0 | 0 | 0 | 0 | 0 | 0 | 0 | 0 | 0 | 0 | 0 | 0 | 0 | 0 | 0 | 0 | 0 | 0 | 0 | 0 | 0 | 0 | 0
F3_Commercial_Warehouse_Existing_Cooling_Electric_Evaporative Central AC_E9 | F3 | Commercial | Warehouse | Existing | Cooling | Electric | Evaporative Central AC | E9 | PACT BC Ratio | 0 | 0 | 0 | 0 | 0 | 0 | 0 | 0 | 0 | 0 | 0 | 0 | 0 | 0 | 0 | 0 | 0 | 0 | 0 | 0 | 0 | 0 | 0 | 0 | 0 | 0 | 0 | 0 | 0 | 0
F3_Commercial_Warehouse_Existing_Cooling_Electric_Evaporative Central AC_E10 | F3 | Commercial | Warehouse | Existing | Cooling | Electric | Evaporative Central AC | E10 | PACT BC Ratio | 0 | 0 | 0 | 0 | 0 | 0 | 0 | 0 | 0 | 0 | 0 | 0 | 0 | 0 | 0 | 0 | 0 | 0 | 0 | 0 | 0 | 0 | 0 | 0 | 0 | 0 | 0 | 0 | 0 | 0
F4_Commercial_Warehouse_Existing_Cooling_Electric_Evaporative Central AC_E1 | F4 | Commercial | Warehouse | Existing | Cooling | Electric | Evaporative Central AC | E1 | RVT BC Ratio | 0 | 0 | 0 | 0 | 0 | 0 | 0 | 0 | 0 | 0 | 0 | 0 | 0 | 0 | 0 | 0 | 0 | 0 | 0 | 0 | 0 | 0 | 0 | 0 | 0 | 0 | 0 | 0 | 0 | 0
F4_Commercial_Warehouse_Existing_Cooling_Electric_Evaporative Central AC_E2 | F4 | Commercial | Warehouse | Existing | Cooling | Electric | Evaporative Central AC | E2 | RVT BC Ratio | 0 | 0 | 0 | 0 | 0 | 0 | 0 | 0 | 0 | 0 | 0 | 0 | 0 | 0 | 0 | 0 | 0 | 0 | 0 | 0 | 0 | 0 | 0 | 0 | 0 | 0 | 0 | 0 | 0 | 0
F4_Commercial_Warehouse_Existing_Cooling_Electric_Evaporative Central AC_E3 | F4 | Commercial | Warehouse | Existing | Cooling | Electric | Evaporative Central AC | E3 | RVT BC Ratio | 0 | 0 | 0 | 0 | 0 | 0 | 0 | 0 | 0 | 0 | 0 | 0 | 0 | 0 | 0 | 0 | 0 | 0 | 0 | 0 | 0 | 0 | 0 | 0 | 0 | 0 | 0 | 0 | 0 | 0
F4_Commercial_Warehouse_Existing_Cooling_Electric_Evaporative Central AC_E4 | F4 | Commercial | Warehouse | Existing | Cooling | Electric | Evaporative Central AC | E4 | RVT BC Ratio | 0 | 0 | 0 | 0 | 0 | 0 | 0 | 0 | 0 | 0 | 0 | 0 | 0 | 0 | 0 | 0 | 0 | 0 | 0 | 0 | 0 | 0 | 0 | 0 | 0 | 0 | 0 | 0 | 0 | 0
F4_Commercial_Warehouse_Existing_Cooling_Electric_Evaporative Central AC_E5 | F4 | Commercial | Warehouse | Existing | Cooling | Electric | Evaporative Central AC | E5 | RVT BC Ratio | 0 | 0 | 0 | 0 | 0 | 0 | 0 | 0 | 0 | 0 | 0 | 0 | 0 | 0 | 0 | 0 | 0 | 0 | 0 | 0 | 0 | 0 | 0 | 0 | 0 | 0 | 0 | 0 | 0 | 0
F4_Commercial_Warehouse_Existing_Cooling_Electric_Evaporative Central AC_E6 | F4 | Commercial | Warehouse | Existing | Cooling | Electric | Evaporative Central AC | E6 | RVT BC Ratio | 0 | 0 | 0 | 0 | 0 | 0 | 0 | 0 | 0 | 0 | 0 | 0 | 0 | 0 | 0 | 0 | 0 | 0 | 0 | 0 | 0 | 0 | 0 | 0 | 0 | 0 | 0 | 0 | 0 | 0
F4_Commercial_Warehouse_Existing_Cooling_Electric_Evaporative Central AC_E7 | F4 | Commercial | Warehouse | Existing | Cooling | Electric | Evaporative Central AC | E7 | RVT BC Ratio | 0 | 0 | 0 | 0 | 0 | 0 | 0 | 0 | 0 | 0 | 0 | 0 | 0 | 0 | 0 | 0 | 0 | 0 | 0 | 0 | 0 | 0 | 0 | 0 | 0 | 0 | 0 | 0 | 0 | 0
F4_Commercial_Warehouse_Existing_Cooling_Electric_Evaporative Central AC_E8 | F4 | Commercial | Warehouse | Existing | Cooling | Electric | Evaporative Central AC | E8 | RVT BC Ratio | 0 | 0 | 0 | 0 | 0 | 0 | 0 | 0 | 0 | 0 | 0 | 0 | 0 | 0 | 0 | 0 | 0 | 0 | 0 | 0 | 0 | 0 | 0 | 0 | 0 | 0 | 0 | 0 | 0 | 0
F4_Commercial_Warehouse_Existing_Cooling_Electric_Evaporative Central AC_E9 | F4 | Commercial | Warehouse | Existing | Cooling | Electric | Evaporative Central AC | E9 | RVT BC Ratio | 0 | 0 | 0 | 0 | 0 | 0 | 0 | 0 | 0 | 0 | 0 | 0 | 0 | 0 | 0 | 0 | 0 | 0 | 0 | 0 | 0 | 0 | 0 | 0 | 0 | 0 | 0 | 0 | 0 | 0
F4_Commercial_Warehouse_Existing_Cooling_Electric_Evaporative Central AC_E10 | F4 | Commercial | Warehouse | Existing | Cooling | Electric | Evaporative Central AC | E10 | RVT BC Ratio | 0 | 0 | 0 | 0 | 0 | 0 | 0 | 0 | 0 | 0 | 0 | 0 | 0 | 0 | 0 | 0 | 0 | 0 | 0 | 0 | 0 | 0 | 0 | 0 | 0 | 0 | 0 | 0 | 0 | 0
F5_Commercial_Warehouse_Existing_Cooling_Electric_Evaporative Central AC_E1 | F5 | Commercial | Warehouse | Existing | Cooling | Electric | Evaporative Central AC | E1 | RIM BC Ratio | 0 | 0 | 0 | 0 | 0 | 0 | 0 | 0 | 0 | 0 | 0 | 0 | 0 | 0 | 0 | 0 | 0 | 0 | 0 | 0 | 0 | 0 | 0 | 0 | 0 | 0 | 0 | 0 | 0 | 0
F5_Commercial_Warehouse_Existing_Cooling_Electric_Evaporative Central AC_E2 | F5 | Commercial | Warehouse | Existing | Cooling | Electric | Evaporative Central AC | E2 | RIM BC Ratio | 0 | 0 | 0 | 0 | 0 | 0 | 0 | 0 | 0 | 0 | 0 | 0 | 0 | 0 | 0 | 0 | 0 | 0 | 0 | 0 | 0 | 0 | 0 | 0 | 0 | 0 | 0 | 0 | 0 | 0
F5_Commercial_Warehouse_Existing_Cooling_Electric_Evaporative Central AC_E3 | F5 | Commercial | Warehouse | Existing | Cooling | Electric | Evaporative Central AC | E3 | RIM BC Ratio | 0 | 0 | 0 | 0 | 0 | 0 | 0 | 0 | 0 | 0 | 0 | 0 | 0 | 0 | 0 | 0 | 0 | 0 | 0 | 0 | 0 | 0 | 0 | 0 | 0 | 0 | 0 | 0 | 0 | 0
F5_Commercial_Warehouse_Existing_Cooling_Electric_Evaporative Central AC_E4 | F5 | Commercial | Warehouse | Existing | Cooling | Electric | Evaporative Central AC | E4 | RIM BC Ratio | 0 | 0 | 0 | 0 | 0 | 0 | 0 | 0 | 0 | 0 | 0 | 0 | 0 | 0 | 0 | 0 | 0 | 0 | 0 | 0 | 0 | 0 | 0 | 0 | 0 | 0 | 0 | 0 | 0 | 0
F5_Commercial_Warehouse_Existing_Cooling_Electric_Evaporative Central AC_E5 | F5 | Commercial | Warehouse | Existing | Cooling | Electric | Evaporative Central AC | E5 | RIM BC Ratio | 0 | 0 | 0 | 0 | 0 | 0 | 0 | 0 | 0 | 0 | 0 | 0 | 0 | 0 | 0 | 0 | 0 | 0 | 0 | 0 | 0 | 0 | 0 | 0 | 0 | 0 | 0 | 0 | 0 | 0
F5_Commercial_Warehouse_Existing_Cooling_Electric_Evaporative Central AC_E6 | F5 | Commercial | Warehouse | Existing | Cooling | Electric | Evaporative Central AC | E6 | RIM BC Ratio | 0 | 0 | 0 | 0 | 0 | 0 | 0 | 0 | 0 | 0 | 0 | 0 | 0 | 0 | 0 | 0 | 0 | 0 | 0 | 0 | 0 | 0 | 0 | 0 | 0 | 0 | 0 | 0 | 0 | 0
F5_Commercial_Warehouse_Existing_Cooling_Electric_Evaporative Central AC_E7 | F5 | Commercial | Warehouse | Existing | Cooling | Electric | Evaporative Central AC | E7 | RIM BC Ratio | 0 | 0 | 0 | 0 | 0 | 0 | 0 | 0 | 0 | 0 | 0 | 0 | 0 | 0 | 0 | 0 | 0 | 0 | 0 | 0 | 0 | 0 | 0 | 0 | 0 | 0 | 0 | 0 | 0 | 0
F5_Commercial_Warehouse_Existing_Cooling_Electric_Evaporative Central AC_E8 | F5 | Commercial | Warehouse | Existing | Cooling | Electric | Evaporative Central AC | E8 | RIM BC Ratio | 0 | 0 | 0 | 0 | 0 | 0 | 0 | 0 | 0 | 0 | 0 | 0 | 0 | 0 | 0 | 0 | 0 | 0 | 0 | 0 | 0 | 0 | 0 | 0 | 0 | 0 | 0 | 0 | 0 | 0
F5_Commercial_Warehouse_Existing_Cooling_Electric_Evaporative Central AC_E9 | F5 | Commercial | Warehouse | Existing | Cooling | Electric | Evaporative Central AC | E9 | RIM BC Ratio | 0 | 0 | 0 | 0 | 0 | 0 | 0 | 0 | 0 | 0 | 0 | 0 | 0 | 0 | 0 | 0 | 0 | 0 | 0 | 0 | 0 | 0 | 0 | 0 | 0 | 0 | 0 | 0 | 0 | 0
F5_Commercial_Warehouse_Existing_Cooling_Electric_Evaporative Central AC_E10 | F5 | Commercial | Warehouse | Existing | Cooling | Electric | Evaporative Central AC | E10 | RIM BC Ratio | 0 | 0 | 0 | 0 | 0 | 0 | 0 | 0 | 0 | 0 | 0 | 0 | 0 | 0 | 0 | 0 | 0 | 0 | 0 | 0 | 0 | 0 | 0 | 0 | 0 | 0 | 0 | 0 | 0 | 0
F0_Commercial_Warehouse_Existing_Cooling_Electric_Air-Source Heat Pump_E0 | F0 | Commercial | Warehouse | Existing | Cooling | Electric | Air-Source Heat Pump | E0 | Economic Unit | 0 | 0 | 0 | 0 | 0 | 0 | 0 | 0 | 0 | 0 | 0 | 0 | 0 | 0 | 0 | 0 | 0 | 0 | 0 | 0 | 0 | 0 | 0 | 0 | 0 | 0 | 0 | 0 | 0 | 0
F1_Commercial_Warehouse_Existing_Cooling_Electric_Air-Source Heat Pump_E1 | F1 | Commercial | Warehouse | Existing | Cooling | Electric | Air-Source Heat Pump | E1 | CCE | 0 | 0 | 0 | 0 | 0 | 0 | 0 | 0 | 0 | 0 | 0 | 0 | 0 | 0 | 0 | 0 | 0 | 0 | 0 | 0 | 0 | 0 | 0 | 0 | 0 | 0 | 0 | 0 | 0 | 0
F1_Commercial_Warehouse_Existing_Cooling_Electric_Air-Source Heat Pump_E2 | F1 | Commercial | Warehouse | Existing | Cooling | Electric | Air-Source Heat Pump | E2 | CCE | 0 | 0 | 0 | 0 | 0 | 0 | 0 | 0 | 0 | 0 | 0 | 0 | 0 | 0 | 0 | 0 | 0 | 0 | 0 | 0 | 0 | 0 | 0 | 0 | 0 | 0 | 0 | 0 | 0 | 0
F1_Commercial_Warehouse_Existing_Cooling_Electric_Air-Source Heat Pump_E3 | F1 | Commercial | Warehouse | Existing | Cooling | Electric | Air-Source Heat Pump | E3 | CCE | 0 | 0 | 0 | 0 | 0 | 0 | 0 | 0 | 0 | 0 | 0 | 0 | 0 | 0 | 0 | 0 | 0 | 0 | 0 | 0 | 0 | 0 | 0 | 0 | 0 | 0 | 0 | 0 | 0 | 0
F1_Commercial_Warehouse_Existing_Cooling_Electric_Air-Source Heat Pump_E4 | F1 | Commercial | Warehouse | Existing | Cooling | Electric | Air-Source Heat Pump | E4 | CCE | 0 | 0 | 0 | 0 | 0 | 0 | 0 | 0 | 0 | 0 | 0 | 0 | 0 | 0 | 0 | 0 | 0 | 0 | 0 | 0 | 0 | 0 | 0 | 0 | 0 | 0 | 0 | 0 | 0 | 0
F1_Commercial_Warehouse_Existing_Cooling_Electric_Air-Source Heat Pump_E5 | F1 | Commercial | Warehouse | Existing | Cooling | Electric | Air-Source Heat Pump | E5 | CCE | 0 | 0 | 0 | 0 | 0 | 0 | 0 | 0 | 0 | 0 | 0 | 0 | 0 | 0 | 0 | 0 | 0 | 0 | 0 | 0 | 0 | 0 | 0 | 0 | 0 | 0 | 0 | 0 | 0 | 0
F1_Commercial_Warehouse_Existing_Cooling_Electric_Air-Source Heat Pump_E6 | F1 | Commercial | Warehouse | Existing | Cooling | Electric | Air-Source Heat Pump | E6 | CCE | 0 | 0 | 0 | 0 | 0 | 0 | 0 | 0 | 0 | 0 | 0 | 0 | 0 | 0 | 0 | 0 | 0 | 0 | 0 | 0 | 0 | 0 | 0 | 0 | 0 | 0 | 0 | 0 | 0 | 0
F1_Commercial_Warehouse_Existing_Cooling_Electric_Air-Source Heat Pump_E7 | F1 | Commercial | Warehouse | Existing | Cooling | Electric | Air-Source Heat Pump | E7 | CCE | 0 | 0 | 0 | 0 | 0 | 0 | 0 | 0 | 0 | 0 | 0 | 0 | 0 | 0 | 0 | 0 | 0 | 0 | 0 | 0 | 0 | 0 | 0 | 0 | 0 | 0 | 0 | 0 | 0 | 0
F1_Commercial_Warehouse_Existing_Cooling_Electric_Air-Source Heat Pump_E8 | F1 | Commercial | Warehouse | Existing | Cooling | Electric | Air-Source Heat Pump | E8 | CCE | 0 | 0 | 0 | 0 | 0 | 0 | 0 | 0 | 0 | 0 | 0 | 0 | 0 | 0 | 0 | 0 | 0 | 0 | 0 | 0 | 0 | 0 | 0 | 0 | 0 | 0 | 0 | 0 | 0 | 0
F1_Commercial_Warehouse_Existing_Cooling_Electric_Air-Source Heat Pump_E9 | F1 | Commercial | Warehouse | Existing | Cooling | Electric | Air-Source Heat Pump | E9 | CCE | 0 | 0 | 0 | 0 | 0 | 0 | 0 | 0 | 0 | 0 | 0 | 0 | 0 | 0 | 0 | 0 | 0 | 0 | 0 | 0 | 0 | 0 | 0 | 0 | 0 | 0 | 0 | 0 | 0 | 0
F1_Commercial_Warehouse_Existing_Cooling_Electric_Air-Source Heat Pump_E10 | F1 | Commercial | Warehouse | Existing | Cooling | Electric | Air-Source Heat Pump | E10 | CCE | 0 | 0 | 0 | 0 | 0 | 0 | 0 | 0 | 0 | 0 | 0 | 0 | 0 | 0 | 0 | 0 | 0 | 0 | 0 | 0 | 0 | 0 | 0 | 0 | 0 | 0 | 0 | 0 | 0 | 0
F2_Commercial_Warehouse_Existing_Cooling_Electric_Air-Source Heat Pump_E1 | F2 | Commercial | Warehouse | Existing | Cooling | Electric | Air-Source Heat Pump | E1 | TRC BC Ratio | 0 | 0 | 0 | 0 | 0 | 0 | 0 | 0 | 0 | 0 | 0 | 0 | 0 | 0 | 0 | 0 | 0 | 0 | 0 | 0 | 0 | 0 | 0 | 0 | 0 | 0 | 0 | 0 | 0 | 0
F2_Commercial_Warehouse_Existing_Cooling_Electric_Air-Source Heat Pump_E2 | F2 | Commercial | Warehouse | Existing | Cooling | Electric | Air-Source Heat Pump | E2 | TRC BC Ratio | 0 | 0 | 0 | 0 | 0 | 0 | 0 | 0 | 0 | 0 | 0 | 0 | 0 | 0 | 0 | 0 | 0 | 0 | 0 | 0 | 0 | 0 | 0 | 0 | 0 | 0 | 0 | 0 | 0 | 0
F2_Commercial_Warehouse_Existing_Cooling_Electric_Air-Source Heat Pump_E3 | F2 | Commercial | Warehouse | Existing | Cooling | Electric | Air-Source Heat Pump | E3 | TRC BC Ratio | 0 | 0 | 0 | 0 | 0 | 0 | 0 | 0 | 0 | 0 | 0 | 0 | 0 | 0 | 0 | 0 | 0 | 0 | 0 | 0 | 0 | 0 | 0 | 0 | 0 | 0 | 0 | 0 | 0 | 0
F2_Commercial_Warehouse_Existing_Cooling_Electric_Air-Source Heat Pump_E4 | F2 | Commercial | Warehouse | Existing | Cooling | Electric | Air-Source Heat Pump | E4 | TRC BC Ratio | 0 | 0 | 0 | 0 | 0 | 0 | 0 | 0 | 0 | 0 | 0 | 0 | 0 | 0 | 0 | 0 | 0 | 0 | 0 | 0 | 0 | 0 | 0 | 0 | 0 | 0 | 0 | 0 | 0 | 0
F2_Commercial_Warehouse_Existing_Cooling_Electric_Air-Source Heat Pump_E5 | F2 | Commercial | Warehouse | Existing | Cooling | Electric | Air-Source Heat Pump | E5 | TRC BC Ratio | 0 | 0 | 0 | 0 | 0 | 0 | 0 | 0 | 0 | 0 | 0 | 0 | 0 | 0 | 0 | 0 | 0 | 0 | 0 | 0 | 0 | 0 | 0 | 0 | 0 | 0 | 0 | 0 | 0 | 0
F2_Commercial_Warehouse_Existing_Cooling_Electric_Air-Source Heat Pump_E6 | F2 | Commercial | Warehouse | Existing | Cooling | Electric | Air-Source Heat Pump | E6 | TRC BC Ratio | 0 | 0 | 0 | 0 | 0 | 0 | 0 | 0 | 0 | 0 | 0 | 0 | 0 | 0 | 0 | 0 | 0 | 0 | 0 | 0 | 0 | 0 | 0 | 0 | 0 | 0 | 0 | 0 | 0 | 0
F2_Commercial_Warehouse_Existing_Cooling_Electric_Air-Source Heat Pump_E7 | F2 | Commercial | Warehouse | Existing | Cooling | Electric | Air-Source Heat Pump | E7 | TRC BC Ratio | 0 | 0 | 0 | 0 | 0 | 0 | 0 | 0 | 0 | 0 | 0 | 0 | 0 | 0 | 0 | 0 | 0 | 0 | 0 | 0 | 0 | 0 | 0 | 0 | 0 | 0 | 0 | 0 | 0 | 0
F2_Commercial_Warehouse_Existing_Cooling_Electric_Air-Source Heat Pump_E8 | F2 | Commercial | Warehouse | Existing | Cooling | Electric | Air-Source Heat Pump | E8 | TRC BC Ratio | 0 | 0 | 0 | 0 | 0 | 0 | 0 | 0 | 0 | 0 | 0 | 0 | 0 | 0 | 0 | 0 | 0 | 0 | 0 | 0 | 0 | 0 | 0 | 0 | 0 | 0 | 0 | 0 | 0 | 0
F2_Commercial_Warehouse_Existing_Cooling_Electric_Air-Source Heat Pump_E9 | F2 | Commercial | Warehouse | Existing | Cooling | Electric | Air-Source Heat Pump | E9 | TRC BC Ratio | 0 | 0 | 0 | 0 | 0 | 0 | 0 | 0 | 0 | 0 | 0 | 0 | 0 | 0 | 0 | 0 | 0 | 0 | 0 | 0 | 0 | 0 | 0 | 0 | 0 | 0 | 0 | 0 | 0 | 0
F2_Commercial_Warehouse_Existing_Cooling_Electric_Air-Source Heat Pump_E10 | F2 | Commercial | Warehouse | Existing | Cooling | Electric | Air-Source Heat Pump | E10 | TRC BC Ratio | 0 | 0 | 0 | 0 | 0 | 0 | 0 | 0 | 0 | 0 | 0 | 0 | 0 | 0 | 0 | 0 | 0 | 0 | 0 | 0 | 0 | 0 | 0 | 0 | 0 | 0 | 0 | 0 | 0 | 0
F3_Commercial_Warehouse_Existing_Cooling_Electric_Air-Source Heat Pump_E1 | F3 | Commercial | Warehouse | Existing | Cooling | Electric | Air-Source Heat Pump | E1 | PACT BC Ratio | 0 | 0 | 0 | 0 | 0 | 0 | 0 | 0 | 0 | 0 | 0 | 0 | 0 | 0 | 0 | 0 | 0 | 0 | 0 | 0 | 0 | 0 | 0 | 0 | 0 | 0 | 0 | 0 | 0 | 0
F3_Commercial_Warehouse_Existing_Cooling_Electric_Air-Source Heat Pump_E2 | F3 | Commercial | Warehouse | Existing | Cooling | Electric | Air-Source Heat Pump | E2 | PACT BC Ratio | 0 | 0 | 0 | 0 | 0 | 0 | 0 | 0 | 0 | 0 | 0 | 0 | 0 | 0 | 0 | 0 | 0 | 0 | 0 | 0 | 0 | 0 | 0 | 0 | 0 | 0 | 0 | 0 | 0 | 0
F3_Commercial_Warehouse_Existing_Cooling_Electric_Air-Source Heat Pump_E3 | F3 | Commercial | Warehouse | Existing | Cooling | Electric | Air-Source Heat Pump | E3 | PACT BC Ratio | 0 | 0 | 0 | 0 | 0 | 0 | 0 | 0 | 0 | 0 | 0 | 0 | 0 | 0 | 0 | 0 | 0 | 0 | 0 | 0 | 0 | 0 | 0 | 0 | 0 | 0 | 0 | 0 | 0 | 0
F3_Commercial_Warehouse_Existing_Cooling_Electric_Air-Source Heat Pump_E4 | F3 | Commercial | Warehouse | Existing | Cooling | Electric | Air-Source Heat Pump | E4 | PACT BC Ratio | 0 | 0 | 0 | 0 | 0 | 0 | 0 | 0 | 0 | 0 | 0 | 0 | 0 | 0 | 0 | 0 | 0 | 0 | 0 | 0 | 0 | 0 | 0 | 0 | 0 | 0 | 0 | 0 | 0 | 0
F3_Commercial_Warehouse_Existing_Cooling_Electric_Air-Source Heat Pump_E5 | F3 | Commercial | Warehouse | Existing | Cooling | Electric | Air-Source Heat Pump | E5 | PACT BC Ratio | 0 | 0 | 0 | 0 | 0 | 0 | 0 | 0 | 0 | 0 | 0 | 0 | 0 | 0 | 0 | 0 | 0 | 0 | 0 | 0 | 0 | 0 | 0 | 0 | 0 | 0 | 0 | 0 | 0 | 0
F3_Commercial_Warehouse_Existing_Cooling_Electric_Air-Source Heat Pump_E6 | F3 | Commercial | Warehouse | Existing | Cooling | Electric | Air-Source Heat Pump | E6 | PACT BC Ratio | 0 | 0 | 0 | 0 | 0 | 0 | 0 | 0 | 0 | 0 | 0 | 0 | 0 | 0 | 0 | 0 | 0 | 0 | 0 | 0 | 0 | 0 | 0 | 0 | 0 | 0 | 0 | 0 | 0 | 0
F3_Commercial_Warehouse_Existing_Cooling_Electric_Air-Source Heat Pump_E7 | F3 | Commercial | Warehouse | Existing | Cooling | Electric | Air-Source Heat Pump | E7 | PACT BC Ratio | 0 | 0 | 0 | 0 | 0 | 0 | 0 | 0 | 0 | 0 | 0 | 0 | 0 | 0 | 0 | 0 | 0 | 0 | 0 | 0 | 0 | 0 | 0 | 0 | 0 | 0 | 0 | 0 | 0 | 0
F3_Commercial_Warehouse_Existing_Cooling_Electric_Air-Source Heat Pump_E8 | F3 | Commercial | Warehouse | Existing | Cooling | Electric | Air-Source Heat Pump | E8 | PACT BC Ratio | 0 | 0 | 0 | 0 | 0 | 0 | 0 | 0 | 0 | 0 | 0 | 0 | 0 | 0 | 0 | 0 | 0 | 0 | 0 | 0 | 0 | 0 | 0 | 0 | 0 | 0 | 0 | 0 | 0 | 0
F3_Commercial_Warehouse_Existing_Cooling_Electric_Air-Source Heat Pump_E9 | F3 | Commercial | Warehouse | Existing | Cooling | Electric | Air-Source Heat Pump | E9 | PACT BC Ratio | 0 | 0 | 0 | 0 | 0 | 0 | 0 | 0 | 0 | 0 | 0 | 0 | 0 | 0 | 0 | 0 | 0 | 0 | 0 | 0 | 0 | 0 | 0 | 0 | 0 | 0 | 0 | 0 | 0 | 0
F3_Commercial_Warehouse_Existing_Cooling_Electric_Air-Source Heat Pump_E10 | F3 | Commercial | Warehouse | Existing | Cooling | Electric | Air-Source Heat Pump | E10 | PACT BC Ratio | 0 | 0 | 0 | 0 | 0 | 0 | 0 | 0 | 0 | 0 | 0 | 0 | 0 | 0 | 0 | 0 | 0 | 0 | 0 | 0 | 0 | 0 | 0 | 0 | 0 | 0 | 0 | 0 | 0 | 0
F4_Commercial_Warehouse_Existing_Cooling_Electric_Air-Source Heat Pump_E1 | F4 | Commercial | Warehouse | Existing | Cooling | Electric | Air-Source Heat Pump | E1 | RVT BC Ratio | 0 | 0 | 0 | 0 | 0 | 0 | 0 | 0 | 0 | 0 | 0 | 0 | 0 | 0 | 0 | 0 | 0 | 0 | 0 | 0 | 0 | 0 | 0 | 0 | 0 | 0 | 0 | 0 | 0 | 0
F4_Commercial_Warehouse_Existing_Cooling_Electric_Air-Source Heat Pump_E2 | F4 | Commercial | Warehouse | Existing | Cooling | Electric | Air-Source Heat Pump | E2 | RVT BC Ratio | 0 | 0 | 0 | 0 | 0 | 0 | 0 | 0 | 0 | 0 | 0 | 0 | 0 | 0 | 0 | 0 | 0 | 0 | 0 | 0 | 0 | 0 | 0 | 0 | 0 | 0 | 0 | 0 | 0 | 0
F4_Commercial_Warehouse_Existing_Cooling_Electric_Air-Source Heat Pump_E3 | F4 | Commercial | Warehouse | Existing | Cooling | Electric | Air-Source Heat Pump | E3 | RVT BC Ratio | 0 | 0 | 0 | 0 | 0 | 0 | 0 | 0 | 0 | 0 | 0 | 0 | 0 | 0 | 0 | 0 | 0 | 0 | 0 | 0 | 0 | 0 | 0 | 0 | 0 | 0 | 0 | 0 | 0 | 0
F4_Commercial_Warehouse_Existing_Cooling_Electric_Air-Source Heat Pump_E4 | F4 | Commercial | Warehouse | Existing | Cooling | Electric | Air-Source Heat Pump | E4 | RVT BC Ratio | 0 | 0 | 0 | 0 | 0 | 0 | 0 | 0 | 0 | 0 | 0 | 0 | 0 | 0 | 0 | 0 | 0 | 0 | 0 | 0 | 0 | 0 | 0 | 0 | 0 | 0 | 0 | 0 | 0 | 0
F4_Commercial_Warehouse_Existing_Cooling_Electric_Air-Source Heat Pump_E5 | F4 | Commercial | Warehouse | Existing | Cooling | Electric | Air-Source Heat Pump | E5 | RVT BC Ratio | 0 | 0 | 0 | 0 | 0 | 0 | 0 | 0 | 0 | 0 | 0 | 0 | 0 | 0 | 0 | 0 | 0 | 0 | 0 | 0 | 0 | 0 | 0 | 0 | 0 | 0 | 0 | 0 | 0 | 0
F4_Commercial_Warehouse_Existing_Cooling_Electric_Air-Source Heat Pump_E6 | F4 | Commercial | Warehouse | Existing | Cooling | Electric | Air-Source Heat Pump | E6 | RVT BC Ratio | 0 | 0 | 0 | 0 | 0 | 0 | 0 | 0 | 0 | 0 | 0 | 0 | 0 | 0 | 0 | 0 | 0 | 0 | 0 | 0 | 0 | 0 | 0 | 0 | 0 | 0 | 0 | 0 | 0 | 0
F4_Commercial_Warehouse_Existing_Cooling_Electric_Air-Source Heat Pump_E7 | F4 | Commercial | Warehouse | Existing | Cooling | Electric | Air-Source Heat Pump | E7 | RVT BC Ratio | 0 | 0 | 0 | 0 | 0 | 0 | 0 | 0 | 0 | 0 | 0 | 0 | 0 | 0 | 0 | 0 | 0 | 0 | 0 | 0 | 0 | 0 | 0 | 0 | 0 | 0 | 0 | 0 | 0 | 0
F4_Commercial_Warehouse_Existing_Cooling_Electric_Air-Source Heat Pump_E8 | F4 | Commercial | Warehouse | Existing | Cooling | Electric | Air-Source Heat Pump | E8 | RVT BC Ratio | 0 | 0 | 0 | 0 | 0 | 0 | 0 | 0 | 0 | 0 | 0 | 0 | 0 | 0 | 0 | 0 | 0 | 0 | 0 | 0 | 0 | 0 | 0 | 0 | 0 | 0 | 0 | 0 | 0 | 0
F4_Commercial_Warehouse_Existing_Cooling_Electric_Air-Source Heat Pump_E9 | F4 | Commercial | Warehouse | Existing | Cooling | Electric | Air-Source Heat Pump | E9 | RVT BC Ratio | 0 | 0 | 0 | 0 | 0 | 0 | 0 | 0 | 0 | 0 | 0 | 0 | 0 | 0 | 0 | 0 | 0 | 0 | 0 | 0 | 0 | 0 | 0 | 0 | 0 | 0 | 0 | 0 | 0 | 0
F4_Commercial_Warehouse_Existing_Cooling_Electric_Air-Source Heat Pump_E10 | F4 | Commercial | Warehouse | Existing | Cooling | Electric | Air-Source Heat Pump | E10 | RVT BC Ratio | 0 | 0 | 0 | 0 | 0 | 0 | 0 | 0 | 0 | 0 | 0 | 0 | 0 | 0 | 0 | 0 | 0 | 0 | 0 | 0 | 0 | 0 | 0 | 0 | 0 | 0 | 0 | 0 | 0 | 0
F5_Commercial_Warehouse_Existing_Cooling_Electric_Air-Source Heat Pump_E1 | F5 | Commercial | Warehouse | Existing | Cooling | Electric | Air-Source Heat Pump | E1 | RIM BC Ratio | 0 | 0 | 0 | 0 | 0 | 0 | 0 | 0 | 0 | 0 | 0 | 0 | 0 | 0 | 0 | 0 | 0 | 0 | 0 | 0 | 0 | 0 | 0 | 0 | 0 | 0 | 0 | 0 | 0 | 0
F5_Commercial_Warehouse_Existing_Cooling_Electric_Air-Source Heat Pump_E2 | F5 | Commercial | Warehouse | Existing | Cooling | Electric | Air-Source Heat Pump | E2 | RIM BC Ratio | 0 | 0 | 0 | 0 | 0 | 0 | 0 | 0 | 0 | 0 | 0 | 0 | 0 | 0 | 0 | 0 | 0 | 0 | 0 | 0 | 0 | 0 | 0 | 0 | 0 | 0 | 0 | 0 | 0 | 0
F5_Commercial_Warehouse_Existing_Cooling_Electric_Air-Source Heat Pump_E3 | F5 | Commercial | Warehouse | Existing | Cooling | Electric | Air-Source Heat Pump | E3 | RIM BC Ratio | 0 | 0 | 0 | 0 | 0 | 0 | 0 | 0 | 0 | 0 | 0 | 0 | 0 | 0 | 0 | 0 | 0 | 0 | 0 | 0 | 0 | 0 | 0 | 0 | 0 | 0 | 0 | 0 | 0 | 0
F5_Commercial_Warehouse_Existing_Cooling_Electric_Air-Source Heat Pump_E4 | F5 | Commercial | Warehouse | Existing | Cooling | Electric | Air-Source Heat Pump | E4 | RIM BC Ratio | 0 | 0 | 0 | 0 | 0 | 0 | 0 | 0 | 0 | 0 | 0 | 0 | 0 | 0 | 0 | 0 | 0 | 0 | 0 | 0 | 0 | 0 | 0 | 0 | 0 | 0 | 0 | 0 | 0 | 0
F5_Commercial_Warehouse_Existing_Cooling_Electric_Air-Source Heat Pump_E5 | F5 | Commercial | Warehouse | Existing | Cooling | Electric | Air-Source Heat Pump | E5 | RIM BC Ratio | 0 | 0 | 0 | 0 | 0 | 0 | 0 | 0 | 0 | 0 | 0 | 0 | 0 | 0 | 0 | 0 | 0 | 0 | 0 | 0 | 0 | 0 | 0 | 0 | 0 | 0 | 0 | 0 | 0 | 0
F5_Commercial_Warehouse_Existing_Cooling_Electric_Air-Source Heat Pump_E6 | F5 | Commercial | Warehouse | Existing | Cooling | Electric | Air-Source Heat Pump | E6 | RIM BC Ratio | 0 | 0 | 0 | 0 | 0 | 0 | 0 | 0 | 0 | 0 | 0 | 0 | 0 | 0 | 0 | 0 | 0 | 0 | 0 | 0 | 0 | 0 | 0 | 0 | 0 | 0 | 0 | 0 | 0 | 0
F5_Commercial_Warehouse_Existing_Cooling_Electric_Air-Source Heat Pump_E7 | F5 | Commercial | Warehouse | Existing | Cooling | Electric | Air-Source Heat Pump | E7 | RIM BC Ratio | 0 | 0 | 0 | 0 | 0 | 0 | 0 | 0 | 0 | 0 | 0 | 0 | 0 | 0 | 0 | 0 | 0 | 0 | 0 | 0 | 0 | 0 | 0 | 0 | 0 | 0 | 0 | 0 | 0 | 0
F5_Commercial_Warehouse_Existing_Cooling_Electric_Air-Source Heat Pump_E8 | F5 | Commercial | Warehouse | Existing | Cooling | Electric | Air-Source Heat Pump | E8 | RIM BC Ratio | 0 | 0 | 0 | 0 | 0 | 0 | 0 | 0 | 0 | 0 | 0 | 0 | 0 | 0 | 0 | 0 | 0 | 0 | 0 | 0 | 0 | 0 | 0 | 0 | 0 | 0 | 0 | 0 | 0 | 0
F5_Commercial_Warehouse_Existing_Cooling_Electric_Air-Source Heat Pump_E9 | F5 | Commercial | Warehouse | Existing | Cooling | Electric | Air-Source Heat Pump | E9 | RIM BC Ratio | 0 | 0 | 0 | 0 | 0 | 0 | 0 | 0 | 0 | 0 | 0 | 0 | 0 | 0 | 0 | 0 | 0 | 0 | 0 | 0 | 0 | 0 | 0 | 0 | 0 | 0 | 0 | 0 | 0 | 0
F5_Commercial_Warehouse_Existing_Cooling_Electric_Air-Source Heat Pump_E10 | F5 | Commercial | Warehouse | Existing | Cooling | Electric | Air-Source Heat Pump | E10 | RIM BC Ratio | 0 | 0 | 0 | 0 | 0 | 0 | 0 | 0 | 0 | 0 | 0 | 0 | 0 | 0 | 0 | 0 | 0 | 0 | 0 | 0 | 0 | 0 | 0 | 0 | 0 | 0 | 0 | 0 | 0 | 0
F0_Commercial_Warehouse_Existing_Cooling_Electric_Geothermal Heat Pump_E0 | F0 | Commercial | Warehouse | Existing | Cooling | Electric | Geothermal Heat Pump | E0 | Economic Unit | 0 | 0 | 0 | 0 | 0 | 0 | 0 | 0 | 0 | 0 | 0 | 0 | 0 | 0 | 0 | 0 | 0 | 0 | 0 | 0 | 0 | 0 | 0 | 0 | 0 | 0 | 0 | 0 | 0 | 0
F1_Commercial_Warehouse_Existing_Cooling_Electric_Geothermal Heat Pump_E1 | F1 | Commercial | Warehouse | Existing | Cooling | Electric | Geothermal Heat Pump | E1 | CCE | 0 | 0 | 0 | 0 | 0 | 0 | 0 | 0 | 0 | 0 | 0 | 0 | 0 | 0 | 0 | 0 | 0 | 0 | 0 | 0 | 0 | 0 | 0 | 0 | 0 | 0 | 0 | 0 | 0 | 0
F1_Commercial_Warehouse_Existing_Cooling_Electric_Geothermal Heat Pump_E2 | F1 | Commercial | Warehouse | Existing | Cooling | Electric | Geothermal Heat Pump | E2 | CCE | 0 | 0 | 0 | 0 | 0 | 0 | 0 | 0 | 0 | 0 | 0 | 0 | 0 | 0 | 0 | 0 | 0 | 0 | 0 | 0 | 0 | 0 | 0 | 0 | 0 | 0 | 0 | 0 | 0 | 0
F1_Commercial_Warehouse_Existing_Cooling_Electric_Geothermal Heat Pump_E3 | F1 | Commercial | Warehouse | Existing | Cooling | Electric | Geothermal Heat Pump | E3 | CCE | 0 | 0 | 0 | 0 | 0 | 0 | 0 | 0 | 0 | 0 | 0 | 0 | 0 | 0 | 0 | 0 | 0 | 0 | 0 | 0 | 0 | 0 | 0 | 0 | 0 | 0 | 0 | 0 | 0 | 0
F1_Commercial_Warehouse_Existing_Cooling_Electric_Geothermal Heat Pump_E4 | F1 | Commercial | Warehouse | Existing | Cooling | Electric | Geothermal Heat Pump | E4 | CCE | 0 | 0 | 0 | 0 | 0 | 0 | 0 | 0 | 0 | 0 | 0 | 0 | 0 | 0 | 0 | 0 | 0 | 0 | 0 | 0 | 0 | 0 | 0 | 0 | 0 | 0 | 0 | 0 | 0 | 0
F1_Commercial_Warehouse_Existing_Cooling_Electric_Geothermal Heat Pump_E5 | F1 | Commercial | Warehouse | Existing | Cooling | Electric | Geothermal Heat Pump | E5 | CCE | 0 | 0 | 0 | 0 | 0 | 0 | 0 | 0 | 0 | 0 | 0 | 0 | 0 | 0 | 0 | 0 | 0 | 0 | 0 | 0 | 0 | 0 | 0 | 0 | 0 | 0 | 0 | 0 | 0 | 0
F1_Commercial_Warehouse_Existing_Cooling_Electric_Geothermal Heat Pump_E6 | F1 | Commercial | Warehouse | Existing | Cooling | Electric | Geothermal Heat Pump | E6 | CCE | 0 | 0 | 0 | 0 | 0 | 0 | 0 | 0 | 0 | 0 | 0 | 0 | 0 | 0 | 0 | 0 | 0 | 0 | 0 | 0 | 0 | 0 | 0 | 0 | 0 | 0 | 0 | 0 | 0 | 0
F1_Commercial_Warehouse_Existing_Cooling_Electric_Geothermal Heat Pump_E7 | F1 | Commercial | Warehouse | Existing | Cooling | Electric | Geothermal Heat Pump | E7 | CCE | 0 | 0 | 0 | 0 | 0 | 0 | 0 | 0 | 0 | 0 | 0 | 0 | 0 | 0 | 0 | 0 | 0 | 0 | 0 | 0 | 0 | 0 | 0 | 0 | 0 | 0 | 0 | 0 | 0 | 0
F1_Commercial_Warehouse_Existing_Cooling_Electric_Geothermal Heat Pump_E8 | F1 | Commercial | Warehouse | Existing | Cooling | Electric | Geothermal Heat Pump | E8 | CCE | 0 | 0 | 0 | 0 | 0 | 0 | 0 | 0 | 0 | 0 | 0 | 0 | 0 | 0 | 0 | 0 | 0 | 0 | 0 | 0 | 0 | 0 | 0 | 0 | 0 | 0 | 0 | 0 | 0 | 0
F1_Commercial_Warehouse_Existing_Cooling_Electric_Geothermal Heat Pump_E9 | F1 | Commercial | Warehouse | Existing | Cooling | Electric | Geothermal Heat Pump | E9 | CCE | 0 | 0 | 0 | 0 | 0 | 0 | 0 | 0 | 0 | 0 | 0 | 0 | 0 | 0 | 0 | 0 | 0 | 0 | 0 | 0 | 0 | 0 | 0 | 0 | 0 | 0 | 0 | 0 | 0 | 0
F1_Commercial_Warehouse_Existing_Cooling_Electric_Geothermal Heat Pump_E10 | F1 | Commercial | Warehouse | Existing | Cooling | Electric | Geothermal Heat Pump | E10 | CCE | 0 | 0 | 0 | 0 | 0 | 0 | 0 | 0 | 0 | 0 | 0 | 0 | 0 | 0 | 0 | 0 | 0 | 0 | 0 | 0 | 0 | 0 | 0 | 0 | 0 | 0 | 0 | 0 | 0 | 0
F2_Commercial_Warehouse_Existing_Cooling_Electric_Geothermal Heat Pump_E1 | F2 | Commercial | Warehouse | Existing | Cooling | Electric | Geothermal Heat Pump | E1 | TRC BC Ratio | 0 | 0 | 0 | 0 | 0 | 0 | 0 | 0 | 0 | 0 | 0 | 0 | 0 | 0 | 0 | 0 | 0 | 0 | 0 | 0 | 0 | 0 | 0 | 0 | 0 | 0 | 0 | 0 | 0 | 0
F2_Commercial_Warehouse_Existing_Cooling_Electric_Geothermal Heat Pump_E2 | F2 | Commercial | Warehouse | Existing | Cooling | Electric | Geothermal Heat Pump | E2 | TRC BC Ratio | 0 | 0 | 0 | 0 | 0 | 0 | 0 | 0 | 0 | 0 | 0 | 0 | 0 | 0 | 0 | 0 | 0 | 0 | 0 | 0 | 0 | 0 | 0 | 0 | 0 | 0 | 0 | 0 | 0 | 0
F2_Commercial_Warehouse_Existing_Cooling_Electric_Geothermal Heat Pump_E3 | F2 | Commercial | Warehouse | Existing | Cooling | Electric | Geothermal Heat Pump | E3 | TRC BC Ratio | 0 | 0 | 0 | 0 | 0 | 0 | 0 | 0 | 0 | 0 | 0 | 0 | 0 | 0 | 0 | 0 | 0 | 0 | 0 | 0 | 0 | 0 | 0 | 0 | 0 | 0 | 0 | 0 | 0 | 0
F2_Commercial_Warehouse_Existing_Cooling_Electric_Geothermal Heat Pump_E4 | F2 | Commercial | Warehouse | Existing | Cooling | Electric | Geothermal Heat Pump | E4 | TRC BC Ratio | 0 | 0 | 0 | 0 | 0 | 0 | 0 | 0 | 0 | 0 | 0 | 0 | 0 | 0 | 0 | 0 | 0 | 0 | 0 | 0 | 0 | 0 | 0 | 0 | 0 | 0 | 0 | 0 | 0 | 0
F2_Commercial_Warehouse_Existing_Cooling_Electric_Geothermal Heat Pump_E5 | F2 | Commercial | Warehouse | Existing | Cooling | Electric | Geothermal Heat Pump | E5 | TRC BC Ratio | 0 | 0 | 0 | 0 | 0 | 0 | 0 | 0 | 0 | 0 | 0 | 0 | 0 | 0 | 0 | 0 | 0 | 0 | 0 | 0 | 0 | 0 | 0 | 0 | 0 | 0 | 0 | 0 | 0 | 0
F2_Commercial_Warehouse_Existing_Cooling_Electric_Geothermal Heat Pump_E6 | F2 | Commercial | Warehouse | Existing | Cooling | Electric | Geothermal Heat Pump | E6 | TRC BC Ratio | 0 | 0 | 0 | 0 | 0 | 0 | 0 | 0 | 0 | 0 | 0 | 0 | 0 | 0 | 0 | 0 | 0 | 0 | 0 | 0 | 0 | 0 | 0 | 0 | 0 | 0 | 0 | 0 | 0 | 0
F2_Commercial_Warehouse_Existing_Cooling_Electric_Geothermal Heat Pump_E7 | F2 | Commercial | Warehouse | Existing | Cooling | Electric | Geothermal Heat Pump | E7 | TRC BC Ratio | 0 | 0 | 0 | 0 | 0 | 0 | 0 | 0 | 0 | 0 | 0 | 0 | 0 | 0 | 0 | 0 | 0 | 0 | 0 | 0 | 0 | 0 | 0 | 0 | 0 | 0 | 0 | 0 | 0 | 0
F2_Commercial_Warehouse_Existing_Cooling_Electric_Geothermal Heat Pump_E8 | F2 | Commercial | Warehouse | Existing | Cooling | Electric | Geothermal Heat Pump | E8 | TRC BC Ratio | 0 | 0 | 0 | 0 | 0 | 0 | 0 | 0 | 0 | 0 | 0 | 0 | 0 | 0 | 0 | 0 | 0 | 0 | 0 | 0 | 0 | 0 | 0 | 0 | 0 | 0 | 0 | 0 | 0 | 0
F2_Commercial_Warehouse_Existing_Cooling_Electric_Geothermal Heat Pump_E9 | F2 | Commercial | Warehouse | Existing | Cooling | Electric | Geothermal Heat Pump | E9 | TRC BC Ratio | 0 | 0 | 0 | 0 | 0 | 0 | 0 | 0 | 0 | 0 | 0 | 0 | 0 | 0 | 0 | 0 | 0 | 0 | 0 | 0 | 0 | 0 | 0 | 0 | 0 | 0 | 0 | 0 | 0 | 0
F2_Commercial_Warehouse_Existing_Cooling_Electric_Geothermal Heat Pump_E10 | F2 | Commercial | Warehouse | Existing | Cooling | Electric | Geothermal Heat Pump | E10 | TRC BC Ratio | 0 | 0 | 0 | 0 | 0 | 0 | 0 | 0 | 0 | 0 | 0 | 0 | 0 | 0 | 0 | 0 | 0 | 0 | 0 | 0 | 0 | 0 | 0 | 0 | 0 | 0 | 0 | 0 | 0 | 0
F3_Commercial_Warehouse_Existing_Cooling_Electric_Geothermal Heat Pump_E1 | F3 | Commercial | Warehouse | Existing | Cooling | Electric | Geothermal Heat Pump | E1 | PACT BC Ratio | 0 | 0 | 0 | 0 | 0 | 0 | 0 | 0 | 0 | 0 | 0 | 0 | 0 | 0 | 0 | 0 | 0 | 0 | 0 | 0 | 0 | 0 | 0 | 0 | 0 | 0 | 0 | 0 | 0 | 0
F3_Commercial_Warehouse_Existing_Cooling_Electric_Geothermal Heat Pump_E2 | F3 | Commercial | Warehouse | Existing | Cooling | Electric | Geothermal Heat Pump | E2 | PACT BC Ratio | 0 | 0 | 0 | 0 | 0 | 0 | 0 | 0 | 0 | 0 | 0 | 0 | 0 | 0 | 0 | 0 | 0 | 0 | 0 | 0 | 0 | 0 | 0 | 0 | 0 | 0 | 0 | 0 | 0 | 0
F3_Commercial_Warehouse_Existing_Cooling_Electric_Geothermal Heat Pump_E3 | F3 | Commercial | Warehouse | Existing | Cooling | Electric | Geothermal Heat Pump | E3 | PACT BC Ratio | 0 | 0 | 0 | 0 | 0 | 0 | 0 | 0 | 0 | 0 | 0 | 0 | 0 | 0 | 0 | 0 | 0 | 0 | 0 | 0 | 0 | 0 | 0 | 0 | 0 | 0 | 0 | 0 | 0 | 0
F3_Commercial_Warehouse_Existing_Cooling_Electric_Geothermal Heat Pump_E4 | F3 | Commercial | Warehouse | Existing | Cooling | Electric | Geothermal Heat Pump | E4 | PACT BC Ratio | 0 | 0 | 0 | 0 | 0 | 0 | 0 | 0 | 0 | 0 | 0 | 0 | 0 | 0 | 0 | 0 | 0 | 0 | 0 | 0 | 0 | 0 | 0 | 0 | 0 | 0 | 0 | 0 | 0 | 0
F3_Commercial_Warehouse_Existing_Cooling_Electric_Geothermal Heat Pump_E5 | F3 | Commercial | Warehouse | Existing | Cooling | Electric | Geothermal Heat Pump | E5 | PACT BC Ratio | 0 | 0 | 0 | 0 | 0 | 0 | 0 | 0 | 0 | 0 | 0 | 0 | 0 | 0 | 0 | 0 | 0 | 0 | 0 | 0 | 0 | 0 | 0 | 0 | 0 | 0 | 0 | 0 | 0 | 0
F3_Commercial_Warehouse_Existing_Cooling_Electric_Geothermal Heat Pump_E6 | F3 | Commercial | Warehouse | Existing | Cooling | Electric | Geothermal Heat Pump | E6 | PACT BC Ratio | 0 | 0 | 0 | 0 | 0 | 0 | 0 | 0 | 0 | 0 | 0 | 0 | 0 | 0 | 0 | 0 | 0 | 0 | 0 | 0 | 0 | 0 | 0 | 0 | 0 | 0 | 0 | 0 | 0 | 0
F3_Commercial_Warehouse_Existing_Cooling_Electric_Geothermal Heat Pump_E7 | F3 | Commercial | Warehouse | Existing | Cooling | Electric | Geothermal Heat Pump | E7 | PACT BC Ratio | 0 | 0 | 0 | 0 | 0 | 0 | 0 | 0 | 0 | 0 | 0 | 0 | 0 | 0 | 0 | 0 | 0 | 0 | 0 | 0 | 0 | 0 | 0 | 0 | 0 | 0 | 0 | 0 | 0 | 0
F3_Commercial_Warehouse_Existing_Cooling_Electric_Geothermal Heat Pump_E8 | F3 | Commercial | Warehouse | Existing | Cooling | Electric | Geothermal Heat Pump | E8 | PACT BC Ratio | 0 | 0 | 0 | 0 | 0 | 0 | 0 | 0 | 0 | 0 | 0 | 0 | 0 | 0 | 0 | 0 | 0 | 0 | 0 | 0 | 0 | 0 | 0 | 0 | 0 | 0 | 0 | 0 | 0 | 0
F3_Commercial_Warehouse_Existing_Cooling_Electric_Geothermal Heat Pump_E9 | F3 | Commercial | Warehouse | Existing | Cooling | Electric | Geothermal Heat Pump | E9 | PACT BC Ratio | 0 | 0 | 0 | 0 | 0 | 0 | 0 | 0 | 0 | 0 | 0 | 0 | 0 | 0 | 0 | 0 | 0 | 0 | 0 | 0 | 0 | 0 | 0 | 0 | 0 | 0 | 0 | 0 | 0 | 0
F3_Commercial_Warehouse_Existing_Cooling_Electric_Geothermal Heat Pump_E10 | F3 | Commercial | Warehouse | Existing | Cooling | Electric | Geothermal Heat Pump | E10 | PACT BC Ratio | 0 | 0 | 0 | 0 | 0 | 0 | 0 | 0 | 0 | 0 | 0 | 0 | 0 | 0 | 0 | 0 | 0 | 0 | 0 | 0 | 0 | 0 | 0 | 0 | 0 | 0 | 0 | 0 | 0 | 0
F4_Commercial_Warehouse_Existing_Cooling_Electric_Geothermal Heat Pump_E1 | F4 | Commercial | Warehouse | Existing | Cooling | Electric | Geothermal Heat Pump | E1 | RVT BC Ratio | 0 | 0 | 0 | 0 | 0 | 0 | 0 | 0 | 0 | 0 | 0 | 0 | 0 | 0 | 0 | 0 | 0 | 0 | 0 | 0 | 0 | 0 | 0 | 0 | 0 | 0 | 0 | 0 | 0 | 0
F4_Commercial_Warehouse_Existing_Cooling_Electric_Geothermal Heat Pump_E2 | F4 | Commercial | Warehouse | Existing | Cooling | Electric | Geothermal Heat Pump | E2 | RVT BC Ratio | 0 | 0 | 0 | 0 | 0 | 0 | 0 | 0 | 0 | 0 | 0 | 0 | 0 | 0 | 0 | 0 | 0 | 0 | 0 | 0 | 0 | 0 | 0 | 0 | 0 | 0 | 0 | 0 | 0 | 0
F4_Commercial_Warehouse_Existing_Cooling_Electric_Geothermal Heat Pump_E3 | F4 | Commercial | Warehouse | Existing | Cooling | Electric | Geothermal Heat Pump | E3 | RVT BC Ratio | 0 | 0 | 0 | 0 | 0 | 0 | 0 | 0 | 0 | 0 | 0 | 0 | 0 | 0 | 0 | 0 | 0 | 0 | 0 | 0 | 0 | 0 | 0 | 0 | 0 | 0 | 0 | 0 | 0 | 0
F4_Commercial_Warehouse_Existing_Cooling_Electric_Geothermal Heat Pump_E4 | F4 | Commercial | Warehouse | Existing | Cooling | Electric | Geothermal Heat Pump | E4 | RVT BC Ratio | 0 | 0 | 0 | 0 | 0 | 0 | 0 | 0 | 0 | 0 | 0 | 0 | 0 | 0 | 0 | 0 | 0 | 0 | 0 | 0 | 0 | 0 | 0 | 0 | 0 | 0 | 0 | 0 | 0 | 0
F4_Commercial_Warehouse_Existing_Cooling_Electric_Geothermal Heat Pump_E5 | F4 | Commercial | Warehouse | Existing | Cooling | Electric | Geothermal Heat Pump | E5 | RVT BC Ratio | 0 | 0 | 0 | 0 | 0 | 0 | 0 | 0 | 0 | 0 | 0 | 0 | 0 | 0 | 0 | 0 | 0 | 0 | 0 | 0 | 0 | 0 | 0 | 0 | 0 | 0 | 0 | 0 | 0 | 0
F4_Commercial_Warehouse_Existing_Cooling_Electric_Geothermal Heat Pump_E6 | F4 | Commercial | Warehouse | Existing | Cooling | Electric | Geothermal Heat Pump | E6 | RVT BC Ratio | 0 | 0 | 0 | 0 | 0 | 0 | 0 | 0 | 0 | 0 | 0 | 0 | 0 | 0 | 0 | 0 | 0 | 0 | 0 | 0 | 0 | 0 | 0 | 0 | 0 | 0 | 0 | 0 | 0 | 0
F4_Commercial_Warehouse_Existing_Cooling_Electric_Geothermal Heat Pump_E7 | F4 | Commercial | Warehouse | Existing | Cooling | Electric | Geothermal Heat Pump | E7 | RVT BC Ratio | 0 | 0 | 0 | 0 | 0 | 0 | 0 | 0 | 0 | 0 | 0 | 0 | 0 | 0 | 0 | 0 | 0 | 0 | 0 | 0 | 0 | 0 | 0 | 0 | 0 | 0 | 0 | 0 | 0 | 0
F4_Commercial_Warehouse_Existing_Cooling_Electric_Geothermal Heat Pump_E8 | F4 | Commercial | Warehouse | Existing | Cooling | Electric | Geothermal Heat Pump | E8 | RVT BC Ratio | 0 | 0 | 0 | 0 | 0 | 0 | 0 | 0 | 0 | 0 | 0 | 0 | 0 | 0 | 0 | 0 | 0 | 0 | 0 | 0 | 0 | 0 | 0 | 0 | 0 | 0 | 0 | 0 | 0 | 0
F4_Commercial_Warehouse_Existing_Cooling_Electric_Geothermal Heat Pump_E9 | F4 | Commercial | Warehouse | Existing | Cooling | Electric | Geothermal Heat Pump | E9 | RVT BC Ratio | 0 | 0 | 0 | 0 | 0 | 0 | 0 | 0 | 0 | 0 | 0 | 0 | 0 | 0 | 0 | 0 | 0 | 0 | 0 | 0 | 0 | 0 | 0 | 0 | 0 | 0 | 0 | 0 | 0 | 0
F4_Commercial_Warehouse_Existing_Cooling_Electric_Geothermal Heat Pump_E10 | F4 | Commercial | Warehouse | Existing | Cooling | Electric | Geothermal Heat Pump | E10 | RVT BC Ratio | 0 | 0 | 0 | 0 | 0 | 0 | 0 | 0 | 0 | 0 | 0 | 0 | 0 | 0 | 0 | 0 | 0 | 0 | 0 | 0 | 0 | 0 | 0 | 0 | 0 | 0 | 0 | 0 | 0 | 0
F5_Commercial_Warehouse_Existing_Cooling_Electric_Geothermal Heat Pump_E1 | F5 | Commercial | Warehouse | Existing | Cooling | Electric | Geothermal Heat Pump | E1 | RIM BC Ratio | 0 | 0 | 0 | 0 | 0 | 0 | 0 | 0 | 0 | 0 | 0 | 0 | 0 | 0 | 0 | 0 | 0 | 0 | 0 | 0 | 0 | 0 | 0 | 0 | 0 | 0 | 0 | 0 | 0 | 0
F5_Commercial_Warehouse_Existing_Cooling_Electric_Geothermal Heat Pump_E2 | F5 | Commercial | Warehouse | Existing | Cooling | Electric | Geothermal Heat Pump | E2 | RIM BC Ratio | 0 | 0 | 0 | 0 | 0 | 0 | 0 | 0 | 0 | 0 | 0 | 0 | 0 | 0 | 0 | 0 | 0 | 0 | 0 | 0 | 0 | 0 | 0 | 0 | 0 | 0 | 0 | 0 | 0 | 0
F5_Commercial_Warehouse_Existing_Cooling_Electric_Geothermal Heat Pump_E3 | F5 | Commercial | Warehouse | Existing | Cooling | Electric | Geothermal Heat Pump | E3 | RIM BC Ratio | 0 | 0 | 0 | 0 | 0 | 0 | 0 | 0 | 0 | 0 | 0 | 0 | 0 | 0 | 0 | 0 | 0 | 0 | 0 | 0 | 0 | 0 | 0 | 0 | 0 | 0 | 0 | 0 | 0 | 0
F5_Commercial_Warehouse_Existing_Cooling_Electric_Geothermal Heat Pump_E4 | F5 | Commercial | Warehouse | Existing | Cooling | Electric | Geothermal Heat Pump | E4 | RIM BC Ratio | 0 | 0 | 0 | 0 | 0 | 0 | 0 | 0 | 0 | 0 | 0 | 0 | 0 | 0 | 0 | 0 | 0 | 0 | 0 | 0 | 0 | 0 | 0 | 0 | 0 | 0 | 0 | 0 | 0 | 0
F5_Commercial_Warehouse_Existing_Cooling_Electric_Geothermal Heat Pump_E5 | F5 | Commercial | Warehouse | Existing | Cooling | Electric | Geothermal Heat Pump | E5 | RIM BC Ratio | 0 | 0 | 0 | 0 | 0 | 0 | 0 | 0 | 0 | 0 | 0 | 0 | 0 | 0 | 0 | 0 | 0 | 0 | 0 | 0 | 0 | 0 | 0 | 0 | 0 | 0 | 0 | 0 | 0 | 0
F5_Commercial_Warehouse_Existing_Cooling_Electric_Geothermal Heat Pump_E6 | F5 | Commercial | Warehouse | Existing | Cooling | Electric | Geothermal Heat Pump | E6 | RIM BC Ratio | 0 | 0 | 0 | 0 | 0 | 0 | 0 | 0 | 0 | 0 | 0 | 0 | 0 | 0 | 0 | 0 | 0 | 0 | 0 | 0 | 0 | 0 | 0 | 0 | 0 | 0 | 0 | 0 | 0 | 0
F5_Commercial_Warehouse_Existing_Cooling_Electric_Geothermal Heat Pump_E7 | F5 | Commercial | Warehouse | Existing | Cooling | Electric | Geothermal Heat Pump | E7 | RIM BC Ratio | 0 | 0 | 0 | 0 | 0 | 0 | 0 | 0 | 0 | 0 | 0 | 0 | 0 | 0 | 0 | 0 | 0 | 0 | 0 | 0 | 0 | 0 | 0 | 0 | 0 | 0 | 0 | 0 | 0 | 0
F5_Commercial_Warehouse_Existing_Cooling_Electric_Geothermal Heat Pump_E8 | F5 | Commercial | Warehouse | Existing | Cooling | Electric | Geothermal Heat Pump | E8 | RIM BC Ratio | 0 | 0 | 0 | 0 | 0 | 0 | 0 | 0 | 0 | 0 | 0 | 0 | 0 | 0 | 0 | 0 | 0 | 0 | 0 | 0 | 0 | 0 | 0 | 0 | 0 | 0 | 0 | 0 | 0 | 0
F5_Commercial_Warehouse_Existing_Cooling_Electric_Geothermal Heat Pump_E9 | F5 | Commercial | Warehouse | Existing | Cooling | Electric | Geothermal Heat Pump | E9 | RIM BC Ratio | 0 | 0 | 0 | 0 | 0 | 0 | 0 | 0 | 0 | 0 | 0 | 0 | 0 | 0 | 0 | 0 | 0 | 0 | 0 | 0 | 0 | 0 | 0 | 0 | 0 | 0 | 0 | 0 | 0 | 0
F5_Commercial_Warehouse_Existing_Cooling_Electric_Geothermal Heat Pump_E10 | F5 | Commercial | Warehouse | Existing | Cooling | Electric | Geothermal Heat Pump | E10 | RIM BC Ratio | 0 | 0 | 0 | 0 | 0 | 0 | 0 | 0 | 0 | 0 | 0 | 0 | 0 | 0 | 0 | 0 | 0 | 0 | 0 | 0 | 0 | 0 | 0 | 0 | 0 | 0 | 0 | 0 | 0 | 0
F0_Commercial_Warehouse_Existing_Space Heating_Electric_Electric Furnace_E0 | F0 | Commercial | Warehouse | Existing | Space Heating | Electric | Electric Furnace | E0 | Economic Unit | 0 | 0 | 0 | 0 | 0 | 0 | 0 | 0 | 0 | 0 | 0 | 0 | 0 | 0 | 0 | 0 | 0 | 0 | 0 | 0 | 0 | 0 | 0 | 0 | 0 | 0 | 0 | 0 | 0 | 0
F1_Commercial_Warehouse_Existing_Space Heating_Electric_Electric Furnace_E1 | F1 | Commercial | Warehouse | Existing | Space Heating | Electric | Electric Furnace | E1 | CCE | 0 | 0 | 0 | 0 | 0 | 0 | 0 | 0 | 0 | 0 | 0 | 0 | 0 | 0 | 0 | 0 | 0 | 0 | 0 | 0 | 0 | 0 | 0 | 0 | 0 | 0 | 0 | 0 | 0 | 0
F1_Commercial_Warehouse_Existing_Space Heating_Electric_Electric Furnace_E2 | F1 | Commercial | Warehouse | Existing | Space Heating | Electric | Electric Furnace | E2 | CCE | 0 | 0 | 0 | 0 | 0 | 0 | 0 | 0 | 0 | 0 | 0 | 0 | 0 | 0 | 0 | 0 | 0 | 0 | 0 | 0 | 0 | 0 | 0 | 0 | 0 | 0 | 0 | 0 | 0 | 0
F1_Commercial_Warehouse_Existing_Space Heating_Electric_Electric Furnace_E3 | F1 | Commercial | Warehouse | Existing | Space Heating | Electric | Electric Furnace | E3 | CCE | 0 | 0 | 0 | 0 | 0 | 0 | 0 | 0 | 0 | 0 | 0 | 0 | 0 | 0 | 0 | 0 | 0 | 0 | 0 | 0 | 0 | 0 | 0 | 0 | 0 | 0 | 0 | 0 | 0 | 0
F1_Commercial_Warehouse_Existing_Space Heating_Electric_Electric Furnace_E4 | F1 | Commercial | Warehouse | Existing | Space Heating | Electric | Electric Furnace | E4 | CCE | 0 | 0 | 0 | 0 | 0 | 0 | 0 | 0 | 0 | 0 | 0 | 0 | 0 | 0 | 0 | 0 | 0 | 0 | 0 | 0 | 0 | 0 | 0 | 0 | 0 | 0 | 0 | 0 | 0 | 0
F1_Commercial_Warehouse_Existing_Space Heating_Electric_Electric Furnace_E5 | F1 | Commercial | Warehouse | Existing | Space Heating | Electric | Electric Furnace | E5 | CCE | 0 | 0 | 0 | 0 | 0 | 0 | 0 | 0 | 0 | 0 | 0 | 0 | 0 | 0 | 0 | 0 | 0 | 0 | 0 | 0 | 0 | 0 | 0 | 0 | 0 | 0 | 0 | 0 | 0 | 0
F1_Commercial_Warehouse_Existing_Space Heating_Electric_Electric Furnace_E6 | F1 | Commercial | Warehouse | Existing | Space Heating | Electric | Electric Furnace | E6 | CCE | 0 | 0 | 0 | 0 | 0 | 0 | 0 | 0 | 0 | 0 | 0 | 0 | 0 | 0 | 0 | 0 | 0 | 0 | 0 | 0 | 0 | 0 | 0 | 0 | 0 | 0 | 0 | 0 | 0 | 0
F1_Commercial_Warehouse_Existing_Space Heating_Electric_Electric Furnace_E7 | F1 | Commercial | Warehouse | Existing | Space Heating | Electric | Electric Furnace | E7 | CCE | 0 | 0 | 0 | 0 | 0 | 0 | 0 | 0 | 0 | 0 | 0 | 0 | 0 | 0 | 0 | 0 | 0 | 0 | 0 | 0 | 0 | 0 | 0 | 0 | 0 | 0 | 0 | 0 | 0 | 0
F1_Commercial_Warehouse_Existing_Space Heating_Electric_Electric Furnace_E8 | F1 | Commercial | Warehouse | Existing | Space Heating | Electric | Electric Furnace | E8 | CCE | 0 | 0 | 0 | 0 | 0 | 0 | 0 | 0 | 0 | 0 | 0 | 0 | 0 | 0 | 0 | 0 | 0 | 0 | 0 | 0 | 0 | 0 | 0 | 0 | 0 | 0 | 0 | 0 | 0 | 0
F1_Commercial_Warehouse_Existing_Space Heating_Electric_Electric Furnace_E9 | F1 | Commercial | Warehouse | Existing | Space Heating | Electric | Electric Furnace | E9 | CCE | 0 | 0 | 0 | 0 | 0 | 0 | 0 | 0 | 0 | 0 | 0 | 0 | 0 | 0 | 0 | 0 | 0 | 0 | 0 | 0 | 0 | 0 | 0 | 0 | 0 | 0 | 0 | 0 | 0 | 0
F1_Commercial_Warehouse_Existing_Space Heating_Electric_Electric Furnace_E10 | F1 | Commercial | Warehouse | Existing | Space Heating | Electric | Electric Furnace | E10 | CCE | 0 | 0 | 0 | 0 | 0 | 0 | 0 | 0 | 0 | 0 | 0 | 0 | 0 | 0 | 0 | 0 | 0 | 0 | 0 | 0 | 0 | 0 | 0 | 0 | 0 | 0 | 0 | 0 | 0 | 0
F2_Commercial_Warehouse_Existing_Space Heating_Electric_Electric Furnace_E1 | F2 | Commercial | Warehouse | Existing | Space Heating | Electric | Electric Furnace | E1 | TRC BC Ratio | 0 | 0 | 0 | 0 | 0 | 0 | 0 | 0 | 0 | 0 | 0 | 0 | 0 | 0 | 0 | 0 | 0 | 0 | 0 | 0 | 0 | 0 | 0 | 0 | 0 | 0 | 0 | 0 | 0 | 0
F2_Commercial_Warehouse_Existing_Space Heating_Electric_Electric Furnace_E2 | F2 | Commercial | Warehouse | Existing | Space Heating | Electric | Electric Furnace | E2 | TRC BC Ratio | 0 | 0 | 0 | 0 | 0 | 0 | 0 | 0 | 0 | 0 | 0 | 0 | 0 | 0 | 0 | 0 | 0 | 0 | 0 | 0 | 0 | 0 | 0 | 0 | 0 | 0 | 0 | 0 | 0 | 0
F2_Commercial_Warehouse_Existing_Space Heating_Electric_Electric Furnace_E3 | F2 | Commercial | Warehouse | Existing | Space Heating | Electric | Electric Furnace | E3 | TRC BC Ratio | 0 | 0 | 0 | 0 | 0 | 0 | 0 | 0 | 0 | 0 | 0 | 0 | 0 | 0 | 0 | 0 | 0 | 0 | 0 | 0 | 0 | 0 | 0 | 0 | 0 | 0 | 0 | 0 | 0 | 0
F2_Commercial_Warehouse_Existing_Space Heating_Electric_Electric Furnace_E4 | F2 | Commercial | Warehouse | Existing | Space Heating | Electric | Electric Furnace | E4 | TRC BC Ratio | 0 | 0 | 0 | 0 | 0 | 0 | 0 | 0 | 0 | 0 | 0 | 0 | 0 | 0 | 0 | 0 | 0 | 0 | 0 | 0 | 0 | 0 | 0 | 0 | 0 | 0 | 0 | 0 | 0 | 0
F2_Commercial_Warehouse_Existing_Space Heating_Electric_Electric Furnace_E5 | F2 | Commercial | Warehouse | Existing | Space Heating | Electric | Electric Furnace | E5 | TRC BC Ratio | 0 | 0 | 0 | 0 | 0 | 0 | 0 | 0 | 0 | 0 | 0 | 0 | 0 | 0 | 0 | 0 | 0 | 0 | 0 | 0 | 0 | 0 | 0 | 0 | 0 | 0 | 0 | 0 | 0 | 0
F2_Commercial_Warehouse_Existing_Space Heating_Electric_Electric Furnace_E6 | F2 | Commercial | Warehouse | Existing | Space Heating | Electric | Electric Furnace | E6 | TRC BC Ratio | 0 | 0 | 0 | 0 | 0 | 0 | 0 | 0 | 0 | 0 | 0 | 0 | 0 | 0 | 0 | 0 | 0 | 0 | 0 | 0 | 0 | 0 | 0 | 0 | 0 | 0 | 0 | 0 | 0 | 0
F2_Commercial_Warehouse_Existing_Space Heating_Electric_Electric Furnace_E7 | F2 | Commercial | Warehouse | Existing | Space Heating | Electric | Electric Furnace | E7 | TRC BC Ratio | 0 | 0 | 0 | 0 | 0 | 0 | 0 | 0 | 0 | 0 | 0 | 0 | 0 | 0 | 0 | 0 | 0 | 0 | 0 | 0 | 0 | 0 | 0 | 0 | 0 | 0 | 0 | 0 | 0 | 0
F2_Commercial_Warehouse_Existing_Space Heating_Electric_Electric Furnace_E8 | F2 | Commercial | Warehouse | Existing | Space Heating | Electric | Electric Furnace | E8 | TRC BC Ratio | 0 | 0 | 0 | 0 | 0 | 0 | 0 | 0 | 0 | 0 | 0 | 0 | 0 | 0 | 0 | 0 | 0 | 0 | 0 | 0 | 0 | 0 | 0 | 0 | 0 | 0 | 0 | 0 | 0 | 0
F2_Commercial_Warehouse_Existing_Space Heating_Electric_Electric Furnace_E9 | F2 | Commercial | Warehouse | Existing | Space Heating | Electric | Electric Furnace | E9 | TRC BC Ratio | 0 | 0 | 0 | 0 | 0 | 0 | 0 | 0 | 0 | 0 | 0 | 0 | 0 | 0 | 0 | 0 | 0 | 0 | 0 | 0 | 0 | 0 | 0 | 0 | 0 | 0 | 0 | 0 | 0 | 0
F2_Commercial_Warehouse_Existing_Space Heating_Electric_Electric Furnace_E10 | F2 | Commercial | Warehouse | Existing | Space Heating | Electric | Electric Furnace | E10 | TRC BC Ratio | 0 | 0 | 0 | 0 | 0 | 0 | 0 | 0 | 0 | 0 | 0 | 0 | 0 | 0 | 0 | 0 | 0 | 0 | 0 | 0 | 0 | 0 | 0 | 0 | 0 | 0 | 0 | 0 | 0 | 0
F3_Commercial_Warehouse_Existing_Space Heating_Electric_Electric Furnace_E1 | F3 | Commercial | Warehouse | Existing | Space Heating | Electric | Electric Furnace | E1 | PACT BC Ratio | 0 | 0 | 0 | 0 | 0 | 0 | 0 | 0 | 0 | 0 | 0 | 0 | 0 | 0 | 0 | 0 | 0 | 0 | 0 | 0 | 0 | 0 | 0 | 0 | 0 | 0 | 0 | 0 | 0 | 0
F3_Commercial_Warehouse_Existing_Space Heating_Electric_Electric Furnace_E2 | F3 | Commercial | Warehouse | Existing | Space Heating | Electric | Electric Furnace | E2 | PACT BC Ratio | 0 | 0 | 0 | 0 | 0 | 0 | 0 | 0 | 0 | 0 | 0 | 0 | 0 | 0 | 0 | 0 | 0 | 0 | 0 | 0 | 0 | 0 | 0 | 0 | 0 | 0 | 0 | 0 | 0 | 0
F3_Commercial_Warehouse_Existing_Space Heating_Electric_Electric Furnace_E3 | F3 | Commercial | Warehouse | Existing | Space Heating | Electric | Electric Furnace | E3 | PACT BC Ratio | 0 | 0 | 0 | 0 | 0 | 0 | 0 | 0 | 0 | 0 | 0 | 0 | 0 | 0 | 0 | 0 | 0 | 0 | 0 | 0 | 0 | 0 | 0 | 0 | 0 | 0 | 0 | 0 | 0 | 0
F3_Commercial_Warehouse_Existing_Space Heating_Electric_Electric Furnace_E4 | F3 | Commercial | Warehouse | Existing | Space Heating | Electric | Electric Furnace | E4 | PACT BC Ratio | 0 | 0 | 0 | 0 | 0 | 0 | 0 | 0 | 0 | 0 | 0 | 0 | 0 | 0 | 0 | 0 | 0 | 0 | 0 | 0 | 0 | 0 | 0 | 0 | 0 | 0 | 0 | 0 | 0 | 0
F3_Commercial_Warehouse_Existing_Space Heating_Electric_Electric Furnace_E5 | F3 | Commercial | Warehouse | Existing | Space Heating | Electric | Electric Furnace | E5 | PACT BC Ratio | 0 | 0 | 0 | 0 | 0 | 0 | 0 | 0 | 0 | 0 | 0 | 0 | 0 | 0 | 0 | 0 | 0 | 0 | 0 | 0 | 0 | 0 | 0 | 0 | 0 | 0 | 0 | 0 | 0 | 0
F3_Commercial_Warehouse_Existing_Space Heating_Electric_Electric Furnace_E6 | F3 | Commercial | Warehouse | Existing | Space Heating | Electric | Electric Furnace | E6 | PACT BC Ratio | 0 | 0 | 0 | 0 | 0 | 0 | 0 | 0 | 0 | 0 | 0 | 0 | 0 | 0 | 0 | 0 | 0 | 0 | 0 | 0 | 0 | 0 | 0 | 0 | 0 | 0 | 0 | 0 | 0 | 0
F3_Commercial_Warehouse_Existing_Space Heating_Electric_Electric Furnace_E7 | F3 | Commercial | Warehouse | Existing | Space Heating | Electric | Electric Furnace | E7 | PACT BC Ratio | 0 | 0 | 0 | 0 | 0 | 0 | 0 | 0 | 0 | 0 | 0 | 0 | 0 | 0 | 0 | 0 | 0 | 0 | 0 | 0 | 0 | 0 | 0 | 0 | 0 | 0 | 0 | 0 | 0 | 0
F3_Commercial_Warehouse_Existing_Space Heating_Electric_Electric Furnace_E8 | F3 | Commercial | Warehouse | Existing | Space Heating | Electric | Electric Furnace | E8 | PACT BC Ratio | 0 | 0 | 0 | 0 | 0 | 0 | 0 | 0 | 0 | 0 | 0 | 0 | 0 | 0 | 0 | 0 | 0 | 0 | 0 | 0 | 0 | 0 | 0 | 0 | 0 | 0 | 0 | 0 | 0 | 0
F3_Commercial_Warehouse_Existing_Space Heating_Electric_Electric Furnace_E9 | F3 | Commercial | Warehouse | Existing | Space Heating | Electric | Electric Furnace | E9 | PACT BC Ratio | 0 | 0 | 0 | 0 | 0 | 0 | 0 | 0 | 0 | 0 | 0 | 0 | 0 | 0 | 0 | 0 | 0 | 0 | 0 | 0 | 0 | 0 | 0 | 0 | 0 | 0 | 0 | 0 | 0 | 0
F3_Commercial_Warehouse_Existing_Space Heating_Electric_Electric Furnace_E10 | F3 | Commercial | Warehouse | Existing | Space Heating | Electric | Electric Furnace | E10 | PACT BC Ratio | 0 | 0 | 0 | 0 | 0 | 0 | 0 | 0 | 0 | 0 | 0 | 0 | 0 | 0 | 0 | 0 | 0 | 0 | 0 | 0 | 0 | 0 | 0 | 0 | 0 | 0 | 0 | 0 | 0 | 0
F4_Commercial_Warehouse_Existing_Space Heating_Electric_Electric Furnace_E1 | F4 | Commercial | Warehouse | Existing | Space Heating | Electric | Electric Furnace | E1 | RVT BC Ratio | 0 | 0 | 0 | 0 | 0 | 0 | 0 | 0 | 0 | 0 | 0 | 0 | 0 | 0 | 0 | 0 | 0 | 0 | 0 | 0 | 0 | 0 | 0 | 0 | 0 | 0 | 0 | 0 | 0 | 0
F4_Commercial_Warehouse_Existing_Space Heating_Electric_Electric Furnace_E2 | F4 | Commercial | Warehouse | Existing | Space Heating | Electric | Electric Furnace | E2 | RVT BC Ratio | 0 | 0 | 0 | 0 | 0 | 0 | 0 | 0 | 0 | 0 | 0 | 0 | 0 | 0 | 0 | 0 | 0 | 0 | 0 | 0 | 0 | 0 | 0 | 0 | 0 | 0 | 0 | 0 | 0 | 0
F4_Commercial_Warehouse_Existing_Space Heating_Electric_Electric Furnace_E3 | F4 | Commercial | Warehouse | Existing | Space Heating | Electric | Electric Furnace | E3 | RVT BC Ratio | 0 | 0 | 0 | 0 | 0 | 0 | 0 | 0 | 0 | 0 | 0 | 0 | 0 | 0 | 0 | 0 | 0 | 0 | 0 | 0 | 0 | 0 | 0 | 0 | 0 | 0 | 0 | 0 | 0 | 0
F4_Commercial_Warehouse_Existing_Space Heating_Electric_Electric Furnace_E4 | F4 | Commercial | Warehouse | Existing | Space Heating | Electric | Electric Furnace | E4 | RVT BC Ratio | 0 | 0 | 0 | 0 | 0 | 0 | 0 | 0 | 0 | 0 | 0 | 0 | 0 | 0 | 0 | 0 | 0 | 0 | 0 | 0 | 0 | 0 | 0 | 0 | 0 | 0 | 0 | 0 | 0 | 0
F4_Commercial_Warehouse_Existing_Space Heating_Electric_Electric Furnace_E5 | F4 | Commercial | Warehouse | Existing | Space Heating | Electric | Electric Furnace | E5 | RVT BC Ratio | 0 | 0 | 0 | 0 | 0 | 0 | 0 | 0 | 0 | 0 | 0 | 0 | 0 | 0 | 0 | 0 | 0 | 0 | 0 | 0 | 0 | 0 | 0 | 0 | 0 | 0 | 0 | 0 | 0 | 0
F4_Commercial_Warehouse_Existing_Space Heating_Electric_Electric Furnace_E6 | F4 | Commercial | Warehouse | Existing | Space Heating | Electric | Electric Furnace | E6 | RVT BC Ratio | 0 | 0 | 0 | 0 | 0 | 0 | 0 | 0 | 0 | 0 | 0 | 0 | 0 | 0 | 0 | 0 | 0 | 0 | 0 | 0 | 0 | 0 | 0 | 0 | 0 | 0 | 0 | 0 | 0 | 0
F4_Commercial_Warehouse_Existing_Space Heating_Electric_Electric Furnace_E7 | F4 | Commercial | Warehouse | Existing | Space Heating | Electric | Electric Furnace | E7 | RVT BC Ratio | 0 | 0 | 0 | 0 | 0 | 0 | 0 | 0 | 0 | 0 | 0 | 0 | 0 | 0 | 0 | 0 | 0 | 0 | 0 | 0 | 0 | 0 | 0 | 0 | 0 | 0 | 0 | 0 | 0 | 0
F4_Commercial_Warehouse_Existing_Space Heating_Electric_Electric Furnace_E8 | F4 | Commercial | Warehouse | Existing | Space Heating | Electric | Electric Furnace | E8 | RVT BC Ratio | 0 | 0 | 0 | 0 | 0 | 0 | 0 | 0 | 0 | 0 | 0 | 0 | 0 | 0 | 0 | 0 | 0 | 0 | 0 | 0 | 0 | 0 | 0 | 0 | 0 | 0 | 0 | 0 | 0 | 0
F4_Commercial_Warehouse_Existing_Space Heating_Electric_Electric Furnace_E9 | F4 | Commercial | Warehouse | Existing | Space Heating | Electric | Electric Furnace | E9 | RVT BC Ratio | 0 | 0 | 0 | 0 | 0 | 0 | 0 | 0 | 0 | 0 | 0 | 0 | 0 | 0 | 0 | 0 | 0 | 0 | 0 | 0 | 0 | 0 | 0 | 0 | 0 | 0 | 0 | 0 | 0 | 0
F4_Commercial_Warehouse_Existing_Space Heating_Electric_Electric Furnace_E10 | F4 | Commercial | Warehouse | Existing | Space Heating | Electric | Electric Furnace | E10 | RVT BC Ratio | 0 | 0 | 0 | 0 | 0 | 0 | 0 | 0 | 0 | 0 | 0 | 0 | 0 | 0 | 0 | 0 | 0 | 0 | 0 | 0 | 0 | 0 | 0 | 0 | 0 | 0 | 0 | 0 | 0 | 0
F5_Commercial_Warehouse_Existing_Space Heating_Electric_Electric Furnace_E1 | F5 | Commercial | Warehouse | Existing | Space Heating | Electric | Electric Furnace | E1 | RIM BC Ratio | 0 | 0 | 0 | 0 | 0 | 0 | 0 | 0 | 0 | 0 | 0 | 0 | 0 | 0 | 0 | 0 | 0 | 0 | 0 | 0 | 0 | 0 | 0 | 0 | 0 | 0 | 0 | 0 | 0 | 0
F5_Commercial_Warehouse_Existing_Space Heating_Electric_Electric Furnace_E2 | F5 | Commercial | Warehouse | Existing | Space Heating | Electric | Electric Furnace | E2 | RIM BC Ratio | 0 | 0 | 0 | 0 | 0 | 0 | 0 | 0 | 0 | 0 | 0 | 0 | 0 | 0 | 0 | 0 | 0 | 0 | 0 | 0 | 0 | 0 | 0 | 0 | 0 | 0 | 0 | 0 | 0 | 0
F5_Commercial_Warehouse_Existing_Space Heating_Electric_Electric Furnace_E3 | F5 | Commercial | Warehouse | Existing | Space Heating | Electric | Electric Furnace | E3 | RIM BC Ratio | 0 | 0 | 0 | 0 | 0 | 0 | 0 | 0 | 0 | 0 | 0 | 0 | 0 | 0 | 0 | 0 | 0 | 0 | 0 | 0 | 0 | 0 | 0 | 0 | 0 | 0 | 0 | 0 | 0 | 0
F5_Commercial_Warehouse_Existing_Space Heating_Electric_Electric Furnace_E4 | F5 | Commercial | Warehouse | Existing | Space Heating | Electric | Electric Furnace | E4 | RIM BC Ratio | 0 | 0 | 0 | 0 | 0 | 0 | 0 | 0 | 0 | 0 | 0 | 0 | 0 | 0 | 0 | 0 | 0 | 0 | 0 | 0 | 0 | 0 | 0 | 0 | 0 | 0 | 0 | 0 | 0 | 0
F5_Commercial_Warehouse_Existing_Space Heating_Electric_Electric Furnace_E5 | F5 | Commercial | Warehouse | Existing | Space Heating | Electric | Electric Furnace | E5 | RIM BC Ratio | 0 | 0 | 0 | 0 | 0 | 0 | 0 | 0 | 0 | 0 | 0 | 0 | 0 | 0 | 0 | 0 | 0 | 0 | 0 | 0 | 0 | 0 | 0 | 0 | 0 | 0 | 0 | 0 | 0 | 0
F5_Commercial_Warehouse_Existing_Space Heating_Electric_Electric Furnace_E6 | F5 | Commercial | Warehouse | Existing | Space Heating | Electric | Electric Furnace | E6 | RIM BC Ratio | 0 | 0 | 0 | 0 | 0 | 0 | 0 | 0 | 0 | 0 | 0 | 0 | 0 | 0 | 0 | 0 | 0 | 0 | 0 | 0 | 0 | 0 | 0 | 0 | 0 | 0 | 0 | 0 | 0 | 0
F5_Commercial_Warehouse_Existing_Space Heating_Electric_Electric Furnace_E7 | F5 | Commercial | Warehouse | Existing | Space Heating | Electric | Electric Furnace | E7 | RIM BC Ratio | 0 | 0 | 0 | 0 | 0 | 0 | 0 | 0 | 0 | 0 | 0 | 0 | 0 | 0 | 0 | 0 | 0 | 0 | 0 | 0 | 0 | 0 | 0 | 0 | 0 | 0 | 0 | 0 | 0 | 0
F5_Commercial_Warehouse_Existing_Space Heating_Electric_Electric Furnace_E8 | F5 | Commercial | Warehouse | Existing | Space Heating | Electric | Electric Furnace | E8 | RIM BC Ratio | 0 | 0 | 0 | 0 | 0 | 0 | 0 | 0 | 0 | 0 | 0 | 0 | 0 | 0 | 0 | 0 | 0 | 0 | 0 | 0 | 0 | 0 | 0 | 0 | 0 | 0 | 0 | 0 | 0 | 0
F5_Commercial_Warehouse_Existing_Space Heating_Electric_Electric Furnace_E9 | F5 | Commercial | Warehouse | Existing | Space Heating | Electric | Electric Furnace | E9 | RIM BC Ratio | 0 | 0 | 0 | 0 | 0 | 0 | 0 | 0 | 0 | 0 | 0 | 0 | 0 | 0 | 0 | 0 | 0 | 0 | 0 | 0 | 0 | 0 | 0 | 0 | 0 | 0 | 0 | 0 | 0 | 0
F5_Commercial_Warehouse_Existing_Space Heating_Electric_Electric Furnace_E10 | F5 | Commercial | Warehouse | Existing | Space Heating | Electric | Electric Furnace | E10 | RIM BC Ratio | 0 | 0 | 0 | 0 | 0 | 0 | 0 | 0 | 0 | 0 | 0 | 0 | 0 | 0 | 0 | 0 | 0 | 0 | 0 | 0 | 0 | 0 | 0 | 0 | 0 | 0 | 0 | 0 | 0 | 0
F0_Commercial_Warehouse_Existing_Space Heating_Electric_Electric Room Heat_E0 | F0 | Commercial | Warehouse | Existing | Space Heating | Electric | Electric Room Heat | E0 | Economic Unit | 0 | 0 | 0 | 0 | 0 | 0 | 0 | 0 | 0 | 0 | 0 | 0 | 0 | 0 | 0 | 0 | 0 | 0 | 0 | 0 | 0 | 0 | 0 | 0 | 0 | 0 | 0 | 0 | 0 | 0
F1_Commercial_Warehouse_Existing_Space Heating_Electric_Electric Room Heat_E1 | F1 | Commercial | Warehouse | Existing | Space Heating | Electric | Electric Room Heat | E1 | CCE | 0 | 0 | 0 | 0 | 0 | 0 | 0 | 0 | 0 | 0 | 0 | 0 | 0 | 0 | 0 | 0 | 0 | 0 | 0 | 0 | 0 | 0 | 0 | 0 | 0 | 0 | 0 | 0 | 0 | 0
F1_Commercial_Warehouse_Existing_Space Heating_Electric_Electric Room Heat_E2 | F1 | Commercial | Warehouse | Existing | Space Heating | Electric | Electric Room Heat | E2 | CCE | 0 | 0 | 0 | 0 | 0 | 0 | 0 | 0 | 0 | 0 | 0 | 0 | 0 | 0 | 0 | 0 | 0 | 0 | 0 | 0 | 0 | 0 | 0 | 0 | 0 | 0 | 0 | 0 | 0 | 0
F1_Commercial_Warehouse_Existing_Space Heating_Electric_Electric Room Heat_E3 | F1 | Commercial | Warehouse | Existing | Space Heating | Electric | Electric Room Heat | E3 | CCE | 0 | 0 | 0 | 0 | 0 | 0 | 0 | 0 | 0 | 0 | 0 | 0 | 0 | 0 | 0 | 0 | 0 | 0 | 0 | 0 | 0 | 0 | 0 | 0 | 0 | 0 | 0 | 0 | 0 | 0
F1_Commercial_Warehouse_Existing_Space Heating_Electric_Electric Room Heat_E4 | F1 | Commercial | Warehouse | Existing | Space Heating | Electric | Electric Room Heat | E4 | CCE | 0 | 0 | 0 | 0 | 0 | 0 | 0 | 0 | 0 | 0 | 0 | 0 | 0 | 0 | 0 | 0 | 0 | 0 | 0 | 0 | 0 | 0 | 0 | 0 | 0 | 0 | 0 | 0 | 0 | 0
F1_Commercial_Warehouse_Existing_Space Heating_Electric_Electric Room Heat_E5 | F1 | Commercial | Warehouse | Existing | Space Heating | Electric | Electric Room Heat | E5 | CCE | 0 | 0 | 0 | 0 | 0 | 0 | 0 | 0 | 0 | 0 | 0 | 0 | 0 | 0 | 0 | 0 | 0 | 0 | 0 | 0 | 0 | 0 | 0 | 0 | 0 | 0 | 0 | 0 | 0 | 0
F1_Commercial_Warehouse_Existing_Space Heating_Electric_Electric Room Heat_E6 | F1 | Commercial | Warehouse | Existing | Space Heating | Electric | Electric Room Heat | E6 | CCE | 0 | 0 | 0 | 0 | 0 | 0 | 0 | 0 | 0 | 0 | 0 | 0 | 0 | 0 | 0 | 0 | 0 | 0 | 0 | 0 | 0 | 0 | 0 | 0 | 0 | 0 | 0 | 0 | 0 | 0
F1_Commercial_Warehouse_Existing_Space Heating_Electric_Electric Room Heat_E7 | F1 | Commercial | Warehouse | Existing | Space Heating | Electric | Electric Room Heat | E7 | CCE | 0 | 0 | 0 | 0 | 0 | 0 | 0 | 0 | 0 | 0 | 0 | 0 | 0 | 0 | 0 | 0 | 0 | 0 | 0 | 0 | 0 | 0 | 0 | 0 | 0 | 0 | 0 | 0 | 0 | 0
F1_Commercial_Warehouse_Existing_Space Heating_Electric_Electric Room Heat_E8 | F1 | Commercial | Warehouse | Existing | Space Heating | Electric | Electric Room Heat | E8 | CCE | 0 | 0 | 0 | 0 | 0 | 0 | 0 | 0 | 0 | 0 | 0 | 0 | 0 | 0 | 0 | 0 | 0 | 0 | 0 | 0 | 0 | 0 | 0 | 0 | 0 | 0 | 0 | 0 | 0 | 0
F1_Commercial_Warehouse_Existing_Space Heating_Electric_Electric Room Heat_E9 | F1 | Commercial | Warehouse | Existing | Space Heating | Electric | Electric Room Heat | E9 | CCE | 0 | 0 | 0 | 0 | 0 | 0 | 0 | 0 | 0 | 0 | 0 | 0 | 0 | 0 | 0 | 0 | 0 | 0 | 0 | 0 | 0 | 0 | 0 | 0 | 0 | 0 | 0 | 0 | 0 | 0
F1_Commercial_Warehouse_Existing_Space Heating_Electric_Electric Room Heat_E10 | F1 | Commercial | Warehouse | Existing | Space Heating | Electric | Electric Room Heat | E10 | CCE | 0 | 0 | 0 | 0 | 0 | 0 | 0 | 0 | 0 | 0 | 0 | 0 | 0 | 0 | 0 | 0 | 0 | 0 | 0 | 0 | 0 | 0 | 0 | 0 | 0 | 0 | 0 | 0 | 0 | 0
F2_Commercial_Warehouse_Existing_Space Heating_Electric_Electric Room Heat_E1 | F2 | Commercial | Warehouse | Existing | Space Heating | Electric | Electric Room Heat | E1 | TRC BC Ratio | 0 | 0 | 0 | 0 | 0 | 0 | 0 | 0 | 0 | 0 | 0 | 0 | 0 | 0 | 0 | 0 | 0 | 0 | 0 | 0 | 0 | 0 | 0 | 0 | 0 | 0 | 0 | 0 | 0 | 0
F2_Commercial_Warehouse_Existing_Space Heating_Electric_Electric Room Heat_E2 | F2 | Commercial | Warehouse | Existing | Space Heating | Electric | Electric Room Heat | E2 | TRC BC Ratio | 0 | 0 | 0 | 0 | 0 | 0 | 0 | 0 | 0 | 0 | 0 | 0 | 0 | 0 | 0 | 0 | 0 | 0 | 0 | 0 | 0 | 0 | 0 | 0 | 0 | 0 | 0 | 0 | 0 | 0
F2_Commercial_Warehouse_Existing_Space Heating_Electric_Electric Room Heat_E3 | F2 | Commercial | Warehouse | Existing | Space Heating | Electric | Electric Room Heat | E3 | TRC BC Ratio | 0 | 0 | 0 | 0 | 0 | 0 | 0 | 0 | 0 | 0 | 0 | 0 | 0 | 0 | 0 | 0 | 0 | 0 | 0 | 0 | 0 | 0 | 0 | 0 | 0 | 0 | 0 | 0 | 0 | 0
F2_Commercial_Warehouse_Existing_Space Heating_Electric_Electric Room Heat_E4 | F2 | Commercial | Warehouse | Existing | Space Heating | Electric | Electric Room Heat | E4 | TRC BC Ratio | 0 | 0 | 0 | 0 | 0 | 0 | 0 | 0 | 0 | 0 | 0 | 0 | 0 | 0 | 0 | 0 | 0 | 0 | 0 | 0 | 0 | 0 | 0 | 0 | 0 | 0 | 0 | 0 | 0 | 0
F2_Commercial_Warehouse_Existing_Space Heating_Electric_Electric Room Heat_E5 | F2 | Commercial | Warehouse | Existing | Space Heating | Electric | Electric Room Heat | E5 | TRC BC Ratio | 0 | 0 | 0 | 0 | 0 | 0 | 0 | 0 | 0 | 0 | 0 | 0 | 0 | 0 | 0 | 0 | 0 | 0 | 0 | 0 | 0 | 0 | 0 | 0 | 0 | 0 | 0 | 0 | 0 | 0
F2_Commercial_Warehouse_Existing_Space Heating_Electric_Electric Room Heat_E6 | F2 | Commercial | Warehouse | Existing | Space Heating | Electric | Electric Room Heat | E6 | TRC BC Ratio | 0 | 0 | 0 | 0 | 0 | 0 | 0 | 0 | 0 | 0 | 0 | 0 | 0 | 0 | 0 | 0 | 0 | 0 | 0 | 0 | 0 | 0 | 0 | 0 | 0 | 0 | 0 | 0 | 0 | 0
F2_Commercial_Warehouse_Existing_Space Heating_Electric_Electric Room Heat_E7 | F2 | Commercial | Warehouse | Existing | Space Heating | Electric | Electric Room Heat | E7 | TRC BC Ratio | 0 | 0 | 0 | 0 | 0 | 0 | 0 | 0 | 0 | 0 | 0 | 0 | 0 | 0 | 0 | 0 | 0 | 0 | 0 | 0 | 0 | 0 | 0 | 0 | 0 | 0 | 0 | 0 | 0 | 0
F2_Commercial_Warehouse_Existing_Space Heating_Electric_Electric Room Heat_E8 | F2 | Commercial | Warehouse | Existing | Space Heating | Electric | Electric Room Heat | E8 | TRC BC Ratio | 0 | 0 | 0 | 0 | 0 | 0 | 0 | 0 | 0 | 0 | 0 | 0 | 0 | 0 | 0 | 0 | 0 | 0 | 0 | 0 | 0 | 0 | 0 | 0 | 0 | 0 | 0 | 0 | 0 | 0
F2_Commercial_Warehouse_Existing_Space Heating_Electric_Electric Room Heat_E9 | F2 | Commercial | Warehouse | Existing | Space Heating | Electric | Electric Room Heat | E9 | TRC BC Ratio | 0 | 0 | 0 | 0 | 0 | 0 | 0 | 0 | 0 | 0 | 0 | 0 | 0 | 0 | 0 | 0 | 0 | 0 | 0 | 0 | 0 | 0 | 0 | 0 | 0 | 0 | 0 | 0 | 0 | 0
F2_Commercial_Warehouse_Existing_Space Heating_Electric_Electric Room Heat_E10 | F2 | Commercial | Warehouse | Existing | Space Heating | Electric | Electric Room Heat | E10 | TRC BC Ratio | 0 | 0 | 0 | 0 | 0 | 0 | 0 | 0 | 0 | 0 | 0 | 0 | 0 | 0 | 0 | 0 | 0 | 0 | 0 | 0 | 0 | 0 | 0 | 0 | 0 | 0 | 0 | 0 | 0 | 0
F3_Commercial_Warehouse_Existing_Space Heating_Electric_Electric Room Heat_E1 | F3 | Commercial | Warehouse | Existing | Space Heating | Electric | Electric Room Heat | E1 | PACT BC Ratio | 0 | 0 | 0 | 0 | 0 | 0 | 0 | 0 | 0 | 0 | 0 | 0 | 0 | 0 | 0 | 0 | 0 | 0 | 0 | 0 | 0 | 0 | 0 | 0 | 0 | 0 | 0 | 0 | 0 | 0
F3_Commercial_Warehouse_Existing_Space Heating_Electric_Electric Room Heat_E2 | F3 | Commercial | Warehouse | Existing | Space Heating | Electric | Electric Room Heat | E2 | PACT BC Ratio | 0 | 0 | 0 | 0 | 0 | 0 | 0 | 0 | 0 | 0 | 0 | 0 | 0 | 0 | 0 | 0 | 0 | 0 | 0 | 0 | 0 | 0 | 0 | 0 | 0 | 0 | 0 | 0 | 0 | 0
F3_Commercial_Warehouse_Existing_Space Heating_Electric_Electric Room Heat_E3 | F3 | Commercial | Warehouse | Existing | Space Heating | Electric | Electric Room Heat | E3 | PACT BC Ratio | 0 | 0 | 0 | 0 | 0 | 0 | 0 | 0 | 0 | 0 | 0 | 0 | 0 | 0 | 0 | 0 | 0 | 0 | 0 | 0 | 0 | 0 | 0 | 0 | 0 | 0 | 0 | 0 | 0 | 0
F3_Commercial_Warehouse_Existing_Space Heating_Electric_Electric Room Heat_E4 | F3 | Commercial | Warehouse | Existing | Space Heating | Electric | Electric Room Heat | E4 | PACT BC Ratio | 0 | 0 | 0 | 0 | 0 | 0 | 0 | 0 | 0 | 0 | 0 | 0 | 0 | 0 | 0 | 0 | 0 | 0 | 0 | 0 | 0 | 0 | 0 | 0 | 0 | 0 | 0 | 0 | 0 | 0
F3_Commercial_Warehouse_Existing_Space Heating_Electric_Electric Room Heat_E5 | F3 | Commercial | Warehouse | Existing | Space Heating | Electric | Electric Room Heat | E5 | PACT BC Ratio | 0 | 0 | 0 | 0 | 0 | 0 | 0 | 0 | 0 | 0 | 0 | 0 | 0 | 0 | 0 | 0 | 0 | 0 | 0 | 0 | 0 | 0 | 0 | 0 | 0 | 0 | 0 | 0 | 0 | 0
F3_Commercial_Warehouse_Existing_Space Heating_Electric_Electric Room Heat_E6 | F3 | Commercial | Warehouse | Existing | Space Heating | Electric | Electric Room Heat | E6 | PACT BC Ratio | 0 | 0 | 0 | 0 | 0 | 0 | 0 | 0 | 0 | 0 | 0 | 0 | 0 | 0 | 0 | 0 | 0 | 0 | 0 | 0 | 0 | 0 | 0 | 0 | 0 | 0 | 0 | 0 | 0 | 0
F3_Commercial_Warehouse_Existing_Space Heating_Electric_Electric Room Heat_E7 | F3 | Commercial | Warehouse | Existing | Space Heating | Electric | Electric Room Heat | E7 | PACT BC Ratio | 0 | 0 | 0 | 0 | 0 | 0 | 0 | 0 | 0 | 0 | 0 | 0 | 0 | 0 | 0 | 0 | 0 | 0 | 0 | 0 | 0 | 0 | 0 | 0 | 0 | 0 | 0 | 0 | 0 | 0
F3_Commercial_Warehouse_Existing_Space Heating_Electric_Electric Room Heat_E8 | F3 | Commercial | Warehouse | Existing | Space Heating | Electric | Electric Room Heat | E8 | PACT BC Ratio | 0 | 0 | 0 | 0 | 0 | 0 | 0 | 0 | 0 | 0 | 0 | 0 | 0 | 0 | 0 | 0 | 0 | 0 | 0 | 0 | 0 | 0 | 0 | 0 | 0 | 0 | 0 | 0 | 0 | 0
F3_Commercial_Warehouse_Existing_Space Heating_Electric_Electric Room Heat_E9 | F3 | Commercial | Warehouse | Existing | Space Heating | Electric | Electric Room Heat | E9 | PACT BC Ratio | 0 | 0 | 0 | 0 | 0 | 0 | 0 | 0 | 0 | 0 | 0 | 0 | 0 | 0 | 0 | 0 | 0 | 0 | 0 | 0 | 0 | 0 | 0 | 0 | 0 | 0 | 0 | 0 | 0 | 0
F3_Commercial_Warehouse_Existing_Space Heating_Electric_Electric Room Heat_E10 | F3 | Commercial | Warehouse | Existing | Space Heating | Electric | Electric Room Heat | E10 | PACT BC Ratio | 0 | 0 | 0 | 0 | 0 | 0 | 0 | 0 | 0 | 0 | 0 | 0 | 0 | 0 | 0 | 0 | 0 | 0 | 0 | 0 | 0 | 0 | 0 | 0 | 0 | 0 | 0 | 0 | 0 | 0
F4_Commercial_Warehouse_Existing_Space Heating_Electric_Electric Room Heat_E1 | F4 | Commercial | Warehouse | Existing | Space Heating | Electric | Electric Room Heat | E1 | RVT BC Ratio | 0 | 0 | 0 | 0 | 0 | 0 | 0 | 0 | 0 | 0 | 0 | 0 | 0 | 0 | 0 | 0 | 0 | 0 | 0 | 0 | 0 | 0 | 0 | 0 | 0 | 0 | 0 | 0 | 0 | 0
F4_Commercial_Warehouse_Existing_Space Heating_Electric_Electric Room Heat_E2 | F4 | Commercial | Warehouse | Existing | Space Heating | Electric | Electric Room Heat | E2 | RVT BC Ratio | 0 | 0 | 0 | 0 | 0 | 0 | 0 | 0 | 0 | 0 | 0 | 0 | 0 | 0 | 0 | 0 | 0 | 0 | 0 | 0 | 0 | 0 | 0 | 0 | 0 | 0 | 0 | 0 | 0 | 0
F4_Commercial_Warehouse_Existing_Space Heating_Electric_Electric Room Heat_E3 | F4 | Commercial | Warehouse | Existing | Space Heating | Electric | Electric Room Heat | E3 | RVT BC Ratio | 0 | 0 | 0 | 0 | 0 | 0 | 0 | 0 | 0 | 0 | 0 | 0 | 0 | 0 | 0 | 0 | 0 | 0 | 0 | 0 | 0 | 0 | 0 | 0 | 0 | 0 | 0 | 0 | 0 | 0
F4_Commercial_Warehouse_Existing_Space Heating_Electric_Electric Room Heat_E4 | F4 | Commercial | Warehouse | Existing | Space Heating | Electric | Electric Room Heat | E4 | RVT BC Ratio | 0 | 0 | 0 | 0 | 0 | 0 | 0 | 0 | 0 | 0 | 0 | 0 | 0 | 0 | 0 | 0 | 0 | 0 | 0 | 0 | 0 | 0 | 0 | 0 | 0 | 0 | 0 | 0 | 0 | 0
F4_Commercial_Warehouse_Existing_Space Heating_Electric_Electric Room Heat_E5 | F4 | Commercial | Warehouse | Existing | Space Heating | Electric | Electric Room Heat | E5 | RVT BC Ratio | 0 | 0 | 0 | 0 | 0 | 0 | 0 | 0 | 0 | 0 | 0 | 0 | 0 | 0 | 0 | 0 | 0 | 0 | 0 | 0 | 0 | 0 | 0 | 0 | 0 | 0 | 0 | 0 | 0 | 0
F4_Commercial_Warehouse_Existing_Space Heating_Electric_Electric Room Heat_E6 | F4 | Commercial | Warehouse | Existing | Space Heating | Electric | Electric Room Heat | E6 | RVT BC Ratio | 0 | 0 | 0 | 0 | 0 | 0 | 0 | 0 | 0 | 0 | 0 | 0 | 0 | 0 | 0 | 0 | 0 | 0 | 0 | 0 | 0 | 0 | 0 | 0 | 0 | 0 | 0 | 0 | 0 | 0
F4_Commercial_Warehouse_Existing_Space Heating_Electric_Electric Room Heat_E7 | F4 | Commercial | Warehouse | Existing | Space Heating | Electric | Electric Room Heat | E7 | RVT BC Ratio | 0 | 0 | 0 | 0 | 0 | 0 | 0 | 0 | 0 | 0 | 0 | 0 | 0 | 0 | 0 | 0 | 0 | 0 | 0 | 0 | 0 | 0 | 0 | 0 | 0 | 0 | 0 | 0 | 0 | 0
F4_Commercial_Warehouse_Existing_Space Heating_Electric_Electric Room Heat_E8 | F4 | Commercial | Warehouse | Existing | Space Heating | Electric | Electric Room Heat | E8 | RVT BC Ratio | 0 | 0 | 0 | 0 | 0 | 0 | 0 | 0 | 0 | 0 | 0 | 0 | 0 | 0 | 0 | 0 | 0 | 0 | 0 | 0 | 0 | 0 | 0 | 0 | 0 | 0 | 0 | 0 | 0 | 0
F4_Commercial_Warehouse_Existing_Space Heating_Electric_Electric Room Heat_E9 | F4 | Commercial | Warehouse | Existing | Space Heating | Electric | Electric Room Heat | E9 | RVT BC Ratio | 0 | 0 | 0 | 0 | 0 | 0 | 0 | 0 | 0 | 0 | 0 | 0 | 0 | 0 | 0 | 0 | 0 | 0 | 0 | 0 | 0 | 0 | 0 | 0 | 0 | 0 | 0 | 0 | 0 | 0
F4_Commercial_Warehouse_Existing_Space Heating_Electric_Electric Room Heat_E10 | F4 | Commercial | Warehouse | Existing | Space Heating | Electric | Electric Room Heat | E10 | RVT BC Ratio | 0 | 0 | 0 | 0 | 0 | 0 | 0 | 0 | 0 | 0 | 0 | 0 | 0 | 0 | 0 | 0 | 0 | 0 | 0 | 0 | 0 | 0 | 0 | 0 | 0 | 0 | 0 | 0 | 0 | 0
F5_Commercial_Warehouse_Existing_Space Heating_Electric_Electric Room Heat_E1 | F5 | Commercial | Warehouse | Existing | Space Heating | Electric | Electric Room Heat | E1 | RIM BC Ratio | 0 | 0 | 0 | 0 | 0 | 0 | 0 | 0 | 0 | 0 | 0 | 0 | 0 | 0 | 0 | 0 | 0 | 0 | 0 | 0 | 0 | 0 | 0 | 0 | 0 | 0 | 0 | 0 | 0 | 0
F5_Commercial_Warehouse_Existing_Space Heating_Electric_Electric Room Heat_E2 | F5 | Commercial | Warehouse | Existing | Space Heating | Electric | Electric Room Heat | E2 | RIM BC Ratio | 0 | 0 | 0 | 0 | 0 | 0 | 0 | 0 | 0 | 0 | 0 | 0 | 0 | 0 | 0 | 0 | 0 | 0 | 0 | 0 | 0 | 0 | 0 | 0 | 0 | 0 | 0 | 0 | 0 | 0
F5_Commercial_Warehouse_Existing_Space Heating_Electric_Electric Room Heat_E3 | F5 | Commercial | Warehouse | Existing | Space Heating | Electric | Electric Room Heat | E3 | RIM BC Ratio | 0 | 0 | 0 | 0 | 0 | 0 | 0 | 0 | 0 | 0 | 0 | 0 | 0 | 0 | 0 | 0 | 0 | 0 | 0 | 0 | 0 | 0 | 0 | 0 | 0 | 0 | 0 | 0 | 0 | 0
F5_Commercial_Warehouse_Existing_Space Heating_Electric_Electric Room Heat_E4 | F5 | Commercial | Warehouse | Existing | Space Heating | Electric | Electric Room Heat | E4 | RIM BC Ratio | 0 | 0 | 0 | 0 | 0 | 0 | 0 | 0 | 0 | 0 | 0 | 0 | 0 | 0 | 0 | 0 | 0 | 0 | 0 | 0 | 0 | 0 | 0 | 0 | 0 | 0 | 0 | 0 | 0 | 0
F5_Commercial_Warehouse_Existing_Space Heating_Electric_Electric Room Heat_E5 | F5 | Commercial | Warehouse | Existing | Space Heating | Electric | Electric Room Heat | E5 | RIM BC Ratio | 0 | 0 | 0 | 0 | 0 | 0 | 0 | 0 | 0 | 0 | 0 | 0 | 0 | 0 | 0 | 0 | 0 | 0 | 0 | 0 | 0 | 0 | 0 | 0 | 0 | 0 | 0 | 0 | 0 | 0
F5_Commercial_Warehouse_Existing_Space Heating_Electric_Electric Room Heat_E6 | F5 | Commercial | Warehouse | Existing | Space Heating | Electric | Electric Room Heat | E6 | RIM BC Ratio | 0 | 0 | 0 | 0 | 0 | 0 | 0 | 0 | 0 | 0 | 0 | 0 | 0 | 0 | 0 | 0 | 0 | 0 | 0 | 0 | 0 | 0 | 0 | 0 | 0 | 0 | 0 | 0 | 0 | 0
F5_Commercial_Warehouse_Existing_Space Heating_Electric_Electric Room Heat_E7 | F5 | Commercial | Warehouse | Existing | Space Heating | Electric | Electric Room Heat | E7 | RIM BC Ratio | 0 | 0 | 0 | 0 | 0 | 0 | 0 | 0 | 0 | 0 | 0 | 0 | 0 | 0 | 0 | 0 | 0 | 0 | 0 | 0 | 0 | 0 | 0 | 0 | 0 | 0 | 0 | 0 | 0 | 0
F5_Commercial_Warehouse_Existing_Space Heating_Electric_Electric Room Heat_E8 | F5 | Commercial | Warehouse | Existing | Space Heating | Electric | Electric Room Heat | E8 | RIM BC Ratio | 0 | 0 | 0 | 0 | 0 | 0 | 0 | 0 | 0 | 0 | 0 | 0 | 0 | 0 | 0 | 0 | 0 | 0 | 0 | 0 | 0 | 0 | 0 | 0 | 0 | 0 | 0 | 0 | 0 | 0
F5_Commercial_Warehouse_Existing_Space Heating_Electric_Electric Room Heat_E9 | F5 | Commercial | Warehouse | Existing | Space Heating | Electric | Electric Room Heat | E9 | RIM BC Ratio | 0 | 0 | 0 | 0 | 0 | 0 | 0 | 0 | 0 | 0 | 0 | 0 | 0 | 0 | 0 | 0 | 0 | 0 | 0 | 0 | 0 | 0 | 0 | 0 | 0 | 0 | 0 | 0 | 0 | 0
F5_Commercial_Warehouse_Existing_Space Heating_Electric_Electric Room Heat_E10 | F5 | Commercial | Warehouse | Existing | Space Heating | Electric | Electric Room Heat | E10 | RIM BC Ratio | 0 | 0 | 0 | 0 | 0 | 0 | 0 | 0 | 0 | 0 | 0 | 0 | 0 | 0 | 0 | 0 | 0 | 0 | 0 | 0 | 0 | 0 | 0 | 0 | 0 | 0 | 0 | 0 | 0 | 0
F0_Commercial_Warehouse_Existing_Space Heating_Electric_Packaged Terminal HP_E0 | F0 | Commercial | Warehouse | Existing | Space Heating | Electric | Packaged Terminal HP | E0 | Economic Unit | 0 | 0 | 0 | 0 | 0 | 0 | 0 | 0 | 0 | 0 | 0 | 0 | 0 | 0 | 0 | 0 | 0 | 0 | 0 | 0 | 0 | 0 | 0 | 0 | 0 | 0 | 0 | 0 | 0 | 0
F1_Commercial_Warehouse_Existing_Space Heating_Electric_Packaged Terminal HP_E1 | F1 | Commercial | Warehouse | Existing | Space Heating | Electric | Packaged Terminal HP | E1 | CCE | 0 | 0 | 0 | 0 | 0 | 0 | 0 | 0 | 0 | 0 | 0 | 0 | 0 | 0 | 0 | 0 | 0 | 0 | 0 | 0 | 0 | 0 | 0 | 0 | 0 | 0 | 0 | 0 | 0 | 0
F1_Commercial_Warehouse_Existing_Space Heating_Electric_Packaged Terminal HP_E2 | F1 | Commercial | Warehouse | Existing | Space Heating | Electric | Packaged Terminal HP | E2 | CCE | 0 | 0 | 0 | 0 | 0 | 0 | 0 | 0 | 0 | 0 | 0 | 0 | 0 | 0 | 0 | 0 | 0 | 0 | 0 | 0 | 0 | 0 | 0 | 0 | 0 | 0 | 0 | 0 | 0 | 0
F1_Commercial_Warehouse_Existing_Space Heating_Electric_Packaged Terminal HP_E3 | F1 | Commercial | Warehouse | Existing | Space Heating | Electric | Packaged Terminal HP | E3 | CCE | 0 | 0 | 0 | 0 | 0 | 0 | 0 | 0 | 0 | 0 | 0 | 0 | 0 | 0 | 0 | 0 | 0 | 0 | 0 | 0 | 0 | 0 | 0 | 0 | 0 | 0 | 0 | 0 | 0 | 0
F1_Commercial_Warehouse_Existing_Space Heating_Electric_Packaged Terminal HP_E4 | F1 | Commercial | Warehouse | Existing | Space Heating | Electric | Packaged Terminal HP | E4 | CCE | 0 | 0 | 0 | 0 | 0 | 0 | 0 | 0 | 0 | 0 | 0 | 0 | 0 | 0 | 0 | 0 | 0 | 0 | 0 | 0 | 0 | 0 | 0 | 0 | 0 | 0 | 0 | 0 | 0 | 0
F1_Commercial_Warehouse_Existing_Space Heating_Electric_Packaged Terminal HP_E5 | F1 | Commercial | Warehouse | Existing | Space Heating | Electric | Packaged Terminal HP | E5 | CCE | 0 | 0 | 0 | 0 | 0 | 0 | 0 | 0 | 0 | 0 | 0 | 0 | 0 | 0 | 0 | 0 | 0 | 0 | 0 | 0 | 0 | 0 | 0 | 0 | 0 | 0 | 0 | 0 | 0 | 0
F1_Commercial_Warehouse_Existing_Space Heating_Electric_Packaged Terminal HP_E6 | F1 | Commercial | Warehouse | Existing | Space Heating | Electric | Packaged Terminal HP | E6 | CCE | 0 | 0 | 0 | 0 | 0 | 0 | 0 | 0 | 0 | 0 | 0 | 0 | 0 | 0 | 0 | 0 | 0 | 0 | 0 | 0 | 0 | 0 | 0 | 0 | 0 | 0 | 0 | 0 | 0 | 0
F1_Commercial_Warehouse_Existing_Space Heating_Electric_Packaged Terminal HP_E7 | F1 | Commercial | Warehouse | Existing | Space Heating | Electric | Packaged Terminal HP | E7 | CCE | 0 | 0 | 0 | 0 | 0 | 0 | 0 | 0 | 0 | 0 | 0 | 0 | 0 | 0 | 0 | 0 | 0 | 0 | 0 | 0 | 0 | 0 | 0 | 0 | 0 | 0 | 0 | 0 | 0 | 0
F1_Commercial_Warehouse_Existing_Space Heating_Electric_Packaged Terminal HP_E8 | F1 | Commercial | Warehouse | Existing | Space Heating | Electric | Packaged Terminal HP | E8 | CCE | 0 | 0 | 0 | 0 | 0 | 0 | 0 | 0 | 0 | 0 | 0 | 0 | 0 | 0 | 0 | 0 | 0 | 0 | 0 | 0 | 0 | 0 | 0 | 0 | 0 | 0 | 0 | 0 | 0 | 0
F1_Commercial_Warehouse_Existing_Space Heating_Electric_Packaged Terminal HP_E9 | F1 | Commercial | Warehouse | Existing | Space Heating | Electric | Packaged Terminal HP | E9 | CCE | 0 | 0 | 0 | 0 | 0 | 0 | 0 | 0 | 0 | 0 | 0 | 0 | 0 | 0 | 0 | 0 | 0 | 0 | 0 | 0 | 0 | 0 | 0 | 0 | 0 | 0 | 0 | 0 | 0 | 0
F1_Commercial_Warehouse_Existing_Space Heating_Electric_Packaged Terminal HP_E10 | F1 | Commercial | Warehouse | Existing | Space Heating | Electric | Packaged Terminal HP | E10 | CCE | 0 | 0 | 0 | 0 | 0 | 0 | 0 | 0 | 0 | 0 | 0 | 0 | 0 | 0 | 0 | 0 | 0 | 0 | 0 | 0 | 0 | 0 | 0 | 0 | 0 | 0 | 0 | 0 | 0 | 0
F2_Commercial_Warehouse_Existing_Space Heating_Electric_Packaged Terminal HP_E1 | F2 | Commercial | Warehouse | Existing | Space Heating | Electric | Packaged Terminal HP | E1 | TRC BC Ratio | 0 | 0 | 0 | 0 | 0 | 0 | 0 | 0 | 0 | 0 | 0 | 0 | 0 | 0 | 0 | 0 | 0 | 0 | 0 | 0 | 0 | 0 | 0 | 0 | 0 | 0 | 0 | 0 | 0 | 0
F2_Commercial_Warehouse_Existing_Space Heating_Electric_Packaged Terminal HP_E2 | F2 | Commercial | Warehouse | Existing | Space Heating | Electric | Packaged Terminal HP | E2 | TRC BC Ratio | 0 | 0 | 0 | 0 | 0 | 0 | 0 | 0 | 0 | 0 | 0 | 0 | 0 | 0 | 0 | 0 | 0 | 0 | 0 | 0 | 0 | 0 | 0 | 0 | 0 | 0 | 0 | 0 | 0 | 0
F2_Commercial_Warehouse_Existing_Space Heating_Electric_Packaged Terminal HP_E3 | F2 | Commercial | Warehouse | Existing | Space Heating | Electric | Packaged Terminal HP | E3 | TRC BC Ratio | 0 | 0 | 0 | 0 | 0 | 0 | 0 | 0 | 0 | 0 | 0 | 0 | 0 | 0 | 0 | 0 | 0 | 0 | 0 | 0 | 0 | 0 | 0 | 0 | 0 | 0 | 0 | 0 | 0 | 0
F2_Commercial_Warehouse_Existing_Space Heating_Electric_Packaged Terminal HP_E4 | F2 | Commercial | Warehouse | Existing | Space Heating | Electric | Packaged Terminal HP | E4 | TRC BC Ratio | 0 | 0 | 0 | 0 | 0 | 0 | 0 | 0 | 0 | 0 | 0 | 0 | 0 | 0 | 0 | 0 | 0 | 0 | 0 | 0 | 0 | 0 | 0 | 0 | 0 | 0 | 0 | 0 | 0 | 0
F2_Commercial_Warehouse_Existing_Space Heating_Electric_Packaged Terminal HP_E5 | F2 | Commercial | Warehouse | Existing | Space Heating | Electric | Packaged Terminal HP | E5 | TRC BC Ratio | 0 | 0 | 0 | 0 | 0 | 0 | 0 | 0 | 0 | 0 | 0 | 0 | 0 | 0 | 0 | 0 | 0 | 0 | 0 | 0 | 0 | 0 | 0 | 0 | 0 | 0 | 0 | 0 | 0 | 0
F2_Commercial_Warehouse_Existing_Space Heating_Electric_Packaged Terminal HP_E6 | F2 | Commercial | Warehouse | Existing | Space Heating | Electric | Packaged Terminal HP | E6 | TRC BC Ratio | 0 | 0 | 0 | 0 | 0 | 0 | 0 | 0 | 0 | 0 | 0 | 0 | 0 | 0 | 0 | 0 | 0 | 0 | 0 | 0 | 0 | 0 | 0 | 0 | 0 | 0 | 0 | 0 | 0 | 0
F2_Commercial_Warehouse_Existing_Space Heating_Electric_Packaged Terminal HP_E7 | F2 | Commercial | Warehouse | Existing | Space Heating | Electric | Packaged Terminal HP | E7 | TRC BC Ratio | 0 | 0 | 0 | 0 | 0 | 0 | 0 | 0 | 0 | 0 | 0 | 0 | 0 | 0 | 0 | 0 | 0 | 0 | 0 | 0 | 0 | 0 | 0 | 0 | 0 | 0 | 0 | 0 | 0 | 0
F2_Commercial_Warehouse_Existing_Space Heating_Electric_Packaged Terminal HP_E8 | F2 | Commercial | Warehouse | Existing | Space Heating | Electric | Packaged Terminal HP | E8 | TRC BC Ratio | 0 | 0 | 0 | 0 | 0 | 0 | 0 | 0 | 0 | 0 | 0 | 0 | 0 | 0 | 0 | 0 | 0 | 0 | 0 | 0 | 0 | 0 | 0 | 0 | 0 | 0 | 0 | 0 | 0 | 0
F2_Commercial_Warehouse_Existing_Space Heating_Electric_Packaged Terminal HP_E9 | F2 | Commercial | Warehouse | Existing | Space Heating | Electric | Packaged Terminal HP | E9 | TRC BC Ratio | 0 | 0 | 0 | 0 | 0 | 0 | 0 | 0 | 0 | 0 | 0 | 0 | 0 | 0 | 0 | 0 | 0 | 0 | 0 | 0 | 0 | 0 | 0 | 0 | 0 | 0 | 0 | 0 | 0 | 0
F2_Commercial_Warehouse_Existing_Space Heating_Electric_Packaged Terminal HP_E10 | F2 | Commercial | Warehouse | Existing | Space Heating | Electric | Packaged Terminal HP | E10 | TRC BC Ratio | 0 | 0 | 0 | 0 | 0 | 0 | 0 | 0 | 0 | 0 | 0 | 0 | 0 | 0 | 0 | 0 | 0 | 0 | 0 | 0 | 0 | 0 | 0 | 0 | 0 | 0 | 0 | 0 | 0 | 0
F3_Commercial_Warehouse_Existing_Space Heating_Electric_Packaged Terminal HP_E1 | F3 | Commercial | Warehouse | Existing | Space Heating | Electric | Packaged Terminal HP | E1 | PACT BC Ratio | 0 | 0 | 0 | 0 | 0 | 0 | 0 | 0 | 0 | 0 | 0 | 0 | 0 | 0 | 0 | 0 | 0 | 0 | 0 | 0 | 0 | 0 | 0 | 0 | 0 | 0 | 0 | 0 | 0 | 0
F3_Commercial_Warehouse_Existing_Space Heating_Electric_Packaged Terminal HP_E2 | F3 | Commercial | Warehouse | Existing | Space Heating | Electric | Packaged Terminal HP | E2 | PACT BC Ratio | 0 | 0 | 0 | 0 | 0 | 0 | 0 | 0 | 0 | 0 | 0 | 0 | 0 | 0 | 0 | 0 | 0 | 0 | 0 | 0 | 0 | 0 | 0 | 0 | 0 | 0 | 0 | 0 | 0 | 0
F3_Commercial_Warehouse_Existing_Space Heating_Electric_Packaged Terminal HP_E3 | F3 | Commercial | Warehouse | Existing | Space Heating | Electric | Packaged Terminal HP | E3 | PACT BC Ratio | 0 | 0 | 0 | 0 | 0 | 0 | 0 | 0 | 0 | 0 | 0 | 0 | 0 | 0 | 0 | 0 | 0 | 0 | 0 | 0 | 0 | 0 | 0 | 0 | 0 | 0 | 0 | 0 | 0 | 0
F3_Commercial_Warehouse_Existing_Space Heating_Electric_Packaged Terminal HP_E4 | F3 | Commercial | Warehouse | Existing | Space Heating | Electric | Packaged Terminal HP | E4 | PACT BC Ratio | 0 | 0 | 0 | 0 | 0 | 0 | 0 | 0 | 0 | 0 | 0 | 0 | 0 | 0 | 0 | 0 | 0 | 0 | 0 | 0 | 0 | 0 | 0 | 0 | 0 | 0 | 0 | 0 | 0 | 0
F3_Commercial_Warehouse_Existing_Space Heating_Electric_Packaged Terminal HP_E5 | F3 | Commercial | Warehouse | Existing | Space Heating | Electric | Packaged Terminal HP | E5 | PACT BC Ratio | 0 | 0 | 0 | 0 | 0 | 0 | 0 | 0 | 0 | 0 | 0 | 0 | 0 | 0 | 0 | 0 | 0 | 0 | 0 | 0 | 0 | 0 | 0 | 0 | 0 | 0 | 0 | 0 | 0 | 0
F3_Commercial_Warehouse_Existing_Space Heating_Electric_Packaged Terminal HP_E6 | F3 | Commercial | Warehouse | Existing | Space Heating | Electric | Packaged Terminal HP | E6 | PACT BC Ratio | 0 | 0 | 0 | 0 | 0 | 0 | 0 | 0 | 0 | 0 | 0 | 0 | 0 | 0 | 0 | 0 | 0 | 0 | 0 | 0 | 0 | 0 | 0 | 0 | 0 | 0 | 0 | 0 | 0 | 0
F3_Commercial_Warehouse_Existing_Space Heating_Electric_Packaged Terminal HP_E7 | F3 | Commercial | Warehouse | Existing | Space Heating | Electric | Packaged Terminal HP | E7 | PACT BC Ratio | 0 | 0 | 0 | 0 | 0 | 0 | 0 | 0 | 0 | 0 | 0 | 0 | 0 | 0 | 0 | 0 | 0 | 0 | 0 | 0 | 0 | 0 | 0 | 0 | 0 | 0 | 0 | 0 | 0 | 0
F3_Commercial_Warehouse_Existing_Space Heating_Electric_Packaged Terminal HP_E8 | F3 | Commercial | Warehouse | Existing | Space Heating | Electric | Packaged Terminal HP | E8 | PACT BC Ratio | 0 | 0 | 0 | 0 | 0 | 0 | 0 | 0 | 0 | 0 | 0 | 0 | 0 | 0 | 0 | 0 | 0 | 0 | 0 | 0 | 0 | 0 | 0 | 0 | 0 | 0 | 0 | 0 | 0 | 0
F3_Commercial_Warehouse_Existing_Space Heating_Electric_Packaged Terminal HP_E9 | F3 | Commercial | Warehouse | Existing | Space Heating | Electric | Packaged Terminal HP | E9 | PACT BC Ratio | 0 | 0 | 0 | 0 | 0 | 0 | 0 | 0 | 0 | 0 | 0 | 0 | 0 | 0 | 0 | 0 | 0 | 0 | 0 | 0 | 0 | 0 | 0 | 0 | 0 | 0 | 0 | 0 | 0 | 0
F3_Commercial_Warehouse_Existing_Space Heating_Electric_Packaged Terminal HP_E10 | F3 | Commercial | Warehouse | Existing | Space Heating | Electric | Packaged Terminal HP | E10 | PACT BC Ratio | 0 | 0 | 0 | 0 | 0 | 0 | 0 | 0 | 0 | 0 | 0 | 0 | 0 | 0 | 0 | 0 | 0 | 0 | 0 | 0 | 0 | 0 | 0 | 0 | 0 | 0 | 0 | 0 | 0 | 0
F4_Commercial_Warehouse_Existing_Space Heating_Electric_Packaged Terminal HP_E1 | F4 | Commercial | Warehouse | Existing | Space Heating | Electric | Packaged Terminal HP | E1 | RVT BC Ratio | 0 | 0 | 0 | 0 | 0 | 0 | 0 | 0 | 0 | 0 | 0 | 0 | 0 | 0 | 0 | 0 | 0 | 0 | 0 | 0 | 0 | 0 | 0 | 0 | 0 | 0 | 0 | 0 | 0 | 0
F4_Commercial_Warehouse_Existing_Space Heating_Electric_Packaged Terminal HP_E2 | F4 | Commercial | Warehouse | Existing | Space Heating | Electric | Packaged Terminal HP | E2 | RVT BC Ratio | 0 | 0 | 0 | 0 | 0 | 0 | 0 | 0 | 0 | 0 | 0 | 0 | 0 | 0 | 0 | 0 | 0 | 0 | 0 | 0 | 0 | 0 | 0 | 0 | 0 | 0 | 0 | 0 | 0 | 0
F4_Commercial_Warehouse_Existing_Space Heating_Electric_Packaged Terminal HP_E3 | F4 | Commercial | Warehouse | Existing | Space Heating | Electric | Packaged Terminal HP | E3 | RVT BC Ratio | 0 | 0 | 0 | 0 | 0 | 0 | 0 | 0 | 0 | 0 | 0 | 0 | 0 | 0 | 0 | 0 | 0 | 0 | 0 | 0 | 0 | 0 | 0 | 0 | 0 | 0 | 0 | 0 | 0 | 0
F4_Commercial_Warehouse_Existing_Space Heating_Electric_Packaged Terminal HP_E4 | F4 | Commercial | Warehouse | Existing | Space Heating | Electric | Packaged Terminal HP | E4 | RVT BC Ratio | 0 | 0 | 0 | 0 | 0 | 0 | 0 | 0 | 0 | 0 | 0 | 0 | 0 | 0 | 0 | 0 | 0 | 0 | 0 | 0 | 0 | 0 | 0 | 0 | 0 | 0 | 0 | 0 | 0 | 0
F4_Commercial_Warehouse_Existing_Space Heating_Electric_Packaged Terminal HP_E5 | F4 | Commercial | Warehouse | Existing | Space Heating | Electric | Packaged Terminal HP | E5 | RVT BC Ratio | 0 | 0 | 0 | 0 | 0 | 0 | 0 | 0 | 0 | 0 | 0 | 0 | 0 | 0 | 0 | 0 | 0 | 0 | 0 | 0 | 0 | 0 | 0 | 0 | 0 | 0 | 0 | 0 | 0 | 0
F4_Commercial_Warehouse_Existing_Space Heating_Electric_Packaged Terminal HP_E6 | F4 | Commercial | Warehouse | Existing | Space Heating | Electric | Packaged Terminal HP | E6 | RVT BC Ratio | 0 | 0 | 0 | 0 | 0 | 0 | 0 | 0 | 0 | 0 | 0 | 0 | 0 | 0 | 0 | 0 | 0 | 0 | 0 | 0 | 0 | 0 | 0 | 0 | 0 | 0 | 0 | 0 | 0 | 0
F4_Commercial_Warehouse_Existing_Space Heating_Electric_Packaged Terminal HP_E7 | F4 | Commercial | Warehouse | Existing | Space Heating | Electric | Packaged Terminal HP | E7 | RVT BC Ratio | 0 | 0 | 0 | 0 | 0 | 0 | 0 | 0 | 0 | 0 | 0 | 0 | 0 | 0 | 0 | 0 | 0 | 0 | 0 | 0 | 0 | 0 | 0 | 0 | 0 | 0 | 0 | 0 | 0 | 0
F4_Commercial_Warehouse_Existing_Space Heating_Electric_Packaged Terminal HP_E8 | F4 | Commercial | Warehouse | Existing | Space Heating | Electric | Packaged Terminal HP | E8 | RVT BC Ratio | 0 | 0 | 0 | 0 | 0 | 0 | 0 | 0 | 0 | 0 | 0 | 0 | 0 | 0 | 0 | 0 | 0 | 0 | 0 | 0 | 0 | 0 | 0 | 0 | 0 | 0 | 0 | 0 | 0 | 0
F4_Commercial_Warehouse_Existing_Space Heating_Electric_Packaged Terminal HP_E9 | F4 | Commercial | Warehouse | Existing | Space Heating | Electric | Packaged Terminal HP | E9 | RVT BC Ratio | 0 | 0 | 0 | 0 | 0 | 0 | 0 | 0 | 0 | 0 | 0 | 0 | 0 | 0 | 0 | 0 | 0 | 0 | 0 | 0 | 0 | 0 | 0 | 0 | 0 | 0 | 0 | 0 | 0 | 0
F4_Commercial_Warehouse_Existing_Space Heating_Electric_Packaged Terminal HP_E10 | F4 | Commercial | Warehouse | Existing | Space Heating | Electric | Packaged Terminal HP | E10 | RVT BC Ratio | 0 | 0 | 0 | 0 | 0 | 0 | 0 | 0 | 0 | 0 | 0 | 0 | 0 | 0 | 0 | 0 | 0 | 0 | 0 | 0 | 0 | 0 | 0 | 0 | 0 | 0 | 0 | 0 | 0 | 0
F5_Commercial_Warehouse_Existing_Space Heating_Electric_Packaged Terminal HP_E1 | F5 | Commercial | Warehouse | Existing | Space Heating | Electric | Packaged Terminal HP | E1 | RIM BC Ratio | 0 | 0 | 0 | 0 | 0 | 0 | 0 | 0 | 0 | 0 | 0 | 0 | 0 | 0 | 0 | 0 | 0 | 0 | 0 | 0 | 0 | 0 | 0 | 0 | 0 | 0 | 0 | 0 | 0 | 0
F5_Commercial_Warehouse_Existing_Space Heating_Electric_Packaged Terminal HP_E2 | F5 | Commercial | Warehouse | Existing | Space Heating | Electric | Packaged Terminal HP | E2 | RIM BC Ratio | 0 | 0 | 0 | 0 | 0 | 0 | 0 | 0 | 0 | 0 | 0 | 0 | 0 | 0 | 0 | 0 | 0 | 0 | 0 | 0 | 0 | 0 | 0 | 0 | 0 | 0 | 0 | 0 | 0 | 0
F5_Commercial_Warehouse_Existing_Space Heating_Electric_Packaged Terminal HP_E3 | F5 | Commercial | Warehouse | Existing | Space Heating | Electric | Packaged Terminal HP | E3 | RIM BC Ratio | 0 | 0 | 0 | 0 | 0 | 0 | 0 | 0 | 0 | 0 | 0 | 0 | 0 | 0 | 0 | 0 | 0 | 0 | 0 | 0 | 0 | 0 | 0 | 0 | 0 | 0 | 0 | 0 | 0 | 0
F5_Commercial_Warehouse_Existing_Space Heating_Electric_Packaged Terminal HP_E4 | F5 | Commercial | Warehouse | Existing | Space Heating | Electric | Packaged Terminal HP | E4 | RIM BC Ratio | 0 | 0 | 0 | 0 | 0 | 0 | 0 | 0 | 0 | 0 | 0 | 0 | 0 | 0 | 0 | 0 | 0 | 0 | 0 | 0 | 0 | 0 | 0 | 0 | 0 | 0 | 0 | 0 | 0 | 0
F5_Commercial_Warehouse_Existing_Space Heating_Electric_Packaged Terminal HP_E5 | F5 | Commercial | Warehouse | Existing | Space Heating | Electric | Packaged Terminal HP | E5 | RIM BC Ratio | 0 | 0 | 0 | 0 | 0 | 0 | 0 | 0 | 0 | 0 | 0 | 0 | 0 | 0 | 0 | 0 | 0 | 0 | 0 | 0 | 0 | 0 | 0 | 0 | 0 | 0 | 0 | 0 | 0 | 0
F5_Commercial_Warehouse_Existing_Space Heating_Electric_Packaged Terminal HP_E6 | F5 | Commercial | Warehouse | Existing | Space Heating | Electric | Packaged Terminal HP | E6 | RIM BC Ratio | 0 | 0 | 0 | 0 | 0 | 0 | 0 | 0 | 0 | 0 | 0 | 0 | 0 | 0 | 0 | 0 | 0 | 0 | 0 | 0 | 0 | 0 | 0 | 0 | 0 | 0 | 0 | 0 | 0 | 0
F5_Commercial_Warehouse_Existing_Space Heating_Electric_Packaged Terminal HP_E7 | F5 | Commercial | Warehouse | Existing | Space Heating | Electric | Packaged Terminal HP | E7 | RIM BC Ratio | 0 | 0 | 0 | 0 | 0 | 0 | 0 | 0 | 0 | 0 | 0 | 0 | 0 | 0 | 0 | 0 | 0 | 0 | 0 | 0 | 0 | 0 | 0 | 0 | 0 | 0 | 0 | 0 | 0 | 0
F5_Commercial_Warehouse_Existing_Space Heating_Electric_Packaged Terminal HP_E8 | F5 | Commercial | Warehouse | Existing | Space Heating | Electric | Packaged Terminal HP | E8 | RIM BC Ratio | 0 | 0 | 0 | 0 | 0 | 0 | 0 | 0 | 0 | 0 | 0 | 0 | 0 | 0 | 0 | 0 | 0 | 0 | 0 | 0 | 0 | 0 | 0 | 0 | 0 | 0 | 0 | 0 | 0 | 0
F5_Commercial_Warehouse_Existing_Space Heating_Electric_Packaged Terminal HP_E9 | F5 | Commercial | Warehouse | Existing | Space Heating | Electric | Packaged Terminal HP | E9 | RIM BC Ratio | 0 | 0 | 0 | 0 | 0 | 0 | 0 | 0 | 0 | 0 | 0 | 0 | 0 | 0 | 0 | 0 | 0 | 0 | 0 | 0 | 0 | 0 | 0 | 0 | 0 | 0 | 0 | 0 | 0 | 0
F5_Commercial_Warehouse_Existing_Space Heating_Electric_Packaged Terminal HP_E10 | F5 | Commercial | Warehouse | Existing | Space Heating | Electric | Packaged Terminal HP | E10 | RIM BC Ratio | 0 | 0 | 0 | 0 | 0 | 0 | 0 | 0 | 0 | 0 | 0 | 0 | 0 | 0 | 0 | 0 | 0 | 0 | 0 | 0 | 0 | 0 | 0 | 0 | 0 | 0 | 0 | 0 | 0 | 0
F0_Commercial_Warehouse_Existing_Space Heating_Electric_Air-Source Heat Pump_E0 | F0 | Commercial | Warehouse | Existing | Space Heating | Electric | Air-Source Heat Pump | E0 | Economic Unit | 0 | 0 | 0 | 0 | 0 | 0 | 0 | 0 | 0 | 0 | 0 | 0 | 0 | 0 | 0 | 0 | 0 | 0 | 0 | 0 | 0 | 0 | 0 | 0 | 0 | 0 | 0 | 0 | 0 | 0
F1_Commercial_Warehouse_Existing_Space Heating_Electric_Air-Source Heat Pump_E1 | F1 | Commercial | Warehouse | Existing | Space Heating | Electric | Air-Source Heat Pump | E1 | CCE | 0 | 0 | 0 | 0 | 0 | 0 | 0 | 0 | 0 | 0 | 0 | 0 | 0 | 0 | 0 | 0 | 0 | 0 | 0 | 0 | 0 | 0 | 0 | 0 | 0 | 0 | 0 | 0 | 0 | 0
F1_Commercial_Warehouse_Existing_Space Heating_Electric_Air-Source Heat Pump_E2 | F1 | Commercial | Warehouse | Existing | Space Heating | Electric | Air-Source Heat Pump | E2 | CCE | 0 | 0 | 0 | 0 | 0 | 0 | 0 | 0 | 0 | 0 | 0 | 0 | 0 | 0 | 0 | 0 | 0 | 0 | 0 | 0 | 0 | 0 | 0 | 0 | 0 | 0 | 0 | 0 | 0 | 0
F1_Commercial_Warehouse_Existing_Space Heating_Electric_Air-Source Heat Pump_E3 | F1 | Commercial | Warehouse | Existing | Space Heating | Electric | Air-Source Heat Pump | E3 | CCE | 0 | 0 | 0 | 0 | 0 | 0 | 0 | 0 | 0 | 0 | 0 | 0 | 0 | 0 | 0 | 0 | 0 | 0 | 0 | 0 | 0 | 0 | 0 | 0 | 0 | 0 | 0 | 0 | 0 | 0
F1_Commercial_Warehouse_Existing_Space Heating_Electric_Air-Source Heat Pump_E4 | F1 | Commercial | Warehouse | Existing | Space Heating | Electric | Air-Source Heat Pump | E4 | CCE | 0 | 0 | 0 | 0 | 0 | 0 | 0 | 0 | 0 | 0 | 0 | 0 | 0 | 0 | 0 | 0 | 0 | 0 | 0 | 0 | 0 | 0 | 0 | 0 | 0 | 0 | 0 | 0 | 0 | 0
F1_Commercial_Warehouse_Existing_Space Heating_Electric_Air-Source Heat Pump_E5 | F1 | Commercial | Warehouse | Existing | Space Heating | Electric | Air-Source Heat Pump | E5 | CCE | 0 | 0 | 0 | 0 | 0 | 0 | 0 | 0 | 0 | 0 | 0 | 0 | 0 | 0 | 0 | 0 | 0 | 0 | 0 | 0 | 0 | 0 | 0 | 0 | 0 | 0 | 0 | 0 | 0 | 0
F1_Commercial_Warehouse_Existing_Space Heating_Electric_Air-Source Heat Pump_E6 | F1 | Commercial | Warehouse | Existing | Space Heating | Electric | Air-Source Heat Pump | E6 | CCE | 0 | 0 | 0 | 0 | 0 | 0 | 0 | 0 | 0 | 0 | 0 | 0 | 0 | 0 | 0 | 0 | 0 | 0 | 0 | 0 | 0 | 0 | 0 | 0 | 0 | 0 | 0 | 0 | 0 | 0
F1_Commercial_Warehouse_Existing_Space Heating_Electric_Air-Source Heat Pump_E7 | F1 | Commercial | Warehouse | Existing | Space Heating | Electric | Air-Source Heat Pump | E7 | CCE | 0 | 0 | 0 | 0 | 0 | 0 | 0 | 0 | 0 | 0 | 0 | 0 | 0 | 0 | 0 | 0 | 0 | 0 | 0 | 0 | 0 | 0 | 0 | 0 | 0 | 0 | 0 | 0 | 0 | 0
F1_Commercial_Warehouse_Existing_Space Heating_Electric_Air-Source Heat Pump_E8 | F1 | Commercial | Warehouse | Existing | Space Heating | Electric | Air-Source Heat Pump | E8 | CCE | 0 | 0 | 0 | 0 | 0 | 0 | 0 | 0 | 0 | 0 | 0 | 0 | 0 | 0 | 0 | 0 | 0 | 0 | 0 | 0 | 0 | 0 | 0 | 0 | 0 | 0 | 0 | 0 | 0 | 0
F1_Commercial_Warehouse_Existing_Space Heating_Electric_Air-Source Heat Pump_E9 | F1 | Commercial | Warehouse | Existing | Space Heating | Electric | Air-Source Heat Pump | E9 | CCE | 0 | 0 | 0 | 0 | 0 | 0 | 0 | 0 | 0 | 0 | 0 | 0 | 0 | 0 | 0 | 0 | 0 | 0 | 0 | 0 | 0 | 0 | 0 | 0 | 0 | 0 | 0 | 0 | 0 | 0
F1_Commercial_Warehouse_Existing_Space Heating_Electric_Air-Source Heat Pump_E10 | F1 | Commercial | Warehouse | Existing | Space Heating | Electric | Air-Source Heat Pump | E10 | CCE | 0 | 0 | 0 | 0 | 0 | 0 | 0 | 0 | 0 | 0 | 0 | 0 | 0 | 0 | 0 | 0 | 0 | 0 | 0 | 0 | 0 | 0 | 0 | 0 | 0 | 0 | 0 | 0 | 0 | 0
F2_Commercial_Warehouse_Existing_Space Heating_Electric_Air-Source Heat Pump_E1 | F2 | Commercial | Warehouse | Existing | Space Heating | Electric | Air-Source Heat Pump | E1 | TRC BC Ratio | 0 | 0 | 0 | 0 | 0 | 0 | 0 | 0 | 0 | 0 | 0 | 0 | 0 | 0 | 0 | 0 | 0 | 0 | 0 | 0 | 0 | 0 | 0 | 0 | 0 | 0 | 0 | 0 | 0 | 0
F2_Commercial_Warehouse_Existing_Space Heating_Electric_Air-Source Heat Pump_E2 | F2 | Commercial | Warehouse | Existing | Space Heating | Electric | Air-Source Heat Pump | E2 | TRC BC Ratio | 0 | 0 | 0 | 0 | 0 | 0 | 0 | 0 | 0 | 0 | 0 | 0 | 0 | 0 | 0 | 0 | 0 | 0 | 0 | 0 | 0 | 0 | 0 | 0 | 0 | 0 | 0 | 0 | 0 | 0
F2_Commercial_Warehouse_Existing_Space Heating_Electric_Air-Source Heat Pump_E3 | F2 | Commercial | Warehouse | Existing | Space Heating | Electric | Air-Source Heat Pump | E3 | TRC BC Ratio | 0 | 0 | 0 | 0 | 0 | 0 | 0 | 0 | 0 | 0 | 0 | 0 | 0 | 0 | 0 | 0 | 0 | 0 | 0 | 0 | 0 | 0 | 0 | 0 | 0 | 0 | 0 | 0 | 0 | 0
F2_Commercial_Warehouse_Existing_Space Heating_Electric_Air-Source Heat Pump_E4 | F2 | Commercial | Warehouse | Existing | Space Heating | Electric | Air-Source Heat Pump | E4 | TRC BC Ratio | 0 | 0 | 0 | 0 | 0 | 0 | 0 | 0 | 0 | 0 | 0 | 0 | 0 | 0 | 0 | 0 | 0 | 0 | 0 | 0 | 0 | 0 | 0 | 0 | 0 | 0 | 0 | 0 | 0 | 0
F2_Commercial_Warehouse_Existing_Space Heating_Electric_Air-Source Heat Pump_E5 | F2 | Commercial | Warehouse | Existing | Space Heating | Electric | Air-Source Heat Pump | E5 | TRC BC Ratio | 0 | 0 | 0 | 0 | 0 | 0 | 0 | 0 | 0 | 0 | 0 | 0 | 0 | 0 | 0 | 0 | 0 | 0 | 0 | 0 | 0 | 0 | 0 | 0 | 0 | 0 | 0 | 0 | 0 | 0
F2_Commercial_Warehouse_Existing_Space Heating_Electric_Air-Source Heat Pump_E6 | F2 | Commercial | Warehouse | Existing | Space Heating | Electric | Air-Source Heat Pump | E6 | TRC BC Ratio | 0 | 0 | 0 | 0 | 0 | 0 | 0 | 0 | 0 | 0 | 0 | 0 | 0 | 0 | 0 | 0 | 0 | 0 | 0 | 0 | 0 | 0 | 0 | 0 | 0 | 0 | 0 | 0 | 0 | 0
F2_Commercial_Warehouse_Existing_Space Heating_Electric_Air-Source Heat Pump_E7 | F2 | Commercial | Warehouse | Existing | Space Heating | Electric | Air-Source Heat Pump | E7 | TRC BC Ratio | 0 | 0 | 0 | 0 | 0 | 0 | 0 | 0 | 0 | 0 | 0 | 0 | 0 | 0 | 0 | 0 | 0 | 0 | 0 | 0 | 0 | 0 | 0 | 0 | 0 | 0 | 0 | 0 | 0 | 0
F2_Commercial_Warehouse_Existing_Space Heating_Electric_Air-Source Heat Pump_E8 | F2 | Commercial | Warehouse | Existing | Space Heating | Electric | Air-Source Heat Pump | E8 | TRC BC Ratio | 0 | 0 | 0 | 0 | 0 | 0 | 0 | 0 | 0 | 0 | 0 | 0 | 0 | 0 | 0 | 0 | 0 | 0 | 0 | 0 | 0 | 0 | 0 | 0 | 0 | 0 | 0 | 0 | 0 | 0
F2_Commercial_Warehouse_Existing_Space Heating_Electric_Air-Source Heat Pump_E9 | F2 | Commercial | Warehouse | Existing | Space Heating | Electric | Air-Source Heat Pump | E9 | TRC BC Ratio | 0 | 0 | 0 | 0 | 0 | 0 | 0 | 0 | 0 | 0 | 0 | 0 | 0 | 0 | 0 | 0 | 0 | 0 | 0 | 0 | 0 | 0 | 0 | 0 | 0 | 0 | 0 | 0 | 0 | 0
F2_Commercial_Warehouse_Existing_Space Heating_Electric_Air-Source Heat Pump_E10 | F2 | Commercial | Warehouse | Existing | Space Heating | Electric | Air-Source Heat Pump | E10 | TRC BC Ratio | 0 | 0 | 0 | 0 | 0 | 0 | 0 | 0 | 0 | 0 | 0 | 0 | 0 | 0 | 0 | 0 | 0 | 0 | 0 | 0 | 0 | 0 | 0 | 0 | 0 | 0 | 0 | 0 | 0 | 0
F3_Commercial_Warehouse_Existing_Space Heating_Electric_Air-Source Heat Pump_E1 | F3 | Commercial | Warehouse | Existing | Space Heating | Electric | Air-Source Heat Pump | E1 | PACT BC Ratio | 0 | 0 | 0 | 0 | 0 | 0 | 0 | 0 | 0 | 0 | 0 | 0 | 0 | 0 | 0 | 0 | 0 | 0 | 0 | 0 | 0 | 0 | 0 | 0 | 0 | 0 | 0 | 0 | 0 | 0
F3_Commercial_Warehouse_Existing_Space Heating_Electric_Air-Source Heat Pump_E2 | F3 | Commercial | Warehouse | Existing | Space Heating | Electric | Air-Source Heat Pump | E2 | PACT BC Ratio | 0 | 0 | 0 | 0 | 0 | 0 | 0 | 0 | 0 | 0 | 0 | 0 | 0 | 0 | 0 | 0 | 0 | 0 | 0 | 0 | 0 | 0 | 0 | 0 | 0 | 0 | 0 | 0 | 0 | 0
F3_Commercial_Warehouse_Existing_Space Heating_Electric_Air-Source Heat Pump_E3 | F3 | Commercial | Warehouse | Existing | Space Heating | Electric | Air-Source Heat Pump | E3 | PACT BC Ratio | 0 | 0 | 0 | 0 | 0 | 0 | 0 | 0 | 0 | 0 | 0 | 0 | 0 | 0 | 0 | 0 | 0 | 0 | 0 | 0 | 0 | 0 | 0 | 0 | 0 | 0 | 0 | 0 | 0 | 0
F3_Commercial_Warehouse_Existing_Space Heating_Electric_Air-Source Heat Pump_E4 | F3 | Commercial | Warehouse | Existing | Space Heating | Electric | Air-Source Heat Pump | E4 | PACT BC Ratio | 0 | 0 | 0 | 0 | 0 | 0 | 0 | 0 | 0 | 0 | 0 | 0 | 0 | 0 | 0 | 0 | 0 | 0 | 0 | 0 | 0 | 0 | 0 | 0 | 0 | 0 | 0 | 0 | 0 | 0
F3_Commercial_Warehouse_Existing_Space Heating_Electric_Air-Source Heat Pump_E5 | F3 | Commercial | Warehouse | Existing | Space Heating | Electric | Air-Source Heat Pump | E5 | PACT BC Ratio | 0 | 0 | 0 | 0 | 0 | 0 | 0 | 0 | 0 | 0 | 0 | 0 | 0 | 0 | 0 | 0 | 0 | 0 | 0 | 0 | 0 | 0 | 0 | 0 | 0 | 0 | 0 | 0 | 0 | 0
F3_Commercial_Warehouse_Existing_Space Heating_Electric_Air-Source Heat Pump_E6 | F3 | Commercial | Warehouse | Existing | Space Heating | Electric | Air-Source Heat Pump | E6 | PACT BC Ratio | 0 | 0 | 0 | 0 | 0 | 0 | 0 | 0 | 0 | 0 | 0 | 0 | 0 | 0 | 0 | 0 | 0 | 0 | 0 | 0 | 0 | 0 | 0 | 0 | 0 | 0 | 0 | 0 | 0 | 0
F3_Commercial_Warehouse_Existing_Space Heating_Electric_Air-Source Heat Pump_E7 | F3 | Commercial | Warehouse | Existing | Space Heating | Electric | Air-Source Heat Pump | E7 | PACT BC Ratio | 0 | 0 | 0 | 0 | 0 | 0 | 0 | 0 | 0 | 0 | 0 | 0 | 0 | 0 | 0 | 0 | 0 | 0 | 0 | 0 | 0 | 0 | 0 | 0 | 0 | 0 | 0 | 0 | 0 | 0
F3_Commercial_Warehouse_Existing_Space Heating_Electric_Air-Source Heat Pump_E8 | F3 | Commercial | Warehouse | Existing | Space Heating | Electric | Air-Source Heat Pump | E8 | PACT BC Ratio | 0 | 0 | 0 | 0 | 0 | 0 | 0 | 0 | 0 | 0 | 0 | 0 | 0 | 0 | 0 | 0 | 0 | 0 | 0 | 0 | 0 | 0 | 0 | 0 | 0 | 0 | 0 | 0 | 0 | 0
F3_Commercial_Warehouse_Existing_Space Heating_Electric_Air-Source Heat Pump_E9 | F3 | Commercial | Warehouse | Existing | Space Heating | Electric | Air-Source Heat Pump | E9 | PACT BC Ratio | 0 | 0 | 0 | 0 | 0 | 0 | 0 | 0 | 0 | 0 | 0 | 0 | 0 | 0 | 0 | 0 | 0 | 0 | 0 | 0 | 0 | 0 | 0 | 0 | 0 | 0 | 0 | 0 | 0 | 0
F3_Commercial_Warehouse_Existing_Space Heating_Electric_Air-Source Heat Pump_E10 | F3 | Commercial | Warehouse | Existing | Space Heating | Electric | Air-Source Heat Pump | E10 | PACT BC Ratio | 0 | 0 | 0 | 0 | 0 | 0 | 0 | 0 | 0 | 0 | 0 | 0 | 0 | 0 | 0 | 0 | 0 | 0 | 0 | 0 | 0 | 0 | 0 | 0 | 0 | 0 | 0 | 0 | 0 | 0
F4_Commercial_Warehouse_Existing_Space Heating_Electric_Air-Source Heat Pump_E1 | F4 | Commercial | Warehouse | Existing | Space Heating | Electric | Air-Source Heat Pump | E1 | RVT BC Ratio | 0 | 0 | 0 | 0 | 0 | 0 | 0 | 0 | 0 | 0 | 0 | 0 | 0 | 0 | 0 | 0 | 0 | 0 | 0 | 0 | 0 | 0 | 0 | 0 | 0 | 0 | 0 | 0 | 0 | 0
F4_Commercial_Warehouse_Existing_Space Heating_Electric_Air-Source Heat Pump_E2 | F4 | Commercial | Warehouse | Existing | Space Heating | Electric | Air-Source Heat Pump | E2 | RVT BC Ratio | 0 | 0 | 0 | 0 | 0 | 0 | 0 | 0 | 0 | 0 | 0 | 0 | 0 | 0 | 0 | 0 | 0 | 0 | 0 | 0 | 0 | 0 | 0 | 0 | 0 | 0 | 0 | 0 | 0 | 0
F4_Commercial_Warehouse_Existing_Space Heating_Electric_Air-Source Heat Pump_E3 | F4 | Commercial | Warehouse | Existing | Space Heating | Electric | Air-Source Heat Pump | E3 | RVT BC Ratio | 0 | 0 | 0 | 0 | 0 | 0 | 0 | 0 | 0 | 0 | 0 | 0 | 0 | 0 | 0 | 0 | 0 | 0 | 0 | 0 | 0 | 0 | 0 | 0 | 0 | 0 | 0 | 0 | 0 | 0
F4_Commercial_Warehouse_Existing_Space Heating_Electric_Air-Source Heat Pump_E4 | F4 | Commercial | Warehouse | Existing | Space Heating | Electric | Air-Source Heat Pump | E4 | RVT BC Ratio | 0 | 0 | 0 | 0 | 0 | 0 | 0 | 0 | 0 | 0 | 0 | 0 | 0 | 0 | 0 | 0 | 0 | 0 | 0 | 0 | 0 | 0 | 0 | 0 | 0 | 0 | 0 | 0 | 0 | 0
F4_Commercial_Warehouse_Existing_Space Heating_Electric_Air-Source Heat Pump_E5 | F4 | Commercial | Warehouse | Existing | Space Heating | Electric | Air-Source Heat Pump | E5 | RVT BC Ratio | 0 | 0 | 0 | 0 | 0 | 0 | 0 | 0 | 0 | 0 | 0 | 0 | 0 | 0 | 0 | 0 | 0 | 0 | 0 | 0 | 0 | 0 | 0 | 0 | 0 | 0 | 0 | 0 | 0 | 0
F4_Commercial_Warehouse_Existing_Space Heating_Electric_Air-Source Heat Pump_E6 | F4 | Commercial | Warehouse | Existing | Space Heating | Electric | Air-Source Heat Pump | E6 | RVT BC Ratio | 0 | 0 | 0 | 0 | 0 | 0 | 0 | 0 | 0 | 0 | 0 | 0 | 0 | 0 | 0 | 0 | 0 | 0 | 0 | 0 | 0 | 0 | 0 | 0 | 0 | 0 | 0 | 0 | 0 | 0
F4_Commercial_Warehouse_Existing_Space Heating_Electric_Air-Source Heat Pump_E7 | F4 | Commercial | Warehouse | Existing | Space Heating | Electric | Air-Source Heat Pump | E7 | RVT BC Ratio | 0 | 0 | 0 | 0 | 0 | 0 | 0 | 0 | 0 | 0 | 0 | 0 | 0 | 0 | 0 | 0 | 0 | 0 | 0 | 0 | 0 | 0 | 0 | 0 | 0 | 0 | 0 | 0 | 0 | 0
F4_Commercial_Warehouse_Existing_Space Heating_Electric_Air-Source Heat Pump_E8 | F4 | Commercial | Warehouse | Existing | Space Heating | Electric | Air-Source Heat Pump | E8 | RVT BC Ratio | 0 | 0 | 0 | 0 | 0 | 0 | 0 | 0 | 0 | 0 | 0 | 0 | 0 | 0 | 0 | 0 | 0 | 0 | 0 | 0 | 0 | 0 | 0 | 0 | 0 | 0 | 0 | 0 | 0 | 0
F4_Commercial_Warehouse_Existing_Space Heating_Electric_Air-Source Heat Pump_E9 | F4 | Commercial | Warehouse | Existing | Space Heating | Electric | Air-Source Heat Pump | E9 | RVT BC Ratio | 0 | 0 | 0 | 0 | 0 | 0 | 0 | 0 | 0 | 0 | 0 | 0 | 0 | 0 | 0 | 0 | 0 | 0 | 0 | 0 | 0 | 0 | 0 | 0 | 0 | 0 | 0 | 0 | 0 | 0
F4_Commercial_Warehouse_Existing_Space Heating_Electric_Air-Source Heat Pump_E10 | F4 | Commercial | Warehouse | Existing | Space Heating | Electric | Air-Source Heat Pump | E10 | RVT BC Ratio | 0 | 0 | 0 | 0 | 0 | 0 | 0 | 0 | 0 | 0 | 0 | 0 | 0 | 0 | 0 | 0 | 0 | 0 | 0 | 0 | 0 | 0 | 0 | 0 | 0 | 0 | 0 | 0 | 0 | 0
F5_Commercial_Warehouse_Existing_Space Heating_Electric_Air-Source Heat Pump_E1 | F5 | Commercial | Warehouse | Existing | Space Heating | Electric | Air-Source Heat Pump | E1 | RIM BC Ratio | 0 | 0 | 0 | 0 | 0 | 0 | 0 | 0 | 0 | 0 | 0 | 0 | 0 | 0 | 0 | 0 | 0 | 0 | 0 | 0 | 0 | 0 | 0 | 0 | 0 | 0 | 0 | 0 | 0 | 0
F5_Commercial_Warehouse_Existing_Space Heating_Electric_Air-Source Heat Pump_E2 | F5 | Commercial | Warehouse | Existing | Space Heating | Electric | Air-Source Heat Pump | E2 | RIM BC Ratio | 0 | 0 | 0 | 0 | 0 | 0 | 0 | 0 | 0 | 0 | 0 | 0 | 0 | 0 | 0 | 0 | 0 | 0 | 0 | 0 | 0 | 0 | 0 | 0 | 0 | 0 | 0 | 0 | 0 | 0
F5_Commercial_Warehouse_Existing_Space Heating_Electric_Air-Source Heat Pump_E3 | F5 | Commercial | Warehouse | Existing | Space Heating | Electric | Air-Source Heat Pump | E3 | RIM BC Ratio | 0 | 0 | 0 | 0 | 0 | 0 | 0 | 0 | 0 | 0 | 0 | 0 | 0 | 0 | 0 | 0 | 0 | 0 | 0 | 0 | 0 | 0 | 0 | 0 | 0 | 0 | 0 | 0 | 0 | 0
F5_Commercial_Warehouse_Existing_Space Heating_Electric_Air-Source Heat Pump_E4 | F5 | Commercial | Warehouse | Existing | Space Heating | Electric | Air-Source Heat Pump | E4 | RIM BC Ratio | 0 | 0 | 0 | 0 | 0 | 0 | 0 | 0 | 0 | 0 | 0 | 0 | 0 | 0 | 0 | 0 | 0 | 0 | 0 | 0 | 0 | 0 | 0 | 0 | 0 | 0 | 0 | 0 | 0 | 0
F5_Commercial_Warehouse_Existing_Space Heating_Electric_Air-Source Heat Pump_E5 | F5 | Commercial | Warehouse | Existing | Space Heating | Electric | Air-Source Heat Pump | E5 | RIM BC Ratio | 0 | 0 | 0 | 0 | 0 | 0 | 0 | 0 | 0 | 0 | 0 | 0 | 0 | 0 | 0 | 0 | 0 | 0 | 0 | 0 | 0 | 0 | 0 | 0 | 0 | 0 | 0 | 0 | 0 | 0
F5_Commercial_Warehouse_Existing_Space Heating_Electric_Air-Source Heat Pump_E6 | F5 | Commercial | Warehouse | Existing | Space Heating | Electric | Air-Source Heat Pump | E6 | RIM BC Ratio | 0 | 0 | 0 | 0 | 0 | 0 | 0 | 0 | 0 | 0 | 0 | 0 | 0 | 0 | 0 | 0 | 0 | 0 | 0 | 0 | 0 | 0 | 0 | 0 | 0 | 0 | 0 | 0 | 0 | 0
F5_Commercial_Warehouse_Existing_Space Heating_Electric_Air-Source Heat Pump_E7 | F5 | Commercial | Warehouse | Existing | Space Heating | Electric | Air-Source Heat Pump | E7 | RIM BC Ratio | 0 | 0 | 0 | 0 | 0 | 0 | 0 | 0 | 0 | 0 | 0 | 0 | 0 | 0 | 0 | 0 | 0 | 0 | 0 | 0 | 0 | 0 | 0 | 0 | 0 | 0 | 0 | 0 | 0 | 0
F5_Commercial_Warehouse_Existing_Space Heating_Electric_Air-Source Heat Pump_E8 | F5 | Commercial | Warehouse | Existing | Space Heating | Electric | Air-Source Heat Pump | E8 | RIM BC Ratio | 0 | 0 | 0 | 0 | 0 | 0 | 0 | 0 | 0 | 0 | 0 | 0 | 0 | 0 | 0 | 0 | 0 | 0 | 0 | 0 | 0 | 0 | 0 | 0 | 0 | 0 | 0 | 0 | 0 | 0
F5_Commercial_Warehouse_Existing_Space Heating_Electric_Air-Source Heat Pump_E9 | F5 | Commercial | Warehouse | Existing | Space Heating | Electric | Air-Source Heat Pump | E9 | RIM BC Ratio | 0 | 0 | 0 | 0 | 0 | 0 | 0 | 0 | 0 | 0 | 0 | 0 | 0 | 0 | 0 | 0 | 0 | 0 | 0 | 0 | 0 | 0 | 0 | 0 | 0 | 0 | 0 | 0 | 0 | 0
F5_Commercial_Warehouse_Existing_Space Heating_Electric_Air-Source Heat Pump_E10 | F5 | Commercial | Warehouse | Existing | Space Heating | Electric | Air-Source Heat Pump | E10 | RIM BC Ratio | 0 | 0 | 0 | 0 | 0 | 0 | 0 | 0 | 0 | 0 | 0 | 0 | 0 | 0 | 0 | 0 | 0 | 0 | 0 | 0 | 0 | 0 | 0 | 0 | 0 | 0 | 0 | 0 | 0 | 0
F0_Commercial_Warehouse_Existing_Space Heating_Electric_Geothermal Heat Pump_E0 | F0 | Commercial | Warehouse | Existing | Space Heating | Electric | Geothermal Heat Pump | E0 | Economic Unit | 0 | 0 | 0 | 0 | 0 | 0 | 0 | 0 | 0 | 0 | 0 | 0 | 0 | 0 | 0 | 0 | 0 | 0 | 0 | 0 | 0 | 0 | 0 | 0 | 0 | 0 | 0 | 0 | 0 | 0
F1_Commercial_Warehouse_Existing_Space Heating_Electric_Geothermal Heat Pump_E1 | F1 | Commercial | Warehouse | Existing | Space Heating | Electric | Geothermal Heat Pump | E1 | CCE | 0 | 0 | 0 | 0 | 0 | 0 | 0 | 0 | 0 | 0 | 0 | 0 | 0 | 0 | 0 | 0 | 0 | 0 | 0 | 0 | 0 | 0 | 0 | 0 | 0 | 0 | 0 | 0 | 0 | 0
F1_Commercial_Warehouse_Existing_Space Heating_Electric_Geothermal Heat Pump_E2 | F1 | Commercial | Warehouse | Existing | Space Heating | Electric | Geothermal Heat Pump | E2 | CCE | 0 | 0 | 0 | 0 | 0 | 0 | 0 | 0 | 0 | 0 | 0 | 0 | 0 | 0 | 0 | 0 | 0 | 0 | 0 | 0 | 0 | 0 | 0 | 0 | 0 | 0 | 0 | 0 | 0 | 0
F1_Commercial_Warehouse_Existing_Space Heating_Electric_Geothermal Heat Pump_E3 | F1 | Commercial | Warehouse | Existing | Space Heating | Electric | Geothermal Heat Pump | E3 | CCE | 0 | 0 | 0 | 0 | 0 | 0 | 0 | 0 | 0 | 0 | 0 | 0 | 0 | 0 | 0 | 0 | 0 | 0 | 0 | 0 | 0 | 0 | 0 | 0 | 0 | 0 | 0 | 0 | 0 | 0
F1_Commercial_Warehouse_Existing_Space Heating_Electric_Geothermal Heat Pump_E4 | F1 | Commercial | Warehouse | Existing | Space Heating | Electric | Geothermal Heat Pump | E4 | CCE | 0 | 0 | 0 | 0 | 0 | 0 | 0 | 0 | 0 | 0 | 0 | 0 | 0 | 0 | 0 | 0 | 0 | 0 | 0 | 0 | 0 | 0 | 0 | 0 | 0 | 0 | 0 | 0 | 0 | 0
F1_Commercial_Warehouse_Existing_Space Heating_Electric_Geothermal Heat Pump_E5 | F1 | Commercial | Warehouse | Existing | Space Heating | Electric | Geothermal Heat Pump | E5 | CCE | 0 | 0 | 0 | 0 | 0 | 0 | 0 | 0 | 0 | 0 | 0 | 0 | 0 | 0 | 0 | 0 | 0 | 0 | 0 | 0 | 0 | 0 | 0 | 0 | 0 | 0 | 0 | 0 | 0 | 0
F1_Commercial_Warehouse_Existing_Space Heating_Electric_Geothermal Heat Pump_E6 | F1 | Commercial | Warehouse | Existing | Space Heating | Electric | Geothermal Heat Pump | E6 | CCE | 0 | 0 | 0 | 0 | 0 | 0 | 0 | 0 | 0 | 0 | 0 | 0 | 0 | 0 | 0 | 0 | 0 | 0 | 0 | 0 | 0 | 0 | 0 | 0 | 0 | 0 | 0 | 0 | 0 | 0
F1_Commercial_Warehouse_Existing_Space Heating_Electric_Geothermal Heat Pump_E7 | F1 | Commercial | Warehouse | Existing | Space Heating | Electric | Geothermal Heat Pump | E7 | CCE | 0 | 0 | 0 | 0 | 0 | 0 | 0 | 0 | 0 | 0 | 0 | 0 | 0 | 0 | 0 | 0 | 0 | 0 | 0 | 0 | 0 | 0 | 0 | 0 | 0 | 0 | 0 | 0 | 0 | 0
F1_Commercial_Warehouse_Existing_Space Heating_Electric_Geothermal Heat Pump_E8 | F1 | Commercial | Warehouse | Existing | Space Heating | Electric | Geothermal Heat Pump | E8 | CCE | 0 | 0 | 0 | 0 | 0 | 0 | 0 | 0 | 0 | 0 | 0 | 0 | 0 | 0 | 0 | 0 | 0 | 0 | 0 | 0 | 0 | 0 | 0 | 0 | 0 | 0 | 0 | 0 | 0 | 0
F1_Commercial_Warehouse_Existing_Space Heating_Electric_Geothermal Heat Pump_E9 | F1 | Commercial | Warehouse | Existing | Space Heating | Electric | Geothermal Heat Pump | E9 | CCE | 0 | 0 | 0 | 0 | 0 | 0 | 0 | 0 | 0 | 0 | 0 | 0 | 0 | 0 | 0 | 0 | 0 | 0 | 0 | 0 | 0 | 0 | 0 | 0 | 0 | 0 | 0 | 0 | 0 | 0
F1_Commercial_Warehouse_Existing_Space Heating_Electric_Geothermal Heat Pump_E10 | F1 | Commercial | Warehouse | Existing | Space Heating | Electric | Geothermal Heat Pump | E10 | CCE | 0 | 0 | 0 | 0 | 0 | 0 | 0 | 0 | 0 | 0 | 0 | 0 | 0 | 0 | 0 | 0 | 0 | 0 | 0 | 0 | 0 | 0 | 0 | 0 | 0 | 0 | 0 | 0 | 0 | 0
F2_Commercial_Warehouse_Existing_Space Heating_Electric_Geothermal Heat Pump_E1 | F2 | Commercial | Warehouse | Existing | Space Heating | Electric | Geothermal Heat Pump | E1 | TRC BC Ratio | 0 | 0 | 0 | 0 | 0 | 0 | 0 | 0 | 0 | 0 | 0 | 0 | 0 | 0 | 0 | 0 | 0 | 0 | 0 | 0 | 0 | 0 | 0 | 0 | 0 | 0 | 0 | 0 | 0 | 0
F2_Commercial_Warehouse_Existing_Space Heating_Electric_Geothermal Heat Pump_E2 | F2 | Commercial | Warehouse | Existing | Space Heating | Electric | Geothermal Heat Pump | E2 | TRC BC Ratio | 0 | 0 | 0 | 0 | 0 | 0 | 0 | 0 | 0 | 0 | 0 | 0 | 0 | 0 | 0 | 0 | 0 | 0 | 0 | 0 | 0 | 0 | 0 | 0 | 0 | 0 | 0 | 0 | 0 | 0
F2_Commercial_Warehouse_Existing_Space Heating_Electric_Geothermal Heat Pump_E3 | F2 | Commercial | Warehouse | Existing | Space Heating | Electric | Geothermal Heat Pump | E3 | TRC BC Ratio | 0 | 0 | 0 | 0 | 0 | 0 | 0 | 0 | 0 | 0 | 0 | 0 | 0 | 0 | 0 | 0 | 0 | 0 | 0 | 0 | 0 | 0 | 0 | 0 | 0 | 0 | 0 | 0 | 0 | 0
F2_Commercial_Warehouse_Existing_Space Heating_Electric_Geothermal Heat Pump_E4 | F2 | Commercial | Warehouse | Existing | Space Heating | Electric | Geothermal Heat Pump | E4 | TRC BC Ratio | 0 | 0 | 0 | 0 | 0 | 0 | 0 | 0 | 0 | 0 | 0 | 0 | 0 | 0 | 0 | 0 | 0 | 0 | 0 | 0 | 0 | 0 | 0 | 0 | 0 | 0 | 0 | 0 | 0 | 0
F2_Commercial_Warehouse_Existing_Space Heating_Electric_Geothermal Heat Pump_E5 | F2 | Commercial | Warehouse | Existing | Space Heating | Electric | Geothermal Heat Pump | E5 | TRC BC Ratio | 0 | 0 | 0 | 0 | 0 | 0 | 0 | 0 | 0 | 0 | 0 | 0 | 0 | 0 | 0 | 0 | 0 | 0 | 0 | 0 | 0 | 0 | 0 | 0 | 0 | 0 | 0 | 0 | 0 | 0
F2_Commercial_Warehouse_Existing_Space Heating_Electric_Geothermal Heat Pump_E6 | F2 | Commercial | Warehouse | Existing | Space Heating | Electric | Geothermal Heat Pump | E6 | TRC BC Ratio | 0 | 0 | 0 | 0 | 0 | 0 | 0 | 0 | 0 | 0 | 0 | 0 | 0 | 0 | 0 | 0 | 0 | 0 | 0 | 0 | 0 | 0 | 0 | 0 | 0 | 0 | 0 | 0 | 0 | 0
F2_Commercial_Warehouse_Existing_Space Heating_Electric_Geothermal Heat Pump_E7 | F2 | Commercial | Warehouse | Existing | Space Heating | Electric | Geothermal Heat Pump | E7 | TRC BC Ratio | 0 | 0 | 0 | 0 | 0 | 0 | 0 | 0 | 0 | 0 | 0 | 0 | 0 | 0 | 0 | 0 | 0 | 0 | 0 | 0 | 0 | 0 | 0 | 0 | 0 | 0 | 0 | 0 | 0 | 0
F2_Commercial_Warehouse_Existing_Space Heating_Electric_Geothermal Heat Pump_E8 | F2 | Commercial | Warehouse | Existing | Space Heating | Electric | Geothermal Heat Pump | E8 | TRC BC Ratio | 0 | 0 | 0 | 0 | 0 | 0 | 0 | 0 | 0 | 0 | 0 | 0 | 0 | 0 | 0 | 0 | 0 | 0 | 0 | 0 | 0 | 0 | 0 | 0 | 0 | 0 | 0 | 0 | 0 | 0
F2_Commercial_Warehouse_Existing_Space Heating_Electric_Geothermal Heat Pump_E9 | F2 | Commercial | Warehouse | Existing | Space Heating | Electric | Geothermal Heat Pump | E9 | TRC BC Ratio | 0 | 0 | 0 | 0 | 0 | 0 | 0 | 0 | 0 | 0 | 0 | 0 | 0 | 0 | 0 | 0 | 0 | 0 | 0 | 0 | 0 | 0 | 0 | 0 | 0 | 0 | 0 | 0 | 0 | 0
F2_Commercial_Warehouse_Existing_Space Heating_Electric_Geothermal Heat Pump_E10 | F2 | Commercial | Warehouse | Existing | Space Heating | Electric | Geothermal Heat Pump | E10 | TRC BC Ratio | 0 | 0 | 0 | 0 | 0 | 0 | 0 | 0 | 0 | 0 | 0 | 0 | 0 | 0 | 0 | 0 | 0 | 0 | 0 | 0 | 0 | 0 | 0 | 0 | 0 | 0 | 0 | 0 | 0 | 0
F3_Commercial_Warehouse_Existing_Space Heating_Electric_Geothermal Heat Pump_E1 | F3 | Commercial | Warehouse | Existing | Space Heating | Electric | Geothermal Heat Pump | E1 | PACT BC Ratio | 0 | 0 | 0 | 0 | 0 | 0 | 0 | 0 | 0 | 0 | 0 | 0 | 0 | 0 | 0 | 0 | 0 | 0 | 0 | 0 | 0 | 0 | 0 | 0 | 0 | 0 | 0 | 0 | 0 | 0
F3_Commercial_Warehouse_Existing_Space Heating_Electric_Geothermal Heat Pump_E2 | F3 | Commercial | Warehouse | Existing | Space Heating | Electric | Geothermal Heat Pump | E2 | PACT BC Ratio | 0 | 0 | 0 | 0 | 0 | 0 | 0 | 0 | 0 | 0 | 0 | 0 | 0 | 0 | 0 | 0 | 0 | 0 | 0 | 0 | 0 | 0 | 0 | 0 | 0 | 0 | 0 | 0 | 0 | 0
F3_Commercial_Warehouse_Existing_Space Heating_Electric_Geothermal Heat Pump_E3 | F3 | Commercial | Warehouse | Existing | Space Heating | Electric | Geothermal Heat Pump | E3 | PACT BC Ratio | 0 | 0 | 0 | 0 | 0 | 0 | 0 | 0 | 0 | 0 | 0 | 0 | 0 | 0 | 0 | 0 | 0 | 0 | 0 | 0 | 0 | 0 | 0 | 0 | 0 | 0 | 0 | 0 | 0 | 0
F3_Commercial_Warehouse_Existing_Space Heating_Electric_Geothermal Heat Pump_E4 | F3 | Commercial | Warehouse | Existing | Space Heating | Electric | Geothermal Heat Pump | E4 | PACT BC Ratio | 0 | 0 | 0 | 0 | 0 | 0 | 0 | 0 | 0 | 0 | 0 | 0 | 0 | 0 | 0 | 0 | 0 | 0 | 0 | 0 | 0 | 0 | 0 | 0 | 0 | 0 | 0 | 0 | 0 | 0
F3_Commercial_Warehouse_Existing_Space Heating_Electric_Geothermal Heat Pump_E5 | F3 | Commercial | Warehouse | Existing | Space Heating | Electric | Geothermal Heat Pump | E5 | PACT BC Ratio | 0 | 0 | 0 | 0 | 0 | 0 | 0 | 0 | 0 | 0 | 0 | 0 | 0 | 0 | 0 | 0 | 0 | 0 | 0 | 0 | 0 | 0 | 0 | 0 | 0 | 0 | 0 | 0 | 0 | 0
F3_Commercial_Warehouse_Existing_Space Heating_Electric_Geothermal Heat Pump_E6 | F3 | Commercial | Warehouse | Existing | Space Heating | Electric | Geothermal Heat Pump | E6 | PACT BC Ratio | 0 | 0 | 0 | 0 | 0 | 0 | 0 | 0 | 0 | 0 | 0 | 0 | 0 | 0 | 0 | 0 | 0 | 0 | 0 | 0 | 0 | 0 | 0 | 0 | 0 | 0 | 0 | 0 | 0 | 0
F3_Commercial_Warehouse_Existing_Space Heating_Electric_Geothermal Heat Pump_E7 | F3 | Commercial | Warehouse | Existing | Space Heating | Electric | Geothermal Heat Pump | E7 | PACT BC Ratio | 0 | 0 | 0 | 0 | 0 | 0 | 0 | 0 | 0 | 0 | 0 | 0 | 0 | 0 | 0 | 0 | 0 | 0 | 0 | 0 | 0 | 0 | 0 | 0 | 0 | 0 | 0 | 0 | 0 | 0
F3_Commercial_Warehouse_Existing_Space Heating_Electric_Geothermal Heat Pump_E8 | F3 | Commercial | Warehouse | Existing | Space Heating | Electric | Geothermal Heat Pump | E8 | PACT BC Ratio | 0 | 0 | 0 | 0 | 0 | 0 | 0 | 0 | 0 | 0 | 0 | 0 | 0 | 0 | 0 | 0 | 0 | 0 | 0 | 0 | 0 | 0 | 0 | 0 | 0 | 0 | 0 | 0 | 0 | 0
F3_Commercial_Warehouse_Existing_Space Heating_Electric_Geothermal Heat Pump_E9 | F3 | Commercial | Warehouse | Existing | Space Heating | Electric | Geothermal Heat Pump | E9 | PACT BC Ratio | 0 | 0 | 0 | 0 | 0 | 0 | 0 | 0 | 0 | 0 | 0 | 0 | 0 | 0 | 0 | 0 | 0 | 0 | 0 | 0 | 0 | 0 | 0 | 0 | 0 | 0 | 0 | 0 | 0 | 0
F3_Commercial_Warehouse_Existing_Space Heating_Electric_Geothermal Heat Pump_E10 | F3 | Commercial | Warehouse | Existing | Space Heating | Electric | Geothermal Heat Pump | E10 | PACT BC Ratio | 0 | 0 | 0 | 0 | 0 | 0 | 0 | 0 | 0 | 0 | 0 | 0 | 0 | 0 | 0 | 0 | 0 | 0 | 0 | 0 | 0 | 0 | 0 | 0 | 0 | 0 | 0 | 0 | 0 | 0
F4_Commercial_Warehouse_Existing_Space Heating_Electric_Geothermal Heat Pump_E1 | F4 | Commercial | Warehouse | Existing | Space Heating | Electric | Geothermal Heat Pump | E1 | RVT BC Ratio | 0 | 0 | 0 | 0 | 0 | 0 | 0 | 0 | 0 | 0 | 0 | 0 | 0 | 0 | 0 | 0 | 0 | 0 | 0 | 0 | 0 | 0 | 0 | 0 | 0 | 0 | 0 | 0 | 0 | 0
F4_Commercial_Warehouse_Existing_Space Heating_Electric_Geothermal Heat Pump_E2 | F4 | Commercial | Warehouse | Existing | Space Heating | Electric | Geothermal Heat Pump | E2 | RVT BC Ratio | 0 | 0 | 0 | 0 | 0 | 0 | 0 | 0 | 0 | 0 | 0 | 0 | 0 | 0 | 0 | 0 | 0 | 0 | 0 | 0 | 0 | 0 | 0 | 0 | 0 | 0 | 0 | 0 | 0 | 0
F4_Commercial_Warehouse_Existing_Space Heating_Electric_Geothermal Heat Pump_E3 | F4 | Commercial | Warehouse | Existing | Space Heating | Electric | Geothermal Heat Pump | E3 | RVT BC Ratio | 0 | 0 | 0 | 0 | 0 | 0 | 0 | 0 | 0 | 0 | 0 | 0 | 0 | 0 | 0 | 0 | 0 | 0 | 0 | 0 | 0 | 0 | 0 | 0 | 0 | 0 | 0 | 0 | 0 | 0
F4_Commercial_Warehouse_Existing_Space Heating_Electric_Geothermal Heat Pump_E4 | F4 | Commercial | Warehouse | Existing | Space Heating | Electric | Geothermal Heat Pump | E4 | RVT BC Ratio | 0 | 0 | 0 | 0 | 0 | 0 | 0 | 0 | 0 | 0 | 0 | 0 | 0 | 0 | 0 | 0 | 0 | 0 | 0 | 0 | 0 | 0 | 0 | 0 | 0 | 0 | 0 | 0 | 0 | 0
F4_Commercial_Warehouse_Existing_Space Heating_Electric_Geothermal Heat Pump_E5 | F4 | Commercial | Warehouse | Existing | Space Heating | Electric | Geothermal Heat Pump | E5 | RVT BC Ratio | 0 | 0 | 0 | 0 | 0 | 0 | 0 | 0 | 0 | 0 | 0 | 0 | 0 | 0 | 0 | 0 | 0 | 0 | 0 | 0 | 0 | 0 | 0 | 0 | 0 | 0 | 0 | 0 | 0 | 0
F4_Commercial_Warehouse_Existing_Space Heating_Electric_Geothermal Heat Pump_E6 | F4 | Commercial | Warehouse | Existing | Space Heating | Electric | Geothermal Heat Pump | E6 | RVT BC Ratio | 0 | 0 | 0 | 0 | 0 | 0 | 0 | 0 | 0 | 0 | 0 | 0 | 0 | 0 | 0 | 0 | 0 | 0 | 0 | 0 | 0 | 0 | 0 | 0 | 0 | 0 | 0 | 0 | 0 | 0
F4_Commercial_Warehouse_Existing_Space Heating_Electric_Geothermal Heat Pump_E7 | F4 | Commercial | Warehouse | Existing | Space Heating | Electric | Geothermal Heat Pump | E7 | RVT BC Ratio | 0 | 0 | 0 | 0 | 0 | 0 | 0 | 0 | 0 | 0 | 0 | 0 | 0 | 0 | 0 | 0 | 0 | 0 | 0 | 0 | 0 | 0 | 0 | 0 | 0 | 0 | 0 | 0 | 0 | 0
F4_Commercial_Warehouse_Existing_Space Heating_Electric_Geothermal Heat Pump_E8 | F4 | Commercial | Warehouse | Existing | Space Heating | Electric | Geothermal Heat Pump | E8 | RVT BC Ratio | 0 | 0 | 0 | 0 | 0 | 0 | 0 | 0 | 0 | 0 | 0 | 0 | 0 | 0 | 0 | 0 | 0 | 0 | 0 | 0 | 0 | 0 | 0 | 0 | 0 | 0 | 0 | 0 | 0 | 0
F4_Commercial_Warehouse_Existing_Space Heating_Electric_Geothermal Heat Pump_E9 | F4 | Commercial | Warehouse | Existing | Space Heating | Electric | Geothermal Heat Pump | E9 | RVT BC Ratio | 0 | 0 | 0 | 0 | 0 | 0 | 0 | 0 | 0 | 0 | 0 | 0 | 0 | 0 | 0 | 0 | 0 | 0 | 0 | 0 | 0 | 0 | 0 | 0 | 0 | 0 | 0 | 0 | 0 | 0
F4_Commercial_Warehouse_Existing_Space Heating_Electric_Geothermal Heat Pump_E10 | F4 | Commercial | Warehouse | Existing | Space Heating | Electric | Geothermal Heat Pump | E10 | RVT BC Ratio | 0 | 0 | 0 | 0 | 0 | 0 | 0 | 0 | 0 | 0 | 0 | 0 | 0 | 0 | 0 | 0 | 0 | 0 | 0 | 0 | 0 | 0 | 0 | 0 | 0 | 0 | 0 | 0 | 0 | 0
F5_Commercial_Warehouse_Existing_Space Heating_Electric_Geothermal Heat Pump_E1 | F5 | Commercial | Warehouse | Existing | Space Heating | Electric | Geothermal Heat Pump | E1 | RIM BC Ratio | 0 | 0 | 0 | 0 | 0 | 0 | 0 | 0 | 0 | 0 | 0 | 0 | 0 | 0 | 0 | 0 | 0 | 0 | 0 | 0 | 0 | 0 | 0 | 0 | 0 | 0 | 0 | 0 | 0 | 0
F5_Commercial_Warehouse_Existing_Space Heating_Electric_Geothermal Heat Pump_E2 | F5 | Commercial | Warehouse | Existing | Space Heating | Electric | Geothermal Heat Pump | E2 | RIM BC Ratio | 0 | 0 | 0 | 0 | 0 | 0 | 0 | 0 | 0 | 0 | 0 | 0 | 0 | 0 | 0 | 0 | 0 | 0 | 0 | 0 | 0 | 0 | 0 | 0 | 0 | 0 | 0 | 0 | 0 | 0
F5_Commercial_Warehouse_Existing_Space Heating_Electric_Geothermal Heat Pump_E3 | F5 | Commercial | Warehouse | Existing | Space Heating | Electric | Geothermal Heat Pump | E3 | RIM BC Ratio | 0 | 0 | 0 | 0 | 0 | 0 | 0 | 0 | 0 | 0 | 0 | 0 | 0 | 0 | 0 | 0 | 0 | 0 | 0 | 0 | 0 | 0 | 0 | 0 | 0 | 0 | 0 | 0 | 0 | 0
F5_Commercial_Warehouse_Existing_Space Heating_Electric_Geothermal Heat Pump_E4 | F5 | Commercial | Warehouse | Existing | Space Heating | Electric | Geothermal Heat Pump | E4 | RIM BC Ratio | 0 | 0 | 0 | 0 | 0 | 0 | 0 | 0 | 0 | 0 | 0 | 0 | 0 | 0 | 0 | 0 | 0 | 0 | 0 | 0 | 0 | 0 | 0 | 0 | 0 | 0 | 0 | 0 | 0 | 0
F5_Commercial_Warehouse_Existing_Space Heating_Electric_Geothermal Heat Pump_E5 | F5 | Commercial | Warehouse | Existing | Space Heating | Electric | Geothermal Heat Pump | E5 | RIM BC Ratio | 0 | 0 | 0 | 0 | 0 | 0 | 0 | 0 | 0 | 0 | 0 | 0 | 0 | 0 | 0 | 0 | 0 | 0 | 0 | 0 | 0 | 0 | 0 | 0 | 0 | 0 | 0 | 0 | 0 | 0
F5_Commercial_Warehouse_Existing_Space Heating_Electric_Geothermal Heat Pump_E6 | F5 | Commercial | Warehouse | Existing | Space Heating | Electric | Geothermal Heat Pump | E6 | RIM BC Ratio | 0 | 0 | 0 | 0 | 0 | 0 | 0 | 0 | 0 | 0 | 0 | 0 | 0 | 0 | 0 | 0 | 0 | 0 | 0 | 0 | 0 | 0 | 0 | 0 | 0 | 0 | 0 | 0 | 0 | 0
F5_Commercial_Warehouse_Existing_Space Heating_Electric_Geothermal Heat Pump_E7 | F5 | Commercial | Warehouse | Existing | Space Heating | Electric | Geothermal Heat Pump | E7 | RIM BC Ratio | 0 | 0 | 0 | 0 | 0 | 0 | 0 | 0 | 0 | 0 | 0 | 0 | 0 | 0 | 0 | 0 | 0 | 0 | 0 | 0 | 0 | 0 | 0 | 0 | 0 | 0 | 0 | 0 | 0 | 0
F5_Commercial_Warehouse_Existing_Space Heating_Electric_Geothermal Heat Pump_E8 | F5 | Commercial | Warehouse | Existing | Space Heating | Electric | Geothermal Heat Pump | E8 | RIM BC Ratio | 0 | 0 | 0 | 0 | 0 | 0 | 0 | 0 | 0 | 0 | 0 | 0 | 0 | 0 | 0 | 0 | 0 | 0 | 0 | 0 | 0 | 0 | 0 | 0 | 0 | 0 | 0 | 0 | 0 | 0
F5_Commercial_Warehouse_Existing_Space Heating_Electric_Geothermal Heat Pump_E9 | F5 | Commercial | Warehouse | Existing | Space Heating | Electric | Geothermal Heat Pump | E9 | RIM BC Ratio | 0 | 0 | 0 | 0 | 0 | 0 | 0 | 0 | 0 | 0 | 0 | 0 | 0 | 0 | 0 | 0 | 0 | 0 | 0 | 0 | 0 | 0 | 0 | 0 | 0 | 0 | 0 | 0 | 0 | 0
F5_Commercial_Warehouse_Existing_Space Heating_Electric_Geothermal Heat Pump_E10 | F5 | Commercial | Warehouse | Existing | Space Heating | Electric | Geothermal Heat Pump | E10 | RIM BC Ratio | 0 | 0 | 0 | 0 | 0 | 0 | 0 | 0 | 0 | 0 | 0 | 0 | 0 | 0 | 0 | 0 | 0 | 0 | 0 | 0 | 0 | 0 | 0 | 0 | 0 | 0 | 0 | 0 | 0 | 0
F0_Commercial_Warehouse_Existing_Ventilation_Electric_Ventilation_E0 | F0 | Commercial | Warehouse | Existing | Ventilation | Electric | Ventilation | E0 | Economic Unit | 0 | 0 | 0 | 0 | 0 | 0 | 0 | 0 | 0 | 0 | 0 | 0 | 0 | 0 | 0 | 0 | 0 | 0 | 0 | 0 | 0 | 0 | 0 | 0 | 0 | 0 | 0 | 0 | 0 | 0
F1_Commercial_Warehouse_Existing_Ventilation_Electric_Ventilation_E1 | F1 | Commercial | Warehouse | Existing | Ventilation | Electric | Ventilation | E1 | CCE | 0 | 0 | 0 | 0 | 0 | 0 | 0 | 0 | 0 | 0 | 0 | 0 | 0 | 0 | 0 | 0 | 0 | 0 | 0 | 0 | 0 | 0 | 0 | 0 | 0 | 0 | 0 | 0 | 0 | 0
F1_Commercial_Warehouse_Existing_Ventilation_Electric_Ventilation_E2 | F1 | Commercial | Warehouse | Existing | Ventilation | Electric | Ventilation | E2 | CCE | 0 | 0 | 0 | 0 | 0 | 0 | 0 | 0 | 0 | 0 | 0 | 0 | 0 | 0 | 0 | 0 | 0 | 0 | 0 | 0 | 0 | 0 | 0 | 0 | 0 | 0 | 0 | 0 | 0 | 0
F1_Commercial_Warehouse_Existing_Ventilation_Electric_Ventilation_E3 | F1 | Commercial | Warehouse | Existing | Ventilation | Electric | Ventilation | E3 | CCE | 0 | 0 | 0 | 0 | 0 | 0 | 0 | 0 | 0 | 0 | 0 | 0 | 0 | 0 | 0 | 0 | 0 | 0 | 0 | 0 | 0 | 0 | 0 | 0 | 0 | 0 | 0 | 0 | 0 | 0
F1_Commercial_Warehouse_Existing_Ventilation_Electric_Ventilation_E4 | F1 | Commercial | Warehouse | Existing | Ventilation | Electric | Ventilation | E4 | CCE | 0 | 0 | 0 | 0 | 0 | 0 | 0 | 0 | 0 | 0 | 0 | 0 | 0 | 0 | 0 | 0 | 0 | 0 | 0 | 0 | 0 | 0 | 0 | 0 | 0 | 0 | 0 | 0 | 0 | 0
F1_Commercial_Warehouse_Existing_Ventilation_Electric_Ventilation_E5 | F1 | Commercial | Warehouse | Existing | Ventilation | Electric | Ventilation | E5 | CCE | 0 | 0 | 0 | 0 | 0 | 0 | 0 | 0 | 0 | 0 | 0 | 0 | 0 | 0 | 0 | 0 | 0 | 0 | 0 | 0 | 0 | 0 | 0 | 0 | 0 | 0 | 0 | 0 | 0 | 0
F1_Commercial_Warehouse_Existing_Ventilation_Electric_Ventilation_E6 | F1 | Commercial | Warehouse | Existing | Ventilation | Electric | Ventilation | E6 | CCE | 0 | 0 | 0 | 0 | 0 | 0 | 0 | 0 | 0 | 0 | 0 | 0 | 0 | 0 | 0 | 0 | 0 | 0 | 0 | 0 | 0 | 0 | 0 | 0 | 0 | 0 | 0 | 0 | 0 | 0
F1_Commercial_Warehouse_Existing_Ventilation_Electric_Ventilation_E7 | F1 | Commercial | Warehouse | Existing | Ventilation | Electric | Ventilation | E7 | CCE | 0 | 0 | 0 | 0 | 0 | 0 | 0 | 0 | 0 | 0 | 0 | 0 | 0 | 0 | 0 | 0 | 0 | 0 | 0 | 0 | 0 | 0 | 0 | 0 | 0 | 0 | 0 | 0 | 0 | 0
F1_Commercial_Warehouse_Existing_Ventilation_Electric_Ventilation_E8 | F1 | Commercial | Warehouse | Existing | Ventilation | Electric | Ventilation | E8 | CCE | 0 | 0 | 0 | 0 | 0 | 0 | 0 | 0 | 0 | 0 | 0 | 0 | 0 | 0 | 0 | 0 | 0 | 0 | 0 | 0 | 0 | 0 | 0 | 0 | 0 | 0 | 0 | 0 | 0 | 0
F1_Commercial_Warehouse_Existing_Ventilation_Electric_Ventilation_E9 | F1 | Commercial | Warehouse | Existing | Ventilation | Electric | Ventilation | E9 | CCE | 0 | 0 | 0 | 0 | 0 | 0 | 0 | 0 | 0 | 0 | 0 | 0 | 0 | 0 | 0 | 0 | 0 | 0 | 0 | 0 | 0 | 0 | 0 | 0 | 0 | 0 | 0 | 0 | 0 | 0
F1_Commercial_Warehouse_Existing_Ventilation_Electric_Ventilation_E10 | F1 | Commercial | Warehouse | Existing | Ventilation | Electric | Ventilation | E10 | CCE | 0 | 0 | 0 | 0 | 0 | 0 | 0 | 0 | 0 | 0 | 0 | 0 | 0 | 0 | 0 | 0 | 0 | 0 | 0 | 0 | 0 | 0 | 0 | 0 | 0 | 0 | 0 | 0 | 0 | 0
F2_Commercial_Warehouse_Existing_Ventilation_Electric_Ventilation_E1 | F2 | Commercial | Warehouse | Existing | Ventilation | Electric | Ventilation | E1 | TRC BC Ratio | 0 | 0 | 0 | 0 | 0 | 0 | 0 | 0 | 0 | 0 | 0 | 0 | 0 | 0 | 0 | 0 | 0 | 0 | 0 | 0 | 0 | 0 | 0 | 0 | 0 | 0 | 0 | 0 | 0 | 0
F2_Commercial_Warehouse_Existing_Ventilation_Electric_Ventilation_E2 | F2 | Commercial | Warehouse | Existing | Ventilation | Electric | Ventilation | E2 | TRC BC Ratio | 0 | 0 | 0 | 0 | 0 | 0 | 0 | 0 | 0 | 0 | 0 | 0 | 0 | 0 | 0 | 0 | 0 | 0 | 0 | 0 | 0 | 0 | 0 | 0 | 0 | 0 | 0 | 0 | 0 | 0
F2_Commercial_Warehouse_Existing_Ventilation_Electric_Ventilation_E3 | F2 | Commercial | Warehouse | Existing | Ventilation | Electric | Ventilation | E3 | TRC BC Ratio | 0 | 0 | 0 | 0 | 0 | 0 | 0 | 0 | 0 | 0 | 0 | 0 | 0 | 0 | 0 | 0 | 0 | 0 | 0 | 0 | 0 | 0 | 0 | 0 | 0 | 0 | 0 | 0 | 0 | 0
F2_Commercial_Warehouse_Existing_Ventilation_Electric_Ventilation_E4 | F2 | Commercial | Warehouse | Existing | Ventilation | Electric | Ventilation | E4 | TRC BC Ratio | 0 | 0 | 0 | 0 | 0 | 0 | 0 | 0 | 0 | 0 | 0 | 0 | 0 | 0 | 0 | 0 | 0 | 0 | 0 | 0 | 0 | 0 | 0 | 0 | 0 | 0 | 0 | 0 | 0 | 0
F2_Commercial_Warehouse_Existing_Ventilation_Electric_Ventilation_E5 | F2 | Commercial | Warehouse | Existing | Ventilation | Electric | Ventilation | E5 | TRC BC Ratio | 0 | 0 | 0 | 0 | 0 | 0 | 0 | 0 | 0 | 0 | 0 | 0 | 0 | 0 | 0 | 0 | 0 | 0 | 0 | 0 | 0 | 0 | 0 | 0 | 0 | 0 | 0 | 0 | 0 | 0
F2_Commercial_Warehouse_Existing_Ventilation_Electric_Ventilation_E6 | F2 | Commercial | Warehouse | Existing | Ventilation | Electric | Ventilation | E6 | TRC BC Ratio | 0 | 0 | 0 | 0 | 0 | 0 | 0 | 0 | 0 | 0 | 0 | 0 | 0 | 0 | 0 | 0 | 0 | 0 | 0 | 0 | 0 | 0 | 0 | 0 | 0 | 0 | 0 | 0 | 0 | 0
F2_Commercial_Warehouse_Existing_Ventilation_Electric_Ventilation_E7 | F2 | Commercial | Warehouse | Existing | Ventilation | Electric | Ventilation | E7 | TRC BC Ratio | 0 | 0 | 0 | 0 | 0 | 0 | 0 | 0 | 0 | 0 | 0 | 0 | 0 | 0 | 0 | 0 | 0 | 0 | 0 | 0 | 0 | 0 | 0 | 0 | 0 | 0 | 0 | 0 | 0 | 0
F2_Commercial_Warehouse_Existing_Ventilation_Electric_Ventilation_E8 | F2 | Commercial | Warehouse | Existing | Ventilation | Electric | Ventilation | E8 | TRC BC Ratio | 0 | 0 | 0 | 0 | 0 | 0 | 0 | 0 | 0 | 0 | 0 | 0 | 0 | 0 | 0 | 0 | 0 | 0 | 0 | 0 | 0 | 0 | 0 | 0 | 0 | 0 | 0 | 0 | 0 | 0
F2_Commercial_Warehouse_Existing_Ventilation_Electric_Ventilation_E9 | F2 | Commercial | Warehouse | Existing | Ventilation | Electric | Ventilation | E9 | TRC BC Ratio | 0 | 0 | 0 | 0 | 0 | 0 | 0 | 0 | 0 | 0 | 0 | 0 | 0 | 0 | 0 | 0 | 0 | 0 | 0 | 0 | 0 | 0 | 0 | 0 | 0 | 0 | 0 | 0 | 0 | 0
F2_Commercial_Warehouse_Existing_Ventilation_Electric_Ventilation_E10 | F2 | Commercial | Warehouse | Existing | Ventilation | Electric | Ventilation | E10 | TRC BC Ratio | 0 | 0 | 0 | 0 | 0 | 0 | 0 | 0 | 0 | 0 | 0 | 0 | 0 | 0 | 0 | 0 | 0 | 0 | 0 | 0 | 0 | 0 | 0 | 0 | 0 | 0 | 0 | 0 | 0 | 0
F3_Commercial_Warehouse_Existing_Ventilation_Electric_Ventilation_E1 | F3 | Commercial | Warehouse | Existing | Ventilation | Electric | Ventilation | E1 | PACT BC Ratio | 0 | 0 | 0 | 0 | 0 | 0 | 0 | 0 | 0 | 0 | 0 | 0 | 0 | 0 | 0 | 0 | 0 | 0 | 0 | 0 | 0 | 0 | 0 | 0 | 0 | 0 | 0 | 0 | 0 | 0
F3_Commercial_Warehouse_Existing_Ventilation_Electric_Ventilation_E2 | F3 | Commercial | Warehouse | Existing | Ventilation | Electric | Ventilation | E2 | PACT BC Ratio | 0 | 0 | 0 | 0 | 0 | 0 | 0 | 0 | 0 | 0 | 0 | 0 | 0 | 0 | 0 | 0 | 0 | 0 | 0 | 0 | 0 | 0 | 0 | 0 | 0 | 0 | 0 | 0 | 0 | 0
F3_Commercial_Warehouse_Existing_Ventilation_Electric_Ventilation_E3 | F3 | Commercial | Warehouse | Existing | Ventilation | Electric | Ventilation | E3 | PACT BC Ratio | 0 | 0 | 0 | 0 | 0 | 0 | 0 | 0 | 0 | 0 | 0 | 0 | 0 | 0 | 0 | 0 | 0 | 0 | 0 | 0 | 0 | 0 | 0 | 0 | 0 | 0 | 0 | 0 | 0 | 0
F3_Commercial_Warehouse_Existing_Ventilation_Electric_Ventilation_E4 | F3 | Commercial | Warehouse | Existing | Ventilation | Electric | Ventilation | E4 | PACT BC Ratio | 0 | 0 | 0 | 0 | 0 | 0 | 0 | 0 | 0 | 0 | 0 | 0 | 0 | 0 | 0 | 0 | 0 | 0 | 0 | 0 | 0 | 0 | 0 | 0 | 0 | 0 | 0 | 0 | 0 | 0
F3_Commercial_Warehouse_Existing_Ventilation_Electric_Ventilation_E5 | F3 | Commercial | Warehouse | Existing | Ventilation | Electric | Ventilation | E5 | PACT BC Ratio | 0 | 0 | 0 | 0 | 0 | 0 | 0 | 0 | 0 | 0 | 0 | 0 | 0 | 0 | 0 | 0 | 0 | 0 | 0 | 0 | 0 | 0 | 0 | 0 | 0 | 0 | 0 | 0 | 0 | 0
F3_Commercial_Warehouse_Existing_Ventilation_Electric_Ventilation_E6 | F3 | Commercial | Warehouse | Existing | Ventilation | Electric | Ventilation | E6 | PACT BC Ratio | 0 | 0 | 0 | 0 | 0 | 0 | 0 | 0 | 0 | 0 | 0 | 0 | 0 | 0 | 0 | 0 | 0 | 0 | 0 | 0 | 0 | 0 | 0 | 0 | 0 | 0 | 0 | 0 | 0 | 0
F3_Commercial_Warehouse_Existing_Ventilation_Electric_Ventilation_E7 | F3 | Commercial | Warehouse | Existing | Ventilation | Electric | Ventilation | E7 | PACT BC Ratio | 0 | 0 | 0 | 0 | 0 | 0 | 0 | 0 | 0 | 0 | 0 | 0 | 0 | 0 | 0 | 0 | 0 | 0 | 0 | 0 | 0 | 0 | 0 | 0 | 0 | 0 | 0 | 0 | 0 | 0
F3_Commercial_Warehouse_Existing_Ventilation_Electric_Ventilation_E8 | F3 | Commercial | Warehouse | Existing | Ventilation | Electric | Ventilation | E8 | PACT BC Ratio | 0 | 0 | 0 | 0 | 0 | 0 | 0 | 0 | 0 | 0 | 0 | 0 | 0 | 0 | 0 | 0 | 0 | 0 | 0 | 0 | 0 | 0 | 0 | 0 | 0 | 0 | 0 | 0 | 0 | 0
F3_Commercial_Warehouse_Existing_Ventilation_Electric_Ventilation_E9 | F3 | Commercial | Warehouse | Existing | Ventilation | Electric | Ventilation | E9 | PACT BC Ratio | 0 | 0 | 0 | 0 | 0 | 0 | 0 | 0 | 0 | 0 | 0 | 0 | 0 | 0 | 0 | 0 | 0 | 0 | 0 | 0 | 0 | 0 | 0 | 0 | 0 | 0 | 0 | 0 | 0 | 0
F3_Commercial_Warehouse_Existing_Ventilation_Electric_Ventilation_E10 | F3 | Commercial | Warehouse | Existing | Ventilation | Electric | Ventilation | E10 | PACT BC Ratio | 0 | 0 | 0 | 0 | 0 | 0 | 0 | 0 | 0 | 0 | 0 | 0 | 0 | 0 | 0 | 0 | 0 | 0 | 0 | 0 | 0 | 0 | 0 | 0 | 0 | 0 | 0 | 0 | 0 | 0
F4_Commercial_Warehouse_Existing_Ventilation_Electric_Ventilation_E1 | F4 | Commercial | Warehouse | Existing | Ventilation | Electric | Ventilation | E1 | RVT BC Ratio | 0 | 0 | 0 | 0 | 0 | 0 | 0 | 0 | 0 | 0 | 0 | 0 | 0 | 0 | 0 | 0 | 0 | 0 | 0 | 0 | 0 | 0 | 0 | 0 | 0 | 0 | 0 | 0 | 0 | 0
F4_Commercial_Warehouse_Existing_Ventilation_Electric_Ventilation_E2 | F4 | Commercial | Warehouse | Existing | Ventilation | Electric | Ventilation | E2 | RVT BC Ratio | 0 | 0 | 0 | 0 | 0 | 0 | 0 | 0 | 0 | 0 | 0 | 0 | 0 | 0 | 0 | 0 | 0 | 0 | 0 | 0 | 0 | 0 | 0 | 0 | 0 | 0 | 0 | 0 | 0 | 0
F4_Commercial_Warehouse_Existing_Ventilation_Electric_Ventilation_E3 | F4 | Commercial | Warehouse | Existing | Ventilation | Electric | Ventilation | E3 | RVT BC Ratio | 0 | 0 | 0 | 0 | 0 | 0 | 0 | 0 | 0 | 0 | 0 | 0 | 0 | 0 | 0 | 0 | 0 | 0 | 0 | 0 | 0 | 0 | 0 | 0 | 0 | 0 | 0 | 0 | 0 | 0
F4_Commercial_Warehouse_Existing_Ventilation_Electric_Ventilation_E4 | F4 | Commercial | Warehouse | Existing | Ventilation | Electric | Ventilation | E4 | RVT BC Ratio | 0 | 0 | 0 | 0 | 0 | 0 | 0 | 0 | 0 | 0 | 0 | 0 | 0 | 0 | 0 | 0 | 0 | 0 | 0 | 0 | 0 | 0 | 0 | 0 | 0 | 0 | 0 | 0 | 0 | 0
F4_Commercial_Warehouse_Existing_Ventilation_Electric_Ventilation_E5 | F4 | Commercial | Warehouse | Existing | Ventilation | Electric | Ventilation | E5 | RVT BC Ratio | 0 | 0 | 0 | 0 | 0 | 0 | 0 | 0 | 0 | 0 | 0 | 0 | 0 | 0 | 0 | 0 | 0 | 0 | 0 | 0 | 0 | 0 | 0 | 0 | 0 | 0 | 0 | 0 | 0 | 0
F4_Commercial_Warehouse_Existing_Ventilation_Electric_Ventilation_E6 | F4 | Commercial | Warehouse | Existing | Ventilation | Electric | Ventilation | E6 | RVT BC Ratio | 0 | 0 | 0 | 0 | 0 | 0 | 0 | 0 | 0 | 0 | 0 | 0 | 0 | 0 | 0 | 0 | 0 | 0 | 0 | 0 | 0 | 0 | 0 | 0 | 0 | 0 | 0 | 0 | 0 | 0
F4_Commercial_Warehouse_Existing_Ventilation_Electric_Ventilation_E7 | F4 | Commercial | Warehouse | Existing | Ventilation | Electric | Ventilation | E7 | RVT BC Ratio | 0 | 0 | 0 | 0 | 0 | 0 | 0 | 0 | 0 | 0 | 0 | 0 | 0 | 0 | 0 | 0 | 0 | 0 | 0 | 0 | 0 | 0 | 0 | 0 | 0 | 0 | 0 | 0 | 0 | 0
F4_Commercial_Warehouse_Existing_Ventilation_Electric_Ventilation_E8 | F4 | Commercial | Warehouse | Existing | Ventilation | Electric | Ventilation | E8 | RVT BC Ratio | 0 | 0 | 0 | 0 | 0 | 0 | 0 | 0 | 0 | 0 | 0 | 0 | 0 | 0 | 0 | 0 | 0 | 0 | 0 | 0 | 0 | 0 | 0 | 0 | 0 | 0 | 0 | 0 | 0 | 0
F4_Commercial_Warehouse_Existing_Ventilation_Electric_Ventilation_E9 | F4 | Commercial | Warehouse | Existing | Ventilation | Electric | Ventilation | E9 | RVT BC Ratio | 0 | 0 | 0 | 0 | 0 | 0 | 0 | 0 | 0 | 0 | 0 | 0 | 0 | 0 | 0 | 0 | 0 | 0 | 0 | 0 | 0 | 0 | 0 | 0 | 0 | 0 | 0 | 0 | 0 | 0
F4_Commercial_Warehouse_Existing_Ventilation_Electric_Ventilation_E10 | F4 | Commercial | Warehouse | Existing | Ventilation | Electric | Ventilation | E10 | RVT BC Ratio | 0 | 0 | 0 | 0 | 0 | 0 | 0 | 0 | 0 | 0 | 0 | 0 | 0 | 0 | 0 | 0 | 0 | 0 | 0 | 0 | 0 | 0 | 0 | 0 | 0 | 0 | 0 | 0 | 0 | 0
F5_Commercial_Warehouse_Existing_Ventilation_Electric_Ventilation_E1 | F5 | Commercial | Warehouse | Existing | Ventilation | Electric | Ventilation | E1 | RIM BC Ratio | 0 | 0 | 0 | 0 | 0 | 0 | 0 | 0 | 0 | 0 | 0 | 0 | 0 | 0 | 0 | 0 | 0 | 0 | 0 | 0 | 0 | 0 | 0 | 0 | 0 | 0 | 0 | 0 | 0 | 0
F5_Commercial_Warehouse_Existing_Ventilation_Electric_Ventilation_E2 | F5 | Commercial | Warehouse | Existing | Ventilation | Electric | Ventilation | E2 | RIM BC Ratio | 0 | 0 | 0 | 0 | 0 | 0 | 0 | 0 | 0 | 0 | 0 | 0 | 0 | 0 | 0 | 0 | 0 | 0 | 0 | 0 | 0 | 0 | 0 | 0 | 0 | 0 | 0 | 0 | 0 | 0
F5_Commercial_Warehouse_Existing_Ventilation_Electric_Ventilation_E3 | F5 | Commercial | Warehouse | Existing | Ventilation | Electric | Ventilation | E3 | RIM BC Ratio | 0 | 0 | 0 | 0 | 0 | 0 | 0 | 0 | 0 | 0 | 0 | 0 | 0 | 0 | 0 | 0 | 0 | 0 | 0 | 0 | 0 | 0 | 0 | 0 | 0 | 0 | 0 | 0 | 0 | 0
F5_Commercial_Warehouse_Existing_Ventilation_Electric_Ventilation_E4 | F5 | Commercial | Warehouse | Existing | Ventilation | Electric | Ventilation | E4 | RIM BC Ratio | 0 | 0 | 0 | 0 | 0 | 0 | 0 | 0 | 0 | 0 | 0 | 0 | 0 | 0 | 0 | 0 | 0 | 0 | 0 | 0 | 0 | 0 | 0 | 0 | 0 | 0 | 0 | 0 | 0 | 0
F5_Commercial_Warehouse_Existing_Ventilation_Electric_Ventilation_E5 | F5 | Commercial | Warehouse | Existing | Ventilation | Electric | Ventilation | E5 | RIM BC Ratio | 0 | 0 | 0 | 0 | 0 | 0 | 0 | 0 | 0 | 0 | 0 | 0 | 0 | 0 | 0 | 0 | 0 | 0 | 0 | 0 | 0 | 0 | 0 | 0 | 0 | 0 | 0 | 0 | 0 | 0
F5_Commercial_Warehouse_Existing_Ventilation_Electric_Ventilation_E6 | F5 | Commercial | Warehouse | Existing | Ventilation | Electric | Ventilation | E6 | RIM BC Ratio | 0 | 0 | 0 | 0 | 0 | 0 | 0 | 0 | 0 | 0 | 0 | 0 | 0 | 0 | 0 | 0 | 0 | 0 | 0 | 0 | 0 | 0 | 0 | 0 | 0 | 0 | 0 | 0 | 0 | 0
F5_Commercial_Warehouse_Existing_Ventilation_Electric_Ventilation_E7 | F5 | Commercial | Warehouse | Existing | Ventilation | Electric | Ventilation | E7 | RIM BC Ratio | 0 | 0 | 0 | 0 | 0 | 0 | 0 | 0 | 0 | 0 | 0 | 0 | 0 | 0 | 0 | 0 | 0 | 0 | 0 | 0 | 0 | 0 | 0 | 0 | 0 | 0 | 0 | 0 | 0 | 0
F5_Commercial_Warehouse_Existing_Ventilation_Electric_Ventilation_E8 | F5 | Commercial | Warehouse | Existing | Ventilation | Electric | Ventilation | E8 | RIM BC Ratio | 0 | 0 | 0 | 0 | 0 | 0 | 0 | 0 | 0 | 0 | 0 | 0 | 0 | 0 | 0 | 0 | 0 | 0 | 0 | 0 | 0 | 0 | 0 | 0 | 0 | 0 | 0 | 0 | 0 | 0
F5_Commercial_Warehouse_Existing_Ventilation_Electric_Ventilation_E9 | F5 | Commercial | Warehouse | Existing | Ventilation | Electric | Ventilation | E9 | RIM BC Ratio | 0 | 0 | 0 | 0 | 0 | 0 | 0 | 0 | 0 | 0 | 0 | 0 | 0 | 0 | 0 | 0 | 0 | 0 | 0 | 0 | 0 | 0 | 0 | 0 | 0 | 0 | 0 | 0 | 0 | 0
F5_Commercial_Warehouse_Existing_Ventilation_Electric_Ventilation_E10 | F5 | Commercial | Warehouse | Existing | Ventilation | Electric | Ventilation | E10 | RIM BC Ratio | 0 | 0 | 0 | 0 | 0 | 0 | 0 | 0 | 0 | 0 | 0 | 0 | 0 | 0 | 0 | 0 | 0 | 0 | 0 | 0 | 0 | 0 | 0 | 0 | 0 | 0 | 0 | 0 | 0 | 0
F0_Commercial_Warehouse_Existing_Water Heating_Electric_Water Heater_E0 | F0 | Commercial | Warehouse | Existing | Water Heating | Electric | Water Heater | E0 | Economic Unit | 0 | 0 | 0 | 0 | 0 | 0 | 0 | 0 | 0 | 0 | 0 | 0 | 0 | 0 | 0 | 0 | 0 | 0 | 0 | 0 | 0 | 0 | 0 | 0 | 0 | 0 | 0 | 0 | 0 | 0
F1_Commercial_Warehouse_Existing_Water Heating_Electric_Water Heater_E1 | F1 | Commercial | Warehouse | Existing | Water Heating | Electric | Water Heater | E1 | CCE | 0 | 0 | 0 | 0 | 0 | 0 | 0 | 0 | 0 | 0 | 0 | 0 | 0 | 0 | 0 | 0 | 0 | 0 | 0 | 0 | 0 | 0 | 0 | 0 | 0 | 0 | 0 | 0 | 0 | 0
F1_Commercial_Warehouse_Existing_Water Heating_Electric_Water Heater_E2 | F1 | Commercial | Warehouse | Existing | Water Heating | Electric | Water Heater | E2 | CCE | 0 | 0 | 0 | 0 | 0 | 0 | 0 | 0 | 0 | 0 | 0 | 0 | 0 | 0 | 0 | 0 | 0 | 0 | 0 | 0 | 0 | 0 | 0 | 0 | 0 | 0 | 0 | 0 | 0 | 0
F1_Commercial_Warehouse_Existing_Water Heating_Electric_Water Heater_E3 | F1 | Commercial | Warehouse | Existing | Water Heating | Electric | Water Heater | E3 | CCE | 0 | 0 | 0 | 0 | 0 | 0 | 0 | 0 | 0 | 0 | 0 | 0 | 0 | 0 | 0 | 0 | 0 | 0 | 0 | 0 | 0 | 0 | 0 | 0 | 0 | 0 | 0 | 0 | 0 | 0
F1_Commercial_Warehouse_Existing_Water Heating_Electric_Water Heater_E4 | F1 | Commercial | Warehouse | Existing | Water Heating | Electric | Water Heater | E4 | CCE | 0 | 0 | 0 | 0 | 0 | 0 | 0 | 0 | 0 | 0 | 0 | 0 | 0 | 0 | 0 | 0 | 0 | 0 | 0 | 0 | 0 | 0 | 0 | 0 | 0 | 0 | 0 | 0 | 0 | 0
F1_Commercial_Warehouse_Existing_Water Heating_Electric_Water Heater_E5 | F1 | Commercial | Warehouse | Existing | Water Heating | Electric | Water Heater | E5 | CCE | 0 | 0 | 0 | 0 | 0 | 0 | 0 | 0 | 0 | 0 | 0 | 0 | 0 | 0 | 0 | 0 | 0 | 0 | 0 | 0 | 0 | 0 | 0 | 0 | 0 | 0 | 0 | 0 | 0 | 0
F1_Commercial_Warehouse_Existing_Water Heating_Electric_Water Heater_E6 | F1 | Commercial | Warehouse | Existing | Water Heating | Electric | Water Heater | E6 | CCE | 0 | 0 | 0 | 0 | 0 | 0 | 0 | 0 | 0 | 0 | 0 | 0 | 0 | 0 | 0 | 0 | 0 | 0 | 0 | 0 | 0 | 0 | 0 | 0 | 0 | 0 | 0 | 0 | 0 | 0
F1_Commercial_Warehouse_Existing_Water Heating_Electric_Water Heater_E7 | F1 | Commercial | Warehouse | Existing | Water Heating | Electric | Water Heater | E7 | CCE | 0 | 0 | 0 | 0 | 0 | 0 | 0 | 0 | 0 | 0 | 0 | 0 | 0 | 0 | 0 | 0 | 0 | 0 | 0 | 0 | 0 | 0 | 0 | 0 | 0 | 0 | 0 | 0 | 0 | 0
F1_Commercial_Warehouse_Existing_Water Heating_Electric_Water Heater_E8 | F1 | Commercial | Warehouse | Existing | Water Heating | Electric | Water Heater | E8 | CCE | 0 | 0 | 0 | 0 | 0 | 0 | 0 | 0 | 0 | 0 | 0 | 0 | 0 | 0 | 0 | 0 | 0 | 0 | 0 | 0 | 0 | 0 | 0 | 0 | 0 | 0 | 0 | 0 | 0 | 0
F1_Commercial_Warehouse_Existing_Water Heating_Electric_Water Heater_E9 | F1 | Commercial | Warehouse | Existing | Water Heating | Electric | Water Heater | E9 | CCE | 0 | 0 | 0 | 0 | 0 | 0 | 0 | 0 | 0 | 0 | 0 | 0 | 0 | 0 | 0 | 0 | 0 | 0 | 0 | 0 | 0 | 0 | 0 | 0 | 0 | 0 | 0 | 0 | 0 | 0
F1_Commercial_Warehouse_Existing_Water Heating_Electric_Water Heater_E10 | F1 | Commercial | Warehouse | Existing | Water Heating | Electric | Water Heater | E10 | CCE | 0 | 0 | 0 | 0 | 0 | 0 | 0 | 0 | 0 | 0 | 0 | 0 | 0 | 0 | 0 | 0 | 0 | 0 | 0 | 0 | 0 | 0 | 0 | 0 | 0 | 0 | 0 | 0 | 0 | 0
F2_Commercial_Warehouse_Existing_Water Heating_Electric_Water Heater_E1 | F2 | Commercial | Warehouse | Existing | Water Heating | Electric | Water Heater | E1 | TRC BC Ratio | 0 | 0 | 0 | 0 | 0 | 0 | 0 | 0 | 0 | 0 | 0 | 0 | 0 | 0 | 0 | 0 | 0 | 0 | 0 | 0 | 0 | 0 | 0 | 0 | 0 | 0 | 0 | 0 | 0 | 0
F2_Commercial_Warehouse_Existing_Water Heating_Electric_Water Heater_E2 | F2 | Commercial | Warehouse | Existing | Water Heating | Electric | Water Heater | E2 | TRC BC Ratio | 0 | 0 | 0 | 0 | 0 | 0 | 0 | 0 | 0 | 0 | 0 | 0 | 0 | 0 | 0 | 0 | 0 | 0 | 0 | 0 | 0 | 0 | 0 | 0 | 0 | 0 | 0 | 0 | 0 | 0
F2_Commercial_Warehouse_Existing_Water Heating_Electric_Water Heater_E3 | F2 | Commercial | Warehouse | Existing | Water Heating | Electric | Water Heater | E3 | TRC BC Ratio | 0 | 0 | 0 | 0 | 0 | 0 | 0 | 0 | 0 | 0 | 0 | 0 | 0 | 0 | 0 | 0 | 0 | 0 | 0 | 0 | 0 | 0 | 0 | 0 | 0 | 0 | 0 | 0 | 0 | 0
F2_Commercial_Warehouse_Existing_Water Heating_Electric_Water Heater_E4 | F2 | Commercial | Warehouse | Existing | Water Heating | Electric | Water Heater | E4 | TRC BC Ratio | 0 | 0 | 0 | 0 | 0 | 0 | 0 | 0 | 0 | 0 | 0 | 0 | 0 | 0 | 0 | 0 | 0 | 0 | 0 | 0 | 0 | 0 | 0 | 0 | 0 | 0 | 0 | 0 | 0 | 0
F2_Commercial_Warehouse_Existing_Water Heating_Electric_Water Heater_E5 | F2 | Commercial | Warehouse | Existing | Water Heating | Electric | Water Heater | E5 | TRC BC Ratio | 0 | 0 | 0 | 0 | 0 | 0 | 0 | 0 | 0 | 0 | 0 | 0 | 0 | 0 | 0 | 0 | 0 | 0 | 0 | 0 | 0 | 0 | 0 | 0 | 0 | 0 | 0 | 0 | 0 | 0
F2_Commercial_Warehouse_Existing_Water Heating_Electric_Water Heater_E6 | F2 | Commercial | Warehouse | Existing | Water Heating | Electric | Water Heater | E6 | TRC BC Ratio | 0 | 0 | 0 | 0 | 0 | 0 | 0 | 0 | 0 | 0 | 0 | 0 | 0 | 0 | 0 | 0 | 0 | 0 | 0 | 0 | 0 | 0 | 0 | 0 | 0 | 0 | 0 | 0 | 0 | 0
F2_Commercial_Warehouse_Existing_Water Heating_Electric_Water Heater_E7 | F2 | Commercial | Warehouse | Existing | Water Heating | Electric | Water Heater | E7 | TRC BC Ratio | 0 | 0 | 0 | 0 | 0 | 0 | 0 | 0 | 0 | 0 | 0 | 0 | 0 | 0 | 0 | 0 | 0 | 0 | 0 | 0 | 0 | 0 | 0 | 0 | 0 | 0 | 0 | 0 | 0 | 0
F2_Commercial_Warehouse_Existing_Water Heating_Electric_Water Heater_E8 | F2 | Commercial | Warehouse | Existing | Water Heating | Electric | Water Heater | E8 | TRC BC Ratio | 0 | 0 | 0 | 0 | 0 | 0 | 0 | 0 | 0 | 0 | 0 | 0 | 0 | 0 | 0 | 0 | 0 | 0 | 0 | 0 | 0 | 0 | 0 | 0 | 0 | 0 | 0 | 0 | 0 | 0
F2_Commercial_Warehouse_Existing_Water Heating_Electric_Water Heater_E9 | F2 | Commercial | Warehouse | Existing | Water Heating | Electric | Water Heater | E9 | TRC BC Ratio | 0 | 0 | 0 | 0 | 0 | 0 | 0 | 0 | 0 | 0 | 0 | 0 | 0 | 0 | 0 | 0 | 0 | 0 | 0 | 0 | 0 | 0 | 0 | 0 | 0 | 0 | 0 | 0 | 0 | 0
F2_Commercial_Warehouse_Existing_Water Heating_Electric_Water Heater_E10 | F2 | Commercial | Warehouse | Existing | Water Heating | Electric | Water Heater | E10 | TRC BC Ratio | 0 | 0 | 0 | 0 | 0 | 0 | 0 | 0 | 0 | 0 | 0 | 0 | 0 | 0 | 0 | 0 | 0 | 0 | 0 | 0 | 0 | 0 | 0 | 0 | 0 | 0 | 0 | 0 | 0 | 0
F3_Commercial_Warehouse_Existing_Water Heating_Electric_Water Heater_E1 | F3 | Commercial | Warehouse | Existing | Water Heating | Electric | Water Heater | E1 | PACT BC Ratio | 0 | 0 | 0 | 0 | 0 | 0 | 0 | 0 | 0 | 0 | 0 | 0 | 0 | 0 | 0 | 0 | 0 | 0 | 0 | 0 | 0 | 0 | 0 | 0 | 0 | 0 | 0 | 0 | 0 | 0
F3_Commercial_Warehouse_Existing_Water Heating_Electric_Water Heater_E2 | F3 | Commercial | Warehouse | Existing | Water Heating | Electric | Water Heater | E2 | PACT BC Ratio | 0 | 0 | 0 | 0 | 0 | 0 | 0 | 0 | 0 | 0 | 0 | 0 | 0 | 0 | 0 | 0 | 0 | 0 | 0 | 0 | 0 | 0 | 0 | 0 | 0 | 0 | 0 | 0 | 0 | 0
F3_Commercial_Warehouse_Existing_Water Heating_Electric_Water Heater_E3 | F3 | Commercial | Warehouse | Existing | Water Heating | Electric | Water Heater | E3 | PACT BC Ratio | 0 | 0 | 0 | 0 | 0 | 0 | 0 | 0 | 0 | 0 | 0 | 0 | 0 | 0 | 0 | 0 | 0 | 0 | 0 | 0 | 0 | 0 | 0 | 0 | 0 | 0 | 0 | 0 | 0 | 0
F3_Commercial_Warehouse_Existing_Water Heating_Electric_Water Heater_E4 | F3 | Commercial | Warehouse | Existing | Water Heating | Electric | Water Heater | E4 | PACT BC Ratio | 0 | 0 | 0 | 0 | 0 | 0 | 0 | 0 | 0 | 0 | 0 | 0 | 0 | 0 | 0 | 0 | 0 | 0 | 0 | 0 | 0 | 0 | 0 | 0 | 0 | 0 | 0 | 0 | 0 | 0
F3_Commercial_Warehouse_Existing_Water Heating_Electric_Water Heater_E5 | F3 | Commercial | Warehouse | Existing | Water Heating | Electric | Water Heater | E5 | PACT BC Ratio | 0 | 0 | 0 | 0 | 0 | 0 | 0 | 0 | 0 | 0 | 0 | 0 | 0 | 0 | 0 | 0 | 0 | 0 | 0 | 0 | 0 | 0 | 0 | 0 | 0 | 0 | 0 | 0 | 0 | 0
F3_Commercial_Warehouse_Existing_Water Heating_Electric_Water Heater_E6 | F3 | Commercial | Warehouse | Existing | Water Heating | Electric | Water Heater | E6 | PACT BC Ratio | 0 | 0 | 0 | 0 | 0 | 0 | 0 | 0 | 0 | 0 | 0 | 0 | 0 | 0 | 0 | 0 | 0 | 0 | 0 | 0 | 0 | 0 | 0 | 0 | 0 | 0 | 0 | 0 | 0 | 0
F3_Commercial_Warehouse_Existing_Water Heating_Electric_Water Heater_E7 | F3 | Commercial | Warehouse | Existing | Water Heating | Electric | Water Heater | E7 | PACT BC Ratio | 0 | 0 | 0 | 0 | 0 | 0 | 0 | 0 | 0 | 0 | 0 | 0 | 0 | 0 | 0 | 0 | 0 | 0 | 0 | 0 | 0 | 0 | 0 | 0 | 0 | 0 | 0 | 0 | 0 | 0
F3_Commercial_Warehouse_Existing_Water Heating_Electric_Water Heater_E8 | F3 | Commercial | Warehouse | Existing | Water Heating | Electric | Water Heater | E8 | PACT BC Ratio | 0 | 0 | 0 | 0 | 0 | 0 | 0 | 0 | 0 | 0 | 0 | 0 | 0 | 0 | 0 | 0 | 0 | 0 | 0 | 0 | 0 | 0 | 0 | 0 | 0 | 0 | 0 | 0 | 0 | 0
F3_Commercial_Warehouse_Existing_Water Heating_Electric_Water Heater_E9 | F3 | Commercial | Warehouse | Existing | Water Heating | Electric | Water Heater | E9 | PACT BC Ratio | 0 | 0 | 0 | 0 | 0 | 0 | 0 | 0 | 0 | 0 | 0 | 0 | 0 | 0 | 0 | 0 | 0 | 0 | 0 | 0 | 0 | 0 | 0 | 0 | 0 | 0 | 0 | 0 | 0 | 0
F3_Commercial_Warehouse_Existing_Water Heating_Electric_Water Heater_E10 | F3 | Commercial | Warehouse | Existing | Water Heating | Electric | Water Heater | E10 | PACT BC Ratio | 0 | 0 | 0 | 0 | 0 | 0 | 0 | 0 | 0 | 0 | 0 | 0 | 0 | 0 | 0 | 0 | 0 | 0 | 0 | 0 | 0 | 0 | 0 | 0 | 0 | 0 | 0 | 0 | 0 | 0
F4_Commercial_Warehouse_Existing_Water Heating_Electric_Water Heater_E1 | F4 | Commercial | Warehouse | Existing | Water Heating | Electric | Water Heater | E1 | RVT BC Ratio | 0 | 0 | 0 | 0 | 0 | 0 | 0 | 0 | 0 | 0 | 0 | 0 | 0 | 0 | 0 | 0 | 0 | 0 | 0 | 0 | 0 | 0 | 0 | 0 | 0 | 0 | 0 | 0 | 0 | 0
F4_Commercial_Warehouse_Existing_Water Heating_Electric_Water Heater_E2 | F4 | Commercial | Warehouse | Existing | Water Heating | Electric | Water Heater | E2 | RVT BC Ratio | 0 | 0 | 0 | 0 | 0 | 0 | 0 | 0 | 0 | 0 | 0 | 0 | 0 | 0 | 0 | 0 | 0 | 0 | 0 | 0 | 0 | 0 | 0 | 0 | 0 | 0 | 0 | 0 | 0 | 0
F4_Commercial_Warehouse_Existing_Water Heating_Electric_Water Heater_E3 | F4 | Commercial | Warehouse | Existing | Water Heating | Electric | Water Heater | E3 | RVT BC Ratio | 0 | 0 | 0 | 0 | 0 | 0 | 0 | 0 | 0 | 0 | 0 | 0 | 0 | 0 | 0 | 0 | 0 | 0 | 0 | 0 | 0 | 0 | 0 | 0 | 0 | 0 | 0 | 0 | 0 | 0
F4_Commercial_Warehouse_Existing_Water Heating_Electric_Water Heater_E4 | F4 | Commercial | Warehouse | Existing | Water Heating | Electric | Water Heater | E4 | RVT BC Ratio | 0 | 0 | 0 | 0 | 0 | 0 | 0 | 0 | 0 | 0 | 0 | 0 | 0 | 0 | 0 | 0 | 0 | 0 | 0 | 0 | 0 | 0 | 0 | 0 | 0 | 0 | 0 | 0 | 0 | 0
F4_Commercial_Warehouse_Existing_Water Heating_Electric_Water Heater_E5 | F4 | Commercial | Warehouse | Existing | Water Heating | Electric | Water Heater | E5 | RVT BC Ratio | 0 | 0 | 0 | 0 | 0 | 0 | 0 | 0 | 0 | 0 | 0 | 0 | 0 | 0 | 0 | 0 | 0 | 0 | 0 | 0 | 0 | 0 | 0 | 0 | 0 | 0 | 0 | 0 | 0 | 0
F4_Commercial_Warehouse_Existing_Water Heating_Electric_Water Heater_E6 | F4 | Commercial | Warehouse | Existing | Water Heating | Electric | Water Heater | E6 | RVT BC Ratio | 0 | 0 | 0 | 0 | 0 | 0 | 0 | 0 | 0 | 0 | 0 | 0 | 0 | 0 | 0 | 0 | 0 | 0 | 0 | 0 | 0 | 0 | 0 | 0 | 0 | 0 | 0 | 0 | 0 | 0
F4_Commercial_Warehouse_Existing_Water Heating_Electric_Water Heater_E7 | F4 | Commercial | Warehouse | Existing | Water Heating | Electric | Water Heater | E7 | RVT BC Ratio | 0 | 0 | 0 | 0 | 0 | 0 | 0 | 0 | 0 | 0 | 0 | 0 | 0 | 0 | 0 | 0 | 0 | 0 | 0 | 0 | 0 | 0 | 0 | 0 | 0 | 0 | 0 | 0 | 0 | 0
F4_Commercial_Warehouse_Existing_Water Heating_Electric_Water Heater_E8 | F4 | Commercial | Warehouse | Existing | Water Heating | Electric | Water Heater | E8 | RVT BC Ratio | 0 | 0 | 0 | 0 | 0 | 0 | 0 | 0 | 0 | 0 | 0 | 0 | 0 | 0 | 0 | 0 | 0 | 0 | 0 | 0 | 0 | 0 | 0 | 0 | 0 | 0 | 0 | 0 | 0 | 0
F4_Commercial_Warehouse_Existing_Water Heating_Electric_Water Heater_E9 | F4 | Commercial | Warehouse | Existing | Water Heating | Electric | Water Heater | E9 | RVT BC Ratio | 0 | 0 | 0 | 0 | 0 | 0 | 0 | 0 | 0 | 0 | 0 | 0 | 0 | 0 | 0 | 0 | 0 | 0 | 0 | 0 | 0 | 0 | 0 | 0 | 0 | 0 | 0 | 0 | 0 | 0
F4_Commercial_Warehouse_Existing_Water Heating_Electric_Water Heater_E10 | F4 | Commercial | Warehouse | Existing | Water Heating | Electric | Water Heater | E10 | RVT BC Ratio | 0 | 0 | 0 | 0 | 0 | 0 | 0 | 0 | 0 | 0 | 0 | 0 | 0 | 0 | 0 | 0 | 0 | 0 | 0 | 0 | 0 | 0 | 0 | 0 | 0 | 0 | 0 | 0 | 0 | 0
F5_Commercial_Warehouse_Existing_Water Heating_Electric_Water Heater_E1 | F5 | Commercial | Warehouse | Existing | Water Heating | Electric | Water Heater | E1 | RIM BC Ratio | 0 | 0 | 0 | 0 | 0 | 0 | 0 | 0 | 0 | 0 | 0 | 0 | 0 | 0 | 0 | 0 | 0 | 0 | 0 | 0 | 0 | 0 | 0 | 0 | 0 | 0 | 0 | 0 | 0 | 0
F5_Commercial_Warehouse_Existing_Water Heating_Electric_Water Heater_E2 | F5 | Commercial | Warehouse | Existing | Water Heating | Electric | Water Heater | E2 | RIM BC Ratio | 0 | 0 | 0 | 0 | 0 | 0 | 0 | 0 | 0 | 0 | 0 | 0 | 0 | 0 | 0 | 0 | 0 | 0 | 0 | 0 | 0 | 0 | 0 | 0 | 0 | 0 | 0 | 0 | 0 | 0
F5_Commercial_Warehouse_Existing_Water Heating_Electric_Water Heater_E3 | F5 | Commercial | Warehouse | Existing | Water Heating | Electric | Water Heater | E3 | RIM BC Ratio | 0 | 0 | 0 | 0 | 0 | 0 | 0 | 0 | 0 | 0 | 0 | 0 | 0 | 0 | 0 | 0 | 0 | 0 | 0 | 0 | 0 | 0 | 0 | 0 | 0 | 0 | 0 | 0 | 0 | 0
F5_Commercial_Warehouse_Existing_Water Heating_Electric_Water Heater_E4 | F5 | Commercial | Warehouse | Existing | Water Heating | Electric | Water Heater | E4 | RIM BC Ratio | 0 | 0 | 0 | 0 | 0 | 0 | 0 | 0 | 0 | 0 | 0 | 0 | 0 | 0 | 0 | 0 | 0 | 0 | 0 | 0 | 0 | 0 | 0 | 0 | 0 | 0 | 0 | 0 | 0 | 0
F5_Commercial_Warehouse_Existing_Water Heating_Electric_Water Heater_E5 | F5 | Commercial | Warehouse | Existing | Water Heating | Electric | Water Heater | E5 | RIM BC Ratio | 0 | 0 | 0 | 0 | 0 | 0 | 0 | 0 | 0 | 0 | 0 | 0 | 0 | 0 | 0 | 0 | 0 | 0 | 0 | 0 | 0 | 0 | 0 | 0 | 0 | 0 | 0 | 0 | 0 | 0
F5_Commercial_Warehouse_Existing_Water Heating_Electric_Water Heater_E6 | F5 | Commercial | Warehouse | Existing | Water Heating | Electric | Water Heater | E6 | RIM BC Ratio | 0 | 0 | 0 | 0 | 0 | 0 | 0 | 0 | 0 | 0 | 0 | 0 | 0 | 0 | 0 | 0 | 0 | 0 | 0 | 0 | 0 | 0 | 0 | 0 | 0 | 0 | 0 | 0 | 0 | 0
F5_Commercial_Warehouse_Existing_Water Heating_Electric_Water Heater_E7 | F5 | Commercial | Warehouse | Existing | Water Heating | Electric | Water Heater | E7 | RIM BC Ratio | 0 | 0 | 0 | 0 | 0 | 0 | 0 | 0 | 0 | 0 | 0 | 0 | 0 | 0 | 0 | 0 | 0 | 0 | 0 | 0 | 0 | 0 | 0 | 0 | 0 | 0 | 0 | 0 | 0 | 0
F5_Commercial_Warehouse_Existing_Water Heating_Electric_Water Heater_E8 | F5 | Commercial | Warehouse | Existing | Water Heating | Electric | Water Heater | E8 | RIM BC Ratio | 0 | 0 | 0 | 0 | 0 | 0 | 0 | 0 | 0 | 0 | 0 | 0 | 0 | 0 | 0 | 0 | 0 | 0 | 0 | 0 | 0 | 0 | 0 | 0 | 0 | 0 | 0 | 0 | 0 | 0
F5_Commercial_Warehouse_Existing_Water Heating_Electric_Water Heater_E9 | F5 | Commercial | Warehouse | Existing | Water Heating | Electric | Water Heater | E9 | RIM BC Ratio | 0 | 0 | 0 | 0 | 0 | 0 | 0 | 0 | 0 | 0 | 0 | 0 | 0 | 0 | 0 | 0 | 0 | 0 | 0 | 0 | 0 | 0 | 0 | 0 | 0 | 0 | 0 | 0 | 0 | 0
F5_Commercial_Warehouse_Existing_Water Heating_Electric_Water Heater_E10 | F5 | Commercial | Warehouse | Existing | Water Heating | Electric | Water Heater | E10 | RIM BC Ratio | 0 | 0 | 0 | 0 | 0 | 0 | 0 | 0 | 0 | 0 | 0 | 0 | 0 | 0 | 0 | 0 | 0 | 0 | 0 | 0 | 0 | 0 | 0 | 0 | 0 | 0 | 0 | 0 | 0 | 0
F0_Commercial_Warehouse_Existing_Interior Lighting_Electric_General Service Lighting_E0 | F0 | Commercial | Warehouse | Existing | Interior Lighting | Electric | General Service Lighting | E0 | Economic Unit | 0 | 0 | 0 | 0 | 0 | 0 | 0 | 0 | 0 | 0 | 0 | 0 | 0 | 0 | 0 | 0 | 0 | 0 | 0 | 0 | 0 | 0 | 0 | 0 | 0 | 0 | 0 | 0 | 0 | 0
F1_Commercial_Warehouse_Existing_Interior Lighting_Electric_General Service Lighting_E1 | F1 | Commercial | Warehouse | Existing | Interior Lighting | Electric | General Service Lighting | E1 | CCE | 0 | 0 | 0 | 0 | 0 | 0 | 0 | 0 | 0 | 0 | 0 | 0 | 0 | 0 | 0 | 0 | 0 | 0 | 0 | 0 | 0 | 0 | 0 | 0 | 0 | 0 | 0 | 0 | 0 | 0
F1_Commercial_Warehouse_Existing_Interior Lighting_Electric_General Service Lighting_E2 | F1 | Commercial | Warehouse | Existing | Interior Lighting | Electric | General Service Lighting | E2 | CCE | 0 | 0 | 0 | 0 | 0 | 0 | 0 | 0 | 0 | 0 | 0 | 0 | 0 | 0 | 0 | 0 | 0 | 0 | 0 | 0 | 0 | 0 | 0 | 0 | 0 | 0 | 0 | 0 | 0 | 0
F1_Commercial_Warehouse_Existing_Interior Lighting_Electric_General Service Lighting_E3 | F1 | Commercial | Warehouse | Existing | Interior Lighting | Electric | General Service Lighting | E3 | CCE | 0 | 0 | 0 | 0 | 0 | 0 | 0 | 0 | 0 | 0 | 0 | 0 | 0 | 0 | 0 | 0 | 0 | 0 | 0 | 0 | 0 | 0 | 0 | 0 | 0 | 0 | 0 | 0 | 0 | 0
F1_Commercial_Warehouse_Existing_Interior Lighting_Electric_General Service Lighting_E4 | F1 | Commercial | Warehouse | Existing | Interior Lighting | Electric | General Service Lighting | E4 | CCE | 0 | 0 | 0 | 0 | 0 | 0 | 0 | 0 | 0 | 0 | 0 | 0 | 0 | 0 | 0 | 0 | 0 | 0 | 0 | 0 | 0 | 0 | 0 | 0 | 0 | 0 | 0 | 0 | 0 | 0
F1_Commercial_Warehouse_Existing_Interior Lighting_Electric_General Service Lighting_E5 | F1 | Commercial | Warehouse | Existing | Interior Lighting | Electric | General Service Lighting | E5 | CCE | 0 | 0 | 0 | 0 | 0 | 0 | 0 | 0 | 0 | 0 | 0 | 0 | 0 | 0 | 0 | 0 | 0 | 0 | 0 | 0 | 0 | 0 | 0 | 0 | 0 | 0 | 0 | 0 | 0 | 0
F1_Commercial_Warehouse_Existing_Interior Lighting_Electric_General Service Lighting_E6 | F1 | Commercial | Warehouse | Existing | Interior Lighting | Electric | General Service Lighting | E6 | CCE | 0 | 0 | 0 | 0 | 0 | 0 | 0 | 0 | 0 | 0 | 0 | 0 | 0 | 0 | 0 | 0 | 0 | 0 | 0 | 0 | 0 | 0 | 0 | 0 | 0 | 0 | 0 | 0 | 0 | 0
F1_Commercial_Warehouse_Existing_Interior Lighting_Electric_General Service Lighting_E7 | F1 | Commercial | Warehouse | Existing | Interior Lighting | Electric | General Service Lighting | E7 | CCE | 0 | 0 | 0 | 0 | 0 | 0 | 0 | 0 | 0 | 0 | 0 | 0 | 0 | 0 | 0 | 0 | 0 | 0 | 0 | 0 | 0 | 0 | 0 | 0 | 0 | 0 | 0 | 0 | 0 | 0
F1_Commercial_Warehouse_Existing_Interior Lighting_Electric_General Service Lighting_E8 | F1 | Commercial | Warehouse | Existing | Interior Lighting | Electric | General Service Lighting | E8 | CCE | 0 | 0 | 0 | 0 | 0 | 0 | 0 | 0 | 0 | 0 | 0 | 0 | 0 | 0 | 0 | 0 | 0 | 0 | 0 | 0 | 0 | 0 | 0 | 0 | 0 | 0 | 0 | 0 | 0 | 0
F1_Commercial_Warehouse_Existing_Interior Lighting_Electric_General Service Lighting_E9 | F1 | Commercial | Warehouse | Existing | Interior Lighting | Electric | General Service Lighting | E9 | CCE | 0 | 0 | 0 | 0 | 0 | 0 | 0 | 0 | 0 | 0 | 0 | 0 | 0 | 0 | 0 | 0 | 0 | 0 | 0 | 0 | 0 | 0 | 0 | 0 | 0 | 0 | 0 | 0 | 0 | 0
F1_Commercial_Warehouse_Existing_Interior Lighting_Electric_General Service Lighting_E10 | F1 | Commercial | Warehouse | Existing | Interior Lighting | Electric | General Service Lighting | E10 | CCE | 0 | 0 | 0 | 0 | 0 | 0 | 0 | 0 | 0 | 0 | 0 | 0 | 0 | 0 | 0 | 0 | 0 | 0 | 0 | 0 | 0 | 0 | 0 | 0 | 0 | 0 | 0 | 0 | 0 | 0
F2_Commercial_Warehouse_Existing_Interior Lighting_Electric_General Service Lighting_E1 | F2 | Commercial | Warehouse | Existing | Interior Lighting | Electric | General Service Lighting | E1 | TRC BC Ratio | 0 | 0 | 0 | 0 | 0 | 0 | 0 | 0 | 0 | 0 | 0 | 0 | 0 | 0 | 0 | 0 | 0 | 0 | 0 | 0 | 0 | 0 | 0 | 0 | 0 | 0 | 0 | 0 | 0 | 0
F2_Commercial_Warehouse_Existing_Interior Lighting_Electric_General Service Lighting_E2 | F2 | Commercial | Warehouse | Existing | Interior Lighting | Electric | General Service Lighting | E2 | TRC BC Ratio | 0 | 0 | 0 | 0 | 0 | 0 | 0 | 0 | 0 | 0 | 0 | 0 | 0 | 0 | 0 | 0 | 0 | 0 | 0 | 0 | 0 | 0 | 0 | 0 | 0 | 0 | 0 | 0 | 0 | 0
F2_Commercial_Warehouse_Existing_Interior Lighting_Electric_General Service Lighting_E3 | F2 | Commercial | Warehouse | Existing | Interior Lighting | Electric | General Service Lighting | E3 | TRC BC Ratio | 0 | 0 | 0 | 0 | 0 | 0 | 0 | 0 | 0 | 0 | 0 | 0 | 0 | 0 | 0 | 0 | 0 | 0 | 0 | 0 | 0 | 0 | 0 | 0 | 0 | 0 | 0 | 0 | 0 | 0
F2_Commercial_Warehouse_Existing_Interior Lighting_Electric_General Service Lighting_E4 | F2 | Commercial | Warehouse | Existing | Interior Lighting | Electric | General Service Lighting | E4 | TRC BC Ratio | 0 | 0 | 0 | 0 | 0 | 0 | 0 | 0 | 0 | 0 | 0 | 0 | 0 | 0 | 0 | 0 | 0 | 0 | 0 | 0 | 0 | 0 | 0 | 0 | 0 | 0 | 0 | 0 | 0 | 0
F2_Commercial_Warehouse_Existing_Interior Lighting_Electric_General Service Lighting_E5 | F2 | Commercial | Warehouse | Existing | Interior Lighting | Electric | General Service Lighting | E5 | TRC BC Ratio | 0 | 0 | 0 | 0 | 0 | 0 | 0 | 0 | 0 | 0 | 0 | 0 | 0 | 0 | 0 | 0 | 0 | 0 | 0 | 0 | 0 | 0 | 0 | 0 | 0 | 0 | 0 | 0 | 0 | 0
F2_Commercial_Warehouse_Existing_Interior Lighting_Electric_General Service Lighting_E6 | F2 | Commercial | Warehouse | Existing | Interior Lighting | Electric | General Service Lighting | E6 | TRC BC Ratio | 0 | 0 | 0 | 0 | 0 | 0 | 0 | 0 | 0 | 0 | 0 | 0 | 0 | 0 | 0 | 0 | 0 | 0 | 0 | 0 | 0 | 0 | 0 | 0 | 0 | 0 | 0 | 0 | 0 | 0
F2_Commercial_Warehouse_Existing_Interior Lighting_Electric_General Service Lighting_E7 | F2 | Commercial | Warehouse | Existing | Interior Lighting | Electric | General Service Lighting | E7 | TRC BC Ratio | 0 | 0 | 0 | 0 | 0 | 0 | 0 | 0 | 0 | 0 | 0 | 0 | 0 | 0 | 0 | 0 | 0 | 0 | 0 | 0 | 0 | 0 | 0 | 0 | 0 | 0 | 0 | 0 | 0 | 0
F2_Commercial_Warehouse_Existing_Interior Lighting_Electric_General Service Lighting_E8 | F2 | Commercial | Warehouse | Existing | Interior Lighting | Electric | General Service Lighting | E8 | TRC BC Ratio | 0 | 0 | 0 | 0 | 0 | 0 | 0 | 0 | 0 | 0 | 0 | 0 | 0 | 0 | 0 | 0 | 0 | 0 | 0 | 0 | 0 | 0 | 0 | 0 | 0 | 0 | 0 | 0 | 0 | 0
F2_Commercial_Warehouse_Existing_Interior Lighting_Electric_General Service Lighting_E9 | F2 | Commercial | Warehouse | Existing | Interior Lighting | Electric | General Service Lighting | E9 | TRC BC Ratio | 0 | 0 | 0 | 0 | 0 | 0 | 0 | 0 | 0 | 0 | 0 | 0 | 0 | 0 | 0 | 0 | 0 | 0 | 0 | 0 | 0 | 0 | 0 | 0 | 0 | 0 | 0 | 0 | 0 | 0
F2_Commercial_Warehouse_Existing_Interior Lighting_Electric_General Service Lighting_E10 | F2 | Commercial | Warehouse | Existing | Interior Lighting | Electric | General Service Lighting | E10 | TRC BC Ratio | 0 | 0 | 0 | 0 | 0 | 0 | 0 | 0 | 0 | 0 | 0 | 0 | 0 | 0 | 0 | 0 | 0 | 0 | 0 | 0 | 0 | 0 | 0 | 0 | 0 | 0 | 0 | 0 | 0 | 0
F3_Commercial_Warehouse_Existing_Interior Lighting_Electric_General Service Lighting_E1 | F3 | Commercial | Warehouse | Existing | Interior Lighting | Electric | General Service Lighting | E1 | PACT BC Ratio | 0 | 0 | 0 | 0 | 0 | 0 | 0 | 0 | 0 | 0 | 0 | 0 | 0 | 0 | 0 | 0 | 0 | 0 | 0 | 0 | 0 | 0 | 0 | 0 | 0 | 0 | 0 | 0 | 0 | 0
F3_Commercial_Warehouse_Existing_Interior Lighting_Electric_General Service Lighting_E2 | F3 | Commercial | Warehouse | Existing | Interior Lighting | Electric | General Service Lighting | E2 | PACT BC Ratio | 0 | 0 | 0 | 0 | 0 | 0 | 0 | 0 | 0 | 0 | 0 | 0 | 0 | 0 | 0 | 0 | 0 | 0 | 0 | 0 | 0 | 0 | 0 | 0 | 0 | 0 | 0 | 0 | 0 | 0
F3_Commercial_Warehouse_Existing_Interior Lighting_Electric_General Service Lighting_E3 | F3 | Commercial | Warehouse | Existing | Interior Lighting | Electric | General Service Lighting | E3 | PACT BC Ratio | 0 | 0 | 0 | 0 | 0 | 0 | 0 | 0 | 0 | 0 | 0 | 0 | 0 | 0 | 0 | 0 | 0 | 0 | 0 | 0 | 0 | 0 | 0 | 0 | 0 | 0 | 0 | 0 | 0 | 0
F3_Commercial_Warehouse_Existing_Interior Lighting_Electric_General Service Lighting_E4 | F3 | Commercial | Warehouse | Existing | Interior Lighting | Electric | General Service Lighting | E4 | PACT BC Ratio | 0 | 0 | 0 | 0 | 0 | 0 | 0 | 0 | 0 | 0 | 0 | 0 | 0 | 0 | 0 | 0 | 0 | 0 | 0 | 0 | 0 | 0 | 0 | 0 | 0 | 0 | 0 | 0 | 0 | 0
F3_Commercial_Warehouse_Existing_Interior Lighting_Electric_General Service Lighting_E5 | F3 | Commercial | Warehouse | Existing | Interior Lighting | Electric | General Service Lighting | E5 | PACT BC Ratio | 0 | 0 | 0 | 0 | 0 | 0 | 0 | 0 | 0 | 0 | 0 | 0 | 0 | 0 | 0 | 0 | 0 | 0 | 0 | 0 | 0 | 0 | 0 | 0 | 0 | 0 | 0 | 0 | 0 | 0
F3_Commercial_Warehouse_Existing_Interior Lighting_Electric_General Service Lighting_E6 | F3 | Commercial | Warehouse | Existing | Interior Lighting | Electric | General Service Lighting | E6 | PACT BC Ratio | 0 | 0 | 0 | 0 | 0 | 0 | 0 | 0 | 0 | 0 | 0 | 0 | 0 | 0 | 0 | 0 | 0 | 0 | 0 | 0 | 0 | 0 | 0 | 0 | 0 | 0 | 0 | 0 | 0 | 0
F3_Commercial_Warehouse_Existing_Interior Lighting_Electric_General Service Lighting_E7 | F3 | Commercial | Warehouse | Existing | Interior Lighting | Electric | General Service Lighting | E7 | PACT BC Ratio | 0 | 0 | 0 | 0 | 0 | 0 | 0 | 0 | 0 | 0 | 0 | 0 | 0 | 0 | 0 | 0 | 0 | 0 | 0 | 0 | 0 | 0 | 0 | 0 | 0 | 0 | 0 | 0 | 0 | 0
F3_Commercial_Warehouse_Existing_Interior Lighting_Electric_General Service Lighting_E8 | F3 | Commercial | Warehouse | Existing | Interior Lighting | Electric | General Service Lighting | E8 | PACT BC Ratio | 0 | 0 | 0 | 0 | 0 | 0 | 0 | 0 | 0 | 0 | 0 | 0 | 0 | 0 | 0 | 0 | 0 | 0 | 0 | 0 | 0 | 0 | 0 | 0 | 0 | 0 | 0 | 0 | 0 | 0
F3_Commercial_Warehouse_Existing_Interior Lighting_Electric_General Service Lighting_E9 | F3 | Commercial | Warehouse | Existing | Interior Lighting | Electric | General Service Lighting | E9 | PACT BC Ratio | 0 | 0 | 0 | 0 | 0 | 0 | 0 | 0 | 0 | 0 | 0 | 0 | 0 | 0 | 0 | 0 | 0 | 0 | 0 | 0 | 0 | 0 | 0 | 0 | 0 | 0 | 0 | 0 | 0 | 0
F3_Commercial_Warehouse_Existing_Interior Lighting_Electric_General Service Lighting_E10 | F3 | Commercial | Warehouse | Existing | Interior Lighting | Electric | General Service Lighting | E10 | PACT BC Ratio | 0 | 0 | 0 | 0 | 0 | 0 | 0 | 0 | 0 | 0 | 0 | 0 | 0 | 0 | 0 | 0 | 0 | 0 | 0 | 0 | 0 | 0 | 0 | 0 | 0 | 0 | 0 | 0 | 0 | 0
F4_Commercial_Warehouse_Existing_Interior Lighting_Electric_General Service Lighting_E1 | F4 | Commercial | Warehouse | Existing | Interior Lighting | Electric | General Service Lighting | E1 | RVT BC Ratio | 0 | 0 | 0 | 0 | 0 | 0 | 0 | 0 | 0 | 0 | 0 | 0 | 0 | 0 | 0 | 0 | 0 | 0 | 0 | 0 | 0 | 0 | 0 | 0 | 0 | 0 | 0 | 0 | 0 | 0
F4_Commercial_Warehouse_Existing_Interior Lighting_Electric_General Service Lighting_E2 | F4 | Commercial | Warehouse | Existing | Interior Lighting | Electric | General Service Lighting | E2 | RVT BC Ratio | 0 | 0 | 0 | 0 | 0 | 0 | 0 | 0 | 0 | 0 | 0 | 0 | 0 | 0 | 0 | 0 | 0 | 0 | 0 | 0 | 0 | 0 | 0 | 0 | 0 | 0 | 0 | 0 | 0 | 0
F4_Commercial_Warehouse_Existing_Interior Lighting_Electric_General Service Lighting_E3 | F4 | Commercial | Warehouse | Existing | Interior Lighting | Electric | General Service Lighting | E3 | RVT BC Ratio | 0 | 0 | 0 | 0 | 0 | 0 | 0 | 0 | 0 | 0 | 0 | 0 | 0 | 0 | 0 | 0 | 0 | 0 | 0 | 0 | 0 | 0 | 0 | 0 | 0 | 0 | 0 | 0 | 0 | 0
F4_Commercial_Warehouse_Existing_Interior Lighting_Electric_General Service Lighting_E4 | F4 | Commercial | Warehouse | Existing | Interior Lighting | Electric | General Service Lighting | E4 | RVT BC Ratio | 0 | 0 | 0 | 0 | 0 | 0 | 0 | 0 | 0 | 0 | 0 | 0 | 0 | 0 | 0 | 0 | 0 | 0 | 0 | 0 | 0 | 0 | 0 | 0 | 0 | 0 | 0 | 0 | 0 | 0
F4_Commercial_Warehouse_Existing_Interior Lighting_Electric_General Service Lighting_E5 | F4 | Commercial | Warehouse | Existing | Interior Lighting | Electric | General Service Lighting | E5 | RVT BC Ratio | 0 | 0 | 0 | 0 | 0 | 0 | 0 | 0 | 0 | 0 | 0 | 0 | 0 | 0 | 0 | 0 | 0 | 0 | 0 | 0 | 0 | 0 | 0 | 0 | 0 | 0 | 0 | 0 | 0 | 0
F4_Commercial_Warehouse_Existing_Interior Lighting_Electric_General Service Lighting_E6 | F4 | Commercial | Warehouse | Existing | Interior Lighting | Electric | General Service Lighting | E6 | RVT BC Ratio | 0 | 0 | 0 | 0 | 0 | 0 | 0 | 0 | 0 | 0 | 0 | 0 | 0 | 0 | 0 | 0 | 0 | 0 | 0 | 0 | 0 | 0 | 0 | 0 | 0 | 0 | 0 | 0 | 0 | 0
F4_Commercial_Warehouse_Existing_Interior Lighting_Electric_General Service Lighting_E7 | F4 | Commercial | Warehouse | Existing | Interior Lighting | Electric | General Service Lighting | E7 | RVT BC Ratio | 0 | 0 | 0 | 0 | 0 | 0 | 0 | 0 | 0 | 0 | 0 | 0 | 0 | 0 | 0 | 0 | 0 | 0 | 0 | 0 | 0 | 0 | 0 | 0 | 0 | 0 | 0 | 0 | 0 | 0
F4_Commercial_Warehouse_Existing_Interior Lighting_Electric_General Service Lighting_E8 | F4 | Commercial | Warehouse | Existing | Interior Lighting | Electric | General Service Lighting | E8 | RVT BC Ratio | 0 | 0 | 0 | 0 | 0 | 0 | 0 | 0 | 0 | 0 | 0 | 0 | 0 | 0 | 0 | 0 | 0 | 0 | 0 | 0 | 0 | 0 | 0 | 0 | 0 | 0 | 0 | 0 | 0 | 0
F4_Commercial_Warehouse_Existing_Interior Lighting_Electric_General Service Lighting_E9 | F4 | Commercial | Warehouse | Existing | Interior Lighting | Electric | General Service Lighting | E9 | RVT BC Ratio | 0 | 0 | 0 | 0 | 0 | 0 | 0 | 0 | 0 | 0 | 0 | 0 | 0 | 0 | 0 | 0 | 0 | 0 | 0 | 0 | 0 | 0 | 0 | 0 | 0 | 0 | 0 | 0 | 0 | 0
F4_Commercial_Warehouse_Existing_Interior Lighting_Electric_General Service Lighting_E10 | F4 | Commercial | Warehouse | Existing | Interior Lighting | Electric | General Service Lighting | E10 | RVT BC Ratio | 0 | 0 | 0 | 0 | 0 | 0 | 0 | 0 | 0 | 0 | 0 | 0 | 0 | 0 | 0 | 0 | 0 | 0 | 0 | 0 | 0 | 0 | 0 | 0 | 0 | 0 | 0 | 0 | 0 | 0
F5_Commercial_Warehouse_Existing_Interior Lighting_Electric_General Service Lighting_E1 | F5 | Commercial | Warehouse | Existing | Interior Lighting | Electric | General Service Lighting | E1 | RIM BC Ratio | 0 | 0 | 0 | 0 | 0 | 0 | 0 | 0 | 0 | 0 | 0 | 0 | 0 | 0 | 0 | 0 | 0 | 0 | 0 | 0 | 0 | 0 | 0 | 0 | 0 | 0 | 0 | 0 | 0 | 0
F5_Commercial_Warehouse_Existing_Interior Lighting_Electric_General Service Lighting_E2 | F5 | Commercial | Warehouse | Existing | Interior Lighting | Electric | General Service Lighting | E2 | RIM BC Ratio | 0 | 0 | 0 | 0 | 0 | 0 | 0 | 0 | 0 | 0 | 0 | 0 | 0 | 0 | 0 | 0 | 0 | 0 | 0 | 0 | 0 | 0 | 0 | 0 | 0 | 0 | 0 | 0 | 0 | 0
F5_Commercial_Warehouse_Existing_Interior Lighting_Electric_General Service Lighting_E3 | F5 | Commercial | Warehouse | Existing | Interior Lighting | Electric | General Service Lighting | E3 | RIM BC Ratio | 0 | 0 | 0 | 0 | 0 | 0 | 0 | 0 | 0 | 0 | 0 | 0 | 0 | 0 | 0 | 0 | 0 | 0 | 0 | 0 | 0 | 0 | 0 | 0 | 0 | 0 | 0 | 0 | 0 | 0
F5_Commercial_Warehouse_Existing_Interior Lighting_Electric_General Service Lighting_E4 | F5 | Commercial | Warehouse | Existing | Interior Lighting | Electric | General Service Lighting | E4 | RIM BC Ratio | 0 | 0 | 0 | 0 | 0 | 0 | 0 | 0 | 0 | 0 | 0 | 0 | 0 | 0 | 0 | 0 | 0 | 0 | 0 | 0 | 0 | 0 | 0 | 0 | 0 | 0 | 0 | 0 | 0 | 0
F5_Commercial_Warehouse_Existing_Interior Lighting_Electric_General Service Lighting_E5 | F5 | Commercial | Warehouse | Existing | Interior Lighting | Electric | General Service Lighting | E5 | RIM BC Ratio | 0 | 0 | 0 | 0 | 0 | 0 | 0 | 0 | 0 | 0 | 0 | 0 | 0 | 0 | 0 | 0 | 0 | 0 | 0 | 0 | 0 | 0 | 0 | 0 | 0 | 0 | 0 | 0 | 0 | 0
F5_Commercial_Warehouse_Existing_Interior Lighting_Electric_General Service Lighting_E6 | F5 | Commercial | Warehouse | Existing | Interior Lighting | Electric | General Service Lighting | E6 | RIM BC Ratio | 0 | 0 | 0 | 0 | 0 | 0 | 0 | 0 | 0 | 0 | 0 | 0 | 0 | 0 | 0 | 0 | 0 | 0 | 0 | 0 | 0 | 0 | 0 | 0 | 0 | 0 | 0 | 0 | 0 | 0
F5_Commercial_Warehouse_Existing_Interior Lighting_Electric_General Service Lighting_E7 | F5 | Commercial | Warehouse | Existing | Interior Lighting | Electric | General Service Lighting | E7 | RIM BC Ratio | 0 | 0 | 0 | 0 | 0 | 0 | 0 | 0 | 0 | 0 | 0 | 0 | 0 | 0 | 0 | 0 | 0 | 0 | 0 | 0 | 0 | 0 | 0 | 0 | 0 | 0 | 0 | 0 | 0 | 0
F5_Commercial_Warehouse_Existing_Interior Lighting_Electric_General Service Lighting_E8 | F5 | Commercial | Warehouse | Existing | Interior Lighting | Electric | General Service Lighting | E8 | RIM BC Ratio | 0 | 0 | 0 | 0 | 0 | 0 | 0 | 0 | 0 | 0 | 0 | 0 | 0 | 0 | 0 | 0 | 0 | 0 | 0 | 0 | 0 | 0 | 0 | 0 | 0 | 0 | 0 | 0 | 0 | 0
F5_Commercial_Warehouse_Existing_Interior Lighting_Electric_General Service Lighting_E9 | F5 | Commercial | Warehouse | Existing | Interior Lighting | Electric | General Service Lighting | E9 | RIM BC Ratio | 0 | 0 | 0 | 0 | 0 | 0 | 0 | 0 | 0 | 0 | 0 | 0 | 0 | 0 | 0 | 0 | 0 | 0 | 0 | 0 | 0 | 0 | 0 | 0 | 0 | 0 | 0 | 0 | 0 | 0
F5_Commercial_Warehouse_Existing_Interior Lighting_Electric_General Service Lighting_E10 | F5 | Commercial | Warehouse | Existing | Interior Lighting | Electric | General Service Lighting | E10 | RIM BC Ratio | 0 | 0 | 0 | 0 | 0 | 0 | 0 | 0 | 0 | 0 | 0 | 0 | 0 | 0 | 0 | 0 | 0 | 0 | 0 | 0 | 0 | 0 | 0 | 0 | 0 | 0 | 0 | 0 | 0 | 0
F0_Commercial_Warehouse_Existing_Interior Lighting_Electric_Exempted Lighting_E0 | F0 | Commercial | Warehouse | Existing | Interior Lighting | Electric | Exempted Lighting | E0 | Economic Unit | 0 | 0 | 0 | 0 | 0 | 0 | 0 | 0 | 0 | 0 | 0 | 0 | 0 | 0 | 0 | 0 | 0 | 0 | 0 | 0 | 0 | 0 | 0 | 0 | 0 | 0 | 0 | 0 | 0 | 0
F1_Commercial_Warehouse_Existing_Interior Lighting_Electric_Exempted Lighting_E1 | F1 | Commercial | Warehouse | Existing | Interior Lighting | Electric | Exempted Lighting | E1 | CCE | 0 | 0 | 0 | 0 | 0 | 0 | 0 | 0 | 0 | 0 | 0 | 0 | 0 | 0 | 0 | 0 | 0 | 0 | 0 | 0 | 0 | 0 | 0 | 0 | 0 | 0 | 0 | 0 | 0 | 0
F1_Commercial_Warehouse_Existing_Interior Lighting_Electric_Exempted Lighting_E2 | F1 | Commercial | Warehouse | Existing | Interior Lighting | Electric | Exempted Lighting | E2 | CCE | 0 | 0 | 0 | 0 | 0 | 0 | 0 | 0 | 0 | 0 | 0 | 0 | 0 | 0 | 0 | 0 | 0 | 0 | 0 | 0 | 0 | 0 | 0 | 0 | 0 | 0 | 0 | 0 | 0 | 0
F1_Commercial_Warehouse_Existing_Interior Lighting_Electric_Exempted Lighting_E3 | F1 | Commercial | Warehouse | Existing | Interior Lighting | Electric | Exempted Lighting | E3 | CCE | 0 | 0 | 0 | 0 | 0 | 0 | 0 | 0 | 0 | 0 | 0 | 0 | 0 | 0 | 0 | 0 | 0 | 0 | 0 | 0 | 0 | 0 | 0 | 0 | 0 | 0 | 0 | 0 | 0 | 0
F1_Commercial_Warehouse_Existing_Interior Lighting_Electric_Exempted Lighting_E4 | F1 | Commercial | Warehouse | Existing | Interior Lighting | Electric | Exempted Lighting | E4 | CCE | 0 | 0 | 0 | 0 | 0 | 0 | 0 | 0 | 0 | 0 | 0 | 0 | 0 | 0 | 0 | 0 | 0 | 0 | 0 | 0 | 0 | 0 | 0 | 0 | 0 | 0 | 0 | 0 | 0 | 0
F1_Commercial_Warehouse_Existing_Interior Lighting_Electric_Exempted Lighting_E5 | F1 | Commercial | Warehouse | Existing | Interior Lighting | Electric | Exempted Lighting | E5 | CCE | 0 | 0 | 0 | 0 | 0 | 0 | 0 | 0 | 0 | 0 | 0 | 0 | 0 | 0 | 0 | 0 | 0 | 0 | 0 | 0 | 0 | 0 | 0 | 0 | 0 | 0 | 0 | 0 | 0 | 0
F1_Commercial_Warehouse_Existing_Interior Lighting_Electric_Exempted Lighting_E6 | F1 | Commercial | Warehouse | Existing | Interior Lighting | Electric | Exempted Lighting | E6 | CCE | 0 | 0 | 0 | 0 | 0 | 0 | 0 | 0 | 0 | 0 | 0 | 0 | 0 | 0 | 0 | 0 | 0 | 0 | 0 | 0 | 0 | 0 | 0 | 0 | 0 | 0 | 0 | 0 | 0 | 0
F1_Commercial_Warehouse_Existing_Interior Lighting_Electric_Exempted Lighting_E7 | F1 | Commercial | Warehouse | Existing | Interior Lighting | Electric | Exempted Lighting | E7 | CCE | 0 | 0 | 0 | 0 | 0 | 0 | 0 | 0 | 0 | 0 | 0 | 0 | 0 | 0 | 0 | 0 | 0 | 0 | 0 | 0 | 0 | 0 | 0 | 0 | 0 | 0 | 0 | 0 | 0 | 0
F1_Commercial_Warehouse_Existing_Interior Lighting_Electric_Exempted Lighting_E8 | F1 | Commercial | Warehouse | Existing | Interior Lighting | Electric | Exempted Lighting | E8 | CCE | 0 | 0 | 0 | 0 | 0 | 0 | 0 | 0 | 0 | 0 | 0 | 0 | 0 | 0 | 0 | 0 | 0 | 0 | 0 | 0 | 0 | 0 | 0 | 0 | 0 | 0 | 0 | 0 | 0 | 0
F1_Commercial_Warehouse_Existing_Interior Lighting_Electric_Exempted Lighting_E9 | F1 | Commercial | Warehouse | Existing | Interior Lighting | Electric | Exempted Lighting | E9 | CCE | 0 | 0 | 0 | 0 | 0 | 0 | 0 | 0 | 0 | 0 | 0 | 0 | 0 | 0 | 0 | 0 | 0 | 0 | 0 | 0 | 0 | 0 | 0 | 0 | 0 | 0 | 0 | 0 | 0 | 0
F1_Commercial_Warehouse_Existing_Interior Lighting_Electric_Exempted Lighting_E10 | F1 | Commercial | Warehouse | Existing | Interior Lighting | Electric | Exempted Lighting | E10 | CCE | 0 | 0 | 0 | 0 | 0 | 0 | 0 | 0 | 0 | 0 | 0 | 0 | 0 | 0 | 0 | 0 | 0 | 0 | 0 | 0 | 0 | 0 | 0 | 0 | 0 | 0 | 0 | 0 | 0 | 0
F2_Commercial_Warehouse_Existing_Interior Lighting_Electric_Exempted Lighting_E1 | F2 | Commercial | Warehouse | Existing | Interior Lighting | Electric | Exempted Lighting | E1 | TRC BC Ratio | 0 | 0 | 0 | 0 | 0 | 0 | 0 | 0 | 0 | 0 | 0 | 0 | 0 | 0 | 0 | 0 | 0 | 0 | 0 | 0 | 0 | 0 | 0 | 0 | 0 | 0 | 0 | 0 | 0 | 0
F2_Commercial_Warehouse_Existing_Interior Lighting_Electric_Exempted Lighting_E2 | F2 | Commercial | Warehouse | Existing | Interior Lighting | Electric | Exempted Lighting | E2 | TRC BC Ratio | 0 | 0 | 0 | 0 | 0 | 0 | 0 | 0 | 0 | 0 | 0 | 0 | 0 | 0 | 0 | 0 | 0 | 0 | 0 | 0 | 0 | 0 | 0 | 0 | 0 | 0 | 0 | 0 | 0 | 0
F2_Commercial_Warehouse_Existing_Interior Lighting_Electric_Exempted Lighting_E3 | F2 | Commercial | Warehouse | Existing | Interior Lighting | Electric | Exempted Lighting | E3 | TRC BC Ratio | 0 | 0 | 0 | 0 | 0 | 0 | 0 | 0 | 0 | 0 | 0 | 0 | 0 | 0 | 0 | 0 | 0 | 0 | 0 | 0 | 0 | 0 | 0 | 0 | 0 | 0 | 0 | 0 | 0 | 0
F2_Commercial_Warehouse_Existing_Interior Lighting_Electric_Exempted Lighting_E4 | F2 | Commercial | Warehouse | Existing | Interior Lighting | Electric | Exempted Lighting | E4 | TRC BC Ratio | 0 | 0 | 0 | 0 | 0 | 0 | 0 | 0 | 0 | 0 | 0 | 0 | 0 | 0 | 0 | 0 | 0 | 0 | 0 | 0 | 0 | 0 | 0 | 0 | 0 | 0 | 0 | 0 | 0 | 0
F2_Commercial_Warehouse_Existing_Interior Lighting_Electric_Exempted Lighting_E5 | F2 | Commercial | Warehouse | Existing | Interior Lighting | Electric | Exempted Lighting | E5 | TRC BC Ratio | 0 | 0 | 0 | 0 | 0 | 0 | 0 | 0 | 0 | 0 | 0 | 0 | 0 | 0 | 0 | 0 | 0 | 0 | 0 | 0 | 0 | 0 | 0 | 0 | 0 | 0 | 0 | 0 | 0 | 0
F2_Commercial_Warehouse_Existing_Interior Lighting_Electric_Exempted Lighting_E6 | F2 | Commercial | Warehouse | Existing | Interior Lighting | Electric | Exempted Lighting | E6 | TRC BC Ratio | 0 | 0 | 0 | 0 | 0 | 0 | 0 | 0 | 0 | 0 | 0 | 0 | 0 | 0 | 0 | 0 | 0 | 0 | 0 | 0 | 0 | 0 | 0 | 0 | 0 | 0 | 0 | 0 | 0 | 0
F2_Commercial_Warehouse_Existing_Interior Lighting_Electric_Exempted Lighting_E7 | F2 | Commercial | Warehouse | Existing | Interior Lighting | Electric | Exempted Lighting | E7 | TRC BC Ratio | 0 | 0 | 0 | 0 | 0 | 0 | 0 | 0 | 0 | 0 | 0 | 0 | 0 | 0 | 0 | 0 | 0 | 0 | 0 | 0 | 0 | 0 | 0 | 0 | 0 | 0 | 0 | 0 | 0 | 0
F2_Commercial_Warehouse_Existing_Interior Lighting_Electric_Exempted Lighting_E8 | F2 | Commercial | Warehouse | Existing | Interior Lighting | Electric | Exempted Lighting | E8 | TRC BC Ratio | 0 | 0 | 0 | 0 | 0 | 0 | 0 | 0 | 0 | 0 | 0 | 0 | 0 | 0 | 0 | 0 | 0 | 0 | 0 | 0 | 0 | 0 | 0 | 0 | 0 | 0 | 0 | 0 | 0 | 0
F2_Commercial_Warehouse_Existing_Interior Lighting_Electric_Exempted Lighting_E9 | F2 | Commercial | Warehouse | Existing | Interior Lighting | Electric | Exempted Lighting | E9 | TRC BC Ratio | 0 | 0 | 0 | 0 | 0 | 0 | 0 | 0 | 0 | 0 | 0 | 0 | 0 | 0 | 0 | 0 | 0 | 0 | 0 | 0 | 0 | 0 | 0 | 0 | 0 | 0 | 0 | 0 | 0 | 0
F2_Commercial_Warehouse_Existing_Interior Lighting_Electric_Exempted Lighting_E10 | F2 | Commercial | Warehouse | Existing | Interior Lighting | Electric | Exempted Lighting | E10 | TRC BC Ratio | 0 | 0 | 0 | 0 | 0 | 0 | 0 | 0 | 0 | 0 | 0 | 0 | 0 | 0 | 0 | 0 | 0 | 0 | 0 | 0 | 0 | 0 | 0 | 0 | 0 | 0 | 0 | 0 | 0 | 0
F3_Commercial_Warehouse_Existing_Interior Lighting_Electric_Exempted Lighting_E1 | F3 | Commercial | Warehouse | Existing | Interior Lighting | Electric | Exempted Lighting | E1 | PACT BC Ratio | 0 | 0 | 0 | 0 | 0 | 0 | 0 | 0 | 0 | 0 | 0 | 0 | 0 | 0 | 0 | 0 | 0 | 0 | 0 | 0 | 0 | 0 | 0 | 0 | 0 | 0 | 0 | 0 | 0 | 0
F3_Commercial_Warehouse_Existing_Interior Lighting_Electric_Exempted Lighting_E2 | F3 | Commercial | Warehouse | Existing | Interior Lighting | Electric | Exempted Lighting | E2 | PACT BC Ratio | 0 | 0 | 0 | 0 | 0 | 0 | 0 | 0 | 0 | 0 | 0 | 0 | 0 | 0 | 0 | 0 | 0 | 0 | 0 | 0 | 0 | 0 | 0 | 0 | 0 | 0 | 0 | 0 | 0 | 0
F3_Commercial_Warehouse_Existing_Interior Lighting_Electric_Exempted Lighting_E3 | F3 | Commercial | Warehouse | Existing | Interior Lighting | Electric | Exempted Lighting | E3 | PACT BC Ratio | 0 | 0 | 0 | 0 | 0 | 0 | 0 | 0 | 0 | 0 | 0 | 0 | 0 | 0 | 0 | 0 | 0 | 0 | 0 | 0 | 0 | 0 | 0 | 0 | 0 | 0 | 0 | 0 | 0 | 0
F3_Commercial_Warehouse_Existing_Interior Lighting_Electric_Exempted Lighting_E4 | F3 | Commercial | Warehouse | Existing | Interior Lighting | Electric | Exempted Lighting | E4 | PACT BC Ratio | 0 | 0 | 0 | 0 | 0 | 0 | 0 | 0 | 0 | 0 | 0 | 0 | 0 | 0 | 0 | 0 | 0 | 0 | 0 | 0 | 0 | 0 | 0 | 0 | 0 | 0 | 0 | 0 | 0 | 0
F3_Commercial_Warehouse_Existing_Interior Lighting_Electric_Exempted Lighting_E5 | F3 | Commercial | Warehouse | Existing | Interior Lighting | Electric | Exempted Lighting | E5 | PACT BC Ratio | 0 | 0 | 0 | 0 | 0 | 0 | 0 | 0 | 0 | 0 | 0 | 0 | 0 | 0 | 0 | 0 | 0 | 0 | 0 | 0 | 0 | 0 | 0 | 0 | 0 | 0 | 0 | 0 | 0 | 0
F3_Commercial_Warehouse_Existing_Interior Lighting_Electric_Exempted Lighting_E6 | F3 | Commercial | Warehouse | Existing | Interior Lighting | Electric | Exempted Lighting | E6 | PACT BC Ratio | 0 | 0 | 0 | 0 | 0 | 0 | 0 | 0 | 0 | 0 | 0 | 0 | 0 | 0 | 0 | 0 | 0 | 0 | 0 | 0 | 0 | 0 | 0 | 0 | 0 | 0 | 0 | 0 | 0 | 0
F3_Commercial_Warehouse_Existing_Interior Lighting_Electric_Exempted Lighting_E7 | F3 | Commercial | Warehouse | Existing | Interior Lighting | Electric | Exempted Lighting | E7 | PACT BC Ratio | 0 | 0 | 0 | 0 | 0 | 0 | 0 | 0 | 0 | 0 | 0 | 0 | 0 | 0 | 0 | 0 | 0 | 0 | 0 | 0 | 0 | 0 | 0 | 0 | 0 | 0 | 0 | 0 | 0 | 0
F3_Commercial_Warehouse_Existing_Interior Lighting_Electric_Exempted Lighting_E8 | F3 | Commercial | Warehouse | Existing | Interior Lighting | Electric | Exempted Lighting | E8 | PACT BC Ratio | 0 | 0 | 0 | 0 | 0 | 0 | 0 | 0 | 0 | 0 | 0 | 0 | 0 | 0 | 0 | 0 | 0 | 0 | 0 | 0 | 0 | 0 | 0 | 0 | 0 | 0 | 0 | 0 | 0 | 0
F3_Commercial_Warehouse_Existing_Interior Lighting_Electric_Exempted Lighting_E9 | F3 | Commercial | Warehouse | Existing | Interior Lighting | Electric | Exempted Lighting | E9 | PACT BC Ratio | 0 | 0 | 0 | 0 | 0 | 0 | 0 | 0 | 0 | 0 | 0 | 0 | 0 | 0 | 0 | 0 | 0 | 0 | 0 | 0 | 0 | 0 | 0 | 0 | 0 | 0 | 0 | 0 | 0 | 0
F3_Commercial_Warehouse_Existing_Interior Lighting_Electric_Exempted Lighting_E10 | F3 | Commercial | Warehouse | Existing | Interior Lighting | Electric | Exempted Lighting | E10 | PACT BC Ratio | 0 | 0 | 0 | 0 | 0 | 0 | 0 | 0 | 0 | 0 | 0 | 0 | 0 | 0 | 0 | 0 | 0 | 0 | 0 | 0 | 0 | 0 | 0 | 0 | 0 | 0 | 0 | 0 | 0 | 0
F4_Commercial_Warehouse_Existing_Interior Lighting_Electric_Exempted Lighting_E1 | F4 | Commercial | Warehouse | Existing | Interior Lighting | Electric | Exempted Lighting | E1 | RVT BC Ratio | 0 | 0 | 0 | 0 | 0 | 0 | 0 | 0 | 0 | 0 | 0 | 0 | 0 | 0 | 0 | 0 | 0 | 0 | 0 | 0 | 0 | 0 | 0 | 0 | 0 | 0 | 0 | 0 | 0 | 0
F4_Commercial_Warehouse_Existing_Interior Lighting_Electric_Exempted Lighting_E2 | F4 | Commercial | Warehouse | Existing | Interior Lighting | Electric | Exempted Lighting | E2 | RVT BC Ratio | 0 | 0 | 0 | 0 | 0 | 0 | 0 | 0 | 0 | 0 | 0 | 0 | 0 | 0 | 0 | 0 | 0 | 0 | 0 | 0 | 0 | 0 | 0 | 0 | 0 | 0 | 0 | 0 | 0 | 0
F4_Commercial_Warehouse_Existing_Interior Lighting_Electric_Exempted Lighting_E3 | F4 | Commercial | Warehouse | Existing | Interior Lighting | Electric | Exempted Lighting | E3 | RVT BC Ratio | 0 | 0 | 0 | 0 | 0 | 0 | 0 | 0 | 0 | 0 | 0 | 0 | 0 | 0 | 0 | 0 | 0 | 0 | 0 | 0 | 0 | 0 | 0 | 0 | 0 | 0 | 0 | 0 | 0 | 0
F4_Commercial_Warehouse_Existing_Interior Lighting_Electric_Exempted Lighting_E4 | F4 | Commercial | Warehouse | Existing | Interior Lighting | Electric | Exempted Lighting | E4 | RVT BC Ratio | 0 | 0 | 0 | 0 | 0 | 0 | 0 | 0 | 0 | 0 | 0 | 0 | 0 | 0 | 0 | 0 | 0 | 0 | 0 | 0 | 0 | 0 | 0 | 0 | 0 | 0 | 0 | 0 | 0 | 0
F4_Commercial_Warehouse_Existing_Interior Lighting_Electric_Exempted Lighting_E5 | F4 | Commercial | Warehouse | Existing | Interior Lighting | Electric | Exempted Lighting | E5 | RVT BC Ratio | 0 | 0 | 0 | 0 | 0 | 0 | 0 | 0 | 0 | 0 | 0 | 0 | 0 | 0 | 0 | 0 | 0 | 0 | 0 | 0 | 0 | 0 | 0 | 0 | 0 | 0 | 0 | 0 | 0 | 0
F4_Commercial_Warehouse_Existing_Interior Lighting_Electric_Exempted Lighting_E6 | F4 | Commercial | Warehouse | Existing | Interior Lighting | Electric | Exempted Lighting | E6 | RVT BC Ratio | 0 | 0 | 0 | 0 | 0 | 0 | 0 | 0 | 0 | 0 | 0 | 0 | 0 | 0 | 0 | 0 | 0 | 0 | 0 | 0 | 0 | 0 | 0 | 0 | 0 | 0 | 0 | 0 | 0 | 0
F4_Commercial_Warehouse_Existing_Interior Lighting_Electric_Exempted Lighting_E7 | F4 | Commercial | Warehouse | Existing | Interior Lighting | Electric | Exempted Lighting | E7 | RVT BC Ratio | 0 | 0 | 0 | 0 | 0 | 0 | 0 | 0 | 0 | 0 | 0 | 0 | 0 | 0 | 0 | 0 | 0 | 0 | 0 | 0 | 0 | 0 | 0 | 0 | 0 | 0 | 0 | 0 | 0 | 0
F4_Commercial_Warehouse_Existing_Interior Lighting_Electric_Exempted Lighting_E8 | F4 | Commercial | Warehouse | Existing | Interior Lighting | Electric | Exempted Lighting | E8 | RVT BC Ratio | 0 | 0 | 0 | 0 | 0 | 0 | 0 | 0 | 0 | 0 | 0 | 0 | 0 | 0 | 0 | 0 | 0 | 0 | 0 | 0 | 0 | 0 | 0 | 0 | 0 | 0 | 0 | 0 | 0 | 0
F4_Commercial_Warehouse_Existing_Interior Lighting_Electric_Exempted Lighting_E9 | F4 | Commercial | Warehouse | Existing | Interior Lighting | Electric | Exempted Lighting | E9 | RVT BC Ratio | 0 | 0 | 0 | 0 | 0 | 0 | 0 | 0 | 0 | 0 | 0 | 0 | 0 | 0 | 0 | 0 | 0 | 0 | 0 | 0 | 0 | 0 | 0 | 0 | 0 | 0 | 0 | 0 | 0 | 0
F4_Commercial_Warehouse_Existing_Interior Lighting_Electric_Exempted Lighting_E10 | F4 | Commercial | Warehouse | Existing | Interior Lighting | Electric | Exempted Lighting | E10 | RVT BC Ratio | 0 | 0 | 0 | 0 | 0 | 0 | 0 | 0 | 0 | 0 | 0 | 0 | 0 | 0 | 0 | 0 | 0 | 0 | 0 | 0 | 0 | 0 | 0 | 0 | 0 | 0 | 0 | 0 | 0 | 0
F5_Commercial_Warehouse_Existing_Interior Lighting_Electric_Exempted Lighting_E1 | F5 | Commercial | Warehouse | Existing | Interior Lighting | Electric | Exempted Lighting | E1 | RIM BC Ratio | 0 | 0 | 0 | 0 | 0 | 0 | 0 | 0 | 0 | 0 | 0 | 0 | 0 | 0 | 0 | 0 | 0 | 0 | 0 | 0 | 0 | 0 | 0 | 0 | 0 | 0 | 0 | 0 | 0 | 0
F5_Commercial_Warehouse_Existing_Interior Lighting_Electric_Exempted Lighting_E2 | F5 | Commercial | Warehouse | Existing | Interior Lighting | Electric | Exempted Lighting | E2 | RIM BC Ratio | 0 | 0 | 0 | 0 | 0 | 0 | 0 | 0 | 0 | 0 | 0 | 0 | 0 | 0 | 0 | 0 | 0 | 0 | 0 | 0 | 0 | 0 | 0 | 0 | 0 | 0 | 0 | 0 | 0 | 0
F5_Commercial_Warehouse_Existing_Interior Lighting_Electric_Exempted Lighting_E3 | F5 | Commercial | Warehouse | Existing | Interior Lighting | Electric | Exempted Lighting | E3 | RIM BC Ratio | 0 | 0 | 0 | 0 | 0 | 0 | 0 | 0 | 0 | 0 | 0 | 0 | 0 | 0 | 0 | 0 | 0 | 0 | 0 | 0 | 0 | 0 | 0 | 0 | 0 | 0 | 0 | 0 | 0 | 0
F5_Commercial_Warehouse_Existing_Interior Lighting_Electric_Exempted Lighting_E4 | F5 | Commercial | Warehouse | Existing | Interior Lighting | Electric | Exempted Lighting | E4 | RIM BC Ratio | 0 | 0 | 0 | 0 | 0 | 0 | 0 | 0 | 0 | 0 | 0 | 0 | 0 | 0 | 0 | 0 | 0 | 0 | 0 | 0 | 0 | 0 | 0 | 0 | 0 | 0 | 0 | 0 | 0 | 0
F5_Commercial_Warehouse_Existing_Interior Lighting_Electric_Exempted Lighting_E5 | F5 | Commercial | Warehouse | Existing | Interior Lighting | Electric | Exempted Lighting | E5 | RIM BC Ratio | 0 | 0 | 0 | 0 | 0 | 0 | 0 | 0 | 0 | 0 | 0 | 0 | 0 | 0 | 0 | 0 | 0 | 0 | 0 | 0 | 0 | 0 | 0 | 0 | 0 | 0 | 0 | 0 | 0 | 0
F5_Commercial_Warehouse_Existing_Interior Lighting_Electric_Exempted Lighting_E6 | F5 | Commercial | Warehouse | Existing | Interior Lighting | Electric | Exempted Lighting | E6 | RIM BC Ratio | 0 | 0 | 0 | 0 | 0 | 0 | 0 | 0 | 0 | 0 | 0 | 0 | 0 | 0 | 0 | 0 | 0 | 0 | 0 | 0 | 0 | 0 | 0 | 0 | 0 | 0 | 0 | 0 | 0 | 0
F5_Commercial_Warehouse_Existing_Interior Lighting_Electric_Exempted Lighting_E7 | F5 | Commercial | Warehouse | Existing | Interior Lighting | Electric | Exempted Lighting | E7 | RIM BC Ratio | 0 | 0 | 0 | 0 | 0 | 0 | 0 | 0 | 0 | 0 | 0 | 0 | 0 | 0 | 0 | 0 | 0 | 0 | 0 | 0 | 0 | 0 | 0 | 0 | 0 | 0 | 0 | 0 | 0 | 0
F5_Commercial_Warehouse_Existing_Interior Lighting_Electric_Exempted Lighting_E8 | F5 | Commercial | Warehouse | Existing | Interior Lighting | Electric | Exempted Lighting | E8 | RIM BC Ratio | 0 | 0 | 0 | 0 | 0 | 0 | 0 | 0 | 0 | 0 | 0 | 0 | 0 | 0 | 0 | 0 | 0 | 0 | 0 | 0 | 0 | 0 | 0 | 0 | 0 | 0 | 0 | 0 | 0 | 0
F5_Commercial_Warehouse_Existing_Interior Lighting_Electric_Exempted Lighting_E9 | F5 | Commercial | Warehouse | Existing | Interior Lighting | Electric | Exempted Lighting | E9 | RIM BC Ratio | 0 | 0 | 0 | 0 | 0 | 0 | 0 | 0 | 0 | 0 | 0 | 0 | 0 | 0 | 0 | 0 | 0 | 0 | 0 | 0 | 0 | 0 | 0 | 0 | 0 | 0 | 0 | 0 | 0 | 0
F5_Commercial_Warehouse_Existing_Interior Lighting_Electric_Exempted Lighting_E10 | F5 | Commercial | Warehouse | Existing | Interior Lighting | Electric | Exempted Lighting | E10 | RIM BC Ratio | 0 | 0 | 0 | 0 | 0 | 0 | 0 | 0 | 0 | 0 | 0 | 0 | 0 | 0 | 0 | 0 | 0 | 0 | 0 | 0 | 0 | 0 | 0 | 0 | 0 | 0 | 0 | 0 | 0 | 0
F0_Commercial_Warehouse_Existing_Interior Lighting_Electric_High-Bay Lighting_E0 | F0 | Commercial | Warehouse | Existing | Interior Lighting | Electric | High-Bay Lighting | E0 | Economic Unit | 0 | 0 | 0 | 0 | 0 | 0 | 0 | 0 | 0 | 0 | 0 | 0 | 0 | 0 | 0 | 0 | 0 | 0 | 0 | 0 | 0 | 0 | 0 | 0 | 0 | 0 | 0 | 0 | 0 | 0
F1_Commercial_Warehouse_Existing_Interior Lighting_Electric_High-Bay Lighting_E1 | F1 | Commercial | Warehouse | Existing | Interior Lighting | Electric | High-Bay Lighting | E1 | CCE | 0 | 0 | 0 | 0 | 0 | 0 | 0 | 0 | 0 | 0 | 0 | 0 | 0 | 0 | 0 | 0 | 0 | 0 | 0 | 0 | 0 | 0 | 0 | 0 | 0 | 0 | 0 | 0 | 0 | 0
F1_Commercial_Warehouse_Existing_Interior Lighting_Electric_High-Bay Lighting_E2 | F1 | Commercial | Warehouse | Existing | Interior Lighting | Electric | High-Bay Lighting | E2 | CCE | 0 | 0 | 0 | 0 | 0 | 0 | 0 | 0 | 0 | 0 | 0 | 0 | 0 | 0 | 0 | 0 | 0 | 0 | 0 | 0 | 0 | 0 | 0 | 0 | 0 | 0 | 0 | 0 | 0 | 0
F1_Commercial_Warehouse_Existing_Interior Lighting_Electric_High-Bay Lighting_E3 | F1 | Commercial | Warehouse | Existing | Interior Lighting | Electric | High-Bay Lighting | E3 | CCE | 0 | 0 | 0 | 0 | 0 | 0 | 0 | 0 | 0 | 0 | 0 | 0 | 0 | 0 | 0 | 0 | 0 | 0 | 0 | 0 | 0 | 0 | 0 | 0 | 0 | 0 | 0 | 0 | 0 | 0
F1_Commercial_Warehouse_Existing_Interior Lighting_Electric_High-Bay Lighting_E4 | F1 | Commercial | Warehouse | Existing | Interior Lighting | Electric | High-Bay Lighting | E4 | CCE | 0 | 0 | 0 | 0 | 0 | 0 | 0 | 0 | 0 | 0 | 0 | 0 | 0 | 0 | 0 | 0 | 0 | 0 | 0 | 0 | 0 | 0 | 0 | 0 | 0 | 0 | 0 | 0 | 0 | 0
F1_Commercial_Warehouse_Existing_Interior Lighting_Electric_High-Bay Lighting_E5 | F1 | Commercial | Warehouse | Existing | Interior Lighting | Electric | High-Bay Lighting | E5 | CCE | 0 | 0 | 0 | 0 | 0 | 0 | 0 | 0 | 0 | 0 | 0 | 0 | 0 | 0 | 0 | 0 | 0 | 0 | 0 | 0 | 0 | 0 | 0 | 0 | 0 | 0 | 0 | 0 | 0 | 0
F1_Commercial_Warehouse_Existing_Interior Lighting_Electric_High-Bay Lighting_E6 | F1 | Commercial | Warehouse | Existing | Interior Lighting | Electric | High-Bay Lighting | E6 | CCE | 0 | 0 | 0 | 0 | 0 | 0 | 0 | 0 | 0 | 0 | 0 | 0 | 0 | 0 | 0 | 0 | 0 | 0 | 0 | 0 | 0 | 0 | 0 | 0 | 0 | 0 | 0 | 0 | 0 | 0
F1_Commercial_Warehouse_Existing_Interior Lighting_Electric_High-Bay Lighting_E7 | F1 | Commercial | Warehouse | Existing | Interior Lighting | Electric | High-Bay Lighting | E7 | CCE | 0 | 0 | 0 | 0 | 0 | 0 | 0 | 0 | 0 | 0 | 0 | 0 | 0 | 0 | 0 | 0 | 0 | 0 | 0 | 0 | 0 | 0 | 0 | 0 | 0 | 0 | 0 | 0 | 0 | 0
F1_Commercial_Warehouse_Existing_Interior Lighting_Electric_High-Bay Lighting_E8 | F1 | Commercial | Warehouse | Existing | Interior Lighting | Electric | High-Bay Lighting | E8 | CCE | 0 | 0 | 0 | 0 | 0 | 0 | 0 | 0 | 0 | 0 | 0 | 0 | 0 | 0 | 0 | 0 | 0 | 0 | 0 | 0 | 0 | 0 | 0 | 0 | 0 | 0 | 0 | 0 | 0 | 0
F1_Commercial_Warehouse_Existing_Interior Lighting_Electric_High-Bay Lighting_E9 | F1 | Commercial | Warehouse | Existing | Interior Lighting | Electric | High-Bay Lighting | E9 | CCE | 0 | 0 | 0 | 0 | 0 | 0 | 0 | 0 | 0 | 0 | 0 | 0 | 0 | 0 | 0 | 0 | 0 | 0 | 0 | 0 | 0 | 0 | 0 | 0 | 0 | 0 | 0 | 0 | 0 | 0
F1_Commercial_Warehouse_Existing_Interior Lighting_Electric_High-Bay Lighting_E10 | F1 | Commercial | Warehouse | Existing | Interior Lighting | Electric | High-Bay Lighting | E10 | CCE | 0 | 0 | 0 | 0 | 0 | 0 | 0 | 0 | 0 | 0 | 0 | 0 | 0 | 0 | 0 | 0 | 0 | 0 | 0 | 0 | 0 | 0 | 0 | 0 | 0 | 0 | 0 | 0 | 0 | 0
F2_Commercial_Warehouse_Existing_Interior Lighting_Electric_High-Bay Lighting_E1 | F2 | Commercial | Warehouse | Existing | Interior Lighting | Electric | High-Bay Lighting | E1 | TRC BC Ratio | 0 | 0 | 0 | 0 | 0 | 0 | 0 | 0 | 0 | 0 | 0 | 0 | 0 | 0 | 0 | 0 | 0 | 0 | 0 | 0 | 0 | 0 | 0 | 0 | 0 | 0 | 0 | 0 | 0 | 0
F2_Commercial_Warehouse_Existing_Interior Lighting_Electric_High-Bay Lighting_E2 | F2 | Commercial | Warehouse | Existing | Interior Lighting | Electric | High-Bay Lighting | E2 | TRC BC Ratio | 0 | 0 | 0 | 0 | 0 | 0 | 0 | 0 | 0 | 0 | 0 | 0 | 0 | 0 | 0 | 0 | 0 | 0 | 0 | 0 | 0 | 0 | 0 | 0 | 0 | 0 | 0 | 0 | 0 | 0
F2_Commercial_Warehouse_Existing_Interior Lighting_Electric_High-Bay Lighting_E3 | F2 | Commercial | Warehouse | Existing | Interior Lighting | Electric | High-Bay Lighting | E3 | TRC BC Ratio | 0 | 0 | 0 | 0 | 0 | 0 | 0 | 0 | 0 | 0 | 0 | 0 | 0 | 0 | 0 | 0 | 0 | 0 | 0 | 0 | 0 | 0 | 0 | 0 | 0 | 0 | 0 | 0 | 0 | 0
F2_Commercial_Warehouse_Existing_Interior Lighting_Electric_High-Bay Lighting_E4 | F2 | Commercial | Warehouse | Existing | Interior Lighting | Electric | High-Bay Lighting | E4 | TRC BC Ratio | 0 | 0 | 0 | 0 | 0 | 0 | 0 | 0 | 0 | 0 | 0 | 0 | 0 | 0 | 0 | 0 | 0 | 0 | 0 | 0 | 0 | 0 | 0 | 0 | 0 | 0 | 0 | 0 | 0 | 0
F2_Commercial_Warehouse_Existing_Interior Lighting_Electric_High-Bay Lighting_E5 | F2 | Commercial | Warehouse | Existing | Interior Lighting | Electric | High-Bay Lighting | E5 | TRC BC Ratio | 0 | 0 | 0 | 0 | 0 | 0 | 0 | 0 | 0 | 0 | 0 | 0 | 0 | 0 | 0 | 0 | 0 | 0 | 0 | 0 | 0 | 0 | 0 | 0 | 0 | 0 | 0 | 0 | 0 | 0
F2_Commercial_Warehouse_Existing_Interior Lighting_Electric_High-Bay Lighting_E6 | F2 | Commercial | Warehouse | Existing | Interior Lighting | Electric | High-Bay Lighting | E6 | TRC BC Ratio | 0 | 0 | 0 | 0 | 0 | 0 | 0 | 0 | 0 | 0 | 0 | 0 | 0 | 0 | 0 | 0 | 0 | 0 | 0 | 0 | 0 | 0 | 0 | 0 | 0 | 0 | 0 | 0 | 0 | 0
F2_Commercial_Warehouse_Existing_Interior Lighting_Electric_High-Bay Lighting_E7 | F2 | Commercial | Warehouse | Existing | Interior Lighting | Electric | High-Bay Lighting | E7 | TRC BC Ratio | 0 | 0 | 0 | 0 | 0 | 0 | 0 | 0 | 0 | 0 | 0 | 0 | 0 | 0 | 0 | 0 | 0 | 0 | 0 | 0 | 0 | 0 | 0 | 0 | 0 | 0 | 0 | 0 | 0 | 0
F2_Commercial_Warehouse_Existing_Interior Lighting_Electric_High-Bay Lighting_E8 | F2 | Commercial | Warehouse | Existing | Interior Lighting | Electric | High-Bay Lighting | E8 | TRC BC Ratio | 0 | 0 | 0 | 0 | 0 | 0 | 0 | 0 | 0 | 0 | 0 | 0 | 0 | 0 | 0 | 0 | 0 | 0 | 0 | 0 | 0 | 0 | 0 | 0 | 0 | 0 | 0 | 0 | 0 | 0
F2_Commercial_Warehouse_Existing_Interior Lighting_Electric_High-Bay Lighting_E9 | F2 | Commercial | Warehouse | Existing | Interior Lighting | Electric | High-Bay Lighting | E9 | TRC BC Ratio | 0 | 0 | 0 | 0 | 0 | 0 | 0 | 0 | 0 | 0 | 0 | 0 | 0 | 0 | 0 | 0 | 0 | 0 | 0 | 0 | 0 | 0 | 0 | 0 | 0 | 0 | 0 | 0 | 0 | 0
F2_Commercial_Warehouse_Existing_Interior Lighting_Electric_High-Bay Lighting_E10 | F2 | Commercial | Warehouse | Existing | Interior Lighting | Electric | High-Bay Lighting | E10 | TRC BC Ratio | 0 | 0 | 0 | 0 | 0 | 0 | 0 | 0 | 0 | 0 | 0 | 0 | 0 | 0 | 0 | 0 | 0 | 0 | 0 | 0 | 0 | 0 | 0 | 0 | 0 | 0 | 0 | 0 | 0 | 0
F3_Commercial_Warehouse_Existing_Interior Lighting_Electric_High-Bay Lighting_E1 | F3 | Commercial | Warehouse | Existing | Interior Lighting | Electric | High-Bay Lighting | E1 | PACT BC Ratio | 0 | 0 | 0 | 0 | 0 | 0 | 0 | 0 | 0 | 0 | 0 | 0 | 0 | 0 | 0 | 0 | 0 | 0 | 0 | 0 | 0 | 0 | 0 | 0 | 0 | 0 | 0 | 0 | 0 | 0
F3_Commercial_Warehouse_Existing_Interior Lighting_Electric_High-Bay Lighting_E2 | F3 | Commercial | Warehouse | Existing | Interior Lighting | Electric | High-Bay Lighting | E2 | PACT BC Ratio | 0 | 0 | 0 | 0 | 0 | 0 | 0 | 0 | 0 | 0 | 0 | 0 | 0 | 0 | 0 | 0 | 0 | 0 | 0 | 0 | 0 | 0 | 0 | 0 | 0 | 0 | 0 | 0 | 0 | 0
F3_Commercial_Warehouse_Existing_Interior Lighting_Electric_High-Bay Lighting_E3 | F3 | Commercial | Warehouse | Existing | Interior Lighting | Electric | High-Bay Lighting | E3 | PACT BC Ratio | 0 | 0 | 0 | 0 | 0 | 0 | 0 | 0 | 0 | 0 | 0 | 0 | 0 | 0 | 0 | 0 | 0 | 0 | 0 | 0 | 0 | 0 | 0 | 0 | 0 | 0 | 0 | 0 | 0 | 0
F3_Commercial_Warehouse_Existing_Interior Lighting_Electric_High-Bay Lighting_E4 | F3 | Commercial | Warehouse | Existing | Interior Lighting | Electric | High-Bay Lighting | E4 | PACT BC Ratio | 0 | 0 | 0 | 0 | 0 | 0 | 0 | 0 | 0 | 0 | 0 | 0 | 0 | 0 | 0 | 0 | 0 | 0 | 0 | 0 | 0 | 0 | 0 | 0 | 0 | 0 | 0 | 0 | 0 | 0
F3_Commercial_Warehouse_Existing_Interior Lighting_Electric_High-Bay Lighting_E5 | F3 | Commercial | Warehouse | Existing | Interior Lighting | Electric | High-Bay Lighting | E5 | PACT BC Ratio | 0 | 0 | 0 | 0 | 0 | 0 | 0 | 0 | 0 | 0 | 0 | 0 | 0 | 0 | 0 | 0 | 0 | 0 | 0 | 0 | 0 | 0 | 0 | 0 | 0 | 0 | 0 | 0 | 0 | 0
F3_Commercial_Warehouse_Existing_Interior Lighting_Electric_High-Bay Lighting_E6 | F3 | Commercial | Warehouse | Existing | Interior Lighting | Electric | High-Bay Lighting | E6 | PACT BC Ratio | 0 | 0 | 0 | 0 | 0 | 0 | 0 | 0 | 0 | 0 | 0 | 0 | 0 | 0 | 0 | 0 | 0 | 0 | 0 | 0 | 0 | 0 | 0 | 0 | 0 | 0 | 0 | 0 | 0 | 0
F3_Commercial_Warehouse_Existing_Interior Lighting_Electric_High-Bay Lighting_E7 | F3 | Commercial | Warehouse | Existing | Interior Lighting | Electric | High-Bay Lighting | E7 | PACT BC Ratio | 0 | 0 | 0 | 0 | 0 | 0 | 0 | 0 | 0 | 0 | 0 | 0 | 0 | 0 | 0 | 0 | 0 | 0 | 0 | 0 | 0 | 0 | 0 | 0 | 0 | 0 | 0 | 0 | 0 | 0
F3_Commercial_Warehouse_Existing_Interior Lighting_Electric_High-Bay Lighting_E8 | F3 | Commercial | Warehouse | Existing | Interior Lighting | Electric | High-Bay Lighting | E8 | PACT BC Ratio | 0 | 0 | 0 | 0 | 0 | 0 | 0 | 0 | 0 | 0 | 0 | 0 | 0 | 0 | 0 | 0 | 0 | 0 | 0 | 0 | 0 | 0 | 0 | 0 | 0 | 0 | 0 | 0 | 0 | 0
F3_Commercial_Warehouse_Existing_Interior Lighting_Electric_High-Bay Lighting_E9 | F3 | Commercial | Warehouse | Existing | Interior Lighting | Electric | High-Bay Lighting | E9 | PACT BC Ratio | 0 | 0 | 0 | 0 | 0 | 0 | 0 | 0 | 0 | 0 | 0 | 0 | 0 | 0 | 0 | 0 | 0 | 0 | 0 | 0 | 0 | 0 | 0 | 0 | 0 | 0 | 0 | 0 | 0 | 0
F3_Commercial_Warehouse_Existing_Interior Lighting_Electric_High-Bay Lighting_E10 | F3 | Commercial | Warehouse | Existing | Interior Lighting | Electric | High-Bay Lighting | E10 | PACT BC Ratio | 0 | 0 | 0 | 0 | 0 | 0 | 0 | 0 | 0 | 0 | 0 | 0 | 0 | 0 | 0 | 0 | 0 | 0 | 0 | 0 | 0 | 0 | 0 | 0 | 0 | 0 | 0 | 0 | 0 | 0
F4_Commercial_Warehouse_Existing_Interior Lighting_Electric_High-Bay Lighting_E1 | F4 | Commercial | Warehouse | Existing | Interior Lighting | Electric | High-Bay Lighting | E1 | RVT BC Ratio | 0 | 0 | 0 | 0 | 0 | 0 | 0 | 0 | 0 | 0 | 0 | 0 | 0 | 0 | 0 | 0 | 0 | 0 | 0 | 0 | 0 | 0 | 0 | 0 | 0 | 0 | 0 | 0 | 0 | 0
F4_Commercial_Warehouse_Existing_Interior Lighting_Electric_High-Bay Lighting_E2 | F4 | Commercial | Warehouse | Existing | Interior Lighting | Electric | High-Bay Lighting | E2 | RVT BC Ratio | 0 | 0 | 0 | 0 | 0 | 0 | 0 | 0 | 0 | 0 | 0 | 0 | 0 | 0 | 0 | 0 | 0 | 0 | 0 | 0 | 0 | 0 | 0 | 0 | 0 | 0 | 0 | 0 | 0 | 0
F4_Commercial_Warehouse_Existing_Interior Lighting_Electric_High-Bay Lighting_E3 | F4 | Commercial | Warehouse | Existing | Interior Lighting | Electric | High-Bay Lighting | E3 | RVT BC Ratio | 0 | 0 | 0 | 0 | 0 | 0 | 0 | 0 | 0 | 0 | 0 | 0 | 0 | 0 | 0 | 0 | 0 | 0 | 0 | 0 | 0 | 0 | 0 | 0 | 0 | 0 | 0 | 0 | 0 | 0
F4_Commercial_Warehouse_Existing_Interior Lighting_Electric_High-Bay Lighting_E4 | F4 | Commercial | Warehouse | Existing | Interior Lighting | Electric | High-Bay Lighting | E4 | RVT BC Ratio | 0 | 0 | 0 | 0 | 0 | 0 | 0 | 0 | 0 | 0 | 0 | 0 | 0 | 0 | 0 | 0 | 0 | 0 | 0 | 0 | 0 | 0 | 0 | 0 | 0 | 0 | 0 | 0 | 0 | 0
F4_Commercial_Warehouse_Existing_Interior Lighting_Electric_High-Bay Lighting_E5 | F4 | Commercial | Warehouse | Existing | Interior Lighting | Electric | High-Bay Lighting | E5 | RVT BC Ratio | 0 | 0 | 0 | 0 | 0 | 0 | 0 | 0 | 0 | 0 | 0 | 0 | 0 | 0 | 0 | 0 | 0 | 0 | 0 | 0 | 0 | 0 | 0 | 0 | 0 | 0 | 0 | 0 | 0 | 0
F4_Commercial_Warehouse_Existing_Interior Lighting_Electric_High-Bay Lighting_E6 | F4 | Commercial | Warehouse | Existing | Interior Lighting | Electric | High-Bay Lighting | E6 | RVT BC Ratio | 0 | 0 | 0 | 0 | 0 | 0 | 0 | 0 | 0 | 0 | 0 | 0 | 0 | 0 | 0 | 0 | 0 | 0 | 0 | 0 | 0 | 0 | 0 | 0 | 0 | 0 | 0 | 0 | 0 | 0
F4_Commercial_Warehouse_Existing_Interior Lighting_Electric_High-Bay Lighting_E7 | F4 | Commercial | Warehouse | Existing | Interior Lighting | Electric | High-Bay Lighting | E7 | RVT BC Ratio | 0 | 0 | 0 | 0 | 0 | 0 | 0 | 0 | 0 | 0 | 0 | 0 | 0 | 0 | 0 | 0 | 0 | 0 | 0 | 0 | 0 | 0 | 0 | 0 | 0 | 0 | 0 | 0 | 0 | 0
F4_Commercial_Warehouse_Existing_Interior Lighting_Electric_High-Bay Lighting_E8 | F4 | Commercial | Warehouse | Existing | Interior Lighting | Electric | High-Bay Lighting | E8 | RVT BC Ratio | 0 | 0 | 0 | 0 | 0 | 0 | 0 | 0 | 0 | 0 | 0 | 0 | 0 | 0 | 0 | 0 | 0 | 0 | 0 | 0 | 0 | 0 | 0 | 0 | 0 | 0 | 0 | 0 | 0 | 0
F4_Commercial_Warehouse_Existing_Interior Lighting_Electric_High-Bay Lighting_E9 | F4 | Commercial | Warehouse | Existing | Interior Lighting | Electric | High-Bay Lighting | E9 | RVT BC Ratio | 0 | 0 | 0 | 0 | 0 | 0 | 0 | 0 | 0 | 0 | 0 | 0 | 0 | 0 | 0 | 0 | 0 | 0 | 0 | 0 | 0 | 0 | 0 | 0 | 0 | 0 | 0 | 0 | 0 | 0
F4_Commercial_Warehouse_Existing_Interior Lighting_Electric_High-Bay Lighting_E10 | F4 | Commercial | Warehouse | Existing | Interior Lighting | Electric | High-Bay Lighting | E10 | RVT BC Ratio | 0 | 0 | 0 | 0 | 0 | 0 | 0 | 0 | 0 | 0 | 0 | 0 | 0 | 0 | 0 | 0 | 0 | 0 | 0 | 0 | 0 | 0 | 0 | 0 | 0 | 0 | 0 | 0 | 0 | 0
F5_Commercial_Warehouse_Existing_Interior Lighting_Electric_High-Bay Lighting_E1 | F5 | Commercial | Warehouse | Existing | Interior Lighting | Electric | High-Bay Lighting | E1 | RIM BC Ratio | 0 | 0 | 0 | 0 | 0 | 0 | 0 | 0 | 0 | 0 | 0 | 0 | 0 | 0 | 0 | 0 | 0 | 0 | 0 | 0 | 0 | 0 | 0 | 0 | 0 | 0 | 0 | 0 | 0 | 0
F5_Commercial_Warehouse_Existing_Interior Lighting_Electric_High-Bay Lighting_E2 | F5 | Commercial | Warehouse | Existing | Interior Lighting | Electric | High-Bay Lighting | E2 | RIM BC Ratio | 0 | 0 | 0 | 0 | 0 | 0 | 0 | 0 | 0 | 0 | 0 | 0 | 0 | 0 | 0 | 0 | 0 | 0 | 0 | 0 | 0 | 0 | 0 | 0 | 0 | 0 | 0 | 0 | 0 | 0
F5_Commercial_Warehouse_Existing_Interior Lighting_Electric_High-Bay Lighting_E3 | F5 | Commercial | Warehouse | Existing | Interior Lighting | Electric | High-Bay Lighting | E3 | RIM BC Ratio | 0 | 0 | 0 | 0 | 0 | 0 | 0 | 0 | 0 | 0 | 0 | 0 | 0 | 0 | 0 | 0 | 0 | 0 | 0 | 0 | 0 | 0 | 0 | 0 | 0 | 0 | 0 | 0 | 0 | 0
F5_Commercial_Warehouse_Existing_Interior Lighting_Electric_High-Bay Lighting_E4 | F5 | Commercial | Warehouse | Existing | Interior Lighting | Electric | High-Bay Lighting | E4 | RIM BC Ratio | 0 | 0 | 0 | 0 | 0 | 0 | 0 | 0 | 0 | 0 | 0 | 0 | 0 | 0 | 0 | 0 | 0 | 0 | 0 | 0 | 0 | 0 | 0 | 0 | 0 | 0 | 0 | 0 | 0 | 0
F5_Commercial_Warehouse_Existing_Interior Lighting_Electric_High-Bay Lighting_E5 | F5 | Commercial | Warehouse | Existing | Interior Lighting | Electric | High-Bay Lighting | E5 | RIM BC Ratio | 0 | 0 | 0 | 0 | 0 | 0 | 0 | 0 | 0 | 0 | 0 | 0 | 0 | 0 | 0 | 0 | 0 | 0 | 0 | 0 | 0 | 0 | 0 | 0 | 0 | 0 | 0 | 0 | 0 | 0
F5_Commercial_Warehouse_Existing_Interior Lighting_Electric_High-Bay Lighting_E6 | F5 | Commercial | Warehouse | Existing | Interior Lighting | Electric | High-Bay Lighting | E6 | RIM BC Ratio | 0 | 0 | 0 | 0 | 0 | 0 | 0 | 0 | 0 | 0 | 0 | 0 | 0 | 0 | 0 | 0 | 0 | 0 | 0 | 0 | 0 | 0 | 0 | 0 | 0 | 0 | 0 | 0 | 0 | 0
F5_Commercial_Warehouse_Existing_Interior Lighting_Electric_High-Bay Lighting_E7 | F5 | Commercial | Warehouse | Existing | Interior Lighting | Electric | High-Bay Lighting | E7 | RIM BC Ratio | 0 | 0 | 0 | 0 | 0 | 0 | 0 | 0 | 0 | 0 | 0 | 0 | 0 | 0 | 0 | 0 | 0 | 0 | 0 | 0 | 0 | 0 | 0 | 0 | 0 | 0 | 0 | 0 | 0 | 0
F5_Commercial_Warehouse_Existing_Interior Lighting_Electric_High-Bay Lighting_E8 | F5 | Commercial | Warehouse | Existing | Interior Lighting | Electric | High-Bay Lighting | E8 | RIM BC Ratio | 0 | 0 | 0 | 0 | 0 | 0 | 0 | 0 | 0 | 0 | 0 | 0 | 0 | 0 | 0 | 0 | 0 | 0 | 0 | 0 | 0 | 0 | 0 | 0 | 0 | 0 | 0 | 0 | 0 | 0
F5_Commercial_Warehouse_Existing_Interior Lighting_Electric_High-Bay Lighting_E9 | F5 | Commercial | Warehouse | Existing | Interior Lighting | Electric | High-Bay Lighting | E9 | RIM BC Ratio | 0 | 0 | 0 | 0 | 0 | 0 | 0 | 0 | 0 | 0 | 0 | 0 | 0 | 0 | 0 | 0 | 0 | 0 | 0 | 0 | 0 | 0 | 0 | 0 | 0 | 0 | 0 | 0 | 0 | 0
F5_Commercial_Warehouse_Existing_Interior Lighting_Electric_High-Bay Lighting_E10 | F5 | Commercial | Warehouse | Existing | Interior Lighting | Electric | High-Bay Lighting | E10 | RIM BC Ratio | 0 | 0 | 0 | 0 | 0 | 0 | 0 | 0 | 0 | 0 | 0 | 0 | 0 | 0 | 0 | 0 | 0 | 0 | 0 | 0 | 0 | 0 | 0 | 0 | 0 | 0 | 0 | 0 | 0 | 0
F0_Commercial_Warehouse_Existing_Interior Lighting_Electric_Linear Lighting_E0 | F0 | Commercial | Warehouse | Existing | Interior Lighting | Electric | Linear Lighting | E0 | Economic Unit | 0 | 0 | 0 | 0 | 0 | 0 | 0 | 0 | 0 | 0 | 0 | 0 | 0 | 0 | 0 | 0 | 0 | 0 | 0 | 0 | 0 | 0 | 0 | 0 | 0 | 0 | 0 | 0 | 0 | 0
F1_Commercial_Warehouse_Existing_Interior Lighting_Electric_Linear Lighting_E1 | F1 | Commercial | Warehouse | Existing | Interior Lighting | Electric | Linear Lighting | E1 | CCE | 0 | 0 | 0 | 0 | 0 | 0 | 0 | 0 | 0 | 0 | 0 | 0 | 0 | 0 | 0 | 0 | 0 | 0 | 0 | 0 | 0 | 0 | 0 | 0 | 0 | 0 | 0 | 0 | 0 | 0
F1_Commercial_Warehouse_Existing_Interior Lighting_Electric_Linear Lighting_E2 | F1 | Commercial | Warehouse | Existing | Interior Lighting | Electric | Linear Lighting | E2 | CCE | 0 | 0 | 0 | 0 | 0 | 0 | 0 | 0 | 0 | 0 | 0 | 0 | 0 | 0 | 0 | 0 | 0 | 0 | 0 | 0 | 0 | 0 | 0 | 0 | 0 | 0 | 0 | 0 | 0 | 0
F1_Commercial_Warehouse_Existing_Interior Lighting_Electric_Linear Lighting_E3 | F1 | Commercial | Warehouse | Existing | Interior Lighting | Electric | Linear Lighting | E3 | CCE | 0 | 0 | 0 | 0 | 0 | 0 | 0 | 0 | 0 | 0 | 0 | 0 | 0 | 0 | 0 | 0 | 0 | 0 | 0 | 0 | 0 | 0 | 0 | 0 | 0 | 0 | 0 | 0 | 0 | 0
F1_Commercial_Warehouse_Existing_Interior Lighting_Electric_Linear Lighting_E4 | F1 | Commercial | Warehouse | Existing | Interior Lighting | Electric | Linear Lighting | E4 | CCE | 0 | 0 | 0 | 0 | 0 | 0 | 0 | 0 | 0 | 0 | 0 | 0 | 0 | 0 | 0 | 0 | 0 | 0 | 0 | 0 | 0 | 0 | 0 | 0 | 0 | 0 | 0 | 0 | 0 | 0
F1_Commercial_Warehouse_Existing_Interior Lighting_Electric_Linear Lighting_E5 | F1 | Commercial | Warehouse | Existing | Interior Lighting | Electric | Linear Lighting | E5 | CCE | 0 | 0 | 0 | 0 | 0 | 0 | 0 | 0 | 0 | 0 | 0 | 0 | 0 | 0 | 0 | 0 | 0 | 0 | 0 | 0 | 0 | 0 | 0 | 0 | 0 | 0 | 0 | 0 | 0 | 0
F1_Commercial_Warehouse_Existing_Interior Lighting_Electric_Linear Lighting_E6 | F1 | Commercial | Warehouse | Existing | Interior Lighting | Electric | Linear Lighting | E6 | CCE | 0 | 0 | 0 | 0 | 0 | 0 | 0 | 0 | 0 | 0 | 0 | 0 | 0 | 0 | 0 | 0 | 0 | 0 | 0 | 0 | 0 | 0 | 0 | 0 | 0 | 0 | 0 | 0 | 0 | 0
F1_Commercial_Warehouse_Existing_Interior Lighting_Electric_Linear Lighting_E7 | F1 | Commercial | Warehouse | Existing | Interior Lighting | Electric | Linear Lighting | E7 | CCE | 0 | 0 | 0 | 0 | 0 | 0 | 0 | 0 | 0 | 0 | 0 | 0 | 0 | 0 | 0 | 0 | 0 | 0 | 0 | 0 | 0 | 0 | 0 | 0 | 0 | 0 | 0 | 0 | 0 | 0
F1_Commercial_Warehouse_Existing_Interior Lighting_Electric_Linear Lighting_E8 | F1 | Commercial | Warehouse | Existing | Interior Lighting | Electric | Linear Lighting | E8 | CCE | 0 | 0 | 0 | 0 | 0 | 0 | 0 | 0 | 0 | 0 | 0 | 0 | 0 | 0 | 0 | 0 | 0 | 0 | 0 | 0 | 0 | 0 | 0 | 0 | 0 | 0 | 0 | 0 | 0 | 0
F1_Commercial_Warehouse_Existing_Interior Lighting_Electric_Linear Lighting_E9 | F1 | Commercial | Warehouse | Existing | Interior Lighting | Electric | Linear Lighting | E9 | CCE | 0 | 0 | 0 | 0 | 0 | 0 | 0 | 0 | 0 | 0 | 0 | 0 | 0 | 0 | 0 | 0 | 0 | 0 | 0 | 0 | 0 | 0 | 0 | 0 | 0 | 0 | 0 | 0 | 0 | 0
F1_Commercial_Warehouse_Existing_Interior Lighting_Electric_Linear Lighting_E10 | F1 | Commercial | Warehouse | Existing | Interior Lighting | Electric | Linear Lighting | E10 | CCE | 0 | 0 | 0 | 0 | 0 | 0 | 0 | 0 | 0 | 0 | 0 | 0 | 0 | 0 | 0 | 0 | 0 | 0 | 0 | 0 | 0 | 0 | 0 | 0 | 0 | 0 | 0 | 0 | 0 | 0
F2_Commercial_Warehouse_Existing_Interior Lighting_Electric_Linear Lighting_E1 | F2 | Commercial | Warehouse | Existing | Interior Lighting | Electric | Linear Lighting | E1 | TRC BC Ratio | 0 | 0 | 0 | 0 | 0 | 0 | 0 | 0 | 0 | 0 | 0 | 0 | 0 | 0 | 0 | 0 | 0 | 0 | 0 | 0 | 0 | 0 | 0 | 0 | 0 | 0 | 0 | 0 | 0 | 0
F2_Commercial_Warehouse_Existing_Interior Lighting_Electric_Linear Lighting_E2 | F2 | Commercial | Warehouse | Existing | Interior Lighting | Electric | Linear Lighting | E2 | TRC BC Ratio | 0 | 0 | 0 | 0 | 0 | 0 | 0 | 0 | 0 | 0 | 0 | 0 | 0 | 0 | 0 | 0 | 0 | 0 | 0 | 0 | 0 | 0 | 0 | 0 | 0 | 0 | 0 | 0 | 0 | 0
F2_Commercial_Warehouse_Existing_Interior Lighting_Electric_Linear Lighting_E3 | F2 | Commercial | Warehouse | Existing | Interior Lighting | Electric | Linear Lighting | E3 | TRC BC Ratio | 0 | 0 | 0 | 0 | 0 | 0 | 0 | 0 | 0 | 0 | 0 | 0 | 0 | 0 | 0 | 0 | 0 | 0 | 0 | 0 | 0 | 0 | 0 | 0 | 0 | 0 | 0 | 0 | 0 | 0
F2_Commercial_Warehouse_Existing_Interior Lighting_Electric_Linear Lighting_E4 | F2 | Commercial | Warehouse | Existing | Interior Lighting | Electric | Linear Lighting | E4 | TRC BC Ratio | 0 | 0 | 0 | 0 | 0 | 0 | 0 | 0 | 0 | 0 | 0 | 0 | 0 | 0 | 0 | 0 | 0 | 0 | 0 | 0 | 0 | 0 | 0 | 0 | 0 | 0 | 0 | 0 | 0 | 0
F2_Commercial_Warehouse_Existing_Interior Lighting_Electric_Linear Lighting_E5 | F2 | Commercial | Warehouse | Existing | Interior Lighting | Electric | Linear Lighting | E5 | TRC BC Ratio | 0 | 0 | 0 | 0 | 0 | 0 | 0 | 0 | 0 | 0 | 0 | 0 | 0 | 0 | 0 | 0 | 0 | 0 | 0 | 0 | 0 | 0 | 0 | 0 | 0 | 0 | 0 | 0 | 0 | 0
F2_Commercial_Warehouse_Existing_Interior Lighting_Electric_Linear Lighting_E6 | F2 | Commercial | Warehouse | Existing | Interior Lighting | Electric | Linear Lighting | E6 | TRC BC Ratio | 0 | 0 | 0 | 0 | 0 | 0 | 0 | 0 | 0 | 0 | 0 | 0 | 0 | 0 | 0 | 0 | 0 | 0 | 0 | 0 | 0 | 0 | 0 | 0 | 0 | 0 | 0 | 0 | 0 | 0
F2_Commercial_Warehouse_Existing_Interior Lighting_Electric_Linear Lighting_E7 | F2 | Commercial | Warehouse | Existing | Interior Lighting | Electric | Linear Lighting | E7 | TRC BC Ratio | 0 | 0 | 0 | 0 | 0 | 0 | 0 | 0 | 0 | 0 | 0 | 0 | 0 | 0 | 0 | 0 | 0 | 0 | 0 | 0 | 0 | 0 | 0 | 0 | 0 | 0 | 0 | 0 | 0 | 0
F2_Commercial_Warehouse_Existing_Interior Lighting_Electric_Linear Lighting_E8 | F2 | Commercial | Warehouse | Existing | Interior Lighting | Electric | Linear Lighting | E8 | TRC BC Ratio | 0 | 0 | 0 | 0 | 0 | 0 | 0 | 0 | 0 | 0 | 0 | 0 | 0 | 0 | 0 | 0 | 0 | 0 | 0 | 0 | 0 | 0 | 0 | 0 | 0 | 0 | 0 | 0 | 0 | 0
F2_Commercial_Warehouse_Existing_Interior Lighting_Electric_Linear Lighting_E9 | F2 | Commercial | Warehouse | Existing | Interior Lighting | Electric | Linear Lighting | E9 | TRC BC Ratio | 0 | 0 | 0 | 0 | 0 | 0 | 0 | 0 | 0 | 0 | 0 | 0 | 0 | 0 | 0 | 0 | 0 | 0 | 0 | 0 | 0 | 0 | 0 | 0 | 0 | 0 | 0 | 0 | 0 | 0
F2_Commercial_Warehouse_Existing_Interior Lighting_Electric_Linear Lighting_E10 | F2 | Commercial | Warehouse | Existing | Interior Lighting | Electric | Linear Lighting | E10 | TRC BC Ratio | 0 | 0 | 0 | 0 | 0 | 0 | 0 | 0 | 0 | 0 | 0 | 0 | 0 | 0 | 0 | 0 | 0 | 0 | 0 | 0 | 0 | 0 | 0 | 0 | 0 | 0 | 0 | 0 | 0 | 0
F3_Commercial_Warehouse_Existing_Interior Lighting_Electric_Linear Lighting_E1 | F3 | Commercial | Warehouse | Existing | Interior Lighting | Electric | Linear Lighting | E1 | PACT BC Ratio | 0 | 0 | 0 | 0 | 0 | 0 | 0 | 0 | 0 | 0 | 0 | 0 | 0 | 0 | 0 | 0 | 0 | 0 | 0 | 0 | 0 | 0 | 0 | 0 | 0 | 0 | 0 | 0 | 0 | 0
F3_Commercial_Warehouse_Existing_Interior Lighting_Electric_Linear Lighting_E2 | F3 | Commercial | Warehouse | Existing | Interior Lighting | Electric | Linear Lighting | E2 | PACT BC Ratio | 0 | 0 | 0 | 0 | 0 | 0 | 0 | 0 | 0 | 0 | 0 | 0 | 0 | 0 | 0 | 0 | 0 | 0 | 0 | 0 | 0 | 0 | 0 | 0 | 0 | 0 | 0 | 0 | 0 | 0
F3_Commercial_Warehouse_Existing_Interior Lighting_Electric_Linear Lighting_E3 | F3 | Commercial | Warehouse | Existing | Interior Lighting | Electric | Linear Lighting | E3 | PACT BC Ratio | 0 | 0 | 0 | 0 | 0 | 0 | 0 | 0 | 0 | 0 | 0 | 0 | 0 | 0 | 0 | 0 | 0 | 0 | 0 | 0 | 0 | 0 | 0 | 0 | 0 | 0 | 0 | 0 | 0 | 0
F3_Commercial_Warehouse_Existing_Interior Lighting_Electric_Linear Lighting_E4 | F3 | Commercial | Warehouse | Existing | Interior Lighting | Electric | Linear Lighting | E4 | PACT BC Ratio | 0 | 0 | 0 | 0 | 0 | 0 | 0 | 0 | 0 | 0 | 0 | 0 | 0 | 0 | 0 | 0 | 0 | 0 | 0 | 0 | 0 | 0 | 0 | 0 | 0 | 0 | 0 | 0 | 0 | 0
F3_Commercial_Warehouse_Existing_Interior Lighting_Electric_Linear Lighting_E5 | F3 | Commercial | Warehouse | Existing | Interior Lighting | Electric | Linear Lighting | E5 | PACT BC Ratio | 0 | 0 | 0 | 0 | 0 | 0 | 0 | 0 | 0 | 0 | 0 | 0 | 0 | 0 | 0 | 0 | 0 | 0 | 0 | 0 | 0 | 0 | 0 | 0 | 0 | 0 | 0 | 0 | 0 | 0
F3_Commercial_Warehouse_Existing_Interior Lighting_Electric_Linear Lighting_E6 | F3 | Commercial | Warehouse | Existing | Interior Lighting | Electric | Linear Lighting | E6 | PACT BC Ratio | 0 | 0 | 0 | 0 | 0 | 0 | 0 | 0 | 0 | 0 | 0 | 0 | 0 | 0 | 0 | 0 | 0 | 0 | 0 | 0 | 0 | 0 | 0 | 0 | 0 | 0 | 0 | 0 | 0 | 0
F3_Commercial_Warehouse_Existing_Interior Lighting_Electric_Linear Lighting_E7 | F3 | Commercial | Warehouse | Existing | Interior Lighting | Electric | Linear Lighting | E7 | PACT BC Ratio | 0 | 0 | 0 | 0 | 0 | 0 | 0 | 0 | 0 | 0 | 0 | 0 | 0 | 0 | 0 | 0 | 0 | 0 | 0 | 0 | 0 | 0 | 0 | 0 | 0 | 0 | 0 | 0 | 0 | 0
F3_Commercial_Warehouse_Existing_Interior Lighting_Electric_Linear Lighting_E8 | F3 | Commercial | Warehouse | Existing | Interior Lighting | Electric | Linear Lighting | E8 | PACT BC Ratio | 0 | 0 | 0 | 0 | 0 | 0 | 0 | 0 | 0 | 0 | 0 | 0 | 0 | 0 | 0 | 0 | 0 | 0 | 0 | 0 | 0 | 0 | 0 | 0 | 0 | 0 | 0 | 0 | 0 | 0
F3_Commercial_Warehouse_Existing_Interior Lighting_Electric_Linear Lighting_E9 | F3 | Commercial | Warehouse | Existing | Interior Lighting | Electric | Linear Lighting | E9 | PACT BC Ratio | 0 | 0 | 0 | 0 | 0 | 0 | 0 | 0 | 0 | 0 | 0 | 0 | 0 | 0 | 0 | 0 | 0 | 0 | 0 | 0 | 0 | 0 | 0 | 0 | 0 | 0 | 0 | 0 | 0 | 0
F3_Commercial_Warehouse_Existing_Interior Lighting_Electric_Linear Lighting_E10 | F3 | Commercial | Warehouse | Existing | Interior Lighting | Electric | Linear Lighting | E10 | PACT BC Ratio | 0 | 0 | 0 | 0 | 0 | 0 | 0 | 0 | 0 | 0 | 0 | 0 | 0 | 0 | 0 | 0 | 0 | 0 | 0 | 0 | 0 | 0 | 0 | 0 | 0 | 0 | 0 | 0 | 0 | 0
F4_Commercial_Warehouse_Existing_Interior Lighting_Electric_Linear Lighting_E1 | F4 | Commercial | Warehouse | Existing | Interior Lighting | Electric | Linear Lighting | E1 | RVT BC Ratio | 0 | 0 | 0 | 0 | 0 | 0 | 0 | 0 | 0 | 0 | 0 | 0 | 0 | 0 | 0 | 0 | 0 | 0 | 0 | 0 | 0 | 0 | 0 | 0 | 0 | 0 | 0 | 0 | 0 | 0
F4_Commercial_Warehouse_Existing_Interior Lighting_Electric_Linear Lighting_E2 | F4 | Commercial | Warehouse | Existing | Interior Lighting | Electric | Linear Lighting | E2 | RVT BC Ratio | 0 | 0 | 0 | 0 | 0 | 0 | 0 | 0 | 0 | 0 | 0 | 0 | 0 | 0 | 0 | 0 | 0 | 0 | 0 | 0 | 0 | 0 | 0 | 0 | 0 | 0 | 0 | 0 | 0 | 0
F4_Commercial_Warehouse_Existing_Interior Lighting_Electric_Linear Lighting_E3 | F4 | Commercial | Warehouse | Existing | Interior Lighting | Electric | Linear Lighting | E3 | RVT BC Ratio | 0 | 0 | 0 | 0 | 0 | 0 | 0 | 0 | 0 | 0 | 0 | 0 | 0 | 0 | 0 | 0 | 0 | 0 | 0 | 0 | 0 | 0 | 0 | 0 | 0 | 0 | 0 | 0 | 0 | 0
F4_Commercial_Warehouse_Existing_Interior Lighting_Electric_Linear Lighting_E4 | F4 | Commercial | Warehouse | Existing | Interior Lighting | Electric | Linear Lighting | E4 | RVT BC Ratio | 0 | 0 | 0 | 0 | 0 | 0 | 0 | 0 | 0 | 0 | 0 | 0 | 0 | 0 | 0 | 0 | 0 | 0 | 0 | 0 | 0 | 0 | 0 | 0 | 0 | 0 | 0 | 0 | 0 | 0
F4_Commercial_Warehouse_Existing_Interior Lighting_Electric_Linear Lighting_E5 | F4 | Commercial | Warehouse | Existing | Interior Lighting | Electric | Linear Lighting | E5 | RVT BC Ratio | 0 | 0 | 0 | 0 | 0 | 0 | 0 | 0 | 0 | 0 | 0 | 0 | 0 | 0 | 0 | 0 | 0 | 0 | 0 | 0 | 0 | 0 | 0 | 0 | 0 | 0 | 0 | 0 | 0 | 0
F4_Commercial_Warehouse_Existing_Interior Lighting_Electric_Linear Lighting_E6 | F4 | Commercial | Warehouse | Existing | Interior Lighting | Electric | Linear Lighting | E6 | RVT BC Ratio | 0 | 0 | 0 | 0 | 0 | 0 | 0 | 0 | 0 | 0 | 0 | 0 | 0 | 0 | 0 | 0 | 0 | 0 | 0 | 0 | 0 | 0 | 0 | 0 | 0 | 0 | 0 | 0 | 0 | 0
F4_Commercial_Warehouse_Existing_Interior Lighting_Electric_Linear Lighting_E7 | F4 | Commercial | Warehouse | Existing | Interior Lighting | Electric | Linear Lighting | E7 | RVT BC Ratio | 0 | 0 | 0 | 0 | 0 | 0 | 0 | 0 | 0 | 0 | 0 | 0 | 0 | 0 | 0 | 0 | 0 | 0 | 0 | 0 | 0 | 0 | 0 | 0 | 0 | 0 | 0 | 0 | 0 | 0
F4_Commercial_Warehouse_Existing_Interior Lighting_Electric_Linear Lighting_E8 | F4 | Commercial | Warehouse | Existing | Interior Lighting | Electric | Linear Lighting | E8 | RVT BC Ratio | 0 | 0 | 0 | 0 | 0 | 0 | 0 | 0 | 0 | 0 | 0 | 0 | 0 | 0 | 0 | 0 | 0 | 0 | 0 | 0 | 0 | 0 | 0 | 0 | 0 | 0 | 0 | 0 | 0 | 0
F4_Commercial_Warehouse_Existing_Interior Lighting_Electric_Linear Lighting_E9 | F4 | Commercial | Warehouse | Existing | Interior Lighting | Electric | Linear Lighting | E9 | RVT BC Ratio | 0 | 0 | 0 | 0 | 0 | 0 | 0 | 0 | 0 | 0 | 0 | 0 | 0 | 0 | 0 | 0 | 0 | 0 | 0 | 0 | 0 | 0 | 0 | 0 | 0 | 0 | 0 | 0 | 0 | 0
F4_Commercial_Warehouse_Existing_Interior Lighting_Electric_Linear Lighting_E10 | F4 | Commercial | Warehouse | Existing | Interior Lighting | Electric | Linear Lighting | E10 | RVT BC Ratio | 0 | 0 | 0 | 0 | 0 | 0 | 0 | 0 | 0 | 0 | 0 | 0 | 0 | 0 | 0 | 0 | 0 | 0 | 0 | 0 | 0 | 0 | 0 | 0 | 0 | 0 | 0 | 0 | 0 | 0
F5_Commercial_Warehouse_Existing_Interior Lighting_Electric_Linear Lighting_E1 | F5 | Commercial | Warehouse | Existing | Interior Lighting | Electric | Linear Lighting | E1 | RIM BC Ratio | 0 | 0 | 0 | 0 | 0 | 0 | 0 | 0 | 0 | 0 | 0 | 0 | 0 | 0 | 0 | 0 | 0 | 0 | 0 | 0 | 0 | 0 | 0 | 0 | 0 | 0 | 0 | 0 | 0 | 0
F5_Commercial_Warehouse_Existing_Interior Lighting_Electric_Linear Lighting_E2 | F5 | Commercial | Warehouse | Existing | Interior Lighting | Electric | Linear Lighting | E2 | RIM BC Ratio | 0 | 0 | 0 | 0 | 0 | 0 | 0 | 0 | 0 | 0 | 0 | 0 | 0 | 0 | 0 | 0 | 0 | 0 | 0 | 0 | 0 | 0 | 0 | 0 | 0 | 0 | 0 | 0 | 0 | 0
F5_Commercial_Warehouse_Existing_Interior Lighting_Electric_Linear Lighting_E3 | F5 | Commercial | Warehouse | Existing | Interior Lighting | Electric | Linear Lighting | E3 | RIM BC Ratio | 0 | 0 | 0 | 0 | 0 | 0 | 0 | 0 | 0 | 0 | 0 | 0 | 0 | 0 | 0 | 0 | 0 | 0 | 0 | 0 | 0 | 0 | 0 | 0 | 0 | 0 | 0 | 0 | 0 | 0
F5_Commercial_Warehouse_Existing_Interior Lighting_Electric_Linear Lighting_E4 | F5 | Commercial | Warehouse | Existing | Interior Lighting | Electric | Linear Lighting | E4 | RIM BC Ratio | 0 | 0 | 0 | 0 | 0 | 0 | 0 | 0 | 0 | 0 | 0 | 0 | 0 | 0 | 0 | 0 | 0 | 0 | 0 | 0 | 0 | 0 | 0 | 0 | 0 | 0 | 0 | 0 | 0 | 0
F5_Commercial_Warehouse_Existing_Interior Lighting_Electric_Linear Lighting_E5 | F5 | Commercial | Warehouse | Existing | Interior Lighting | Electric | Linear Lighting | E5 | RIM BC Ratio | 0 | 0 | 0 | 0 | 0 | 0 | 0 | 0 | 0 | 0 | 0 | 0 | 0 | 0 | 0 | 0 | 0 | 0 | 0 | 0 | 0 | 0 | 0 | 0 | 0 | 0 | 0 | 0 | 0 | 0
F5_Commercial_Warehouse_Existing_Interior Lighting_Electric_Linear Lighting_E6 | F5 | Commercial | Warehouse | Existing | Interior Lighting | Electric | Linear Lighting | E6 | RIM BC Ratio | 0 | 0 | 0 | 0 | 0 | 0 | 0 | 0 | 0 | 0 | 0 | 0 | 0 | 0 | 0 | 0 | 0 | 0 | 0 | 0 | 0 | 0 | 0 | 0 | 0 | 0 | 0 | 0 | 0 | 0
F5_Commercial_Warehouse_Existing_Interior Lighting_Electric_Linear Lighting_E7 | F5 | Commercial | Warehouse | Existing | Interior Lighting | Electric | Linear Lighting | E7 | RIM BC Ratio | 0 | 0 | 0 | 0 | 0 | 0 | 0 | 0 | 0 | 0 | 0 | 0 | 0 | 0 | 0 | 0 | 0 | 0 | 0 | 0 | 0 | 0 | 0 | 0 | 0 | 0 | 0 | 0 | 0 | 0
F5_Commercial_Warehouse_Existing_Interior Lighting_Electric_Linear Lighting_E8 | F5 | Commercial | Warehouse | Existing | Interior Lighting | Electric | Linear Lighting | E8 | RIM BC Ratio | 0 | 0 | 0 | 0 | 0 | 0 | 0 | 0 | 0 | 0 | 0 | 0 | 0 | 0 | 0 | 0 | 0 | 0 | 0 | 0 | 0 | 0 | 0 | 0 | 0 | 0 | 0 | 0 | 0 | 0
F5_Commercial_Warehouse_Existing_Interior Lighting_Electric_Linear Lighting_E9 | F5 | Commercial | Warehouse | Existing | Interior Lighting | Electric | Linear Lighting | E9 | RIM BC Ratio | 0 | 0 | 0 | 0 | 0 | 0 | 0 | 0 | 0 | 0 | 0 | 0 | 0 | 0 | 0 | 0 | 0 | 0 | 0 | 0 | 0 | 0 | 0 | 0 | 0 | 0 | 0 | 0 | 0 | 0
F5_Commercial_Warehouse_Existing_Interior Lighting_Electric_Linear Lighting_E10 | F5 | Commercial | Warehouse | Existing | Interior Lighting | Electric | Linear Lighting | E10 | RIM BC Ratio | 0 | 0 | 0 | 0 | 0 | 0 | 0 | 0 | 0 | 0 | 0 | 0 | 0 | 0 | 0 | 0 | 0 | 0 | 0 | 0 | 0 | 0 | 0 | 0 | 0 | 0 | 0 | 0 | 0 | 0
F0_Commercial_Warehouse_Existing_Exterior Lighting_Electric_General Service Lighting_E0 | F0 | Commercial | Warehouse | Existing | Exterior Lighting | Electric | General Service Lighting | E0 | Economic Unit | 0 | 0 | 0 | 0 | 0 | 0 | 0 | 0 | 0 | 0 | 0 | 0 | 0 | 0 | 0 | 0 | 0 | 0 | 0 | 0 | 0 | 0 | 0 | 0 | 0 | 0 | 0 | 0 | 0 | 0
F1_Commercial_Warehouse_Existing_Exterior Lighting_Electric_General Service Lighting_E1 | F1 | Commercial | Warehouse | Existing | Exterior Lighting | Electric | General Service Lighting | E1 | CCE | 0 | 0 | 0 | 0 | 0 | 0 | 0 | 0 | 0 | 0 | 0 | 0 | 0 | 0 | 0 | 0 | 0 | 0 | 0 | 0 | 0 | 0 | 0 | 0 | 0 | 0 | 0 | 0 | 0 | 0
F1_Commercial_Warehouse_Existing_Exterior Lighting_Electric_General Service Lighting_E2 | F1 | Commercial | Warehouse | Existing | Exterior Lighting | Electric | General Service Lighting | E2 | CCE | 0 | 0 | 0 | 0 | 0 | 0 | 0 | 0 | 0 | 0 | 0 | 0 | 0 | 0 | 0 | 0 | 0 | 0 | 0 | 0 | 0 | 0 | 0 | 0 | 0 | 0 | 0 | 0 | 0 | 0
F1_Commercial_Warehouse_Existing_Exterior Lighting_Electric_General Service Lighting_E3 | F1 | Commercial | Warehouse | Existing | Exterior Lighting | Electric | General Service Lighting | E3 | CCE | 0 | 0 | 0 | 0 | 0 | 0 | 0 | 0 | 0 | 0 | 0 | 0 | 0 | 0 | 0 | 0 | 0 | 0 | 0 | 0 | 0 | 0 | 0 | 0 | 0 | 0 | 0 | 0 | 0 | 0
F1_Commercial_Warehouse_Existing_Exterior Lighting_Electric_General Service Lighting_E4 | F1 | Commercial | Warehouse | Existing | Exterior Lighting | Electric | General Service Lighting | E4 | CCE | 0 | 0 | 0 | 0 | 0 | 0 | 0 | 0 | 0 | 0 | 0 | 0 | 0 | 0 | 0 | 0 | 0 | 0 | 0 | 0 | 0 | 0 | 0 | 0 | 0 | 0 | 0 | 0 | 0 | 0
F1_Commercial_Warehouse_Existing_Exterior Lighting_Electric_General Service Lighting_E5 | F1 | Commercial | Warehouse | Existing | Exterior Lighting | Electric | General Service Lighting | E5 | CCE | 0 | 0 | 0 | 0 | 0 | 0 | 0 | 0 | 0 | 0 | 0 | 0 | 0 | 0 | 0 | 0 | 0 | 0 | 0 | 0 | 0 | 0 | 0 | 0 | 0 | 0 | 0 | 0 | 0 | 0
F1_Commercial_Warehouse_Existing_Exterior Lighting_Electric_General Service Lighting_E6 | F1 | Commercial | Warehouse | Existing | Exterior Lighting | Electric | General Service Lighting | E6 | CCE | 0 | 0 | 0 | 0 | 0 | 0 | 0 | 0 | 0 | 0 | 0 | 0 | 0 | 0 | 0 | 0 | 0 | 0 | 0 | 0 | 0 | 0 | 0 | 0 | 0 | 0 | 0 | 0 | 0 | 0
F1_Commercial_Warehouse_Existing_Exterior Lighting_Electric_General Service Lighting_E7 | F1 | Commercial | Warehouse | Existing | Exterior Lighting | Electric | General Service Lighting | E7 | CCE | 0 | 0 | 0 | 0 | 0 | 0 | 0 | 0 | 0 | 0 | 0 | 0 | 0 | 0 | 0 | 0 | 0 | 0 | 0 | 0 | 0 | 0 | 0 | 0 | 0 | 0 | 0 | 0 | 0 | 0
F1_Commercial_Warehouse_Existing_Exterior Lighting_Electric_General Service Lighting_E8 | F1 | Commercial | Warehouse | Existing | Exterior Lighting | Electric | General Service Lighting | E8 | CCE | 0 | 0 | 0 | 0 | 0 | 0 | 0 | 0 | 0 | 0 | 0 | 0 | 0 | 0 | 0 | 0 | 0 | 0 | 0 | 0 | 0 | 0 | 0 | 0 | 0 | 0 | 0 | 0 | 0 | 0
F1_Commercial_Warehouse_Existing_Exterior Lighting_Electric_General Service Lighting_E9 | F1 | Commercial | Warehouse | Existing | Exterior Lighting | Electric | General Service Lighting | E9 | CCE | 0 | 0 | 0 | 0 | 0 | 0 | 0 | 0 | 0 | 0 | 0 | 0 | 0 | 0 | 0 | 0 | 0 | 0 | 0 | 0 | 0 | 0 | 0 | 0 | 0 | 0 | 0 | 0 | 0 | 0
F1_Commercial_Warehouse_Existing_Exterior Lighting_Electric_General Service Lighting_E10 | F1 | Commercial | Warehouse | Existing | Exterior Lighting | Electric | General Service Lighting | E10 | CCE | 0 | 0 | 0 | 0 | 0 | 0 | 0 | 0 | 0 | 0 | 0 | 0 | 0 | 0 | 0 | 0 | 0 | 0 | 0 | 0 | 0 | 0 | 0 | 0 | 0 | 0 | 0 | 0 | 0 | 0
F2_Commercial_Warehouse_Existing_Exterior Lighting_Electric_General Service Lighting_E1 | F2 | Commercial | Warehouse | Existing | Exterior Lighting | Electric | General Service Lighting | E1 | TRC BC Ratio | 0 | 0 | 0 | 0 | 0 | 0 | 0 | 0 | 0 | 0 | 0 | 0 | 0 | 0 | 0 | 0 | 0 | 0 | 0 | 0 | 0 | 0 | 0 | 0 | 0 | 0 | 0 | 0 | 0 | 0
F2_Commercial_Warehouse_Existing_Exterior Lighting_Electric_General Service Lighting_E2 | F2 | Commercial | Warehouse | Existing | Exterior Lighting | Electric | General Service Lighting | E2 | TRC BC Ratio | 0 | 0 | 0 | 0 | 0 | 0 | 0 | 0 | 0 | 0 | 0 | 0 | 0 | 0 | 0 | 0 | 0 | 0 | 0 | 0 | 0 | 0 | 0 | 0 | 0 | 0 | 0 | 0 | 0 | 0
F2_Commercial_Warehouse_Existing_Exterior Lighting_Electric_General Service Lighting_E3 | F2 | Commercial | Warehouse | Existing | Exterior Lighting | Electric | General Service Lighting | E3 | TRC BC Ratio | 0 | 0 | 0 | 0 | 0 | 0 | 0 | 0 | 0 | 0 | 0 | 0 | 0 | 0 | 0 | 0 | 0 | 0 | 0 | 0 | 0 | 0 | 0 | 0 | 0 | 0 | 0 | 0 | 0 | 0
F2_Commercial_Warehouse_Existing_Exterior Lighting_Electric_General Service Lighting_E4 | F2 | Commercial | Warehouse | Existing | Exterior Lighting | Electric | General Service Lighting | E4 | TRC BC Ratio | 0 | 0 | 0 | 0 | 0 | 0 | 0 | 0 | 0 | 0 | 0 | 0 | 0 | 0 | 0 | 0 | 0 | 0 | 0 | 0 | 0 | 0 | 0 | 0 | 0 | 0 | 0 | 0 | 0 | 0
F2_Commercial_Warehouse_Existing_Exterior Lighting_Electric_General Service Lighting_E5 | F2 | Commercial | Warehouse | Existing | Exterior Lighting | Electric | General Service Lighting | E5 | TRC BC Ratio | 0 | 0 | 0 | 0 | 0 | 0 | 0 | 0 | 0 | 0 | 0 | 0 | 0 | 0 | 0 | 0 | 0 | 0 | 0 | 0 | 0 | 0 | 0 | 0 | 0 | 0 | 0 | 0 | 0 | 0
F2_Commercial_Warehouse_Existing_Exterior Lighting_Electric_General Service Lighting_E6 | F2 | Commercial | Warehouse | Existing | Exterior Lighting | Electric | General Service Lighting | E6 | TRC BC Ratio | 0 | 0 | 0 | 0 | 0 | 0 | 0 | 0 | 0 | 0 | 0 | 0 | 0 | 0 | 0 | 0 | 0 | 0 | 0 | 0 | 0 | 0 | 0 | 0 | 0 | 0 | 0 | 0 | 0 | 0
F2_Commercial_Warehouse_Existing_Exterior Lighting_Electric_General Service Lighting_E7 | F2 | Commercial | Warehouse | Existing | Exterior Lighting | Electric | General Service Lighting | E7 | TRC BC Ratio | 0 | 0 | 0 | 0 | 0 | 0 | 0 | 0 | 0 | 0 | 0 | 0 | 0 | 0 | 0 | 0 | 0 | 0 | 0 | 0 | 0 | 0 | 0 | 0 | 0 | 0 | 0 | 0 | 0 | 0
F2_Commercial_Warehouse_Existing_Exterior Lighting_Electric_General Service Lighting_E8 | F2 | Commercial | Warehouse | Existing | Exterior Lighting | Electric | General Service Lighting | E8 | TRC BC Ratio | 0 | 0 | 0 | 0 | 0 | 0 | 0 | 0 | 0 | 0 | 0 | 0 | 0 | 0 | 0 | 0 | 0 | 0 | 0 | 0 | 0 | 0 | 0 | 0 | 0 | 0 | 0 | 0 | 0 | 0
F2_Commercial_Warehouse_Existing_Exterior Lighting_Electric_General Service Lighting_E9 | F2 | Commercial | Warehouse | Existing | Exterior Lighting | Electric | General Service Lighting | E9 | TRC BC Ratio | 0 | 0 | 0 | 0 | 0 | 0 | 0 | 0 | 0 | 0 | 0 | 0 | 0 | 0 | 0 | 0 | 0 | 0 | 0 | 0 | 0 | 0 | 0 | 0 | 0 | 0 | 0 | 0 | 0 | 0
F2_Commercial_Warehouse_Existing_Exterior Lighting_Electric_General Service Lighting_E10 | F2 | Commercial | Warehouse | Existing | Exterior Lighting | Electric | General Service Lighting | E10 | TRC BC Ratio | 0 | 0 | 0 | 0 | 0 | 0 | 0 | 0 | 0 | 0 | 0 | 0 | 0 | 0 | 0 | 0 | 0 | 0 | 0 | 0 | 0 | 0 | 0 | 0 | 0 | 0 | 0 | 0 | 0 | 0
F3_Commercial_Warehouse_Existing_Exterior Lighting_Electric_General Service Lighting_E1 | F3 | Commercial | Warehouse | Existing | Exterior Lighting | Electric | General Service Lighting | E1 | PACT BC Ratio | 0 | 0 | 0 | 0 | 0 | 0 | 0 | 0 | 0 | 0 | 0 | 0 | 0 | 0 | 0 | 0 | 0 | 0 | 0 | 0 | 0 | 0 | 0 | 0 | 0 | 0 | 0 | 0 | 0 | 0
F3_Commercial_Warehouse_Existing_Exterior Lighting_Electric_General Service Lighting_E2 | F3 | Commercial | Warehouse | Existing | Exterior Lighting | Electric | General Service Lighting | E2 | PACT BC Ratio | 0 | 0 | 0 | 0 | 0 | 0 | 0 | 0 | 0 | 0 | 0 | 0 | 0 | 0 | 0 | 0 | 0 | 0 | 0 | 0 | 0 | 0 | 0 | 0 | 0 | 0 | 0 | 0 | 0 | 0
F3_Commercial_Warehouse_Existing_Exterior Lighting_Electric_General Service Lighting_E3 | F3 | Commercial | Warehouse | Existing | Exterior Lighting | Electric | General Service Lighting | E3 | PACT BC Ratio | 0 | 0 | 0 | 0 | 0 | 0 | 0 | 0 | 0 | 0 | 0 | 0 | 0 | 0 | 0 | 0 | 0 | 0 | 0 | 0 | 0 | 0 | 0 | 0 | 0 | 0 | 0 | 0 | 0 | 0
F3_Commercial_Warehouse_Existing_Exterior Lighting_Electric_General Service Lighting_E4 | F3 | Commercial | Warehouse | Existing | Exterior Lighting | Electric | General Service Lighting | E4 | PACT BC Ratio | 0 | 0 | 0 | 0 | 0 | 0 | 0 | 0 | 0 | 0 | 0 | 0 | 0 | 0 | 0 | 0 | 0 | 0 | 0 | 0 | 0 | 0 | 0 | 0 | 0 | 0 | 0 | 0 | 0 | 0
F3_Commercial_Warehouse_Existing_Exterior Lighting_Electric_General Service Lighting_E5 | F3 | Commercial | Warehouse | Existing | Exterior Lighting | Electric | General Service Lighting | E5 | PACT BC Ratio | 0 | 0 | 0 | 0 | 0 | 0 | 0 | 0 | 0 | 0 | 0 | 0 | 0 | 0 | 0 | 0 | 0 | 0 | 0 | 0 | 0 | 0 | 0 | 0 | 0 | 0 | 0 | 0 | 0 | 0
F3_Commercial_Warehouse_Existing_Exterior Lighting_Electric_General Service Lighting_E6 | F3 | Commercial | Warehouse | Existing | Exterior Lighting | Electric | General Service Lighting | E6 | PACT BC Ratio | 0 | 0 | 0 | 0 | 0 | 0 | 0 | 0 | 0 | 0 | 0 | 0 | 0 | 0 | 0 | 0 | 0 | 0 | 0 | 0 | 0 | 0 | 0 | 0 | 0 | 0 | 0 | 0 | 0 | 0
F3_Commercial_Warehouse_Existing_Exterior Lighting_Electric_General Service Lighting_E7 | F3 | Commercial | Warehouse | Existing | Exterior Lighting | Electric | General Service Lighting | E7 | PACT BC Ratio | 0 | 0 | 0 | 0 | 0 | 0 | 0 | 0 | 0 | 0 | 0 | 0 | 0 | 0 | 0 | 0 | 0 | 0 | 0 | 0 | 0 | 0 | 0 | 0 | 0 | 0 | 0 | 0 | 0 | 0
F3_Commercial_Warehouse_Existing_Exterior Lighting_Electric_General Service Lighting_E8 | F3 | Commercial | Warehouse | Existing | Exterior Lighting | Electric | General Service Lighting | E8 | PACT BC Ratio | 0 | 0 | 0 | 0 | 0 | 0 | 0 | 0 | 0 | 0 | 0 | 0 | 0 | 0 | 0 | 0 | 0 | 0 | 0 | 0 | 0 | 0 | 0 | 0 | 0 | 0 | 0 | 0 | 0 | 0
F3_Commercial_Warehouse_Existing_Exterior Lighting_Electric_General Service Lighting_E9 | F3 | Commercial | Warehouse | Existing | Exterior Lighting | Electric | General Service Lighting | E9 | PACT BC Ratio | 0 | 0 | 0 | 0 | 0 | 0 | 0 | 0 | 0 | 0 | 0 | 0 | 0 | 0 | 0 | 0 | 0 | 0 | 0 | 0 | 0 | 0 | 0 | 0 | 0 | 0 | 0 | 0 | 0 | 0
F3_Commercial_Warehouse_Existing_Exterior Lighting_Electric_General Service Lighting_E10 | F3 | Commercial | Warehouse | Existing | Exterior Lighting | Electric | General Service Lighting | E10 | PACT BC Ratio | 0 | 0 | 0 | 0 | 0 | 0 | 0 | 0 | 0 | 0 | 0 | 0 | 0 | 0 | 0 | 0 | 0 | 0 | 0 | 0 | 0 | 0 | 0 | 0 | 0 | 0 | 0 | 0 | 0 | 0
F4_Commercial_Warehouse_Existing_Exterior Lighting_Electric_General Service Lighting_E1 | F4 | Commercial | Warehouse | Existing | Exterior Lighting | Electric | General Service Lighting | E1 | RVT BC Ratio | 0 | 0 | 0 | 0 | 0 | 0 | 0 | 0 | 0 | 0 | 0 | 0 | 0 | 0 | 0 | 0 | 0 | 0 | 0 | 0 | 0 | 0 | 0 | 0 | 0 | 0 | 0 | 0 | 0 | 0
F4_Commercial_Warehouse_Existing_Exterior Lighting_Electric_General Service Lighting_E2 | F4 | Commercial | Warehouse | Existing | Exterior Lighting | Electric | General Service Lighting | E2 | RVT BC Ratio | 0 | 0 | 0 | 0 | 0 | 0 | 0 | 0 | 0 | 0 | 0 | 0 | 0 | 0 | 0 | 0 | 0 | 0 | 0 | 0 | 0 | 0 | 0 | 0 | 0 | 0 | 0 | 0 | 0 | 0
F4_Commercial_Warehouse_Existing_Exterior Lighting_Electric_General Service Lighting_E3 | F4 | Commercial | Warehouse | Existing | Exterior Lighting | Electric | General Service Lighting | E3 | RVT BC Ratio | 0 | 0 | 0 | 0 | 0 | 0 | 0 | 0 | 0 | 0 | 0 | 0 | 0 | 0 | 0 | 0 | 0 | 0 | 0 | 0 | 0 | 0 | 0 | 0 | 0 | 0 | 0 | 0 | 0 | 0
F4_Commercial_Warehouse_Existing_Exterior Lighting_Electric_General Service Lighting_E4 | F4 | Commercial | Warehouse | Existing | Exterior Lighting | Electric | General Service Lighting | E4 | RVT BC Ratio | 0 | 0 | 0 | 0 | 0 | 0 | 0 | 0 | 0 | 0 | 0 | 0 | 0 | 0 | 0 | 0 | 0 | 0 | 0 | 0 | 0 | 0 | 0 | 0 | 0 | 0 | 0 | 0 | 0 | 0
F4_Commercial_Warehouse_Existing_Exterior Lighting_Electric_General Service Lighting_E5 | F4 | Commercial | Warehouse | Existing | Exterior Lighting | Electric | General Service Lighting | E5 | RVT BC Ratio | 0 | 0 | 0 | 0 | 0 | 0 | 0 | 0 | 0 | 0 | 0 | 0 | 0 | 0 | 0 | 0 | 0 | 0 | 0 | 0 | 0 | 0 | 0 | 0 | 0 | 0 | 0 | 0 | 0 | 0
F4_Commercial_Warehouse_Existing_Exterior Lighting_Electric_General Service Lighting_E6 | F4 | Commercial | Warehouse | Existing | Exterior Lighting | Electric | General Service Lighting | E6 | RVT BC Ratio | 0 | 0 | 0 | 0 | 0 | 0 | 0 | 0 | 0 | 0 | 0 | 0 | 0 | 0 | 0 | 0 | 0 | 0 | 0 | 0 | 0 | 0 | 0 | 0 | 0 | 0 | 0 | 0 | 0 | 0
F4_Commercial_Warehouse_Existing_Exterior Lighting_Electric_General Service Lighting_E7 | F4 | Commercial | Warehouse | Existing | Exterior Lighting | Electric | General Service Lighting | E7 | RVT BC Ratio | 0 | 0 | 0 | 0 | 0 | 0 | 0 | 0 | 0 | 0 | 0 | 0 | 0 | 0 | 0 | 0 | 0 | 0 | 0 | 0 | 0 | 0 | 0 | 0 | 0 | 0 | 0 | 0 | 0 | 0
F4_Commercial_Warehouse_Existing_Exterior Lighting_Electric_General Service Lighting_E8 | F4 | Commercial | Warehouse | Existing | Exterior Lighting | Electric | General Service Lighting | E8 | RVT BC Ratio | 0 | 0 | 0 | 0 | 0 | 0 | 0 | 0 | 0 | 0 | 0 | 0 | 0 | 0 | 0 | 0 | 0 | 0 | 0 | 0 | 0 | 0 | 0 | 0 | 0 | 0 | 0 | 0 | 0 | 0
F4_Commercial_Warehouse_Existing_Exterior Lighting_Electric_General Service Lighting_E9 | F4 | Commercial | Warehouse | Existing | Exterior Lighting | Electric | General Service Lighting | E9 | RVT BC Ratio | 0 | 0 | 0 | 0 | 0 | 0 | 0 | 0 | 0 | 0 | 0 | 0 | 0 | 0 | 0 | 0 | 0 | 0 | 0 | 0 | 0 | 0 | 0 | 0 | 0 | 0 | 0 | 0 | 0 | 0
F4_Commercial_Warehouse_Existing_Exterior Lighting_Electric_General Service Lighting_E10 | F4 | Commercial | Warehouse | Existing | Exterior Lighting | Electric | General Service Lighting | E10 | RVT BC Ratio | 0 | 0 | 0 | 0 | 0 | 0 | 0 | 0 | 0 | 0 | 0 | 0 | 0 | 0 | 0 | 0 | 0 | 0 | 0 | 0 | 0 | 0 | 0 | 0 | 0 | 0 | 0 | 0 | 0 | 0
F5_Commercial_Warehouse_Existing_Exterior Lighting_Electric_General Service Lighting_E1 | F5 | Commercial | Warehouse | Existing | Exterior Lighting | Electric | General Service Lighting | E1 | RIM BC Ratio | 0 | 0 | 0 | 0 | 0 | 0 | 0 | 0 | 0 | 0 | 0 | 0 | 0 | 0 | 0 | 0 | 0 | 0 | 0 | 0 | 0 | 0 | 0 | 0 | 0 | 0 | 0 | 0 | 0 | 0
F5_Commercial_Warehouse_Existing_Exterior Lighting_Electric_General Service Lighting_E2 | F5 | Commercial | Warehouse | Existing | Exterior Lighting | Electric | General Service Lighting | E2 | RIM BC Ratio | 0 | 0 | 0 | 0 | 0 | 0 | 0 | 0 | 0 | 0 | 0 | 0 | 0 | 0 | 0 | 0 | 0 | 0 | 0 | 0 | 0 | 0 | 0 | 0 | 0 | 0 | 0 | 0 | 0 | 0
F5_Commercial_Warehouse_Existing_Exterior Lighting_Electric_General Service Lighting_E3 | F5 | Commercial | Warehouse | Existing | Exterior Lighting | Electric | General Service Lighting | E3 | RIM BC Ratio | 0 | 0 | 0 | 0 | 0 | 0 | 0 | 0 | 0 | 0 | 0 | 0 | 0 | 0 | 0 | 0 | 0 | 0 | 0 | 0 | 0 | 0 | 0 | 0 | 0 | 0 | 0 | 0 | 0 | 0
F5_Commercial_Warehouse_Existing_Exterior Lighting_Electric_General Service Lighting_E4 | F5 | Commercial | Warehouse | Existing | Exterior Lighting | Electric | General Service Lighting | E4 | RIM BC Ratio | 0 | 0 | 0 | 0 | 0 | 0 | 0 | 0 | 0 | 0 | 0 | 0 | 0 | 0 | 0 | 0 | 0 | 0 | 0 | 0 | 0 | 0 | 0 | 0 | 0 | 0 | 0 | 0 | 0 | 0
F5_Commercial_Warehouse_Existing_Exterior Lighting_Electric_General Service Lighting_E5 | F5 | Commercial | Warehouse | Existing | Exterior Lighting | Electric | General Service Lighting | E5 | RIM BC Ratio | 0 | 0 | 0 | 0 | 0 | 0 | 0 | 0 | 0 | 0 | 0 | 0 | 0 | 0 | 0 | 0 | 0 | 0 | 0 | 0 | 0 | 0 | 0 | 0 | 0 | 0 | 0 | 0 | 0 | 0
F5_Commercial_Warehouse_Existing_Exterior Lighting_Electric_General Service Lighting_E6 | F5 | Commercial | Warehouse | Existing | Exterior Lighting | Electric | General Service Lighting | E6 | RIM BC Ratio | 0 | 0 | 0 | 0 | 0 | 0 | 0 | 0 | 0 | 0 | 0 | 0 | 0 | 0 | 0 | 0 | 0 | 0 | 0 | 0 | 0 | 0 | 0 | 0 | 0 | 0 | 0 | 0 | 0 | 0
F5_Commercial_Warehouse_Existing_Exterior Lighting_Electric_General Service Lighting_E7 | F5 | Commercial | Warehouse | Existing | Exterior Lighting | Electric | General Service Lighting | E7 | RIM BC Ratio | 0 | 0 | 0 | 0 | 0 | 0 | 0 | 0 | 0 | 0 | 0 | 0 | 0 | 0 | 0 | 0 | 0 | 0 | 0 | 0 | 0 | 0 | 0 | 0 | 0 | 0 | 0 | 0 | 0 | 0
F5_Commercial_Warehouse_Existing_Exterior Lighting_Electric_General Service Lighting_E8 | F5 | Commercial | Warehouse | Existing | Exterior Lighting | Electric | General Service Lighting | E8 | RIM BC Ratio | 0 | 0 | 0 | 0 | 0 | 0 | 0 | 0 | 0 | 0 | 0 | 0 | 0 | 0 | 0 | 0 | 0 | 0 | 0 | 0 | 0 | 0 | 0 | 0 | 0 | 0 | 0 | 0 | 0 | 0
F5_Commercial_Warehouse_Existing_Exterior Lighting_Electric_General Service Lighting_E9 | F5 | Commercial | Warehouse | Existing | Exterior Lighting | Electric | General Service Lighting | E9 | RIM BC Ratio | 0 | 0 | 0 | 0 | 0 | 0 | 0 | 0 | 0 | 0 | 0 | 0 | 0 | 0 | 0 | 0 | 0 | 0 | 0 | 0 | 0 | 0 | 0 | 0 | 0 | 0 | 0 | 0 | 0 | 0
F5_Commercial_Warehouse_Existing_Exterior Lighting_Electric_General Service Lighting_E10 | F5 | Commercial | Warehouse | Existing | Exterior Lighting | Electric | General Service Lighting | E10 | RIM BC Ratio | 0 | 0 | 0 | 0 | 0 | 0 | 0 | 0 | 0 | 0 | 0 | 0 | 0 | 0 | 0 | 0 | 0 | 0 | 0 | 0 | 0 | 0 | 0 | 0 | 0 | 0 | 0 | 0 | 0 | 0
F0_Commercial_Warehouse_Existing_Exterior Lighting_Electric_Area Lighting_E0 | F0 | Commercial | Warehouse | Existing | Exterior Lighting | Electric | Area Lighting | E0 | Economic Unit | 0 | 0 | 0 | 0 | 0 | 0 | 0 | 0 | 0 | 0 | 0 | 0 | 0 | 0 | 0 | 0 | 0 | 0 | 0 | 0 | 0 | 0 | 0 | 0 | 0 | 0 | 0 | 0 | 0 | 0
F1_Commercial_Warehouse_Existing_Exterior Lighting_Electric_Area Lighting_E1 | F1 | Commercial | Warehouse | Existing | Exterior Lighting | Electric | Area Lighting | E1 | CCE | 0 | 0 | 0 | 0 | 0 | 0 | 0 | 0 | 0 | 0 | 0 | 0 | 0 | 0 | 0 | 0 | 0 | 0 | 0 | 0 | 0 | 0 | 0 | 0 | 0 | 0 | 0 | 0 | 0 | 0
F1_Commercial_Warehouse_Existing_Exterior Lighting_Electric_Area Lighting_E2 | F1 | Commercial | Warehouse | Existing | Exterior Lighting | Electric | Area Lighting | E2 | CCE | 0 | 0 | 0 | 0 | 0 | 0 | 0 | 0 | 0 | 0 | 0 | 0 | 0 | 0 | 0 | 0 | 0 | 0 | 0 | 0 | 0 | 0 | 0 | 0 | 0 | 0 | 0 | 0 | 0 | 0
F1_Commercial_Warehouse_Existing_Exterior Lighting_Electric_Area Lighting_E3 | F1 | Commercial | Warehouse | Existing | Exterior Lighting | Electric | Area Lighting | E3 | CCE | 0 | 0 | 0 | 0 | 0 | 0 | 0 | 0 | 0 | 0 | 0 | 0 | 0 | 0 | 0 | 0 | 0 | 0 | 0 | 0 | 0 | 0 | 0 | 0 | 0 | 0 | 0 | 0 | 0 | 0
F1_Commercial_Warehouse_Existing_Exterior Lighting_Electric_Area Lighting_E4 | F1 | Commercial | Warehouse | Existing | Exterior Lighting | Electric | Area Lighting | E4 | CCE | 0 | 0 | 0 | 0 | 0 | 0 | 0 | 0 | 0 | 0 | 0 | 0 | 0 | 0 | 0 | 0 | 0 | 0 | 0 | 0 | 0 | 0 | 0 | 0 | 0 | 0 | 0 | 0 | 0 | 0
F1_Commercial_Warehouse_Existing_Exterior Lighting_Electric_Area Lighting_E5 | F1 | Commercial | Warehouse | Existing | Exterior Lighting | Electric | Area Lighting | E5 | CCE | 0 | 0 | 0 | 0 | 0 | 0 | 0 | 0 | 0 | 0 | 0 | 0 | 0 | 0 | 0 | 0 | 0 | 0 | 0 | 0 | 0 | 0 | 0 | 0 | 0 | 0 | 0 | 0 | 0 | 0
F1_Commercial_Warehouse_Existing_Exterior Lighting_Electric_Area Lighting_E6 | F1 | Commercial | Warehouse | Existing | Exterior Lighting | Electric | Area Lighting | E6 | CCE | 0 | 0 | 0 | 0 | 0 | 0 | 0 | 0 | 0 | 0 | 0 | 0 | 0 | 0 | 0 | 0 | 0 | 0 | 0 | 0 | 0 | 0 | 0 | 0 | 0 | 0 | 0 | 0 | 0 | 0
F1_Commercial_Warehouse_Existing_Exterior Lighting_Electric_Area Lighting_E7 | F1 | Commercial | Warehouse | Existing | Exterior Lighting | Electric | Area Lighting | E7 | CCE | 0 | 0 | 0 | 0 | 0 | 0 | 0 | 0 | 0 | 0 | 0 | 0 | 0 | 0 | 0 | 0 | 0 | 0 | 0 | 0 | 0 | 0 | 0 | 0 | 0 | 0 | 0 | 0 | 0 | 0
F1_Commercial_Warehouse_Existing_Exterior Lighting_Electric_Area Lighting_E8 | F1 | Commercial | Warehouse | Existing | Exterior Lighting | Electric | Area Lighting | E8 | CCE | 0 | 0 | 0 | 0 | 0 | 0 | 0 | 0 | 0 | 0 | 0 | 0 | 0 | 0 | 0 | 0 | 0 | 0 | 0 | 0 | 0 | 0 | 0 | 0 | 0 | 0 | 0 | 0 | 0 | 0
F1_Commercial_Warehouse_Existing_Exterior Lighting_Electric_Area Lighting_E9 | F1 | Commercial | Warehouse | Existing | Exterior Lighting | Electric | Area Lighting | E9 | CCE | 0 | 0 | 0 | 0 | 0 | 0 | 0 | 0 | 0 | 0 | 0 | 0 | 0 | 0 | 0 | 0 | 0 | 0 | 0 | 0 | 0 | 0 | 0 | 0 | 0 | 0 | 0 | 0 | 0 | 0
F1_Commercial_Warehouse_Existing_Exterior Lighting_Electric_Area Lighting_E10 | F1 | Commercial | Warehouse | Existing | Exterior Lighting | Electric | Area Lighting | E10 | CCE | 0 | 0 | 0 | 0 | 0 | 0 | 0 | 0 | 0 | 0 | 0 | 0 | 0 | 0 | 0 | 0 | 0 | 0 | 0 | 0 | 0 | 0 | 0 | 0 | 0 | 0 | 0 | 0 | 0 | 0
F2_Commercial_Warehouse_Existing_Exterior Lighting_Electric_Area Lighting_E1 | F2 | Commercial | Warehouse | Existing | Exterior Lighting | Electric | Area Lighting | E1 | TRC BC Ratio | 0 | 0 | 0 | 0 | 0 | 0 | 0 | 0 | 0 | 0 | 0 | 0 | 0 | 0 | 0 | 0 | 0 | 0 | 0 | 0 | 0 | 0 | 0 | 0 | 0 | 0 | 0 | 0 | 0 | 0
F2_Commercial_Warehouse_Existing_Exterior Lighting_Electric_Area Lighting_E2 | F2 | Commercial | Warehouse | Existing | Exterior Lighting | Electric | Area Lighting | E2 | TRC BC Ratio | 0 | 0 | 0 | 0 | 0 | 0 | 0 | 0 | 0 | 0 | 0 | 0 | 0 | 0 | 0 | 0 | 0 | 0 | 0 | 0 | 0 | 0 | 0 | 0 | 0 | 0 | 0 | 0 | 0 | 0
F2_Commercial_Warehouse_Existing_Exterior Lighting_Electric_Area Lighting_E3 | F2 | Commercial | Warehouse | Existing | Exterior Lighting | Electric | Area Lighting | E3 | TRC BC Ratio | 0 | 0 | 0 | 0 | 0 | 0 | 0 | 0 | 0 | 0 | 0 | 0 | 0 | 0 | 0 | 0 | 0 | 0 | 0 | 0 | 0 | 0 | 0 | 0 | 0 | 0 | 0 | 0 | 0 | 0
F2_Commercial_Warehouse_Existing_Exterior Lighting_Electric_Area Lighting_E4 | F2 | Commercial | Warehouse | Existing | Exterior Lighting | Electric | Area Lighting | E4 | TRC BC Ratio | 0 | 0 | 0 | 0 | 0 | 0 | 0 | 0 | 0 | 0 | 0 | 0 | 0 | 0 | 0 | 0 | 0 | 0 | 0 | 0 | 0 | 0 | 0 | 0 | 0 | 0 | 0 | 0 | 0 | 0
F2_Commercial_Warehouse_Existing_Exterior Lighting_Electric_Area Lighting_E5 | F2 | Commercial | Warehouse | Existing | Exterior Lighting | Electric | Area Lighting | E5 | TRC BC Ratio | 0 | 0 | 0 | 0 | 0 | 0 | 0 | 0 | 0 | 0 | 0 | 0 | 0 | 0 | 0 | 0 | 0 | 0 | 0 | 0 | 0 | 0 | 0 | 0 | 0 | 0 | 0 | 0 | 0 | 0
F2_Commercial_Warehouse_Existing_Exterior Lighting_Electric_Area Lighting_E6 | F2 | Commercial | Warehouse | Existing | Exterior Lighting | Electric | Area Lighting | E6 | TRC BC Ratio | 0 | 0 | 0 | 0 | 0 | 0 | 0 | 0 | 0 | 0 | 0 | 0 | 0 | 0 | 0 | 0 | 0 | 0 | 0 | 0 | 0 | 0 | 0 | 0 | 0 | 0 | 0 | 0 | 0 | 0
F2_Commercial_Warehouse_Existing_Exterior Lighting_Electric_Area Lighting_E7 | F2 | Commercial | Warehouse | Existing | Exterior Lighting | Electric | Area Lighting | E7 | TRC BC Ratio | 0 | 0 | 0 | 0 | 0 | 0 | 0 | 0 | 0 | 0 | 0 | 0 | 0 | 0 | 0 | 0 | 0 | 0 | 0 | 0 | 0 | 0 | 0 | 0 | 0 | 0 | 0 | 0 | 0 | 0
F2_Commercial_Warehouse_Existing_Exterior Lighting_Electric_Area Lighting_E8 | F2 | Commercial | Warehouse | Existing | Exterior Lighting | Electric | Area Lighting | E8 | TRC BC Ratio | 0 | 0 | 0 | 0 | 0 | 0 | 0 | 0 | 0 | 0 | 0 | 0 | 0 | 0 | 0 | 0 | 0 | 0 | 0 | 0 | 0 | 0 | 0 | 0 | 0 | 0 | 0 | 0 | 0 | 0
F2_Commercial_Warehouse_Existing_Exterior Lighting_Electric_Area Lighting_E9 | F2 | Commercial | Warehouse | Existing | Exterior Lighting | Electric | Area Lighting | E9 | TRC BC Ratio | 0 | 0 | 0 | 0 | 0 | 0 | 0 | 0 | 0 | 0 | 0 | 0 | 0 | 0 | 0 | 0 | 0 | 0 | 0 | 0 | 0 | 0 | 0 | 0 | 0 | 0 | 0 | 0 | 0 | 0
F2_Commercial_Warehouse_Existing_Exterior Lighting_Electric_Area Lighting_E10 | F2 | Commercial | Warehouse | Existing | Exterior Lighting | Electric | Area Lighting | E10 | TRC BC Ratio | 0 | 0 | 0 | 0 | 0 | 0 | 0 | 0 | 0 | 0 | 0 | 0 | 0 | 0 | 0 | 0 | 0 | 0 | 0 | 0 | 0 | 0 | 0 | 0 | 0 | 0 | 0 | 0 | 0 | 0
F3_Commercial_Warehouse_Existing_Exterior Lighting_Electric_Area Lighting_E1 | F3 | Commercial | Warehouse | Existing | Exterior Lighting | Electric | Area Lighting | E1 | PACT BC Ratio | 0 | 0 | 0 | 0 | 0 | 0 | 0 | 0 | 0 | 0 | 0 | 0 | 0 | 0 | 0 | 0 | 0 | 0 | 0 | 0 | 0 | 0 | 0 | 0 | 0 | 0 | 0 | 0 | 0 | 0
F3_Commercial_Warehouse_Existing_Exterior Lighting_Electric_Area Lighting_E2 | F3 | Commercial | Warehouse | Existing | Exterior Lighting | Electric | Area Lighting | E2 | PACT BC Ratio | 0 | 0 | 0 | 0 | 0 | 0 | 0 | 0 | 0 | 0 | 0 | 0 | 0 | 0 | 0 | 0 | 0 | 0 | 0 | 0 | 0 | 0 | 0 | 0 | 0 | 0 | 0 | 0 | 0 | 0
F3_Commercial_Warehouse_Existing_Exterior Lighting_Electric_Area Lighting_E3 | F3 | Commercial | Warehouse | Existing | Exterior Lighting | Electric | Area Lighting | E3 | PACT BC Ratio | 0 | 0 | 0 | 0 | 0 | 0 | 0 | 0 | 0 | 0 | 0 | 0 | 0 | 0 | 0 | 0 | 0 | 0 | 0 | 0 | 0 | 0 | 0 | 0 | 0 | 0 | 0 | 0 | 0 | 0
F3_Commercial_Warehouse_Existing_Exterior Lighting_Electric_Area Lighting_E4 | F3 | Commercial | Warehouse | Existing | Exterior Lighting | Electric | Area Lighting | E4 | PACT BC Ratio | 0 | 0 | 0 | 0 | 0 | 0 | 0 | 0 | 0 | 0 | 0 | 0 | 0 | 0 | 0 | 0 | 0 | 0 | 0 | 0 | 0 | 0 | 0 | 0 | 0 | 0 | 0 | 0 | 0 | 0
F3_Commercial_Warehouse_Existing_Exterior Lighting_Electric_Area Lighting_E5 | F3 | Commercial | Warehouse | Existing | Exterior Lighting | Electric | Area Lighting | E5 | PACT BC Ratio | 0 | 0 | 0 | 0 | 0 | 0 | 0 | 0 | 0 | 0 | 0 | 0 | 0 | 0 | 0 | 0 | 0 | 0 | 0 | 0 | 0 | 0 | 0 | 0 | 0 | 0 | 0 | 0 | 0 | 0
F3_Commercial_Warehouse_Existing_Exterior Lighting_Electric_Area Lighting_E6 | F3 | Commercial | Warehouse | Existing | Exterior Lighting | Electric | Area Lighting | E6 | PACT BC Ratio | 0 | 0 | 0 | 0 | 0 | 0 | 0 | 0 | 0 | 0 | 0 | 0 | 0 | 0 | 0 | 0 | 0 | 0 | 0 | 0 | 0 | 0 | 0 | 0 | 0 | 0 | 0 | 0 | 0 | 0
F3_Commercial_Warehouse_Existing_Exterior Lighting_Electric_Area Lighting_E7 | F3 | Commercial | Warehouse | Existing | Exterior Lighting | Electric | Area Lighting | E7 | PACT BC Ratio | 0 | 0 | 0 | 0 | 0 | 0 | 0 | 0 | 0 | 0 | 0 | 0 | 0 | 0 | 0 | 0 | 0 | 0 | 0 | 0 | 0 | 0 | 0 | 0 | 0 | 0 | 0 | 0 | 0 | 0
F3_Commercial_Warehouse_Existing_Exterior Lighting_Electric_Area Lighting_E8 | F3 | Commercial | Warehouse | Existing | Exterior Lighting | Electric | Area Lighting | E8 | PACT BC Ratio | 0 | 0 | 0 | 0 | 0 | 0 | 0 | 0 | 0 | 0 | 0 | 0 | 0 | 0 | 0 | 0 | 0 | 0 | 0 | 0 | 0 | 0 | 0 | 0 | 0 | 0 | 0 | 0 | 0 | 0
F3_Commercial_Warehouse_Existing_Exterior Lighting_Electric_Area Lighting_E9 | F3 | Commercial | Warehouse | Existing | Exterior Lighting | Electric | Area Lighting | E9 | PACT BC Ratio | 0 | 0 | 0 | 0 | 0 | 0 | 0 | 0 | 0 | 0 | 0 | 0 | 0 | 0 | 0 | 0 | 0 | 0 | 0 | 0 | 0 | 0 | 0 | 0 | 0 | 0 | 0 | 0 | 0 | 0
F3_Commercial_Warehouse_Existing_Exterior Lighting_Electric_Area Lighting_E10 | F3 | Commercial | Warehouse | Existing | Exterior Lighting | Electric | Area Lighting | E10 | PACT BC Ratio | 0 | 0 | 0 | 0 | 0 | 0 | 0 | 0 | 0 | 0 | 0 | 0 | 0 | 0 | 0 | 0 | 0 | 0 | 0 | 0 | 0 | 0 | 0 | 0 | 0 | 0 | 0 | 0 | 0 | 0
F4_Commercial_Warehouse_Existing_Exterior Lighting_Electric_Area Lighting_E1 | F4 | Commercial | Warehouse | Existing | Exterior Lighting | Electric | Area Lighting | E1 | RVT BC Ratio | 0 | 0 | 0 | 0 | 0 | 0 | 0 | 0 | 0 | 0 | 0 | 0 | 0 | 0 | 0 | 0 | 0 | 0 | 0 | 0 | 0 | 0 | 0 | 0 | 0 | 0 | 0 | 0 | 0 | 0
F4_Commercial_Warehouse_Existing_Exterior Lighting_Electric_Area Lighting_E2 | F4 | Commercial | Warehouse | Existing | Exterior Lighting | Electric | Area Lighting | E2 | RVT BC Ratio | 0 | 0 | 0 | 0 | 0 | 0 | 0 | 0 | 0 | 0 | 0 | 0 | 0 | 0 | 0 | 0 | 0 | 0 | 0 | 0 | 0 | 0 | 0 | 0 | 0 | 0 | 0 | 0 | 0 | 0
F4_Commercial_Warehouse_Existing_Exterior Lighting_Electric_Area Lighting_E3 | F4 | Commercial | Warehouse | Existing | Exterior Lighting | Electric | Area Lighting | E3 | RVT BC Ratio | 0 | 0 | 0 | 0 | 0 | 0 | 0 | 0 | 0 | 0 | 0 | 0 | 0 | 0 | 0 | 0 | 0 | 0 | 0 | 0 | 0 | 0 | 0 | 0 | 0 | 0 | 0 | 0 | 0 | 0
F4_Commercial_Warehouse_Existing_Exterior Lighting_Electric_Area Lighting_E4 | F4 | Commercial | Warehouse | Existing | Exterior Lighting | Electric | Area Lighting | E4 | RVT BC Ratio | 0 | 0 | 0 | 0 | 0 | 0 | 0 | 0 | 0 | 0 | 0 | 0 | 0 | 0 | 0 | 0 | 0 | 0 | 0 | 0 | 0 | 0 | 0 | 0 | 0 | 0 | 0 | 0 | 0 | 0
F4_Commercial_Warehouse_Existing_Exterior Lighting_Electric_Area Lighting_E5 | F4 | Commercial | Warehouse | Existing | Exterior Lighting | Electric | Area Lighting | E5 | RVT BC Ratio | 0 | 0 | 0 | 0 | 0 | 0 | 0 | 0 | 0 | 0 | 0 | 0 | 0 | 0 | 0 | 0 | 0 | 0 | 0 | 0 | 0 | 0 | 0 | 0 | 0 | 0 | 0 | 0 | 0 | 0
F4_Commercial_Warehouse_Existing_Exterior Lighting_Electric_Area Lighting_E6 | F4 | Commercial | Warehouse | Existing | Exterior Lighting | Electric | Area Lighting | E6 | RVT BC Ratio | 0 | 0 | 0 | 0 | 0 | 0 | 0 | 0 | 0 | 0 | 0 | 0 | 0 | 0 | 0 | 0 | 0 | 0 | 0 | 0 | 0 | 0 | 0 | 0 | 0 | 0 | 0 | 0 | 0 | 0
F4_Commercial_Warehouse_Existing_Exterior Lighting_Electric_Area Lighting_E7 | F4 | Commercial | Warehouse | Existing | Exterior Lighting | Electric | Area Lighting | E7 | RVT BC Ratio | 0 | 0 | 0 | 0 | 0 | 0 | 0 | 0 | 0 | 0 | 0 | 0 | 0 | 0 | 0 | 0 | 0 | 0 | 0 | 0 | 0 | 0 | 0 | 0 | 0 | 0 | 0 | 0 | 0 | 0
F4_Commercial_Warehouse_Existing_Exterior Lighting_Electric_Area Lighting_E8 | F4 | Commercial | Warehouse | Existing | Exterior Lighting | Electric | Area Lighting | E8 | RVT BC Ratio | 0 | 0 | 0 | 0 | 0 | 0 | 0 | 0 | 0 | 0 | 0 | 0 | 0 | 0 | 0 | 0 | 0 | 0 | 0 | 0 | 0 | 0 | 0 | 0 | 0 | 0 | 0 | 0 | 0 | 0
F4_Commercial_Warehouse_Existing_Exterior Lighting_Electric_Area Lighting_E9 | F4 | Commercial | Warehouse | Existing | Exterior Lighting | Electric | Area Lighting | E9 | RVT BC Ratio | 0 | 0 | 0 | 0 | 0 | 0 | 0 | 0 | 0 | 0 | 0 | 0 | 0 | 0 | 0 | 0 | 0 | 0 | 0 | 0 | 0 | 0 | 0 | 0 | 0 | 0 | 0 | 0 | 0 | 0
F4_Commercial_Warehouse_Existing_Exterior Lighting_Electric_Area Lighting_E10 | F4 | Commercial | Warehouse | Existing | Exterior Lighting | Electric | Area Lighting | E10 | RVT BC Ratio | 0 | 0 | 0 | 0 | 0 | 0 | 0 | 0 | 0 | 0 | 0 | 0 | 0 | 0 | 0 | 0 | 0 | 0 | 0 | 0 | 0 | 0 | 0 | 0 | 0 | 0 | 0 | 0 | 0 | 0
F5_Commercial_Warehouse_Existing_Exterior Lighting_Electric_Area Lighting_E1 | F5 | Commercial | Warehouse | Existing | Exterior Lighting | Electric | Area Lighting | E1 | RIM BC Ratio | 0 | 0 | 0 | 0 | 0 | 0 | 0 | 0 | 0 | 0 | 0 | 0 | 0 | 0 | 0 | 0 | 0 | 0 | 0 | 0 | 0 | 0 | 0 | 0 | 0 | 0 | 0 | 0 | 0 | 0